## Export
PROGRAM NAME | 0
BUDGET
Administrative Costs
Overhead and G&A | 0
Other Administrative Costs | 0
Marketing/Outreach | 0
Direct Implementation
d.i. User Input Incentive (No rebates) | 0
d.ii. Rebate | 119733.1
d.iii. Direct Install Labor | 0
d.iv. Direct Install Materials | 0
d.v. Upstream payments | 0
Activity | 0
Installation | 0
Hardware & Materials | 0
Rebate Processing & Inspection | 0
EM&V Costs | 0
Budget | 119733.1
Costs recovered from other sources | 0
Budget (plus other costs) | 119733.1
PROGRAM IMPACTS
Program Reductions for Measures installed through 2011
User Entered kW (kW) | 197.5034
Net Jul-Sept Peak (kW) | 194.8929
Net Dec-Feb Peak (kW) | 20.9559
Net NCP (kW) | 349.7376
Net CEC (kW) | 0
Annual Net kWh | 256786.4873
Lifecycle Net kWh | 1902092.7878
Annual Net Therms | 1480.8981
Lifecycle Net Therms | 26849.8495
Cost Effectiveness for all measures installed through 2015
TRC
Costs | 88205.703
Electric Benefits | 306806.2657
Gas Benefits | 14629.4527
Net Benefits (NPV) | 233230.0154
BC Ratio | 3.6442
PAC
Costs | 110182.1541
Electric Benefits | 306806.2657
Gas Benefits | 14629.4527
Net Benefits (NPV) | 211253.5643
BC Ratio | 2.9173
Levelized Cost
Levelized Cost TRC ($/kWh )
Discounted kWh | 1278767.4208
Cost | 0.066245
Benefits | 0.23992
Benefit-Cost | 0.17368
Levelized Cost PAC ($/kWh)
Discounted kWh | 1278767.4208
Cost | 0.081146
Benefits | 0.23992
Benefit-Cost | 0.15878
Levelized Cost TRC ($/therm)
Discounted Therms | 13529.6205
Cost | 0.23396
Benefits | 1.0813
Benefit-Cost | 0.84734
Levelized Cost PAC ($/therm)
Discounted Therms | 13529.6205
Cost | 0.44081
Benefits | 1.0813
Benefit-Cost | 0.64048
Emission Annual Reductions (2009-2011) |  | Energy Division File sheet "Attachment II" Total Electricity and Gas Emission Reductions
Electric Annual CO2 (tons) - 2009 | 148.3681 |  | 2009 | 2010 | 2011 | 2012 | 2013 | 2014 | 2015
2010 | 0 |  | Total | Total | Total | Total | Total | Total | Total
2011 | 0 | Annual CO2 Emission Reductions (tons) | 157.0313 | 0 | 0 | 0 | 0 | 0 | 0
Electric Lifecycle CO2 (tons) - 2009 | 1100.5704 | Lifecycle CO2 Emission Reductions (tons) | 1257.642 | 0 | 0 | 0 | 0 | 0 | 0
2010 | 0 | Annual NOx Emission Reductions (tons) | 0.027031 | 0 | 0 | 0 | 0 | 0 | 0
2011 | 0 | Lifecycle NOx Emission Reductions (tons) | 0.27365 | 0 | 0 | 0 | 0 | 0 | 0
Electric Annual NOX (tons) - 2009 | 0.020219 | Annual SO2 Emission Reductions (tons)
2010 | 0 | Lifecycle SO2 Emission Reductions (tons)
2011 | 0
Electric Lifecycle NOX (tons) - 2009 | 0.15014
2010 | 0
2011 | 0
Electric Annual SO2 (lbs) - 2009
2010
2011
Electric Lifecycle SO2 (lbs) - 2009
2010
2011
Gas Annual CO2 (tons) - 2009 | 8.6633
2010 | 0
2011 | 0
Gas Lifecycle CO2 (tons) - 2009 | 157.0716
2010 | 0
2011 | 0
Gas Annual NOX (tons) - 2009 | 0.0068121
2010 | 0
2011 | 0
Gas Lifecycle NOX (tons) - 2009 | 0.12351
2010 | 0
2011 | 0
Gas Annual SO2 (lbs) - 2009
2010
2011
Gas Lifecycle SO2 (lbs) - 2009
2010
2011
Data below not currently used in Energy Division workbook
Levelized Cost RIM ($/therm)
Discounted Therms | 13529.6205
Cost | 0.37065
Benefits | 1.0813
Benefit-Cost | 0.71064
Levelized Cost RIM ($/kWh)
Discounted kWh | 1278767.4208
Cost | 0.082241
Benefits | 0.23992
Benefit-Cost | 0.71064
RIM
Costs | 110182.1541
Electric Benefits | 306806.2657
Gas Benefits | 14629.4527
Net Benefits (NPV) | 211253.5643
BC Ratio | 2.9173
Impacts for all programs installed trhough 2019
Net July-Sept Peak (kW)
Clothes Dryer | 0
Clothes Washer | 0
Consumer Electronics | 0
Cooking | 0
Dishwasher | 0
Net Dec-Feb Pk (kW)
Clothes Dryer | 0
Clothes Washer | 0
Consumer Electronics | 0
Cooking | 0
Dishwasher | 0
0
Clothes Dryer | 0
Clothes Washer | 0
Consumer Electronics | 0
Cooking | 0
Dishwasher | 0
Annual Net kWh
Clothes Dryer | 0
Clothes Washer | 0
Consumer Electronics | 0
Cooking | 0
Dishwasher | 0
Lifecycle Net kWh
Clothes Dryer | 0
Clothes Washer | 0
Consumer Electronics | 0
Cooking | 0
Dishwasher | 0
Annual Net Therms
Clothes Dryer | 0
Clothes Washer | 0
Consumer Electronics | 0
Cooking | 0
Dishwasher | 0
Lifecycle Net Therms
Clothes Dryer | 0
Clothes Washer | 0
Consumer Electronics | 0
Cooking | 0
Dishwasher | 0

## Output by Measure
0
0
SDG&E | [7 empty] | Levelized Benefits less Costs (TRC) |  |  |  | Levelized Benefits less Costs (PAC) |  |  |  | Benefit Cost Ratios
Net Impacts by Measure | [7 empty] | No Allocated Admin |  | w/ Allocated Admin |  | No Allocated Admin |  | w/ Allocated Admin |  | No Allocated Admin |  | w/ Allocated Admin
| Net Avg Jul-Sep (kW) | Net Dec-Feb Pk (kW) | Net User Entered kW | Annual kWh adj for Net to gross | Lifecycle kWh (Annual * Measure Life) | Annual Therms | Lifecycle Therms | Electric ($/kWh) | Gas ($/Th) | Electric ($/kWh) | Gas ($/Th) | Electric ($/kWh) | Gas ($/Th) | Electric ($/kWh) | Gas ($/Th) | TRC | PAC | TRC | PAC
Total or Average | 194.8929 | 20.9559 | 197.5034 | 256786.4873 | 1902092.7878 | 1480.8981 | 26849.8495 | 0.17368 | 0.84734 | 0.17368 | 0.84734 | 0.15878 | 0.64048 | 0.15878 | 0.64048
267034-High Refrigerant Charge Adjustment (>= ±20% rated charge) Resid MF CZ10 Vint05 | 0.30153 | 0.0028236 | 0.30962 | 218.9975 | 2189.9748 | -0.10423 | -1.0423 | 0.24403 | 0.98982 | 0.24403 | 0.98982 | 0.22106 | 0.98982 | 0.22106 | 0.98982 | 3.6686 | 2.9308 | 3.6686 | 2.9308
267042-Residential Condensor Coil Cleaning Resid MF CZ10 VintAll | 0.19331 | 0.0018102 | 0.18533 | 140.4 | 421.2 | 0 | 0 | 0.18466 | 0 | 0.18466 | 0 | 0.18466 | 0 | 0.18466 | 0 | 2.4381 | 2.4381 | 2.4381 | 2.4381
267034-High Refrigerant Charge Adjustment (>= ±20% rated charge) Resid MF CZ10 Vint05 | 0.30153 | 0.0028236 | 0.30962 | 218.9975 | 2189.9748 | -0.10423 | -1.0423 | 0.24403 | 0.98982 | 0.24403 | 0.98982 | 0.22106 | 0.98982 | 0.22106 | 0.98982 | 3.6686 | 2.9308 | 3.6686 | 2.9308
267042-Residential Condensor Coil Cleaning Resid MF CZ10 VintAll | 0.19331 | 0.0018102 | 0.18533 | 140.4 | 421.2 | 0 | 0 | 0.18466 | 0 | 0.18466 | 0 | 0.18466 | 0 | 0.18466 | 0 | 2.4381 | 2.4381 | 2.4381 | 2.4381
267042-Residential Condensor Coil Cleaning Resid MF CZ10 VintAll | 0.19331 | 0.0018102 | 0.18533 | 140.4 | 421.2 | 0 | 0 | 0.18466 | 0 | 0.18466 | 0 | 0.18466 | 0 | 0.18466 | 0 | 2.4381 | 2.4381 | 2.4381 | 2.4381
267034-High Refrigerant Charge Adjustment (>= ±20% rated charge) Resid MF CZ10 Vint05 | 0.30153 | 0.0028236 | 0.30962 | 218.9975 | 2189.9748 | -0.10423 | -1.0423 | 0.24403 | 0.98982 | 0.24403 | 0.98982 | 0.22106 | 0.98982 | 0.22106 | 0.98982 | 3.6686 | 2.9308 | 3.6686 | 2.9308
267042-Residential Condensor Coil Cleaning Resid MF CZ10 VintAll | 0.19331 | 0.0018102 | 0.18533 | 140.4 | 421.2 | 0 | 0 | 0.18466 | 0 | 0.18466 | 0 | 0.18466 | 0 | 0.18466 | 0 | 2.4381 | 2.4381 | 2.4381 | 2.4381
267034-High Refrigerant Charge Adjustment (>= ±20% rated charge) Resid MF CZ10 Vint05 | 0.30153 | 0.0028236 | 0.30962 | 218.9975 | 2189.9748 | -0.10423 | -1.0423 | 0.24403 | 0.98982 | 0.24403 | 0.98982 | 0.22106 | 0.98982 | 0.22106 | 0.98982 | 3.6686 | 2.9308 | 3.6686 | 2.9308
267042-Residential Condensor Coil Cleaning Resid MF CZ10 VintAll | 0.19331 | 0.0018102 | 0.18533 | 140.4 | 421.2 | 0 | 0 | 0.18466 | 0 | 0.18466 | 0 | 0.18466 | 0 | 0.18466 | 0 | 2.4381 | 2.4381 | 2.4381 | 2.4381
267009-Duct Sealing (Total Leakage Reduced from 40% of AHU flow to 12%) Resid SF CZ10 Vint03 | 0.25213 | 0.002361 | 0.13813 | 183.1159 | 3296.0866 | 16.7075 | 300.7354 | 0.27479 | 0.87352 | 0.27479 | 0.87352 | 0.20558 | 0.65351 | 0.20558 | 0.65351 | 5.2259 | 2.5315 | 5.2259 | 2.5315
267010-Duct Sealing (Total Leakage Reduced from 40% of AHU flow to 12%) Resid SF CZ10 Vint04 | 0.19475 | 0.0018236 | 0.18795 | 141.4397 | 2545.9153 | 8.3726 | 150.7068 | 0.23447 | 0.78247 | 0.23447 | 0.78247 | 0.14448 | 0.48217 | 0.14448 | 0.48217 | 3.6279 | 1.8062 | 3.6279 | 1.8062
267009-Duct Sealing (Total Leakage Reduced from 40% of AHU flow to 12%) Resid SF CZ10 Vint03 | 0.25213 | 0.002361 | 0.13813 | 183.1159 | 3296.0866 | 16.7075 | 300.7354 | 0.27822 | 0.88443 | 0.27822 | 0.88443 | 0.22117 | 0.70307 | 0.22117 | 0.70307 | 5.5169 | 2.8641 | 5.5169 | 2.8641
267009-Duct Sealing (Total Leakage Reduced from 40% of AHU flow to 12%) Resid SF CZ10 Vint03 | 0.25213 | 0.002361 | 0.13813 | 183.1159 | 3296.0866 | 16.7075 | 300.7354 | 0.27822 | 0.88443 | 0.27822 | 0.88443 | 0.22117 | 0.70307 | 0.22117 | 0.70307 | 5.5169 | 2.8641 | 5.5169 | 2.8641
267009-Duct Sealing (Total Leakage Reduced from 40% of AHU flow to 12%) Resid SF CZ10 Vint03 | 0.25213 | 0.002361 | 0.13813 | 183.1159 | 3296.0866 | 16.7075 | 300.7354 | 0.27775 | 0.88293 | 0.27775 | 0.88293 | 0.21903 | 0.69626 | 0.21903 | 0.69626 | 5.4751 | 2.8134 | 5.4751 | 2.8134
267009-Duct Sealing (Total Leakage Reduced from 40% of AHU flow to 12%) Resid SF CZ10 Vint03 | 0.50426 | 0.0047219 | 0.27625 | 366.2318 | 6592.1731 | 33.415 | 601.4708 | 0.28548 | 0.90749 | 0.28548 | 0.90749 | 0.25415 | 0.80791 | 0.25415 | 0.80791 | 6.2536 | 3.9668 | 6.2536 | 3.9668
267009-Duct Sealing (Total Leakage Reduced from 40% of AHU flow to 12%) Resid SF CZ10 Vint03 | 0.25213 | 0.002361 | 0.13813 | 183.1159 | 3296.0866 | 16.7075 | 300.7354 | 0.28171 | 0.89551 | 0.28171 | 0.89551 | 0.23702 | 0.75345 | 0.23702 | 0.75345 | 5.848 | 3.3057 | 5.848 | 3.3057
267009-Duct Sealing (Total Leakage Reduced from 40% of AHU flow to 12%) Resid SF CZ10 Vint03 | 0.50426 | 0.0047219 | 0.27625 | 366.2318 | 6592.1731 | 33.415 | 601.4708 | 0.28548 | 0.90749 | 0.28548 | 0.90749 | 0.25415 | 0.80791 | 0.25415 | 0.80791 | 6.2536 | 3.9668 | 6.2536 | 3.9668
267009-Duct Sealing (Total Leakage Reduced from 40% of AHU flow to 12%) Resid SF CZ10 Vint03 | 0.50426 | 0.0047219 | 0.27625 | 366.2318 | 6592.1731 | 33.415 | 601.4708 | 0.28548 | 0.90749 | 0.28548 | 0.90749 | 0.25415 | 0.80791 | 0.25415 | 0.80791 | 6.2536 | 3.9668 | 6.2536 | 3.9668
267009-Duct Sealing (Total Leakage Reduced from 40% of AHU flow to 12%) Resid SF CZ10 Vint03 | 0 | 0 | 0 | 0 | 0 | 0 | 0 | 0 | 0 | 0 | 0 | 0 | 0 | 0 | 0 | 0 | 0 | 0 | 0
267009-Duct Sealing (Total Leakage Reduced from 40% of AHU flow to 12%) Resid SF CZ10 Vint03 | 0.25213 | 0.002361 | 0.13813 | 183.1159 | 3296.0866 | 16.7075 | 300.7354 | 0.2704 | 0.85956 | 0.2704 | 0.85956 | 0.18562 | 0.59006 | 0.18562 | 0.59006 | 4.8953 | 2.2038 | 4.8953 | 2.2038
267010-Duct Sealing (Total Leakage Reduced from 40% of AHU flow to 12%) Resid SF CZ10 Vint04 | 0.19475 | 0.0018236 | 0.18795 | 141.4397 | 2545.9153 | 8.3726 | 150.7068 | 0.23484 | 0.7837 | 0.23484 | 0.7837 | 0.14616 | 0.48775 | 0.14616 | 0.48775 | 3.643 | 1.8233 | 3.643 | 1.8233
267009-Duct Sealing (Total Leakage Reduced from 40% of AHU flow to 12%) Resid SF CZ10 Vint03 | 0.25213 | 0.002361 | 0.13813 | 183.1159 | 3296.0866 | 16.7075 | 300.7354 | 0.27511 | 0.87454 | 0.27511 | 0.87454 | 0.20704 | 0.65814 | 0.20704 | 0.65814 | 5.2518 | 2.5593 | 5.2518 | 2.5593
267009-Duct Sealing (Total Leakage Reduced from 40% of AHU flow to 12%) Resid SF CZ10 Vint03 | 0.25213 | 0.002361 | 0.13813 | 183.1159 | 3296.0866 | 16.7075 | 300.7354 | 0.27059 | 0.86016 | 0.27059 | 0.86016 | 0.18648 | 0.59278 | 0.18648 | 0.59278 | 4.9087 | 2.2161 | 4.9087 | 2.2161
267010-Duct Sealing (Total Leakage Reduced from 40% of AHU flow to 12%) Resid SF CZ10 Vint04 | 0.38949 | 0.0036472 | 0.37591 | 282.8795 | 5091.8306 | 16.7452 | 301.4135 | 0.2463 | 0.82195 | 0.2463 | 0.82195 | 0.19825 | 0.66159 | 0.19825 | 0.66159 | 4.1824 | 2.5803 | 4.1824 | 2.5803
267010-Duct Sealing (Total Leakage Reduced from 40% of AHU flow to 12%) Resid SF CZ10 Vint04 | 0.19475 | 0.0018236 | 0.18795 | 141.4397 | 2545.9153 | 8.3726 | 150.7068 | 0.22658 | 0.75616 | 0.22658 | 0.75616 | 0.10864 | 0.36256 | 0.10864 | 0.36256 | 3.3333 | 1.5052 | 3.3333 | 1.5052
267010-Duct Sealing (Total Leakage Reduced from 40% of AHU flow to 12%) Resid SF CZ10 Vint04 | 0.38949 | 0.0036472 | 0.37591 | 282.8795 | 5091.8306 | 16.7452 | 301.4135 | 0.2463 | 0.82195 | 0.2463 | 0.82195 | 0.19825 | 0.66159 | 0.19825 | 0.66159 | 4.1824 | 2.5803 | 4.1824 | 2.5803
267010-Duct Sealing (Total Leakage Reduced from 40% of AHU flow to 12%) Resid SF CZ10 Vint04 | 0.19475 | 0.0018236 | 0.18795 | 141.4397 | 2545.9153 | 8.3726 | 150.7068 | 0.23184 | 0.7737 | 0.23184 | 0.7737 | 0.13254 | 0.4423 | 0.13254 | 0.4423 | 3.5241 | 1.6933 | 3.5241 | 1.6933
267009-Duct Sealing (Total Leakage Reduced from 40% of AHU flow to 12%) Resid SF CZ10 Vint03 | 0.25213 | 0.002361 | 0.13813 | 183.1159 | 3296.0866 | 16.7075 | 300.7354 | 0.28359 | 0.9015 | 0.28359 | 0.9015 | 0.24559 | 0.78068 | 0.24559 | 0.78068 | 6.044 | 3.6062 | 6.044 | 3.6062
267009-Duct Sealing (Total Leakage Reduced from 40% of AHU flow to 12%) Resid SF CZ10 Vint03 | 0.50426 | 0.0047219 | 0.27625 | 366.2318 | 6592.1731 | 33.415 | 601.4708 | 0.28548 | 0.90749 | 0.28548 | 0.90749 | 0.25415 | 0.80791 | 0.25415 | 0.80791 | 6.2536 | 3.9668 | 6.2536 | 3.9668
267010-Duct Sealing (Total Leakage Reduced from 40% of AHU flow to 12%) Resid SF CZ10 Vint04 | 0.38949 | 0.0036472 | 0.37591 | 282.8795 | 5091.8306 | 16.7452 | 301.4135 | 0.24603 | 0.82107 | 0.24603 | 0.82107 | 0.19705 | 0.6576 | 0.19705 | 0.6576 | 4.1682 | 2.556 | 4.1682 | 2.556
267009-Duct Sealing (Total Leakage Reduced from 40% of AHU flow to 12%) Resid SF CZ10 Vint03 | 0.25213 | 0.002361 | 0.13813 | 183.1159 | 3296.0866 | 16.7075 | 300.7354 | 0.27134 | 0.86256 | 0.27134 | 0.86256 | 0.1899 | 0.60368 | 0.1899 | 0.60368 | 4.9627 | 2.2668 | 4.9627 | 2.2668
267010-Duct Sealing (Total Leakage Reduced from 40% of AHU flow to 12%) Resid SF CZ10 Vint04 | 0.19475 | 0.0018236 | 0.18795 | 141.4397 | 2545.9153 | 8.3726 | 150.7068 | 0.22424 | 0.74835 | 0.22424 | 0.74835 | 0.098009 | 0.32708 | 0.098009 | 0.32708 | 3.2549 | 1.4343 | 3.2549 | 1.4343
267009-Duct Sealing (Total Leakage Reduced from 40% of AHU flow to 12%) Resid SF CZ10 Vint03 | 0.25213 | 0.002361 | 0.13813 | 183.1159 | 3296.0866 | 16.7075 | 300.7354 | 0.27417 | 0.87154 | 0.27417 | 0.87154 | 0.20275 | 0.64452 | 0.20275 | 0.64452 | 5.1764 | 2.4793 | 5.1764 | 2.4793
267010-Duct Sealing (Total Leakage Reduced from 40% of AHU flow to 12%) Resid SF CZ10 Vint04 | 0.19475 | 0.0018236 | 0.18795 | 141.4397 | 2545.9153 | 8.3726 | 150.7068 | 0.22185 | 0.74037 | 0.22185 | 0.74037 | 0.087137 | 0.2908 | 0.087137 | 0.2908 | 3.1785 | 1.3684 | 3.1785 | 1.3684
267010-Duct Sealing (Total Leakage Reduced from 40% of AHU flow to 12%) Resid SF CZ10 Vint04 | 0.38949 | 0.0036472 | 0.37591 | 282.8795 | 5091.8306 | 16.7452 | 301.4135 | 0.24761 | 0.82633 | 0.24761 | 0.82633 | 0.20422 | 0.68152 | 0.20422 | 0.68152 | 4.2546 | 2.7094 | 4.2546 | 2.7094
267010-Duct Sealing (Total Leakage Reduced from 40% of AHU flow to 12%) Resid SF CZ10 Vint04 | 0.38949 | 0.0036472 | 0.37591 | 282.8795 | 5091.8306 | 16.7452 | 301.4135 | 0.24235 | 0.80879 | 0.24235 | 0.80879 | 0.18033 | 0.60178 | 0.18033 | 0.60178 | 3.9796 | 2.2578 | 3.9796 | 2.2578
267009-Duct Sealing (Total Leakage Reduced from 40% of AHU flow to 12%) Resid SF CZ10 Vint03 | 0.25213 | 0.002361 | 0.13813 | 183.1159 | 3296.0866 | 16.7075 | 300.7354 | 0.27794 | 0.88353 | 0.27794 | 0.88353 | 0.21989 | 0.69899 | 0.21989 | 0.69899 | 5.4917 | 2.8335 | 5.4917 | 2.8335
267010-Duct Sealing (Total Leakage Reduced from 40% of AHU flow to 12%) Resid SF CZ10 Vint04 | 0.38949 | 0.0036472 | 0.37591 | 282.8795 | 5091.8306 | 16.7452 | 301.4135 | 0.24761 | 0.82633 | 0.24761 | 0.82633 | 0.20422 | 0.68152 | 0.20422 | 0.68152 | 4.2546 | 2.7094 | 4.2546 | 2.7094
267010-Duct Sealing (Total Leakage Reduced from 40% of AHU flow to 12%) Resid SF CZ10 Vint04 | 0.19475 | 0.0018236 | 0.18795 | 141.4397 | 2545.9153 | 8.3726 | 150.7068 | 0.23184 | 0.7737 | 0.23184 | 0.7737 | 0.13254 | 0.4423 | 0.13254 | 0.4423 | 3.5241 | 1.6933 | 3.5241 | 1.6933
267010-Duct Sealing (Total Leakage Reduced from 40% of AHU flow to 12%) Resid SF CZ10 Vint04 | 0.19475 | 0.0018236 | 0.18795 | 141.4397 | 2545.9153 | 8.3726 | 150.7068 | 0.23447 | 0.78247 | 0.23447 | 0.78247 | 0.14448 | 0.48217 | 0.14448 | 0.48217 | 3.6279 | 1.8062 | 3.6279 | 1.8062
267009-Duct Sealing (Total Leakage Reduced from 40% of AHU flow to 12%) Resid SF CZ10 Vint03 | 0.25213 | 0.002361 | 0.13813 | 183.1159 | 3296.0866 | 16.7075 | 300.7354 | 0.27134 | 0.86256 | 0.27134 | 0.86256 | 0.1899 | 0.60368 | 0.1899 | 0.60368 | 4.9627 | 2.2668 | 4.9627 | 2.2668
267009-Duct Sealing (Total Leakage Reduced from 40% of AHU flow to 12%) Resid SF CZ10 Vint03 | 0.25213 | 0.002361 | 0.13813 | 183.1159 | 3296.0866 | 16.7075 | 300.7354 | 0.27134 | 0.86256 | 0.27134 | 0.86256 | 0.1899 | 0.60368 | 0.1899 | 0.60368 | 4.9627 | 2.2668 | 4.9627 | 2.2668
267009-Duct Sealing (Total Leakage Reduced from 40% of AHU flow to 12%) Resid SF CZ10 Vint03 | 0.50426 | 0.0047219 | 0.27625 | 366.2318 | 6592.1731 | 33.415 | 601.4708 | 0.27982 | 0.88952 | 0.27982 | 0.88952 | 0.22845 | 0.72622 | 0.22845 | 0.72622 | 5.6643 | 3.0514 | 5.6643 | 3.0514
267009-Duct Sealing (Total Leakage Reduced from 40% of AHU flow to 12%) Resid SF CZ10 Vint03 | 0.25213 | 0.002361 | 0.13813 | 183.1159 | 3296.0866 | 16.7075 | 300.7354 | 0.28171 | 0.89551 | 0.28171 | 0.89551 | 0.23702 | 0.75345 | 0.23702 | 0.75345 | 5.848 | 3.3057 | 5.848 | 3.3057
267010-Duct Sealing (Total Leakage Reduced from 40% of AHU flow to 12%) Resid SF CZ10 Vint04 | 0.58424 | 0.0054709 | 0.56386 | 424.3192 | 7637.746 | 25.1178 | 452.1203 | 0.24586 | 0.82048 | 0.24586 | 0.82048 | 0.19625 | 0.65494 | 0.19625 | 0.65494 | 4.1588 | 2.54 | 4.1588 | 2.54
267009-Duct Sealing (Total Leakage Reduced from 40% of AHU flow to 12%) Resid SF CZ10 Vint03 | 0.50426 | 0.0047219 | 0.27625 | 366.2318 | 6592.1731 | 33.415 | 601.4708 | 0.28265 | 0.8985 | 0.28265 | 0.8985 | 0.2413 | 0.76707 | 0.2413 | 0.76707 | 5.9444 | 3.4494 | 5.9444 | 3.4494
267010-Duct Sealing (Total Leakage Reduced from 40% of AHU flow to 12%) Resid SF CZ10 Vint04 | 0.19475 | 0.0018236 | 0.18795 | 141.4397 | 2545.9153 | 8.3726 | 150.7068 | 0.23184 | 0.7737 | 0.23184 | 0.7737 | 0.13254 | 0.4423 | 0.13254 | 0.4423 | 3.5241 | 1.6933 | 3.5241 | 1.6933
267009-Duct Sealing (Total Leakage Reduced from 40% of AHU flow to 12%) Resid SF CZ10 Vint03 | 0.25213 | 0.002361 | 0.13813 | 183.1159 | 3296.0866 | 16.7075 | 300.7354 | 0.2808 | 0.89263 | 0.2808 | 0.89263 | 0.23291 | 0.74038 | 0.23291 | 0.74038 | 5.7583 | 3.1786 | 5.7583 | 3.1786
267010-Duct Sealing (Total Leakage Reduced from 40% of AHU flow to 12%) Resid SF CZ10 Vint04 | 0.38949 | 0.0036472 | 0.37591 | 282.8795 | 5091.8306 | 16.7452 | 301.4135 | 0.23973 | 0.80002 | 0.23973 | 0.80002 | 0.16838 | 0.56191 | 0.16838 | 0.56191 | 3.8551 | 2.0841 | 3.8551 | 2.0841
267009-Duct Sealing (Total Leakage Reduced from 40% of AHU flow to 12%) Resid SF CZ10 Vint03 | 0.25213 | 0.002361 | 0.13813 | 183.1159 | 3296.0866 | 16.7075 | 300.7354 | 0.27417 | 0.87154 | 0.27417 | 0.87154 | 0.20275 | 0.64452 | 0.20275 | 0.64452 | 5.1764 | 2.4793 | 5.1764 | 2.4793
267009-Duct Sealing (Total Leakage Reduced from 40% of AHU flow to 12%) Resid SF CZ10 Vint03 | 0.50426 | 0.0047219 | 0.27625 | 366.2318 | 6592.1731 | 33.415 | 601.4708 | 0.28548 | 0.90749 | 0.28548 | 0.90749 | 0.25415 | 0.80791 | 0.25415 | 0.80791 | 6.2536 | 3.9668 | 6.2536 | 3.9668
267010-Duct Sealing (Total Leakage Reduced from 40% of AHU flow to 12%) Resid SF CZ10 Vint04 | 0.58424 | 0.0054709 | 0.56386 | 424.3192 | 7637.746 | 25.1178 | 452.1203 | 0.24761 | 0.82633 | 0.24761 | 0.82633 | 0.20422 | 0.68152 | 0.20422 | 0.68152 | 4.2546 | 2.7094 | 4.2546 | 2.7094
267010-Duct Sealing (Total Leakage Reduced from 40% of AHU flow to 12%) Resid SF CZ10 Vint04 | 0.58424 | 0.0054709 | 0.56386 | 424.3192 | 7637.746 | 25.1178 | 452.1203 | 0.24761 | 0.82633 | 0.24761 | 0.82633 | 0.20422 | 0.68152 | 0.20422 | 0.68152 | 4.2546 | 2.7094 | 4.2546 | 2.7094
267009-Duct Sealing (Total Leakage Reduced from 40% of AHU flow to 12%) Resid SF CZ10 Vint03 | 0 | 0 | 0 | 0 | 0 | 0 | 0 | 0 | 0 | 0 | 0 | 0 | 0 | 0 | 0 | 0 | 0 | 0 | 0
267009-Duct Sealing (Total Leakage Reduced from 40% of AHU flow to 12%) Resid SF CZ10 Vint03 | 0.25213 | 0.002361 | 0.13813 | 183.1159 | 3296.0866 | 16.7075 | 300.7354 | 0.27606 | 0.87754 | 0.27606 | 0.87754 | 0.21132 | 0.67176 | 0.21132 | 0.67176 | 5.3294 | 2.6446 | 5.3294 | 2.6446
267010-Duct Sealing (Total Leakage Reduced from 40% of AHU flow to 12%) Resid SF CZ10 Vint04 | 0.38949 | 0.0036472 | 0.37591 | 282.8795 | 5091.8306 | 16.7452 | 301.4135 | 0.24761 | 0.82633 | 0.24761 | 0.82633 | 0.20422 | 0.68152 | 0.20422 | 0.68152 | 4.2546 | 2.7094 | 4.2546 | 2.7094
267010-Duct Sealing (Total Leakage Reduced from 40% of AHU flow to 12%) Resid SF CZ10 Vint04 | 0 | 0 | 0 | 0 | 0 | 0 | 0 | 0 | 0 | 0 | 0 | 0 | 0 | 0 | 0 | 0 | 0 | 0 | 0
267010-Duct Sealing (Total Leakage Reduced from 40% of AHU flow to 12%) Resid SF CZ10 Vint04 | 0.19475 | 0.0018236 | 0.18795 | 141.4397 | 2545.9153 | 8.3726 | 150.7068 | 0.22396 | 0.74739 | 0.22396 | 0.74739 | 0.096695 | 0.32269 | 0.096695 | 0.32269 | 3.2455 | 1.426 | 3.2455 | 1.426
267010-Duct Sealing (Total Leakage Reduced from 40% of AHU flow to 12%) Resid SF CZ10 Vint04 | 0.38949 | 0.0036472 | 0.37591 | 282.8795 | 5091.8306 | 16.7452 | 301.4135 | 0.2463 | 0.82195 | 0.2463 | 0.82195 | 0.19825 | 0.66159 | 0.19825 | 0.66159 | 4.1824 | 2.5803 | 4.1824 | 2.5803
267010-Duct Sealing (Total Leakage Reduced from 40% of AHU flow to 12%) Resid SF CZ10 Vint04 | 0.38949 | 0.0036472 | 0.37591 | 282.8795 | 5091.8306 | 16.7452 | 301.4135 | 0.24367 | 0.81317 | 0.24367 | 0.81317 | 0.1863 | 0.62172 | 0.1863 | 0.62172 | 4.045 | 2.356 | 4.045 | 2.356
267009-Duct Sealing (Total Leakage Reduced from 40% of AHU flow to 12%) Resid SF CZ10 Vint03 | 0.50426 | 0.0047219 | 0.27625 | 366.2318 | 6592.1731 | 33.415 | 601.4708 | 0.27982 | 0.88952 | 0.27982 | 0.88952 | 0.22845 | 0.72622 | 0.22845 | 0.72622 | 5.6643 | 3.0514 | 5.6643 | 3.0514
267010-Duct Sealing (Total Leakage Reduced from 40% of AHU flow to 12%) Resid SF CZ10 Vint04 | 0.19475 | 0.0018236 | 0.18795 | 141.4397 | 2545.9153 | 8.3726 | 150.7068 | 0.23907 | 0.79782 | 0.23907 | 0.79782 | 0.16539 | 0.55195 | 0.16539 | 0.55195 | 3.8251 | 2.0448 | 3.8251 | 2.0448
267010-Duct Sealing (Total Leakage Reduced from 40% of AHU flow to 12%) Resid SF CZ10 Vint04 | 0.38949 | 0.0036472 | 0.37591 | 282.8795 | 5091.8306 | 16.7452 | 301.4135 | 0.2417 | 0.8066 | 0.2417 | 0.8066 | 0.17734 | 0.59182 | 0.17734 | 0.59182 | 3.9477 | 2.2117 | 3.9477 | 2.2117
267009-Duct Sealing (Total Leakage Reduced from 40% of AHU flow to 12%) Resid SF CZ10 Vint03 | 0.25213 | 0.002361 | 0.13813 | 183.1159 | 3296.0866 | 16.7075 | 300.7354 | 0.2704 | 0.85956 | 0.2704 | 0.85956 | 0.18562 | 0.59006 | 0.18562 | 0.59006 | 4.8953 | 2.2038 | 4.8953 | 2.2038
267009-Duct Sealing (Total Leakage Reduced from 40% of AHU flow to 12%) Resid SF CZ10 Vint03 | 0.25213 | 0.002361 | 0.13813 | 183.1159 | 3296.0866 | 16.7075 | 300.7354 | 0.2704 | 0.85956 | 0.2704 | 0.85956 | 0.18562 | 0.59006 | 0.18562 | 0.59006 | 4.8953 | 2.2038 | 4.8953 | 2.2038
267009-Duct Sealing (Total Leakage Reduced from 40% of AHU flow to 12%) Resid SF CZ10 Vint03 | 0.25213 | 0.002361 | 0.13813 | 183.1159 | 3296.0866 | 16.7075 | 300.7354 | 0.26757 | 0.85058 | 0.26757 | 0.85058 | 0.17277 | 0.54921 | 0.17277 | 0.54921 | 4.7038 | 2.0343 | 4.7038 | 2.0343
267010-Duct Sealing (Total Leakage Reduced from 40% of AHU flow to 12%) Resid SF CZ10 Vint04 | 0.19475 | 0.0018236 | 0.18795 | 141.4397 | 2545.9153 | 8.3726 | 150.7068 | 0.23907 | 0.79782 | 0.23907 | 0.79782 | 0.16539 | 0.55195 | 0.16539 | 0.55195 | 3.8251 | 2.0448 | 3.8251 | 2.0448
267010-Duct Sealing (Total Leakage Reduced from 40% of AHU flow to 12%) Resid SF CZ10 Vint04 | 0.19475 | 0.0018236 | 0.18795 | 141.4397 | 2545.9153 | 8.3726 | 150.7068 | 0.23394 | 0.78072 | 0.23394 | 0.78072 | 0.14209 | 0.4742 | 0.14209 | 0.4742 | 3.6067 | 1.7825 | 3.6067 | 1.7825
267009-Duct Sealing (Total Leakage Reduced from 40% of AHU flow to 12%) Resid SF CZ10 Vint03 | 0.25213 | 0.002361 | 0.13813 | 183.1159 | 3296.0866 | 16.7075 | 300.7354 | 0.28171 | 0.89551 | 0.28171 | 0.89551 | 0.23702 | 0.75345 | 0.23702 | 0.75345 | 5.848 | 3.3057 | 5.848 | 3.3057
267009-Duct Sealing (Total Leakage Reduced from 40% of AHU flow to 12%) Resid SF CZ10 Vint03 | 0.25213 | 0.002361 | 0.13813 | 183.1159 | 3296.0866 | 16.7075 | 300.7354 | 0.28171 | 0.89551 | 0.28171 | 0.89551 | 0.23702 | 0.75345 | 0.23702 | 0.75345 | 5.848 | 3.3057 | 5.848 | 3.3057
267009-Duct Sealing (Total Leakage Reduced from 40% of AHU flow to 12%) Resid SF CZ10 Vint03 | 0.25213 | 0.002361 | 0.13813 | 183.1159 | 3296.0866 | 16.7075 | 300.7354 | 0.27229 | 0.86555 | 0.27229 | 0.86555 | 0.19419 | 0.61729 | 0.19419 | 0.61729 | 5.032 | 2.3334 | 5.032 | 2.3334
267009-Duct Sealing (Total Leakage Reduced from 40% of AHU flow to 12%) Resid SF CZ10 Vint03 | 0.25213 | 0.002361 | 0.13813 | 183.1159 | 3296.0866 | 16.7075 | 300.7354 | 0.27323 | 0.86855 | 0.27323 | 0.86855 | 0.19847 | 0.63091 | 0.19847 | 0.63091 | 5.1032 | 2.4041 | 5.1032 | 2.4041
267009-Duct Sealing (Total Leakage Reduced from 40% of AHU flow to 12%) Resid SF CZ10 Vint03 | 0.25213 | 0.002361 | 0.13813 | 183.1159 | 3296.0866 | 16.7075 | 300.7354 | 0.28171 | 0.89551 | 0.28171 | 0.89551 | 0.23702 | 0.75345 | 0.23702 | 0.75345 | 5.848 | 3.3057 | 5.848 | 3.3057
267009-Duct Sealing (Total Leakage Reduced from 40% of AHU flow to 12%) Resid SF CZ10 Vint03 | 0.25213 | 0.002361 | 0.13813 | 183.1159 | 3296.0866 | 16.7075 | 300.7354 | 0.27794 | 0.88353 | 0.27794 | 0.88353 | 0.21989 | 0.69899 | 0.21989 | 0.69899 | 5.4917 | 2.8335 | 5.4917 | 2.8335
267010-Duct Sealing (Total Leakage Reduced from 40% of AHU flow to 12%) Resid SF CZ10 Vint04 | 0.19475 | 0.0018236 | 0.18795 | 141.4397 | 2545.9153 | 8.3726 | 150.7068 | 0.23447 | 0.78247 | 0.23447 | 0.78247 | 0.14448 | 0.48217 | 0.14448 | 0.48217 | 3.6279 | 1.8062 | 3.6279 | 1.8062
267009-Duct Sealing (Total Leakage Reduced from 40% of AHU flow to 12%) Resid SF CZ10 Vint03 | 0.75639 | 0.0070829 | 0.41438 | 549.3478 | 9888.2597 | 50.1226 | 902.2062 | 0.28234 | 0.89751 | 0.28234 | 0.89751 | 0.23988 | 0.76253 | 0.23988 | 0.76253 | 5.9119 | 3.4001 | 5.9119 | 3.4001
267010-Duct Sealing (Total Leakage Reduced from 40% of AHU flow to 12%) Resid SF CZ10 Vint04 | 0.19475 | 0.0018236 | 0.18795 | 141.4397 | 2545.9153 | 8.3726 | 150.7068 | 0.24235 | 0.80879 | 0.24235 | 0.80879 | 0.18033 | 0.60178 | 0.18033 | 0.60178 | 3.9796 | 2.2578 | 3.9796 | 2.2578
267010-Duct Sealing (Total Leakage Reduced from 40% of AHU flow to 12%) Resid SF CZ10 Vint04 | 0.19475 | 0.0018236 | 0.18795 | 141.4397 | 2545.9153 | 8.3726 | 150.7068 | 0.22396 | 0.74739 | 0.22396 | 0.74739 | 0.096695 | 0.32269 | 0.096695 | 0.32269 | 3.2455 | 1.426 | 3.2455 | 1.426
267010-Duct Sealing (Total Leakage Reduced from 40% of AHU flow to 12%) Resid SF CZ10 Vint04 | 0.19475 | 0.0018236 | 0.18795 | 141.4397 | 2545.9153 | 8.3726 | 150.7068 | 0.23844 | 0.79572 | 0.23844 | 0.79572 | 0.16252 | 0.54238 | 0.16252 | 0.54238 | 3.7968 | 2.0084 | 3.7968 | 2.0084
267010-Duct Sealing (Total Leakage Reduced from 40% of AHU flow to 12%) Resid SF CZ10 Vint04 | 0.38949 | 0.0036472 | 0.37591 | 282.8795 | 5091.8306 | 16.7452 | 301.4135 | 0.24235 | 0.80879 | 0.24235 | 0.80879 | 0.18033 | 0.60178 | 0.18033 | 0.60178 | 3.9796 | 2.2578 | 3.9796 | 2.2578
267010-Duct Sealing (Total Leakage Reduced from 40% of AHU flow to 12%) Resid SF CZ10 Vint04 | 0.19475 | 0.0018236 | 0.18795 | 141.4397 | 2545.9153 | 8.3726 | 150.7068 | 0.23578 | 0.78686 | 0.23578 | 0.78686 | 0.15046 | 0.50211 | 0.15046 | 0.50211 | 3.6822 | 1.8685 | 3.6822 | 1.8685
267010-Duct Sealing (Total Leakage Reduced from 40% of AHU flow to 12%) Resid SF CZ10 Vint04 | 0.19475 | 0.0018236 | 0.18795 | 141.4397 | 2545.9153 | 8.3726 | 150.7068 | 0.2371 | 0.79125 | 0.2371 | 0.79125 | 0.15643 | 0.52204 | 0.15643 | 0.52204 | 3.738 | 1.9353 | 3.738 | 1.9353
267010-Duct Sealing (Total Leakage Reduced from 40% of AHU flow to 12%) Resid SF CZ10 Vint04 | 0.38949 | 0.0036472 | 0.37591 | 282.8795 | 5091.8306 | 16.7452 | 301.4135 | 0.24761 | 0.82633 | 0.24761 | 0.82633 | 0.20422 | 0.68152 | 0.20422 | 0.68152 | 4.2546 | 2.7094 | 4.2546 | 2.7094
267010-Duct Sealing (Total Leakage Reduced from 40% of AHU flow to 12%) Resid SF CZ10 Vint04 | 0.38949 | 0.0036472 | 0.37591 | 282.8795 | 5091.8306 | 16.7452 | 301.4135 | 0.2417 | 0.8066 | 0.2417 | 0.8066 | 0.17734 | 0.59182 | 0.17734 | 0.59182 | 3.9477 | 2.2117 | 3.9477 | 2.2117
267010-Duct Sealing (Total Leakage Reduced from 40% of AHU flow to 12%) Resid SF CZ10 Vint04 | 0.19475 | 0.0018236 | 0.18795 | 141.4397 | 2545.9153 | 8.3726 | 150.7068 | 0.23342 | 0.77897 | 0.23342 | 0.77897 | 0.1397 | 0.46622 | 0.1397 | 0.46622 | 3.5857 | 1.7593 | 3.5857 | 1.7593
267009-Duct Sealing (Total Leakage Reduced from 40% of AHU flow to 12%) Resid SF CZ10 Vint03 | 0.25213 | 0.002361 | 0.13813 | 183.1159 | 3296.0866 | 16.7075 | 300.7354 | 0.26852 | 0.85357 | 0.26852 | 0.85357 | 0.17706 | 0.56283 | 0.17706 | 0.56283 | 4.766 | 2.0878 | 4.766 | 2.0878
267009-Duct Sealing (Total Leakage Reduced from 40% of AHU flow to 12%) Resid SF CZ10 Vint03 | 0.25213 | 0.002361 | 0.13813 | 183.1159 | 3296.0866 | 16.7075 | 300.7354 | 0.26852 | 0.85357 | 0.26852 | 0.85357 | 0.17706 | 0.56283 | 0.17706 | 0.56283 | 4.766 | 2.0878 | 4.766 | 2.0878
267009-Duct Sealing (Total Leakage Reduced from 40% of AHU flow to 12%) Resid SF CZ10 Vint03 | 0.25213 | 0.002361 | 0.13813 | 183.1159 | 3296.0866 | 16.7075 | 300.7354 | 0.2704 | 0.85956 | 0.2704 | 0.85956 | 0.18562 | 0.59006 | 0.18562 | 0.59006 | 4.8953 | 2.2038 | 4.8953 | 2.2038
267030-Commercial HVAC Diagnostic/Tune-up Com All CZ10 VintAll | 0.1983 | 0.079108 | 0.42712 | 609.365 | 6093.65 | 0 | 0 | 0.10917 | 0 | 0.10917 | 0 | 0.099408 | 0 | 0.099408 | 0 | 3.031 | 2.5652 | 3.031 | 2.5652
267045-Commercial Condensor Coil Cleaning (all units - savings at 50% of DEER) Com All CZ10 VintAll | 0.093916 | 0.037466 | 0.25935 | 288.6 | 865.8 | 0 | 0 | 0.088788 | 0 | 0.088788 | 0 | 0.088788 | 0 | 0.088788 | 0 | 2.4214 | 2.4214 | 2.4214 | 2.4214
267045-Commercial Condensor Coil Cleaning (all units - savings at 50% of DEER) Com All CZ10 VintAll | 0.093916 | 0.037466 | 0.25935 | 288.6 | 865.8 | 0 | 0 | 0.088788 | 0 | 0.088788 | 0 | 0.088788 | 0 | 0.088788 | 0 | 2.4214 | 2.4214 | 2.4214 | 2.4214
267045-Commercial Condensor Coil Cleaning (all units - savings at 50% of DEER) Com All CZ10 VintAll | 0.093916 | 0.037466 | 0.25935 | 288.6 | 865.8 | 0 | 0 | 0.088788 | 0 | 0.088788 | 0 | 0.088788 | 0 | 0.088788 | 0 | 2.4214 | 2.4214 | 2.4214 | 2.4214
267030-Commercial HVAC Diagnostic/Tune-up Com All CZ10 VintAll | 0.1983 | 0.079108 | 0.42712 | 609.365 | 6093.65 | 0 | 0 | 0.10917 | 0 | 0.10917 | 0 | 0.099408 | 0 | 0.099408 | 0 | 3.031 | 2.5652 | 3.031 | 2.5652
267045-Commercial Condensor Coil Cleaning (all units - savings at 50% of DEER) Com All CZ10 VintAll | 0.093916 | 0.037466 | 0.25935 | 288.6 | 865.8 | 0 | 0 | 0.088788 | 0 | 0.088788 | 0 | 0.088788 | 0 | 0.088788 | 0 | 2.4214 | 2.4214 | 2.4214 | 2.4214
267045-Commercial Condensor Coil Cleaning (all units - savings at 50% of DEER) Com All CZ10 VintAll | 0.093916 | 0.037466 | 0.25935 | 288.6 | 865.8 | 0 | 0 | 0.088788 | 0 | 0.088788 | 0 | 0.088788 | 0 | 0.088788 | 0 | 2.4214 | 2.4214 | 2.4214 | 2.4214
267045-Commercial Condensor Coil Cleaning (all units - savings at 50% of DEER) Com All CZ10 VintAll | 0.093916 | 0.037466 | 0.25935 | 288.6 | 865.8 | 0 | 0 | 0.088788 | 0 | 0.088788 | 0 | 0.088788 | 0 | 0.088788 | 0 | 2.4214 | 2.4214 | 2.4214 | 2.4214
267045-Commercial Condensor Coil Cleaning (all units - savings at 50% of DEER) Com All CZ10 VintAll | 0.093916 | 0.037466 | 0.25935 | 288.6 | 865.8 | 0 | 0 | 0.088788 | 0 | 0.088788 | 0 | 0.088788 | 0 | 0.088788 | 0 | 2.4214 | 2.4214 | 2.4214 | 2.4214
267030-Commercial HVAC Diagnostic/Tune-up Com All CZ10 VintAll | 0.1983 | 0.079108 | 0.42712 | 609.365 | 6093.65 | 0 | 0 | 0.10917 | 0 | 0.10917 | 0 | 0.099408 | 0 | 0.099408 | 0 | 3.031 | 2.5652 | 3.031 | 2.5652
267045-Commercial Condensor Coil Cleaning (all units - savings at 50% of DEER) Com All CZ10 VintAll | 0.093916 | 0.037466 | 0.25935 | 288.6 | 865.8 | 0 | 0 | 0.088788 | 0 | 0.088788 | 0 | 0.088788 | 0 | 0.088788 | 0 | 2.4214 | 2.4214 | 2.4214 | 2.4214
267045-Commercial Condensor Coil Cleaning (all units - savings at 50% of DEER) Com All CZ10 VintAll | 0.093916 | 0.037466 | 0.25935 | 288.6 | 865.8 | 0 | 0 | 0.088788 | 0 | 0.088788 | 0 | 0.088788 | 0 | 0.088788 | 0 | 2.4214 | 2.4214 | 2.4214 | 2.4214
267045-Commercial Condensor Coil Cleaning (all units - savings at 50% of DEER) Com All CZ10 VintAll | 0.075133 | 0.029973 | 0.20748 | 230.88 | 692.64 | 0 | 0 | 0.088788 | 0 | 0.088788 | 0 | 0.088788 | 0 | 0.088788 | 0 | 2.4214 | 2.4214 | 2.4214 | 2.4214
267030-Commercial HVAC Diagnostic/Tune-up Com All CZ10 VintAll | 0.15864 | 0.063287 | 0.3417 | 487.492 | 4874.92 | 0 | 0 | 0.10917 | 0 | 0.10917 | 0 | 0.099408 | 0 | 0.099408 | 0 | 3.031 | 2.5652 | 3.031 | 2.5652
267045-Commercial Condensor Coil Cleaning (all units - savings at 50% of DEER) Com All CZ10 VintAll | 0.075133 | 0.029973 | 0.20748 | 230.88 | 692.64 | 0 | 0 | 0.088788 | 0 | 0.088788 | 0 | 0.088788 | 0 | 0.088788 | 0 | 2.4214 | 2.4214 | 2.4214 | 2.4214
267045-Commercial Condensor Coil Cleaning (all units - savings at 50% of DEER) Com All CZ10 VintAll | 0.075133 | 0.029973 | 0.20748 | 230.88 | 692.64 | 0 | 0 | 0.088788 | 0 | 0.088788 | 0 | 0.088788 | 0 | 0.088788 | 0 | 2.4214 | 2.4214 | 2.4214 | 2.4214
267044-Commercial Condensor Coil Cleaning (all units - savings at 50% of DEER) Com All CZ07 VintAll | 0.076148 | 0.030378 | 0.1833 | 234 | 702 | 0 | 0 | 0.074214 | 0 | 0.074214 | 0 | 0.074213 | 0 | 0.074213 | 0 | 1.9633 | 1.9633 | 1.9633 | 1.9633
267044-Commercial Condensor Coil Cleaning (all units - savings at 50% of DEER) Com All CZ07 VintAll | 0.076148 | 0.030378 | 0.1833 | 234 | 702 | 0 | 0 | 0.074214 | 0 | 0.074214 | 0 | 0.074213 | 0 | 0.074213 | 0 | 1.9633 | 1.9633 | 1.9633 | 1.9633
267044-Commercial Condensor Coil Cleaning (all units - savings at 50% of DEER) Com All CZ07 VintAll | 0.076148 | 0.030378 | 0.1833 | 234 | 702 | 0 | 0 | 0.074214 | 0 | 0.074214 | 0 | 0.074213 | 0 | 0.074213 | 0 | 1.9633 | 1.9633 | 1.9633 | 1.9633
267044-Commercial Condensor Coil Cleaning (all units - savings at 50% of DEER) Com All CZ07 VintAll | 0.1523 | 0.060756 | 0.3666 | 468 | 1404 | 0 | 0 | 0.074214 | 0 | 0.074214 | 0 | 0.074213 | 0 | 0.074213 | 0 | 1.9633 | 1.9633 | 1.9633 | 1.9633
267044-Commercial Condensor Coil Cleaning (all units - savings at 50% of DEER) Com All CZ07 VintAll | 0.060919 | 0.024303 | 0.14664 | 187.2 | 561.6 | 0 | 0 | 0.074214 | 0 | 0.074214 | 0 | 0.074213 | 0 | 0.074213 | 0 | 1.9633 | 1.9633 | 1.9633 | 1.9633
267044-Commercial Condensor Coil Cleaning (all units - savings at 50% of DEER) Com All CZ07 VintAll | 0.076148 | 0.030378 | 0.1833 | 234 | 702 | 0 | 0 | 0.074214 | 0 | 0.074214 | 0 | 0.074213 | 0 | 0.074213 | 0 | 1.9633 | 1.9633 | 1.9633 | 1.9633
267044-Commercial Condensor Coil Cleaning (all units - savings at 50% of DEER) Com All CZ07 VintAll | 0.076148 | 0.030378 | 0.1833 | 234 | 702 | 0 | 0 | 0.074214 | 0 | 0.074214 | 0 | 0.074213 | 0 | 0.074213 | 0 | 1.9633 | 1.9633 | 1.9633 | 1.9633
267044-Commercial Condensor Coil Cleaning (all units - savings at 50% of DEER) Com All CZ07 VintAll | 0.076148 | 0.030378 | 0.1833 | 234 | 702 | 0 | 0 | 0.074214 | 0 | 0.074214 | 0 | 0.074213 | 0 | 0.074213 | 0 | 1.9633 | 1.9633 | 1.9633 | 1.9633
267044-Commercial Condensor Coil Cleaning (all units - savings at 50% of DEER) Com All CZ07 VintAll | 0.076148 | 0.030378 | 0.1833 | 234 | 702 | 0 | 0 | 0.074214 | 0 | 0.074214 | 0 | 0.074213 | 0 | 0.074213 | 0 | 1.9633 | 1.9633 | 1.9633 | 1.9633
267019-Economizer Repair Com All CZ07 Vint04 | 1.5352 | 0.61243 | 0.0255 | 4717.5 | 23587.5 | 0 | 0 | 0.12042 | 0 | 0.12042 | 0 | 0.12071 | 0 | 0.12071 | 0 | 6.8479 | 6.9487 | 6.8479 | 6.9487
267029-Commercial HVAC Diagnostic/Tune-up Com All CZ07 VintAll | 0.022243 | 0.0088734 | 0.053265 | 68.3507 | 683.5071 | 0 | 0 | -0.039441 | 0 | -0.039441 | 0 | -0.063572 | 0 | -0.063572 | 0 | 0.8051 | 0.71932 | 0.8051 | 0.71932
267044-Commercial Condensor Coil Cleaning (all units - savings at 50% of DEER) Com All CZ07 VintAll | 0.030459 | 0.012151 | 0.07332 | 93.6 | 280.8 | 0 | 0 | 0.074214 | 0 | 0.074214 | 0 | 0.074213 | 0 | 0.074213 | 0 | 1.9633 | 1.9633 | 1.9633 | 1.9633
267029-Commercial HVAC Diagnostic/Tune-up Com All CZ07 VintAll | 0.055607 | 0.022183 | 0.13316 | 170.8768 | 1708.7677 | 0 | 0 | -0.039441 | 0 | -0.039441 | 0 | -0.063572 | 0 | -0.063572 | 0 | 0.8051 | 0.71932 | 0.8051 | 0.71932
267044-Commercial Condensor Coil Cleaning (all units - savings at 50% of DEER) Com All CZ07 VintAll | 0.076148 | 0.030378 | 0.1833 | 234 | 702 | 0 | 0 | 0.074214 | 0 | 0.074214 | 0 | 0.074213 | 0 | 0.074213 | 0 | 1.9633 | 1.9633 | 1.9633 | 1.9633
267040-Residential Condensor Coil Cleaning Resid SF CZ10 VintAll | 0.28997 | 0.0027153 | 0.27799 | 210.6 | 631.8 | 0 | 0 | 0.22746 | 0 | 0.22746 | 0 | 0.22746 | 0 | 0.22746 | 0 | 3.6572 | 3.6572 | 3.6572 | 3.6572
267002-High Refrigerant Charge Adjustment (>= ±20% rated charge) Resid SF CZ10 Vint04 | 0.66297 | 0.0062082 | 0.5337 | 481.5041 | 4815.0414 | -0.1827 | -1.827 | 0.27737 | 0.98982 | 0.27737 | 0.98982 | 0.27295 | 0.98982 | 0.27295 | 0.98982 | 5.7813 | 5.3713 | 5.7813 | 5.3713
267040-Residential Condensor Coil Cleaning Resid SF CZ10 VintAll | 0.28997 | 0.0027153 | 0.27799 | 210.6 | 631.8 | 0 | 0 | 0.22746 | 0 | 0.22746 | 0 | 0.22746 | 0 | 0.22746 | 0 | 3.6572 | 3.6572 | 3.6572 | 3.6572
267002-High Refrigerant Charge Adjustment (>= ±20% rated charge) Resid SF CZ10 Vint04 | 0.88396 | 0.0082775 | 0.7116 | 642.0055 | 6420.0552 | -0.2436 | -2.436 | 0.27737 | 0.98982 | 0.27737 | 0.98982 | 0.27295 | 0.98982 | 0.27295 | 0.98982 | 5.7813 | 5.3713 | 5.7813 | 5.3713
267040-Residential Condensor Coil Cleaning Resid SF CZ10 VintAll | 0.28997 | 0.0027153 | 0.27799 | 210.6 | 631.8 | 0 | 0 | 0.22746 | 0 | 0.22746 | 0 | 0.22746 | 0 | 0.22746 | 0 | 3.6572 | 3.6572 | 3.6572 | 3.6572
267001-High Refrigerant Charge Adjustment (>= ±20% rated charge) Resid SFCZ10 Vint03 | 1.0673 | 0.0099944 | 0.57113 | 775.1609 | 7751.6088 | -0.20791 | -2.0791 | 0.28732 | 0.98982 | 0.28732 | 0.98982 | 0.28366 | 0.98982 | 0.28366 | 0.98982 | 6.9827 | 6.4875 | 6.9827 | 6.4875
267040-Residential Condensor Coil Cleaning Resid SF CZ10 VintAll | 0.28997 | 0.0027153 | 0.27799 | 210.6 | 631.8 | 0 | 0 | 0.22746 | 0 | 0.22746 | 0 | 0.22746 | 0 | 0.22746 | 0 | 3.6572 | 3.6572 | 3.6572 | 3.6572
267002-High Refrigerant Charge Adjustment (>= ±20% rated charge) Resid SF CZ10 Vint04 | 1.105 | 0.010347 | 0.8895 | 802.5069 | 8025.069 | -0.3045 | -3.045 | 0.27737 | 0.98982 | 0.27737 | 0.98982 | 0.27295 | 0.98982 | 0.27295 | 0.98982 | 5.7813 | 5.3713 | 5.7813 | 5.3713
267040-Residential Condensor Coil Cleaning Resid SF CZ10 VintAll | 0.28997 | 0.0027153 | 0.27799 | 210.6 | 631.8 | 0 | 0 | 0.22746 | 0 | 0.22746 | 0 | 0.22746 | 0 | 0.22746 | 0 | 3.6572 | 3.6572 | 3.6572 | 3.6572
267002-High Refrigerant Charge Adjustment (>= ±20% rated charge) Resid SF CZ10 Vint04 | 1.105 | 0.010347 | 0.8895 | 802.5069 | 8025.069 | -0.3045 | -3.045 | 0.27737 | 0.98982 | 0.27737 | 0.98982 | 0.27295 | 0.98982 | 0.27295 | 0.98982 | 5.7813 | 5.3713 | 5.7813 | 5.3713
267040-Residential Condensor Coil Cleaning Resid SF CZ10 VintAll | 0.28997 | 0.0027153 | 0.27799 | 210.6 | 631.8 | 0 | 0 | 0.22746 | 0 | 0.22746 | 0 | 0.22746 | 0 | 0.22746 | 0 | 3.6572 | 3.6572 | 3.6572 | 3.6572
267002-High Refrigerant Charge Adjustment (>= ±20% rated charge) Resid SF CZ10 Vint04 | 0.66297 | 0.0062082 | 0.5337 | 481.5041 | 4815.0414 | -0.1827 | -1.827 | 0.27737 | 0.98982 | 0.27737 | 0.98982 | 0.27295 | 0.98982 | 0.27295 | 0.98982 | 5.7813 | 5.3713 | 5.7813 | 5.3713
267040-Residential Condensor Coil Cleaning Resid SF CZ10 VintAll | 0.28997 | 0.0027153 | 0.27799 | 210.6 | 631.8 | 0 | 0 | 0.22746 | 0 | 0.22746 | 0 | 0.22746 | 0 | 0.22746 | 0 | 3.6572 | 3.6572 | 3.6572 | 3.6572
267010-Duct Sealing (Total Leakage Reduced from 40% of AHU flow to 12%) Resid SF CZ10 Vint04 | 0.19475 | 0.0018236 | 0.18795 | 141.4397 | 2545.9153 | 8.3726 | 150.7068 | 0.22658 | 0.75616 | 0.22658 | 0.75616 | 0.10864 | 0.36256 | 0.10864 | 0.36256 | 3.3333 | 1.5052 | 3.3333 | 1.5052
267010-Duct Sealing (Total Leakage Reduced from 40% of AHU flow to 12%) Resid SF CZ10 Vint04 | 0.19475 | 0.0018236 | 0.18795 | 141.4397 | 2545.9153 | 8.3726 | 150.7068 | 0.22658 | 0.75616 | 0.22658 | 0.75616 | 0.10864 | 0.36256 | 0.10864 | 0.36256 | 3.3333 | 1.5052 | 3.3333 | 1.5052
267010-Duct Sealing (Total Leakage Reduced from 40% of AHU flow to 12%) Resid SF CZ10 Vint04 | 0.38949 | 0.0036472 | 0.37591 | 282.8795 | 5091.8306 | 16.7452 | 301.4135 | 0.23973 | 0.80002 | 0.23973 | 0.80002 | 0.16838 | 0.56191 | 0.16838 | 0.56191 | 3.8551 | 2.0841 | 3.8551 | 2.0841
267010-Duct Sealing (Total Leakage Reduced from 40% of AHU flow to 12%) Resid SF CZ10 Vint04 | 0.38949 | 0.0036472 | 0.37591 | 282.8795 | 5091.8306 | 16.7452 | 301.4135 | 0.24498 | 0.81756 | 0.24498 | 0.81756 | 0.19227 | 0.64165 | 0.19227 | 0.64165 | 4.1125 | 2.463 | 4.1125 | 2.463
267029-Commercial HVAC Diagnostic/Tune-up Com All CZ07 VintAll | 0.044485 | 0.017747 | 0.10653 | 136.7014 | 1367.0141 | 0 | 0 | -0.039441 | 0 | -0.039441 | 0 | -0.063572 | 0 | -0.063572 | 0 | 0.8051 | 0.71932 | 0.8051 | 0.71932
267044-Commercial Condensor Coil Cleaning (all units - savings at 50% of DEER) Com All CZ07 VintAll | 0.060919 | 0.024303 | 0.14664 | 187.2 | 561.6 | 0 | 0 | 0.074214 | 0 | 0.074214 | 0 | 0.074213 | 0 | 0.074213 | 0 | 1.9633 | 1.9633 | 1.9633 | 1.9633
267029-Commercial HVAC Diagnostic/Tune-up Com All CZ07 VintAll | 0.033364 | 0.01331 | 0.079898 | 102.5261 | 1025.2606 | 0 | 0 | -0.039441 | 0 | -0.039441 | 0 | -0.063572 | 0 | -0.063572 | 0 | 0.8051 | 0.71932 | 0.8051 | 0.71932
267044-Commercial Condensor Coil Cleaning (all units - savings at 50% of DEER) Com All CZ07 VintAll | 0.045689 | 0.018227 | 0.10998 | 140.4 | 421.2 | 0 | 0 | 0.074214 | 0 | 0.074214 | 0 | 0.074213 | 0 | 0.074213 | 0 | 1.9633 | 1.9633 | 1.9633 | 1.9633
267029-Commercial HVAC Diagnostic/Tune-up Com All CZ07 VintAll | 0.044485 | 0.017747 | 0.10653 | 136.7014 | 1367.0141 | 0 | 0 | -0.039441 | 0 | -0.039441 | 0 | -0.063572 | 0 | -0.063572 | 0 | 0.8051 | 0.71932 | 0.8051 | 0.71932
267044-Commercial Condensor Coil Cleaning (all units - savings at 50% of DEER) Com All CZ07 VintAll | 0.060919 | 0.024303 | 0.14664 | 187.2 | 561.6 | 0 | 0 | 0.074214 | 0 | 0.074214 | 0 | 0.074213 | 0 | 0.074213 | 0 | 1.9633 | 1.9633 | 1.9633 | 1.9633
267033-High Refrigerant Charge Adjustment (>= ±20% rated charge) Resid MF CZ10 Vint04 | 0.36782 | 0.0034444 | 0.35275 | 267.1438 | 2671.4376 | -0.16413 | -1.6413 | 0.2646 | 0.98982 | 0.2646 | 0.98982 | 0.26038 | 0.98982 | 0.26038 | 0.98982 | 4.734 | 4.467 | 4.734 | 4.467
267042-Residential Condensor Coil Cleaning Resid MF CZ10 VintAll | 0.19331 | 0.0018102 | 0.18533 | 140.4 | 421.2 | 0 | 0 | 0.18466 | 0 | 0.18466 | 0 | 0.18466 | 0 | 0.18466 | 0 | 2.4381 | 2.4381 | 2.4381 | 2.4381
267033-High Refrigerant Charge Adjustment (>= ±20% rated charge) Resid MF CZ10 Vint04 | 0.36782 | 0.0034444 | 0.35275 | 267.1438 | 2671.4376 | -0.16413 | -1.6413 | 0.2646 | 0.98982 | 0.2646 | 0.98982 | 0.26038 | 0.98982 | 0.26038 | 0.98982 | 4.734 | 4.467 | 4.734 | 4.467
267042-Residential Condensor Coil Cleaning Resid MF CZ10 VintAll | 0.19331 | 0.0018102 | 0.18533 | 140.4 | 421.2 | 0 | 0 | 0.18466 | 0 | 0.18466 | 0 | 0.18466 | 0 | 0.18466 | 0 | 2.4381 | 2.4381 | 2.4381 | 2.4381
267033-High Refrigerant Charge Adjustment (>= ±20% rated charge) Resid MF CZ10 Vint04 | 0.36782 | 0.0034444 | 0.35275 | 267.1438 | 2671.4376 | -0.16413 | -1.6413 | 0.2646 | 0.98982 | 0.2646 | 0.98982 | 0.26038 | 0.98982 | 0.26038 | 0.98982 | 4.734 | 4.467 | 4.734 | 4.467
267042-Residential Condensor Coil Cleaning Resid MF CZ10 VintAll | 0.19331 | 0.0018102 | 0.18533 | 140.4 | 421.2 | 0 | 0 | 0.18466 | 0 | 0.18466 | 0 | 0.18466 | 0 | 0.18466 | 0 | 2.4381 | 2.4381 | 2.4381 | 2.4381
267033-High Refrigerant Charge Adjustment (>= ±20% rated charge) Resid MF CZ10 Vint04 | 0.36782 | 0.0034444 | 0.35275 | 267.1438 | 2671.4376 | -0.16413 | -1.6413 | 0.2646 | 0.98982 | 0.2646 | 0.98982 | 0.26038 | 0.98982 | 0.26038 | 0.98982 | 4.734 | 4.467 | 4.734 | 4.467
267042-Residential Condensor Coil Cleaning Resid MF CZ10 VintAll | 0.19331 | 0.0018102 | 0.18533 | 140.4 | 421.2 | 0 | 0 | 0.18466 | 0 | 0.18466 | 0 | 0.18466 | 0 | 0.18466 | 0 | 2.4381 | 2.4381 | 2.4381 | 2.4381
267042-Residential Condensor Coil Cleaning Resid MF CZ10 VintAll | 0.19331 | 0.0018102 | 0.18533 | 140.4 | 421.2 | 0 | 0 | 0.18466 | 0 | 0.18466 | 0 | 0.18466 | 0 | 0.18466 | 0 | 2.4381 | 2.4381 | 2.4381 | 2.4381
267033-High Refrigerant Charge Adjustment (>= ±20% rated charge) Resid MF CZ10 Vint04 | 0.36782 | 0.0034444 | 0.35275 | 267.1438 | 2671.4376 | -0.16413 | -1.6413 | 0.2646 | 0.98982 | 0.2646 | 0.98982 | 0.26038 | 0.98982 | 0.26038 | 0.98982 | 4.734 | 4.467 | 4.734 | 4.467
267042-Residential Condensor Coil Cleaning Resid MF CZ10 VintAll | 0.19331 | 0.0018102 | 0.18533 | 140.4 | 421.2 | 0 | 0 | 0.18466 | 0 | 0.18466 | 0 | 0.18466 | 0 | 0.18466 | 0 | 2.4381 | 2.4381 | 2.4381 | 2.4381
267033-High Refrigerant Charge Adjustment (>= ±20% rated charge) Resid MF CZ10 Vint04 | 0.36782 | 0.0034444 | 0.35275 | 267.1438 | 2671.4376 | -0.16413 | -1.6413 | 0.2646 | 0.98982 | 0.2646 | 0.98982 | 0.26038 | 0.98982 | 0.26038 | 0.98982 | 4.734 | 4.467 | 4.734 | 4.467
267042-Residential Condensor Coil Cleaning Resid MF CZ10 VintAll | 0.19331 | 0.0018102 | 0.18533 | 140.4 | 421.2 | 0 | 0 | 0.18466 | 0 | 0.18466 | 0 | 0.18466 | 0 | 0.18466 | 0 | 2.4381 | 2.4381 | 2.4381 | 2.4381
267033-High Refrigerant Charge Adjustment (>= ±20% rated charge) Resid MF CZ10 Vint04 | 0.36782 | 0.0034444 | 0.35275 | 267.1438 | 2671.4376 | -0.16413 | -1.6413 | 0.2646 | 0.98982 | 0.2646 | 0.98982 | 0.26038 | 0.98982 | 0.26038 | 0.98982 | 4.734 | 4.467 | 4.734 | 4.467
267042-Residential Condensor Coil Cleaning Resid MF CZ10 VintAll | 0.19331 | 0.0018102 | 0.18533 | 140.4 | 421.2 | 0 | 0 | 0.18466 | 0 | 0.18466 | 0 | 0.18466 | 0 | 0.18466 | 0 | 2.4381 | 2.4381 | 2.4381 | 2.4381
267033-High Refrigerant Charge Adjustment (>= ±20% rated charge) Resid MF CZ10 Vint04 | 0.36782 | 0.0034444 | 0.35275 | 267.1438 | 2671.4376 | -0.16413 | -1.6413 | 0.2646 | 0.98982 | 0.2646 | 0.98982 | 0.26038 | 0.98982 | 0.26038 | 0.98982 | 4.734 | 4.467 | 4.734 | 4.467
267042-Residential Condensor Coil Cleaning Resid MF CZ10 VintAll | 0.19331 | 0.0018102 | 0.18533 | 140.4 | 421.2 | 0 | 0 | 0.18466 | 0 | 0.18466 | 0 | 0.18466 | 0 | 0.18466 | 0 | 2.4381 | 2.4381 | 2.4381 | 2.4381
267033-High Refrigerant Charge Adjustment (>= ±20% rated charge) Resid MF CZ10 Vint04 | 0.36782 | 0.0034444 | 0.35275 | 267.1438 | 2671.4376 | -0.16413 | -1.6413 | 0.2646 | 0.98982 | 0.2646 | 0.98982 | 0.26038 | 0.98982 | 0.26038 | 0.98982 | 4.734 | 4.467 | 4.734 | 4.467
267042-Residential Condensor Coil Cleaning Resid MF CZ10 VintAll | 0.19331 | 0.0018102 | 0.18533 | 140.4 | 421.2 | 0 | 0 | 0.18466 | 0 | 0.18466 | 0 | 0.18466 | 0 | 0.18466 | 0 | 2.4381 | 2.4381 | 2.4381 | 2.4381
267033-High Refrigerant Charge Adjustment (>= ±20% rated charge) Resid MF CZ10 Vint04 | 0.36782 | 0.0034444 | 0.35275 | 267.1438 | 2671.4376 | -0.16413 | -1.6413 | 0.2646 | 0.98982 | 0.2646 | 0.98982 | 0.26038 | 0.98982 | 0.26038 | 0.98982 | 4.734 | 4.467 | 4.734 | 4.467
267042-Residential Condensor Coil Cleaning Resid MF CZ10 VintAll | 0.19331 | 0.0018102 | 0.18533 | 140.4 | 421.2 | 0 | 0 | 0.18466 | 0 | 0.18466 | 0 | 0.18466 | 0 | 0.18466 | 0 | 2.4381 | 2.4381 | 2.4381 | 2.4381
267030-Commercial HVAC Diagnostic/Tune-up Com All CZ10 VintAll | 0.11898 | 0.047465 | 0.25627 | 365.619 | 3656.19 | 0 | 0 | 0.10917 | 0 | 0.10917 | 0 | 0.099408 | 0 | 0.099408 | 0 | 3.031 | 2.5652 | 3.031 | 2.5652
267045-Commercial Condensor Coil Cleaning (all units - savings at 50% of DEER) Com All CZ10 VintAll | 0.05635 | 0.02248 | 0.15561 | 173.16 | 519.48 | 0 | 0 | 0.088788 | 0 | 0.088788 | 0 | 0.088788 | 0 | 0.088788 | 0 | 2.4214 | 2.4214 | 2.4214 | 2.4214
267030-Commercial HVAC Diagnostic/Tune-up Com All CZ10 VintAll | 0.1983 | 0.079108 | 0.42712 | 609.365 | 6093.65 | 0 | 0 | 0.10917 | 0 | 0.10917 | 0 | 0.099408 | 0 | 0.099408 | 0 | 3.031 | 2.5652 | 3.031 | 2.5652
267045-Commercial Condensor Coil Cleaning (all units - savings at 50% of DEER) Com All CZ10 VintAll | 0.093916 | 0.037466 | 0.25935 | 288.6 | 865.8 | 0 | 0 | 0.088788 | 0 | 0.088788 | 0 | 0.088788 | 0 | 0.088788 | 0 | 2.4214 | 2.4214 | 2.4214 | 2.4214
267002-High Refrigerant Charge Adjustment (>= ±20% rated charge) Resid SF CZ10 Vint04 | 0.66297 | 0.0062082 | 0.5337 | 481.5041 | 4815.0414 | -0.1827 | -1.827 | 0.27737 | 0.98982 | 0.27737 | 0.98982 | 0.27295 | 0.98982 | 0.27295 | 0.98982 | 5.7813 | 5.3713 | 5.7813 | 5.3713
267040-Residential Condensor Coil Cleaning Resid SF CZ10 VintAll | 0.28997 | 0.0027153 | 0.27799 | 210.6 | 631.8 | 0 | 0 | 0.22746 | 0 | 0.22746 | 0 | 0.22746 | 0 | 0.22746 | 0 | 3.6572 | 3.6572 | 3.6572 | 3.6572
267029-Commercial HVAC Diagnostic/Tune-up Com All CZ07 VintAll | 0.044485 | 0.017747 | 0.10653 | 136.7014 | 1367.0141 | 0 | 0 | -0.039441 | 0 | -0.039441 | 0 | -0.063572 | 0 | -0.063572 | 0 | 0.8051 | 0.71932 | 0.8051 | 0.71932
267044-Commercial Condensor Coil Cleaning (all units - savings at 50% of DEER) Com All CZ07 VintAll | 0.060919 | 0.024303 | 0.14664 | 187.2 | 561.6 | 0 | 0 | 0.074214 | 0 | 0.074214 | 0 | 0.074213 | 0 | 0.074213 | 0 | 1.9633 | 1.9633 | 1.9633 | 1.9633
267029-Commercial HVAC Diagnostic/Tune-up Com All CZ07 VintAll | 0.044485 | 0.017747 | 0.10653 | 136.7014 | 1367.0141 | 0 | 0 | -0.039441 | 0 | -0.039441 | 0 | -0.063572 | 0 | -0.063572 | 0 | 0.8051 | 0.71932 | 0.8051 | 0.71932
267044-Commercial Condensor Coil Cleaning (all units - savings at 50% of DEER) Com All CZ07 VintAll | 0.060919 | 0.024303 | 0.14664 | 187.2 | 561.6 | 0 | 0 | 0.074214 | 0 | 0.074214 | 0 | 0.074213 | 0 | 0.074213 | 0 | 1.9633 | 1.9633 | 1.9633 | 1.9633
267029-Commercial HVAC Diagnostic/Tune-up Com All CZ07 VintAll | 0.033364 | 0.01331 | 0.079898 | 102.5261 | 1025.2606 | 0 | 0 | -0.039441 | 0 | -0.039441 | 0 | -0.063572 | 0 | -0.063572 | 0 | 0.8051 | 0.71932 | 0.8051 | 0.71932
267044-Commercial Condensor Coil Cleaning (all units - savings at 50% of DEER) Com All CZ07 VintAll | 0.045689 | 0.018227 | 0.10998 | 140.4 | 421.2 | 0 | 0 | 0.074214 | 0 | 0.074214 | 0 | 0.074213 | 0 | 0.074213 | 0 | 1.9633 | 1.9633 | 1.9633 | 1.9633
267044-Commercial Condensor Coil Cleaning (all units - savings at 50% of DEER) Com All CZ07 VintAll | 0.045689 | 0.018227 | 0.10998 | 140.4 | 421.2 | 0 | 0 | 0.074214 | 0 | 0.074214 | 0 | 0.074213 | 0 | 0.074213 | 0 | 1.9633 | 1.9633 | 1.9633 | 1.9633
267029-Commercial HVAC Diagnostic/Tune-up Com All CZ07 VintAll | 0.044485 | 0.017747 | 0.10653 | 136.7014 | 1367.0141 | 0 | 0 | -0.039441 | 0 | -0.039441 | 0 | -0.063572 | 0 | -0.063572 | 0 | 0.8051 | 0.71932 | 0.8051 | 0.71932
267044-Commercial Condensor Coil Cleaning (all units - savings at 50% of DEER) Com All CZ07 VintAll | 0.060919 | 0.024303 | 0.14664 | 187.2 | 561.6 | 0 | 0 | 0.074214 | 0 | 0.074214 | 0 | 0.074213 | 0 | 0.074213 | 0 | 1.9633 | 1.9633 | 1.9633 | 1.9633
267029-Commercial HVAC Diagnostic/Tune-up Com All CZ07 VintAll | 0.044485 | 0.017747 | 0.10653 | 136.7014 | 1367.0141 | 0 | 0 | -0.039441 | 0 | -0.039441 | 0 | -0.063572 | 0 | -0.063572 | 0 | 0.8051 | 0.71932 | 0.8051 | 0.71932
267044-Commercial Condensor Coil Cleaning (all units - savings at 50% of DEER) Com All CZ07 VintAll | 0.060919 | 0.024303 | 0.14664 | 187.2 | 561.6 | 0 | 0 | 0.074214 | 0 | 0.074214 | 0 | 0.074213 | 0 | 0.074213 | 0 | 1.9633 | 1.9633 | 1.9633 | 1.9633
267029-Commercial HVAC Diagnostic/Tune-up Com All CZ07 VintAll | 0.055607 | 0.022183 | 0.13316 | 170.8768 | 1708.7677 | 0 | 0 | -0.039441 | 0 | -0.039441 | 0 | -0.063572 | 0 | -0.063572 | 0 | 0.8051 | 0.71932 | 0.8051 | 0.71932
267044-Commercial Condensor Coil Cleaning (all units - savings at 50% of DEER) Com All CZ07 VintAll | 0.076148 | 0.030378 | 0.1833 | 234 | 702 | 0 | 0 | 0.074214 | 0 | 0.074214 | 0 | 0.074213 | 0 | 0.074213 | 0 | 1.9633 | 1.9633 | 1.9633 | 1.9633
267029-Commercial HVAC Diagnostic/Tune-up Com All CZ07 VintAll | 0.033364 | 0.01331 | 0.079898 | 102.5261 | 1025.2606 | 0 | 0 | -0.039441 | 0 | -0.039441 | 0 | -0.063572 | 0 | -0.063572 | 0 | 0.8051 | 0.71932 | 0.8051 | 0.71932
267044-Commercial Condensor Coil Cleaning (all units - savings at 50% of DEER) Com All CZ07 VintAll | 0.045689 | 0.018227 | 0.10998 | 140.4 | 421.2 | 0 | 0 | 0.074214 | 0 | 0.074214 | 0 | 0.074213 | 0 | 0.074213 | 0 | 1.9633 | 1.9633 | 1.9633 | 1.9633
267029-Commercial HVAC Diagnostic/Tune-up Com All CZ07 VintAll | 0.033364 | 0.01331 | 0.079898 | 102.5261 | 1025.2606 | 0 | 0 | -0.045103 | 0 | -0.045103 | 0 | -0.10132 | 0 | -0.10132 | 0 | 0.78318 | 0.61656 | 0.78318 | 0.61656
267044-Commercial Condensor Coil Cleaning (all units - savings at 50% of DEER) Com All CZ07 VintAll | 0.045689 | 0.018227 | 0.10998 | 140.4 | 421.2 | 0 | 0 | 0.071389 | 0 | 0.071389 | 0 | 0.061372 | 0 | 0.061372 | 0 | 1.8939 | 1.6828 | 1.8939 | 1.6828
267029-Commercial HVAC Diagnostic/Tune-up Com All CZ07 VintAll | 0.033364 | 0.01331 | 0.079898 | 102.5261 | 1025.2606 | 0 | 0 | -0.039441 | 0 | -0.039441 | 0 | -0.063572 | 0 | -0.063572 | 0 | 0.8051 | 0.71932 | 0.8051 | 0.71932
267044-Commercial Condensor Coil Cleaning (all units - savings at 50% of DEER) Com All CZ07 VintAll | 0.045689 | 0.018227 | 0.10998 | 140.4 | 421.2 | 0 | 0 | 0.074214 | 0 | 0.074214 | 0 | 0.074213 | 0 | 0.074213 | 0 | 1.9633 | 1.9633 | 1.9633 | 1.9633
267029-Commercial HVAC Diagnostic/Tune-up Com All CZ07 VintAll | 0.022243 | 0.0088734 | 0.053265 | 68.3507 | 683.5071 | 0 | 0 | -0.039441 | 0 | -0.039441 | 0 | -0.063572 | 0 | -0.063572 | 0 | 0.8051 | 0.71932 | 0.8051 | 0.71932
267044-Commercial Condensor Coil Cleaning (all units - savings at 50% of DEER) Com All CZ07 VintAll | 0.030459 | 0.012151 | 0.07332 | 93.6 | 280.8 | 0 | 0 | 0.074214 | 0 | 0.074214 | 0 | 0.074213 | 0 | 0.074213 | 0 | 1.9633 | 1.9633 | 1.9633 | 1.9633
267029-Commercial HVAC Diagnostic/Tune-up Com All CZ07 VintAll | 0.055607 | 0.022183 | 0.13316 | 170.8768 | 1708.7677 | 0 | 0 | -0.039441 | 0 | -0.039441 | 0 | -0.063572 | 0 | -0.063572 | 0 | 0.8051 | 0.71932 | 0.8051 | 0.71932
267044-Commercial Condensor Coil Cleaning (all units - savings at 50% of DEER) Com All CZ07 VintAll | 0.076148 | 0.030378 | 0.1833 | 234 | 702 | 0 | 0 | 0.074214 | 0 | 0.074214 | 0 | 0.074213 | 0 | 0.074213 | 0 | 1.9633 | 1.9633 | 1.9633 | 1.9633
267029-Commercial HVAC Diagnostic/Tune-up Com All CZ07 VintAll | 0.055607 | 0.022183 | 0.13316 | 170.8768 | 1708.7677 | 0 | 0 | -0.039441 | 0 | -0.039441 | 0 | -0.063572 | 0 | -0.063572 | 0 | 0.8051 | 0.71932 | 0.8051 | 0.71932
267044-Commercial Condensor Coil Cleaning (all units - savings at 50% of DEER) Com All CZ07 VintAll | 0.076148 | 0.030378 | 0.1833 | 234 | 702 | 0 | 0 | 0.074214 | 0 | 0.074214 | 0 | 0.074213 | 0 | 0.074213 | 0 | 1.9633 | 1.9633 | 1.9633 | 1.9633
267029-Commercial HVAC Diagnostic/Tune-up Com All CZ07 VintAll | 0.055607 | 0.022183 | 0.13316 | 170.8768 | 1708.7677 | 0 | 0 | -0.039441 | 0 | -0.039441 | 0 | -0.063572 | 0 | -0.063572 | 0 | 0.8051 | 0.71932 | 0.8051 | 0.71932
267044-Commercial Condensor Coil Cleaning (all units - savings at 50% of DEER) Com All CZ07 VintAll | 0.076148 | 0.030378 | 0.1833 | 234 | 702 | 0 | 0 | 0.074214 | 0 | 0.074214 | 0 | 0.074213 | 0 | 0.074213 | 0 | 1.9633 | 1.9633 | 1.9633 | 1.9633
267030-Commercial HVAC Diagnostic/Tune-up Com All CZ10 VintAll | 0.11898 | 0.047465 | 0.25627 | 365.619 | 3656.19 | 0 | 0 | 0.10917 | 0 | 0.10917 | 0 | 0.099408 | 0 | 0.099408 | 0 | 3.031 | 2.5652 | 3.031 | 2.5652
267045-Commercial Condensor Coil Cleaning (all units - savings at 50% of DEER) Com All CZ10 VintAll | 0.05635 | 0.02248 | 0.15561 | 173.16 | 519.48 | 0 | 0 | 0.088788 | 0 | 0.088788 | 0 | 0.088788 | 0 | 0.088788 | 0 | 2.4214 | 2.4214 | 2.4214 | 2.4214
267030-Commercial HVAC Diagnostic/Tune-up Com All CZ10 VintAll | 0.11898 | 0.047465 | 0.25627 | 365.619 | 3656.19 | 0 | 0 | 0.10917 | 0 | 0.10917 | 0 | 0.099408 | 0 | 0.099408 | 0 | 3.031 | 2.5652 | 3.031 | 2.5652
267045-Commercial Condensor Coil Cleaning (all units - savings at 50% of DEER) Com All CZ10 VintAll | 0.05635 | 0.02248 | 0.15561 | 173.16 | 519.48 | 0 | 0 | 0.088788 | 0 | 0.088788 | 0 | 0.088788 | 0 | 0.088788 | 0 | 2.4214 | 2.4214 | 2.4214 | 2.4214
267030-Commercial HVAC Diagnostic/Tune-up Com All CZ10 VintAll | 0.11898 | 0.047465 | 0.25627 | 365.619 | 3656.19 | 0 | 0 | 0.10917 | 0 | 0.10917 | 0 | 0.099408 | 0 | 0.099408 | 0 | 3.031 | 2.5652 | 3.031 | 2.5652
267045-Commercial Condensor Coil Cleaning (all units - savings at 50% of DEER) Com All CZ10 VintAll | 0.05635 | 0.02248 | 0.15561 | 173.16 | 519.48 | 0 | 0 | 0.088788 | 0 | 0.088788 | 0 | 0.088788 | 0 | 0.088788 | 0 | 2.4214 | 2.4214 | 2.4214 | 2.4214
267030-Commercial HVAC Diagnostic/Tune-up Com All CZ10 VintAll | 0.07932 | 0.031643 | 0.17085 | 243.746 | 2437.46 | 0 | 0 | 0.10679 | 0 | 0.10679 | 0 | 0.08353 | 0 | 0.08353 | 0 | 2.9024 | 2.0521 | 2.9024 | 2.0521
267045-Commercial Condensor Coil Cleaning (all units - savings at 50% of DEER) Com All CZ10 VintAll | 0.037567 | 0.014987 | 0.10374 | 115.44 | 346.32 | 0 | 0 | 0.085352 | 0 | 0.085352 | 0 | 0.073171 | 0 | 0.073171 | 0 | 2.2952 | 1.9371 | 2.2952 | 1.9371
267030-Commercial HVAC Diagnostic/Tune-up Com All CZ10 VintAll | 0.07932 | 0.031643 | 0.17085 | 243.746 | 2437.46 | 0 | 0 | 0.10917 | 0 | 0.10917 | 0 | 0.099408 | 0 | 0.099408 | 0 | 3.031 | 2.5652 | 3.031 | 2.5652
267045-Commercial Condensor Coil Cleaning (all units - savings at 50% of DEER) Com All CZ10 VintAll | 0.037567 | 0.014987 | 0.10374 | 115.44 | 346.32 | 0 | 0 | 0.088788 | 0 | 0.088788 | 0 | 0.088788 | 0 | 0.088788 | 0 | 2.4214 | 2.4214 | 2.4214 | 2.4214
267030-Commercial HVAC Diagnostic/Tune-up Com All CZ10 VintAll | 0.11898 | 0.047465 | 0.25627 | 365.619 | 3656.19 | 0 | 0 | 0.10917 | 0 | 0.10917 | 0 | 0.099408 | 0 | 0.099408 | 0 | 3.031 | 2.5652 | 3.031 | 2.5652
267045-Commercial Condensor Coil Cleaning (all units - savings at 50% of DEER) Com All CZ10 VintAll | 0.05635 | 0.02248 | 0.15561 | 173.16 | 519.48 | 0 | 0 | 0.088788 | 0 | 0.088788 | 0 | 0.088788 | 0 | 0.088788 | 0 | 2.4214 | 2.4214 | 2.4214 | 2.4214
267030-Commercial HVAC Diagnostic/Tune-up Com All CZ10 VintAll | 0.15864 | 0.063287 | 0.3417 | 487.492 | 4874.92 | 0 | 0 | 0.10917 | 0 | 0.10917 | 0 | 0.099408 | 0 | 0.099408 | 0 | 3.031 | 2.5652 | 3.031 | 2.5652
267045-Commercial Condensor Coil Cleaning (all units - savings at 50% of DEER) Com All CZ10 VintAll | 0.075133 | 0.029973 | 0.20748 | 230.88 | 692.64 | 0 | 0 | 0.088788 | 0 | 0.088788 | 0 | 0.088788 | 0 | 0.088788 | 0 | 2.4214 | 2.4214 | 2.4214 | 2.4214
267030-Commercial HVAC Diagnostic/Tune-up Com All CZ10 VintAll | 0.15864 | 0.063287 | 0.3417 | 487.492 | 4874.92 | 0 | 0 | 0.10917 | 0 | 0.10917 | 0 | 0.099408 | 0 | 0.099408 | 0 | 3.031 | 2.5652 | 3.031 | 2.5652
267045-Commercial Condensor Coil Cleaning (all units - savings at 50% of DEER) Com All CZ10 VintAll | 0.075133 | 0.029973 | 0.20748 | 230.88 | 692.64 | 0 | 0 | 0.088788 | 0 | 0.088788 | 0 | 0.088788 | 0 | 0.088788 | 0 | 2.4214 | 2.4214 | 2.4214 | 2.4214
267030-Commercial HVAC Diagnostic/Tune-up Com All CZ10 VintAll | 0.1983 | 0.079108 | 0.42712 | 609.365 | 6093.65 | 0 | 0 | 0.10917 | 0 | 0.10917 | 0 | 0.099408 | 0 | 0.099408 | 0 | 3.031 | 2.5652 | 3.031 | 2.5652
267045-Commercial Condensor Coil Cleaning (all units - savings at 50% of DEER) Com All CZ10 VintAll | 0.093916 | 0.037466 | 0.25935 | 288.6 | 865.8 | 0 | 0 | 0.088788 | 0 | 0.088788 | 0 | 0.088788 | 0 | 0.088788 | 0 | 2.4214 | 2.4214 | 2.4214 | 2.4214
267030-Commercial HVAC Diagnostic/Tune-up Com All CZ10 VintAll | 0.07932 | 0.031643 | 0.17085 | 243.746 | 2437.46 | 0 | 0 | 0.10679 | 0 | 0.10679 | 0 | 0.08353 | 0 | 0.08353 | 0 | 2.9024 | 2.0521 | 2.9024 | 2.0521
267045-Commercial Condensor Coil Cleaning (all units - savings at 50% of DEER) Com All CZ10 VintAll | 0.037567 | 0.014987 | 0.10374 | 115.44 | 346.32 | 0 | 0 | 0.085352 | 0 | 0.085352 | 0 | 0.073171 | 0 | 0.073171 | 0 | 2.2952 | 1.9371 | 2.2952 | 1.9371
267030-Commercial HVAC Diagnostic/Tune-up Com All CZ10 VintAll | 0.1983 | 0.079108 | 0.42712 | 609.365 | 6093.65 | 0 | 0 | 0.10917 | 0 | 0.10917 | 0 | 0.099408 | 0 | 0.099408 | 0 | 3.031 | 2.5652 | 3.031 | 2.5652
267045-Commercial Condensor Coil Cleaning (all units - savings at 50% of DEER) Com All CZ10 VintAll | 0.093916 | 0.037466 | 0.25935 | 288.6 | 865.8 | 0 | 0 | 0.088788 | 0 | 0.088788 | 0 | 0.088788 | 0 | 0.088788 | 0 | 2.4214 | 2.4214 | 2.4214 | 2.4214
267030-Commercial HVAC Diagnostic/Tune-up Com All CZ10 VintAll | 0.15864 | 0.063287 | 0.3417 | 487.492 | 4874.92 | 0 | 0 | 0.10917 | 0 | 0.10917 | 0 | 0.099408 | 0 | 0.099408 | 0 | 3.031 | 2.5652 | 3.031 | 2.5652
267045-Commercial Condensor Coil Cleaning (all units - savings at 50% of DEER) Com All CZ10 VintAll | 0.075133 | 0.029973 | 0.20748 | 230.88 | 692.64 | 0 | 0 | 0.088788 | 0 | 0.088788 | 0 | 0.088788 | 0 | 0.088788 | 0 | 2.4214 | 2.4214 | 2.4214 | 2.4214
267030-Commercial HVAC Diagnostic/Tune-up Com All CZ10 VintAll | 0.1983 | 0.079108 | 0.42712 | 609.365 | 6093.65 | 0 | 0 | 0.10917 | 0 | 0.10917 | 0 | 0.099408 | 0 | 0.099408 | 0 | 3.031 | 2.5652 | 3.031 | 2.5652
267045-Commercial Condensor Coil Cleaning (all units - savings at 50% of DEER) Com All CZ10 VintAll | 0.093916 | 0.037466 | 0.25935 | 288.6 | 865.8 | 0 | 0 | 0.088788 | 0 | 0.088788 | 0 | 0.088788 | 0 | 0.088788 | 0 | 2.4214 | 2.4214 | 2.4214 | 2.4214
267030-Commercial HVAC Diagnostic/Tune-up Com All CZ10 VintAll | 0.15864 | 0.063287 | 0.3417 | 487.492 | 4874.92 | 0 | 0 | 0.10917 | 0 | 0.10917 | 0 | 0.099408 | 0 | 0.099408 | 0 | 3.031 | 2.5652 | 3.031 | 2.5652
267045-Commercial Condensor Coil Cleaning (all units - savings at 50% of DEER) Com All CZ10 VintAll | 0.075133 | 0.029973 | 0.20748 | 230.88 | 692.64 | 0 | 0 | 0.088788 | 0 | 0.088788 | 0 | 0.088788 | 0 | 0.088788 | 0 | 2.4214 | 2.4214 | 2.4214 | 2.4214
267045-Commercial Condensor Coil Cleaning (all units - savings at 50% of DEER) Com All CZ10 VintAll | 0.075133 | 0.029973 | 0.20748 | 230.88 | 692.64 | 0 | 0 | 0.088788 | 0 | 0.088788 | 0 | 0.088788 | 0 | 0.088788 | 0 | 2.4214 | 2.4214 | 2.4214 | 2.4214
267030-Commercial HVAC Diagnostic/Tune-up Com All CZ10 VintAll | 0.11898 | 0.047465 | 0.25627 | 365.619 | 3656.19 | 0 | 0 | 0.10679 | 0 | 0.10679 | 0 | 0.08353 | 0 | 0.08353 | 0 | 2.9024 | 2.0521 | 2.9024 | 2.0521
267045-Commercial Condensor Coil Cleaning (all units - savings at 50% of DEER) Com All CZ10 VintAll | 0.05635 | 0.02248 | 0.15561 | 173.16 | 519.48 | 0 | 0 | 0.085352 | 0 | 0.085352 | 0 | 0.073171 | 0 | 0.073171 | 0 | 2.2952 | 1.9371 | 2.2952 | 1.9371
267030-Commercial HVAC Diagnostic/Tune-up Com All CZ10 VintAll | 0.11898 | 0.047465 | 0.25627 | 365.619 | 3656.19 | 0 | 0 | 0.10679 | 0 | 0.10679 | 0 | 0.08353 | 0 | 0.08353 | 0 | 2.9024 | 2.0521 | 2.9024 | 2.0521
267045-Commercial Condensor Coil Cleaning (all units - savings at 50% of DEER) Com All CZ10 VintAll | 0.05635 | 0.02248 | 0.15561 | 173.16 | 519.48 | 0 | 0 | 0.085352 | 0 | 0.085352 | 0 | 0.073171 | 0 | 0.073171 | 0 | 2.2952 | 1.9371 | 2.2952 | 1.9371
267029-Commercial HVAC Diagnostic/Tune-up Com All CZ07 VintAll | 0.022243 | 0.0088734 | 0.053265 | 68.3507 | 683.5071 | 0 | 0 | -0.039441 | 0 | -0.039441 | 0 | -0.063572 | 0 | -0.063572 | 0 | 0.8051 | 0.71932 | 0.8051 | 0.71932
267044-Commercial Condensor Coil Cleaning (all units - savings at 50% of DEER) Com All CZ07 VintAll | 0.030459 | 0.012151 | 0.07332 | 93.6 | 280.8 | 0 | 0 | 0.074214 | 0 | 0.074214 | 0 | 0.074213 | 0 | 0.074213 | 0 | 1.9633 | 1.9633 | 1.9633 | 1.9633
267029-Commercial HVAC Diagnostic/Tune-up Com All CZ07 VintAll | 0.022243 | 0.0088734 | 0.053265 | 68.3507 | 683.5071 | 0 | 0 | -0.039441 | 0 | -0.039441 | 0 | -0.063572 | 0 | -0.063572 | 0 | 0.8051 | 0.71932 | 0.8051 | 0.71932
267044-Commercial Condensor Coil Cleaning (all units - savings at 50% of DEER) Com All CZ07 VintAll | 0.030459 | 0.012151 | 0.07332 | 93.6 | 280.8 | 0 | 0 | 0.074214 | 0 | 0.074214 | 0 | 0.074213 | 0 | 0.074213 | 0 | 1.9633 | 1.9633 | 1.9633 | 1.9633
267030-Commercial HVAC Diagnostic/Tune-up Com All CZ10 VintAll | 0.1983 | 0.079108 | 0.42712 | 609.365 | 6093.65 | 0 | 0 | 0.10917 | 0 | 0.10917 | 0 | 0.099408 | 0 | 0.099408 | 0 | 3.031 | 2.5652 | 3.031 | 2.5652
267045-Commercial Condensor Coil Cleaning (all units - savings at 50% of DEER) Com All CZ10 VintAll | 0.093916 | 0.037466 | 0.25935 | 288.6 | 865.8 | 0 | 0 | 0.088788 | 0 | 0.088788 | 0 | 0.088788 | 0 | 0.088788 | 0 | 2.4214 | 2.4214 | 2.4214 | 2.4214
267030-Commercial HVAC Diagnostic/Tune-up Com All CZ10 VintAll | 0.15864 | 0.063287 | 0.3417 | 487.492 | 4874.92 | 0 | 0 | 0.10917 | 0 | 0.10917 | 0 | 0.099408 | 0 | 0.099408 | 0 | 3.031 | 2.5652 | 3.031 | 2.5652
267045-Commercial Condensor Coil Cleaning (all units - savings at 50% of DEER) Com All CZ10 VintAll | 0.075133 | 0.029973 | 0.20748 | 230.88 | 692.64 | 0 | 0 | 0.088788 | 0 | 0.088788 | 0 | 0.088788 | 0 | 0.088788 | 0 | 2.4214 | 2.4214 | 2.4214 | 2.4214
267030-Commercial HVAC Diagnostic/Tune-up Com All CZ10 VintAll | 0.1983 | 0.079108 | 0.42712 | 609.365 | 6093.65 | 0 | 0 | 0.10917 | 0 | 0.10917 | 0 | 0.099408 | 0 | 0.099408 | 0 | 3.031 | 2.5652 | 3.031 | 2.5652
267045-Commercial Condensor Coil Cleaning (all units - savings at 50% of DEER) Com All CZ10 VintAll | 0.093916 | 0.037466 | 0.25935 | 288.6 | 865.8 | 0 | 0 | 0.088788 | 0 | 0.088788 | 0 | 0.088788 | 0 | 0.088788 | 0 | 2.4214 | 2.4214 | 2.4214 | 2.4214
267030-Commercial HVAC Diagnostic/Tune-up Com All CZ10 VintAll | 0.1983 | 0.079108 | 0.42712 | 609.365 | 6093.65 | 0 | 0 | 0.10917 | 0 | 0.10917 | 0 | 0.099408 | 0 | 0.099408 | 0 | 3.031 | 2.5652 | 3.031 | 2.5652
267045-Commercial Condensor Coil Cleaning (all units - savings at 50% of DEER) Com All CZ10 VintAll | 0.093916 | 0.037466 | 0.25935 | 288.6 | 865.8 | 0 | 0 | 0.088788 | 0 | 0.088788 | 0 | 0.088788 | 0 | 0.088788 | 0 | 2.4214 | 2.4214 | 2.4214 | 2.4214
267030-Commercial HVAC Diagnostic/Tune-up Com All CZ10 VintAll | 0.11898 | 0.047465 | 0.25627 | 365.619 | 3656.19 | 0 | 0 | 0.10917 | 0 | 0.10917 | 0 | 0.099408 | 0 | 0.099408 | 0 | 3.031 | 2.5652 | 3.031 | 2.5652
267045-Commercial Condensor Coil Cleaning (all units - savings at 50% of DEER) Com All CZ10 VintAll | 0.05635 | 0.02248 | 0.15561 | 173.16 | 519.48 | 0 | 0 | 0.088788 | 0 | 0.088788 | 0 | 0.088788 | 0 | 0.088788 | 0 | 2.4214 | 2.4214 | 2.4214 | 2.4214
267045-Commercial Condensor Coil Cleaning (all units - savings at 50% of DEER) Com All CZ10 VintAll | 0.05635 | 0.02248 | 0.15561 | 173.16 | 519.48 | 0 | 0 | 0.088788 | 0 | 0.088788 | 0 | 0.088788 | 0 | 0.088788 | 0 | 2.4214 | 2.4214 | 2.4214 | 2.4214
267030-Commercial HVAC Diagnostic/Tune-up Com All CZ10 VintAll | 0.15864 | 0.063287 | 0.3417 | 487.492 | 4874.92 | 0 | 0 | 0.10917 | 0 | 0.10917 | 0 | 0.099408 | 0 | 0.099408 | 0 | 3.031 | 2.5652 | 3.031 | 2.5652
267045-Commercial Condensor Coil Cleaning (all units - savings at 50% of DEER) Com All CZ10 VintAll | 0.075133 | 0.029973 | 0.20748 | 230.88 | 692.64 | 0 | 0 | 0.088788 | 0 | 0.088788 | 0 | 0.088788 | 0 | 0.088788 | 0 | 2.4214 | 2.4214 | 2.4214 | 2.4214
267030-Commercial HVAC Diagnostic/Tune-up Com All CZ10 VintAll | 0.15864 | 0.063287 | 0.3417 | 487.492 | 4874.92 | 0 | 0 | 0.10917 | 0 | 0.10917 | 0 | 0.099408 | 0 | 0.099408 | 0 | 3.031 | 2.5652 | 3.031 | 2.5652
267045-Commercial Condensor Coil Cleaning (all units - savings at 50% of DEER) Com All CZ10 VintAll | 0.075133 | 0.029973 | 0.20748 | 230.88 | 692.64 | 0 | 0 | 0.088788 | 0 | 0.088788 | 0 | 0.088788 | 0 | 0.088788 | 0 | 2.4214 | 2.4214 | 2.4214 | 2.4214
267045-Commercial Condensor Coil Cleaning (all units - savings at 50% of DEER) Com All CZ10 VintAll | 0.05635 | 0.02248 | 0.15561 | 173.16 | 519.48 | 0 | 0 | 0.088788 | 0 | 0.088788 | 0 | 0.088788 | 0 | 0.088788 | 0 | 2.4214 | 2.4214 | 2.4214 | 2.4214
267029-Commercial HVAC Diagnostic/Tune-up Com All CZ07 VintAll | 0.022243 | 0.0088734 | 0.053265 | 68.3507 | 683.5071 | 0 | 0 | -0.039441 | 0 | -0.039441 | 0 | -0.063572 | 0 | -0.063572 | 0 | 0.8051 | 0.71932 | 0.8051 | 0.71932
267044-Commercial Condensor Coil Cleaning (all units - savings at 50% of DEER) Com All CZ07 VintAll | 0.030459 | 0.012151 | 0.07332 | 93.6 | 280.8 | 0 | 0 | 0.074214 | 0 | 0.074214 | 0 | 0.074213 | 0 | 0.074213 | 0 | 1.9633 | 1.9633 | 1.9633 | 1.9633
267030-Commercial HVAC Diagnostic/Tune-up Com All CZ10 VintAll | 0.1983 | 0.079108 | 0.42712 | 609.365 | 6093.65 | 0 | 0 | 0.10917 | 0 | 0.10917 | 0 | 0.099408 | 0 | 0.099408 | 0 | 3.031 | 2.5652 | 3.031 | 2.5652
267045-Commercial Condensor Coil Cleaning (all units - savings at 50% of DEER) Com All CZ10 VintAll | 0.093916 | 0.037466 | 0.25935 | 288.6 | 865.8 | 0 | 0 | 0.088788 | 0 | 0.088788 | 0 | 0.088788 | 0 | 0.088788 | 0 | 2.4214 | 2.4214 | 2.4214 | 2.4214
267045-Commercial Condensor Coil Cleaning (all units - savings at 50% of DEER) Com All CZ10 VintAll | 0.093916 | 0.037466 | 0.25935 | 288.6 | 865.8 | 0 | 0 | 0.088788 | 0 | 0.088788 | 0 | 0.088788 | 0 | 0.088788 | 0 | 2.4214 | 2.4214 | 2.4214 | 2.4214
267030-Commercial HVAC Diagnostic/Tune-up Com All CZ10 VintAll | 0.11898 | 0.047465 | 0.25627 | 365.619 | 3656.19 | 0 | 0 | 0.10758 | 0 | 0.10758 | 0 | 0.088822 | 0 | 0.088822 | 0 | 2.9441 | 2.1987 | 2.9441 | 2.1987
267045-Commercial Condensor Coil Cleaning (all units - savings at 50% of DEER) Com All CZ10 VintAll | 0.05635 | 0.02248 | 0.15561 | 173.16 | 519.48 | 0 | 0 | 0.086497 | 0 | 0.086497 | 0 | 0.078377 | 0 | 0.078377 | 0 | 2.3357 | 2.0755 | 2.3357 | 2.0755
267030-Commercial HVAC Diagnostic/Tune-up Com All CZ10 VintAll | 0.11898 | 0.047465 | 0.25627 | 365.619 | 3656.19 | 0 | 0 | 0.10917 | 0 | 0.10917 | 0 | 0.099408 | 0 | 0.099408 | 0 | 3.031 | 2.5652 | 3.031 | 2.5652
267045-Commercial Condensor Coil Cleaning (all units - savings at 50% of DEER) Com All CZ10 VintAll | 0.05635 | 0.02248 | 0.15561 | 173.16 | 519.48 | 0 | 0 | 0.088788 | 0 | 0.088788 | 0 | 0.088788 | 0 | 0.088788 | 0 | 2.4214 | 2.4214 | 2.4214 | 2.4214
267029-Commercial HVAC Diagnostic/Tune-up Com All CZ07 VintAll | 0.044485 | 0.017747 | 0.10653 | 136.7014 | 1367.0141 | 0 | 0 | -0.039441 | 0 | -0.039441 | 0 | -0.063572 | 0 | -0.063572 | 0 | 0.8051 | 0.71932 | 0.8051 | 0.71932
267044-Commercial Condensor Coil Cleaning (all units - savings at 50% of DEER) Com All CZ07 VintAll | 0.060919 | 0.024303 | 0.14664 | 187.2 | 561.6 | 0 | 0 | 0.074214 | 0 | 0.074214 | 0 | 0.074213 | 0 | 0.074213 | 0 | 1.9633 | 1.9633 | 1.9633 | 1.9633
267029-Commercial HVAC Diagnostic/Tune-up Com All CZ07 VintAll | 0.033364 | 0.01331 | 0.079898 | 102.5261 | 1025.2606 | 0 | 0 | -0.039441 | 0 | -0.039441 | 0 | -0.063572 | 0 | -0.063572 | 0 | 0.8051 | 0.71932 | 0.8051 | 0.71932
267044-Commercial Condensor Coil Cleaning (all units - savings at 50% of DEER) Com All CZ07 VintAll | 0.045689 | 0.018227 | 0.10998 | 140.4 | 421.2 | 0 | 0 | 0.074214 | 0 | 0.074214 | 0 | 0.074213 | 0 | 0.074213 | 0 | 1.9633 | 1.9633 | 1.9633 | 1.9633
267029-Commercial HVAC Diagnostic/Tune-up Com All CZ07 VintAll | 0.044485 | 0.017747 | 0.10653 | 136.7014 | 1367.0141 | 0 | 0 | -0.039441 | 0 | -0.039441 | 0 | -0.063572 | 0 | -0.063572 | 0 | 0.8051 | 0.71932 | 0.8051 | 0.71932
267044-Commercial Condensor Coil Cleaning (all units - savings at 50% of DEER) Com All CZ07 VintAll | 0.060919 | 0.024303 | 0.14664 | 187.2 | 561.6 | 0 | 0 | 0.074214 | 0 | 0.074214 | 0 | 0.074213 | 0 | 0.074213 | 0 | 1.9633 | 1.9633 | 1.9633 | 1.9633
267044-Commercial Condensor Coil Cleaning (all units - savings at 50% of DEER) Com All CZ07 VintAll | 0.030459 | 0.012151 | 0.07332 | 93.6 | 280.8 | 0 | 0 | 0.074214 | 0 | 0.074214 | 0 | 0.074213 | 0 | 0.074213 | 0 | 1.9633 | 1.9633 | 1.9633 | 1.9633
267030-Commercial HVAC Diagnostic/Tune-up Com All CZ10 VintAll | 0.15864 | 0.063287 | 0.3417 | 487.492 | 4874.92 | 0 | 0 | 0.10917 | 0 | 0.10917 | 0 | 0.099408 | 0 | 0.099408 | 0 | 3.031 | 2.5652 | 3.031 | 2.5652
267045-Commercial Condensor Coil Cleaning (all units - savings at 50% of DEER) Com All CZ10 VintAll | 0.075133 | 0.029973 | 0.20748 | 230.88 | 692.64 | 0 | 0 | 0.088788 | 0 | 0.088788 | 0 | 0.088788 | 0 | 0.088788 | 0 | 2.4214 | 2.4214 | 2.4214 | 2.4214
267030-Commercial HVAC Diagnostic/Tune-up Com All CZ10 VintAll | 0.11898 | 0.047465 | 0.25627 | 365.619 | 3656.19 | 0 | 0 | 0.10758 | 0 | 0.10758 | 0 | 0.088822 | 0 | 0.088822 | 0 | 2.9441 | 2.1987 | 2.9441 | 2.1987
267045-Commercial Condensor Coil Cleaning (all units - savings at 50% of DEER) Com All CZ10 VintAll | 0.05635 | 0.02248 | 0.15561 | 173.16 | 519.48 | 0 | 0 | 0.086497 | 0 | 0.086497 | 0 | 0.078377 | 0 | 0.078377 | 0 | 2.3357 | 2.0755 | 2.3357 | 2.0755
267030-Commercial HVAC Diagnostic/Tune-up Com All CZ10 VintAll | 0.11898 | 0.047465 | 0.25627 | 365.619 | 3656.19 | 0 | 0 | 0.10917 | 0 | 0.10917 | 0 | 0.099408 | 0 | 0.099408 | 0 | 3.031 | 2.5652 | 3.031 | 2.5652
267045-Commercial Condensor Coil Cleaning (all units - savings at 50% of DEER) Com All CZ10 VintAll | 0.05635 | 0.02248 | 0.15561 | 173.16 | 519.48 | 0 | 0 | 0.088788 | 0 | 0.088788 | 0 | 0.088788 | 0 | 0.088788 | 0 | 2.4214 | 2.4214 | 2.4214 | 2.4214
267030-Commercial HVAC Diagnostic/Tune-up Com All CZ10 VintAll | 0.11898 | 0.047465 | 0.25627 | 365.619 | 3656.19 | 0 | 0 | 0.10917 | 0 | 0.10917 | 0 | 0.099408 | 0 | 0.099408 | 0 | 3.031 | 2.5652 | 3.031 | 2.5652
267045-Commercial Condensor Coil Cleaning (all units - savings at 50% of DEER) Com All CZ10 VintAll | 0.05635 | 0.02248 | 0.15561 | 173.16 | 519.48 | 0 | 0 | 0.088788 | 0 | 0.088788 | 0 | 0.088788 | 0 | 0.088788 | 0 | 2.4214 | 2.4214 | 2.4214 | 2.4214
267030-Commercial HVAC Diagnostic/Tune-up Com All CZ10 VintAll | 0.15864 | 0.063287 | 0.3417 | 487.492 | 4874.92 | 0 | 0 | 0.10917 | 0 | 0.10917 | 0 | 0.099408 | 0 | 0.099408 | 0 | 3.031 | 2.5652 | 3.031 | 2.5652
267045-Commercial Condensor Coil Cleaning (all units - savings at 50% of DEER) Com All CZ10 VintAll | 0.075133 | 0.029973 | 0.20748 | 230.88 | 692.64 | 0 | 0 | 0.088788 | 0 | 0.088788 | 0 | 0.088788 | 0 | 0.088788 | 0 | 2.4214 | 2.4214 | 2.4214 | 2.4214
267030-Commercial HVAC Diagnostic/Tune-up Com All CZ10 VintAll | 0.11898 | 0.047465 | 0.25627 | 365.619 | 3656.19 | 0 | 0 | 0.10917 | 0 | 0.10917 | 0 | 0.099408 | 0 | 0.099408 | 0 | 3.031 | 2.5652 | 3.031 | 2.5652
267045-Commercial Condensor Coil Cleaning (all units - savings at 50% of DEER) Com All CZ10 VintAll | 0.05635 | 0.02248 | 0.15561 | 173.16 | 519.48 | 0 | 0 | 0.088788 | 0 | 0.088788 | 0 | 0.088788 | 0 | 0.088788 | 0 | 2.4214 | 2.4214 | 2.4214 | 2.4214
267030-Commercial HVAC Diagnostic/Tune-up Com All CZ10 VintAll | 0.07932 | 0.031643 | 0.17085 | 243.746 | 2437.46 | 0 | 0 | 0.10917 | 0 | 0.10917 | 0 | 0.099408 | 0 | 0.099408 | 0 | 3.031 | 2.5652 | 3.031 | 2.5652
267045-Commercial Condensor Coil Cleaning (all units - savings at 50% of DEER) Com All CZ10 VintAll | 0.037567 | 0.014987 | 0.10374 | 115.44 | 346.32 | 0 | 0 | 0.088788 | 0 | 0.088788 | 0 | 0.088788 | 0 | 0.088788 | 0 | 2.4214 | 2.4214 | 2.4214 | 2.4214
267030-Commercial HVAC Diagnostic/Tune-up Com All CZ10 VintAll | 0.11898 | 0.047465 | 0.25627 | 365.619 | 3656.19 | 0 | 0 | 0.10758 | 0 | 0.10758 | 0 | 0.088822 | 0 | 0.088822 | 0 | 2.9441 | 2.1987 | 2.9441 | 2.1987
267045-Commercial Condensor Coil Cleaning (all units - savings at 50% of DEER) Com All CZ10 VintAll | 0.05635 | 0.02248 | 0.15561 | 173.16 | 519.48 | 0 | 0 | 0.086497 | 0 | 0.086497 | 0 | 0.078377 | 0 | 0.078377 | 0 | 2.3357 | 2.0755 | 2.3357 | 2.0755
267030-Commercial HVAC Diagnostic/Tune-up Com All CZ10 VintAll | 0.11898 | 0.047465 | 0.25627 | 365.619 | 3656.19 | 0 | 0 | 0.10917 | 0 | 0.10917 | 0 | 0.099408 | 0 | 0.099408 | 0 | 3.031 | 2.5652 | 3.031 | 2.5652
267045-Commercial Condensor Coil Cleaning (all units - savings at 50% of DEER) Com All CZ10 VintAll | 0.05635 | 0.02248 | 0.15561 | 173.16 | 519.48 | 0 | 0 | 0.088788 | 0 | 0.088788 | 0 | 0.088788 | 0 | 0.088788 | 0 | 2.4214 | 2.4214 | 2.4214 | 2.4214
267029-Commercial HVAC Diagnostic/Tune-up Com All CZ07 VintAll | 0.033364 | 0.01331 | 0.079898 | 102.5261 | 1025.2606 | 0 | 0 | -0.039441 | 0 | -0.039441 | 0 | -0.063572 | 0 | -0.063572 | 0 | 0.8051 | 0.71932 | 0.8051 | 0.71932
267044-Commercial Condensor Coil Cleaning (all units - savings at 50% of DEER) Com All CZ07 VintAll | 0.045689 | 0.018227 | 0.10998 | 140.4 | 421.2 | 0 | 0 | 0.074214 | 0 | 0.074214 | 0 | 0.074213 | 0 | 0.074213 | 0 | 1.9633 | 1.9633 | 1.9633 | 1.9633
267029-Commercial HVAC Diagnostic/Tune-up Com All CZ07 VintAll | 0.044485 | 0.017747 | 0.10653 | 136.7014 | 1367.0141 | 0 | 0 | -0.039441 | 0 | -0.039441 | 0 | -0.063572 | 0 | -0.063572 | 0 | 0.8051 | 0.71932 | 0.8051 | 0.71932
267044-Commercial Condensor Coil Cleaning (all units - savings at 50% of DEER) Com All CZ07 VintAll | 0.060919 | 0.024303 | 0.14664 | 187.2 | 561.6 | 0 | 0 | 0.074214 | 0 | 0.074214 | 0 | 0.074213 | 0 | 0.074213 | 0 | 1.9633 | 1.9633 | 1.9633 | 1.9633
267029-Commercial HVAC Diagnostic/Tune-up Com All CZ07 VintAll | 0.033364 | 0.01331 | 0.079898 | 102.5261 | 1025.2606 | 0 | 0 | -0.039441 | 0 | -0.039441 | 0 | -0.063572 | 0 | -0.063572 | 0 | 0.8051 | 0.71932 | 0.8051 | 0.71932
267044-Commercial Condensor Coil Cleaning (all units - savings at 50% of DEER) Com All CZ07 VintAll | 0.045689 | 0.018227 | 0.10998 | 140.4 | 421.2 | 0 | 0 | 0.074214 | 0 | 0.074214 | 0 | 0.074213 | 0 | 0.074213 | 0 | 1.9633 | 1.9633 | 1.9633 | 1.9633
267029-Commercial HVAC Diagnostic/Tune-up Com All CZ07 VintAll | 0.033364 | 0.01331 | 0.079898 | 102.5261 | 1025.2606 | 0 | 0 | -0.039441 | 0 | -0.039441 | 0 | -0.063572 | 0 | -0.063572 | 0 | 0.8051 | 0.71932 | 0.8051 | 0.71932
267044-Commercial Condensor Coil Cleaning (all units - savings at 50% of DEER) Com All CZ07 VintAll | 0.045689 | 0.018227 | 0.10998 | 140.4 | 421.2 | 0 | 0 | 0.074214 | 0 | 0.074214 | 0 | 0.074213 | 0 | 0.074213 | 0 | 1.9633 | 1.9633 | 1.9633 | 1.9633
267029-Commercial HVAC Diagnostic/Tune-up Com All CZ07 VintAll | 0.033364 | 0.01331 | 0.079898 | 102.5261 | 1025.2606 | 0 | 0 | -0.039441 | 0 | -0.039441 | 0 | -0.063572 | 0 | -0.063572 | 0 | 0.8051 | 0.71932 | 0.8051 | 0.71932
267044-Commercial Condensor Coil Cleaning (all units - savings at 50% of DEER) Com All CZ07 VintAll | 0.045689 | 0.018227 | 0.10998 | 140.4 | 421.2 | 0 | 0 | 0.074214 | 0 | 0.074214 | 0 | 0.074213 | 0 | 0.074213 | 0 | 1.9633 | 1.9633 | 1.9633 | 1.9633
267029-Commercial HVAC Diagnostic/Tune-up Com All CZ07 VintAll | 0.033364 | 0.01331 | 0.079898 | 102.5261 | 1025.2606 | 0 | 0 | -0.039441 | 0 | -0.039441 | 0 | -0.063572 | 0 | -0.063572 | 0 | 0.8051 | 0.71932 | 0.8051 | 0.71932
267044-Commercial Condensor Coil Cleaning (all units - savings at 50% of DEER) Com All CZ07 VintAll | 0.045689 | 0.018227 | 0.10998 | 140.4 | 421.2 | 0 | 0 | 0.074214 | 0 | 0.074214 | 0 | 0.074213 | 0 | 0.074213 | 0 | 1.9633 | 1.9633 | 1.9633 | 1.9633
267029-Commercial HVAC Diagnostic/Tune-up Com All CZ07 VintAll | 0.044485 | 0.017747 | 0.10653 | 136.7014 | 1367.0141 | 0 | 0 | -0.039441 | 0 | -0.039441 | 0 | -0.063572 | 0 | -0.063572 | 0 | 0.8051 | 0.71932 | 0.8051 | 0.71932
267044-Commercial Condensor Coil Cleaning (all units - savings at 50% of DEER) Com All CZ07 VintAll | 0.060919 | 0.024303 | 0.14664 | 187.2 | 561.6 | 0 | 0 | 0.074214 | 0 | 0.074214 | 0 | 0.074213 | 0 | 0.074213 | 0 | 1.9633 | 1.9633 | 1.9633 | 1.9633
267029-Commercial HVAC Diagnostic/Tune-up Com All CZ07 VintAll | 0.022243 | 0.0088734 | 0.053265 | 68.3507 | 683.5071 | 0 | 0 | -0.047934 | 0 | -0.047934 | 0 | -0.12019 | 0 | -0.12019 | 0 | 0.77267 | 0.57546 | 0.77267 | 0.57546
267044-Commercial Condensor Coil Cleaning (all units - savings at 50% of DEER) Com All CZ07 VintAll | 0.030459 | 0.012151 | 0.07332 | 93.6 | 280.8 | 0 | 0 | 0.069977 | 0 | 0.069977 | 0 | 0.054952 | 0 | 0.054952 | 0 | 1.861 | 1.5706 | 1.861 | 1.5706
267029-Commercial HVAC Diagnostic/Tune-up Com All CZ07 VintAll | 0.055607 | 0.022183 | 0.13316 | 170.8768 | 1708.7677 | 0 | 0 | -0.039441 | 0 | -0.039441 | 0 | -0.063572 | 0 | -0.063572 | 0 | 0.8051 | 0.71932 | 0.8051 | 0.71932
267044-Commercial Condensor Coil Cleaning (all units - savings at 50% of DEER) Com All CZ07 VintAll | 0.076148 | 0.030378 | 0.1833 | 234 | 702 | 0 | 0 | 0.074214 | 0 | 0.074214 | 0 | 0.074213 | 0 | 0.074213 | 0 | 1.9633 | 1.9633 | 1.9633 | 1.9633
267029-Commercial HVAC Diagnostic/Tune-up Com All CZ07 VintAll | 0.022243 | 0.0088734 | 0.053265 | 68.3507 | 683.5071 | 0 | 0 | -0.039441 | 0 | -0.039441 | 0 | -0.063572 | 0 | -0.063572 | 0 | 0.8051 | 0.71932 | 0.8051 | 0.71932
267044-Commercial Condensor Coil Cleaning (all units - savings at 50% of DEER) Com All CZ07 VintAll | 0.030459 | 0.012151 | 0.07332 | 93.6 | 280.8 | 0 | 0 | 0.074214 | 0 | 0.074214 | 0 | 0.074213 | 0 | 0.074213 | 0 | 1.9633 | 1.9633 | 1.9633 | 1.9633
267029-Commercial HVAC Diagnostic/Tune-up Com All CZ07 VintAll | 0.033364 | 0.01331 | 0.079898 | 102.5261 | 1025.2606 | 0 | 0 | -0.045103 | 0 | -0.045103 | 0 | -0.10132 | 0 | -0.10132 | 0 | 0.78318 | 0.61656 | 0.78318 | 0.61656
267044-Commercial Condensor Coil Cleaning (all units - savings at 50% of DEER) Com All CZ07 VintAll | 0.045689 | 0.018227 | 0.10998 | 140.4 | 421.2 | 0 | 0 | 0.071389 | 0 | 0.071389 | 0 | 0.061372 | 0 | 0.061372 | 0 | 1.8939 | 1.6828 | 1.8939 | 1.6828
267029-Commercial HVAC Diagnostic/Tune-up Com All CZ07 VintAll | 0.033364 | 0.01331 | 0.079898 | 102.5261 | 1025.2606 | 0 | 0 | -0.045103 | 0 | -0.045103 | 0 | -0.10132 | 0 | -0.10132 | 0 | 0.78318 | 0.61656 | 0.78318 | 0.61656
267044-Commercial Condensor Coil Cleaning (all units - savings at 50% of DEER) Com All CZ07 VintAll | 0.045689 | 0.018227 | 0.10998 | 140.4 | 421.2 | 0 | 0 | 0.071389 | 0 | 0.071389 | 0 | 0.061372 | 0 | 0.061372 | 0 | 1.8939 | 1.6828 | 1.8939 | 1.6828
267030-Commercial HVAC Diagnostic/Tune-up Com All CZ10 VintAll | 0.1983 | 0.079108 | 0.42712 | 609.365 | 6093.65 | 0 | 0 | 0.10917 | 0 | 0.10917 | 0 | 0.099408 | 0 | 0.099408 | 0 | 3.031 | 2.5652 | 3.031 | 2.5652
267045-Commercial Condensor Coil Cleaning (all units - savings at 50% of DEER) Com All CZ10 VintAll | 0.093916 | 0.037466 | 0.25935 | 288.6 | 865.8 | 0 | 0 | 0.088788 | 0 | 0.088788 | 0 | 0.088788 | 0 | 0.088788 | 0 | 2.4214 | 2.4214 | 2.4214 | 2.4214
267030-Commercial HVAC Diagnostic/Tune-up Com All CZ10 VintAll | 0.11898 | 0.047465 | 0.25627 | 365.619 | 3656.19 | 0 | 0 | 0.10758 | 0 | 0.10758 | 0 | 0.088822 | 0 | 0.088822 | 0 | 2.9441 | 2.1987 | 2.9441 | 2.1987
267045-Commercial Condensor Coil Cleaning (all units - savings at 50% of DEER) Com All CZ10 VintAll | 0.05635 | 0.02248 | 0.15561 | 173.16 | 519.48 | 0 | 0 | 0.086497 | 0 | 0.086497 | 0 | 0.078377 | 0 | 0.078377 | 0 | 2.3357 | 2.0755 | 2.3357 | 2.0755
267045-Commercial Condensor Coil Cleaning (all units - savings at 50% of DEER) Com All CZ10 VintAll | 0.05635 | 0.02248 | 0.15561 | 173.16 | 519.48 | 0 | 0 | 0.088788 | 0 | 0.088788 | 0 | 0.088788 | 0 | 0.088788 | 0 | 2.4214 | 2.4214 | 2.4214 | 2.4214
267029-Commercial HVAC Diagnostic/Tune-up Com All CZ07 VintAll | 0.044485 | 0.017747 | 0.10653 | 136.7014 | 1367.0141 | 0 | 0 | -0.039441 | 0 | -0.039441 | 0 | -0.063572 | 0 | -0.063572 | 0 | 0.8051 | 0.71932 | 0.8051 | 0.71932
267044-Commercial Condensor Coil Cleaning (all units - savings at 50% of DEER) Com All CZ07 VintAll | 0.060919 | 0.024303 | 0.14664 | 187.2 | 561.6 | 0 | 0 | 0.074214 | 0 | 0.074214 | 0 | 0.074213 | 0 | 0.074213 | 0 | 1.9633 | 1.9633 | 1.9633 | 1.9633
267030-Commercial HVAC Diagnostic/Tune-up Com All CZ10 VintAll | 0.11898 | 0.047465 | 0.25627 | 365.619 | 3656.19 | 0 | 0 | 0.10917 | 0 | 0.10917 | 0 | 0.099408 | 0 | 0.099408 | 0 | 3.031 | 2.5652 | 3.031 | 2.5652
267045-Commercial Condensor Coil Cleaning (all units - savings at 50% of DEER) Com All CZ10 VintAll | 0.05635 | 0.02248 | 0.15561 | 173.16 | 519.48 | 0 | 0 | 0.088788 | 0 | 0.088788 | 0 | 0.088788 | 0 | 0.088788 | 0 | 2.4214 | 2.4214 | 2.4214 | 2.4214
267030-Commercial HVAC Diagnostic/Tune-up Com All CZ10 VintAll | 0.15864 | 0.063287 | 0.3417 | 487.492 | 4874.92 | 0 | 0 | 0.10917 | 0 | 0.10917 | 0 | 0.099408 | 0 | 0.099408 | 0 | 3.031 | 2.5652 | 3.031 | 2.5652
267045-Commercial Condensor Coil Cleaning (all units - savings at 50% of DEER) Com All CZ10 VintAll | 0.075133 | 0.029973 | 0.20748 | 230.88 | 692.64 | 0 | 0 | 0.088788 | 0 | 0.088788 | 0 | 0.088788 | 0 | 0.088788 | 0 | 2.4214 | 2.4214 | 2.4214 | 2.4214
267030-Commercial HVAC Diagnostic/Tune-up Com All CZ10 VintAll | 0.15864 | 0.063287 | 0.3417 | 487.492 | 4874.92 | 0 | 0 | 0.10917 | 0 | 0.10917 | 0 | 0.099408 | 0 | 0.099408 | 0 | 3.031 | 2.5652 | 3.031 | 2.5652
267045-Commercial Condensor Coil Cleaning (all units - savings at 50% of DEER) Com All CZ10 VintAll | 0.075133 | 0.029973 | 0.20748 | 230.88 | 692.64 | 0 | 0 | 0.088788 | 0 | 0.088788 | 0 | 0.088788 | 0 | 0.088788 | 0 | 2.4214 | 2.4214 | 2.4214 | 2.4214
267030-Commercial HVAC Diagnostic/Tune-up Com All CZ10 VintAll | 0.11898 | 0.047465 | 0.25627 | 365.619 | 3656.19 | 0 | 0 | 0.10758 | 0 | 0.10758 | 0 | 0.088822 | 0 | 0.088822 | 0 | 2.9441 | 2.1987 | 2.9441 | 2.1987
267045-Commercial Condensor Coil Cleaning (all units - savings at 50% of DEER) Com All CZ10 VintAll | 0.05635 | 0.02248 | 0.15561 | 173.16 | 519.48 | 0 | 0 | 0.086497 | 0 | 0.086497 | 0 | 0.078377 | 0 | 0.078377 | 0 | 2.3357 | 2.0755 | 2.3357 | 2.0755
267030-Commercial HVAC Diagnostic/Tune-up Com All CZ10 VintAll | 0.07932 | 0.031643 | 0.17085 | 243.746 | 2437.46 | 0 | 0 | 0.10917 | 0 | 0.10917 | 0 | 0.099408 | 0 | 0.099408 | 0 | 3.031 | 2.5652 | 3.031 | 2.5652
267045-Commercial Condensor Coil Cleaning (all units - savings at 50% of DEER) Com All CZ10 VintAll | 0.037567 | 0.014987 | 0.10374 | 115.44 | 346.32 | 0 | 0 | 0.088788 | 0 | 0.088788 | 0 | 0.088788 | 0 | 0.088788 | 0 | 2.4214 | 2.4214 | 2.4214 | 2.4214
267030-Commercial HVAC Diagnostic/Tune-up Com All CZ10 VintAll | 0.07932 | 0.031643 | 0.17085 | 243.746 | 2437.46 | 0 | 0 | 0.10917 | 0 | 0.10917 | 0 | 0.099408 | 0 | 0.099408 | 0 | 3.031 | 2.5652 | 3.031 | 2.5652
267045-Commercial Condensor Coil Cleaning (all units - savings at 50% of DEER) Com All CZ10 VintAll | 0.037567 | 0.014987 | 0.10374 | 115.44 | 346.32 | 0 | 0 | 0.088788 | 0 | 0.088788 | 0 | 0.088788 | 0 | 0.088788 | 0 | 2.4214 | 2.4214 | 2.4214 | 2.4214
267029-Commercial HVAC Diagnostic/Tune-up Com All CZ07 VintAll | 0.055607 | 0.022183 | 0.13316 | 170.8768 | 1708.7677 | 0 | 0 | -0.039441 | 0 | -0.039441 | 0 | -0.063572 | 0 | -0.063572 | 0 | 0.8051 | 0.71932 | 0.8051 | 0.71932
267044-Commercial Condensor Coil Cleaning (all units - savings at 50% of DEER) Com All CZ07 VintAll | 0.076148 | 0.030378 | 0.1833 | 234 | 702 | 0 | 0 | 0.074214 | 0 | 0.074214 | 0 | 0.074213 | 0 | 0.074213 | 0 | 1.9633 | 1.9633 | 1.9633 | 1.9633
267030-Commercial HVAC Diagnostic/Tune-up Com All CZ10 VintAll | 0.07932 | 0.031643 | 0.17085 | 243.746 | 2437.46 | 0 | 0 | 0.10679 | 0 | 0.10679 | 0 | 0.08353 | 0 | 0.08353 | 0 | 2.9024 | 2.0521 | 2.9024 | 2.0521
267045-Commercial Condensor Coil Cleaning (all units - savings at 50% of DEER) Com All CZ10 VintAll | 0.037567 | 0.014987 | 0.10374 | 115.44 | 346.32 | 0 | 0 | 0.085352 | 0 | 0.085352 | 0 | 0.073171 | 0 | 0.073171 | 0 | 2.2952 | 1.9371 | 2.2952 | 1.9371
267030-Commercial HVAC Diagnostic/Tune-up Com All CZ10 VintAll | 0.11898 | 0.047465 | 0.25627 | 365.619 | 3656.19 | 0 | 0 | 0.10917 | 0 | 0.10917 | 0 | 0.099408 | 0 | 0.099408 | 0 | 3.031 | 2.5652 | 3.031 | 2.5652
267045-Commercial Condensor Coil Cleaning (all units - savings at 50% of DEER) Com All CZ10 VintAll | 0.05635 | 0.02248 | 0.15561 | 173.16 | 519.48 | 0 | 0 | 0.088788 | 0 | 0.088788 | 0 | 0.088788 | 0 | 0.088788 | 0 | 2.4214 | 2.4214 | 2.4214 | 2.4214
267030-Commercial HVAC Diagnostic/Tune-up Com All CZ10 VintAll | 0.07932 | 0.031643 | 0.17085 | 243.746 | 2437.46 | 0 | 0 | 0.10917 | 0 | 0.10917 | 0 | 0.099408 | 0 | 0.099408 | 0 | 3.031 | 2.5652 | 3.031 | 2.5652
267045-Commercial Condensor Coil Cleaning (all units - savings at 50% of DEER) Com All CZ10 VintAll | 0.037567 | 0.014987 | 0.10374 | 115.44 | 346.32 | 0 | 0 | 0.088788 | 0 | 0.088788 | 0 | 0.088788 | 0 | 0.088788 | 0 | 2.4214 | 2.4214 | 2.4214 | 2.4214
267030-Commercial HVAC Diagnostic/Tune-up Com All CZ10 VintAll | 0.07932 | 0.031643 | 0.17085 | 243.746 | 2437.46 | 0 | 0 | 0.10917 | 0 | 0.10917 | 0 | 0.099408 | 0 | 0.099408 | 0 | 3.031 | 2.5652 | 3.031 | 2.5652
267045-Commercial Condensor Coil Cleaning (all units - savings at 50% of DEER) Com All CZ10 VintAll | 0.037567 | 0.014987 | 0.10374 | 115.44 | 346.32 | 0 | 0 | 0.088788 | 0 | 0.088788 | 0 | 0.088788 | 0 | 0.088788 | 0 | 2.4214 | 2.4214 | 2.4214 | 2.4214
267030-Commercial HVAC Diagnostic/Tune-up Com All CZ10 VintAll | 0.07932 | 0.031643 | 0.17085 | 243.746 | 2437.46 | 0 | 0 | 0.10917 | 0 | 0.10917 | 0 | 0.099408 | 0 | 0.099408 | 0 | 3.031 | 2.5652 | 3.031 | 2.5652
267045-Commercial Condensor Coil Cleaning (all units - savings at 50% of DEER) Com All CZ10 VintAll | 0.037567 | 0.014987 | 0.10374 | 115.44 | 346.32 | 0 | 0 | 0.088788 | 0 | 0.088788 | 0 | 0.088788 | 0 | 0.088788 | 0 | 2.4214 | 2.4214 | 2.4214 | 2.4214
267030-Commercial HVAC Diagnostic/Tune-up Com All CZ10 VintAll | 0.07932 | 0.031643 | 0.17085 | 243.746 | 2437.46 | 0 | 0 | 0.10917 | 0 | 0.10917 | 0 | 0.099408 | 0 | 0.099408 | 0 | 3.031 | 2.5652 | 3.031 | 2.5652
267045-Commercial Condensor Coil Cleaning (all units - savings at 50% of DEER) Com All CZ10 VintAll | 0.037567 | 0.014987 | 0.10374 | 115.44 | 346.32 | 0 | 0 | 0.088788 | 0 | 0.088788 | 0 | 0.088788 | 0 | 0.088788 | 0 | 2.4214 | 2.4214 | 2.4214 | 2.4214
267030-Commercial HVAC Diagnostic/Tune-up Com All CZ10 VintAll | 0.07932 | 0.031643 | 0.17085 | 243.746 | 2437.46 | 0 | 0 | 0.10917 | 0 | 0.10917 | 0 | 0.099408 | 0 | 0.099408 | 0 | 3.031 | 2.5652 | 3.031 | 2.5652
267045-Commercial Condensor Coil Cleaning (all units - savings at 50% of DEER) Com All CZ10 VintAll | 0.037567 | 0.014987 | 0.10374 | 115.44 | 346.32 | 0 | 0 | 0.088788 | 0 | 0.088788 | 0 | 0.088788 | 0 | 0.088788 | 0 | 2.4214 | 2.4214 | 2.4214 | 2.4214
267030-Commercial HVAC Diagnostic/Tune-up Com All CZ10 VintAll | 0.07932 | 0.031643 | 0.17085 | 243.746 | 2437.46 | 0 | 0 | 0.10917 | 0 | 0.10917 | 0 | 0.099408 | 0 | 0.099408 | 0 | 3.031 | 2.5652 | 3.031 | 2.5652
267045-Commercial Condensor Coil Cleaning (all units - savings at 50% of DEER) Com All CZ10 VintAll | 0.037567 | 0.014987 | 0.10374 | 115.44 | 346.32 | 0 | 0 | 0.088788 | 0 | 0.088788 | 0 | 0.088788 | 0 | 0.088788 | 0 | 2.4214 | 2.4214 | 2.4214 | 2.4214
267030-Commercial HVAC Diagnostic/Tune-up Com All CZ10 VintAll | 0.1983 | 0.079108 | 0.42712 | 609.365 | 6093.65 | 0 | 0 | 0.10917 | 0 | 0.10917 | 0 | 0.099408 | 0 | 0.099408 | 0 | 3.031 | 2.5652 | 3.031 | 2.5652
267045-Commercial Condensor Coil Cleaning (all units - savings at 50% of DEER) Com All CZ10 VintAll | 0.093916 | 0.037466 | 0.25935 | 288.6 | 865.8 | 0 | 0 | 0.088788 | 0 | 0.088788 | 0 | 0.088788 | 0 | 0.088788 | 0 | 2.4214 | 2.4214 | 2.4214 | 2.4214
267002-High Refrigerant Charge Adjustment (>= ±20% rated charge) Resid SF CZ10 Vint04 | 0.44198 | 0.0041388 | 0.3558 | 321.0028 | 3210.0276 | -0.1218 | -1.218 | 0.27394 | 0.98982 | 0.27394 | 0.98982 | 0.25736 | 0.98982 | 0.25736 | 0.98982 | 5.4582 | 4.2971 | 5.4582 | 4.2971
267040-Residential Condensor Coil Cleaning Resid SF CZ10 VintAll | 0.28997 | 0.0027153 | 0.27799 | 210.6 | 631.8 | 0 | 0 | 0.22746 | 0 | 0.22746 | 0 | 0.22746 | 0 | 0.22746 | 0 | 3.6572 | 3.6572 | 3.6572 | 3.6572
267040-Residential Condensor Coil Cleaning Resid SF CZ10 VintAll | 0.28997 | 0.0027153 | 0.27799 | 210.6 | 631.8 | 0 | 0 | 0.22746 | 0 | 0.22746 | 0 | 0.22746 | 0 | 0.22746 | 0 | 3.6572 | 3.6572 | 3.6572 | 3.6572
267002-High Refrigerant Charge Adjustment (>= ±20% rated charge) Resid SF CZ10 Vint04 | 0.66297 | 0.0062082 | 0.5337 | 481.5041 | 4815.0414 | -0.1827 | -1.827 | 0.27508 | 0.98982 | 0.27508 | 0.98982 | 0.26256 | 0.98982 | 0.26256 | 0.98982 | 5.5618 | 4.604 | 5.5618 | 4.604
267040-Residential Condensor Coil Cleaning Resid SF CZ10 VintAll | 0.28997 | 0.0027153 | 0.27799 | 210.6 | 631.8 | 0 | 0 | 0.22746 | 0 | 0.22746 | 0 | 0.22746 | 0 | 0.22746 | 0 | 3.6572 | 3.6572 | 3.6572 | 3.6572
267002-High Refrigerant Charge Adjustment (>= ±20% rated charge) Resid SF CZ10 Vint04 | 0.88396 | 0.0082775 | 0.7116 | 642.0055 | 6420.0552 | -0.2436 | -2.436 | 0.27737 | 0.98982 | 0.27737 | 0.98982 | 0.27295 | 0.98982 | 0.27295 | 0.98982 | 5.7813 | 5.3713 | 5.7813 | 5.3713
267040-Residential Condensor Coil Cleaning Resid SF CZ10 VintAll | 0.28997 | 0.0027153 | 0.27799 | 210.6 | 631.8 | 0 | 0 | 0.22746 | 0 | 0.22746 | 0 | 0.22746 | 0 | 0.22746 | 0 | 3.6572 | 3.6572 | 3.6572 | 3.6572
267002-High Refrigerant Charge Adjustment (>= ±20% rated charge) Resid SF CZ10 Vint04 | 0.88396 | 0.0082775 | 0.7116 | 642.0055 | 6420.0552 | -0.2436 | -2.436 | 0.27737 | 0.98982 | 0.27737 | 0.98982 | 0.27295 | 0.98982 | 0.27295 | 0.98982 | 5.7813 | 5.3713 | 5.7813 | 5.3713
267040-Residential Condensor Coil Cleaning Resid SF CZ10 VintAll | 0.28997 | 0.0027153 | 0.27799 | 210.6 | 631.8 | 0 | 0 | 0.22746 | 0 | 0.22746 | 0 | 0.22746 | 0 | 0.22746 | 0 | 3.6572 | 3.6572 | 3.6572 | 3.6572
267002-High Refrigerant Charge Adjustment (>= ±20% rated charge) Resid SF CZ10 Vint04 | 0.44198 | 0.0041388 | 0.3558 | 321.0028 | 3210.0276 | -0.1218 | -1.218 | 0.27394 | 0.98982 | 0.27394 | 0.98982 | 0.25736 | 0.98982 | 0.25736 | 0.98982 | 5.4582 | 4.2971 | 5.4582 | 4.2971
267040-Residential Condensor Coil Cleaning Resid SF CZ10 VintAll | 0.28997 | 0.0027153 | 0.27799 | 210.6 | 631.8 | 0 | 0 | 0.22746 | 0 | 0.22746 | 0 | 0.22746 | 0 | 0.22746 | 0 | 3.6572 | 3.6572 | 3.6572 | 3.6572
267002-High Refrigerant Charge Adjustment (>= ±20% rated charge) Resid SF CZ10 Vint04 | 1.105 | 0.010347 | 0.8895 | 802.5069 | 8025.069 | -0.3045 | -3.045 | 0.27737 | 0.98982 | 0.27737 | 0.98982 | 0.27295 | 0.98982 | 0.27295 | 0.98982 | 5.7813 | 5.3713 | 5.7813 | 5.3713
267040-Residential Condensor Coil Cleaning Resid SF CZ10 VintAll | 0.28997 | 0.0027153 | 0.27799 | 210.6 | 631.8 | 0 | 0 | 0.22746 | 0 | 0.22746 | 0 | 0.22746 | 0 | 0.22746 | 0 | 3.6572 | 3.6572 | 3.6572 | 3.6572
267002-High Refrigerant Charge Adjustment (>= ±20% rated charge) Resid SF CZ10 Vint04 | 0.66297 | 0.0062082 | 0.5337 | 481.5041 | 4815.0414 | -0.1827 | -1.827 | 0.27737 | 0.98982 | 0.27737 | 0.98982 | 0.27295 | 0.98982 | 0.27295 | 0.98982 | 5.7813 | 5.3713 | 5.7813 | 5.3713
267040-Residential Condensor Coil Cleaning Resid SF CZ10 VintAll | 0.28997 | 0.0027153 | 0.27799 | 210.6 | 631.8 | 0 | 0 | 0.22746 | 0 | 0.22746 | 0 | 0.22746 | 0 | 0.22746 | 0 | 3.6572 | 3.6572 | 3.6572 | 3.6572
267002-High Refrigerant Charge Adjustment (>= ±20% rated charge) Resid SF CZ10 Vint04 | 0.88396 | 0.0082775 | 0.7116 | 642.0055 | 6420.0552 | -0.2436 | -2.436 | 0.27737 | 0.98982 | 0.27737 | 0.98982 | 0.27295 | 0.98982 | 0.27295 | 0.98982 | 5.7813 | 5.3713 | 5.7813 | 5.3713
267040-Residential Condensor Coil Cleaning Resid SF CZ10 VintAll | 0.28997 | 0.0027153 | 0.27799 | 210.6 | 631.8 | 0 | 0 | 0.22746 | 0 | 0.22746 | 0 | 0.22746 | 0 | 0.22746 | 0 | 3.6572 | 3.6572 | 3.6572 | 3.6572
267002-High Refrigerant Charge Adjustment (>= ±20% rated charge) Resid SF CZ10 Vint04 | 0.88396 | 0.0082775 | 0.7116 | 642.0055 | 6420.0552 | -0.2436 | -2.436 | 0.27737 | 0.98982 | 0.27737 | 0.98982 | 0.27295 | 0.98982 | 0.27295 | 0.98982 | 5.7813 | 5.3713 | 5.7813 | 5.3713
267040-Residential Condensor Coil Cleaning Resid SF CZ10 VintAll | 0.28997 | 0.0027153 | 0.27799 | 210.6 | 631.8 | 0 | 0 | 0.22746 | 0 | 0.22746 | 0 | 0.22746 | 0 | 0.22746 | 0 | 3.6572 | 3.6572 | 3.6572 | 3.6572
267033-High Refrigerant Charge Adjustment (>= ±20% rated charge) Resid MF CZ10 Vint04 | 0.36782 | 0.0034444 | 0.35275 | 267.1438 | 2671.4376 | -0.16413 | -1.6413 | 0.2646 | 0.98982 | 0.2646 | 0.98982 | 0.26038 | 0.98982 | 0.26038 | 0.98982 | 4.734 | 4.467 | 4.734 | 4.467
267042-Residential Condensor Coil Cleaning Resid MF CZ10 VintAll | 0.19331 | 0.0018102 | 0.18533 | 140.4 | 421.2 | 0 | 0 | 0.18466 | 0 | 0.18466 | 0 | 0.18466 | 0 | 0.18466 | 0 | 2.4381 | 2.4381 | 2.4381 | 2.4381
267001-High Refrigerant Charge Adjustment (>= ±20% rated charge) Resid SFCZ10 Vint03 | 0.53365 | 0.0049972 | 0.28557 | 387.5804 | 3875.8044 | -0.10395 | -1.0395 | 0.28448 | 0.98982 | 0.28448 | 0.98982 | 0.27075 | 0.98982 | 0.27075 | 0.98982 | 6.5924 | 5.19 | 6.5924 | 5.19
267040-Residential Condensor Coil Cleaning Resid SF CZ10 VintAll | 0.28997 | 0.0027153 | 0.27799 | 210.6 | 631.8 | 0 | 0 | 0.22746 | 0 | 0.22746 | 0 | 0.22746 | 0 | 0.22746 | 0 | 3.6572 | 3.6572 | 3.6572 | 3.6572
267033-High Refrigerant Charge Adjustment (>= ±20% rated charge) Resid MF CZ10 Vint04 | 0.36782 | 0.0034444 | 0.35275 | 267.1438 | 2671.4376 | -0.16413 | -1.6413 | 0.2646 | 0.98982 | 0.2646 | 0.98982 | 0.26038 | 0.98982 | 0.26038 | 0.98982 | 4.734 | 4.467 | 4.734 | 4.467
267042-Residential Condensor Coil Cleaning Resid MF CZ10 VintAll | 0.19331 | 0.0018102 | 0.18533 | 140.4 | 421.2 | 0 | 0 | 0.18466 | 0 | 0.18466 | 0 | 0.18466 | 0 | 0.18466 | 0 | 2.4381 | 2.4381 | 2.4381 | 2.4381
267002-High Refrigerant Charge Adjustment (>= ±20% rated charge) Resid SF CZ10 Vint04 | 0.88396 | 0.0082775 | 0.7116 | 642.0055 | 6420.0552 | -0.2436 | -2.436 | 0.27737 | 0.98982 | 0.27737 | 0.98982 | 0.27295 | 0.98982 | 0.27295 | 0.98982 | 5.7813 | 5.3713 | 5.7813 | 5.3713
267040-Residential Condensor Coil Cleaning Resid SF CZ10 VintAll | 0.28997 | 0.0027153 | 0.27799 | 210.6 | 631.8 | 0 | 0 | 0.22746 | 0 | 0.22746 | 0 | 0.22746 | 0 | 0.22746 | 0 | 3.6572 | 3.6572 | 3.6572 | 3.6572
267002-High Refrigerant Charge Adjustment (>= ±20% rated charge) Resid SF CZ10 Vint04 | 0.22099 | 0.0020694 | 0.1779 | 160.5014 | 1605.0138 | -0.060901 | -0.60901 | 0.27051 | 0.98982 | 0.27051 | 0.98982 | 0.24177 | 0.98982 | 0.24177 | 0.98982 | 5.1693 | 3.5809 | 5.1693 | 3.5809
267040-Residential Condensor Coil Cleaning Resid SF CZ10 VintAll | 0.28997 | 0.0027153 | 0.27799 | 210.6 | 631.8 | 0 | 0 | 0.22746 | 0 | 0.22746 | 0 | 0.22746 | 0 | 0.22746 | 0 | 3.6572 | 3.6572 | 3.6572 | 3.6572
267002-High Refrigerant Charge Adjustment (>= ±20% rated charge) Resid SF CZ10 Vint04 | 1.105 | 0.010347 | 0.8895 | 802.5069 | 8025.069 | -0.3045 | -3.045 | 0.27737 | 0.98982 | 0.27737 | 0.98982 | 0.27295 | 0.98982 | 0.27295 | 0.98982 | 5.7813 | 5.3713 | 5.7813 | 5.3713
267040-Residential Condensor Coil Cleaning Resid SF CZ10 VintAll | 0.28997 | 0.0027153 | 0.27799 | 210.6 | 631.8 | 0 | 0 | 0.22746 | 0 | 0.22746 | 0 | 0.22746 | 0 | 0.22746 | 0 | 3.6572 | 3.6572 | 3.6572 | 3.6572
267001-High Refrigerant Charge Adjustment (>= ±20% rated charge) Resid SFCZ10 Vint03 | 0.80048 | 0.0074958 | 0.42835 | 581.3707 | 5813.7066 | -0.15593 | -1.5593 | 0.28732 | 0.98982 | 0.28732 | 0.98982 | 0.28366 | 0.98982 | 0.28366 | 0.98982 | 6.9827 | 6.4875 | 6.9827 | 6.4875
267040-Residential Condensor Coil Cleaning Resid SF CZ10 VintAll | 0.28997 | 0.0027153 | 0.27799 | 210.6 | 631.8 | 0 | 0 | 0.22746 | 0 | 0.22746 | 0 | 0.22746 | 0 | 0.22746 | 0 | 3.6572 | 3.6572 | 3.6572 | 3.6572
267001-High Refrigerant Charge Adjustment (>= ±20% rated charge) Resid SFCZ10 Vint03 | 1.0673 | 0.0099944 | 0.57113 | 775.1609 | 7751.6088 | -0.20791 | -2.0791 | 0.28732 | 0.98982 | 0.28732 | 0.98982 | 0.28366 | 0.98982 | 0.28366 | 0.98982 | 6.9827 | 6.4875 | 6.9827 | 6.4875
267040-Residential Condensor Coil Cleaning Resid SF CZ10 VintAll | 0.28997 | 0.0027153 | 0.27799 | 210.6 | 631.8 | 0 | 0 | 0.22746 | 0 | 0.22746 | 0 | 0.22746 | 0 | 0.22746 | 0 | 3.6572 | 3.6572 | 3.6572 | 3.6572
267040-Residential Condensor Coil Cleaning Resid SF CZ10 VintAll | 0.28997 | 0.0027153 | 0.27799 | 210.6 | 631.8 | 0 | 0 | 0.22746 | 0 | 0.22746 | 0 | 0.22746 | 0 | 0.22746 | 0 | 3.6572 | 3.6572 | 3.6572 | 3.6572
267010-Duct Sealing (Total Leakage Reduced from 40% of AHU flow to 12%) Resid SF CZ10 Vint04 | 0.38949 | 0.0036472 | 0.37591 | 282.8795 | 5091.8306 | 16.7452 | 301.4135 | 0.24761 | 0.82633 | 0.24761 | 0.82633 | 0.20422 | 0.68152 | 0.20422 | 0.68152 | 4.2546 | 2.7094 | 4.2546 | 2.7094
267010-Duct Sealing (Total Leakage Reduced from 40% of AHU flow to 12%) Resid SF CZ10 Vint04 | 0.19475 | 0.0018236 | 0.18795 | 141.4397 | 2545.9153 | 8.3726 | 150.7068 | 0.22396 | 0.74739 | 0.22396 | 0.74739 | 0.096695 | 0.32269 | 0.096695 | 0.32269 | 3.2455 | 1.426 | 3.2455 | 1.426
267010-Duct Sealing (Total Leakage Reduced from 40% of AHU flow to 12%) Resid SF CZ10 Vint04 | 0.19475 | 0.0018236 | 0.18795 | 141.4397 | 2545.9153 | 8.3726 | 150.7068 | 0.22396 | 0.74739 | 0.22396 | 0.74739 | 0.096695 | 0.32269 | 0.096695 | 0.32269 | 3.2455 | 1.426 | 3.2455 | 1.426
267010-Duct Sealing (Total Leakage Reduced from 40% of AHU flow to 12%) Resid SF CZ10 Vint04 | 0.19475 | 0.0018236 | 0.18795 | 141.4397 | 2545.9153 | 8.3726 | 150.7068 | 0.22921 | 0.76493 | 0.22921 | 0.76493 | 0.12059 | 0.40243 | 0.12059 | 0.40243 | 3.4261 | 1.5937 | 3.4261 | 1.5937
267010-Duct Sealing (Total Leakage Reduced from 40% of AHU flow to 12%) Resid SF CZ10 Vint04 | 0.19475 | 0.0018236 | 0.18795 | 141.4397 | 2545.9153 | 8.3726 | 150.7068 | 0.24235 | 0.80879 | 0.24235 | 0.80879 | 0.18033 | 0.60178 | 0.18033 | 0.60178 | 3.9796 | 2.2578 | 3.9796 | 2.2578
267010-Duct Sealing (Total Leakage Reduced from 40% of AHU flow to 12%) Resid SF CZ10 Vint04 | 0.38949 | 0.0036472 | 0.37591 | 282.8795 | 5091.8306 | 16.7452 | 301.4135 | 0.24091 | 0.80396 | 0.24091 | 0.80396 | 0.17375 | 0.57985 | 0.17375 | 0.57985 | 3.9101 | 2.1588 | 3.9101 | 2.1588
267010-Duct Sealing (Total Leakage Reduced from 40% of AHU flow to 12%) Resid SF CZ10 Vint04 | 0.19475 | 0.0018236 | 0.18795 | 141.4397 | 2545.9153 | 8.3726 | 150.7068 | 0.22921 | 0.76493 | 0.22921 | 0.76493 | 0.12059 | 0.40243 | 0.12059 | 0.40243 | 3.4261 | 1.5937 | 3.4261 | 1.5937
267009-Duct Sealing (Total Leakage Reduced from 40% of AHU flow to 12%) Resid SF CZ10 Vint03 | 0.25213 | 0.002361 | 0.13813 | 183.1159 | 3296.0866 | 16.7075 | 300.7354 | 0.26852 | 0.85357 | 0.26852 | 0.85357 | 0.17706 | 0.56283 | 0.17706 | 0.56283 | 4.766 | 2.0878 | 4.766 | 2.0878
267010-Duct Sealing (Total Leakage Reduced from 40% of AHU flow to 12%) Resid SF CZ10 Vint04 | 0.19475 | 0.0018236 | 0.18795 | 141.4397 | 2545.9153 | 8.3726 | 150.7068 | 0.23184 | 0.7737 | 0.23184 | 0.7737 | 0.13254 | 0.4423 | 0.13254 | 0.4423 | 3.5241 | 1.6933 | 3.5241 | 1.6933
267010-Duct Sealing (Total Leakage Reduced from 40% of AHU flow to 12%) Resid SF CZ10 Vint04 | 0.19475 | 0.0018236 | 0.18795 | 141.4397 | 2545.9153 | 8.3726 | 150.7068 | 0.24761 | 0.82633 | 0.24761 | 0.82633 | 0.20422 | 0.68152 | 0.20422 | 0.68152 | 4.2546 | 2.7094 | 4.2546 | 2.7094
267010-Duct Sealing (Total Leakage Reduced from 40% of AHU flow to 12%) Resid SF CZ10 Vint04 | 0.38949 | 0.0036472 | 0.37591 | 282.8795 | 5091.8306 | 16.7452 | 301.4135 | 0.23841 | 0.79563 | 0.23841 | 0.79563 | 0.1624 | 0.54198 | 0.1624 | 0.54198 | 3.7957 | 2.0069 | 3.7957 | 2.0069
267009-Duct Sealing (Total Leakage Reduced from 40% of AHU flow to 12%) Resid SF CZ10 Vint03 | 0.50426 | 0.0047219 | 0.27625 | 366.2318 | 6592.1731 | 33.415 | 601.4708 | 0.27888 | 0.88652 | 0.27888 | 0.88652 | 0.22417 | 0.7126 | 0.22417 | 0.7126 | 5.5767 | 2.9384 | 5.5767 | 2.9384
267029-Commercial HVAC Diagnostic/Tune-up Com All CZ07 VintAll | 0.055607 | 0.022183 | 0.13316 | 170.8768 | 1708.7677 | 0 | 0 | -0.039441 | 0 | -0.039441 | 0 | -0.063572 | 0 | -0.063572 | 0 | 0.8051 | 0.71932 | 0.8051 | 0.71932
267044-Commercial Condensor Coil Cleaning (all units - savings at 50% of DEER) Com All CZ07 VintAll | 0.076148 | 0.030378 | 0.1833 | 234 | 702 | 0 | 0 | 0.074214 | 0 | 0.074214 | 0 | 0.074213 | 0 | 0.074213 | 0 | 1.9633 | 1.9633 | 1.9633 | 1.9633
267029-Commercial HVAC Diagnostic/Tune-up Com All CZ07 VintAll | 0.044485 | 0.017747 | 0.10653 | 136.7014 | 1367.0141 | 0 | 0 | -0.039441 | 0 | -0.039441 | 0 | -0.063572 | 0 | -0.063572 | 0 | 0.8051 | 0.71932 | 0.8051 | 0.71932
267044-Commercial Condensor Coil Cleaning (all units - savings at 50% of DEER) Com All CZ07 VintAll | 0.060919 | 0.024303 | 0.14664 | 187.2 | 561.6 | 0 | 0 | 0.074214 | 0 | 0.074214 | 0 | 0.074213 | 0 | 0.074213 | 0 | 1.9633 | 1.9633 | 1.9633 | 1.9633
267029-Commercial HVAC Diagnostic/Tune-up Com All CZ07 VintAll | 0.055607 | 0.022183 | 0.13316 | 170.8768 | 1708.7677 | 0 | 0 | -0.039441 | 0 | -0.039441 | 0 | -0.063572 | 0 | -0.063572 | 0 | 0.8051 | 0.71932 | 0.8051 | 0.71932
267044-Commercial Condensor Coil Cleaning (all units - savings at 50% of DEER) Com All CZ07 VintAll | 0.076148 | 0.030378 | 0.1833 | 234 | 702 | 0 | 0 | 0.074214 | 0 | 0.074214 | 0 | 0.074213 | 0 | 0.074213 | 0 | 1.9633 | 1.9633 | 1.9633 | 1.9633
267029-Commercial HVAC Diagnostic/Tune-up Com All CZ07 VintAll | 0.055607 | 0.022183 | 0.13316 | 170.8768 | 1708.7677 | 0 | 0 | -0.039441 | 0 | -0.039441 | 0 | -0.063572 | 0 | -0.063572 | 0 | 0.8051 | 0.71932 | 0.8051 | 0.71932
267044-Commercial Condensor Coil Cleaning (all units - savings at 50% of DEER) Com All CZ07 VintAll | 0.076148 | 0.030378 | 0.1833 | 234 | 702 | 0 | 0 | 0.074214 | 0 | 0.074214 | 0 | 0.074213 | 0 | 0.074213 | 0 | 1.9633 | 1.9633 | 1.9633 | 1.9633
267029-Commercial HVAC Diagnostic/Tune-up Com All CZ07 VintAll | 0.055607 | 0.022183 | 0.13316 | 170.8768 | 1708.7677 | 0 | 0 | -0.039441 | 0 | -0.039441 | 0 | -0.063572 | 0 | -0.063572 | 0 | 0.8051 | 0.71932 | 0.8051 | 0.71932
267044-Commercial Condensor Coil Cleaning (all units - savings at 50% of DEER) Com All CZ07 VintAll | 0.076148 | 0.030378 | 0.1833 | 234 | 702 | 0 | 0 | 0.074214 | 0 | 0.074214 | 0 | 0.074213 | 0 | 0.074213 | 0 | 1.9633 | 1.9633 | 1.9633 | 1.9633
267029-Commercial HVAC Diagnostic/Tune-up Com All CZ07 VintAll | 0.055607 | 0.022183 | 0.13316 | 170.8768 | 1708.7677 | 0 | 0 | -0.039441 | 0 | -0.039441 | 0 | -0.063572 | 0 | -0.063572 | 0 | 0.8051 | 0.71932 | 0.8051 | 0.71932
267044-Commercial Condensor Coil Cleaning (all units - savings at 50% of DEER) Com All CZ07 VintAll | 0.076148 | 0.030378 | 0.1833 | 234 | 702 | 0 | 0 | 0.074214 | 0 | 0.074214 | 0 | 0.074213 | 0 | 0.074213 | 0 | 1.9633 | 1.9633 | 1.9633 | 1.9633
267029-Commercial HVAC Diagnostic/Tune-up Com All CZ07 VintAll | 0.055607 | 0.022183 | 0.13316 | 170.8768 | 1708.7677 | 0 | 0 | -0.039441 | 0 | -0.039441 | 0 | -0.063572 | 0 | -0.063572 | 0 | 0.8051 | 0.71932 | 0.8051 | 0.71932
267044-Commercial Condensor Coil Cleaning (all units - savings at 50% of DEER) Com All CZ07 VintAll | 0.076148 | 0.030378 | 0.1833 | 234 | 702 | 0 | 0 | 0.074214 | 0 | 0.074214 | 0 | 0.074213 | 0 | 0.074213 | 0 | 1.9633 | 1.9633 | 1.9633 | 1.9633
267029-Commercial HVAC Diagnostic/Tune-up Com All CZ07 VintAll | 0.033364 | 0.01331 | 0.079898 | 102.5261 | 1025.2606 | 0 | 0 | -0.045103 | 0 | -0.045103 | 0 | -0.10132 | 0 | -0.10132 | 0 | 0.78318 | 0.61656 | 0.78318 | 0.61656
267044-Commercial Condensor Coil Cleaning (all units - savings at 50% of DEER) Com All CZ07 VintAll | 0.045689 | 0.018227 | 0.10998 | 140.4 | 421.2 | 0 | 0 | 0.071389 | 0 | 0.071389 | 0 | 0.061372 | 0 | 0.061372 | 0 | 1.8939 | 1.6828 | 1.8939 | 1.6828
267029-Commercial HVAC Diagnostic/Tune-up Com All CZ07 VintAll | 0.055607 | 0.022183 | 0.13316 | 170.8768 | 1708.7677 | 0 | 0 | -0.039441 | 0 | -0.039441 | 0 | -0.063572 | 0 | -0.063572 | 0 | 0.8051 | 0.71932 | 0.8051 | 0.71932
267044-Commercial Condensor Coil Cleaning (all units - savings at 50% of DEER) Com All CZ07 VintAll | 0.076148 | 0.030378 | 0.1833 | 234 | 702 | 0 | 0 | 0.074214 | 0 | 0.074214 | 0 | 0.074213 | 0 | 0.074213 | 0 | 1.9633 | 1.9633 | 1.9633 | 1.9633
267029-Commercial HVAC Diagnostic/Tune-up Com All CZ07 VintAll | 0.055607 | 0.022183 | 0.13316 | 170.8768 | 1708.7677 | 0 | 0 | -0.039441 | 0 | -0.039441 | 0 | -0.063572 | 0 | -0.063572 | 0 | 0.8051 | 0.71932 | 0.8051 | 0.71932
267044-Commercial Condensor Coil Cleaning (all units - savings at 50% of DEER) Com All CZ07 VintAll | 0.076148 | 0.030378 | 0.1833 | 234 | 702 | 0 | 0 | 0.074214 | 0 | 0.074214 | 0 | 0.074213 | 0 | 0.074213 | 0 | 1.9633 | 1.9633 | 1.9633 | 1.9633
267029-Commercial HVAC Diagnostic/Tune-up Com All CZ07 VintAll | 0.022243 | 0.0088734 | 0.053265 | 68.3507 | 683.5071 | 0 | 0 | -0.039441 | 0 | -0.039441 | 0 | -0.063572 | 0 | -0.063572 | 0 | 0.8051 | 0.71932 | 0.8051 | 0.71932
267044-Commercial Condensor Coil Cleaning (all units - savings at 50% of DEER) Com All CZ07 VintAll | 0.030459 | 0.012151 | 0.07332 | 93.6 | 280.8 | 0 | 0 | 0.074214 | 0 | 0.074214 | 0 | 0.074213 | 0 | 0.074213 | 0 | 1.9633 | 1.9633 | 1.9633 | 1.9633
267029-Commercial HVAC Diagnostic/Tune-up Com All CZ07 VintAll | 0.011121 | 0.0044367 | 0.026633 | 34.1754 | 341.7535 | 0 | 0 | -0.056428 | 0 | -0.056428 | 0 | -0.17682 | 0 | -0.17682 | 0 | 0.74275 | 0.47955 | 0.74275 | 0.47955
267044-Commercial Condensor Coil Cleaning (all units - savings at 50% of DEER) Com All CZ07 VintAll | 0.01523 | 0.0060756 | 0.03666 | 46.8 | 140.4 | 0 | 0 | 0.065739 | 0 | 0.065739 | 0 | 0.035692 | 0 | 0.035692 | 0 | 1.7688 | 1.3089 | 1.7688 | 1.3089
267044-Commercial Condensor Coil Cleaning (all units - savings at 50% of DEER) Com All CZ07 VintAll | 0.045689 | 0.018227 | 0.10998 | 140.4 | 421.2 | 0 | 0 | 0.074214 | 0 | 0.074214 | 0 | 0.074213 | 0 | 0.074213 | 0 | 1.9633 | 1.9633 | 1.9633 | 1.9633
267029-Commercial HVAC Diagnostic/Tune-up Com All CZ07 VintAll | 0.044485 | 0.017747 | 0.10653 | 136.7014 | 1367.0141 | 0 | 0 | -0.039441 | 0 | -0.039441 | 0 | -0.063572 | 0 | -0.063572 | 0 | 0.8051 | 0.71932 | 0.8051 | 0.71932
267044-Commercial Condensor Coil Cleaning (all units - savings at 50% of DEER) Com All CZ07 VintAll | 0.060919 | 0.024303 | 0.14664 | 187.2 | 561.6 | 0 | 0 | 0.074214 | 0 | 0.074214 | 0 | 0.074213 | 0 | 0.074213 | 0 | 1.9633 | 1.9633 | 1.9633 | 1.9633
267044-Commercial Condensor Coil Cleaning (all units - savings at 50% of DEER) Com All CZ07 VintAll | 0.076148 | 0.030378 | 0.1833 | 234 | 702 | 0 | 0 | 0.074214 | 0 | 0.074214 | 0 | 0.074213 | 0 | 0.074213 | 0 | 1.9633 | 1.9633 | 1.9633 | 1.9633
267029-Commercial HVAC Diagnostic/Tune-up Com All CZ07 VintAll | 0.044485 | 0.017747 | 0.10653 | 136.7014 | 1367.0141 | 0 | 0 | -0.039441 | 0 | -0.039441 | 0 | -0.063572 | 0 | -0.063572 | 0 | 0.8051 | 0.71932 | 0.8051 | 0.71932
267044-Commercial Condensor Coil Cleaning (all units - savings at 50% of DEER) Com All CZ07 VintAll | 0.060919 | 0.024303 | 0.14664 | 187.2 | 561.6 | 0 | 0 | 0.074214 | 0 | 0.074214 | 0 | 0.074213 | 0 | 0.074213 | 0 | 1.9633 | 1.9633 | 1.9633 | 1.9633
267029-Commercial HVAC Diagnostic/Tune-up Com All CZ07 VintAll | 0.044485 | 0.017747 | 0.10653 | 136.7014 | 1367.0141 | 0 | 0 | -0.039441 | 0 | -0.039441 | 0 | -0.063572 | 0 | -0.063572 | 0 | 0.8051 | 0.71932 | 0.8051 | 0.71932
267044-Commercial Condensor Coil Cleaning (all units - savings at 50% of DEER) Com All CZ07 VintAll | 0.060919 | 0.024303 | 0.14664 | 187.2 | 561.6 | 0 | 0 | 0.074214 | 0 | 0.074214 | 0 | 0.074213 | 0 | 0.074213 | 0 | 1.9633 | 1.9633 | 1.9633 | 1.9633
267029-Commercial HVAC Diagnostic/Tune-up Com All CZ07 VintAll | 0.044485 | 0.017747 | 0.10653 | 136.7014 | 1367.0141 | 0 | 0 | -0.039441 | 0 | -0.039441 | 0 | -0.063572 | 0 | -0.063572 | 0 | 0.8051 | 0.71932 | 0.8051 | 0.71932
267044-Commercial Condensor Coil Cleaning (all units - savings at 50% of DEER) Com All CZ07 VintAll | 0.060919 | 0.024303 | 0.14664 | 187.2 | 561.6 | 0 | 0 | 0.074214 | 0 | 0.074214 | 0 | 0.074213 | 0 | 0.074213 | 0 | 1.9633 | 1.9633 | 1.9633 | 1.9633
267029-Commercial HVAC Diagnostic/Tune-up Com All CZ07 VintAll | 0.066728 | 0.02662 | 0.1598 | 205.0521 | 2050.5212 | 0 | 0 | -0.039441 | 0 | -0.039441 | 0 | -0.063572 | 0 | -0.063572 | 0 | 0.8051 | 0.71932 | 0.8051 | 0.71932
267044-Commercial Condensor Coil Cleaning (all units - savings at 50% of DEER) Com All CZ07 VintAll | 0.091378 | 0.036454 | 0.21996 | 280.8 | 842.4 | 0 | 0 | 0.074214 | 0 | 0.074214 | 0 | 0.074213 | 0 | 0.074213 | 0 | 1.9633 | 1.9633 | 1.9633 | 1.9633
267029-Commercial HVAC Diagnostic/Tune-up Com All CZ07 VintAll | 0.066728 | 0.02662 | 0.1598 | 205.0521 | 2050.5212 | 0 | 0 | -0.039441 | 0 | -0.039441 | 0 | -0.063572 | 0 | -0.063572 | 0 | 0.8051 | 0.71932 | 0.8051 | 0.71932
267044-Commercial Condensor Coil Cleaning (all units - savings at 50% of DEER) Com All CZ07 VintAll | 0.091378 | 0.036454 | 0.21996 | 280.8 | 842.4 | 0 | 0 | 0.074214 | 0 | 0.074214 | 0 | 0.074213 | 0 | 0.074213 | 0 | 1.9633 | 1.9633 | 1.9633 | 1.9633
267029-Commercial HVAC Diagnostic/Tune-up Com All CZ07 VintAll | 0.033364 | 0.01331 | 0.079898 | 102.5261 | 1025.2606 | 0 | 0 | -0.039441 | 0 | -0.039441 | 0 | -0.063572 | 0 | -0.063572 | 0 | 0.8051 | 0.71932 | 0.8051 | 0.71932
267044-Commercial Condensor Coil Cleaning (all units - savings at 50% of DEER) Com All CZ07 VintAll | 0.045689 | 0.018227 | 0.10998 | 140.4 | 421.2 | 0 | 0 | 0.074214 | 0 | 0.074214 | 0 | 0.074213 | 0 | 0.074213 | 0 | 1.9633 | 1.9633 | 1.9633 | 1.9633
267029-Commercial HVAC Diagnostic/Tune-up Com All CZ07 VintAll | 0.022243 | 0.0088734 | 0.053265 | 68.3507 | 683.5071 | 0 | 0 | -0.047934 | 0 | -0.047934 | 0 | -0.12019 | 0 | -0.12019 | 0 | 0.77267 | 0.57546 | 0.77267 | 0.57546
267044-Commercial Condensor Coil Cleaning (all units - savings at 50% of DEER) Com All CZ07 VintAll | 0.030459 | 0.012151 | 0.07332 | 93.6 | 280.8 | 0 | 0 | 0.069977 | 0 | 0.069977 | 0 | 0.054952 | 0 | 0.054952 | 0 | 1.861 | 1.5706 | 1.861 | 1.5706
267029-Commercial HVAC Diagnostic/Tune-up Com All CZ07 VintAll | 0.066728 | 0.02662 | 0.1598 | 205.0521 | 2050.5212 | 0 | 0 | -0.039441 | 0 | -0.039441 | 0 | -0.063572 | 0 | -0.063572 | 0 | 0.8051 | 0.71932 | 0.8051 | 0.71932
267044-Commercial Condensor Coil Cleaning (all units - savings at 50% of DEER) Com All CZ07 VintAll | 0.091378 | 0.036454 | 0.21996 | 280.8 | 842.4 | 0 | 0 | 0.074214 | 0 | 0.074214 | 0 | 0.074213 | 0 | 0.074213 | 0 | 1.9633 | 1.9633 | 1.9633 | 1.9633
267044-Commercial Condensor Coil Cleaning (all units - savings at 50% of DEER) Com All CZ07 VintAll | 0.091378 | 0.036454 | 0.21996 | 280.8 | 842.4 | 0 | 0 | 0.074214 | 0 | 0.074214 | 0 | 0.074213 | 0 | 0.074213 | 0 | 1.9633 | 1.9633 | 1.9633 | 1.9633
267029-Commercial HVAC Diagnostic/Tune-up Com All CZ07 VintAll | 0.055607 | 0.022183 | 0.13316 | 170.8768 | 1708.7677 | 0 | 0 | -0.039441 | 0 | -0.039441 | 0 | -0.063572 | 0 | -0.063572 | 0 | 0.8051 | 0.71932 | 0.8051 | 0.71932
267044-Commercial Condensor Coil Cleaning (all units - savings at 50% of DEER) Com All CZ07 VintAll | 0.076148 | 0.030378 | 0.1833 | 234 | 702 | 0 | 0 | 0.074214 | 0 | 0.074214 | 0 | 0.074213 | 0 | 0.074213 | 0 | 1.9633 | 1.9633 | 1.9633 | 1.9633
267029-Commercial HVAC Diagnostic/Tune-up Com All CZ07 VintAll | 0.033364 | 0.01331 | 0.079898 | 102.5261 | 1025.2606 | 0 | 0 | -0.045103 | 0 | -0.045103 | 0 | -0.10132 | 0 | -0.10132 | 0 | 0.78318 | 0.61656 | 0.78318 | 0.61656
267044-Commercial Condensor Coil Cleaning (all units - savings at 50% of DEER) Com All CZ07 VintAll | 0.045689 | 0.018227 | 0.10998 | 140.4 | 421.2 | 0 | 0 | 0.071389 | 0 | 0.071389 | 0 | 0.061372 | 0 | 0.061372 | 0 | 1.8939 | 1.6828 | 1.8939 | 1.6828
267029-Commercial HVAC Diagnostic/Tune-up Com All CZ07 VintAll | 0.033364 | 0.01331 | 0.079898 | 102.5261 | 1025.2606 | 0 | 0 | -0.045103 | 0 | -0.045103 | 0 | -0.10132 | 0 | -0.10132 | 0 | 0.78318 | 0.61656 | 0.78318 | 0.61656
267044-Commercial Condensor Coil Cleaning (all units - savings at 50% of DEER) Com All CZ07 VintAll | 0.045689 | 0.018227 | 0.10998 | 140.4 | 421.2 | 0 | 0 | 0.071389 | 0 | 0.071389 | 0 | 0.061372 | 0 | 0.061372 | 0 | 1.8939 | 1.6828 | 1.8939 | 1.6828
267029-Commercial HVAC Diagnostic/Tune-up Com All CZ07 VintAll | 0.033364 | 0.01331 | 0.079898 | 102.5261 | 1025.2606 | 0 | 0 | -0.039441 | 0 | -0.039441 | 0 | -0.063572 | 0 | -0.063572 | 0 | 0.8051 | 0.71932 | 0.8051 | 0.71932
267044-Commercial Condensor Coil Cleaning (all units - savings at 50% of DEER) Com All CZ07 VintAll | 0.045689 | 0.018227 | 0.10998 | 140.4 | 421.2 | 0 | 0 | 0.074214 | 0 | 0.074214 | 0 | 0.074213 | 0 | 0.074213 | 0 | 1.9633 | 1.9633 | 1.9633 | 1.9633
267029-Commercial HVAC Diagnostic/Tune-up Com All CZ07 VintAll | 0.033364 | 0.01331 | 0.079898 | 102.5261 | 1025.2606 | 0 | 0 | -0.039441 | 0 | -0.039441 | 0 | -0.063572 | 0 | -0.063572 | 0 | 0.8051 | 0.71932 | 0.8051 | 0.71932
267044-Commercial Condensor Coil Cleaning (all units - savings at 50% of DEER) Com All CZ07 VintAll | 0.045689 | 0.018227 | 0.10998 | 140.4 | 421.2 | 0 | 0 | 0.074214 | 0 | 0.074214 | 0 | 0.074213 | 0 | 0.074213 | 0 | 1.9633 | 1.9633 | 1.9633 | 1.9633
267029-Commercial HVAC Diagnostic/Tune-up Com All CZ07 VintAll | 0.022243 | 0.0088734 | 0.053265 | 68.3507 | 683.5071 | 0 | 0 | -0.047934 | 0 | -0.047934 | 0 | -0.12019 | 0 | -0.12019 | 0 | 0.77267 | 0.57546 | 0.77267 | 0.57546
267044-Commercial Condensor Coil Cleaning (all units - savings at 50% of DEER) Com All CZ07 VintAll | 0.030459 | 0.012151 | 0.07332 | 93.6 | 280.8 | 0 | 0 | 0.069977 | 0 | 0.069977 | 0 | 0.054952 | 0 | 0.054952 | 0 | 1.861 | 1.5706 | 1.861 | 1.5706
267019-Economizer Repair Com All CZ07 Vint04 | 0.76759 | 0.30622 | 0.01275 | 2358.75 | 11793.75 | 0 | 0 | 0.12042 | 0 | 0.12042 | 0 | 0.12071 | 0 | 0.12071 | 0 | 6.8479 | 6.9487 | 6.8479 | 6.9487
267019-Economizer Repair Com All CZ07 Vint04 | 0.76759 | 0.30622 | 0.01275 | 2358.75 | 11793.75 | 0 | 0 | 0.12042 | 0 | 0.12042 | 0 | 0.12071 | 0 | 0.12071 | 0 | 6.8479 | 6.9487 | 6.8479 | 6.9487
267019-Economizer Repair Com All CZ07 Vint04 | 0.76759 | 0.30622 | 0.01275 | 2358.75 | 11793.75 | 0 | 0 | 0.12042 | 0 | 0.12042 | 0 | 0.12071 | 0 | 0.12071 | 0 | 6.8479 | 6.9487 | 6.8479 | 6.9487
267019-Economizer Repair Com All CZ07 Vint04 | 1.8422 | 0.73492 | 0.0306 | 5661 | 28305 | 0 | 0 | 0.12042 | 0 | 0.12042 | 0 | 0.12071 | 0 | 0.12071 | 0 | 6.8479 | 6.9487 | 6.8479 | 6.9487
267019-Economizer Repair Com All CZ07 Vint04 | 0.76759 | 0.30622 | 0.01275 | 2358.75 | 11793.75 | 0 | 0 | 0.12042 | 0 | 0.12042 | 0 | 0.12071 | 0 | 0.12071 | 0 | 6.8479 | 6.9487 | 6.8479 | 6.9487
267019-Economizer Repair Com All CZ07 Vint04 | 1.0746 | 0.4287 | 0.01785 | 3302.25 | 16511.25 | 0 | 0 | 0.12042 | 0 | 0.12042 | 0 | 0.12071 | 0 | 0.12071 | 0 | 6.8479 | 6.9487 | 6.8479 | 6.9487
267044-Commercial Condensor Coil Cleaning (all units - savings at 50% of DEER) Com All CZ07 VintAll | 0.030459 | 0.012151 | 0.07332 | 93.6 | 280.8 | 0 | 0 | 0.069977 | 0 | 0.069977 | 0 | 0.054952 | 0 | 0.054952 | 0 | 1.861 | 1.5706 | 1.861 | 1.5706
267029-Commercial HVAC Diagnostic/Tune-up Com All CZ07 VintAll | 0.044485 | 0.017747 | 0.10653 | 136.7014 | 1367.0141 | 0 | 0 | -0.039441 | 0 | -0.039441 | 0 | -0.063572 | 0 | -0.063572 | 0 | 0.8051 | 0.71932 | 0.8051 | 0.71932
267044-Commercial Condensor Coil Cleaning (all units - savings at 50% of DEER) Com All CZ07 VintAll | 0.060919 | 0.024303 | 0.14664 | 187.2 | 561.6 | 0 | 0 | 0.074214 | 0 | 0.074214 | 0 | 0.074213 | 0 | 0.074213 | 0 | 1.9633 | 1.9633 | 1.9633 | 1.9633
267044-Commercial Condensor Coil Cleaning (all units - savings at 50% of DEER) Com All CZ07 VintAll | 0.076148 | 0.030378 | 0.1833 | 234 | 702 | 0 | 0 | 0.074214 | 0 | 0.074214 | 0 | 0.074213 | 0 | 0.074213 | 0 | 1.9633 | 1.9633 | 1.9633 | 1.9633
267044-Commercial Condensor Coil Cleaning (all units - savings at 50% of DEER) Com All CZ07 VintAll | 0.076148 | 0.030378 | 0.1833 | 234 | 702 | 0 | 0 | 0.074214 | 0 | 0.074214 | 0 | 0.074213 | 0 | 0.074213 | 0 | 1.9633 | 1.9633 | 1.9633 | 1.9633
267029-Commercial HVAC Diagnostic/Tune-up Com All CZ07 VintAll | 0.055607 | 0.022183 | 0.13316 | 170.8768 | 1708.7677 | 0 | 0 | -0.039441 | 0 | -0.039441 | 0 | -0.063572 | 0 | -0.063572 | 0 | 0.8051 | 0.71932 | 0.8051 | 0.71932
267044-Commercial Condensor Coil Cleaning (all units - savings at 50% of DEER) Com All CZ07 VintAll | 0.076148 | 0.030378 | 0.1833 | 234 | 702 | 0 | 0 | 0.074214 | 0 | 0.074214 | 0 | 0.074213 | 0 | 0.074213 | 0 | 1.9633 | 1.9633 | 1.9633 | 1.9633
267044-Commercial Condensor Coil Cleaning (all units - savings at 50% of DEER) Com All CZ07 VintAll | 0.076148 | 0.030378 | 0.1833 | 234 | 702 | 0 | 0 | 0.074214 | 0 | 0.074214 | 0 | 0.074213 | 0 | 0.074213 | 0 | 1.9633 | 1.9633 | 1.9633 | 1.9633
267029-Commercial HVAC Diagnostic/Tune-up Com All CZ07 VintAll | 0.033364 | 0.01331 | 0.079898 | 102.5261 | 1025.2606 | 0 | 0 | -0.039441 | 0 | -0.039441 | 0 | -0.063572 | 0 | -0.063572 | 0 | 0.8051 | 0.71932 | 0.8051 | 0.71932
267044-Commercial Condensor Coil Cleaning (all units - savings at 50% of DEER) Com All CZ07 VintAll | 0.045689 | 0.018227 | 0.10998 | 140.4 | 421.2 | 0 | 0 | 0.074214 | 0 | 0.074214 | 0 | 0.074213 | 0 | 0.074213 | 0 | 1.9633 | 1.9633 | 1.9633 | 1.9633
267029-Commercial HVAC Diagnostic/Tune-up Com All CZ07 VintAll | 0.044485 | 0.017747 | 0.10653 | 136.7014 | 1367.0141 | 0 | 0 | -0.039441 | 0 | -0.039441 | 0 | -0.063572 | 0 | -0.063572 | 0 | 0.8051 | 0.71932 | 0.8051 | 0.71932
267044-Commercial Condensor Coil Cleaning (all units - savings at 50% of DEER) Com All CZ07 VintAll | 0.060919 | 0.024303 | 0.14664 | 187.2 | 561.6 | 0 | 0 | 0.074214 | 0 | 0.074214 | 0 | 0.074213 | 0 | 0.074213 | 0 | 1.9633 | 1.9633 | 1.9633 | 1.9633
267029-Commercial HVAC Diagnostic/Tune-up Com All CZ07 VintAll | 0.033364 | 0.01331 | 0.079898 | 102.5261 | 1025.2606 | 0 | 0 | -0.039441 | 0 | -0.039441 | 0 | -0.063572 | 0 | -0.063572 | 0 | 0.8051 | 0.71932 | 0.8051 | 0.71932
267044-Commercial Condensor Coil Cleaning (all units - savings at 50% of DEER) Com All CZ07 VintAll | 0.045689 | 0.018227 | 0.10998 | 140.4 | 421.2 | 0 | 0 | 0.074214 | 0 | 0.074214 | 0 | 0.074213 | 0 | 0.074213 | 0 | 1.9633 | 1.9633 | 1.9633 | 1.9633
267044-Commercial Condensor Coil Cleaning (all units - savings at 50% of DEER) Com All CZ07 VintAll | 0.045689 | 0.018227 | 0.10998 | 140.4 | 421.2 | 0 | 0 | 0.074214 | 0 | 0.074214 | 0 | 0.074213 | 0 | 0.074213 | 0 | 1.9633 | 1.9633 | 1.9633 | 1.9633
267029-Commercial HVAC Diagnostic/Tune-up Com All CZ07 VintAll | 0.055607 | 0.022183 | 0.13316 | 170.8768 | 1708.7677 | 0 | 0 | -0.039441 | 0 | -0.039441 | 0 | -0.063572 | 0 | -0.063572 | 0 | 0.8051 | 0.71932 | 0.8051 | 0.71932
267044-Commercial Condensor Coil Cleaning (all units - savings at 50% of DEER) Com All CZ07 VintAll | 0.076148 | 0.030378 | 0.1833 | 234 | 702 | 0 | 0 | 0.074214 | 0 | 0.074214 | 0 | 0.074213 | 0 | 0.074213 | 0 | 1.9633 | 1.9633 | 1.9633 | 1.9633
267029-Commercial HVAC Diagnostic/Tune-up Com All CZ07 VintAll | 0.055607 | 0.022183 | 0.13316 | 170.8768 | 1708.7677 | 0 | 0 | -0.039441 | 0 | -0.039441 | 0 | -0.063572 | 0 | -0.063572 | 0 | 0.8051 | 0.71932 | 0.8051 | 0.71932
267044-Commercial Condensor Coil Cleaning (all units - savings at 50% of DEER) Com All CZ07 VintAll | 0.076148 | 0.030378 | 0.1833 | 234 | 702 | 0 | 0 | 0.074214 | 0 | 0.074214 | 0 | 0.074213 | 0 | 0.074213 | 0 | 1.9633 | 1.9633 | 1.9633 | 1.9633
267044-Commercial Condensor Coil Cleaning (all units - savings at 50% of DEER) Com All CZ07 VintAll | 0.030459 | 0.012151 | 0.07332 | 93.6 | 280.8 | 0 | 0 | 0.074214 | 0 | 0.074214 | 0 | 0.074213 | 0 | 0.074213 | 0 | 1.9633 | 1.9633 | 1.9633 | 1.9633
267044-Commercial Condensor Coil Cleaning (all units - savings at 50% of DEER) Com All CZ07 VintAll | 0.060919 | 0.024303 | 0.14664 | 187.2 | 561.6 | 0 | 0 | 0.074214 | 0 | 0.074214 | 0 | 0.074213 | 0 | 0.074213 | 0 | 1.9633 | 1.9633 | 1.9633 | 1.9633
267029-Commercial HVAC Diagnostic/Tune-up Com All CZ07 VintAll | 0.033364 | 0.01331 | 0.079898 | 102.5261 | 1025.2606 | 0 | 0 | -0.039441 | 0 | -0.039441 | 0 | -0.063572 | 0 | -0.063572 | 0 | 0.8051 | 0.71932 | 0.8051 | 0.71932
267044-Commercial Condensor Coil Cleaning (all units - savings at 50% of DEER) Com All CZ07 VintAll | 0.045689 | 0.018227 | 0.10998 | 140.4 | 421.2 | 0 | 0 | 0.074214 | 0 | 0.074214 | 0 | 0.074213 | 0 | 0.074213 | 0 | 1.9633 | 1.9633 | 1.9633 | 1.9633
267029-Commercial HVAC Diagnostic/Tune-up Com All CZ07 VintAll | 0.044485 | 0.017747 | 0.10653 | 136.7014 | 1367.0141 | 0 | 0 | -0.039441 | 0 | -0.039441 | 0 | -0.063572 | 0 | -0.063572 | 0 | 0.8051 | 0.71932 | 0.8051 | 0.71932
267044-Commercial Condensor Coil Cleaning (all units - savings at 50% of DEER) Com All CZ07 VintAll | 0.060919 | 0.024303 | 0.14664 | 187.2 | 561.6 | 0 | 0 | 0.074214 | 0 | 0.074214 | 0 | 0.074213 | 0 | 0.074213 | 0 | 1.9633 | 1.9633 | 1.9633 | 1.9633
267029-Commercial HVAC Diagnostic/Tune-up Com All CZ07 VintAll | 0.033364 | 0.01331 | 0.079898 | 102.5261 | 1025.2606 | 0 | 0 | -0.039441 | 0 | -0.039441 | 0 | -0.063572 | 0 | -0.063572 | 0 | 0.8051 | 0.71932 | 0.8051 | 0.71932
267044-Commercial Condensor Coil Cleaning (all units - savings at 50% of DEER) Com All CZ07 VintAll | 0.045689 | 0.018227 | 0.10998 | 140.4 | 421.2 | 0 | 0 | 0.074214 | 0 | 0.074214 | 0 | 0.074213 | 0 | 0.074213 | 0 | 1.9633 | 1.9633 | 1.9633 | 1.9633
267020-Economizer Repair Com All CZ07 Vint05 | 0.60854 | 0.24277 | 0.009775 | 1870 | 9350 | 0 | 0 | 0.11503 | 0 | 0.11503 | 0 | 0.11541 | 0 | 0.11541 | 0 | 5.4289 | 5.5089 | 5.4289 | 5.5089
267030-Commercial HVAC Diagnostic/Tune-up Com All CZ10 VintAll | 0.15864 | 0.063287 | 0.3417 | 487.492 | 4874.92 | 0 | 0 | 0.10917 | 0 | 0.10917 | 0 | 0.099408 | 0 | 0.099408 | 0 | 3.031 | 2.5652 | 3.031 | 2.5652
267045-Commercial Condensor Coil Cleaning (all units - savings at 50% of DEER) Com All CZ10 VintAll | 0.075133 | 0.029973 | 0.20748 | 230.88 | 692.64 | 0 | 0 | 0.088788 | 0 | 0.088788 | 0 | 0.088788 | 0 | 0.088788 | 0 | 2.4214 | 2.4214 | 2.4214 | 2.4214
267030-Commercial HVAC Diagnostic/Tune-up Com All CZ10 VintAll | 0.1983 | 0.079108 | 0.42712 | 609.365 | 6093.65 | 0 | 0 | 0.10917 | 0 | 0.10917 | 0 | 0.099408 | 0 | 0.099408 | 0 | 3.031 | 2.5652 | 3.031 | 2.5652
267045-Commercial Condensor Coil Cleaning (all units - savings at 50% of DEER) Com All CZ10 VintAll | 0.093916 | 0.037466 | 0.25935 | 288.6 | 865.8 | 0 | 0 | 0.088788 | 0 | 0.088788 | 0 | 0.088788 | 0 | 0.088788 | 0 | 2.4214 | 2.4214 | 2.4214 | 2.4214
267030-Commercial HVAC Diagnostic/Tune-up Com All CZ10 VintAll | 0.11898 | 0.047465 | 0.25627 | 365.619 | 3656.19 | 0 | 0 | 0.10758 | 0 | 0.10758 | 0 | 0.088822 | 0 | 0.088822 | 0 | 2.9441 | 2.1987 | 2.9441 | 2.1987
267045-Commercial Condensor Coil Cleaning (all units - savings at 50% of DEER) Com All CZ10 VintAll | 0.05635 | 0.02248 | 0.15561 | 173.16 | 519.48 | 0 | 0 | 0.086497 | 0 | 0.086497 | 0 | 0.078377 | 0 | 0.078377 | 0 | 2.3357 | 2.0755 | 2.3357 | 2.0755
267033-High Refrigerant Charge Adjustment (>= ±20% rated charge) Resid MF CZ10 Vint04 | 0.18391 | 0.0017222 | 0.17637 | 133.5719 | 1335.7188 | -0.082065 | -0.82065 | 0.25636 | 0.98982 | 0.25636 | 0.98982 | 0.22291 | 0.98982 | 0.22291 | 0.98982 | 4.2398 | 2.978 | 4.2398 | 2.978
267042-Residential Condensor Coil Cleaning Resid MF CZ10 VintAll | 0.19331 | 0.0018102 | 0.18533 | 140.4 | 421.2 | 0 | 0 | 0.18466 | 0 | 0.18466 | 0 | 0.18466 | 0 | 0.18466 | 0 | 2.4381 | 2.4381 | 2.4381 | 2.4381
267042-Residential Condensor Coil Cleaning Resid MF CZ10 VintAll | 0.19331 | 0.0018102 | 0.18533 | 140.4 | 421.2 | 0 | 0 | 0.18466 | 0 | 0.18466 | 0 | 0.18466 | 0 | 0.18466 | 0 | 2.4381 | 2.4381 | 2.4381 | 2.4381
267033-High Refrigerant Charge Adjustment (>= ±20% rated charge) Resid MF CZ10 Vint04 | 0.18391 | 0.0017222 | 0.17637 | 133.5719 | 1335.7188 | -0.082065 | -0.82065 | 0.25636 | 0.98982 | 0.25636 | 0.98982 | 0.22291 | 0.98982 | 0.22291 | 0.98982 | 4.2398 | 2.978 | 4.2398 | 2.978
267042-Residential Condensor Coil Cleaning Resid MF CZ10 VintAll | 0.19331 | 0.0018102 | 0.18533 | 140.4 | 421.2 | 0 | 0 | 0.18466 | 0 | 0.18466 | 0 | 0.18466 | 0 | 0.18466 | 0 | 2.4381 | 2.4381 | 2.4381 | 2.4381
267042-Residential Condensor Coil Cleaning Resid MF CZ10 VintAll | 0.19331 | 0.0018102 | 0.18533 | 140.4 | 421.2 | 0 | 0 | 0.18466 | 0 | 0.18466 | 0 | 0.18466 | 0 | 0.18466 | 0 | 2.4381 | 2.4381 | 2.4381 | 2.4381
267033-High Refrigerant Charge Adjustment (>= ±20% rated charge) Resid MF CZ10 Vint04 | 0.18391 | 0.0017222 | 0.17637 | 133.5719 | 1335.7188 | -0.082065 | -0.82065 | 0.25636 | 0.98982 | 0.25636 | 0.98982 | 0.22291 | 0.98982 | 0.22291 | 0.98982 | 4.2398 | 2.978 | 4.2398 | 2.978
267042-Residential Condensor Coil Cleaning Resid MF CZ10 VintAll | 0.19331 | 0.0018102 | 0.18533 | 140.4 | 421.2 | 0 | 0 | 0.18466 | 0 | 0.18466 | 0 | 0.18466 | 0 | 0.18466 | 0 | 2.4381 | 2.4381 | 2.4381 | 2.4381
267033-High Refrigerant Charge Adjustment (>= ±20% rated charge) Resid MF CZ10 Vint04 | 0.18391 | 0.0017222 | 0.17637 | 133.5719 | 1335.7188 | -0.082065 | -0.82065 | 0.25636 | 0.98982 | 0.25636 | 0.98982 | 0.22291 | 0.98982 | 0.22291 | 0.98982 | 4.2398 | 2.978 | 4.2398 | 2.978
267042-Residential Condensor Coil Cleaning Resid MF CZ10 VintAll | 0.19331 | 0.0018102 | 0.18533 | 140.4 | 421.2 | 0 | 0 | 0.18466 | 0 | 0.18466 | 0 | 0.18466 | 0 | 0.18466 | 0 | 2.4381 | 2.4381 | 2.4381 | 2.4381
267033-High Refrigerant Charge Adjustment (>= ±20% rated charge) Resid MF CZ10 Vint04 | 0.18391 | 0.0017222 | 0.17637 | 133.5719 | 1335.7188 | -0.082065 | -0.82065 | 0.25636 | 0.98982 | 0.25636 | 0.98982 | 0.22291 | 0.98982 | 0.22291 | 0.98982 | 4.2398 | 2.978 | 4.2398 | 2.978
267042-Residential Condensor Coil Cleaning Resid MF CZ10 VintAll | 0.19331 | 0.0018102 | 0.18533 | 140.4 | 421.2 | 0 | 0 | 0.18466 | 0 | 0.18466 | 0 | 0.18466 | 0 | 0.18466 | 0 | 2.4381 | 2.4381 | 2.4381 | 2.4381
267033-High Refrigerant Charge Adjustment (>= ±20% rated charge) Resid MF CZ10 Vint04 | 0.18391 | 0.0017222 | 0.17637 | 133.5719 | 1335.7188 | -0.082065 | -0.82065 | 0.25636 | 0.98982 | 0.25636 | 0.98982 | 0.22291 | 0.98982 | 0.22291 | 0.98982 | 4.2398 | 2.978 | 4.2398 | 2.978
267042-Residential Condensor Coil Cleaning Resid MF CZ10 VintAll | 0.19331 | 0.0018102 | 0.18533 | 140.4 | 421.2 | 0 | 0 | 0.18466 | 0 | 0.18466 | 0 | 0.18466 | 0 | 0.18466 | 0 | 2.4381 | 2.4381 | 2.4381 | 2.4381
267033-High Refrigerant Charge Adjustment (>= ±20% rated charge) Resid MF CZ10 Vint04 | 0.18391 | 0.0017222 | 0.17637 | 133.5719 | 1335.7188 | -0.082065 | -0.82065 | 0.25636 | 0.98982 | 0.25636 | 0.98982 | 0.22291 | 0.98982 | 0.22291 | 0.98982 | 4.2398 | 2.978 | 4.2398 | 2.978
267042-Residential Condensor Coil Cleaning Resid MF CZ10 VintAll | 0.19331 | 0.0018102 | 0.18533 | 140.4 | 421.2 | 0 | 0 | 0.18466 | 0 | 0.18466 | 0 | 0.18466 | 0 | 0.18466 | 0 | 2.4381 | 2.4381 | 2.4381 | 2.4381
267033-High Refrigerant Charge Adjustment (>= ±20% rated charge) Resid MF CZ10 Vint04 | 0.18391 | 0.0017222 | 0.17637 | 133.5719 | 1335.7188 | -0.082065 | -0.82065 | 0.25636 | 0.98982 | 0.25636 | 0.98982 | 0.22291 | 0.98982 | 0.22291 | 0.98982 | 4.2398 | 2.978 | 4.2398 | 2.978
267042-Residential Condensor Coil Cleaning Resid MF CZ10 VintAll | 0.19331 | 0.0018102 | 0.18533 | 140.4 | 421.2 | 0 | 0 | 0.18466 | 0 | 0.18466 | 0 | 0.18466 | 0 | 0.18466 | 0 | 2.4381 | 2.4381 | 2.4381 | 2.4381
267033-High Refrigerant Charge Adjustment (>= ±20% rated charge) Resid MF CZ10 Vint04 | 0.18391 | 0.0017222 | 0.17637 | 133.5719 | 1335.7188 | -0.082065 | -0.82065 | 0.25636 | 0.98982 | 0.25636 | 0.98982 | 0.22291 | 0.98982 | 0.22291 | 0.98982 | 4.2398 | 2.978 | 4.2398 | 2.978
267042-Residential Condensor Coil Cleaning Resid MF CZ10 VintAll | 0.19331 | 0.0018102 | 0.18533 | 140.4 | 421.2 | 0 | 0 | 0.18466 | 0 | 0.18466 | 0 | 0.18466 | 0 | 0.18466 | 0 | 2.4381 | 2.4381 | 2.4381 | 2.4381
267033-High Refrigerant Charge Adjustment (>= ±20% rated charge) Resid MF CZ10 Vint04 | 0.18391 | 0.0017222 | 0.17637 | 133.5719 | 1335.7188 | -0.082065 | -0.82065 | 0.25636 | 0.98982 | 0.25636 | 0.98982 | 0.22291 | 0.98982 | 0.22291 | 0.98982 | 4.2398 | 2.978 | 4.2398 | 2.978
267042-Residential Condensor Coil Cleaning Resid MF CZ10 VintAll | 0.19331 | 0.0018102 | 0.18533 | 140.4 | 421.2 | 0 | 0 | 0.18466 | 0 | 0.18466 | 0 | 0.18466 | 0 | 0.18466 | 0 | 2.4381 | 2.4381 | 2.4381 | 2.4381
267042-Residential Condensor Coil Cleaning Resid MF CZ10 VintAll | 0.19331 | 0.0018102 | 0.18533 | 140.4 | 421.2 | 0 | 0 | 0.18466 | 0 | 0.18466 | 0 | 0.18466 | 0 | 0.18466 | 0 | 2.4381 | 2.4381 | 2.4381 | 2.4381
267033-High Refrigerant Charge Adjustment (>= ±20% rated charge) Resid MF CZ10 Vint04 | 0.18391 | 0.0017222 | 0.17637 | 133.5719 | 1335.7188 | -0.082065 | -0.82065 | 0.25636 | 0.98982 | 0.25636 | 0.98982 | 0.22291 | 0.98982 | 0.22291 | 0.98982 | 4.2398 | 2.978 | 4.2398 | 2.978
267042-Residential Condensor Coil Cleaning Resid MF CZ10 VintAll | 0.19331 | 0.0018102 | 0.18533 | 140.4 | 421.2 | 0 | 0 | 0.18466 | 0 | 0.18466 | 0 | 0.18466 | 0 | 0.18466 | 0 | 2.4381 | 2.4381 | 2.4381 | 2.4381
267042-Residential Condensor Coil Cleaning Resid MF CZ10 VintAll | 0.19331 | 0.0018102 | 0.18533 | 140.4 | 421.2 | 0 | 0 | 0.18466 | 0 | 0.18466 | 0 | 0.18466 | 0 | 0.18466 | 0 | 2.4381 | 2.4381 | 2.4381 | 2.4381
267042-Residential Condensor Coil Cleaning Resid MF CZ10 VintAll | 0.19331 | 0.0018102 | 0.18533 | 140.4 | 421.2 | 0 | 0 | 0.18466 | 0 | 0.18466 | 0 | 0.18466 | 0 | 0.18466 | 0 | 2.4381 | 2.4381 | 2.4381 | 2.4381
267033-High Refrigerant Charge Adjustment (>= ±20% rated charge) Resid MF CZ10 Vint04 | 0.18391 | 0.0017222 | 0.17637 | 133.5719 | 1335.7188 | -0.082065 | -0.82065 | 0.25636 | 0.98982 | 0.25636 | 0.98982 | 0.22291 | 0.98982 | 0.22291 | 0.98982 | 4.2398 | 2.978 | 4.2398 | 2.978
267042-Residential Condensor Coil Cleaning Resid MF CZ10 VintAll | 0.19331 | 0.0018102 | 0.18533 | 140.4 | 421.2 | 0 | 0 | 0.18466 | 0 | 0.18466 | 0 | 0.18466 | 0 | 0.18466 | 0 | 2.4381 | 2.4381 | 2.4381 | 2.4381
267042-Residential Condensor Coil Cleaning Resid MF CZ10 VintAll | 0.19331 | 0.0018102 | 0.18533 | 140.4 | 421.2 | 0 | 0 | 0.18466 | 0 | 0.18466 | 0 | 0.18466 | 0 | 0.18466 | 0 | 2.4381 | 2.4381 | 2.4381 | 2.4381
267033-High Refrigerant Charge Adjustment (>= ±20% rated charge) Resid MF CZ10 Vint04 | 0.36782 | 0.0034444 | 0.35275 | 267.1438 | 2671.4376 | -0.16413 | -1.6413 | 0.2646 | 0.98982 | 0.2646 | 0.98982 | 0.26038 | 0.98982 | 0.26038 | 0.98982 | 4.734 | 4.467 | 4.734 | 4.467
267042-Residential Condensor Coil Cleaning Resid MF CZ10 VintAll | 0.19331 | 0.0018102 | 0.18533 | 140.4 | 421.2 | 0 | 0 | 0.18466 | 0 | 0.18466 | 0 | 0.18466 | 0 | 0.18466 | 0 | 2.4381 | 2.4381 | 2.4381 | 2.4381
267033-High Refrigerant Charge Adjustment (>= ±20% rated charge) Resid MF CZ10 Vint04 | 0.36782 | 0.0034444 | 0.35275 | 267.1438 | 2671.4376 | -0.16413 | -1.6413 | 0.2646 | 0.98982 | 0.2646 | 0.98982 | 0.26038 | 0.98982 | 0.26038 | 0.98982 | 4.734 | 4.467 | 4.734 | 4.467
267042-Residential Condensor Coil Cleaning Resid MF CZ10 VintAll | 0.19331 | 0.0018102 | 0.18533 | 140.4 | 421.2 | 0 | 0 | 0.18466 | 0 | 0.18466 | 0 | 0.18466 | 0 | 0.18466 | 0 | 2.4381 | 2.4381 | 2.4381 | 2.4381
267033-High Refrigerant Charge Adjustment (>= ±20% rated charge) Resid MF CZ10 Vint04 | 0.36782 | 0.0034444 | 0.35275 | 267.1438 | 2671.4376 | -0.16413 | -1.6413 | 0.2646 | 0.98982 | 0.2646 | 0.98982 | 0.26038 | 0.98982 | 0.26038 | 0.98982 | 4.734 | 4.467 | 4.734 | 4.467
267042-Residential Condensor Coil Cleaning Resid MF CZ10 VintAll | 0.19331 | 0.0018102 | 0.18533 | 140.4 | 421.2 | 0 | 0 | 0.18466 | 0 | 0.18466 | 0 | 0.18466 | 0 | 0.18466 | 0 | 2.4381 | 2.4381 | 2.4381 | 2.4381
267033-High Refrigerant Charge Adjustment (>= ±20% rated charge) Resid MF CZ10 Vint04 | 0.36782 | 0.0034444 | 0.35275 | 267.1438 | 2671.4376 | -0.16413 | -1.6413 | 0.2646 | 0.98982 | 0.2646 | 0.98982 | 0.26038 | 0.98982 | 0.26038 | 0.98982 | 4.734 | 4.467 | 4.734 | 4.467
267042-Residential Condensor Coil Cleaning Resid MF CZ10 VintAll | 0.19331 | 0.0018102 | 0.18533 | 140.4 | 421.2 | 0 | 0 | 0.18466 | 0 | 0.18466 | 0 | 0.18466 | 0 | 0.18466 | 0 | 2.4381 | 2.4381 | 2.4381 | 2.4381
267033-High Refrigerant Charge Adjustment (>= ±20% rated charge) Resid MF CZ10 Vint04 | 0.36782 | 0.0034444 | 0.35275 | 267.1438 | 2671.4376 | -0.16413 | -1.6413 | 0.2646 | 0.98982 | 0.2646 | 0.98982 | 0.26038 | 0.98982 | 0.26038 | 0.98982 | 4.734 | 4.467 | 4.734 | 4.467
267042-Residential Condensor Coil Cleaning Resid MF CZ10 VintAll | 0.19331 | 0.0018102 | 0.18533 | 140.4 | 421.2 | 0 | 0 | 0.18466 | 0 | 0.18466 | 0 | 0.18466 | 0 | 0.18466 | 0 | 2.4381 | 2.4381 | 2.4381 | 2.4381
267042-Residential Condensor Coil Cleaning Resid MF CZ10 VintAll | 0.19331 | 0.0018102 | 0.18533 | 140.4 | 421.2 | 0 | 0 | 0.18466 | 0 | 0.18466 | 0 | 0.18466 | 0 | 0.18466 | 0 | 2.4381 | 2.4381 | 2.4381 | 2.4381
267033-High Refrigerant Charge Adjustment (>= ±20% rated charge) Resid MF CZ10 Vint04 | 0.36782 | 0.0034444 | 0.35275 | 267.1438 | 2671.4376 | -0.16413 | -1.6413 | 0.2646 | 0.98982 | 0.2646 | 0.98982 | 0.26038 | 0.98982 | 0.26038 | 0.98982 | 4.734 | 4.467 | 4.734 | 4.467
267042-Residential Condensor Coil Cleaning Resid MF CZ10 VintAll | 0.19331 | 0.0018102 | 0.18533 | 140.4 | 421.2 | 0 | 0 | 0.18466 | 0 | 0.18466 | 0 | 0.18466 | 0 | 0.18466 | 0 | 2.4381 | 2.4381 | 2.4381 | 2.4381
267033-High Refrigerant Charge Adjustment (>= ±20% rated charge) Resid MF CZ10 Vint04 | 0.36782 | 0.0034444 | 0.35275 | 267.1438 | 2671.4376 | -0.16413 | -1.6413 | 0.2646 | 0.98982 | 0.2646 | 0.98982 | 0.26038 | 0.98982 | 0.26038 | 0.98982 | 4.734 | 4.467 | 4.734 | 4.467
267042-Residential Condensor Coil Cleaning Resid MF CZ10 VintAll | 0.19331 | 0.0018102 | 0.18533 | 140.4 | 421.2 | 0 | 0 | 0.18466 | 0 | 0.18466 | 0 | 0.18466 | 0 | 0.18466 | 0 | 2.4381 | 2.4381 | 2.4381 | 2.4381
267033-High Refrigerant Charge Adjustment (>= ±20% rated charge) Resid MF CZ10 Vint04 | 0.36782 | 0.0034444 | 0.35275 | 267.1438 | 2671.4376 | -0.16413 | -1.6413 | 0.2646 | 0.98982 | 0.2646 | 0.98982 | 0.26038 | 0.98982 | 0.26038 | 0.98982 | 4.734 | 4.467 | 4.734 | 4.467
267042-Residential Condensor Coil Cleaning Resid MF CZ10 VintAll | 0.19331 | 0.0018102 | 0.18533 | 140.4 | 421.2 | 0 | 0 | 0.18466 | 0 | 0.18466 | 0 | 0.18466 | 0 | 0.18466 | 0 | 2.4381 | 2.4381 | 2.4381 | 2.4381
267033-High Refrigerant Charge Adjustment (>= ±20% rated charge) Resid MF CZ10 Vint04 | 0.36782 | 0.0034444 | 0.35275 | 267.1438 | 2671.4376 | -0.16413 | -1.6413 | 0.2646 | 0.98982 | 0.2646 | 0.98982 | 0.26038 | 0.98982 | 0.26038 | 0.98982 | 4.734 | 4.467 | 4.734 | 4.467
267042-Residential Condensor Coil Cleaning Resid MF CZ10 VintAll | 0.19331 | 0.0018102 | 0.18533 | 140.4 | 421.2 | 0 | 0 | 0.18466 | 0 | 0.18466 | 0 | 0.18466 | 0 | 0.18466 | 0 | 2.4381 | 2.4381 | 2.4381 | 2.4381
267042-Residential Condensor Coil Cleaning Resid MF CZ10 VintAll | 0.19331 | 0.0018102 | 0.18533 | 140.4 | 421.2 | 0 | 0 | 0.18466 | 0 | 0.18466 | 0 | 0.18466 | 0 | 0.18466 | 0 | 2.4381 | 2.4381 | 2.4381 | 2.4381
267033-High Refrigerant Charge Adjustment (>= ±20% rated charge) Resid MF CZ10 Vint04 | 0.36782 | 0.0034444 | 0.35275 | 267.1438 | 2671.4376 | -0.16413 | -1.6413 | 0.2646 | 0.98982 | 0.2646 | 0.98982 | 0.26038 | 0.98982 | 0.26038 | 0.98982 | 4.734 | 4.467 | 4.734 | 4.467
267042-Residential Condensor Coil Cleaning Resid MF CZ10 VintAll | 0.19331 | 0.0018102 | 0.18533 | 140.4 | 421.2 | 0 | 0 | 0.18466 | 0 | 0.18466 | 0 | 0.18466 | 0 | 0.18466 | 0 | 2.4381 | 2.4381 | 2.4381 | 2.4381
267033-High Refrigerant Charge Adjustment (>= ±20% rated charge) Resid MF CZ10 Vint04 | 0.36782 | 0.0034444 | 0.35275 | 267.1438 | 2671.4376 | -0.16413 | -1.6413 | 0.2646 | 0.98982 | 0.2646 | 0.98982 | 0.26038 | 0.98982 | 0.26038 | 0.98982 | 4.734 | 4.467 | 4.734 | 4.467
267042-Residential Condensor Coil Cleaning Resid MF CZ10 VintAll | 0.19331 | 0.0018102 | 0.18533 | 140.4 | 421.2 | 0 | 0 | 0.18466 | 0 | 0.18466 | 0 | 0.18466 | 0 | 0.18466 | 0 | 2.4381 | 2.4381 | 2.4381 | 2.4381
267033-High Refrigerant Charge Adjustment (>= ±20% rated charge) Resid MF CZ10 Vint04 | 0.36782 | 0.0034444 | 0.35275 | 267.1438 | 2671.4376 | -0.16413 | -1.6413 | 0.2646 | 0.98982 | 0.2646 | 0.98982 | 0.26038 | 0.98982 | 0.26038 | 0.98982 | 4.734 | 4.467 | 4.734 | 4.467
267042-Residential Condensor Coil Cleaning Resid MF CZ10 VintAll | 0.19331 | 0.0018102 | 0.18533 | 140.4 | 421.2 | 0 | 0 | 0.18466 | 0 | 0.18466 | 0 | 0.18466 | 0 | 0.18466 | 0 | 2.4381 | 2.4381 | 2.4381 | 2.4381
267033-High Refrigerant Charge Adjustment (>= ±20% rated charge) Resid MF CZ10 Vint04 | 0.36782 | 0.0034444 | 0.35275 | 267.1438 | 2671.4376 | -0.16413 | -1.6413 | 0.2646 | 0.98982 | 0.2646 | 0.98982 | 0.26038 | 0.98982 | 0.26038 | 0.98982 | 4.734 | 4.467 | 4.734 | 4.467
267042-Residential Condensor Coil Cleaning Resid MF CZ10 VintAll | 0.19331 | 0.0018102 | 0.18533 | 140.4 | 421.2 | 0 | 0 | 0.18466 | 0 | 0.18466 | 0 | 0.18466 | 0 | 0.18466 | 0 | 2.4381 | 2.4381 | 2.4381 | 2.4381
267033-High Refrigerant Charge Adjustment (>= ±20% rated charge) Resid MF CZ10 Vint04 | 0.36782 | 0.0034444 | 0.35275 | 267.1438 | 2671.4376 | -0.16413 | -1.6413 | 0.2646 | 0.98982 | 0.2646 | 0.98982 | 0.26038 | 0.98982 | 0.26038 | 0.98982 | 4.734 | 4.467 | 4.734 | 4.467
267042-Residential Condensor Coil Cleaning Resid MF CZ10 VintAll | 0.19331 | 0.0018102 | 0.18533 | 140.4 | 421.2 | 0 | 0 | 0.18466 | 0 | 0.18466 | 0 | 0.18466 | 0 | 0.18466 | 0 | 2.4381 | 2.4381 | 2.4381 | 2.4381
267042-Residential Condensor Coil Cleaning Resid MF CZ10 VintAll | 0.19331 | 0.0018102 | 0.18533 | 140.4 | 421.2 | 0 | 0 | 0.18466 | 0 | 0.18466 | 0 | 0.18466 | 0 | 0.18466 | 0 | 2.4381 | 2.4381 | 2.4381 | 2.4381
267033-High Refrigerant Charge Adjustment (>= ±20% rated charge) Resid MF CZ10 Vint04 | 0.36782 | 0.0034444 | 0.35275 | 267.1438 | 2671.4376 | -0.16413 | -1.6413 | 0.2646 | 0.98982 | 0.2646 | 0.98982 | 0.26038 | 0.98982 | 0.26038 | 0.98982 | 4.734 | 4.467 | 4.734 | 4.467
267042-Residential Condensor Coil Cleaning Resid MF CZ10 VintAll | 0.19331 | 0.0018102 | 0.18533 | 140.4 | 421.2 | 0 | 0 | 0.18466 | 0 | 0.18466 | 0 | 0.18466 | 0 | 0.18466 | 0 | 2.4381 | 2.4381 | 2.4381 | 2.4381
267033-High Refrigerant Charge Adjustment (>= ±20% rated charge) Resid MF CZ10 Vint04 | 0.36782 | 0.0034444 | 0.35275 | 267.1438 | 2671.4376 | -0.16413 | -1.6413 | 0.2646 | 0.98982 | 0.2646 | 0.98982 | 0.26038 | 0.98982 | 0.26038 | 0.98982 | 4.734 | 4.467 | 4.734 | 4.467
267042-Residential Condensor Coil Cleaning Resid MF CZ10 VintAll | 0.19331 | 0.0018102 | 0.18533 | 140.4 | 421.2 | 0 | 0 | 0.18466 | 0 | 0.18466 | 0 | 0.18466 | 0 | 0.18466 | 0 | 2.4381 | 2.4381 | 2.4381 | 2.4381
267033-High Refrigerant Charge Adjustment (>= ±20% rated charge) Resid MF CZ10 Vint04 | 0.36782 | 0.0034444 | 0.35275 | 267.1438 | 2671.4376 | -0.16413 | -1.6413 | 0.2646 | 0.98982 | 0.2646 | 0.98982 | 0.26038 | 0.98982 | 0.26038 | 0.98982 | 4.734 | 4.467 | 4.734 | 4.467
267042-Residential Condensor Coil Cleaning Resid MF CZ10 VintAll | 0.19331 | 0.0018102 | 0.18533 | 140.4 | 421.2 | 0 | 0 | 0.18466 | 0 | 0.18466 | 0 | 0.18466 | 0 | 0.18466 | 0 | 2.4381 | 2.4381 | 2.4381 | 2.4381
267042-Residential Condensor Coil Cleaning Resid MF CZ10 VintAll | 0.19331 | 0.0018102 | 0.18533 | 140.4 | 421.2 | 0 | 0 | 0.18466 | 0 | 0.18466 | 0 | 0.18466 | 0 | 0.18466 | 0 | 2.4381 | 2.4381 | 2.4381 | 2.4381
267033-High Refrigerant Charge Adjustment (>= ±20% rated charge) Resid MF CZ10 Vint04 | 0.36782 | 0.0034444 | 0.35275 | 267.1438 | 2671.4376 | -0.16413 | -1.6413 | 0.2646 | 0.98982 | 0.2646 | 0.98982 | 0.26038 | 0.98982 | 0.26038 | 0.98982 | 4.734 | 4.467 | 4.734 | 4.467
267042-Residential Condensor Coil Cleaning Resid MF CZ10 VintAll | 0.19331 | 0.0018102 | 0.18533 | 140.4 | 421.2 | 0 | 0 | 0.18466 | 0 | 0.18466 | 0 | 0.18466 | 0 | 0.18466 | 0 | 2.4381 | 2.4381 | 2.4381 | 2.4381
267042-Residential Condensor Coil Cleaning Resid MF CZ10 VintAll | 0.19331 | 0.0018102 | 0.18533 | 140.4 | 421.2 | 0 | 0 | 0.18466 | 0 | 0.18466 | 0 | 0.18466 | 0 | 0.18466 | 0 | 2.4381 | 2.4381 | 2.4381 | 2.4381
267033-High Refrigerant Charge Adjustment (>= ±20% rated charge) Resid MF CZ10 Vint04 | 0.36782 | 0.0034444 | 0.35275 | 267.1438 | 2671.4376 | -0.16413 | -1.6413 | 0.2646 | 0.98982 | 0.2646 | 0.98982 | 0.26038 | 0.98982 | 0.26038 | 0.98982 | 4.734 | 4.467 | 4.734 | 4.467
267042-Residential Condensor Coil Cleaning Resid MF CZ10 VintAll | 0.19331 | 0.0018102 | 0.18533 | 140.4 | 421.2 | 0 | 0 | 0.18466 | 0 | 0.18466 | 0 | 0.18466 | 0 | 0.18466 | 0 | 2.4381 | 2.4381 | 2.4381 | 2.4381
267033-High Refrigerant Charge Adjustment (>= ±20% rated charge) Resid MF CZ10 Vint04 | 0.36782 | 0.0034444 | 0.35275 | 267.1438 | 2671.4376 | -0.16413 | -1.6413 | 0.2646 | 0.98982 | 0.2646 | 0.98982 | 0.26038 | 0.98982 | 0.26038 | 0.98982 | 4.734 | 4.467 | 4.734 | 4.467
267042-Residential Condensor Coil Cleaning Resid MF CZ10 VintAll | 0.19331 | 0.0018102 | 0.18533 | 140.4 | 421.2 | 0 | 0 | 0.18466 | 0 | 0.18466 | 0 | 0.18466 | 0 | 0.18466 | 0 | 2.4381 | 2.4381 | 2.4381 | 2.4381
267033-High Refrigerant Charge Adjustment (>= ±20% rated charge) Resid MF CZ10 Vint04 | 0.36782 | 0.0034444 | 0.35275 | 267.1438 | 2671.4376 | -0.16413 | -1.6413 | 0.2646 | 0.98982 | 0.2646 | 0.98982 | 0.26038 | 0.98982 | 0.26038 | 0.98982 | 4.734 | 4.467 | 4.734 | 4.467
267042-Residential Condensor Coil Cleaning Resid MF CZ10 VintAll | 0.19331 | 0.0018102 | 0.18533 | 140.4 | 421.2 | 0 | 0 | 0.18466 | 0 | 0.18466 | 0 | 0.18466 | 0 | 0.18466 | 0 | 2.4381 | 2.4381 | 2.4381 | 2.4381
267033-High Refrigerant Charge Adjustment (>= ±20% rated charge) Resid MF CZ10 Vint04 | 0.36782 | 0.0034444 | 0.35275 | 267.1438 | 2671.4376 | -0.16413 | -1.6413 | 0.2646 | 0.98982 | 0.2646 | 0.98982 | 0.26038 | 0.98982 | 0.26038 | 0.98982 | 4.734 | 4.467 | 4.734 | 4.467
267042-Residential Condensor Coil Cleaning Resid MF CZ10 VintAll | 0.19331 | 0.0018102 | 0.18533 | 140.4 | 421.2 | 0 | 0 | 0.18466 | 0 | 0.18466 | 0 | 0.18466 | 0 | 0.18466 | 0 | 2.4381 | 2.4381 | 2.4381 | 2.4381
267033-High Refrigerant Charge Adjustment (>= ±20% rated charge) Resid MF CZ10 Vint04 | 0.36782 | 0.0034444 | 0.35275 | 267.1438 | 2671.4376 | -0.16413 | -1.6413 | 0.2646 | 0.98982 | 0.2646 | 0.98982 | 0.26038 | 0.98982 | 0.26038 | 0.98982 | 4.734 | 4.467 | 4.734 | 4.467
267042-Residential Condensor Coil Cleaning Resid MF CZ10 VintAll | 0.19331 | 0.0018102 | 0.18533 | 140.4 | 421.2 | 0 | 0 | 0.18466 | 0 | 0.18466 | 0 | 0.18466 | 0 | 0.18466 | 0 | 2.4381 | 2.4381 | 2.4381 | 2.4381
267045-Commercial Condensor Coil Cleaning (all units - savings at 50% of DEER) Com All CZ10 VintAll | 0.1127 | 0.04496 | 0.31122 | 346.32 | 1038.96 | 0 | 0 | 0.088215 | 0 | 0.088215 | 0 | 0.086185 | 0 | 0.086185 | 0 | 2.3994 | 2.3245 | 2.3994 | 2.3245
267030-Commercial HVAC Diagnostic/Tune-up Com All CZ10 VintAll | 0.23796 | 0.09493 | 0.51255 | 731.238 | 7312.38 | 0 | 0 | 0.10877 | 0 | 0.10877 | 0 | 0.096761 | 0 | 0.096761 | 0 | 3.0088 | 2.4626 | 3.0088 | 2.4626
267045-Commercial Condensor Coil Cleaning (all units - savings at 50% of DEER) Com All CZ10 VintAll | 0.1127 | 0.04496 | 0.31122 | 346.32 | 1038.96 | 0 | 0 | 0.088215 | 0 | 0.088215 | 0 | 0.086185 | 0 | 0.086185 | 0 | 2.3994 | 2.3245 | 2.3994 | 2.3245
267030-Commercial HVAC Diagnostic/Tune-up Com All CZ10 VintAll | 0.23796 | 0.09493 | 0.51255 | 731.238 | 7312.38 | 0 | 0 | 0.10877 | 0 | 0.10877 | 0 | 0.096761 | 0 | 0.096761 | 0 | 3.0088 | 2.4626 | 3.0088 | 2.4626
267045-Commercial Condensor Coil Cleaning (all units - savings at 50% of DEER) Com All CZ10 VintAll | 0.1127 | 0.04496 | 0.31122 | 346.32 | 1038.96 | 0 | 0 | 0.088215 | 0 | 0.088215 | 0 | 0.086185 | 0 | 0.086185 | 0 | 2.3994 | 2.3245 | 2.3994 | 2.3245
267030-Commercial HVAC Diagnostic/Tune-up Com All CZ10 VintAll | 0.23796 | 0.09493 | 0.51255 | 731.238 | 7312.38 | 0 | 0 | 0.10877 | 0 | 0.10877 | 0 | 0.096761 | 0 | 0.096761 | 0 | 3.0088 | 2.4626 | 3.0088 | 2.4626
267045-Commercial Condensor Coil Cleaning (all units - savings at 50% of DEER) Com All CZ10 VintAll | 0.1127 | 0.04496 | 0.31122 | 346.32 | 1038.96 | 0 | 0 | 0.088215 | 0 | 0.088215 | 0 | 0.086185 | 0 | 0.086185 | 0 | 2.3994 | 2.3245 | 2.3994 | 2.3245
267045-Commercial Condensor Coil Cleaning (all units - savings at 50% of DEER) Com All CZ10 VintAll | 0.1127 | 0.04496 | 0.31122 | 346.32 | 1038.96 | 0 | 0 | 0.088215 | 0 | 0.088215 | 0 | 0.086185 | 0 | 0.086185 | 0 | 2.3994 | 2.3245 | 2.3994 | 2.3245
267030-Commercial HVAC Diagnostic/Tune-up Com All CZ10 VintAll | 0.23796 | 0.09493 | 0.51255 | 731.238 | 7312.38 | 0 | 0 | 0.10877 | 0 | 0.10877 | 0 | 0.096761 | 0 | 0.096761 | 0 | 3.0088 | 2.4626 | 3.0088 | 2.4626
267045-Commercial Condensor Coil Cleaning (all units - savings at 50% of DEER) Com All CZ10 VintAll | 0.1127 | 0.04496 | 0.31122 | 346.32 | 1038.96 | 0 | 0 | 0.088215 | 0 | 0.088215 | 0 | 0.086185 | 0 | 0.086185 | 0 | 2.3994 | 2.3245 | 2.3994 | 2.3245
267045-Commercial Condensor Coil Cleaning (all units - savings at 50% of DEER) Com All CZ10 VintAll | 0.1127 | 0.04496 | 0.31122 | 346.32 | 1038.96 | 0 | 0 | 0.088215 | 0 | 0.088215 | 0 | 0.086185 | 0 | 0.086185 | 0 | 2.3994 | 2.3245 | 2.3994 | 2.3245
267030-Commercial HVAC Diagnostic/Tune-up Com All CZ10 VintAll | 0.23796 | 0.09493 | 0.51255 | 731.238 | 7312.38 | 0 | 0 | 0.10877 | 0 | 0.10877 | 0 | 0.096761 | 0 | 0.096761 | 0 | 3.0088 | 2.4626 | 3.0088 | 2.4626
267045-Commercial Condensor Coil Cleaning (all units - savings at 50% of DEER) Com All CZ10 VintAll | 0.1127 | 0.04496 | 0.31122 | 346.32 | 1038.96 | 0 | 0 | 0.088215 | 0 | 0.088215 | 0 | 0.086185 | 0 | 0.086185 | 0 | 2.3994 | 2.3245 | 2.3994 | 2.3245
267045-Commercial Condensor Coil Cleaning (all units - savings at 50% of DEER) Com All CZ10 VintAll | 0.1127 | 0.04496 | 0.31122 | 346.32 | 1038.96 | 0 | 0 | 0.088215 | 0 | 0.088215 | 0 | 0.086185 | 0 | 0.086185 | 0 | 2.3994 | 2.3245 | 2.3994 | 2.3245
267030-Commercial HVAC Diagnostic/Tune-up Com All CZ10 VintAll | 0.23796 | 0.09493 | 0.51255 | 731.238 | 7312.38 | 0 | 0 | 0.10877 | 0 | 0.10877 | 0 | 0.096761 | 0 | 0.096761 | 0 | 3.0088 | 2.4626 | 3.0088 | 2.4626
267045-Commercial Condensor Coil Cleaning (all units - savings at 50% of DEER) Com All CZ10 VintAll | 0.1127 | 0.04496 | 0.31122 | 346.32 | 1038.96 | 0 | 0 | 0.088215 | 0 | 0.088215 | 0 | 0.086185 | 0 | 0.086185 | 0 | 2.3994 | 2.3245 | 2.3994 | 2.3245
267045-Commercial Condensor Coil Cleaning (all units - savings at 50% of DEER) Com All CZ10 VintAll | 0.093916 | 0.037466 | 0.25935 | 288.6 | 865.8 | 0 | 0 | 0.088788 | 0 | 0.088788 | 0 | 0.088788 | 0 | 0.088788 | 0 | 2.4214 | 2.4214 | 2.4214 | 2.4214
267030-Commercial HVAC Diagnostic/Tune-up Com All CZ10 VintAll | 0.1983 | 0.079108 | 0.42712 | 609.365 | 6093.65 | 0 | 0 | 0.10917 | 0 | 0.10917 | 0 | 0.099408 | 0 | 0.099408 | 0 | 3.031 | 2.5652 | 3.031 | 2.5652
267045-Commercial Condensor Coil Cleaning (all units - savings at 50% of DEER) Com All CZ10 VintAll | 0.093916 | 0.037466 | 0.25935 | 288.6 | 865.8 | 0 | 0 | 0.088788 | 0 | 0.088788 | 0 | 0.088788 | 0 | 0.088788 | 0 | 2.4214 | 2.4214 | 2.4214 | 2.4214
267045-Commercial Condensor Coil Cleaning (all units - savings at 50% of DEER) Com All CZ10 VintAll | 0.093916 | 0.037466 | 0.25935 | 288.6 | 865.8 | 0 | 0 | 0.088788 | 0 | 0.088788 | 0 | 0.088788 | 0 | 0.088788 | 0 | 2.4214 | 2.4214 | 2.4214 | 2.4214
267030-Commercial HVAC Diagnostic/Tune-up Com All CZ10 VintAll | 0.1983 | 0.079108 | 0.42712 | 609.365 | 6093.65 | 0 | 0 | 0.10917 | 0 | 0.10917 | 0 | 0.099408 | 0 | 0.099408 | 0 | 3.031 | 2.5652 | 3.031 | 2.5652
267045-Commercial Condensor Coil Cleaning (all units - savings at 50% of DEER) Com All CZ10 VintAll | 0.093916 | 0.037466 | 0.25935 | 288.6 | 865.8 | 0 | 0 | 0.088788 | 0 | 0.088788 | 0 | 0.088788 | 0 | 0.088788 | 0 | 2.4214 | 2.4214 | 2.4214 | 2.4214
267045-Commercial Condensor Coil Cleaning (all units - savings at 50% of DEER) Com All CZ10 VintAll | 0.093916 | 0.037466 | 0.25935 | 288.6 | 865.8 | 0 | 0 | 0.088788 | 0 | 0.088788 | 0 | 0.088788 | 0 | 0.088788 | 0 | 2.4214 | 2.4214 | 2.4214 | 2.4214
267030-Commercial HVAC Diagnostic/Tune-up Com All CZ10 VintAll | 0.1983 | 0.079108 | 0.42712 | 609.365 | 6093.65 | 0 | 0 | 0.10917 | 0 | 0.10917 | 0 | 0.099408 | 0 | 0.099408 | 0 | 3.031 | 2.5652 | 3.031 | 2.5652
267045-Commercial Condensor Coil Cleaning (all units - savings at 50% of DEER) Com All CZ10 VintAll | 0.093916 | 0.037466 | 0.25935 | 288.6 | 865.8 | 0 | 0 | 0.088788 | 0 | 0.088788 | 0 | 0.088788 | 0 | 0.088788 | 0 | 2.4214 | 2.4214 | 2.4214 | 2.4214
267030-Commercial HVAC Diagnostic/Tune-up Com All CZ10 VintAll | 0.1983 | 0.079108 | 0.42712 | 609.365 | 6093.65 | 0 | 0 | 0.10917 | 0 | 0.10917 | 0 | 0.099408 | 0 | 0.099408 | 0 | 3.031 | 2.5652 | 3.031 | 2.5652
267045-Commercial Condensor Coil Cleaning (all units - savings at 50% of DEER) Com All CZ10 VintAll | 0.093916 | 0.037466 | 0.25935 | 288.6 | 865.8 | 0 | 0 | 0.088788 | 0 | 0.088788 | 0 | 0.088788 | 0 | 0.088788 | 0 | 2.4214 | 2.4214 | 2.4214 | 2.4214
267030-Commercial HVAC Diagnostic/Tune-up Com All CZ10 VintAll | 0.11898 | 0.047465 | 0.25627 | 365.619 | 3656.19 | 0 | 0 | 0.10679 | 0 | 0.10679 | 0 | 0.08353 | 0 | 0.08353 | 0 | 2.9024 | 2.0521 | 2.9024 | 2.0521
267045-Commercial Condensor Coil Cleaning (all units - savings at 50% of DEER) Com All CZ10 VintAll | 0.05635 | 0.02248 | 0.15561 | 173.16 | 519.48 | 0 | 0 | 0.085352 | 0 | 0.085352 | 0 | 0.073171 | 0 | 0.073171 | 0 | 2.2952 | 1.9371 | 2.2952 | 1.9371
267030-Commercial HVAC Diagnostic/Tune-up Com All CZ10 VintAll | 0.11898 | 0.047465 | 0.25627 | 365.619 | 3656.19 | 0 | 0 | 0.10679 | 0 | 0.10679 | 0 | 0.08353 | 0 | 0.08353 | 0 | 2.9024 | 2.0521 | 2.9024 | 2.0521
267045-Commercial Condensor Coil Cleaning (all units - savings at 50% of DEER) Com All CZ10 VintAll | 0.05635 | 0.02248 | 0.15561 | 173.16 | 519.48 | 0 | 0 | 0.085352 | 0 | 0.085352 | 0 | 0.073171 | 0 | 0.073171 | 0 | 2.2952 | 1.9371 | 2.2952 | 1.9371
267029-Commercial HVAC Diagnostic/Tune-up Com All CZ07 VintAll | 0.033198 | 0.013244 | 0.079501 | 102.016 | 1020.1598 | 0 | 0 | 0.027338 | 0 | 0.027338 | 0 | 0.011171 | 0 | 0.011171 | 0 | 1.2016 | 1.0736 | 1.2016 | 1.0736
267044-Commercial Condensor Coil Cleaning (all units - savings at 50% of DEER) Com All CZ07 VintAll | 0.030459 | 0.012151 | 0.07332 | 93.6 | 280.8 | 0 | 0 | 0.074214 | 0 | 0.074214 | 0 | 0.074213 | 0 | 0.074213 | 0 | 1.9633 | 1.9633 | 1.9633 | 1.9633
267029-Commercial HVAC Diagnostic/Tune-up Com All CZ07 VintAll | 0.049797 | 0.019866 | 0.11925 | 153.024 | 1530.2397 | 0 | 0 | 0.027338 | 0 | 0.027338 | 0 | 0.011171 | 0 | 0.011171 | 0 | 1.2016 | 1.0736 | 1.2016 | 1.0736
267044-Commercial Condensor Coil Cleaning (all units - savings at 50% of DEER) Com All CZ07 VintAll | 0.045689 | 0.018227 | 0.10998 | 140.4 | 421.2 | 0 | 0 | 0.074214 | 0 | 0.074214 | 0 | 0.074213 | 0 | 0.074213 | 0 | 1.9633 | 1.9633 | 1.9633 | 1.9633
267044-Commercial Condensor Coil Cleaning (all units - savings at 50% of DEER) Com All CZ07 VintAll | 0.060919 | 0.024303 | 0.14664 | 187.2 | 561.6 | 0 | 0 | 0.074214 | 0 | 0.074214 | 0 | 0.074213 | 0 | 0.074213 | 0 | 1.9633 | 1.9633 | 1.9633 | 1.9633
267044-Commercial Condensor Coil Cleaning (all units - savings at 50% of DEER) Com All CZ07 VintAll | 0.060919 | 0.024303 | 0.14664 | 187.2 | 561.6 | 0 | 0 | 0.074214 | 0 | 0.074214 | 0 | 0.074213 | 0 | 0.074213 | 0 | 1.9633 | 1.9633 | 1.9633 | 1.9633
267029-Commercial HVAC Diagnostic/Tune-up Com All CZ07 VintAll | 0.049797 | 0.019866 | 0.11925 | 153.024 | 1530.2397 | 0 | 0 | 0.027338 | 0 | 0.027338 | 0 | 0.011171 | 0 | 0.011171 | 0 | 1.2016 | 1.0736 | 1.2016 | 1.0736
267044-Commercial Condensor Coil Cleaning (all units - savings at 50% of DEER) Com All CZ07 VintAll | 0.045689 | 0.018227 | 0.10998 | 140.4 | 421.2 | 0 | 0 | 0.074214 | 0 | 0.074214 | 0 | 0.074213 | 0 | 0.074213 | 0 | 1.9633 | 1.9633 | 1.9633 | 1.9633
267044-Commercial Condensor Coil Cleaning (all units - savings at 50% of DEER) Com All CZ07 VintAll | 0.045689 | 0.018227 | 0.10998 | 140.4 | 421.2 | 0 | 0 | 0.074214 | 0 | 0.074214 | 0 | 0.074213 | 0 | 0.074213 | 0 | 1.9633 | 1.9633 | 1.9633 | 1.9633
267029-Commercial HVAC Diagnostic/Tune-up Com All CZ07 VintAll | 0.066396 | 0.026488 | 0.159 | 204.032 | 2040.3196 | 0 | 0 | 0.027338 | 0 | 0.027338 | 0 | 0.011171 | 0 | 0.011171 | 0 | 1.2016 | 1.0736 | 1.2016 | 1.0736
267044-Commercial Condensor Coil Cleaning (all units - savings at 50% of DEER) Com All CZ07 VintAll | 0.060919 | 0.024303 | 0.14664 | 187.2 | 561.6 | 0 | 0 | 0.074214 | 0 | 0.074214 | 0 | 0.074213 | 0 | 0.074213 | 0 | 1.9633 | 1.9633 | 1.9633 | 1.9633
267029-Commercial HVAC Diagnostic/Tune-up Com All CZ07 VintAll | 0.066396 | 0.026488 | 0.159 | 204.032 | 2040.3196 | 0 | 0 | 0.027338 | 0 | 0.027338 | 0 | 0.011171 | 0 | 0.011171 | 0 | 1.2016 | 1.0736 | 1.2016 | 1.0736
267044-Commercial Condensor Coil Cleaning (all units - savings at 50% of DEER) Com All CZ07 VintAll | 0.060919 | 0.024303 | 0.14664 | 187.2 | 561.6 | 0 | 0 | 0.074214 | 0 | 0.074214 | 0 | 0.074213 | 0 | 0.074213 | 0 | 1.9633 | 1.9633 | 1.9633 | 1.9633
267044-Commercial Condensor Coil Cleaning (all units - savings at 50% of DEER) Com All CZ07 VintAll | 0.045689 | 0.018227 | 0.10998 | 140.4 | 421.2 | 0 | 0 | 0.074214 | 0 | 0.074214 | 0 | 0.074213 | 0 | 0.074213 | 0 | 1.9633 | 1.9633 | 1.9633 | 1.9633
267029-Commercial HVAC Diagnostic/Tune-up Com All CZ07 VintAll | 0.066396 | 0.026488 | 0.159 | 204.032 | 2040.3196 | 0 | 0 | 0.027338 | 0 | 0.027338 | 0 | 0.011171 | 0 | 0.011171 | 0 | 1.2016 | 1.0736 | 1.2016 | 1.0736
267044-Commercial Condensor Coil Cleaning (all units - savings at 50% of DEER) Com All CZ07 VintAll | 0.060919 | 0.024303 | 0.14664 | 187.2 | 561.6 | 0 | 0 | 0.074214 | 0 | 0.074214 | 0 | 0.074213 | 0 | 0.074213 | 0 | 1.9633 | 1.9633 | 1.9633 | 1.9633
267029-Commercial HVAC Diagnostic/Tune-up Com All CZ07 VintAll | 0.082995 | 0.03311 | 0.19875 | 255.04 | 2550.3995 | 0 | 0 | 0.027338 | 0 | 0.027338 | 0 | 0.011171 | 0 | 0.011171 | 0 | 1.2016 | 1.0736 | 1.2016 | 1.0736
267044-Commercial Condensor Coil Cleaning (all units - savings at 50% of DEER) Com All CZ07 VintAll | 0.076148 | 0.030378 | 0.1833 | 234 | 702 | 0 | 0 | 0.074214 | 0 | 0.074214 | 0 | 0.074213 | 0 | 0.074213 | 0 | 1.9633 | 1.9633 | 1.9633 | 1.9633
267022-Economizer Repair Com All CZ10 Vint03 | 2.2505 | 0.89779 | 0.01224 | 6915.6 | 34578 | 0 | 0 | 0.12405 | 0 | 0.12405 | 0 | 0.1237 | 0 | 0.1237 | 0 | 8.3143 | 8.1491 | 8.3143 | 8.1491
267022-Economizer Repair Com All CZ10 Vint03 | 2.2505 | 0.89779 | 0.01224 | 6915.6 | 34578 | 0 | 0 | 0.12405 | 0 | 0.12405 | 0 | 0.1237 | 0 | 0.1237 | 0 | 8.3143 | 8.1491 | 8.3143 | 8.1491
267022-Economizer Repair Com All CZ10 Vint03 | 2.2505 | 0.89779 | 0.01224 | 6915.6 | 34578 | 0 | 0 | 0.12405 | 0 | 0.12405 | 0 | 0.1237 | 0 | 0.1237 | 0 | 8.3143 | 8.1491 | 8.3143 | 8.1491
267022-Economizer Repair Com All CZ10 Vint03 | 2.2505 | 0.89779 | 0.01224 | 6915.6 | 34578 | 0 | 0 | 0.12405 | 0 | 0.12405 | 0 | 0.1237 | 0 | 0.1237 | 0 | 8.3143 | 8.1491 | 8.3143 | 8.1491
267022-Economizer Repair Com All CZ10 Vint03 | 2.2505 | 0.89779 | 0.01224 | 6915.6 | 34578 | 0 | 0 | 0.12405 | 0 | 0.12405 | 0 | 0.1237 | 0 | 0.1237 | 0 | 8.3143 | 8.1491 | 8.3143 | 8.1491
267023-Economizer Repair Com All CZ10 Vint04 | 1.2226 | 0.48774 | 0.0136 | 3757 | 18785 | 0 | 0 | 0.11515 | 0 | 0.11515 | 0 | 0.11553 | 0 | 0.11553 | 0 | 5.4536 | 5.5339 | 5.4536 | 5.5339
267044-Commercial Condensor Coil Cleaning (all units - savings at 50% of DEER) Com All CZ07 VintAll | 0.060919 | 0.024303 | 0.14664 | 187.2 | 561.6 | 0 | 0 | 0.074214 | 0 | 0.074214 | 0 | 0.074213 | 0 | 0.074213 | 0 | 1.9633 | 1.9633 | 1.9633 | 1.9633
267044-Commercial Condensor Coil Cleaning (all units - savings at 50% of DEER) Com All CZ07 VintAll | 0.045689 | 0.018227 | 0.10998 | 140.4 | 421.2 | 0 | 0 | 0.074214 | 0 | 0.074214 | 0 | 0.074213 | 0 | 0.074213 | 0 | 1.9633 | 1.9633 | 1.9633 | 1.9633
267029-Commercial HVAC Diagnostic/Tune-up Com All CZ07 VintAll | 0.022243 | 0.0088734 | 0.053265 | 68.3507 | 683.5071 | 0 | 0 | -0.039441 | 0 | -0.039441 | 0 | -0.063572 | 0 | -0.063572 | 0 | 0.8051 | 0.71932 | 0.8051 | 0.71932
267044-Commercial Condensor Coil Cleaning (all units - savings at 50% of DEER) Com All CZ07 VintAll | 0.030459 | 0.012151 | 0.07332 | 93.6 | 280.8 | 0 | 0 | 0.074214 | 0 | 0.074214 | 0 | 0.074213 | 0 | 0.074213 | 0 | 1.9633 | 1.9633 | 1.9633 | 1.9633
267029-Commercial HVAC Diagnostic/Tune-up Com All CZ07 VintAll | 0.066728 | 0.02662 | 0.1598 | 205.0521 | 2050.5212 | 0 | 0 | -0.039441 | 0 | -0.039441 | 0 | -0.063572 | 0 | -0.063572 | 0 | 0.8051 | 0.71932 | 0.8051 | 0.71932
267044-Commercial Condensor Coil Cleaning (all units - savings at 50% of DEER) Com All CZ07 VintAll | 0.091378 | 0.036454 | 0.21996 | 280.8 | 842.4 | 0 | 0 | 0.074214 | 0 | 0.074214 | 0 | 0.074213 | 0 | 0.074213 | 0 | 1.9633 | 1.9633 | 1.9633 | 1.9633
267029-Commercial HVAC Diagnostic/Tune-up Com All CZ07 VintAll | 0.066728 | 0.02662 | 0.1598 | 205.0521 | 2050.5212 | 0 | 0 | -0.039441 | 0 | -0.039441 | 0 | -0.063572 | 0 | -0.063572 | 0 | 0.8051 | 0.71932 | 0.8051 | 0.71932
267044-Commercial Condensor Coil Cleaning (all units - savings at 50% of DEER) Com All CZ07 VintAll | 0.091378 | 0.036454 | 0.21996 | 280.8 | 842.4 | 0 | 0 | 0.074214 | 0 | 0.074214 | 0 | 0.074213 | 0 | 0.074213 | 0 | 1.9633 | 1.9633 | 1.9633 | 1.9633
267044-Commercial Condensor Coil Cleaning (all units - savings at 50% of DEER) Com All CZ07 VintAll | 0.045689 | 0.018227 | 0.10998 | 140.4 | 421.2 | 0 | 0 | 0.074214 | 0 | 0.074214 | 0 | 0.074213 | 0 | 0.074213 | 0 | 1.9633 | 1.9633 | 1.9633 | 1.9633
267044-Commercial Condensor Coil Cleaning (all units - savings at 50% of DEER) Com All CZ07 VintAll | 0.030459 | 0.012151 | 0.07332 | 93.6 | 280.8 | 0 | 0 | 0.069977 | 0 | 0.069977 | 0 | 0.054952 | 0 | 0.054952 | 0 | 1.861 | 1.5706 | 1.861 | 1.5706
267029-Commercial HVAC Diagnostic/Tune-up Com All CZ07 VintAll | 0.044485 | 0.017747 | 0.10653 | 136.7014 | 1367.0141 | 0 | 0 | -0.039441 | 0 | -0.039441 | 0 | -0.063572 | 0 | -0.063572 | 0 | 0.8051 | 0.71932 | 0.8051 | 0.71932
267044-Commercial Condensor Coil Cleaning (all units - savings at 50% of DEER) Com All CZ07 VintAll | 0.060919 | 0.024303 | 0.14664 | 187.2 | 561.6 | 0 | 0 | 0.074214 | 0 | 0.074214 | 0 | 0.074213 | 0 | 0.074213 | 0 | 1.9633 | 1.9633 | 1.9633 | 1.9633
267044-Commercial Condensor Coil Cleaning (all units - savings at 50% of DEER) Com All CZ07 VintAll | 0.030459 | 0.012151 | 0.07332 | 93.6 | 280.8 | 0 | 0 | 0.074214 | 0 | 0.074214 | 0 | 0.074213 | 0 | 0.074213 | 0 | 1.9633 | 1.9633 | 1.9633 | 1.9633
267029-Commercial HVAC Diagnostic/Tune-up Com All CZ07 VintAll | 0.033198 | 0.013244 | 0.079501 | 102.016 | 1020.1598 | 0 | 0 | 0.027338 | 0 | 0.027338 | 0 | 0.011171 | 0 | 0.011171 | 0 | 1.2016 | 1.0736 | 1.2016 | 1.0736
267044-Commercial Condensor Coil Cleaning (all units - savings at 50% of DEER) Com All CZ07 VintAll | 0.030459 | 0.012151 | 0.07332 | 93.6 | 280.8 | 0 | 0 | 0.074214 | 0 | 0.074214 | 0 | 0.074213 | 0 | 0.074213 | 0 | 1.9633 | 1.9633 | 1.9633 | 1.9633
267029-Commercial HVAC Diagnostic/Tune-up Com All CZ07 VintAll | 0.033198 | 0.013244 | 0.079501 | 102.016 | 1020.1598 | 0 | 0 | 0.027338 | 0 | 0.027338 | 0 | 0.011171 | 0 | 0.011171 | 0 | 1.2016 | 1.0736 | 1.2016 | 1.0736
267044-Commercial Condensor Coil Cleaning (all units - savings at 50% of DEER) Com All CZ07 VintAll | 0.030459 | 0.012151 | 0.07332 | 93.6 | 280.8 | 0 | 0 | 0.074214 | 0 | 0.074214 | 0 | 0.074213 | 0 | 0.074213 | 0 | 1.9633 | 1.9633 | 1.9633 | 1.9633
267044-Commercial Condensor Coil Cleaning (all units - savings at 50% of DEER) Com All CZ07 VintAll | 0.076148 | 0.030378 | 0.1833 | 234 | 702 | 0 | 0 | 0.074214 | 0 | 0.074214 | 0 | 0.074213 | 0 | 0.074213 | 0 | 1.9633 | 1.9633 | 1.9633 | 1.9633
267029-Commercial HVAC Diagnostic/Tune-up Com All CZ07 VintAll | 0.033364 | 0.01331 | 0.079898 | 102.5261 | 1025.2606 | 0 | 0 | -0.039441 | 0 | -0.039441 | 0 | -0.063572 | 0 | -0.063572 | 0 | 0.8051 | 0.71932 | 0.8051 | 0.71932
267044-Commercial Condensor Coil Cleaning (all units - savings at 50% of DEER) Com All CZ07 VintAll | 0.045689 | 0.018227 | 0.10998 | 140.4 | 421.2 | 0 | 0 | 0.074214 | 0 | 0.074214 | 0 | 0.074213 | 0 | 0.074213 | 0 | 1.9633 | 1.9633 | 1.9633 | 1.9633
267001-High Refrigerant Charge Adjustment (>= ±20% rated charge) Resid SFCZ10 Vint03 | 0.80048 | 0.0074958 | 0.42835 | 581.3707 | 5813.7066 | -0.15593 | -1.5593 | 0.28543 | 0.98982 | 0.28543 | 0.98982 | 0.27505 | 0.98982 | 0.27505 | 0.98982 | 6.7176 | 5.5607 | 6.7176 | 5.5607
267040-Residential Condensor Coil Cleaning Resid SF CZ10 VintAll | 0.28997 | 0.0027153 | 0.27799 | 210.6 | 631.8 | 0 | 0 | 0.22746 | 0 | 0.22746 | 0 | 0.22746 | 0 | 0.22746 | 0 | 3.6572 | 3.6572 | 3.6572 | 3.6572
267002-High Refrigerant Charge Adjustment (>= ±20% rated charge) Resid SF CZ10 Vint04 | 1.105 | 0.010347 | 0.8895 | 802.5069 | 8025.069 | -0.3045 | -3.045 | 0.27737 | 0.98982 | 0.27737 | 0.98982 | 0.27295 | 0.98982 | 0.27295 | 0.98982 | 5.7813 | 5.3713 | 5.7813 | 5.3713
267040-Residential Condensor Coil Cleaning Resid SF CZ10 VintAll | 0.28997 | 0.0027153 | 0.27799 | 210.6 | 631.8 | 0 | 0 | 0.22746 | 0 | 0.22746 | 0 | 0.22746 | 0 | 0.22746 | 0 | 3.6572 | 3.6572 | 3.6572 | 3.6572
267003-High Refrigerant Charge Adjustment (>= ±20% rated charge) Resid SF CZ10 Vint05 | 0.87244 | 0.0081696 | 0.93113 | 633.6369 | 6336.369 | -0.27829 | -2.7829 | 0.26193 | 0.98982 | 0.26193 | 0.98982 | 0.25633 | 0.98982 | 0.25633 | 0.98982 | 4.5639 | 4.2403 | 4.5639 | 4.2403
267040-Residential Condensor Coil Cleaning Resid SF CZ10 VintAll | 0.28997 | 0.0027153 | 0.27799 | 210.6 | 631.8 | 0 | 0 | 0.22746 | 0 | 0.22746 | 0 | 0.22746 | 0 | 0.22746 | 0 | 3.6572 | 3.6572 | 3.6572 | 3.6572
267040-Residential Condensor Coil Cleaning Resid SF CZ10 VintAll | 0.28997 | 0.0027153 | 0.27799 | 210.6 | 631.8 | 0 | 0 | 0.22746 | 0 | 0.22746 | 0 | 0.22746 | 0 | 0.22746 | 0 | 3.6572 | 3.6572 | 3.6572 | 3.6572
267003-High Refrigerant Charge Adjustment (>= ±20% rated charge) Resid SF CZ10 Vint05 | 0.52346 | 0.0049018 | 0.55868 | 380.1821 | 3801.8214 | -0.16697 | -1.6697 | 0.26193 | 0.98982 | 0.26193 | 0.98982 | 0.25633 | 0.98982 | 0.25633 | 0.98982 | 4.5639 | 4.2403 | 4.5639 | 4.2403
267040-Residential Condensor Coil Cleaning Resid SF CZ10 VintAll | 0.28997 | 0.0027153 | 0.27799 | 210.6 | 631.8 | 0 | 0 | 0.22746 | 0 | 0.22746 | 0 | 0.22746 | 0 | 0.22746 | 0 | 3.6572 | 3.6572 | 3.6572 | 3.6572
267002-High Refrigerant Charge Adjustment (>= ±20% rated charge) Resid SF CZ10 Vint04 | 0.66297 | 0.0062082 | 0.5337 | 481.5041 | 4815.0414 | -0.1827 | -1.827 | 0.27737 | 0.98982 | 0.27737 | 0.98982 | 0.27295 | 0.98982 | 0.27295 | 0.98982 | 5.7813 | 5.3713 | 5.7813 | 5.3713
267040-Residential Condensor Coil Cleaning Resid SF CZ10 VintAll | 0.28997 | 0.0027153 | 0.27799 | 210.6 | 631.8 | 0 | 0 | 0.22746 | 0 | 0.22746 | 0 | 0.22746 | 0 | 0.22746 | 0 | 3.6572 | 3.6572 | 3.6572 | 3.6572
267003-High Refrigerant Charge Adjustment (>= ±20% rated charge) Resid SF CZ10 Vint05 | 0.52346 | 0.0049018 | 0.55868 | 380.1821 | 3801.8214 | -0.16697 | -1.6697 | 0.25903 | 0.98982 | 0.25903 | 0.98982 | 0.24317 | 0.98982 | 0.24317 | 0.98982 | 4.3907 | 3.6346 | 4.3907 | 3.6346
267040-Residential Condensor Coil Cleaning Resid SF CZ10 VintAll | 0.28997 | 0.0027153 | 0.27799 | 210.6 | 631.8 | 0 | 0 | 0.22746 | 0 | 0.22746 | 0 | 0.22746 | 0 | 0.22746 | 0 | 3.6572 | 3.6572 | 3.6572 | 3.6572
267003-High Refrigerant Charge Adjustment (>= ±20% rated charge) Resid SF CZ10 Vint05 | 0.52346 | 0.0049018 | 0.55868 | 380.1821 | 3801.8214 | -0.16697 | -1.6697 | 0.26193 | 0.98982 | 0.26193 | 0.98982 | 0.25633 | 0.98982 | 0.25633 | 0.98982 | 4.5639 | 4.2403 | 4.5639 | 4.2403
267040-Residential Condensor Coil Cleaning Resid SF CZ10 VintAll | 0.28997 | 0.0027153 | 0.27799 | 210.6 | 631.8 | 0 | 0 | 0.22746 | 0 | 0.22746 | 0 | 0.22746 | 0 | 0.22746 | 0 | 3.6572 | 3.6572 | 3.6572 | 3.6572
267040-Residential Condensor Coil Cleaning Resid SF CZ10 VintAll | 0.28997 | 0.0027153 | 0.27799 | 210.6 | 631.8 | 0 | 0 | 0.22746 | 0 | 0.22746 | 0 | 0.22746 | 0 | 0.22746 | 0 | 3.6572 | 3.6572 | 3.6572 | 3.6572
267003-High Refrigerant Charge Adjustment (>= ±20% rated charge) Resid SF CZ10 Vint05 | 0.52346 | 0.0049018 | 0.55868 | 380.1821 | 3801.8214 | -0.16697 | -1.6697 | 0.25903 | 0.98982 | 0.25903 | 0.98982 | 0.24317 | 0.98982 | 0.24317 | 0.98982 | 4.3907 | 3.6346 | 4.3907 | 3.6346
267040-Residential Condensor Coil Cleaning Resid SF CZ10 VintAll | 0.28997 | 0.0027153 | 0.27799 | 210.6 | 631.8 | 0 | 0 | 0.22746 | 0 | 0.22746 | 0 | 0.22746 | 0 | 0.22746 | 0 | 3.6572 | 3.6572 | 3.6572 | 3.6572
267003-High Refrigerant Charge Adjustment (>= ±20% rated charge) Resid SF CZ10 Vint05 | 0.34898 | 0.0032679 | 0.37245 | 253.4548 | 2534.5476 | -0.11132 | -1.1132 | 0.26193 | 0.98982 | 0.26193 | 0.98982 | 0.25633 | 0.98982 | 0.25633 | 0.98982 | 4.5639 | 4.2403 | 4.5639 | 4.2403
267040-Residential Condensor Coil Cleaning Resid SF CZ10 VintAll | 0.28997 | 0.0027153 | 0.27799 | 210.6 | 631.8 | 0 | 0 | 0.22746 | 0 | 0.22746 | 0 | 0.22746 | 0 | 0.22746 | 0 | 3.6572 | 3.6572 | 3.6572 | 3.6572
267002-High Refrigerant Charge Adjustment (>= ±20% rated charge) Resid SF CZ10 Vint04 | 0.88396 | 0.0082775 | 0.7116 | 642.0055 | 6420.0552 | -0.2436 | -2.436 | 0.27737 | 0.98982 | 0.27737 | 0.98982 | 0.27295 | 0.98982 | 0.27295 | 0.98982 | 5.7813 | 5.3713 | 5.7813 | 5.3713
267040-Residential Condensor Coil Cleaning Resid SF CZ10 VintAll | 0.28997 | 0.0027153 | 0.27799 | 210.6 | 631.8 | 0 | 0 | 0.22746 | 0 | 0.22746 | 0 | 0.22746 | 0 | 0.22746 | 0 | 3.6572 | 3.6572 | 3.6572 | 3.6572
267002-High Refrigerant Charge Adjustment (>= ±20% rated charge) Resid SF CZ10 Vint04 | 0.44198 | 0.0041388 | 0.3558 | 321.0028 | 3210.0276 | -0.1218 | -1.218 | 0.27394 | 0.98982 | 0.27394 | 0.98982 | 0.25736 | 0.98982 | 0.25736 | 0.98982 | 5.4582 | 4.2971 | 5.4582 | 4.2971
267040-Residential Condensor Coil Cleaning Resid SF CZ10 VintAll | 0.28997 | 0.0027153 | 0.27799 | 210.6 | 631.8 | 0 | 0 | 0.22746 | 0 | 0.22746 | 0 | 0.22746 | 0 | 0.22746 | 0 | 3.6572 | 3.6572 | 3.6572 | 3.6572
267002-High Refrigerant Charge Adjustment (>= ±20% rated charge) Resid SF CZ10 Vint04 | 0.44198 | 0.0041388 | 0.3558 | 321.0028 | 3210.0276 | -0.1218 | -1.218 | 0.27394 | 0.98982 | 0.27394 | 0.98982 | 0.25736 | 0.98982 | 0.25736 | 0.98982 | 5.4582 | 4.2971 | 5.4582 | 4.2971
267040-Residential Condensor Coil Cleaning Resid SF CZ10 VintAll | 0.28997 | 0.0027153 | 0.27799 | 210.6 | 631.8 | 0 | 0 | 0.22746 | 0 | 0.22746 | 0 | 0.22746 | 0 | 0.22746 | 0 | 3.6572 | 3.6572 | 3.6572 | 3.6572
267003-High Refrigerant Charge Adjustment (>= ±20% rated charge) Resid SF CZ10 Vint05 | 0.87244 | 0.0081696 | 0.93113 | 633.6369 | 6336.369 | -0.27829 | -2.7829 | 0.26193 | 0.98982 | 0.26193 | 0.98982 | 0.25633 | 0.98982 | 0.25633 | 0.98982 | 4.5639 | 4.2403 | 4.5639 | 4.2403
267040-Residential Condensor Coil Cleaning Resid SF CZ10 VintAll | 0.28997 | 0.0027153 | 0.27799 | 210.6 | 631.8 | 0 | 0 | 0.22746 | 0 | 0.22746 | 0 | 0.22746 | 0 | 0.22746 | 0 | 3.6572 | 3.6572 | 3.6572 | 3.6572
267040-Residential Condensor Coil Cleaning Resid SF CZ10 VintAll | 0.28997 | 0.0027153 | 0.27799 | 210.6 | 631.8 | 0 | 0 | 0.22746 | 0 | 0.22746 | 0 | 0.22746 | 0 | 0.22746 | 0 | 3.6572 | 3.6572 | 3.6572 | 3.6572
267040-Residential Condensor Coil Cleaning Resid SF CZ10 VintAll | 0.28997 | 0.0027153 | 0.27799 | 210.6 | 631.8 | 0 | 0 | 0.22746 | 0 | 0.22746 | 0 | 0.22746 | 0 | 0.22746 | 0 | 3.6572 | 3.6572 | 3.6572 | 3.6572
267040-Residential Condensor Coil Cleaning Resid SF CZ10 VintAll | 0.28997 | 0.0027153 | 0.27799 | 210.6 | 631.8 | 0 | 0 | 0.22746 | 0 | 0.22746 | 0 | 0.22746 | 0 | 0.22746 | 0 | 3.6572 | 3.6572 | 3.6572 | 3.6572
267003-High Refrigerant Charge Adjustment (>= ±20% rated charge) Resid SF CZ10 Vint05 | 0.87244 | 0.0081696 | 0.93113 | 633.6369 | 6336.369 | -0.27829 | -2.7829 | 0.26193 | 0.98982 | 0.26193 | 0.98982 | 0.25633 | 0.98982 | 0.25633 | 0.98982 | 4.5639 | 4.2403 | 4.5639 | 4.2403
267040-Residential Condensor Coil Cleaning Resid SF CZ10 VintAll | 0.28997 | 0.0027153 | 0.27799 | 210.6 | 631.8 | 0 | 0 | 0.22746 | 0 | 0.22746 | 0 | 0.22746 | 0 | 0.22746 | 0 | 3.6572 | 3.6572 | 3.6572 | 3.6572
267003-High Refrigerant Charge Adjustment (>= ±20% rated charge) Resid SF CZ10 Vint05 | 0.52346 | 0.0049018 | 0.55868 | 380.1821 | 3801.8214 | -0.16697 | -1.6697 | 0.26193 | 0.98982 | 0.26193 | 0.98982 | 0.25633 | 0.98982 | 0.25633 | 0.98982 | 4.5639 | 4.2403 | 4.5639 | 4.2403
267040-Residential Condensor Coil Cleaning Resid SF CZ10 VintAll | 0.28997 | 0.0027153 | 0.27799 | 210.6 | 631.8 | 0 | 0 | 0.22746 | 0 | 0.22746 | 0 | 0.22746 | 0 | 0.22746 | 0 | 3.6572 | 3.6572 | 3.6572 | 3.6572
267003-High Refrigerant Charge Adjustment (>= ±20% rated charge) Resid SF CZ10 Vint05 | 0.52346 | 0.0049018 | 0.55868 | 380.1821 | 3801.8214 | -0.16697 | -1.6697 | 0.26193 | 0.98982 | 0.26193 | 0.98982 | 0.25633 | 0.98982 | 0.25633 | 0.98982 | 4.5639 | 4.2403 | 4.5639 | 4.2403
267040-Residential Condensor Coil Cleaning Resid SF CZ10 VintAll | 0.28997 | 0.0027153 | 0.27799 | 210.6 | 631.8 | 0 | 0 | 0.22746 | 0 | 0.22746 | 0 | 0.22746 | 0 | 0.22746 | 0 | 3.6572 | 3.6572 | 3.6572 | 3.6572
267001-High Refrigerant Charge Adjustment (>= ±20% rated charge) Resid SFCZ10 Vint03 | 0.80048 | 0.0074958 | 0.42835 | 581.3707 | 5813.7066 | -0.15593 | -1.5593 | 0.28732 | 0.98982 | 0.28732 | 0.98982 | 0.28366 | 0.98982 | 0.28366 | 0.98982 | 6.9827 | 6.4875 | 6.9827 | 6.4875
267040-Residential Condensor Coil Cleaning Resid SF CZ10 VintAll | 0.28997 | 0.0027153 | 0.27799 | 210.6 | 631.8 | 0 | 0 | 0.22746 | 0 | 0.22746 | 0 | 0.22746 | 0 | 0.22746 | 0 | 3.6572 | 3.6572 | 3.6572 | 3.6572
267002-High Refrigerant Charge Adjustment (>= ±20% rated charge) Resid SF CZ10 Vint04 | 0.66297 | 0.0062082 | 0.5337 | 481.5041 | 4815.0414 | -0.1827 | -1.827 | 0.27737 | 0.98982 | 0.27737 | 0.98982 | 0.27295 | 0.98982 | 0.27295 | 0.98982 | 5.7813 | 5.3713 | 5.7813 | 5.3713
267040-Residential Condensor Coil Cleaning Resid SF CZ10 VintAll | 0.28997 | 0.0027153 | 0.27799 | 210.6 | 631.8 | 0 | 0 | 0.22746 | 0 | 0.22746 | 0 | 0.22746 | 0 | 0.22746 | 0 | 3.6572 | 3.6572 | 3.6572 | 3.6572
267040-Residential Condensor Coil Cleaning Resid SF CZ10 VintAll | 0.28997 | 0.0027153 | 0.27799 | 210.6 | 631.8 | 0 | 0 | 0.22746 | 0 | 0.22746 | 0 | 0.22746 | 0 | 0.22746 | 0 | 3.6572 | 3.6572 | 3.6572 | 3.6572
267001-High Refrigerant Charge Adjustment (>= ±20% rated charge) Resid SFCZ10 Vint03 | 0.53365 | 0.0049972 | 0.28557 | 387.5804 | 3875.8044 | -0.10395 | -1.0395 | 0.28732 | 0.98982 | 0.28732 | 0.98982 | 0.28366 | 0.98982 | 0.28366 | 0.98982 | 6.9827 | 6.4875 | 6.9827 | 6.4875
267040-Residential Condensor Coil Cleaning Resid SF CZ10 VintAll | 0.28997 | 0.0027153 | 0.27799 | 210.6 | 631.8 | 0 | 0 | 0.22746 | 0 | 0.22746 | 0 | 0.22746 | 0 | 0.22746 | 0 | 3.6572 | 3.6572 | 3.6572 | 3.6572
267003-High Refrigerant Charge Adjustment (>= ±20% rated charge) Resid SF CZ10 Vint05 | 0.69795 | 0.0065357 | 0.74491 | 506.9095 | 5069.0952 | -0.22263 | -2.2263 | 0.26193 | 0.98982 | 0.26193 | 0.98982 | 0.25633 | 0.98982 | 0.25633 | 0.98982 | 4.5639 | 4.2403 | 4.5639 | 4.2403
267040-Residential Condensor Coil Cleaning Resid SF CZ10 VintAll | 0.28997 | 0.0027153 | 0.27799 | 210.6 | 631.8 | 0 | 0 | 0.22746 | 0 | 0.22746 | 0 | 0.22746 | 0 | 0.22746 | 0 | 3.6572 | 3.6572 | 3.6572 | 3.6572
267003-High Refrigerant Charge Adjustment (>= ±20% rated charge) Resid SF CZ10 Vint05 | 0.34898 | 0.0032679 | 0.37245 | 253.4548 | 2534.5476 | -0.11132 | -1.1132 | 0.25759 | 0.98982 | 0.25759 | 0.98982 | 0.23659 | 0.98982 | 0.23659 | 0.98982 | 4.3089 | 3.3923 | 4.3089 | 3.3923
267040-Residential Condensor Coil Cleaning Resid SF CZ10 VintAll | 0.28997 | 0.0027153 | 0.27799 | 210.6 | 631.8 | 0 | 0 | 0.22746 | 0 | 0.22746 | 0 | 0.22746 | 0 | 0.22746 | 0 | 3.6572 | 3.6572 | 3.6572 | 3.6572
267003-High Refrigerant Charge Adjustment (>= ±20% rated charge) Resid SF CZ10 Vint05 | 0.87244 | 0.0081696 | 0.93113 | 633.6369 | 6336.369 | -0.27829 | -2.7829 | 0.26193 | 0.98982 | 0.26193 | 0.98982 | 0.25633 | 0.98982 | 0.25633 | 0.98982 | 4.5639 | 4.2403 | 4.5639 | 4.2403
267040-Residential Condensor Coil Cleaning Resid SF CZ10 VintAll | 0.28997 | 0.0027153 | 0.27799 | 210.6 | 631.8 | 0 | 0 | 0.22746 | 0 | 0.22746 | 0 | 0.22746 | 0 | 0.22746 | 0 | 3.6572 | 3.6572 | 3.6572 | 3.6572
267003-High Refrigerant Charge Adjustment (>= ±20% rated charge) Resid SF CZ10 Vint05 | 0.69795 | 0.0065357 | 0.74491 | 506.9095 | 5069.0952 | -0.22263 | -2.2263 | 0.26193 | 0.98982 | 0.26193 | 0.98982 | 0.25633 | 0.98982 | 0.25633 | 0.98982 | 4.5639 | 4.2403 | 4.5639 | 4.2403
267040-Residential Condensor Coil Cleaning Resid SF CZ10 VintAll | 0.28997 | 0.0027153 | 0.27799 | 210.6 | 631.8 | 0 | 0 | 0.22746 | 0 | 0.22746 | 0 | 0.22746 | 0 | 0.22746 | 0 | 3.6572 | 3.6572 | 3.6572 | 3.6572
267003-High Refrigerant Charge Adjustment (>= ±20% rated charge) Resid SF CZ10 Vint05 | 0.69795 | 0.0065357 | 0.74491 | 506.9095 | 5069.0952 | -0.22263 | -2.2263 | 0.26193 | 0.98982 | 0.26193 | 0.98982 | 0.25633 | 0.98982 | 0.25633 | 0.98982 | 4.5639 | 4.2403 | 4.5639 | 4.2403
267040-Residential Condensor Coil Cleaning Resid SF CZ10 VintAll | 0.28997 | 0.0027153 | 0.27799 | 210.6 | 631.8 | 0 | 0 | 0.22746 | 0 | 0.22746 | 0 | 0.22746 | 0 | 0.22746 | 0 | 3.6572 | 3.6572 | 3.6572 | 3.6572
267002-High Refrigerant Charge Adjustment (>= ±20% rated charge) Resid SF CZ10 Vint04 | 1.105 | 0.010347 | 0.8895 | 802.5069 | 8025.069 | -0.3045 | -3.045 | 0.27737 | 0.98982 | 0.27737 | 0.98982 | 0.27295 | 0.98982 | 0.27295 | 0.98982 | 5.7813 | 5.3713 | 5.7813 | 5.3713
267040-Residential Condensor Coil Cleaning Resid SF CZ10 VintAll | 0.28997 | 0.0027153 | 0.27799 | 210.6 | 631.8 | 0 | 0 | 0.22746 | 0 | 0.22746 | 0 | 0.22746 | 0 | 0.22746 | 0 | 3.6572 | 3.6572 | 3.6572 | 3.6572
267040-Residential Condensor Coil Cleaning Resid SF CZ10 VintAll | 0.28997 | 0.0027153 | 0.27799 | 210.6 | 631.8 | 0 | 0 | 0.22746 | 0 | 0.22746 | 0 | 0.22746 | 0 | 0.22746 | 0 | 3.6572 | 3.6572 | 3.6572 | 3.6572
267003-High Refrigerant Charge Adjustment (>= ±20% rated charge) Resid SF CZ10 Vint05 | 0.69795 | 0.0065357 | 0.74491 | 506.9095 | 5069.0952 | -0.22263 | -2.2263 | 0.26193 | 0.98982 | 0.26193 | 0.98982 | 0.25633 | 0.98982 | 0.25633 | 0.98982 | 4.5639 | 4.2403 | 4.5639 | 4.2403
267040-Residential Condensor Coil Cleaning Resid SF CZ10 VintAll | 0.28997 | 0.0027153 | 0.27799 | 210.6 | 631.8 | 0 | 0 | 0.22746 | 0 | 0.22746 | 0 | 0.22746 | 0 | 0.22746 | 0 | 3.6572 | 3.6572 | 3.6572 | 3.6572
267040-Residential Condensor Coil Cleaning Resid SF CZ10 VintAll | 0.28997 | 0.0027153 | 0.27799 | 210.6 | 631.8 | 0 | 0 | 0.22746 | 0 | 0.22746 | 0 | 0.22746 | 0 | 0.22746 | 0 | 3.6572 | 3.6572 | 3.6572 | 3.6572
267003-High Refrigerant Charge Adjustment (>= ±20% rated charge) Resid SF CZ10 Vint05 | 0.87244 | 0.0081696 | 0.93113 | 633.6369 | 6336.369 | -0.27829 | -2.7829 | 0.26193 | 0.98982 | 0.26193 | 0.98982 | 0.25633 | 0.98982 | 0.25633 | 0.98982 | 4.5639 | 4.2403 | 4.5639 | 4.2403
267040-Residential Condensor Coil Cleaning Resid SF CZ10 VintAll | 0.28997 | 0.0027153 | 0.27799 | 210.6 | 631.8 | 0 | 0 | 0.22746 | 0 | 0.22746 | 0 | 0.22746 | 0 | 0.22746 | 0 | 3.6572 | 3.6572 | 3.6572 | 3.6572
267003-High Refrigerant Charge Adjustment (>= ±20% rated charge) Resid SF CZ10 Vint05 | 0.69795 | 0.0065357 | 0.74491 | 506.9095 | 5069.0952 | -0.22263 | -2.2263 | 0.26193 | 0.98982 | 0.26193 | 0.98982 | 0.25633 | 0.98982 | 0.25633 | 0.98982 | 4.5639 | 4.2403 | 4.5639 | 4.2403
267040-Residential Condensor Coil Cleaning Resid SF CZ10 VintAll | 0.28997 | 0.0027153 | 0.27799 | 210.6 | 631.8 | 0 | 0 | 0.22746 | 0 | 0.22746 | 0 | 0.22746 | 0 | 0.22746 | 0 | 3.6572 | 3.6572 | 3.6572 | 3.6572
267003-High Refrigerant Charge Adjustment (>= ±20% rated charge) Resid SF CZ10 Vint05 | 0.69795 | 0.0065357 | 0.74491 | 506.9095 | 5069.0952 | -0.22263 | -2.2263 | 0.26193 | 0.98982 | 0.26193 | 0.98982 | 0.25633 | 0.98982 | 0.25633 | 0.98982 | 4.5639 | 4.2403 | 4.5639 | 4.2403
267040-Residential Condensor Coil Cleaning Resid SF CZ10 VintAll | 0.28997 | 0.0027153 | 0.27799 | 210.6 | 631.8 | 0 | 0 | 0.22746 | 0 | 0.22746 | 0 | 0.22746 | 0 | 0.22746 | 0 | 3.6572 | 3.6572 | 3.6572 | 3.6572
267040-Residential Condensor Coil Cleaning Resid SF CZ10 VintAll | 0.28997 | 0.0027153 | 0.27799 | 210.6 | 631.8 | 0 | 0 | 0.22746 | 0 | 0.22746 | 0 | 0.22746 | 0 | 0.22746 | 0 | 3.6572 | 3.6572 | 3.6572 | 3.6572
267040-Residential Condensor Coil Cleaning Resid SF CZ10 VintAll | 0.28997 | 0.0027153 | 0.27799 | 210.6 | 631.8 | 0 | 0 | 0.22746 | 0 | 0.22746 | 0 | 0.22746 | 0 | 0.22746 | 0 | 3.6572 | 3.6572 | 3.6572 | 3.6572
267003-High Refrigerant Charge Adjustment (>= ±20% rated charge) Resid SF CZ10 Vint05 | 0.34898 | 0.0032679 | 0.37245 | 253.4548 | 2534.5476 | -0.11132 | -1.1132 | 0.26193 | 0.98982 | 0.26193 | 0.98982 | 0.25633 | 0.98982 | 0.25633 | 0.98982 | 4.5639 | 4.2403 | 4.5639 | 4.2403
267040-Residential Condensor Coil Cleaning Resid SF CZ10 VintAll | 0.28997 | 0.0027153 | 0.27799 | 210.6 | 631.8 | 0 | 0 | 0.22746 | 0 | 0.22746 | 0 | 0.22746 | 0 | 0.22746 | 0 | 3.6572 | 3.6572 | 3.6572 | 3.6572
267003-High Refrigerant Charge Adjustment (>= ±20% rated charge) Resid SF CZ10 Vint05 | 0.69795 | 0.0065357 | 0.74491 | 506.9095 | 5069.0952 | -0.22263 | -2.2263 | 0.26193 | 0.98982 | 0.26193 | 0.98982 | 0.25633 | 0.98982 | 0.25633 | 0.98982 | 4.5639 | 4.2403 | 4.5639 | 4.2403
267040-Residential Condensor Coil Cleaning Resid SF CZ10 VintAll | 0.28997 | 0.0027153 | 0.27799 | 210.6 | 631.8 | 0 | 0 | 0.22746 | 0 | 0.22746 | 0 | 0.22746 | 0 | 0.22746 | 0 | 3.6572 | 3.6572 | 3.6572 | 3.6572
267003-High Refrigerant Charge Adjustment (>= ±20% rated charge) Resid SF CZ10 Vint05 | 0.69795 | 0.0065357 | 0.74491 | 506.9095 | 5069.0952 | -0.22263 | -2.2263 | 0.26193 | 0.98982 | 0.26193 | 0.98982 | 0.25633 | 0.98982 | 0.25633 | 0.98982 | 4.5639 | 4.2403 | 4.5639 | 4.2403
267040-Residential Condensor Coil Cleaning Resid SF CZ10 VintAll | 0.28997 | 0.0027153 | 0.27799 | 210.6 | 631.8 | 0 | 0 | 0.22746 | 0 | 0.22746 | 0 | 0.22746 | 0 | 0.22746 | 0 | 3.6572 | 3.6572 | 3.6572 | 3.6572
267003-High Refrigerant Charge Adjustment (>= ±20% rated charge) Resid SF CZ10 Vint05 | 0.34898 | 0.0032679 | 0.37245 | 253.4548 | 2534.5476 | -0.11132 | -1.1132 | 0.25759 | 0.98982 | 0.25759 | 0.98982 | 0.23659 | 0.98982 | 0.23659 | 0.98982 | 4.3089 | 3.3923 | 4.3089 | 3.3923
267040-Residential Condensor Coil Cleaning Resid SF CZ10 VintAll | 0.28997 | 0.0027153 | 0.27799 | 210.6 | 631.8 | 0 | 0 | 0.22746 | 0 | 0.22746 | 0 | 0.22746 | 0 | 0.22746 | 0 | 3.6572 | 3.6572 | 3.6572 | 3.6572
267003-High Refrigerant Charge Adjustment (>= ±20% rated charge) Resid SF CZ10 Vint05 | 0.52346 | 0.0049018 | 0.55868 | 380.1821 | 3801.8214 | -0.16697 | -1.6697 | 0.26193 | 0.98982 | 0.26193 | 0.98982 | 0.25633 | 0.98982 | 0.25633 | 0.98982 | 4.5639 | 4.2403 | 4.5639 | 4.2403
267040-Residential Condensor Coil Cleaning Resid SF CZ10 VintAll | 0.28997 | 0.0027153 | 0.27799 | 210.6 | 631.8 | 0 | 0 | 0.22746 | 0 | 0.22746 | 0 | 0.22746 | 0 | 0.22746 | 0 | 3.6572 | 3.6572 | 3.6572 | 3.6572
267001-High Refrigerant Charge Adjustment (>= ±20% rated charge) Resid SFCZ10 Vint03 | 0.80048 | 0.0074958 | 0.42835 | 581.3707 | 5813.7066 | -0.15593 | -1.5593 | 0.28732 | 0.98982 | 0.28732 | 0.98982 | 0.28366 | 0.98982 | 0.28366 | 0.98982 | 6.9827 | 6.4875 | 6.9827 | 6.4875
267040-Residential Condensor Coil Cleaning Resid SF CZ10 VintAll | 0.28997 | 0.0027153 | 0.27799 | 210.6 | 631.8 | 0 | 0 | 0.22746 | 0 | 0.22746 | 0 | 0.22746 | 0 | 0.22746 | 0 | 3.6572 | 3.6572 | 3.6572 | 3.6572
267040-Residential Condensor Coil Cleaning Resid SF CZ10 VintAll | 0.28997 | 0.0027153 | 0.27799 | 210.6 | 631.8 | 0 | 0 | 0.22746 | 0 | 0.22746 | 0 | 0.22746 | 0 | 0.22746 | 0 | 3.6572 | 3.6572 | 3.6572 | 3.6572
267003-High Refrigerant Charge Adjustment (>= ±20% rated charge) Resid SF CZ10 Vint05 | 0.69795 | 0.0065357 | 0.74491 | 506.9095 | 5069.0952 | -0.22263 | -2.2263 | 0.26193 | 0.98982 | 0.26193 | 0.98982 | 0.25633 | 0.98982 | 0.25633 | 0.98982 | 4.5639 | 4.2403 | 4.5639 | 4.2403
267040-Residential Condensor Coil Cleaning Resid SF CZ10 VintAll | 0.28997 | 0.0027153 | 0.27799 | 210.6 | 631.8 | 0 | 0 | 0.22746 | 0 | 0.22746 | 0 | 0.22746 | 0 | 0.22746 | 0 | 3.6572 | 3.6572 | 3.6572 | 3.6572
267003-High Refrigerant Charge Adjustment (>= ±20% rated charge) Resid SF CZ10 Vint05 | 0.52346 | 0.0049018 | 0.55868 | 380.1821 | 3801.8214 | -0.16697 | -1.6697 | 0.26193 | 0.98982 | 0.26193 | 0.98982 | 0.25633 | 0.98982 | 0.25633 | 0.98982 | 4.5639 | 4.2403 | 4.5639 | 4.2403
267040-Residential Condensor Coil Cleaning Resid SF CZ10 VintAll | 0.28997 | 0.0027153 | 0.27799 | 210.6 | 631.8 | 0 | 0 | 0.22746 | 0 | 0.22746 | 0 | 0.22746 | 0 | 0.22746 | 0 | 3.6572 | 3.6572 | 3.6572 | 3.6572
267003-High Refrigerant Charge Adjustment (>= ±20% rated charge) Resid SF CZ10 Vint05 | 0.69795 | 0.0065357 | 0.74491 | 506.9095 | 5069.0952 | -0.22263 | -2.2263 | 0.26193 | 0.98982 | 0.26193 | 0.98982 | 0.25633 | 0.98982 | 0.25633 | 0.98982 | 4.5639 | 4.2403 | 4.5639 | 4.2403
267040-Residential Condensor Coil Cleaning Resid SF CZ10 VintAll | 0.28997 | 0.0027153 | 0.27799 | 210.6 | 631.8 | 0 | 0 | 0.22746 | 0 | 0.22746 | 0 | 0.22746 | 0 | 0.22746 | 0 | 3.6572 | 3.6572 | 3.6572 | 3.6572
267002-High Refrigerant Charge Adjustment (>= ±20% rated charge) Resid SF CZ10 Vint04 | 0.88396 | 0.0082775 | 0.7116 | 642.0055 | 6420.0552 | -0.2436 | -2.436 | 0.27737 | 0.98982 | 0.27737 | 0.98982 | 0.27295 | 0.98982 | 0.27295 | 0.98982 | 5.7813 | 5.3713 | 5.7813 | 5.3713
267040-Residential Condensor Coil Cleaning Resid SF CZ10 VintAll | 0.28997 | 0.0027153 | 0.27799 | 210.6 | 631.8 | 0 | 0 | 0.22746 | 0 | 0.22746 | 0 | 0.22746 | 0 | 0.22746 | 0 | 3.6572 | 3.6572 | 3.6572 | 3.6572
267002-High Refrigerant Charge Adjustment (>= ±20% rated charge) Resid SF CZ10 Vint04 | 1.105 | 0.010347 | 0.8895 | 802.5069 | 8025.069 | -0.3045 | -3.045 | 0.27737 | 0.98982 | 0.27737 | 0.98982 | 0.27295 | 0.98982 | 0.27295 | 0.98982 | 5.7813 | 5.3713 | 5.7813 | 5.3713
267040-Residential Condensor Coil Cleaning Resid SF CZ10 VintAll | 0.28997 | 0.0027153 | 0.27799 | 210.6 | 631.8 | 0 | 0 | 0.22746 | 0 | 0.22746 | 0 | 0.22746 | 0 | 0.22746 | 0 | 3.6572 | 3.6572 | 3.6572 | 3.6572
267003-High Refrigerant Charge Adjustment (>= ±20% rated charge) Resid SF CZ10 Vint05 | 0.87244 | 0.0081696 | 0.93113 | 633.6369 | 6336.369 | -0.27829 | -2.7829 | 0.26193 | 0.98982 | 0.26193 | 0.98982 | 0.25633 | 0.98982 | 0.25633 | 0.98982 | 4.5639 | 4.2403 | 4.5639 | 4.2403
267040-Residential Condensor Coil Cleaning Resid SF CZ10 VintAll | 0.28997 | 0.0027153 | 0.27799 | 210.6 | 631.8 | 0 | 0 | 0.22746 | 0 | 0.22746 | 0 | 0.22746 | 0 | 0.22746 | 0 | 3.6572 | 3.6572 | 3.6572 | 3.6572
267032-High Refrigerant Charge Adjustment (>= ±20% rated charge) Resid MF CZ10 Vint03 | 0.41917 | 0.0039251 | 0.33288 | 304.434 | 3044.34 | -0.24594 | -2.4594 | 0.27326 | 0.98982 | 0.27326 | 0.98982 | 0.26955 | 0.98982 | 0.26955 | 0.98982 | 5.3917 | 5.0877 | 5.3917 | 5.0877
267042-Residential Condensor Coil Cleaning Resid MF CZ10 VintAll | 0.19331 | 0.0018102 | 0.18533 | 140.4 | 421.2 | 0 | 0 | 0.18466 | 0 | 0.18466 | 0 | 0.18466 | 0 | 0.18466 | 0 | 2.4381 | 2.4381 | 2.4381 | 2.4381
267003-High Refrigerant Charge Adjustment (>= ±20% rated charge) Resid SF CZ10 Vint05 | 0.87244 | 0.0081696 | 0.93113 | 633.6369 | 6336.369 | -0.27829 | -2.7829 | 0.26193 | 0.98982 | 0.26193 | 0.98982 | 0.25633 | 0.98982 | 0.25633 | 0.98982 | 4.5639 | 4.2403 | 4.5639 | 4.2403
267040-Residential Condensor Coil Cleaning Resid SF CZ10 VintAll | 0.28997 | 0.0027153 | 0.27799 | 210.6 | 631.8 | 0 | 0 | 0.22746 | 0 | 0.22746 | 0 | 0.22746 | 0 | 0.22746 | 0 | 3.6572 | 3.6572 | 3.6572 | 3.6572
267034-High Refrigerant Charge Adjustment (>= ±20% rated charge) Resid MF CZ10 Vint05 | 0.30153 | 0.0028236 | 0.30962 | 218.9975 | 2189.9748 | -0.10423 | -1.0423 | 0.24906 | 0.98982 | 0.24906 | 0.98982 | 0.2439 | 0.98982 | 0.2439 | 0.98982 | 3.8824 | 3.6634 | 3.8824 | 3.6634
267042-Residential Condensor Coil Cleaning Resid MF CZ10 VintAll | 0.19331 | 0.0018102 | 0.18533 | 140.4 | 421.2 | 0 | 0 | 0.18466 | 0 | 0.18466 | 0 | 0.18466 | 0 | 0.18466 | 0 | 2.4381 | 2.4381 | 2.4381 | 2.4381
267034-High Refrigerant Charge Adjustment (>= ±20% rated charge) Resid MF CZ10 Vint05 | 0.30153 | 0.0028236 | 0.30962 | 218.9975 | 2189.9748 | -0.10423 | -1.0423 | 0.24906 | 0.98982 | 0.24906 | 0.98982 | 0.2439 | 0.98982 | 0.2439 | 0.98982 | 3.8824 | 3.6634 | 3.8824 | 3.6634
267042-Residential Condensor Coil Cleaning Resid MF CZ10 VintAll | 0.19331 | 0.0018102 | 0.18533 | 140.4 | 421.2 | 0 | 0 | 0.18466 | 0 | 0.18466 | 0 | 0.18466 | 0 | 0.18466 | 0 | 2.4381 | 2.4381 | 2.4381 | 2.4381
267034-High Refrigerant Charge Adjustment (>= ±20% rated charge) Resid MF CZ10 Vint05 | 0.30153 | 0.0028236 | 0.30962 | 218.9975 | 2189.9748 | -0.10423 | -1.0423 | 0.24906 | 0.98982 | 0.24906 | 0.98982 | 0.2439 | 0.98982 | 0.2439 | 0.98982 | 3.8824 | 3.6634 | 3.8824 | 3.6634
267042-Residential Condensor Coil Cleaning Resid MF CZ10 VintAll | 0.19331 | 0.0018102 | 0.18533 | 140.4 | 421.2 | 0 | 0 | 0.18466 | 0 | 0.18466 | 0 | 0.18466 | 0 | 0.18466 | 0 | 2.4381 | 2.4381 | 2.4381 | 2.4381
267034-High Refrigerant Charge Adjustment (>= ±20% rated charge) Resid MF CZ10 Vint05 | 0.30153 | 0.0028236 | 0.30962 | 218.9975 | 2189.9748 | -0.10423 | -1.0423 | 0.24906 | 0.98982 | 0.24906 | 0.98982 | 0.2439 | 0.98982 | 0.2439 | 0.98982 | 3.8824 | 3.6634 | 3.8824 | 3.6634
267042-Residential Condensor Coil Cleaning Resid MF CZ10 VintAll | 0.19331 | 0.0018102 | 0.18533 | 140.4 | 421.2 | 0 | 0 | 0.18466 | 0 | 0.18466 | 0 | 0.18466 | 0 | 0.18466 | 0 | 2.4381 | 2.4381 | 2.4381 | 2.4381
267034-High Refrigerant Charge Adjustment (>= ±20% rated charge) Resid MF CZ10 Vint05 | 0.30153 | 0.0028236 | 0.30962 | 218.9975 | 2189.9748 | -0.10423 | -1.0423 | 0.24906 | 0.98982 | 0.24906 | 0.98982 | 0.2439 | 0.98982 | 0.2439 | 0.98982 | 3.8824 | 3.6634 | 3.8824 | 3.6634
267042-Residential Condensor Coil Cleaning Resid MF CZ10 VintAll | 0.19331 | 0.0018102 | 0.18533 | 140.4 | 421.2 | 0 | 0 | 0.18466 | 0 | 0.18466 | 0 | 0.18466 | 0 | 0.18466 | 0 | 2.4381 | 2.4381 | 2.4381 | 2.4381
267034-High Refrigerant Charge Adjustment (>= ±20% rated charge) Resid MF CZ10 Vint05 | 0.30153 | 0.0028236 | 0.30962 | 218.9975 | 2189.9748 | -0.10423 | -1.0423 | 0.24906 | 0.98982 | 0.24906 | 0.98982 | 0.2439 | 0.98982 | 0.2439 | 0.98982 | 3.8824 | 3.6634 | 3.8824 | 3.6634
267042-Residential Condensor Coil Cleaning Resid MF CZ10 VintAll | 0.19331 | 0.0018102 | 0.18533 | 140.4 | 421.2 | 0 | 0 | 0.18466 | 0 | 0.18466 | 0 | 0.18466 | 0 | 0.18466 | 0 | 2.4381 | 2.4381 | 2.4381 | 2.4381
267001-High Refrigerant Charge Adjustment (>= ±20% rated charge) Resid SFCZ10 Vint03 | 0.80048 | 0.0074958 | 0.42835 | 581.3707 | 5813.7066 | -0.15593 | -1.5593 | 0.28732 | 0.98982 | 0.28732 | 0.98982 | 0.28366 | 0.98982 | 0.28366 | 0.98982 | 6.9827 | 6.4875 | 6.9827 | 6.4875
267040-Residential Condensor Coil Cleaning Resid SF CZ10 VintAll | 0.28997 | 0.0027153 | 0.27799 | 210.6 | 631.8 | 0 | 0 | 0.22746 | 0 | 0.22746 | 0 | 0.22746 | 0 | 0.22746 | 0 | 3.6572 | 3.6572 | 3.6572 | 3.6572
267001-High Refrigerant Charge Adjustment (>= ±20% rated charge) Resid SFCZ10 Vint03 | 1.3341 | 0.012493 | 0.71392 | 968.9511 | 9689.511 | -0.25989 | -2.5989 | 0.28732 | 0.98982 | 0.28732 | 0.98982 | 0.28366 | 0.98982 | 0.28366 | 0.98982 | 6.9827 | 6.4875 | 6.9827 | 6.4875
267040-Residential Condensor Coil Cleaning Resid SF CZ10 VintAll | 0.28997 | 0.0027153 | 0.27799 | 210.6 | 631.8 | 0 | 0 | 0.22746 | 0 | 0.22746 | 0 | 0.22746 | 0 | 0.22746 | 0 | 3.6572 | 3.6572 | 3.6572 | 3.6572
267002-High Refrigerant Charge Adjustment (>= ±20% rated charge) Resid SF CZ10 Vint04 | 0.88396 | 0.0082775 | 0.7116 | 642.0055 | 6420.0552 | -0.2436 | -2.436 | 0.27737 | 0.98982 | 0.27737 | 0.98982 | 0.27295 | 0.98982 | 0.27295 | 0.98982 | 5.7813 | 5.3713 | 5.7813 | 5.3713
267040-Residential Condensor Coil Cleaning Resid SF CZ10 VintAll | 0.28997 | 0.0027153 | 0.27799 | 210.6 | 631.8 | 0 | 0 | 0.22746 | 0 | 0.22746 | 0 | 0.22746 | 0 | 0.22746 | 0 | 3.6572 | 3.6572 | 3.6572 | 3.6572
267040-Residential Condensor Coil Cleaning Resid SF CZ10 VintAll | 0.28997 | 0.0027153 | 0.27799 | 210.6 | 631.8 | 0 | 0 | 0.22746 | 0 | 0.22746 | 0 | 0.22746 | 0 | 0.22746 | 0 | 3.6572 | 3.6572 | 3.6572 | 3.6572
267002-High Refrigerant Charge Adjustment (>= ±20% rated charge) Resid SF CZ10 Vint04 | 0.44198 | 0.0041388 | 0.3558 | 321.0028 | 3210.0276 | -0.1218 | -1.218 | 0.27394 | 0.98982 | 0.27394 | 0.98982 | 0.25736 | 0.98982 | 0.25736 | 0.98982 | 5.4582 | 4.2971 | 5.4582 | 4.2971
267040-Residential Condensor Coil Cleaning Resid SF CZ10 VintAll | 0.28997 | 0.0027153 | 0.27799 | 210.6 | 631.8 | 0 | 0 | 0.22746 | 0 | 0.22746 | 0 | 0.22746 | 0 | 0.22746 | 0 | 3.6572 | 3.6572 | 3.6572 | 3.6572
267034-High Refrigerant Charge Adjustment (>= ±20% rated charge) Resid MF CZ10 Vint05 | 0.30153 | 0.0028236 | 0.30962 | 218.9975 | 2189.9748 | -0.10423 | -1.0423 | 0.24906 | 0.98982 | 0.24906 | 0.98982 | 0.2439 | 0.98982 | 0.2439 | 0.98982 | 3.8824 | 3.6634 | 3.8824 | 3.6634
267042-Residential Condensor Coil Cleaning Resid MF CZ10 VintAll | 0.19331 | 0.0018102 | 0.18533 | 140.4 | 421.2 | 0 | 0 | 0.18466 | 0 | 0.18466 | 0 | 0.18466 | 0 | 0.18466 | 0 | 2.4381 | 2.4381 | 2.4381 | 2.4381
267034-High Refrigerant Charge Adjustment (>= ±20% rated charge) Resid MF CZ10 Vint05 | 0.30153 | 0.0028236 | 0.30962 | 218.9975 | 2189.9748 | -0.10423 | -1.0423 | 0.24906 | 0.98982 | 0.24906 | 0.98982 | 0.2439 | 0.98982 | 0.2439 | 0.98982 | 3.8824 | 3.6634 | 3.8824 | 3.6634
267042-Residential Condensor Coil Cleaning Resid MF CZ10 VintAll | 0.19331 | 0.0018102 | 0.18533 | 140.4 | 421.2 | 0 | 0 | 0.18466 | 0 | 0.18466 | 0 | 0.18466 | 0 | 0.18466 | 0 | 2.4381 | 2.4381 | 2.4381 | 2.4381
267034-High Refrigerant Charge Adjustment (>= ±20% rated charge) Resid MF CZ10 Vint05 | 0.30153 | 0.0028236 | 0.30962 | 218.9975 | 2189.9748 | -0.10423 | -1.0423 | 0.24906 | 0.98982 | 0.24906 | 0.98982 | 0.2439 | 0.98982 | 0.2439 | 0.98982 | 3.8824 | 3.6634 | 3.8824 | 3.6634
267042-Residential Condensor Coil Cleaning Resid MF CZ10 VintAll | 0.19331 | 0.0018102 | 0.18533 | 140.4 | 421.2 | 0 | 0 | 0.18466 | 0 | 0.18466 | 0 | 0.18466 | 0 | 0.18466 | 0 | 2.4381 | 2.4381 | 2.4381 | 2.4381
267034-High Refrigerant Charge Adjustment (>= ±20% rated charge) Resid MF CZ10 Vint05 | 0.30153 | 0.0028236 | 0.30962 | 218.9975 | 2189.9748 | -0.10423 | -1.0423 | 0.24906 | 0.98982 | 0.24906 | 0.98982 | 0.2439 | 0.98982 | 0.2439 | 0.98982 | 3.8824 | 3.6634 | 3.8824 | 3.6634
267042-Residential Condensor Coil Cleaning Resid MF CZ10 VintAll | 0.19331 | 0.0018102 | 0.18533 | 140.4 | 421.2 | 0 | 0 | 0.18466 | 0 | 0.18466 | 0 | 0.18466 | 0 | 0.18466 | 0 | 2.4381 | 2.4381 | 2.4381 | 2.4381
267034-High Refrigerant Charge Adjustment (>= ±20% rated charge) Resid MF CZ10 Vint05 | 0.30153 | 0.0028236 | 0.30962 | 218.9975 | 2189.9748 | -0.10423 | -1.0423 | 0.24906 | 0.98982 | 0.24906 | 0.98982 | 0.2439 | 0.98982 | 0.2439 | 0.98982 | 3.8824 | 3.6634 | 3.8824 | 3.6634
267042-Residential Condensor Coil Cleaning Resid MF CZ10 VintAll | 0.19331 | 0.0018102 | 0.18533 | 140.4 | 421.2 | 0 | 0 | 0.18466 | 0 | 0.18466 | 0 | 0.18466 | 0 | 0.18466 | 0 | 2.4381 | 2.4381 | 2.4381 | 2.4381
267034-High Refrigerant Charge Adjustment (>= ±20% rated charge) Resid MF CZ10 Vint05 | 0.30153 | 0.0028236 | 0.30962 | 218.9975 | 2189.9748 | -0.10423 | -1.0423 | 0.24403 | 0.98982 | 0.24403 | 0.98982 | 0.22106 | 0.98982 | 0.22106 | 0.98982 | 3.6686 | 2.9308 | 3.6686 | 2.9308
267042-Residential Condensor Coil Cleaning Resid MF CZ10 VintAll | 0.19331 | 0.0018102 | 0.18533 | 140.4 | 421.2 | 0 | 0 | 0.18466 | 0 | 0.18466 | 0 | 0.18466 | 0 | 0.18466 | 0 | 2.4381 | 2.4381 | 2.4381 | 2.4381
267034-High Refrigerant Charge Adjustment (>= ±20% rated charge) Resid MF CZ10 Vint05 | 0.30153 | 0.0028236 | 0.30962 | 218.9975 | 2189.9748 | -0.10423 | -1.0423 | 0.24403 | 0.98982 | 0.24403 | 0.98982 | 0.22106 | 0.98982 | 0.22106 | 0.98982 | 3.6686 | 2.9308 | 3.6686 | 2.9308
267042-Residential Condensor Coil Cleaning Resid MF CZ10 VintAll | 0.19331 | 0.0018102 | 0.18533 | 140.4 | 421.2 | 0 | 0 | 0.18466 | 0 | 0.18466 | 0 | 0.18466 | 0 | 0.18466 | 0 | 2.4381 | 2.4381 | 2.4381 | 2.4381
267034-High Refrigerant Charge Adjustment (>= ±20% rated charge) Resid MF CZ10 Vint05 | 0.30153 | 0.0028236 | 0.30962 | 218.9975 | 2189.9748 | -0.10423 | -1.0423 | 0.24403 | 0.98982 | 0.24403 | 0.98982 | 0.22106 | 0.98982 | 0.22106 | 0.98982 | 3.6686 | 2.9308 | 3.6686 | 2.9308
267042-Residential Condensor Coil Cleaning Resid MF CZ10 VintAll | 0.19331 | 0.0018102 | 0.18533 | 140.4 | 421.2 | 0 | 0 | 0.18466 | 0 | 0.18466 | 0 | 0.18466 | 0 | 0.18466 | 0 | 2.4381 | 2.4381 | 2.4381 | 2.4381
267034-High Refrigerant Charge Adjustment (>= ±20% rated charge) Resid MF CZ10 Vint05 | 0.30153 | 0.0028236 | 0.30962 | 218.9975 | 2189.9748 | -0.10423 | -1.0423 | 0.24403 | 0.98982 | 0.24403 | 0.98982 | 0.22106 | 0.98982 | 0.22106 | 0.98982 | 3.6686 | 2.9308 | 3.6686 | 2.9308
267042-Residential Condensor Coil Cleaning Resid MF CZ10 VintAll | 0.19331 | 0.0018102 | 0.18533 | 140.4 | 421.2 | 0 | 0 | 0.18466 | 0 | 0.18466 | 0 | 0.18466 | 0 | 0.18466 | 0 | 2.4381 | 2.4381 | 2.4381 | 2.4381
267033-High Refrigerant Charge Adjustment (>= ±20% rated charge) Resid MF CZ10 Vint04 | 0.36782 | 0.0034444 | 0.35275 | 267.1438 | 2671.4376 | -0.16413 | -1.6413 | 0.26048 | 0.98982 | 0.26048 | 0.98982 | 0.24165 | 0.98982 | 0.24165 | 0.98982 | 4.4733 | 3.5736 | 4.4733 | 3.5736
267042-Residential Condensor Coil Cleaning Resid MF CZ10 VintAll | 0.19331 | 0.0018102 | 0.18533 | 140.4 | 421.2 | 0 | 0 | 0.18466 | 0 | 0.18466 | 0 | 0.18466 | 0 | 0.18466 | 0 | 2.4381 | 2.4381 | 2.4381 | 2.4381
267040-Residential Condensor Coil Cleaning Resid SF CZ10 VintAll | 0.28997 | 0.0027153 | 0.27799 | 210.6 | 631.8 | 0 | 0 | 0.22746 | 0 | 0.22746 | 0 | 0.22746 | 0 | 0.22746 | 0 | 3.6572 | 3.6572 | 3.6572 | 3.6572
267002-High Refrigerant Charge Adjustment (>= ±20% rated charge) Resid SF CZ10 Vint04 | 0.88396 | 0.0082775 | 0.7116 | 642.0055 | 6420.0552 | -0.2436 | -2.436 | 0.27737 | 0.98982 | 0.27737 | 0.98982 | 0.27295 | 0.98982 | 0.27295 | 0.98982 | 5.7813 | 5.3713 | 5.7813 | 5.3713
267040-Residential Condensor Coil Cleaning Resid SF CZ10 VintAll | 0.28997 | 0.0027153 | 0.27799 | 210.6 | 631.8 | 0 | 0 | 0.22746 | 0 | 0.22746 | 0 | 0.22746 | 0 | 0.22746 | 0 | 3.6572 | 3.6572 | 3.6572 | 3.6572
267002-High Refrigerant Charge Adjustment (>= ±20% rated charge) Resid SF CZ10 Vint04 | 0.88396 | 0.0082775 | 0.7116 | 642.0055 | 6420.0552 | -0.2436 | -2.436 | 0.27737 | 0.98982 | 0.27737 | 0.98982 | 0.27295 | 0.98982 | 0.27295 | 0.98982 | 5.7813 | 5.3713 | 5.7813 | 5.3713
267040-Residential Condensor Coil Cleaning Resid SF CZ10 VintAll | 0.28997 | 0.0027153 | 0.27799 | 210.6 | 631.8 | 0 | 0 | 0.22746 | 0 | 0.22746 | 0 | 0.22746 | 0 | 0.22746 | 0 | 3.6572 | 3.6572 | 3.6572 | 3.6572
267034-High Refrigerant Charge Adjustment (>= ±20% rated charge) Resid MF CZ10 Vint05 | 0.30153 | 0.0028236 | 0.30962 | 218.9975 | 2189.9748 | -0.10423 | -1.0423 | 0.24906 | 0.98982 | 0.24906 | 0.98982 | 0.2439 | 0.98982 | 0.2439 | 0.98982 | 3.8824 | 3.6634 | 3.8824 | 3.6634
267042-Residential Condensor Coil Cleaning Resid MF CZ10 VintAll | 0.19331 | 0.0018102 | 0.18533 | 140.4 | 421.2 | 0 | 0 | 0.18466 | 0 | 0.18466 | 0 | 0.18466 | 0 | 0.18466 | 0 | 2.4381 | 2.4381 | 2.4381 | 2.4381
267042-Residential Condensor Coil Cleaning Resid MF CZ10 VintAll | 0.19331 | 0.0018102 | 0.18533 | 140.4 | 421.2 | 0 | 0 | 0.18466 | 0 | 0.18466 | 0 | 0.18466 | 0 | 0.18466 | 0 | 2.4381 | 2.4381 | 2.4381 | 2.4381
267034-High Refrigerant Charge Adjustment (>= ±20% rated charge) Resid MF CZ10 Vint05 | 0.30153 | 0.0028236 | 0.30962 | 218.9975 | 2189.9748 | -0.10423 | -1.0423 | 0.24906 | 0.98982 | 0.24906 | 0.98982 | 0.2439 | 0.98982 | 0.2439 | 0.98982 | 3.8824 | 3.6634 | 3.8824 | 3.6634
267042-Residential Condensor Coil Cleaning Resid MF CZ10 VintAll | 0.19331 | 0.0018102 | 0.18533 | 140.4 | 421.2 | 0 | 0 | 0.18466 | 0 | 0.18466 | 0 | 0.18466 | 0 | 0.18466 | 0 | 2.4381 | 2.4381 | 2.4381 | 2.4381
267034-High Refrigerant Charge Adjustment (>= ±20% rated charge) Resid MF CZ10 Vint05 | 0.30153 | 0.0028236 | 0.30962 | 218.9975 | 2189.9748 | -0.10423 | -1.0423 | 0.24906 | 0.98982 | 0.24906 | 0.98982 | 0.2439 | 0.98982 | 0.2439 | 0.98982 | 3.8824 | 3.6634 | 3.8824 | 3.6634
267042-Residential Condensor Coil Cleaning Resid MF CZ10 VintAll | 0.19331 | 0.0018102 | 0.18533 | 140.4 | 421.2 | 0 | 0 | 0.18466 | 0 | 0.18466 | 0 | 0.18466 | 0 | 0.18466 | 0 | 2.4381 | 2.4381 | 2.4381 | 2.4381
267001-High Refrigerant Charge Adjustment (>= ±20% rated charge) Resid SFCZ10 Vint03 | 0.80048 | 0.0074958 | 0.42835 | 581.3707 | 5813.7066 | -0.15593 | -1.5593 | 0.28732 | 0.98982 | 0.28732 | 0.98982 | 0.28366 | 0.98982 | 0.28366 | 0.98982 | 6.9827 | 6.4875 | 6.9827 | 6.4875
267040-Residential Condensor Coil Cleaning Resid SF CZ10 VintAll | 0.28997 | 0.0027153 | 0.27799 | 210.6 | 631.8 | 0 | 0 | 0.22746 | 0 | 0.22746 | 0 | 0.22746 | 0 | 0.22746 | 0 | 3.6572 | 3.6572 | 3.6572 | 3.6572
267002-High Refrigerant Charge Adjustment (>= ±20% rated charge) Resid SF CZ10 Vint04 | 0.88396 | 0.0082775 | 0.7116 | 642.0055 | 6420.0552 | -0.2436 | -2.436 | 0.27737 | 0.98982 | 0.27737 | 0.98982 | 0.27295 | 0.98982 | 0.27295 | 0.98982 | 5.7813 | 5.3713 | 5.7813 | 5.3713
267040-Residential Condensor Coil Cleaning Resid SF CZ10 VintAll | 0.28997 | 0.0027153 | 0.27799 | 210.6 | 631.8 | 0 | 0 | 0.22746 | 0 | 0.22746 | 0 | 0.22746 | 0 | 0.22746 | 0 | 3.6572 | 3.6572 | 3.6572 | 3.6572

## Output
Program Summary |  | Nominal | Present Value | [5 empty] | Avoided Cost Version
Proposer Name |  | 0 | [6 empty] | 2010-05-04
Program Name |  | 0 | [6 empty] | 2010-05-04
Total Program Budget ($) |  | 119733.1 | 110182.1541 | [5 empty] | Base Year
2009
Net Participant Cost ($) |  | -23881.441 | -21976.4511 | [5 empty] | SDG&E 09-11 4g3.xls
Program Impacts | [9 empty] | Program Impacts (Gross)
| Annual Net kWh | Lifecycle Net kWh | Annual Net Therms | Lifecycle Net Therms | Net Jul-Sept Pk (kW) | Net Dec-Feb Pk (kW) | Net CEC (kW) | User Entered kW |  |  | Annual Gross kWh | Lifecycle Gross kWh | Annual Gross Therms | Lifecycle Gross Therms | User Entered kW
2009-2011 | 256786.4873 | 1902092.7878 | 1480.8981 | 26849.8495 | 194.8929 | 20.9559 | 0 | 197.5034 |  | 2009-2011 | 317776.531 | 2357638.598 | 1898.5873 | 34422.884 | 249.7599
2012-2015 | 0 | 0 | 0 | 0 | 0 | 0 | 0 | 0 |  | 2012-2015 | 0 | 0 | 0 | 0 | 0
2016-2019 | 0 | 0 | 0 | 0 | 0 | 0 | 0 | 0 |  | 2016-2019 | 0 | 0 | 0 | 0 | 0
Cost Effectiveness (Lifecycle Present Value Dollars)
|  | Benefits |  |  | Benefit - Cost
| Cost | Electric | Gas | Incentives | NPV | B/C Ratio | Notes
Program TRC ($) | 88205.703 | 306806.2657 | 14629.4527 | NA | 233230.0154 | 3.6442 | *1
Program PAC ($) | 110182.1541 | 306806.2657 | 14629.4527 | NA | 211253.5643 | 2.9173 | *1,2
Program RIM ($) | 110182.1541 | 306806.2657 | 14629.4527 | NA | 211253.5643 | 2.9173 | *1
*1 B/C Ratio is an approximation because any supply cost increases are treated as negative benefits rather than as a cost as in the Standard Practice Manual
*2 PAC benefits include environmental costs. This is to be consistent with the TRC benefits, but is not strictly consistent with the Standard Practice Manual.
Levelized Cost and Benefit (All Measures Installed through 2019)
| Discounted Savings |  |  |  | Benefit - Cost
| kWh | Therms | Cost | Benefits | NPV
TRC ($/kWh ) | 1278767.4208 |  | 0.066245 | 0.23992 | 0.17368
PAC ($/kWh) | 1278767.4208 |  | 0.081146 | 0.23992 | 0.15878
RIM ($/kWh) | 1278767.4208 |  | 0.082241 | 0.23992 | 0.15768
TRC ($/therm) |  | 13529.6205 | 0.23396 | 1.0813 | 0.84734
PAC ($/therm) |  | 13529.6205 | 0.44081 | 1.0813 | 0.64048
RIM ($/therm) |  | 13529.6205 | 0.37065 | 1.0813 | 0.71064
Emissions Reductions | [9 empty] | Emissions Reductions (Gross)
| Electric Reductions |  |  | Gas Reductions | [6 empty] | Electric Reductions |  |  | Gas Reductions
Annual Reductions | CO2 (tons) | NOX (lbs) | PM-10 (lbs) | CO2 (tons) | NOX (lbs) |  |  |  |  | Annual Reductions | CO2 (tons) | NOX (lbs) | PM-10 (lbs) | CO2 (tons) | NOX (lbs)
2009 | 148.3681 | 40.4371 | 19.0176 | 8.6633 | 13.6243 | * annual reductions are the units |  |  |  | 2009 | 183.6404 | 50.0574 | 23.5379 | 11.1067 | 17.467 | * annual reductions are the units
2010 | 0 | 0 | 0 | 0 | 0 | implemented in the year, times |  |  |  | 2010 | 0 | 0 | 0 | 0 | 0 | implemented in the year, times
2011 | 0 | 0 | 0 | 0 | 0 | the annual emission reduction |  |  |  | 2011 | 0 | 0 | 0 | 0 | 0 | the annual emission reduction
2012 | 0 | 0 | 0 | 0 | 0 | for the measure. |  |  |  | 2012 | 0 | 0 | 0 | 0 | 0 | for the measure.
2013 | 0 | 0 | 0 | 0 | 0 |  |  |  |  | 2013 | 0 | 0 | 0 | 0 | 0
2014 | 0 | 0 | 0 | 0 | 0 |  |  |  |  | 2014 | 0 | 0 | 0 | 0 | 0
2015 | 0 | 0 | 0 | 0 | 0 |  |  |  |  | 2015 | 0 | 0 | 0 | 0 | 0
2016 | 0 | 0 | 0 | 0 | 0 |  |  |  |  | 2016 | 0 | 0 | 0 | 0 | 0
2017 | 0 | 0 | 0 | 0 | 0 |  |  |  |  | 2017 | 0 | 0 | 0 | 0 | 0
2018 | 0 | 0 | 0 | 0 | 0 |  |  |  |  | 2018 | 0 | 0 | 0 | 0 | 0
2019 | 0 | 0 | 0 | 0 | 0 |  |  |  |  | 2019 | 0 | 0 | 0 | 0 | 0
Total Annual | 148.3681 | 40.4371 | 19.0176 | 8.6633 | 13.6243 |  |  |  |  | Total Annual | 183.6404 | 50.0574 | 23.5379 | 11.1067 | 17.467
Lifecycle Reductions | [9 empty] | Lifecycle Reductions
2009 | 1100.5704 | 300.2893 | 141.0275 | 157.0716 | 247.0186 |  |  |  |  | 2009 | 1364.4542 | 372.3536 | 174.8336 | 201.3739 | 316.6905
2010 | 0 | 0 | 0 | 0 | 0 |  |  |  |  | 2010 | 0 | 0 | 0 | 0 | 0
2011 | 0 | 0 | 0 | 0 | 0 |  |  |  |  | 2011 | 0 | 0 | 0 | 0 | 0
2012 | 0 | 0 | 0 | 0 | 0 |  |  |  |  | 2012 | 0 | 0 | 0 | 0 | 0
2013 | 0 | 0 | 0 | 0 | 0 |  |  |  |  | 2013 | 0 | 0 | 0 | 0 | 0
2014 | 0 | 0 | 0 | 0 | 0 |  |  |  |  | 2014 | 0 | 0 | 0 | 0 | 0
2015 | 0 | 0 | 0 | 0 | 0 |  |  |  |  | 2015 | 0 | 0 | 0 | 0 | 0
2016 | 0 | 0 | 0 | 0 | 0 |  |  |  |  | 2016 | 0 | 0 | 0 | 0 | 0
2017 | 0 | 0 | 0 | 0 | 0 |  |  |  |  | 2017 | 0 | 0 | 0 | 0 | 0
2018 | 0 | 0 | 0 | 0 | 0 |  |  |  |  | 2018 | 0 | 0 | 0 | 0 | 0
2019 | 0 | 0 | 0 | 0 | 0 |  |  |  |  | 2019 | 0 | 0 | 0 | 0 | 0
Total Lifecycle | 1100.5704 | 300.2893 | 141.0275 | 157.0716 | 247.0186 |  |  |  |  | Total Lifecycle | 1364.4542 | 372.3536 | 174.8336 | 201.3739 | 316.6905
Reductions based on total annual installations | [9 empty] | Reductions based on total annual installations (Gross)
| Annual Net kWh | Lifecycle Net kWh | Annual Net Therms | Lifecycle Net Therms | Net July-Sept Peak (kW) | Net Dec-Feb (kW) |  | User Entered kW | Net Annual NCP (kW) |  | Annual Gross kWh | Lifecycle Gross kWh | Annual Gross Therms | Lifecycle Gross Therms | User Entered kW
2009 | 256786.4873 | 1902092.7878 | 1480.8981 | 26849.8495 | 194.8929 | 20.9559 |  | 197.5034 | 0 | 2009 | 317776.531 | 2357638.598 | 1898.5873 | 34422.884 | 249.7599
2010 | 0 | 0 | 0 | 0 | 0 | 0 |  | 0 | 349.7376 | 2010 | 0 | 0 | 0 | 0 | 0
2011 | 0 | 0 | 0 | 0 | 0 | 0 |  | 0 | 0 | 2011 | 0 | 0 | 0 | 0 | 0
2012 | 0 | 0 | 0 | 0 | 0 | 0 |  | 0 | 0 | 2012 | 0 | 0 | 0 | 0 | 0
2013 | 0 | 0 | 0 | 0 | 0 | 0 |  | 0 | -100.336 | 2013 | 0 | 0 | 0 | 0 | 0
2014 | 0 | 0 | 0 | 0 | 0 | 0 |  | 0 | 0 | 2014 | 0 | 0 | 0 | 0 | 0
2015 | 0 | 0 | 0 | 0 | 0 | 0 |  | 0 | -22.5706 | 2015 | 0 | 0 | 0 | 0 | 0
2016 | 0 | 0 | 0 | 0 | 0 | 0 |  | 0 | 0 | 2016 | 0 | 0 | 0 | 0 | 0
2017 | 0 | 0 | 0 | 0 | 0 | 0 |  | 0 | 0 | 2017 | 0 | 0 | 0 | 0 | 0
2018 | 0 | 0 | 0 | 0 | 0 | 0 |  | 0 | 0 | 2018 | 0 | 0 | 0 | 0 | 0
2019 | 0 | 0 | 0 | 0 | 0 | 0 |  | 0 | 0 | 2019 | 0 | 0 | 0 | 0 | 0
Total | 256786.4873 | 1902092.7878 | 1480.8981 | 26849.8495 | 194.8929 | 20.9559 |  | 197.5034 | 226.831 | Total | 317776.531 | 2357638.598 | 1898.5873 | 34422.884 | 249.7599
Net Impacts by Sector (All Measures Installed through 2019)
| Annual Net kWh | Lifecycle Net kWh | Annual Net Therms | Lifecycle Net Therms | Net July-Sept Peak (kW) | Net Dec-Feb (kW) |  | User Entered kW | TRC Lifecycle Net Benefits* ($)
Total | 256786.4873 | 1902092.7878 | 1480.8981 | 26849.8495 | 194.8929 | 20.9559 |  | 197.5034 | 233230.0154
RES | 0 | 0 | 0 | 0 | 0 | 0 |  | 0 | 0
NON_RES | 0 | 0 | 0 | 0 | 0 | 0 |  | 0 | 0
Residential | 105880.8106 | 1007712.0908 | 1480.8981 | 26849.8495 | 145.785 | 1.3651 |  | 129.0252 | 172598.276
Commercial | 150905.6767 | 894380.697 | 0 | 0 | 49.1079 | 19.5907 |  | 68.4782 | 60631.7394
Industrial | 0 | 0 | 0 | 0 | 0 | 0 |  | 0 | 0
Agricultural | 0 | 0 | 0 | 0 | 0 | 0 |  | 0 | 0
Not Used | 0 | 0 | 0 | 0 | 0 | 0 |  | 0 | 0
0 | 0 | 0 | 0 | 0 | 0 | 0 |  | 0 | 0
0 | 0 | 0 | 0 | 0 | 0 | 0 |  | 0 | 0
0 | 0 | 0 | 0 | 0 | 0 | 0 |  | 0 | 0
0 | 0 | 0 | 0 | 0 | 0 | 0 |  | 0 | 0
0 | 0 | 0 | 0 | 0 | 0 | 0 |  | 0 | 0
0 |  |  | 0 |  |  |  |  | 0 | 0
0 |  |  | 0 |  |  |  |  | 0 | 0
0 |  |  | 0 |  |  |  |  | 0 | 0
0 |  |  | 0 |  |  |  |  | 0 | 0
0 |  |  | 0 |  |  |  |  | 0 | 0
0 |  |  | 0 |  |  |  |  | 0 | 0
0 |  |  | 0 |  |  |  |  | 0 | 0
0 |  |  | 0 |  |  |  |  | 0 | 0
0 |  |  | 0 |  |  |  |  | 0 | 0
0 |  |  | 0 |  |  |  |  | 0 | 0
0 |  |  | 0 |  |  |  |  | 0 | 0
Other and unspecified | 0 | 0 | 0 | 0 | 0 | 0 | 0 | 4.8317e-13 | 8.1491e-10
* Include program-level and admin costs allocated based to total gas and electric programs at the measure level.
Net Impacts by CPUC End Use Categories (All Measures Installed through 2019)
| Annual Net kWh | Lifecycle Net kWh | Annual Net Therms | Lifecycle Net Therms | Net July-Sept Peak (kW) | Net Dec-Feb Pk (kW) |  | User Entered kW | TRC Lifecycle Net Benefits* ($)
Total | 256786.4873 | 1902092.7878 | 1480.8981 | 26849.8495 | 194.8929 | 20.9559 |  | 197.5034 | 233230.0154
Clothes Dryer | 0 | 0 | 0 | 0 | 0 | 0 |  | 0 | 0
Clothes Washer | 0 | 0 | 0 | 0 | 0 | 0 |  | 0 | 0
Consumer Electronics | 0 | 0 | 0 | 0 | 0 | 0 |  | 0 | 0
Cooking | 0 | 0 | 0 | 0 | 0 | 0 |  | 0 | 0
Dishwasher | 0 | 0 | 0 | 0 | 0 | 0 |  | 0 | 0
Other Appliance | 0 | 0 | 0 | 0 | 0 | 0 |  | 0 | 0
Office Equipment | 0 | 0 | 0 | 0 | 0 | 0 |  | 0 | 0
Building shell | 0 | 0 | 0 | 0 | 0 | 0 |  | 0 | 0
Space Cooling | 256786.4873 | 1902092.7878 | 1480.8981 | 26849.8495 | 194.8929 | 20.9559 |  | 197.5034 | 233230.0154
Space Heating | 0 | 0 | 0 | 0 | 0 | 0 |  | 0 | 0
Ventilation | 0 | 0 | 0 | 0 | 0 | 0 |  | 0 | 0
Interior Lighting | 0 | 0 | 0 | 0 | 0 | 0 |  | 0 | 0
Exterior Lighting | 0 | 0 | 0 | 0 | 0 | 0 |  | 0 | 0
Daylighting | 0 | 0 | 0 | 0 | 0 | 0 |  | 0 | 0
Motors | 0 | 0 | 0 | 0 | 0 | 0 |  | 0 | 0
Process | 0 | 0 | 0 | 0 | 0 | 0 |  | 0 | 0
Compressed Air | 0 | 0 | 0 | 0 | 0 | 0 |  | 0 | 0
Food Processor | 0 | 0 | 0 | 0 | 0 | 0 |  | 0 | 0
Refrigeration | 0 | 0 | 0 | 0 | 0 | 0 |  | 0 | 0
Freezers | 0 | 0 | 0 | 0 | 0 | 0 |  | 0 | 0
Pumps | 0 | 0 | 0 | 0 | 0 | 0 |  | 0 | 0
Pool Pump | 0 | 0 | 0 | 0 | 0 | 0 |  | 0 | 0
Domestic Hot Water | 0 | 0 | 0 | 0 | 0 | 0 |  | 0 | 0
Water Heating | 0 | 0 | 0 | 0 | 0 | 0 |  | 0 | 0
Other and unspecified | 0 | 0 | 0 | 0 | 0 | 0 | 0 | 0 | 0
* Include program-level and admin costs allocated based to total gas and electric programs at the measure level.
Net Impacts by Climate Zone (All Measures Installed through 2016)
| Annual Net kWh | Lifecycle Net kWh | Annual Net Therms | Lifecycle Net Therms | Net July-Sept Peak (kW) | Net dec-Feb Pk (kW) |  | User Entered kW | TRC Lifecycle Net Benefits* ($)
Total | 256786.4873 | 1902092.7878 | 1480.8981 | 26849.8495 | 194.8929 | 20.9559 |  | 197.5034 | 233230.0154
7 | 0 | 0 | 0 | 0 | 0 | 0 |  | 0 | 0
10 | 0 | 0 | 0 | 0 | 0 | 0 |  | 0 | 0
14 | 0 | 0 | 0 | 0 | 0 | 0 |  | 0 | 0
15 | 0 | 0 | 0 | 0 | 0 | 0 |  | 0 | 0
System | 256786.4873 | 1902092.7878 | 1480.8981 | 26849.8495 | 194.8929 | 20.9559 |  | 197.5034 | 233230.0154
0 | 0 | 0 | 0 | 0 | 0 | 0 |  | 0
0 | 0 | 0 | 0 | 0 | 0 | 0 |  | 0
0 | 0 | 0 | 0 | 0 | 0 | 0 |  | 0
0 | 0 | 0 | 0 | 0 | 0 | 0 |  | 0
0 | 0 | 0 | 0 | 0 | 0 | 0 |  | 0
0 | 0 | 0 | 0 | 0 | 0 | 0 |  | 0
* Include program-level and admin costs allocated based to total gas and electric programs at the measure level.
Persistent reductions in the summer (3rd Qtr) or winter (4th Qtr) of each year
| Net Juy-Sept Peak (kW) | Net Annual Dec-Feb (kW)
2009 | 0 | 20.9559
2010 | 194.8929 | 20.9559
2011 | 194.8929 | 20.9559
2012 | 194.8929 | 15.0351
2013 | 139.0868 | 15.0351
2014 | 139.0868 | 6.8147
2015 | 118.4809 | 6.8147
2016 | 118.4809 | 6.8147
2017 | 118.4809 | 6.8147
2018 | 118.4809 | 6.8147
2019 | 118.4809 | 0.26137
2020 | 27.9113 | 0.26137
Monthly Impacts
First Year for Impact Table: | 2009
| Quarter | Monthly Five Hour Avg or TOU Peak | Net Monthly NCP (kW) |  | Monthly Net kWh | Monthly Net Therms
2009-01-01 | 1 | 0 | 0 |  | 0 | 0
2009-02-01 | 1 | 0 | 0 |  | 0 | 0
2009-03-01 | 1 | 0 | 0 |  | 0 | 0
2009-04-01 | 2 | 0 | 0 |  | 0 | 0
2009-05-01 | 2 | 0 | 0 |  | 0 | 0
2009-06-01 | 2 | 0 | 0 |  | 0 | 0
2009-07-01 | 3 | 0 | 0 |  | 0 | 0
2009-08-01 | 3 | 0 | 0 |  | 0 | 0
2009-09-01 | 3 | 0 | 0 |  | 0 | 0
2009-10-01 | 4 | 0 | 0 |  | 0 | 0
2009-11-01 | 4 | 0 | 0 |  | 0 | 0
2009-12-01 | 4 | 0 | 0 |  | 0 | 0
2010-01-01 | 5 | 20.9559 | 21.4586 |  | 10767.7652 | 246.8163
2010-02-01 | 5 | 20.9559 | 21.4586 |  | 10767.7652 | 246.8163
2010-03-01 | 5 | 20.9559 | 21.4586 |  | 10767.7652 | 246.8163
2010-04-01 | 6 | 20.9559 | 21.4586 |  | 10767.7652 | 0
2010-05-01 | 6 | 194.8929 | 349.7376 |  | 36282.4262 | 0
2010-06-01 | 6 | 194.8929 | 349.7376 |  | 36282.4262 | 0
2010-07-01 | 7 | 194.8929 | 349.7376 |  | 36282.4262 | 0
2010-08-01 | 7 | 194.8929 | 349.7376 |  | 36282.4262 | 0
2010-09-01 | 7 | 194.8929 | 349.7376 |  | 36282.4262 | 0
2010-10-01 | 8 | 20.9559 | 21.4586 |  | 10767.7652 | 246.8163
2010-11-01 | 8 | 20.9559 | 21.4586 |  | 10767.7652 | 246.8163
2010-12-01 | 8 | 20.9559 | 21.4586 |  | 10767.7652 | 246.8163
2011-01-01 | 9 | 20.9559 | 21.4586 |  | 10767.7652 | 246.8163
2011-02-01 | 9 | 20.9559 | 21.4586 |  | 10767.7652 | 246.8163
2011-03-01 | 9 | 20.9559 | 21.4586 |  | 10767.7652 | 246.8163
2011-04-01 | 10 | 20.9559 | 21.4586 |  | 10767.7652 | 0
2011-05-01 | 10 | 194.8929 | 349.7376 |  | 36282.4262 | 0
2011-06-01 | 10 | 194.8929 | 349.7376 |  | 36282.4262 | 0
2011-07-01 | 11 | 194.8929 | 349.7376 |  | 36282.4262 | 0
2011-08-01 | 11 | 194.8929 | 349.7376 |  | 36282.4262 | 0
2011-09-01 | 11 | 194.8929 | 349.7376 |  | 36282.4262 | 0
2011-10-01 | 12 | 20.9559 | 21.4586 |  | 10767.7652 | 246.8163
2011-11-01 | 12 | 20.9559 | 21.4586 |  | 10767.7652 | 246.8163
2011-12-01 | 12 | 20.9559 | 21.4586 |  | 10767.7652 | 246.8163
2012-01-01 | 13 | 20.9559 | 21.4586 |  | 10767.7652 | 246.8163
2012-02-01 | 13 | 20.9559 | 21.4586 |  | 10767.7652 | 246.8163
2012-03-01 | 13 | 20.9559 | 21.4586 |  | 10767.7652 | 246.8163
2012-04-01 | 14 | 20.9559 | 21.4586 |  | 10767.7652 | 0
2012-05-01 | 14 | 194.8929 | 349.7376 |  | 36282.4262 | 0
2012-06-01 | 14 | 194.8929 | 349.7376 |  | 36282.4262 | 0
2012-07-01 | 15 | 194.8929 | 349.7376 |  | 36282.4262 | 0
2012-08-01 | 15 | 194.8929 | 349.7376 |  | 36282.4262 | 0
2012-09-01 | 15 | 194.8929 | 349.7376 |  | 36282.4262 | 0
2012-10-01 | 16 | 20.9559 | 21.4586 |  | 10767.7652 | 246.8163
2012-11-01 | 16 | 20.9559 | 21.4586 |  | 10767.7652 | 246.8163
2012-12-01 | 16 | 20.9559 | 21.4586 |  | 10767.7652 | 246.8163
2013-01-01 | 17 | 15.0351 | 15.3931 |  | 7720.1045 | 246.8163
2013-02-01 | 17 | 15.0351 | 15.3931 |  | 7720.1045 | 246.8163
2013-03-01 | 17 | 15.0351 | 15.3931 |  | 7720.1045 | 246.8163
2013-04-01 | 18 | 15.0351 | 15.3931 |  | 7720.1045 | 0
2013-05-01 | 18 | 139.0868 | 249.4016 |  | 25939.4392 | 0
2013-06-01 | 18 | 139.0868 | 249.4016 |  | 25939.4392 | 0
2013-07-01 | 19 | 139.0868 | 249.4016 |  | 25939.4392 | 0
2013-08-01 | 19 | 139.0868 | 249.4016 |  | 25939.4392 | 0
2013-09-01 | 19 | 139.0868 | 249.4016 |  | 25939.4392 | 0
2013-10-01 | 20 | 15.0351 | 15.3931 |  | 7720.1045 | 246.8163
2013-11-01 | 20 | 15.0351 | 15.3931 |  | 7720.1045 | 246.8163
2013-12-01 | 20 | 15.0351 | 15.3931 |  | 7720.1045 | 246.8163
2014-01-01 | 21 | 15.0351 | 15.3931 |  | 7720.1045 | 246.8163
2014-02-01 | 21 | 15.0351 | 15.3931 |  | 7720.1045 | 246.8163
2014-03-01 | 21 | 15.0351 | 15.3931 |  | 7720.1045 | 246.8163
2014-04-01 | 22 | 15.0351 | 15.3931 |  | 7720.1045 | 0
2014-05-01 | 22 | 139.0868 | 249.4016 |  | 25939.4392 | 0
2014-06-01 | 22 | 139.0868 | 249.4016 |  | 25939.4392 | 0
2014-07-01 | 23 | 139.0868 | 249.4016 |  | 25939.4392 | 0
2014-08-01 | 23 | 139.0868 | 249.4016 |  | 25939.4392 | 0
2014-09-01 | 23 | 139.0868 | 249.4016 |  | 25939.4392 | 0
2014-10-01 | 24 | 15.0351 | 15.3931 |  | 7720.1045 | 246.8163
2014-11-01 | 24 | 15.0351 | 15.3931 |  | 7720.1045 | 246.8163
2014-12-01 | 24 | 15.0351 | 15.3931 |  | 7720.1045 | 246.8163
2015-01-01 | 25 | 6.8147 | 7.1727 |  | 3900.0541 | 246.8163
2015-02-01 | 25 | 6.8147 | 7.1727 |  | 3900.0541 | 246.8163
2015-03-01 | 25 | 6.8147 | 7.1727 |  | 3900.0541 | 246.8163
2015-04-01 | 26 | 6.8147 | 7.1727 |  | 3900.0541 | 0
2015-05-01 | 26 | 118.4809 | 226.831 |  | 18623.3598 | 0
2015-06-01 | 26 | 118.4809 | 226.831 |  | 18623.3598 | 0
2015-07-01 | 27 | 118.4809 | 226.831 |  | 18623.3598 | 0
2015-08-01 | 27 | 118.4809 | 226.831 |  | 18623.3598 | 0
2015-09-01 | 27 | 118.4809 | 226.831 |  | 18623.3598 | 0
2015-10-01 | 28 | 6.8147 | 7.1727 |  | 3900.0541 | 246.8163
2015-11-01 | 28 | 6.8147 | 7.1727 |  | 3900.0541 | 246.8163
2015-12-01 | 28 | 6.8147 | 7.1727 |  | 3900.0541 | 246.8163
2016-01-01 | 29 | 6.8147 | 7.1727 |  | 3900.0541 | 246.8163
2016-02-01 | 29 | 6.8147 | 7.1727 |  | 3900.0541 | 246.8163
2016-03-01 | 29 | 6.8147 | 7.1727 |  | 3900.0541 | 246.8163
2016-04-01 | 30 | 6.8147 | 7.1727 |  | 3900.0541 | 0
2016-05-01 | 30 | 118.4809 | 226.831 |  | 18623.3598 | 0
2016-06-01 | 30 | 118.4809 | 226.831 |  | 18623.3598 | 0
2016-07-01 | 31 | 118.4809 | 226.831 |  | 18623.3598 | 0
2016-08-01 | 31 | 118.4809 | 226.831 |  | 18623.3598 | 0
2016-09-01 | 31 | 118.4809 | 226.831 |  | 18623.3598 | 0
2016-10-01 | 32 | 6.8147 | 7.1727 |  | 3900.0541 | 246.8163
2016-11-01 | 32 | 6.8147 | 7.1727 |  | 3900.0541 | 246.8163
2016-12-01 | 32 | 6.8147 | 7.1727 |  | 3900.0541 | 246.8163
2017-01-01 | 33 | 6.8147 | 7.1727 |  | 3900.0541 | 246.8163
2017-02-01 | 33 | 6.8147 | 7.1727 |  | 3900.0541 | 246.8163
2017-03-01 | 33 | 6.8147 | 7.1727 |  | 3900.0541 | 246.8163
2017-04-01 | 34 | 6.8147 | 7.1727 |  | 3900.0541 | 0
2017-05-01 | 34 | 118.4809 | 226.831 |  | 18623.3598 | 0
2017-06-01 | 34 | 118.4809 | 226.831 |  | 18623.3598 | 0
2017-07-01 | 35 | 118.4809 | 226.831 |  | 18623.3598 | 0
2017-08-01 | 35 | 118.4809 | 226.831 |  | 18623.3598 | 0
2017-09-01 | 35 | 118.4809 | 226.831 |  | 18623.3598 | 0
2017-10-01 | 36 | 6.8147 | 7.1727 |  | 3900.0541 | 246.8163
2017-11-01 | 36 | 6.8147 | 7.1727 |  | 3900.0541 | 246.8163
2017-12-01 | 36 | 6.8147 | 7.1727 |  | 3900.0541 | 246.8163
2018-01-01 | 37 | 6.8147 | 7.1727 |  | 3900.0541 | 246.8163
2018-02-01 | 37 | 6.8147 | 7.1727 |  | 3900.0541 | 246.8163
2018-03-01 | 37 | 6.8147 | 7.1727 |  | 3900.0541 | 246.8163
2018-04-01 | 38 | 6.8147 | 7.1727 |  | 3900.0541 | 0
2018-05-01 | 38 | 118.4809 | 226.831 |  | 18623.3598 | 0
2018-06-01 | 38 | 118.4809 | 226.831 |  | 18623.3598 | 0
2018-07-01 | 39 | 118.4809 | 226.831 |  | 18623.3598 | 0
2018-08-01 | 39 | 118.4809 | 226.831 |  | 18623.3598 | 0
2018-09-01 | 39 | 118.4809 | 226.831 |  | 18623.3598 | 0
2018-10-01 | 40 | 6.8147 | 7.1727 |  | 3900.0541 | 246.8163
2018-11-01 | 40 | 6.8147 | 7.1727 |  | 3900.0541 | 246.8163
2018-12-01 | 40 | 6.8147 | 7.1727 |  | 3900.0541 | 246.8163
2019-01-01 | 41 | 6.8147 | 7.1727 |  | 3900.0541 | 246.8163
2019-02-01 | 41 | 6.8147 | 7.1727 |  | 3900.0541 | 246.8163
2019-03-01 | 41 | 6.8147 | 7.1727 |  | 3900.0541 | 246.8163
2019-04-01 | 42 | 6.8147 | 7.1727 |  | 3900.0541 | 0
2019-05-01 | 42 | 118.4809 | 226.831 |  | 18623.3598 | 0
2019-06-01 | 42 | 118.4809 | 226.831 |  | 18623.3598 | 0
2019-07-01 | 43 | 118.4809 | 226.831 |  | 18623.3598 | 0
2019-08-01 | 43 | 118.4809 | 226.831 |  | 18623.3598 | 0
2019-09-01 | 43 | 118.4809 | 226.831 |  | 18623.3598 | 0
2019-10-01 | 44 | 6.8147 | 7.1727 |  | 3900.0541 | 246.8163
2019-11-01 | 44 | 6.8147 | 7.1727 |  | 3900.0541 | 246.8163
2019-12-01 | 44 | 6.8147 | 7.1727 |  | 3900.0541 | 246.8163

## Input
| SDG&E 09-11 4g3.xls |  |  |  | Program Budget ($) |  |  | NPV Factor for lump-sum admin costs: | 100%
a. Administrative Costs
| Proposer General Information |  |  |  | a.i. Overhead and G&A |  | d. Incentives and Rebates ($) | Nominal | NPV
| Proposer Name |  |  |  | a.ii. Other Admin costs |  | d.i. User Input Incentive |  | 0 | Note: User Input Incentives are treated like Admin costs and are NOT adjusted by the net to gross ratio in the TRC test.
| Program Name |  |  |  | b. Marketing/Outreach |  | d.ii. Rebate | 119733.1 | 110182.1541
| Service Territory |  | SDG&E |  | c. Direct Implementation (non incentive) |  | d.iii. Direct Install Labor | 0 | 0
| First Year of Program Implementation |  |  | 2009 | c.i. Activity |  | d.iv. Direct Install Materials | 0 | 0
| Contact Information |  |  |  | c.ii. Installation |  | d.v. Upstream payments | 0 | 0
| Name |  |  |  | c.iii. Hardware & Materials |  | Subtotal Direct Install | 119733.1 | 110182.1541
| Address |  |  |  | c.iv. Rebate Processing and Inspection | [41 empty] | Formulas for spreading annual installations to quarters
| ZIP code |  |  |  | d. Total Incentives and Rebates | 119733.1 | [40 empty] | 0 | 0 | 0 | 0 | 0 | 0 | 0 | 0 | 0 | 0 | 0 | 0 | 0 | 0 | 0 | 0 | 0 | 0 | 0 | 0 | 0 | 0 | 0 | 0 | 0 | 0 | 0 | 0 | 0 | 0 | 0 | 0 | 0 | 0 | 0 | 0 | 0 | 0 | 0 | 0 | 0 | 0 | 0 | 0
| Telephone |  |  |  | e. EM&V |  | f. Costs recovered from other sources |  | 0
| Email |  |  |  | Total | 119733.1 | Program Budget w/ Other Costs (a to f) | 119733.1 | 110182.1541
Quarterly Installation Schedule
| Program Inputs | [10 empty] | Transfer | Admin | Admin | Admin | Participant | [8 empty] | Placeholders, not currently used | [10 empty] | Annual Installation Schedule | [10 empty] | 2009 |  |  |  | 2010 |  |  |  | 2011 |  |  |  | 2012 |  |  |  | 2013 |  |  |  | 2014 |  |  |  | 2015 |  |  |  | 2016 |  |  |  | 2017 |  |  |  | 2018 |  |  |  | 2019
| Measure Name | DEER RunID | Climate Zone | Target sector | Measure Electric End Use Shape | CZ, Sector, Measure combination found? | Measure Type (To Look up Measure Life) | Program Type (To look up Net-to-gross Ratio) | Unit Definition (e.g. homes) | Program Type (NEW/ROB or Early Repl(RET)) | Gross Measure Cost ($/unit) | Rebate to end use customer or its assignee ($/unit) | Incentives to entities other than the end use customer or its assignee($/unit) | Direct Install Labor ($/unit) | Direct Install Material ($/unit) | Participant cost ($/unit) | Gross Unit Annual Electricity Savings (kwh/unit) | Electric Rate Schedule | Demand Scaler | User Entered kW Savings per unit (kW/unit) | Gross Unit Annual Gas Savings (therm/unit) | Gas Sector | Gas Rate Schedule | Gas Savings Profile | Avg remaining life on replaced units (yrs) | Early retrofit incremental kWh savings (kWh/unit) | Early retrofit incremental kW savings (kW/unit) | Early retrofit incremental Th savings (Th/unit) | Combustion Type | Effective Useful Life (years) | Net-to-Gross Ratio | Net-to-Gross Ratio - kW | Net-to-Gross Ratio - Therms | Net-to-Gross Ratio - Costs | % Eligible for TOU AC adjustment | 2009 | 2010 | 2011 | 2012 | 2013 | 2014 | 2015 | 2016 | 2017 | 2018 | 2019 | Qtr 1 | Qtr 2 | Qtr 3 | Qtr 4 | Qtr 1 | Qtr 2 | Qtr 3 | Qtr 4 | Qtr 1 | Qtr 2 | Qtr 3 | Qtr 4 | Qtr 1 | Qtr 2 | Qtr 3 | Qtr 4 | Qtr 1 | Qtr 2 | Qtr 3 | Qtr 4 | Qtr 1 | Qtr 2 | Qtr 3 | Qtr 4 | Qtr 1 | Qtr 2 | Qtr 3 | Qtr 4 | Qtr 1 | Qtr 2 | Qtr 3 | Qtr 4 | Qtr 1 | Qtr 2 | Qtr 3 | Qtr 4 | Qtr 1 | Qtr 2 | Qtr 3 | Qtr 4 | Qtr 1 | Qtr 2 | Qtr 3 | Qtr 4 | Total Number of Units | Comments
0 | 267034-High Refrigerant Charge Adjustment (>= ±20% rated charge) Resid MF CZ10 Vint05 |  | System | Residential | 13-MFM-ResidentialMulti-family-SP_COOL | 0 |  |  |  |  | 66.33 | 89.375 | 0 | 0 | 0 | -23.045 | 140.383 |  | kWh | 0.19848 | -0.066812 | Residential |  | Winter Only | [5 empty] | 10 | 0.78 |  |  |  | 1 | 2 | 0 | 0 | 0 | 0 | 0 | 0 | 0 | 0 | 0 | 0 | 2009 Qtr 1: 0; 2009 Qtr 2: 0; 2009 Qtr 3: 0; 2009 Qtr 4: 2; 2010 Qtr 1: 0; 2010 Qtr 2: 0; 2010 Qtr 3: 0; 2010 Qtr 4: 0; 2011 Qtr 1: 0; 2011 Qtr 2: 0; 2011 Qtr 3: 0; 2011 Qtr 4: 0 | 2
0 | 267042-Residential Condensor Coil Cleaning Resid MF CZ10 VintAll |  | System | Residential | 13-MFM-ResidentialMulti-family-SP_COOL | 0 |  |  |  |  | 50 | 50 | 0 | 0 | 0 | 0 | 180 |  | kWh | 0.2376 | 0 | Residential | [7 empty] | 3 | 0.78 |  |  |  | 1 | 1 | 0 | 0 | 0 | 0 | 0 | 0 | 0 | 0 | 0 | 0 | 2009 Qtr 1: 0; 2009 Qtr 2: 0; 2009 Qtr 3: 0; 2009 Qtr 4: 1; 2010 Qtr 1: 0; 2010 Qtr 2: 0; 2010 Qtr 3: 0; 2010 Qtr 4: 0; 2011 Qtr 1: 0; 2011 Qtr 2: 0; 2011 Qtr 3: 0; 2011 Qtr 4: 0 | 1
0 | 267034-High Refrigerant Charge Adjustment (>= ±20% rated charge) Resid MF CZ10 Vint05 |  | System | Residential | 13-MFM-ResidentialMulti-family-SP_COOL | 0 |  |  |  |  | 66.33 | 89.375 | 0 | 0 | 0 | -23.045 | 140.383 |  | kWh | 0.19848 | -0.066812 | Residential |  | Winter Only | [5 empty] | 10 | 0.78 |  |  |  | 1 | 2 | 0 | 0 | 0 | 0 | 0 | 0 | 0 | 0 | 0 | 0 | 2009 Qtr 1: 0; 2009 Qtr 2: 0; 2009 Qtr 3: 0; 2009 Qtr 4: 2; 2010 Qtr 1: 0; 2010 Qtr 2: 0; 2010 Qtr 3: 0; 2010 Qtr 4: 0; 2011 Qtr 1: 0; 2011 Qtr 2: 0; 2011 Qtr 3: 0; 2011 Qtr 4: 0 | 2
0 | 267042-Residential Condensor Coil Cleaning Resid MF CZ10 VintAll |  | System | Residential | 13-MFM-ResidentialMulti-family-SP_COOL | 0 |  |  |  |  | 50 | 50 | 0 | 0 | 0 | 0 | 180 |  | kWh | 0.2376 | 0 | Residential | [7 empty] | 3 | 0.78 |  |  |  | 1 | 1 | 0 | 0 | 0 | 0 | 0 | 0 | 0 | 0 | 0 | 0 | 2009 Qtr 1: 0; 2009 Qtr 2: 0; 2009 Qtr 3: 0; 2009 Qtr 4: 1; 2010 Qtr 1: 0; 2010 Qtr 2: 0; 2010 Qtr 3: 0; 2010 Qtr 4: 0; 2011 Qtr 1: 0; 2011 Qtr 2: 0; 2011 Qtr 3: 0; 2011 Qtr 4: 0 | 1
0 | 267042-Residential Condensor Coil Cleaning Resid MF CZ10 VintAll |  | System | Residential | 13-MFM-ResidentialMulti-family-SP_COOL | 0 |  |  |  |  | 50 | 50 | 0 | 0 | 0 | 0 | 180 |  | kWh | 0.2376 | 0 | Residential | [7 empty] | 3 | 0.78 |  |  |  | 1 | 1 | 0 | 0 | 0 | 0 | 0 | 0 | 0 | 0 | 0 | 0 | 2009 Qtr 1: 0; 2009 Qtr 2: 0; 2009 Qtr 3: 0; 2009 Qtr 4: 1; 2010 Qtr 1: 0; 2010 Qtr 2: 0; 2010 Qtr 3: 0; 2010 Qtr 4: 0; 2011 Qtr 1: 0; 2011 Qtr 2: 0; 2011 Qtr 3: 0; 2011 Qtr 4: 0 | 1
0 | 267034-High Refrigerant Charge Adjustment (>= ±20% rated charge) Resid MF CZ10 Vint05 |  | System | Residential | 13-MFM-ResidentialMulti-family-SP_COOL | 0 |  |  |  |  | 66.33 | 89.375 | 0 | 0 | 0 | -23.045 | 140.383 |  | kWh | 0.19848 | -0.066812 | Residential |  | Winter Only | [5 empty] | 10 | 0.78 |  |  |  | 1 | 2 | 0 | 0 | 0 | 0 | 0 | 0 | 0 | 0 | 0 | 0 | 2009 Qtr 1: 0; 2009 Qtr 2: 0; 2009 Qtr 3: 0; 2009 Qtr 4: 2; 2010 Qtr 1: 0; 2010 Qtr 2: 0; 2010 Qtr 3: 0; 2010 Qtr 4: 0; 2011 Qtr 1: 0; 2011 Qtr 2: 0; 2011 Qtr 3: 0; 2011 Qtr 4: 0 | 2
0 | 267042-Residential Condensor Coil Cleaning Resid MF CZ10 VintAll |  | System | Residential | 13-MFM-ResidentialMulti-family-SP_COOL | 0 |  |  |  |  | 50 | 50 | 0 | 0 | 0 | 0 | 180 |  | kWh | 0.2376 | 0 | Residential | [7 empty] | 3 | 0.78 |  |  |  | 1 | 1 | 0 | 0 | 0 | 0 | 0 | 0 | 0 | 0 | 0 | 0 | 2009 Qtr 1: 0; 2009 Qtr 2: 0; 2009 Qtr 3: 0; 2009 Qtr 4: 1; 2010 Qtr 1: 0; 2010 Qtr 2: 0; 2010 Qtr 3: 0; 2010 Qtr 4: 0; 2011 Qtr 1: 0; 2011 Qtr 2: 0; 2011 Qtr 3: 0; 2011 Qtr 4: 0 | 1
0 | 267034-High Refrigerant Charge Adjustment (>= ±20% rated charge) Resid MF CZ10 Vint05 |  | System | Residential | 13-MFM-ResidentialMulti-family-SP_COOL | 0 |  |  |  |  | 66.33 | 89.375 | 0 | 0 | 0 | -23.045 | 140.383 |  | kWh | 0.19848 | -0.066812 | Residential |  | Winter Only | [5 empty] | 10 | 0.78 |  |  |  | 1 | 2 | 0 | 0 | 0 | 0 | 0 | 0 | 0 | 0 | 0 | 0 | 2009 Qtr 1: 0; 2009 Qtr 2: 0; 2009 Qtr 3: 0; 2009 Qtr 4: 2; 2010 Qtr 1: 0; 2010 Qtr 2: 0; 2010 Qtr 3: 0; 2010 Qtr 4: 0; 2011 Qtr 1: 0; 2011 Qtr 2: 0; 2011 Qtr 3: 0; 2011 Qtr 4: 0 | 2
0 | 267042-Residential Condensor Coil Cleaning Resid MF CZ10 VintAll |  | System | Residential | 13-MFM-ResidentialMulti-family-SP_COOL | 0 |  |  |  |  | 50 | 50 | 0 | 0 | 0 | 0 | 180 |  | kWh | 0.2376 | 0 | Residential | [7 empty] | 3 | 0.78 |  |  |  | 1 | 1 | 0 | 0 | 0 | 0 | 0 | 0 | 0 | 0 | 0 | 0 | 2009 Qtr 1: 0; 2009 Qtr 2: 0; 2009 Qtr 3: 0; 2009 Qtr 4: 1; 2010 Qtr 1: 0; 2010 Qtr 2: 0; 2010 Qtr 3: 0; 2010 Qtr 4: 0; 2011 Qtr 1: 0; 2011 Qtr 2: 0; 2011 Qtr 3: 0; 2011 Qtr 4: 0 | 1
0 | 267009-Duct Sealing (Total Leakage Reduced from 40% of AHU flow to 12%) Resid SF CZ10 Vint03 |  | System | Residential | 26-SFM-ResidentialSingleFamily-SP_COOL | 0 |  |  |  |  | 106.2381 | 313.4 | 0 | 0 | 0 | -207.1619 | 234.764 |  | kWh | 0.17708 | 21.4199 | Residential |  | Winter Only | [5 empty] | 18 | 0.78 |  |  |  | 0.5 | 1 | 0 | 0 | 0 | 0 | 0 | 0 | 0 | 0 | 0 | 0 | 2009 Qtr 1: 0; 2009 Qtr 2: 0; 2009 Qtr 3: 0; 2009 Qtr 4: 1; 2010 Qtr 1: 0; 2010 Qtr 2: 0; 2010 Qtr 3: 0; 2010 Qtr 4: 0; 2011 Qtr 1: 0; 2011 Qtr 2: 0; 2011 Qtr 3: 0; 2011 Qtr 4: 0 | 1
0 | 267010-Duct Sealing (Total Leakage Reduced from 40% of AHU flow to 12%) Resid SF CZ10 Vint04 |  | System | Residential | 26-SFM-ResidentialSingleFamily-SP_COOL | 0 |  |  |  |  | 106.8728 | 300 | 0 | 0 | 0 | -193.1272 | 181.333 |  | kWh | 0.24097 | 10.7341 | Residential |  | Winter Only | [5 empty] | 18 | 0.78 |  |  |  | 0 | 1 | 0 | 0 | 0 | 0 | 0 | 0 | 0 | 0 | 0 | 0 | 2009 Qtr 1: 0; 2009 Qtr 2: 0; 2009 Qtr 3: 0; 2009 Qtr 4: 1; 2010 Qtr 1: 0; 2010 Qtr 2: 0; 2010 Qtr 3: 0; 2010 Qtr 4: 0; 2011 Qtr 1: 0; 2011 Qtr 2: 0; 2011 Qtr 3: 0; 2011 Qtr 4: 0 | 1
0 | 267009-Duct Sealing (Total Leakage Reduced from 40% of AHU flow to 12%) Resid SF CZ10 Vint03 |  | System | Residential | 26-SFM-ResidentialSingleFamily-SP_COOL | 0 |  |  |  |  | 106.2381 | 277 | 0 | 0 | 0 | -170.7619 | 234.764 |  | kWh | 0.17708 | 21.4199 | Residential |  | Winter Only | [5 empty] | 18 | 0.78 |  |  |  | 0.5 | 1 | 0 | 0 | 0 | 0 | 0 | 0 | 0 | 0 | 0 | 0 | 2009 Qtr 1: 0; 2009 Qtr 2: 0; 2009 Qtr 3: 0; 2009 Qtr 4: 1; 2010 Qtr 1: 0; 2010 Qtr 2: 0; 2010 Qtr 3: 0; 2010 Qtr 4: 0; 2011 Qtr 1: 0; 2011 Qtr 2: 0; 2011 Qtr 3: 0; 2011 Qtr 4: 0 | 1
0 | 267009-Duct Sealing (Total Leakage Reduced from 40% of AHU flow to 12%) Resid SF CZ10 Vint03 |  | System | Residential | 26-SFM-ResidentialSingleFamily-SP_COOL | 0 |  |  |  |  | 106.2381 | 277 | 0 | 0 | 0 | -170.7619 | 234.764 |  | kWh | 0.17708 | 21.4199 | Residential |  | Winter Only | [5 empty] | 18 | 0.78 |  |  |  | 0.5 | 1 | 0 | 0 | 0 | 0 | 0 | 0 | 0 | 0 | 0 | 0 | 2009 Qtr 1: 0; 2009 Qtr 2: 0; 2009 Qtr 3: 0; 2009 Qtr 4: 1; 2010 Qtr 1: 0; 2010 Qtr 2: 0; 2010 Qtr 3: 0; 2010 Qtr 4: 0; 2011 Qtr 1: 0; 2011 Qtr 2: 0; 2011 Qtr 3: 0; 2011 Qtr 4: 0 | 1
0 | 267009-Duct Sealing (Total Leakage Reduced from 40% of AHU flow to 12%) Resid SF CZ10 Vint03 |  | System | Residential | 26-SFM-ResidentialSingleFamily-SP_COOL | 0 |  |  |  |  | 106.2381 | 282 | 0 | 0 | 0 | -175.7619 | 234.764 |  | kWh | 0.17708 | 21.4199 | Residential |  | Winter Only | [5 empty] | 18 | 0.78 |  |  |  | 0.5 | 1 | 0 | 0 | 0 | 0 | 0 | 0 | 0 | 0 | 0 | 0 | 2009 Qtr 1: 0; 2009 Qtr 2: 0; 2009 Qtr 3: 0; 2009 Qtr 4: 1; 2010 Qtr 1: 0; 2010 Qtr 2: 0; 2010 Qtr 3: 0; 2010 Qtr 4: 0; 2011 Qtr 1: 0; 2011 Qtr 2: 0; 2011 Qtr 3: 0; 2011 Qtr 4: 0 | 1
0 | 267009-Duct Sealing (Total Leakage Reduced from 40% of AHU flow to 12%) Resid SF CZ10 Vint03 |  | System | Residential | 26-SFM-ResidentialSingleFamily-SP_COOL | 0 |  |  |  |  | 106.2381 | 200 | 0 | 0 | 0 | -93.7619 | 234.764 |  | kWh | 0.17708 | 21.4199 | Residential |  | Winter Only | [5 empty] | 18 | 0.78 |  |  |  | 0.5 | 2 | 0 | 0 | 0 | 0 | 0 | 0 | 0 | 0 | 0 | 0 | 2009 Qtr 1: 0; 2009 Qtr 2: 0; 2009 Qtr 3: 0; 2009 Qtr 4: 2; 2010 Qtr 1: 0; 2010 Qtr 2: 0; 2010 Qtr 3: 0; 2010 Qtr 4: 0; 2011 Qtr 1: 0; 2011 Qtr 2: 0; 2011 Qtr 3: 0; 2011 Qtr 4: 0 | 2
0 | 267009-Duct Sealing (Total Leakage Reduced from 40% of AHU flow to 12%) Resid SF CZ10 Vint03 |  | System | Residential | 26-SFM-ResidentialSingleFamily-SP_COOL | 0 |  |  |  |  | 106.2381 | 240 | 0 | 0 | 0 | -133.7619 | 234.764 |  | kWh | 0.17708 | 21.4199 | Residential |  | Winter Only | [5 empty] | 18 | 0.78 |  |  |  | 0.5 | 1 | 0 | 0 | 0 | 0 | 0 | 0 | 0 | 0 | 0 | 0 | 2009 Qtr 1: 0; 2009 Qtr 2: 0; 2009 Qtr 3: 0; 2009 Qtr 4: 1; 2010 Qtr 1: 0; 2010 Qtr 2: 0; 2010 Qtr 3: 0; 2010 Qtr 4: 0; 2011 Qtr 1: 0; 2011 Qtr 2: 0; 2011 Qtr 3: 0; 2011 Qtr 4: 0 | 1
0 | 267009-Duct Sealing (Total Leakage Reduced from 40% of AHU flow to 12%) Resid SF CZ10 Vint03 |  | System | Residential | 26-SFM-ResidentialSingleFamily-SP_COOL | 0 |  |  |  |  | 106.2381 | 200 | 0 | 0 | 0 | -93.7619 | 234.764 |  | kWh | 0.17708 | 21.4199 | Residential |  | Winter Only | [5 empty] | 18 | 0.78 |  |  |  | 0.5 | 2 | 0 | 0 | 0 | 0 | 0 | 0 | 0 | 0 | 0 | 0 | 2009 Qtr 1: 0; 2009 Qtr 2: 0; 2009 Qtr 3: 0; 2009 Qtr 4: 2; 2010 Qtr 1: 0; 2010 Qtr 2: 0; 2010 Qtr 3: 0; 2010 Qtr 4: 0; 2011 Qtr 1: 0; 2011 Qtr 2: 0; 2011 Qtr 3: 0; 2011 Qtr 4: 0 | 2
0 | 267009-Duct Sealing (Total Leakage Reduced from 40% of AHU flow to 12%) Resid SF CZ10 Vint03 |  | System | Residential | 26-SFM-ResidentialSingleFamily-SP_COOL | 0 |  |  |  |  | 106.2381 | 200 | 0 | 0 | 0 | -93.7619 | 234.764 |  | kWh | 0.17708 | 21.4199 | Residential |  | Winter Only | [5 empty] | 18 | 0.78 |  |  |  | 0.5 | 2 | 0 | 0 | 0 | 0 | 0 | 0 | 0 | 0 | 0 | 0 | 2009 Qtr 1: 0; 2009 Qtr 2: 0; 2009 Qtr 3: 0; 2009 Qtr 4: 2; 2010 Qtr 1: 0; 2010 Qtr 2: 0; 2010 Qtr 3: 0; 2010 Qtr 4: 0; 2011 Qtr 1: 0; 2011 Qtr 2: 0; 2011 Qtr 3: 0; 2011 Qtr 4: 0 | 2
0 | 267009-Duct Sealing (Total Leakage Reduced from 40% of AHU flow to 12%) Resid SF CZ10 Vint03 |  | System | Residential | 26-SFM-ResidentialSingleFamily-SP_COOL | 0 |  |  |  |  | 106.2381 | 190 | 0 | 0 | 0 | -83.7619 | 0 |  | kWh | 0 | 0 | Residential |  | Winter Only | [5 empty] | 18 | 0.78 |  |  |  | 0.5 | 1 | 0 | 0 | 0 | 0 | 0 | 0 | 0 | 0 | 0 | 0 | 2009 Qtr 1: 0; 2009 Qtr 2: 0; 2009 Qtr 3: 0; 2009 Qtr 4: 1; 2010 Qtr 1: 0; 2010 Qtr 2: 0; 2010 Qtr 3: 0; 2010 Qtr 4: 0; 2011 Qtr 1: 0; 2011 Qtr 2: 0; 2011 Qtr 3: 0; 2011 Qtr 4: 0 | 1
0 | 267009-Duct Sealing (Total Leakage Reduced from 40% of AHU flow to 12%) Resid SF CZ10 Vint03 |  | System | Residential | 26-SFM-ResidentialSingleFamily-SP_COOL | 0 |  |  |  |  | 106.2381 | 360 | 0 | 0 | 0 | -253.7619 | 234.764 |  | kWh | 0.17708 | 21.4199 | Residential |  | Winter Only | [5 empty] | 18 | 0.78 |  |  |  | 0.5 | 1 | 0 | 0 | 0 | 0 | 0 | 0 | 0 | 0 | 0 | 0 | 2009 Qtr 1: 0; 2009 Qtr 2: 0; 2009 Qtr 3: 0; 2009 Qtr 4: 1; 2010 Qtr 1: 0; 2010 Qtr 2: 0; 2010 Qtr 3: 0; 2010 Qtr 4: 0; 2011 Qtr 1: 0; 2011 Qtr 2: 0; 2011 Qtr 3: 0; 2011 Qtr 4: 0 | 1
0 | 267010-Duct Sealing (Total Leakage Reduced from 40% of AHU flow to 12%) Resid SF CZ10 Vint04 |  | System | Residential | 26-SFM-ResidentialSingleFamily-SP_COOL | 0 |  |  |  |  | 106.8728 | 297.2 | 0 | 0 | 0 | -190.3272 | 181.333 |  | kWh | 0.24097 | 10.7341 | Residential |  | Winter Only | [5 empty] | 18 | 0.78 |  |  |  | 0 | 1 | 0 | 0 | 0 | 0 | 0 | 0 | 0 | 0 | 0 | 0 | 2009 Qtr 1: 0; 2009 Qtr 2: 0; 2009 Qtr 3: 0; 2009 Qtr 4: 1; 2010 Qtr 1: 0; 2010 Qtr 2: 0; 2010 Qtr 3: 0; 2010 Qtr 4: 0; 2011 Qtr 1: 0; 2011 Qtr 2: 0; 2011 Qtr 3: 0; 2011 Qtr 4: 0 | 1
0 | 267009-Duct Sealing (Total Leakage Reduced from 40% of AHU flow to 12%) Resid SF CZ10 Vint03 |  | System | Residential | 26-SFM-ResidentialSingleFamily-SP_COOL | 0 |  |  |  |  | 106.2381 | 310 | 0 | 0 | 0 | -203.7619 | 234.764 |  | kWh | 0.17708 | 21.4199 | Residential |  | Winter Only | [5 empty] | 18 | 0.78 |  |  |  | 0.5 | 1 | 0 | 0 | 0 | 0 | 0 | 0 | 0 | 0 | 0 | 0 | 2009 Qtr 1: 0; 2009 Qtr 2: 0; 2009 Qtr 3: 0; 2009 Qtr 4: 1; 2010 Qtr 1: 0; 2010 Qtr 2: 0; 2010 Qtr 3: 0; 2010 Qtr 4: 0; 2011 Qtr 1: 0; 2011 Qtr 2: 0; 2011 Qtr 3: 0; 2011 Qtr 4: 0 | 1
0 | 267009-Duct Sealing (Total Leakage Reduced from 40% of AHU flow to 12%) Resid SF CZ10 Vint03 |  | System | Residential | 26-SFM-ResidentialSingleFamily-SP_COOL | 0 |  |  |  |  | 106.2381 | 358 | 0 | 0 | 0 | -251.7619 | 234.764 |  | kWh | 0.17708 | 21.4199 | Residential |  | Winter Only | [5 empty] | 18 | 0.78 |  |  |  | 0.5 | 1 | 0 | 0 | 0 | 0 | 0 | 0 | 0 | 0 | 0 | 0 | 2009 Qtr 1: 0; 2009 Qtr 2: 0; 2009 Qtr 3: 0; 2009 Qtr 4: 1; 2010 Qtr 1: 0; 2010 Qtr 2: 0; 2010 Qtr 3: 0; 2010 Qtr 4: 0; 2011 Qtr 1: 0; 2011 Qtr 2: 0; 2011 Qtr 3: 0; 2011 Qtr 4: 0 | 1
0 | 267010-Duct Sealing (Total Leakage Reduced from 40% of AHU flow to 12%) Resid SF CZ10 Vint04 |  | System | Residential | 26-SFM-ResidentialSingleFamily-SP_COOL | 0 |  |  |  |  | 106.8728 | 210 | 0 | 0 | 0 | -103.1272 | 181.333 |  | kWh | 0.24097 | 10.7341 | Residential |  | Winter Only | [5 empty] | 18 | 0.78 |  |  |  | 0 | 2 | 0 | 0 | 0 | 0 | 0 | 0 | 0 | 0 | 0 | 0 | 2009 Qtr 1: 0; 2009 Qtr 2: 0; 2009 Qtr 3: 0; 2009 Qtr 4: 2; 2010 Qtr 1: 0; 2010 Qtr 2: 0; 2010 Qtr 3: 0; 2010 Qtr 4: 0; 2011 Qtr 1: 0; 2011 Qtr 2: 0; 2011 Qtr 3: 0; 2011 Qtr 4: 0 | 2
0 | 267010-Duct Sealing (Total Leakage Reduced from 40% of AHU flow to 12%) Resid SF CZ10 Vint04 |  | System | Residential | 26-SFM-ResidentialSingleFamily-SP_COOL | 0 |  |  |  |  | 106.8728 | 360 | 0 | 0 | 0 | -253.1272 | 181.333 |  | kWh | 0.24097 | 10.7341 | Residential |  | Winter Only | [5 empty] | 18 | 0.78 |  |  |  | 0 | 1 | 0 | 0 | 0 | 0 | 0 | 0 | 0 | 0 | 0 | 0 | 2009 Qtr 1: 0; 2009 Qtr 2: 0; 2009 Qtr 3: 0; 2009 Qtr 4: 1; 2010 Qtr 1: 0; 2010 Qtr 2: 0; 2010 Qtr 3: 0; 2010 Qtr 4: 0; 2011 Qtr 1: 0; 2011 Qtr 2: 0; 2011 Qtr 3: 0; 2011 Qtr 4: 0 | 1
0 | 267010-Duct Sealing (Total Leakage Reduced from 40% of AHU flow to 12%) Resid SF CZ10 Vint04 |  | System | Residential | 26-SFM-ResidentialSingleFamily-SP_COOL | 0 |  |  |  |  | 106.8728 | 210 | 0 | 0 | 0 | -103.1272 | 181.333 |  | kWh | 0.24097 | 10.7341 | Residential |  | Winter Only | [5 empty] | 18 | 0.78 |  |  |  | 0 | 2 | 0 | 0 | 0 | 0 | 0 | 0 | 0 | 0 | 0 | 0 | 2009 Qtr 1: 0; 2009 Qtr 2: 0; 2009 Qtr 3: 0; 2009 Qtr 4: 2; 2010 Qtr 1: 0; 2010 Qtr 2: 0; 2010 Qtr 3: 0; 2010 Qtr 4: 0; 2011 Qtr 1: 0; 2011 Qtr 2: 0; 2011 Qtr 3: 0; 2011 Qtr 4: 0 | 2
0 | 267010-Duct Sealing (Total Leakage Reduced from 40% of AHU flow to 12%) Resid SF CZ10 Vint04 |  | System | Residential | 26-SFM-ResidentialSingleFamily-SP_COOL | 0 |  |  |  |  | 106.8728 | 320 | 0 | 0 | 0 | -213.1272 | 181.333 |  | kWh | 0.24097 | 10.7341 | Residential |  | Winter Only | [5 empty] | 18 | 0.78 |  |  |  | 0 | 1 | 0 | 0 | 0 | 0 | 0 | 0 | 0 | 0 | 0 | 0 | 2009 Qtr 1: 0; 2009 Qtr 2: 0; 2009 Qtr 3: 0; 2009 Qtr 4: 1; 2010 Qtr 1: 0; 2010 Qtr 2: 0; 2010 Qtr 3: 0; 2010 Qtr 4: 0; 2011 Qtr 1: 0; 2011 Qtr 2: 0; 2011 Qtr 3: 0; 2011 Qtr 4: 0 | 1
0 | 267009-Duct Sealing (Total Leakage Reduced from 40% of AHU flow to 12%) Resid SF CZ10 Vint03 |  | System | Residential | 26-SFM-ResidentialSingleFamily-SP_COOL | 0 |  |  |  |  | 106.2381 | 220 | 0 | 0 | 0 | -113.7619 | 234.764 |  | kWh | 0.17708 | 21.4199 | Residential |  | Winter Only | [5 empty] | 18 | 0.78 |  |  |  | 0.5 | 1 | 0 | 0 | 0 | 0 | 0 | 0 | 0 | 0 | 0 | 0 | 2009 Qtr 1: 0; 2009 Qtr 2: 0; 2009 Qtr 3: 0; 2009 Qtr 4: 1; 2010 Qtr 1: 0; 2010 Qtr 2: 0; 2010 Qtr 3: 0; 2010 Qtr 4: 0; 2011 Qtr 1: 0; 2011 Qtr 2: 0; 2011 Qtr 3: 0; 2011 Qtr 4: 0 | 1
0 | 267009-Duct Sealing (Total Leakage Reduced from 40% of AHU flow to 12%) Resid SF CZ10 Vint03 |  | System | Residential | 26-SFM-ResidentialSingleFamily-SP_COOL | 0 |  |  |  |  | 106.2381 | 200 | 0 | 0 | 0 | -93.7619 | 234.764 |  | kWh | 0.17708 | 21.4199 | Residential |  | Winter Only | [5 empty] | 18 | 0.78 |  |  |  | 0.5 | 2 | 0 | 0 | 0 | 0 | 0 | 0 | 0 | 0 | 0 | 0 | 2009 Qtr 1: 0; 2009 Qtr 2: 0; 2009 Qtr 3: 0; 2009 Qtr 4: 2; 2010 Qtr 1: 0; 2010 Qtr 2: 0; 2010 Qtr 3: 0; 2010 Qtr 4: 0; 2011 Qtr 1: 0; 2011 Qtr 2: 0; 2011 Qtr 3: 0; 2011 Qtr 4: 0 | 2
0 | 267010-Duct Sealing (Total Leakage Reduced from 40% of AHU flow to 12%) Resid SF CZ10 Vint04 |  | System | Residential | 26-SFM-ResidentialSingleFamily-SP_COOL | 0 |  |  |  |  | 106.8728 | 212 | 0 | 0 | 0 | -105.1272 | 181.333 |  | kWh | 0.24097 | 10.7341 | Residential |  | Winter Only | [5 empty] | 18 | 0.78 |  |  |  | 0 | 2 | 0 | 0 | 0 | 0 | 0 | 0 | 0 | 0 | 0 | 0 | 2009 Qtr 1: 0; 2009 Qtr 2: 0; 2009 Qtr 3: 0; 2009 Qtr 4: 2; 2010 Qtr 1: 0; 2010 Qtr 2: 0; 2010 Qtr 3: 0; 2010 Qtr 4: 0; 2011 Qtr 1: 0; 2011 Qtr 2: 0; 2011 Qtr 3: 0; 2011 Qtr 4: 0 | 2
0 | 267009-Duct Sealing (Total Leakage Reduced from 40% of AHU flow to 12%) Resid SF CZ10 Vint03 |  | System | Residential | 26-SFM-ResidentialSingleFamily-SP_COOL | 0 |  |  |  |  | 106.2381 | 350 | 0 | 0 | 0 | -243.7619 | 234.764 |  | kWh | 0.17708 | 21.4199 | Residential |  | Winter Only | [5 empty] | 18 | 0.78 |  |  |  | 0.5 | 1 | 0 | 0 | 0 | 0 | 0 | 0 | 0 | 0 | 0 | 0 | 2009 Qtr 1: 0; 2009 Qtr 2: 0; 2009 Qtr 3: 0; 2009 Qtr 4: 1; 2010 Qtr 1: 0; 2010 Qtr 2: 0; 2010 Qtr 3: 0; 2010 Qtr 4: 0; 2011 Qtr 1: 0; 2011 Qtr 2: 0; 2011 Qtr 3: 0; 2011 Qtr 4: 0 | 1
0 | 267010-Duct Sealing (Total Leakage Reduced from 40% of AHU flow to 12%) Resid SF CZ10 Vint04 |  | System | Residential | 26-SFM-ResidentialSingleFamily-SP_COOL | 0 |  |  |  |  | 106.8728 | 377.8 | 0 | 0 | 0 | -270.9272 | 181.333 |  | kWh | 0.24097 | 10.7341 | Residential |  | Winter Only | [5 empty] | 18 | 0.78 |  |  |  | 0 | 1 | 0 | 0 | 0 | 0 | 0 | 0 | 0 | 0 | 0 | 0 | 2009 Qtr 1: 0; 2009 Qtr 2: 0; 2009 Qtr 3: 0; 2009 Qtr 4: 1; 2010 Qtr 1: 0; 2010 Qtr 2: 0; 2010 Qtr 3: 0; 2010 Qtr 4: 0; 2011 Qtr 1: 0; 2011 Qtr 2: 0; 2011 Qtr 3: 0; 2011 Qtr 4: 0 | 1
0 | 267009-Duct Sealing (Total Leakage Reduced from 40% of AHU flow to 12%) Resid SF CZ10 Vint03 |  | System | Residential | 26-SFM-ResidentialSingleFamily-SP_COOL | 0 |  |  |  |  | 106.2381 | 320 | 0 | 0 | 0 | -213.7619 | 234.764 |  | kWh | 0.17708 | 21.4199 | Residential |  | Winter Only | [5 empty] | 18 | 0.78 |  |  |  | 0.5 | 1 | 0 | 0 | 0 | 0 | 0 | 0 | 0 | 0 | 0 | 0 | 2009 Qtr 1: 0; 2009 Qtr 2: 0; 2009 Qtr 3: 0; 2009 Qtr 4: 1; 2010 Qtr 1: 0; 2010 Qtr 2: 0; 2010 Qtr 3: 0; 2010 Qtr 4: 0; 2011 Qtr 1: 0; 2011 Qtr 2: 0; 2011 Qtr 3: 0; 2011 Qtr 4: 0 | 1
0 | 267010-Duct Sealing (Total Leakage Reduced from 40% of AHU flow to 12%) Resid SF CZ10 Vint04 |  | System | Residential | 26-SFM-ResidentialSingleFamily-SP_COOL | 0 |  |  |  |  | 106.8728 | 396 | 0 | 0 | 0 | -289.1272 | 181.333 |  | kWh | 0.24097 | 10.7341 | Residential |  | Winter Only | [5 empty] | 18 | 0.78 |  |  |  | 0 | 1 | 0 | 0 | 0 | 0 | 0 | 0 | 0 | 0 | 0 | 0 | 2009 Qtr 1: 0; 2009 Qtr 2: 0; 2009 Qtr 3: 0; 2009 Qtr 4: 1; 2010 Qtr 1: 0; 2010 Qtr 2: 0; 2010 Qtr 3: 0; 2010 Qtr 4: 0; 2011 Qtr 1: 0; 2011 Qtr 2: 0; 2011 Qtr 3: 0; 2011 Qtr 4: 0 | 1
0 | 267010-Duct Sealing (Total Leakage Reduced from 40% of AHU flow to 12%) Resid SF CZ10 Vint04 |  | System | Residential | 26-SFM-ResidentialSingleFamily-SP_COOL | 0 |  |  |  |  | 106.8728 | 200 | 0 | 0 | 0 | -93.1272 | 181.333 |  | kWh | 0.24097 | 10.7341 | Residential |  | Winter Only | [5 empty] | 18 | 0.78 |  |  |  | 0 | 2 | 0 | 0 | 0 | 0 | 0 | 0 | 0 | 0 | 0 | 0 | 2009 Qtr 1: 0; 2009 Qtr 2: 0; 2009 Qtr 3: 0; 2009 Qtr 4: 2; 2010 Qtr 1: 0; 2010 Qtr 2: 0; 2010 Qtr 3: 0; 2010 Qtr 4: 0; 2011 Qtr 1: 0; 2011 Qtr 2: 0; 2011 Qtr 3: 0; 2011 Qtr 4: 0 | 2
0 | 267010-Duct Sealing (Total Leakage Reduced from 40% of AHU flow to 12%) Resid SF CZ10 Vint04 |  | System | Residential | 26-SFM-ResidentialSingleFamily-SP_COOL | 0 |  |  |  |  | 106.8728 | 240 | 0 | 0 | 0 | -133.1272 | 181.333 |  | kWh | 0.24097 | 10.7341 | Residential |  | Winter Only | [5 empty] | 18 | 0.78 |  |  |  | 0 | 2 | 0 | 0 | 0 | 0 | 0 | 0 | 0 | 0 | 0 | 0 | 2009 Qtr 1: 0; 2009 Qtr 2: 0; 2009 Qtr 3: 0; 2009 Qtr 4: 2; 2010 Qtr 1: 0; 2010 Qtr 2: 0; 2010 Qtr 3: 0; 2010 Qtr 4: 0; 2011 Qtr 1: 0; 2011 Qtr 2: 0; 2011 Qtr 3: 0; 2011 Qtr 4: 0 | 2
0 | 267009-Duct Sealing (Total Leakage Reduced from 40% of AHU flow to 12%) Resid SF CZ10 Vint03 |  | System | Residential | 26-SFM-ResidentialSingleFamily-SP_COOL | 0 |  |  |  |  | 106.2381 | 280 | 0 | 0 | 0 | -173.7619 | 234.764 |  | kWh | 0.17708 | 21.4199 | Residential |  | Winter Only | [5 empty] | 18 | 0.78 |  |  |  | 0.5 | 1 | 0 | 0 | 0 | 0 | 0 | 0 | 0 | 0 | 0 | 0 | 2009 Qtr 1: 0; 2009 Qtr 2: 0; 2009 Qtr 3: 0; 2009 Qtr 4: 1; 2010 Qtr 1: 0; 2010 Qtr 2: 0; 2010 Qtr 3: 0; 2010 Qtr 4: 0; 2011 Qtr 1: 0; 2011 Qtr 2: 0; 2011 Qtr 3: 0; 2011 Qtr 4: 0 | 1
0 | 267010-Duct Sealing (Total Leakage Reduced from 40% of AHU flow to 12%) Resid SF CZ10 Vint04 |  | System | Residential | 26-SFM-ResidentialSingleFamily-SP_COOL | 0 |  |  |  |  | 106.8728 | 200 | 0 | 0 | 0 | -93.1272 | 181.333 |  | kWh | 0.24097 | 10.7341 | Residential |  | Winter Only | [5 empty] | 18 | 0.78 |  |  |  | 0 | 2 | 0 | 0 | 0 | 0 | 0 | 0 | 0 | 0 | 0 | 0 | 2009 Qtr 1: 0; 2009 Qtr 2: 0; 2009 Qtr 3: 0; 2009 Qtr 4: 2; 2010 Qtr 1: 0; 2010 Qtr 2: 0; 2010 Qtr 3: 0; 2010 Qtr 4: 0; 2011 Qtr 1: 0; 2011 Qtr 2: 0; 2011 Qtr 3: 0; 2011 Qtr 4: 0 | 2
0 | 267010-Duct Sealing (Total Leakage Reduced from 40% of AHU flow to 12%) Resid SF CZ10 Vint04 |  | System | Residential | 26-SFM-ResidentialSingleFamily-SP_COOL | 0 |  |  |  |  | 106.8728 | 320 | 0 | 0 | 0 | -213.1272 | 181.333 |  | kWh | 0.24097 | 10.7341 | Residential |  | Winter Only | [5 empty] | 18 | 0.78 |  |  |  | 0 | 1 | 0 | 0 | 0 | 0 | 0 | 0 | 0 | 0 | 0 | 0 | 2009 Qtr 1: 0; 2009 Qtr 2: 0; 2009 Qtr 3: 0; 2009 Qtr 4: 1; 2010 Qtr 1: 0; 2010 Qtr 2: 0; 2010 Qtr 3: 0; 2010 Qtr 4: 0; 2011 Qtr 1: 0; 2011 Qtr 2: 0; 2011 Qtr 3: 0; 2011 Qtr 4: 0 | 1
0 | 267010-Duct Sealing (Total Leakage Reduced from 40% of AHU flow to 12%) Resid SF CZ10 Vint04 |  | System | Residential | 26-SFM-ResidentialSingleFamily-SP_COOL | 0 |  |  |  |  | 106.8728 | 300 | 0 | 0 | 0 | -193.1272 | 181.333 |  | kWh | 0.24097 | 10.7341 | Residential |  | Winter Only | [5 empty] | 18 | 0.78 |  |  |  | 0 | 1 | 0 | 0 | 0 | 0 | 0 | 0 | 0 | 0 | 0 | 0 | 2009 Qtr 1: 0; 2009 Qtr 2: 0; 2009 Qtr 3: 0; 2009 Qtr 4: 1; 2010 Qtr 1: 0; 2010 Qtr 2: 0; 2010 Qtr 3: 0; 2010 Qtr 4: 0; 2011 Qtr 1: 0; 2011 Qtr 2: 0; 2011 Qtr 3: 0; 2011 Qtr 4: 0 | 1
0 | 267009-Duct Sealing (Total Leakage Reduced from 40% of AHU flow to 12%) Resid SF CZ10 Vint03 |  | System | Residential | 26-SFM-ResidentialSingleFamily-SP_COOL | 0 |  |  |  |  | 106.2381 | 350 | 0 | 0 | 0 | -243.7619 | 234.764 |  | kWh | 0.17708 | 21.4199 | Residential |  | Winter Only | [5 empty] | 18 | 0.78 |  |  |  | 0.5 | 1 | 0 | 0 | 0 | 0 | 0 | 0 | 0 | 0 | 0 | 0 | 2009 Qtr 1: 0; 2009 Qtr 2: 0; 2009 Qtr 3: 0; 2009 Qtr 4: 1; 2010 Qtr 1: 0; 2010 Qtr 2: 0; 2010 Qtr 3: 0; 2010 Qtr 4: 0; 2011 Qtr 1: 0; 2011 Qtr 2: 0; 2011 Qtr 3: 0; 2011 Qtr 4: 0 | 1
0 | 267009-Duct Sealing (Total Leakage Reduced from 40% of AHU flow to 12%) Resid SF CZ10 Vint03 |  | System | Residential | 26-SFM-ResidentialSingleFamily-SP_COOL | 0 |  |  |  |  | 106.2381 | 350 | 0 | 0 | 0 | -243.7619 | 234.764 |  | kWh | 0.17708 | 21.4199 | Residential |  | Winter Only | [5 empty] | 18 | 0.78 |  |  |  | 0.5 | 1 | 0 | 0 | 0 | 0 | 0 | 0 | 0 | 0 | 0 | 0 | 2009 Qtr 1: 0; 2009 Qtr 2: 0; 2009 Qtr 3: 0; 2009 Qtr 4: 1; 2010 Qtr 1: 0; 2010 Qtr 2: 0; 2010 Qtr 3: 0; 2010 Qtr 4: 0; 2011 Qtr 1: 0; 2011 Qtr 2: 0; 2011 Qtr 3: 0; 2011 Qtr 4: 0 | 1
0 | 267009-Duct Sealing (Total Leakage Reduced from 40% of AHU flow to 12%) Resid SF CZ10 Vint03 |  | System | Residential | 26-SFM-ResidentialSingleFamily-SP_COOL | 0 |  |  |  |  | 106.2381 | 260 | 0 | 0 | 0 | -153.7619 | 234.764 |  | kWh | 0.17708 | 21.4199 | Residential |  | Winter Only | [5 empty] | 18 | 0.78 |  |  |  | 0.5 | 2 | 0 | 0 | 0 | 0 | 0 | 0 | 0 | 0 | 0 | 0 | 2009 Qtr 1: 0; 2009 Qtr 2: 0; 2009 Qtr 3: 0; 2009 Qtr 4: 2; 2010 Qtr 1: 0; 2010 Qtr 2: 0; 2010 Qtr 3: 0; 2010 Qtr 4: 0; 2011 Qtr 1: 0; 2011 Qtr 2: 0; 2011 Qtr 3: 0; 2011 Qtr 4: 0 | 2
0 | 267009-Duct Sealing (Total Leakage Reduced from 40% of AHU flow to 12%) Resid SF CZ10 Vint03 |  | System | Residential | 26-SFM-ResidentialSingleFamily-SP_COOL | 0 |  |  |  |  | 106.2381 | 240 | 0 | 0 | 0 | -133.7619 | 234.764 |  | kWh | 0.17708 | 21.4199 | Residential |  | Winter Only | [5 empty] | 18 | 0.78 |  |  |  | 0.5 | 1 | 0 | 0 | 0 | 0 | 0 | 0 | 0 | 0 | 0 | 0 | 2009 Qtr 1: 0; 2009 Qtr 2: 0; 2009 Qtr 3: 0; 2009 Qtr 4: 1; 2010 Qtr 1: 0; 2010 Qtr 2: 0; 2010 Qtr 3: 0; 2010 Qtr 4: 0; 2011 Qtr 1: 0; 2011 Qtr 2: 0; 2011 Qtr 3: 0; 2011 Qtr 4: 0 | 1
0 | 267010-Duct Sealing (Total Leakage Reduced from 40% of AHU flow to 12%) Resid SF CZ10 Vint04 |  | System | Residential | 26-SFM-ResidentialSingleFamily-SP_COOL | 0 |  |  |  |  | 106.8728 | 213.3333 | 0 | 0 | 0 | -106.4605 | 181.333 |  | kWh | 0.24097 | 10.7341 | Residential |  | Winter Only | [5 empty] | 18 | 0.78 |  |  |  | 0 | 3 | 0 | 0 | 0 | 0 | 0 | 0 | 0 | 0 | 0 | 0 | 2009 Qtr 1: 0; 2009 Qtr 2: 0; 2009 Qtr 3: 0; 2009 Qtr 4: 3; 2010 Qtr 1: 0; 2010 Qtr 2: 0; 2010 Qtr 3: 0; 2010 Qtr 4: 0; 2011 Qtr 1: 0; 2011 Qtr 2: 0; 2011 Qtr 3: 0; 2011 Qtr 4: 0 | 3
0 | 267009-Duct Sealing (Total Leakage Reduced from 40% of AHU flow to 12%) Resid SF CZ10 Vint03 |  | System | Residential | 26-SFM-ResidentialSingleFamily-SP_COOL | 0 |  |  |  |  | 106.2381 | 230 | 0 | 0 | 0 | -123.7619 | 234.764 |  | kWh | 0.17708 | 21.4199 | Residential |  | Winter Only | [5 empty] | 18 | 0.78 |  |  |  | 0.5 | 2 | 0 | 0 | 0 | 0 | 0 | 0 | 0 | 0 | 0 | 0 | 2009 Qtr 1: 0; 2009 Qtr 2: 0; 2009 Qtr 3: 0; 2009 Qtr 4: 2; 2010 Qtr 1: 0; 2010 Qtr 2: 0; 2010 Qtr 3: 0; 2010 Qtr 4: 0; 2011 Qtr 1: 0; 2011 Qtr 2: 0; 2011 Qtr 3: 0; 2011 Qtr 4: 0 | 2
0 | 267010-Duct Sealing (Total Leakage Reduced from 40% of AHU flow to 12%) Resid SF CZ10 Vint04 |  | System | Residential | 26-SFM-ResidentialSingleFamily-SP_COOL | 0 |  |  |  |  | 106.8728 | 320 | 0 | 0 | 0 | -213.1272 | 181.333 |  | kWh | 0.24097 | 10.7341 | Residential |  | Winter Only | [5 empty] | 18 | 0.78 |  |  |  | 0 | 1 | 0 | 0 | 0 | 0 | 0 | 0 | 0 | 0 | 0 | 0 | 2009 Qtr 1: 0; 2009 Qtr 2: 0; 2009 Qtr 3: 0; 2009 Qtr 4: 1; 2010 Qtr 1: 0; 2010 Qtr 2: 0; 2010 Qtr 3: 0; 2010 Qtr 4: 0; 2011 Qtr 1: 0; 2011 Qtr 2: 0; 2011 Qtr 3: 0; 2011 Qtr 4: 0 | 1
0 | 267009-Duct Sealing (Total Leakage Reduced from 40% of AHU flow to 12%) Resid SF CZ10 Vint03 |  | System | Residential | 26-SFM-ResidentialSingleFamily-SP_COOL | 0 |  |  |  |  | 106.2381 | 249.6 | 0 | 0 | 0 | -143.3619 | 234.764 |  | kWh | 0.17708 | 21.4199 | Residential |  | Winter Only | [5 empty] | 18 | 0.78 |  |  |  | 0.5 | 1 | 0 | 0 | 0 | 0 | 0 | 0 | 0 | 0 | 0 | 0 | 2009 Qtr 1: 0; 2009 Qtr 2: 0; 2009 Qtr 3: 0; 2009 Qtr 4: 1; 2010 Qtr 1: 0; 2010 Qtr 2: 0; 2010 Qtr 3: 0; 2010 Qtr 4: 0; 2011 Qtr 1: 0; 2011 Qtr 2: 0; 2011 Qtr 3: 0; 2011 Qtr 4: 0 | 1
0 | 267010-Duct Sealing (Total Leakage Reduced from 40% of AHU flow to 12%) Resid SF CZ10 Vint04 |  | System | Residential | 26-SFM-ResidentialSingleFamily-SP_COOL | 0 |  |  |  |  | 106.8728 | 260 | 0 | 0 | 0 | -153.1272 | 181.333 |  | kWh | 0.24097 | 10.7341 | Residential |  | Winter Only | [5 empty] | 18 | 0.78 |  |  |  | 0 | 2 | 0 | 0 | 0 | 0 | 0 | 0 | 0 | 0 | 0 | 0 | 2009 Qtr 1: 0; 2009 Qtr 2: 0; 2009 Qtr 3: 0; 2009 Qtr 4: 2; 2010 Qtr 1: 0; 2010 Qtr 2: 0; 2010 Qtr 3: 0; 2010 Qtr 4: 0; 2011 Qtr 1: 0; 2011 Qtr 2: 0; 2011 Qtr 3: 0; 2011 Qtr 4: 0 | 2
0 | 267009-Duct Sealing (Total Leakage Reduced from 40% of AHU flow to 12%) Resid SF CZ10 Vint03 |  | System | Residential | 26-SFM-ResidentialSingleFamily-SP_COOL | 0 |  |  |  |  | 106.2381 | 320 | 0 | 0 | 0 | -213.7619 | 234.764 |  | kWh | 0.17708 | 21.4199 | Residential |  | Winter Only | [5 empty] | 18 | 0.78 |  |  |  | 0.5 | 1 | 0 | 0 | 0 | 0 | 0 | 0 | 0 | 0 | 0 | 0 | 2009 Qtr 1: 0; 2009 Qtr 2: 0; 2009 Qtr 3: 0; 2009 Qtr 4: 1; 2010 Qtr 1: 0; 2010 Qtr 2: 0; 2010 Qtr 3: 0; 2010 Qtr 4: 0; 2011 Qtr 1: 0; 2011 Qtr 2: 0; 2011 Qtr 3: 0; 2011 Qtr 4: 0 | 1
0 | 267009-Duct Sealing (Total Leakage Reduced from 40% of AHU flow to 12%) Resid SF CZ10 Vint03 |  | System | Residential | 26-SFM-ResidentialSingleFamily-SP_COOL | 0 |  |  |  |  | 106.2381 | 200 | 0 | 0 | 0 | -93.7619 | 234.764 |  | kWh | 0.17708 | 21.4199 | Residential |  | Winter Only | [5 empty] | 18 | 0.78 |  |  |  | 0.5 | 2 | 0 | 0 | 0 | 0 | 0 | 0 | 0 | 0 | 0 | 0 | 2009 Qtr 1: 0; 2009 Qtr 2: 0; 2009 Qtr 3: 0; 2009 Qtr 4: 2; 2010 Qtr 1: 0; 2010 Qtr 2: 0; 2010 Qtr 3: 0; 2010 Qtr 4: 0; 2011 Qtr 1: 0; 2011 Qtr 2: 0; 2011 Qtr 3: 0; 2011 Qtr 4: 0 | 2
0 | 267010-Duct Sealing (Total Leakage Reduced from 40% of AHU flow to 12%) Resid SF CZ10 Vint04 |  | System | Residential | 26-SFM-ResidentialSingleFamily-SP_COOL | 0 |  |  |  |  | 106.8728 | 200 | 0 | 0 | 0 | -93.1272 | 181.333 |  | kWh | 0.24097 | 10.7341 | Residential |  | Winter Only | [5 empty] | 18 | 0.78 |  |  |  | 0 | 3 | 0 | 0 | 0 | 0 | 0 | 0 | 0 | 0 | 0 | 0 | 2009 Qtr 1: 0; 2009 Qtr 2: 0; 2009 Qtr 3: 0; 2009 Qtr 4: 3; 2010 Qtr 1: 0; 2010 Qtr 2: 0; 2010 Qtr 3: 0; 2010 Qtr 4: 0; 2011 Qtr 1: 0; 2011 Qtr 2: 0; 2011 Qtr 3: 0; 2011 Qtr 4: 0 | 3
0 | 267010-Duct Sealing (Total Leakage Reduced from 40% of AHU flow to 12%) Resid SF CZ10 Vint04 |  | System | Residential | 26-SFM-ResidentialSingleFamily-SP_COOL | 0 |  |  |  |  | 106.8728 | 200 | 0 | 0 | 0 | -93.1272 | 181.333 |  | kWh | 0.24097 | 10.7341 | Residential |  | Winter Only | [5 empty] | 18 | 0.78 |  |  |  | 0 | 3 | 0 | 0 | 0 | 0 | 0 | 0 | 0 | 0 | 0 | 0 | 2009 Qtr 1: 0; 2009 Qtr 2: 0; 2009 Qtr 3: 0; 2009 Qtr 4: 3; 2010 Qtr 1: 0; 2010 Qtr 2: 0; 2010 Qtr 3: 0; 2010 Qtr 4: 0; 2011 Qtr 1: 0; 2011 Qtr 2: 0; 2011 Qtr 3: 0; 2011 Qtr 4: 0 | 3
0 | 267009-Duct Sealing (Total Leakage Reduced from 40% of AHU flow to 12%) Resid SF CZ10 Vint03 |  | System | Residential | 26-SFM-ResidentialSingleFamily-SP_COOL | 0 |  |  |  |  | 106.2381 | 140 | 0 | 0 | 0 | -33.7619 | 0 |  | kWh | 0 | 0 | Residential |  | Winter Only | [5 empty] | 18 | 0.78 |  |  |  | 0.5 | 1 | 0 | 0 | 0 | 0 | 0 | 0 | 0 | 0 | 0 | 0 | 2009 Qtr 1: 0; 2009 Qtr 2: 0; 2009 Qtr 3: 0; 2009 Qtr 4: 1; 2010 Qtr 1: 0; 2010 Qtr 2: 0; 2010 Qtr 3: 0; 2010 Qtr 4: 0; 2011 Qtr 1: 0; 2011 Qtr 2: 0; 2011 Qtr 3: 0; 2011 Qtr 4: 0 | 1
0 | 267009-Duct Sealing (Total Leakage Reduced from 40% of AHU flow to 12%) Resid SF CZ10 Vint03 |  | System | Residential | 26-SFM-ResidentialSingleFamily-SP_COOL | 0 |  |  |  |  | 106.2381 | 300 | 0 | 0 | 0 | -193.7619 | 234.764 |  | kWh | 0.17708 | 21.4199 | Residential |  | Winter Only | [5 empty] | 18 | 0.78 |  |  |  | 0.5 | 1 | 0 | 0 | 0 | 0 | 0 | 0 | 0 | 0 | 0 | 0 | 2009 Qtr 1: 0; 2009 Qtr 2: 0; 2009 Qtr 3: 0; 2009 Qtr 4: 1; 2010 Qtr 1: 0; 2010 Qtr 2: 0; 2010 Qtr 3: 0; 2010 Qtr 4: 0; 2011 Qtr 1: 0; 2011 Qtr 2: 0; 2011 Qtr 3: 0; 2011 Qtr 4: 0 | 1
0 | 267010-Duct Sealing (Total Leakage Reduced from 40% of AHU flow to 12%) Resid SF CZ10 Vint04 |  | System | Residential | 26-SFM-ResidentialSingleFamily-SP_COOL | 0 |  |  |  |  | 106.8728 | 200 | 0 | 0 | 0 | -93.1272 | 181.333 |  | kWh | 0.24097 | 10.7341 | Residential |  | Winter Only | [5 empty] | 18 | 0.78 |  |  |  | 0 | 2 | 0 | 0 | 0 | 0 | 0 | 0 | 0 | 0 | 0 | 0 | 2009 Qtr 1: 0; 2009 Qtr 2: 0; 2009 Qtr 3: 0; 2009 Qtr 4: 2; 2010 Qtr 1: 0; 2010 Qtr 2: 0; 2010 Qtr 3: 0; 2010 Qtr 4: 0; 2011 Qtr 1: 0; 2011 Qtr 2: 0; 2011 Qtr 3: 0; 2011 Qtr 4: 0 | 2
0 | 267010-Duct Sealing (Total Leakage Reduced from 40% of AHU flow to 12%) Resid SF CZ10 Vint04 |  | System | Residential | 26-SFM-ResidentialSingleFamily-SP_COOL | 0 |  |  |  |  | 106.8728 | 160 | 0 | 0 | 0 | -53.1272 | 0 |  | kWh | 0 | 0 | Residential |  | Winter Only | [5 empty] | 18 | 0.78 |  |  |  | 0 | 1 | 0 | 0 | 0 | 0 | 0 | 0 | 0 | 0 | 0 | 0 | 2009 Qtr 1: 0; 2009 Qtr 2: 0; 2009 Qtr 3: 0; 2009 Qtr 4: 1; 2010 Qtr 1: 0; 2010 Qtr 2: 0; 2010 Qtr 3: 0; 2010 Qtr 4: 0; 2011 Qtr 1: 0; 2011 Qtr 2: 0; 2011 Qtr 3: 0; 2011 Qtr 4: 0 | 1
0 | 267010-Duct Sealing (Total Leakage Reduced from 40% of AHU flow to 12%) Resid SF CZ10 Vint04 |  | System | Residential | 26-SFM-ResidentialSingleFamily-SP_COOL | 0 |  |  |  |  | 106.8728 | 380 | 0 | 0 | 0 | -273.1272 | 181.333 |  | kWh | 0.24097 | 10.7341 | Residential |  | Winter Only | [5 empty] | 18 | 0.78 |  |  |  | 0 | 1 | 0 | 0 | 0 | 0 | 0 | 0 | 0 | 0 | 0 | 0 | 2009 Qtr 1: 0; 2009 Qtr 2: 0; 2009 Qtr 3: 0; 2009 Qtr 4: 1; 2010 Qtr 1: 0; 2010 Qtr 2: 0; 2010 Qtr 3: 0; 2010 Qtr 4: 0; 2011 Qtr 1: 0; 2011 Qtr 2: 0; 2011 Qtr 3: 0; 2011 Qtr 4: 0 | 1
0 | 267010-Duct Sealing (Total Leakage Reduced from 40% of AHU flow to 12%) Resid SF CZ10 Vint04 |  | System | Residential | 26-SFM-ResidentialSingleFamily-SP_COOL | 0 |  |  |  |  | 106.8728 | 210 | 0 | 0 | 0 | -103.1272 | 181.333 |  | kWh | 0.24097 | 10.7341 | Residential |  | Winter Only | [5 empty] | 18 | 0.78 |  |  |  | 0 | 2 | 0 | 0 | 0 | 0 | 0 | 0 | 0 | 0 | 0 | 0 | 2009 Qtr 1: 0; 2009 Qtr 2: 0; 2009 Qtr 3: 0; 2009 Qtr 4: 2; 2010 Qtr 1: 0; 2010 Qtr 2: 0; 2010 Qtr 3: 0; 2010 Qtr 4: 0; 2011 Qtr 1: 0; 2011 Qtr 2: 0; 2011 Qtr 3: 0; 2011 Qtr 4: 0 | 2
0 | 267010-Duct Sealing (Total Leakage Reduced from 40% of AHU flow to 12%) Resid SF CZ10 Vint04 |  | System | Residential | 26-SFM-ResidentialSingleFamily-SP_COOL | 0 |  |  |  |  | 106.8728 | 230 | 0 | 0 | 0 | -123.1272 | 181.333 |  | kWh | 0.24097 | 10.7341 | Residential |  | Winter Only | [5 empty] | 18 | 0.78 |  |  |  | 0 | 2 | 0 | 0 | 0 | 0 | 0 | 0 | 0 | 0 | 0 | 0 | 2009 Qtr 1: 0; 2009 Qtr 2: 0; 2009 Qtr 3: 0; 2009 Qtr 4: 2; 2010 Qtr 1: 0; 2010 Qtr 2: 0; 2010 Qtr 3: 0; 2010 Qtr 4: 0; 2011 Qtr 1: 0; 2011 Qtr 2: 0; 2011 Qtr 3: 0; 2011 Qtr 4: 0 | 2
0 | 267009-Duct Sealing (Total Leakage Reduced from 40% of AHU flow to 12%) Resid SF CZ10 Vint03 |  | System | Residential | 26-SFM-ResidentialSingleFamily-SP_COOL | 0 |  |  |  |  | 106.2381 | 260 | 0 | 0 | 0 | -153.7619 | 234.764 |  | kWh | 0.17708 | 21.4199 | Residential |  | Winter Only | [5 empty] | 18 | 0.78 |  |  |  | 0.5 | 2 | 0 | 0 | 0 | 0 | 0 | 0 | 0 | 0 | 0 | 0 | 2009 Qtr 1: 0; 2009 Qtr 2: 0; 2009 Qtr 3: 0; 2009 Qtr 4: 2; 2010 Qtr 1: 0; 2010 Qtr 2: 0; 2010 Qtr 3: 0; 2010 Qtr 4: 0; 2011 Qtr 1: 0; 2011 Qtr 2: 0; 2011 Qtr 3: 0; 2011 Qtr 4: 0 | 2
0 | 267010-Duct Sealing (Total Leakage Reduced from 40% of AHU flow to 12%) Resid SF CZ10 Vint04 |  | System | Residential | 26-SFM-ResidentialSingleFamily-SP_COOL | 0 |  |  |  |  | 106.8728 | 265 | 0 | 0 | 0 | -158.1272 | 181.333 |  | kWh | 0.24097 | 10.7341 | Residential |  | Winter Only | [5 empty] | 18 | 0.78 |  |  |  | 0 | 1 | 0 | 0 | 0 | 0 | 0 | 0 | 0 | 0 | 0 | 0 | 2009 Qtr 1: 0; 2009 Qtr 2: 0; 2009 Qtr 3: 0; 2009 Qtr 4: 1; 2010 Qtr 1: 0; 2010 Qtr 2: 0; 2010 Qtr 3: 0; 2010 Qtr 4: 0; 2011 Qtr 1: 0; 2011 Qtr 2: 0; 2011 Qtr 3: 0; 2011 Qtr 4: 0 | 1
0 | 267010-Duct Sealing (Total Leakage Reduced from 40% of AHU flow to 12%) Resid SF CZ10 Vint04 |  | System | Residential | 26-SFM-ResidentialSingleFamily-SP_COOL | 0 |  |  |  |  | 106.8728 | 245 | 0 | 0 | 0 | -138.1272 | 181.333 |  | kWh | 0.24097 | 10.7341 | Residential |  | Winter Only | [5 empty] | 18 | 0.78 |  |  |  | 0 | 2 | 0 | 0 | 0 | 0 | 0 | 0 | 0 | 0 | 0 | 0 | 2009 Qtr 1: 0; 2009 Qtr 2: 0; 2009 Qtr 3: 0; 2009 Qtr 4: 2; 2010 Qtr 1: 0; 2010 Qtr 2: 0; 2010 Qtr 3: 0; 2010 Qtr 4: 0; 2011 Qtr 1: 0; 2011 Qtr 2: 0; 2011 Qtr 3: 0; 2011 Qtr 4: 0 | 2
0 | 267009-Duct Sealing (Total Leakage Reduced from 40% of AHU flow to 12%) Resid SF CZ10 Vint03 |  | System | Residential | 26-SFM-ResidentialSingleFamily-SP_COOL | 0 |  |  |  |  | 106.2381 | 360 | 0 | 0 | 0 | -253.7619 | 234.764 |  | kWh | 0.17708 | 21.4199 | Residential |  | Winter Only | [5 empty] | 18 | 0.78 |  |  |  | 0.5 | 1 | 0 | 0 | 0 | 0 | 0 | 0 | 0 | 0 | 0 | 0 | 2009 Qtr 1: 0; 2009 Qtr 2: 0; 2009 Qtr 3: 0; 2009 Qtr 4: 1; 2010 Qtr 1: 0; 2010 Qtr 2: 0; 2010 Qtr 3: 0; 2010 Qtr 4: 0; 2011 Qtr 1: 0; 2011 Qtr 2: 0; 2011 Qtr 3: 0; 2011 Qtr 4: 0 | 1
0 | 267009-Duct Sealing (Total Leakage Reduced from 40% of AHU flow to 12%) Resid SF CZ10 Vint03 |  | System | Residential | 26-SFM-ResidentialSingleFamily-SP_COOL | 0 |  |  |  |  | 106.2381 | 360 | 0 | 0 | 0 | -253.7619 | 234.764 |  | kWh | 0.17708 | 21.4199 | Residential |  | Winter Only | [5 empty] | 18 | 0.78 |  |  |  | 0.5 | 1 | 0 | 0 | 0 | 0 | 0 | 0 | 0 | 0 | 0 | 0 | 2009 Qtr 1: 0; 2009 Qtr 2: 0; 2009 Qtr 3: 0; 2009 Qtr 4: 1; 2010 Qtr 1: 0; 2010 Qtr 2: 0; 2010 Qtr 3: 0; 2010 Qtr 4: 0; 2011 Qtr 1: 0; 2011 Qtr 2: 0; 2011 Qtr 3: 0; 2011 Qtr 4: 0 | 1
0 | 267009-Duct Sealing (Total Leakage Reduced from 40% of AHU flow to 12%) Resid SF CZ10 Vint03 |  | System | Residential | 26-SFM-ResidentialSingleFamily-SP_COOL | 0 |  |  |  |  | 106.2381 | 390 | 0 | 0 | 0 | -283.7619 | 234.764 |  | kWh | 0.17708 | 21.4199 | Residential |  | Winter Only | [5 empty] | 18 | 0.78 |  |  |  | 0.5 | 1 | 0 | 0 | 0 | 0 | 0 | 0 | 0 | 0 | 0 | 0 | 2009 Qtr 1: 0; 2009 Qtr 2: 0; 2009 Qtr 3: 0; 2009 Qtr 4: 1; 2010 Qtr 1: 0; 2010 Qtr 2: 0; 2010 Qtr 3: 0; 2010 Qtr 4: 0; 2011 Qtr 1: 0; 2011 Qtr 2: 0; 2011 Qtr 3: 0; 2011 Qtr 4: 0 | 1
0 | 267010-Duct Sealing (Total Leakage Reduced from 40% of AHU flow to 12%) Resid SF CZ10 Vint04 |  | System | Residential | 26-SFM-ResidentialSingleFamily-SP_COOL | 0 |  |  |  |  | 106.8728 | 265 | 0 | 0 | 0 | -158.1272 | 181.333 |  | kWh | 0.24097 | 10.7341 | Residential |  | Winter Only | [5 empty] | 18 | 0.78 |  |  |  | 0 | 1 | 0 | 0 | 0 | 0 | 0 | 0 | 0 | 0 | 0 | 0 | 2009 Qtr 1: 0; 2009 Qtr 2: 0; 2009 Qtr 3: 0; 2009 Qtr 4: 1; 2010 Qtr 1: 0; 2010 Qtr 2: 0; 2010 Qtr 3: 0; 2010 Qtr 4: 0; 2011 Qtr 1: 0; 2011 Qtr 2: 0; 2011 Qtr 3: 0; 2011 Qtr 4: 0 | 1
0 | 267010-Duct Sealing (Total Leakage Reduced from 40% of AHU flow to 12%) Resid SF CZ10 Vint04 |  | System | Residential | 26-SFM-ResidentialSingleFamily-SP_COOL | 0 |  |  |  |  | 106.8728 | 304 | 0 | 0 | 0 | -197.1272 | 181.333 |  | kWh | 0.24097 | 10.7341 | Residential |  | Winter Only | [5 empty] | 18 | 0.78 |  |  |  | 0 | 1 | 0 | 0 | 0 | 0 | 0 | 0 | 0 | 0 | 0 | 0 | 2009 Qtr 1: 0; 2009 Qtr 2: 0; 2009 Qtr 3: 0; 2009 Qtr 4: 1; 2010 Qtr 1: 0; 2010 Qtr 2: 0; 2010 Qtr 3: 0; 2010 Qtr 4: 0; 2011 Qtr 1: 0; 2011 Qtr 2: 0; 2011 Qtr 3: 0; 2011 Qtr 4: 0 | 1
0 | 267009-Duct Sealing (Total Leakage Reduced from 40% of AHU flow to 12%) Resid SF CZ10 Vint03 |  | System | Residential | 26-SFM-ResidentialSingleFamily-SP_COOL | 0 |  |  |  |  | 106.2381 | 240 | 0 | 0 | 0 | -133.7619 | 234.764 |  | kWh | 0.17708 | 21.4199 | Residential |  | Winter Only | [5 empty] | 18 | 0.78 |  |  |  | 0.5 | 1 | 0 | 0 | 0 | 0 | 0 | 0 | 0 | 0 | 0 | 0 | 2009 Qtr 1: 0; 2009 Qtr 2: 0; 2009 Qtr 3: 0; 2009 Qtr 4: 1; 2010 Qtr 1: 0; 2010 Qtr 2: 0; 2010 Qtr 3: 0; 2010 Qtr 4: 0; 2011 Qtr 1: 0; 2011 Qtr 2: 0; 2011 Qtr 3: 0; 2011 Qtr 4: 0 | 1
0 | 267009-Duct Sealing (Total Leakage Reduced from 40% of AHU flow to 12%) Resid SF CZ10 Vint03 |  | System | Residential | 26-SFM-ResidentialSingleFamily-SP_COOL | 0 |  |  |  |  | 106.2381 | 240 | 0 | 0 | 0 | -133.7619 | 234.764 |  | kWh | 0.17708 | 21.4199 | Residential |  | Winter Only | [5 empty] | 18 | 0.78 |  |  |  | 0.5 | 1 | 0 | 0 | 0 | 0 | 0 | 0 | 0 | 0 | 0 | 0 | 2009 Qtr 1: 0; 2009 Qtr 2: 0; 2009 Qtr 3: 0; 2009 Qtr 4: 1; 2010 Qtr 1: 0; 2010 Qtr 2: 0; 2010 Qtr 3: 0; 2010 Qtr 4: 0; 2011 Qtr 1: 0; 2011 Qtr 2: 0; 2011 Qtr 3: 0; 2011 Qtr 4: 0 | 1
0 | 267009-Duct Sealing (Total Leakage Reduced from 40% of AHU flow to 12%) Resid SF CZ10 Vint03 |  | System | Residential | 26-SFM-ResidentialSingleFamily-SP_COOL | 0 |  |  |  |  | 106.2381 | 340 | 0 | 0 | 0 | -233.7619 | 234.764 |  | kWh | 0.17708 | 21.4199 | Residential |  | Winter Only | [5 empty] | 18 | 0.78 |  |  |  | 0.5 | 1 | 0 | 0 | 0 | 0 | 0 | 0 | 0 | 0 | 0 | 0 | 2009 Qtr 1: 0; 2009 Qtr 2: 0; 2009 Qtr 3: 0; 2009 Qtr 4: 1; 2010 Qtr 1: 0; 2010 Qtr 2: 0; 2010 Qtr 3: 0; 2010 Qtr 4: 0; 2011 Qtr 1: 0; 2011 Qtr 2: 0; 2011 Qtr 3: 0; 2011 Qtr 4: 0 | 1
0 | 267009-Duct Sealing (Total Leakage Reduced from 40% of AHU flow to 12%) Resid SF CZ10 Vint03 |  | System | Residential | 26-SFM-ResidentialSingleFamily-SP_COOL | 0 |  |  |  |  | 106.2381 | 330 | 0 | 0 | 0 | -223.7619 | 234.764 |  | kWh | 0.17708 | 21.4199 | Residential |  | Winter Only | [5 empty] | 18 | 0.78 |  |  |  | 0.5 | 1 | 0 | 0 | 0 | 0 | 0 | 0 | 0 | 0 | 0 | 0 | 2009 Qtr 1: 0; 2009 Qtr 2: 0; 2009 Qtr 3: 0; 2009 Qtr 4: 1; 2010 Qtr 1: 0; 2010 Qtr 2: 0; 2010 Qtr 3: 0; 2010 Qtr 4: 0; 2011 Qtr 1: 0; 2011 Qtr 2: 0; 2011 Qtr 3: 0; 2011 Qtr 4: 0 | 1
0 | 267009-Duct Sealing (Total Leakage Reduced from 40% of AHU flow to 12%) Resid SF CZ10 Vint03 |  | System | Residential | 26-SFM-ResidentialSingleFamily-SP_COOL | 0 |  |  |  |  | 106.2381 | 240 | 0 | 0 | 0 | -133.7619 | 234.764 |  | kWh | 0.17708 | 21.4199 | Residential |  | Winter Only | [5 empty] | 18 | 0.78 |  |  |  | 0.5 | 1 | 0 | 0 | 0 | 0 | 0 | 0 | 0 | 0 | 0 | 0 | 2009 Qtr 1: 0; 2009 Qtr 2: 0; 2009 Qtr 3: 0; 2009 Qtr 4: 1; 2010 Qtr 1: 0; 2010 Qtr 2: 0; 2010 Qtr 3: 0; 2010 Qtr 4: 0; 2011 Qtr 1: 0; 2011 Qtr 2: 0; 2011 Qtr 3: 0; 2011 Qtr 4: 0 | 1
0 | 267009-Duct Sealing (Total Leakage Reduced from 40% of AHU flow to 12%) Resid SF CZ10 Vint03 |  | System | Residential | 26-SFM-ResidentialSingleFamily-SP_COOL | 0 |  |  |  |  | 106.2381 | 280 | 0 | 0 | 0 | -173.7619 | 234.764 |  | kWh | 0.17708 | 21.4199 | Residential |  | Winter Only | [5 empty] | 18 | 0.78 |  |  |  | 0.5 | 1 | 0 | 0 | 0 | 0 | 0 | 0 | 0 | 0 | 0 | 0 | 2009 Qtr 1: 0; 2009 Qtr 2: 0; 2009 Qtr 3: 0; 2009 Qtr 4: 1; 2010 Qtr 1: 0; 2010 Qtr 2: 0; 2010 Qtr 3: 0; 2010 Qtr 4: 0; 2011 Qtr 1: 0; 2011 Qtr 2: 0; 2011 Qtr 3: 0; 2011 Qtr 4: 0 | 1
0 | 267010-Duct Sealing (Total Leakage Reduced from 40% of AHU flow to 12%) Resid SF CZ10 Vint04 |  | System | Residential | 26-SFM-ResidentialSingleFamily-SP_COOL | 0 |  |  |  |  | 106.8728 | 300 | 0 | 0 | 0 | -193.1272 | 181.333 |  | kWh | 0.24097 | 10.7341 | Residential |  | Winter Only | [5 empty] | 18 | 0.78 |  |  |  | 0 | 1 | 0 | 0 | 0 | 0 | 0 | 0 | 0 | 0 | 0 | 0 | 2009 Qtr 1: 0; 2009 Qtr 2: 0; 2009 Qtr 3: 0; 2009 Qtr 4: 1; 2010 Qtr 1: 0; 2010 Qtr 2: 0; 2010 Qtr 3: 0; 2010 Qtr 4: 0; 2011 Qtr 1: 0; 2011 Qtr 2: 0; 2011 Qtr 3: 0; 2011 Qtr 4: 0 | 1
0 | 267009-Duct Sealing (Total Leakage Reduced from 40% of AHU flow to 12%) Resid SF CZ10 Vint03 |  | System | Residential | 26-SFM-ResidentialSingleFamily-SP_COOL | 0 |  |  |  |  | 106.2381 | 233.3333 | 0 | 0 | 0 | -127.0952 | 234.764 |  | kWh | 0.17708 | 21.4199 | Residential |  | Winter Only | [5 empty] | 18 | 0.78 |  |  |  | 0.5 | 3 | 0 | 0 | 0 | 0 | 0 | 0 | 0 | 0 | 0 | 0 | 2009 Qtr 1: 0; 2009 Qtr 2: 0; 2009 Qtr 3: 0; 2009 Qtr 4: 3; 2010 Qtr 1: 0; 2010 Qtr 2: 0; 2010 Qtr 3: 0; 2010 Qtr 4: 0; 2011 Qtr 1: 0; 2011 Qtr 2: 0; 2011 Qtr 3: 0; 2011 Qtr 4: 0 | 3
0 | 267010-Duct Sealing (Total Leakage Reduced from 40% of AHU flow to 12%) Resid SF CZ10 Vint04 |  | System | Residential | 26-SFM-ResidentialSingleFamily-SP_COOL | 0 |  |  |  |  | 106.8728 | 240 | 0 | 0 | 0 | -133.1272 | 181.333 |  | kWh | 0.24097 | 10.7341 | Residential |  | Winter Only | [5 empty] | 18 | 0.78 |  |  |  | 0 | 1 | 0 | 0 | 0 | 0 | 0 | 0 | 0 | 0 | 0 | 0 | 2009 Qtr 1: 0; 2009 Qtr 2: 0; 2009 Qtr 3: 0; 2009 Qtr 4: 1; 2010 Qtr 1: 0; 2010 Qtr 2: 0; 2010 Qtr 3: 0; 2010 Qtr 4: 0; 2011 Qtr 1: 0; 2011 Qtr 2: 0; 2011 Qtr 3: 0; 2011 Qtr 4: 0 | 1
0 | 267010-Duct Sealing (Total Leakage Reduced from 40% of AHU flow to 12%) Resid SF CZ10 Vint04 |  | System | Residential | 26-SFM-ResidentialSingleFamily-SP_COOL | 0 |  |  |  |  | 106.8728 | 380 | 0 | 0 | 0 | -273.1272 | 181.333 |  | kWh | 0.24097 | 10.7341 | Residential |  | Winter Only | [5 empty] | 18 | 0.78 |  |  |  | 0 | 1 | 0 | 0 | 0 | 0 | 0 | 0 | 0 | 0 | 0 | 0 | 2009 Qtr 1: 0; 2009 Qtr 2: 0; 2009 Qtr 3: 0; 2009 Qtr 4: 1; 2010 Qtr 1: 0; 2010 Qtr 2: 0; 2010 Qtr 3: 0; 2010 Qtr 4: 0; 2011 Qtr 1: 0; 2011 Qtr 2: 0; 2011 Qtr 3: 0; 2011 Qtr 4: 0 | 1
0 | 267010-Duct Sealing (Total Leakage Reduced from 40% of AHU flow to 12%) Resid SF CZ10 Vint04 |  | System | Residential | 26-SFM-ResidentialSingleFamily-SP_COOL | 0 |  |  |  |  | 106.8728 | 269.8 | 0 | 0 | 0 | -162.9272 | 181.333 |  | kWh | 0.24097 | 10.7341 | Residential |  | Winter Only | [5 empty] | 18 | 0.78 |  |  |  | 0 | 1 | 0 | 0 | 0 | 0 | 0 | 0 | 0 | 0 | 0 | 0 | 2009 Qtr 1: 0; 2009 Qtr 2: 0; 2009 Qtr 3: 0; 2009 Qtr 4: 1; 2010 Qtr 1: 0; 2010 Qtr 2: 0; 2010 Qtr 3: 0; 2010 Qtr 4: 0; 2011 Qtr 1: 0; 2011 Qtr 2: 0; 2011 Qtr 3: 0; 2011 Qtr 4: 0 | 1
0 | 267010-Duct Sealing (Total Leakage Reduced from 40% of AHU flow to 12%) Resid SF CZ10 Vint04 |  | System | Residential | 26-SFM-ResidentialSingleFamily-SP_COOL | 0 |  |  |  |  | 106.8728 | 240 | 0 | 0 | 0 | -133.1272 | 181.333 |  | kWh | 0.24097 | 10.7341 | Residential |  | Winter Only | [5 empty] | 18 | 0.78 |  |  |  | 0 | 2 | 0 | 0 | 0 | 0 | 0 | 0 | 0 | 0 | 0 | 0 | 2009 Qtr 1: 0; 2009 Qtr 2: 0; 2009 Qtr 3: 0; 2009 Qtr 4: 2; 2010 Qtr 1: 0; 2010 Qtr 2: 0; 2010 Qtr 3: 0; 2010 Qtr 4: 0; 2011 Qtr 1: 0; 2011 Qtr 2: 0; 2011 Qtr 3: 0; 2011 Qtr 4: 0 | 2
0 | 267010-Duct Sealing (Total Leakage Reduced from 40% of AHU flow to 12%) Resid SF CZ10 Vint04 |  | System | Residential | 26-SFM-ResidentialSingleFamily-SP_COOL | 0 |  |  |  |  | 106.8728 | 290 | 0 | 0 | 0 | -183.1272 | 181.333 |  | kWh | 0.24097 | 10.7341 | Residential |  | Winter Only | [5 empty] | 18 | 0.78 |  |  |  | 0 | 1 | 0 | 0 | 0 | 0 | 0 | 0 | 0 | 0 | 0 | 0 | 2009 Qtr 1: 0; 2009 Qtr 2: 0; 2009 Qtr 3: 0; 2009 Qtr 4: 1; 2010 Qtr 1: 0; 2010 Qtr 2: 0; 2010 Qtr 3: 0; 2010 Qtr 4: 0; 2011 Qtr 1: 0; 2011 Qtr 2: 0; 2011 Qtr 3: 0; 2011 Qtr 4: 0 | 1
0 | 267010-Duct Sealing (Total Leakage Reduced from 40% of AHU flow to 12%) Resid SF CZ10 Vint04 |  | System | Residential | 26-SFM-ResidentialSingleFamily-SP_COOL | 0 |  |  |  |  | 106.8728 | 280 | 0 | 0 | 0 | -173.1272 | 181.333 |  | kWh | 0.24097 | 10.7341 | Residential |  | Winter Only | [5 empty] | 18 | 0.78 |  |  |  | 0 | 1 | 0 | 0 | 0 | 0 | 0 | 0 | 0 | 0 | 0 | 0 | 2009 Qtr 1: 0; 2009 Qtr 2: 0; 2009 Qtr 3: 0; 2009 Qtr 4: 1; 2010 Qtr 1: 0; 2010 Qtr 2: 0; 2010 Qtr 3: 0; 2010 Qtr 4: 0; 2011 Qtr 1: 0; 2011 Qtr 2: 0; 2011 Qtr 3: 0; 2011 Qtr 4: 0 | 1
0 | 267010-Duct Sealing (Total Leakage Reduced from 40% of AHU flow to 12%) Resid SF CZ10 Vint04 |  | System | Residential | 26-SFM-ResidentialSingleFamily-SP_COOL | 0 |  |  |  |  | 106.8728 | 200 | 0 | 0 | 0 | -93.1272 | 181.333 |  | kWh | 0.24097 | 10.7341 | Residential |  | Winter Only | [5 empty] | 18 | 0.78 |  |  |  | 0 | 2 | 0 | 0 | 0 | 0 | 0 | 0 | 0 | 0 | 0 | 0 | 2009 Qtr 1: 0; 2009 Qtr 2: 0; 2009 Qtr 3: 0; 2009 Qtr 4: 2; 2010 Qtr 1: 0; 2010 Qtr 2: 0; 2010 Qtr 3: 0; 2010 Qtr 4: 0; 2011 Qtr 1: 0; 2011 Qtr 2: 0; 2011 Qtr 3: 0; 2011 Qtr 4: 0 | 2
0 | 267010-Duct Sealing (Total Leakage Reduced from 40% of AHU flow to 12%) Resid SF CZ10 Vint04 |  | System | Residential | 26-SFM-ResidentialSingleFamily-SP_COOL | 0 |  |  |  |  | 106.8728 | 245 | 0 | 0 | 0 | -138.1272 | 181.333 |  | kWh | 0.24097 | 10.7341 | Residential |  | Winter Only | [5 empty] | 18 | 0.78 |  |  |  | 0 | 2 | 0 | 0 | 0 | 0 | 0 | 0 | 0 | 0 | 0 | 0 | 2009 Qtr 1: 0; 2009 Qtr 2: 0; 2009 Qtr 3: 0; 2009 Qtr 4: 2; 2010 Qtr 1: 0; 2010 Qtr 2: 0; 2010 Qtr 3: 0; 2010 Qtr 4: 0; 2011 Qtr 1: 0; 2011 Qtr 2: 0; 2011 Qtr 3: 0; 2011 Qtr 4: 0 | 2
0 | 267010-Duct Sealing (Total Leakage Reduced from 40% of AHU flow to 12%) Resid SF CZ10 Vint04 |  | System | Residential | 26-SFM-ResidentialSingleFamily-SP_COOL | 0 |  |  |  |  | 106.8728 | 308 | 0 | 0 | 0 | -201.1272 | 181.333 |  | kWh | 0.24097 | 10.7341 | Residential |  | Winter Only | [5 empty] | 18 | 0.78 |  |  |  | 0 | 1 | 0 | 0 | 0 | 0 | 0 | 0 | 0 | 0 | 0 | 0 | 2009 Qtr 1: 0; 2009 Qtr 2: 0; 2009 Qtr 3: 0; 2009 Qtr 4: 1; 2010 Qtr 1: 0; 2010 Qtr 2: 0; 2010 Qtr 3: 0; 2010 Qtr 4: 0; 2011 Qtr 1: 0; 2011 Qtr 2: 0; 2011 Qtr 3: 0; 2011 Qtr 4: 0 | 1
0 | 267009-Duct Sealing (Total Leakage Reduced from 40% of AHU flow to 12%) Resid SF CZ10 Vint03 |  | System | Residential | 26-SFM-ResidentialSingleFamily-SP_COOL | 0 |  |  |  |  | 106.2381 | 380 | 0 | 0 | 0 | -273.7619 | 234.764 |  | kWh | 0.17708 | 21.4199 | Residential |  | Winter Only | [5 empty] | 18 | 0.78 |  |  |  | 0.5 | 1 | 0 | 0 | 0 | 0 | 0 | 0 | 0 | 0 | 0 | 0 | 2009 Qtr 1: 0; 2009 Qtr 2: 0; 2009 Qtr 3: 0; 2009 Qtr 4: 1; 2010 Qtr 1: 0; 2010 Qtr 2: 0; 2010 Qtr 3: 0; 2010 Qtr 4: 0; 2011 Qtr 1: 0; 2011 Qtr 2: 0; 2011 Qtr 3: 0; 2011 Qtr 4: 0 | 1
0 | 267009-Duct Sealing (Total Leakage Reduced from 40% of AHU flow to 12%) Resid SF CZ10 Vint03 |  | System | Residential | 26-SFM-ResidentialSingleFamily-SP_COOL | 0 |  |  |  |  | 106.2381 | 380 | 0 | 0 | 0 | -273.7619 | 234.764 |  | kWh | 0.17708 | 21.4199 | Residential |  | Winter Only | [5 empty] | 18 | 0.78 |  |  |  | 0.5 | 1 | 0 | 0 | 0 | 0 | 0 | 0 | 0 | 0 | 0 | 0 | 2009 Qtr 1: 0; 2009 Qtr 2: 0; 2009 Qtr 3: 0; 2009 Qtr 4: 1; 2010 Qtr 1: 0; 2010 Qtr 2: 0; 2010 Qtr 3: 0; 2010 Qtr 4: 0; 2011 Qtr 1: 0; 2011 Qtr 2: 0; 2011 Qtr 3: 0; 2011 Qtr 4: 0 | 1
0 | 267009-Duct Sealing (Total Leakage Reduced from 40% of AHU flow to 12%) Resid SF CZ10 Vint03 |  | System | Residential | 26-SFM-ResidentialSingleFamily-SP_COOL | 0 |  |  |  |  | 106.2381 | 360 | 0 | 0 | 0 | -253.7619 | 234.764 |  | kWh | 0.17708 | 21.4199 | Residential |  | Winter Only | [5 empty] | 18 | 0.78 |  |  |  | 0.5 | 1 | 0 | 0 | 0 | 0 | 0 | 0 | 0 | 0 | 0 | 0 | 2009 Qtr 1: 0; 2009 Qtr 2: 0; 2009 Qtr 3: 0; 2009 Qtr 4: 1; 2010 Qtr 1: 0; 2010 Qtr 2: 0; 2010 Qtr 3: 0; 2010 Qtr 4: 0; 2011 Qtr 1: 0; 2011 Qtr 2: 0; 2011 Qtr 3: 0; 2011 Qtr 4: 0 | 1
0 | 267030-Commercial HVAC Diagnostic/Tune-up Com All CZ10 VintAll |  | System | Commercial | 01-ALC-AllCommercial-Cooling | 0 |  |  |  |  | 67.6133 | 82.5373 | 0 | 0 | 0 | -14.924 | 214 |  | kWh | 0.15 | 0 | Commercial | [7 empty] | 10 | 0.85 |  |  |  | 1 | 3.35 | 0 | 0 | 0 | 0 | 0 | 0 | 0 | 0 | 0 | 0 | 2009 Qtr 1: 0; 2009 Qtr 2: 0; 2009 Qtr 3: 0; 2009 Qtr 4: 3.35; 2010 Qtr 1: 0; 2010 Qtr 2: 0; 2010 Qtr 3: 0; 2010 Qtr 4: 0; 2011 Qtr 1: 0; 2011 Qtr 2: 0; 2011 Qtr 3: 0; 2011 Qtr 4: 0 | 3.35
0 | 267045-Commercial Condensor Coil Cleaning (all units - savings at 50% of DEER) Com All CZ10 VintAll |  | System | Commercial | 01-ALC-AllCommercial-Cooling | 0 |  |  |  |  | 10 | 10 | 0 | 0 | 0 | 0 | 74 |  | kWh | 0.0665 | 0 | Commercial | [7 empty] | 3 | 0.78 |  |  |  | 1 | 5 | 0 | 0 | 0 | 0 | 0 | 0 | 0 | 0 | 0 | 0 | 2009 Qtr 1: 0; 2009 Qtr 2: 0; 2009 Qtr 3: 0; 2009 Qtr 4: 5; 2010 Qtr 1: 0; 2010 Qtr 2: 0; 2010 Qtr 3: 0; 2010 Qtr 4: 0; 2011 Qtr 1: 0; 2011 Qtr 2: 0; 2011 Qtr 3: 0; 2011 Qtr 4: 0 | 5
0 | 267045-Commercial Condensor Coil Cleaning (all units - savings at 50% of DEER) Com All CZ10 VintAll |  | System | Commercial | 01-ALC-AllCommercial-Cooling | 0 |  |  |  |  | 10 | 10 | 0 | 0 | 0 | 0 | 74 |  | kWh | 0.0665 | 0 | Commercial | [7 empty] | 3 | 0.78 |  |  |  | 1 | 5 | 0 | 0 | 0 | 0 | 0 | 0 | 0 | 0 | 0 | 0 | 2009 Qtr 1: 0; 2009 Qtr 2: 0; 2009 Qtr 3: 0; 2009 Qtr 4: 5; 2010 Qtr 1: 0; 2010 Qtr 2: 0; 2010 Qtr 3: 0; 2010 Qtr 4: 0; 2011 Qtr 1: 0; 2011 Qtr 2: 0; 2011 Qtr 3: 0; 2011 Qtr 4: 0 | 5
0 | 267045-Commercial Condensor Coil Cleaning (all units - savings at 50% of DEER) Com All CZ10 VintAll |  | System | Commercial | 01-ALC-AllCommercial-Cooling | 0 |  |  |  |  | 10 | 10 | 0 | 0 | 0 | 0 | 74 |  | kWh | 0.0665 | 0 | Commercial | [7 empty] | 3 | 0.78 |  |  |  | 1 | 5 | 0 | 0 | 0 | 0 | 0 | 0 | 0 | 0 | 0 | 0 | 2009 Qtr 1: 0; 2009 Qtr 2: 0; 2009 Qtr 3: 0; 2009 Qtr 4: 5; 2010 Qtr 1: 0; 2010 Qtr 2: 0; 2010 Qtr 3: 0; 2010 Qtr 4: 0; 2011 Qtr 1: 0; 2011 Qtr 2: 0; 2011 Qtr 3: 0; 2011 Qtr 4: 0 | 5
0 | 267030-Commercial HVAC Diagnostic/Tune-up Com All CZ10 VintAll |  | System | Commercial | 01-ALC-AllCommercial-Cooling | 0 |  |  |  |  | 67.6133 | 82.5373 | 0 | 0 | 0 | -14.924 | 214 |  | kWh | 0.15 | 0 | Commercial | [7 empty] | 10 | 0.85 |  |  |  | 1 | 3.35 | 0 | 0 | 0 | 0 | 0 | 0 | 0 | 0 | 0 | 0 | 2009 Qtr 1: 0; 2009 Qtr 2: 0; 2009 Qtr 3: 0; 2009 Qtr 4: 3.35; 2010 Qtr 1: 0; 2010 Qtr 2: 0; 2010 Qtr 3: 0; 2010 Qtr 4: 0; 2011 Qtr 1: 0; 2011 Qtr 2: 0; 2011 Qtr 3: 0; 2011 Qtr 4: 0 | 3.35
0 | 267045-Commercial Condensor Coil Cleaning (all units - savings at 50% of DEER) Com All CZ10 VintAll |  | System | Commercial | 01-ALC-AllCommercial-Cooling | 0 |  |  |  |  | 10 | 10 | 0 | 0 | 0 | 0 | 74 |  | kWh | 0.0665 | 0 | Commercial | [7 empty] | 3 | 0.78 |  |  |  | 1 | 5 | 0 | 0 | 0 | 0 | 0 | 0 | 0 | 0 | 0 | 0 | 2009 Qtr 1: 0; 2009 Qtr 2: 0; 2009 Qtr 3: 0; 2009 Qtr 4: 5; 2010 Qtr 1: 0; 2010 Qtr 2: 0; 2010 Qtr 3: 0; 2010 Qtr 4: 0; 2011 Qtr 1: 0; 2011 Qtr 2: 0; 2011 Qtr 3: 0; 2011 Qtr 4: 0 | 5
0 | 267045-Commercial Condensor Coil Cleaning (all units - savings at 50% of DEER) Com All CZ10 VintAll |  | System | Commercial | 01-ALC-AllCommercial-Cooling | 0 |  |  |  |  | 10 | 10 | 0 | 0 | 0 | 0 | 74 |  | kWh | 0.0665 | 0 | Commercial | [7 empty] | 3 | 0.78 |  |  |  | 1 | 5 | 0 | 0 | 0 | 0 | 0 | 0 | 0 | 0 | 0 | 0 | 2009 Qtr 1: 0; 2009 Qtr 2: 0; 2009 Qtr 3: 0; 2009 Qtr 4: 5; 2010 Qtr 1: 0; 2010 Qtr 2: 0; 2010 Qtr 3: 0; 2010 Qtr 4: 0; 2011 Qtr 1: 0; 2011 Qtr 2: 0; 2011 Qtr 3: 0; 2011 Qtr 4: 0 | 5
0 | 267045-Commercial Condensor Coil Cleaning (all units - savings at 50% of DEER) Com All CZ10 VintAll |  | System | Commercial | 01-ALC-AllCommercial-Cooling | 0 |  |  |  |  | 10 | 10 | 0 | 0 | 0 | 0 | 74 |  | kWh | 0.0665 | 0 | Commercial | [7 empty] | 3 | 0.78 |  |  |  | 1 | 5 | 0 | 0 | 0 | 0 | 0 | 0 | 0 | 0 | 0 | 0 | 2009 Qtr 1: 0; 2009 Qtr 2: 0; 2009 Qtr 3: 0; 2009 Qtr 4: 5; 2010 Qtr 1: 0; 2010 Qtr 2: 0; 2010 Qtr 3: 0; 2010 Qtr 4: 0; 2011 Qtr 1: 0; 2011 Qtr 2: 0; 2011 Qtr 3: 0; 2011 Qtr 4: 0 | 5
0 | 267045-Commercial Condensor Coil Cleaning (all units - savings at 50% of DEER) Com All CZ10 VintAll |  | System | Commercial | 01-ALC-AllCommercial-Cooling | 0 |  |  |  |  | 10 | 10 | 0 | 0 | 0 | 0 | 74 |  | kWh | 0.0665 | 0 | Commercial | [7 empty] | 3 | 0.78 |  |  |  | 1 | 5 | 0 | 0 | 0 | 0 | 0 | 0 | 0 | 0 | 0 | 0 | 2009 Qtr 1: 0; 2009 Qtr 2: 0; 2009 Qtr 3: 0; 2009 Qtr 4: 5; 2010 Qtr 1: 0; 2010 Qtr 2: 0; 2010 Qtr 3: 0; 2010 Qtr 4: 0; 2011 Qtr 1: 0; 2011 Qtr 2: 0; 2011 Qtr 3: 0; 2011 Qtr 4: 0 | 5
0 | 267030-Commercial HVAC Diagnostic/Tune-up Com All CZ10 VintAll |  | System | Commercial | 01-ALC-AllCommercial-Cooling | 0 |  |  |  |  | 67.6133 | 82.5373 | 0 | 0 | 0 | -14.924 | 214 |  | kWh | 0.15 | 0 | Commercial | [7 empty] | 10 | 0.85 |  |  |  | 1 | 3.35 | 0 | 0 | 0 | 0 | 0 | 0 | 0 | 0 | 0 | 0 | 2009 Qtr 1: 0; 2009 Qtr 2: 0; 2009 Qtr 3: 0; 2009 Qtr 4: 3.35; 2010 Qtr 1: 0; 2010 Qtr 2: 0; 2010 Qtr 3: 0; 2010 Qtr 4: 0; 2011 Qtr 1: 0; 2011 Qtr 2: 0; 2011 Qtr 3: 0; 2011 Qtr 4: 0 | 3.35
0 | 267045-Commercial Condensor Coil Cleaning (all units - savings at 50% of DEER) Com All CZ10 VintAll |  | System | Commercial | 01-ALC-AllCommercial-Cooling | 0 |  |  |  |  | 10 | 10 | 0 | 0 | 0 | 0 | 74 |  | kWh | 0.0665 | 0 | Commercial | [7 empty] | 3 | 0.78 |  |  |  | 1 | 5 | 0 | 0 | 0 | 0 | 0 | 0 | 0 | 0 | 0 | 0 | 2009 Qtr 1: 0; 2009 Qtr 2: 0; 2009 Qtr 3: 0; 2009 Qtr 4: 5; 2010 Qtr 1: 0; 2010 Qtr 2: 0; 2010 Qtr 3: 0; 2010 Qtr 4: 0; 2011 Qtr 1: 0; 2011 Qtr 2: 0; 2011 Qtr 3: 0; 2011 Qtr 4: 0 | 5
0 | 267045-Commercial Condensor Coil Cleaning (all units - savings at 50% of DEER) Com All CZ10 VintAll |  | System | Commercial | 01-ALC-AllCommercial-Cooling | 0 |  |  |  |  | 10 | 10 | 0 | 0 | 0 | 0 | 74 |  | kWh | 0.0665 | 0 | Commercial | [7 empty] | 3 | 0.78 |  |  |  | 1 | 5 | 0 | 0 | 0 | 0 | 0 | 0 | 0 | 0 | 0 | 0 | 2009 Qtr 1: 0; 2009 Qtr 2: 0; 2009 Qtr 3: 0; 2009 Qtr 4: 5; 2010 Qtr 1: 0; 2010 Qtr 2: 0; 2010 Qtr 3: 0; 2010 Qtr 4: 0; 2011 Qtr 1: 0; 2011 Qtr 2: 0; 2011 Qtr 3: 0; 2011 Qtr 4: 0 | 5
0 | 267045-Commercial Condensor Coil Cleaning (all units - savings at 50% of DEER) Com All CZ10 VintAll |  | System | Commercial | 01-ALC-AllCommercial-Cooling | 0 |  |  |  |  | 10 | 10 | 0 | 0 | 0 | 0 | 74 |  | kWh | 0.0665 | 0 | Commercial | [7 empty] | 3 | 0.78 |  |  |  | 1 | 4 | 0 | 0 | 0 | 0 | 0 | 0 | 0 | 0 | 0 | 0 | 2009 Qtr 1: 0; 2009 Qtr 2: 0; 2009 Qtr 3: 0; 2009 Qtr 4: 4; 2010 Qtr 1: 0; 2010 Qtr 2: 0; 2010 Qtr 3: 0; 2010 Qtr 4: 0; 2011 Qtr 1: 0; 2011 Qtr 2: 0; 2011 Qtr 3: 0; 2011 Qtr 4: 0 | 4
0 | 267030-Commercial HVAC Diagnostic/Tune-up Com All CZ10 VintAll |  | System | Commercial | 01-ALC-AllCommercial-Cooling | 0 |  |  |  |  | 67.6133 | 82.5373 | 0 | 0 | 0 | -14.924 | 214 |  | kWh | 0.15 | 0 | Commercial | [7 empty] | 10 | 0.85 |  |  |  | 1 | 2.68 | 0 | 0 | 0 | 0 | 0 | 0 | 0 | 0 | 0 | 0 | 2009 Qtr 1: 0; 2009 Qtr 2: 0; 2009 Qtr 3: 0; 2009 Qtr 4: 2.68; 2010 Qtr 1: 0; 2010 Qtr 2: 0; 2010 Qtr 3: 0; 2010 Qtr 4: 0; 2011 Qtr 1: 0; 2011 Qtr 2: 0; 2011 Qtr 3: 0; 2011 Qtr 4: 0 | 2.68
0 | 267045-Commercial Condensor Coil Cleaning (all units - savings at 50% of DEER) Com All CZ10 VintAll |  | System | Commercial | 01-ALC-AllCommercial-Cooling | 0 |  |  |  |  | 10 | 10 | 0 | 0 | 0 | 0 | 74 |  | kWh | 0.0665 | 0 | Commercial | [7 empty] | 3 | 0.78 |  |  |  | 1 | 4 | 0 | 0 | 0 | 0 | 0 | 0 | 0 | 0 | 0 | 0 | 2009 Qtr 1: 0; 2009 Qtr 2: 0; 2009 Qtr 3: 0; 2009 Qtr 4: 4; 2010 Qtr 1: 0; 2010 Qtr 2: 0; 2010 Qtr 3: 0; 2010 Qtr 4: 0; 2011 Qtr 1: 0; 2011 Qtr 2: 0; 2011 Qtr 3: 0; 2011 Qtr 4: 0 | 4
0 | 267045-Commercial Condensor Coil Cleaning (all units - savings at 50% of DEER) Com All CZ10 VintAll |  | System | Commercial | 01-ALC-AllCommercial-Cooling | 0 |  |  |  |  | 10 | 10 | 0 | 0 | 0 | 0 | 74 |  | kWh | 0.0665 | 0 | Commercial | [7 empty] | 3 | 0.78 |  |  |  | 1 | 4 | 0 | 0 | 0 | 0 | 0 | 0 | 0 | 0 | 0 | 0 | 2009 Qtr 1: 0; 2009 Qtr 2: 0; 2009 Qtr 3: 0; 2009 Qtr 4: 4; 2010 Qtr 1: 0; 2010 Qtr 2: 0; 2010 Qtr 3: 0; 2010 Qtr 4: 0; 2011 Qtr 1: 0; 2011 Qtr 2: 0; 2011 Qtr 3: 0; 2011 Qtr 4: 0 | 4
0 | 267044-Commercial Condensor Coil Cleaning (all units - savings at 50% of DEER) Com All CZ07 VintAll |  | System | Commercial | 01-ALC-AllCommercial-Cooling | 0 |  |  |  |  | 9.9998 | 10 | 0 | 0 | 0 | -0.0002249 | 60 |  | kWh | 0.047 | 0 | Commercial | [7 empty] | 3 | 0.78 |  |  |  | 1 | 5 | 0 | 0 | 0 | 0 | 0 | 0 | 0 | 0 | 0 | 0 | 2009 Qtr 1: 0; 2009 Qtr 2: 0; 2009 Qtr 3: 0; 2009 Qtr 4: 5; 2010 Qtr 1: 0; 2010 Qtr 2: 0; 2010 Qtr 3: 0; 2010 Qtr 4: 0; 2011 Qtr 1: 0; 2011 Qtr 2: 0; 2011 Qtr 3: 0; 2011 Qtr 4: 0 | 5
0 | 267044-Commercial Condensor Coil Cleaning (all units - savings at 50% of DEER) Com All CZ07 VintAll |  | System | Commercial | 01-ALC-AllCommercial-Cooling | 0 |  |  |  |  | 9.9998 | 10 | 0 | 0 | 0 | -0.0002249 | 60 |  | kWh | 0.047 | 0 | Commercial | [7 empty] | 3 | 0.78 |  |  |  | 1 | 5 | 0 | 0 | 0 | 0 | 0 | 0 | 0 | 0 | 0 | 0 | 2009 Qtr 1: 0; 2009 Qtr 2: 0; 2009 Qtr 3: 0; 2009 Qtr 4: 5; 2010 Qtr 1: 0; 2010 Qtr 2: 0; 2010 Qtr 3: 0; 2010 Qtr 4: 0; 2011 Qtr 1: 0; 2011 Qtr 2: 0; 2011 Qtr 3: 0; 2011 Qtr 4: 0 | 5
0 | 267044-Commercial Condensor Coil Cleaning (all units - savings at 50% of DEER) Com All CZ07 VintAll |  | System | Commercial | 01-ALC-AllCommercial-Cooling | 0 |  |  |  |  | 9.9998 | 10 | 0 | 0 | 0 | -0.0002249 | 60 |  | kWh | 0.047 | 0 | Commercial | [7 empty] | 3 | 0.78 |  |  |  | 1 | 5 | 0 | 0 | 0 | 0 | 0 | 0 | 0 | 0 | 0 | 0 | 2009 Qtr 1: 0; 2009 Qtr 2: 0; 2009 Qtr 3: 0; 2009 Qtr 4: 5; 2010 Qtr 1: 0; 2010 Qtr 2: 0; 2010 Qtr 3: 0; 2010 Qtr 4: 0; 2011 Qtr 1: 0; 2011 Qtr 2: 0; 2011 Qtr 3: 0; 2011 Qtr 4: 0 | 5
0 | 267044-Commercial Condensor Coil Cleaning (all units - savings at 50% of DEER) Com All CZ07 VintAll |  | System | Commercial | 01-ALC-AllCommercial-Cooling | 0 |  |  |  |  | 9.9998 | 10 | 0 | 0 | 0 | -0.0002249 | 60 |  | kWh | 0.047 | 0 | Commercial | [7 empty] | 3 | 0.78 |  |  |  | 1 | 10 | 0 | 0 | 0 | 0 | 0 | 0 | 0 | 0 | 0 | 0 | 2009 Qtr 1: 0; 2009 Qtr 2: 0; 2009 Qtr 3: 0; 2009 Qtr 4: 10; 2010 Qtr 1: 0; 2010 Qtr 2: 0; 2010 Qtr 3: 0; 2010 Qtr 4: 0; 2011 Qtr 1: 0; 2011 Qtr 2: 0; 2011 Qtr 3: 0; 2011 Qtr 4: 0 | 10
0 | 267044-Commercial Condensor Coil Cleaning (all units - savings at 50% of DEER) Com All CZ07 VintAll |  | System | Commercial | 01-ALC-AllCommercial-Cooling | 0 |  |  |  |  | 9.9998 | 10 | 0 | 0 | 0 | -0.0002249 | 60 |  | kWh | 0.047 | 0 | Commercial | [7 empty] | 3 | 0.78 |  |  |  | 1 | 4 | 0 | 0 | 0 | 0 | 0 | 0 | 0 | 0 | 0 | 0 | 2009 Qtr 1: 0; 2009 Qtr 2: 0; 2009 Qtr 3: 0; 2009 Qtr 4: 4; 2010 Qtr 1: 0; 2010 Qtr 2: 0; 2010 Qtr 3: 0; 2010 Qtr 4: 0; 2011 Qtr 1: 0; 2011 Qtr 2: 0; 2011 Qtr 3: 0; 2011 Qtr 4: 0 | 4
0 | 267044-Commercial Condensor Coil Cleaning (all units - savings at 50% of DEER) Com All CZ07 VintAll |  | System | Commercial | 01-ALC-AllCommercial-Cooling | 0 |  |  |  |  | 9.9998 | 10 | 0 | 0 | 0 | -0.0002249 | 60 |  | kWh | 0.047 | 0 | Commercial | [7 empty] | 3 | 0.78 |  |  |  | 1 | 5 | 0 | 0 | 0 | 0 | 0 | 0 | 0 | 0 | 0 | 0 | 2009 Qtr 1: 0; 2009 Qtr 2: 0; 2009 Qtr 3: 0; 2009 Qtr 4: 5; 2010 Qtr 1: 0; 2010 Qtr 2: 0; 2010 Qtr 3: 0; 2010 Qtr 4: 0; 2011 Qtr 1: 0; 2011 Qtr 2: 0; 2011 Qtr 3: 0; 2011 Qtr 4: 0 | 5
0 | 267044-Commercial Condensor Coil Cleaning (all units - savings at 50% of DEER) Com All CZ07 VintAll |  | System | Commercial | 01-ALC-AllCommercial-Cooling | 0 |  |  |  |  | 9.9998 | 10 | 0 | 0 | 0 | -0.0002249 | 60 |  | kWh | 0.047 | 0 | Commercial | [7 empty] | 3 | 0.78 |  |  |  | 1 | 5 | 0 | 0 | 0 | 0 | 0 | 0 | 0 | 0 | 0 | 0 | 2009 Qtr 1: 0; 2009 Qtr 2: 0; 2009 Qtr 3: 0; 2009 Qtr 4: 5; 2010 Qtr 1: 0; 2010 Qtr 2: 0; 2010 Qtr 3: 0; 2010 Qtr 4: 0; 2011 Qtr 1: 0; 2011 Qtr 2: 0; 2011 Qtr 3: 0; 2011 Qtr 4: 0 | 5
0 | 267044-Commercial Condensor Coil Cleaning (all units - savings at 50% of DEER) Com All CZ07 VintAll |  | System | Commercial | 01-ALC-AllCommercial-Cooling | 0 |  |  |  |  | 9.9998 | 10 | 0 | 0 | 0 | -0.0002249 | 60 |  | kWh | 0.047 | 0 | Commercial | [7 empty] | 3 | 0.78 |  |  |  | 1 | 5 | 0 | 0 | 0 | 0 | 0 | 0 | 0 | 0 | 0 | 0 | 2009 Qtr 1: 0; 2009 Qtr 2: 0; 2009 Qtr 3: 0; 2009 Qtr 4: 5; 2010 Qtr 1: 0; 2010 Qtr 2: 0; 2010 Qtr 3: 0; 2010 Qtr 4: 0; 2011 Qtr 1: 0; 2011 Qtr 2: 0; 2011 Qtr 3: 0; 2011 Qtr 4: 0 | 5
0 | 267044-Commercial Condensor Coil Cleaning (all units - savings at 50% of DEER) Com All CZ07 VintAll |  | System | Commercial | 01-ALC-AllCommercial-Cooling | 0 |  |  |  |  | 9.9998 | 10 | 0 | 0 | 0 | -0.0002249 | 60 |  | kWh | 0.047 | 0 | Commercial | [7 empty] | 3 | 0.78 |  |  |  | 1 | 5 | 0 | 0 | 0 | 0 | 0 | 0 | 0 | 0 | 0 | 0 | 2009 Qtr 1: 0; 2009 Qtr 2: 0; 2009 Qtr 3: 0; 2009 Qtr 4: 5; 2010 Qtr 1: 0; 2010 Qtr 2: 0; 2010 Qtr 3: 0; 2010 Qtr 4: 0; 2011 Qtr 1: 0; 2011 Qtr 2: 0; 2011 Qtr 3: 0; 2011 Qtr 4: 0 | 5
0 | 267019-Economizer Repair Com All CZ07 Vint04 |  | System | Commercial | 01-ALC-AllCommercial-Cooling | 0 |  |  |  |  | 41.71 | 41 | 0 | 0 | 0 | 0.71 | 555 |  | kWh | 0.003 | 0 | Commercial |  | Winter Only | [5 empty] | 5 | 0.85 |  |  |  | 0 | 10 | 0 | 0 | 0 | 0 | 0 | 0 | 0 | 0 | 0 | 0 | 2009 Qtr 1: 0; 2009 Qtr 2: 0; 2009 Qtr 3: 0; 2009 Qtr 4: 10; 2010 Qtr 1: 0; 2010 Qtr 2: 0; 2010 Qtr 3: 0; 2010 Qtr 4: 0; 2011 Qtr 1: 0; 2011 Qtr 2: 0; 2011 Qtr 3: 0; 2011 Qtr 4: 0 | 10
0 | 267029-Commercial HVAC Diagnostic/Tune-up Com All CZ07 VintAll |  | System | Commercial | 01-ALC-AllCommercial-Cooling | 0 |  |  |  |  | 72.1918 | 82.5373 | 0 | 0 | 0 | -10.3455 | 60.0094 |  | kWh | 0.046765 | 0 | Commercial | [7 empty] | 10 | 0.85 |  |  |  | 1 | 1.34 | 0 | 0 | 0 | 0 | 0 | 0 | 0 | 0 | 0 | 0 | 2009 Qtr 1: 0; 2009 Qtr 2: 0; 2009 Qtr 3: 0; 2009 Qtr 4: 1.34; 2010 Qtr 1: 0; 2010 Qtr 2: 0; 2010 Qtr 3: 0; 2010 Qtr 4: 0; 2011 Qtr 1: 0; 2011 Qtr 2: 0; 2011 Qtr 3: 0; 2011 Qtr 4: 0 | 1.34
0 | 267044-Commercial Condensor Coil Cleaning (all units - savings at 50% of DEER) Com All CZ07 VintAll |  | System | Commercial | 01-ALC-AllCommercial-Cooling | 0 |  |  |  |  | 9.9998 | 10 | 0 | 0 | 0 | -0.0002249 | 60 |  | kWh | 0.047 | 0 | Commercial | [7 empty] | 3 | 0.78 |  |  |  | 1 | 2 | 0 | 0 | 0 | 0 | 0 | 0 | 0 | 0 | 0 | 0 | 2009 Qtr 1: 0; 2009 Qtr 2: 0; 2009 Qtr 3: 0; 2009 Qtr 4: 2; 2010 Qtr 1: 0; 2010 Qtr 2: 0; 2010 Qtr 3: 0; 2010 Qtr 4: 0; 2011 Qtr 1: 0; 2011 Qtr 2: 0; 2011 Qtr 3: 0; 2011 Qtr 4: 0 | 2
0 | 267029-Commercial HVAC Diagnostic/Tune-up Com All CZ07 VintAll |  | System | Commercial | 01-ALC-AllCommercial-Cooling | 0 |  |  |  |  | 72.1918 | 82.5373 | 0 | 0 | 0 | -10.3455 | 60.0094 |  | kWh | 0.046765 | 0 | Commercial | [7 empty] | 10 | 0.85 |  |  |  | 1 | 3.35 | 0 | 0 | 0 | 0 | 0 | 0 | 0 | 0 | 0 | 0 | 2009 Qtr 1: 0; 2009 Qtr 2: 0; 2009 Qtr 3: 0; 2009 Qtr 4: 3.35; 2010 Qtr 1: 0; 2010 Qtr 2: 0; 2010 Qtr 3: 0; 2010 Qtr 4: 0; 2011 Qtr 1: 0; 2011 Qtr 2: 0; 2011 Qtr 3: 0; 2011 Qtr 4: 0 | 3.35
0 | 267044-Commercial Condensor Coil Cleaning (all units - savings at 50% of DEER) Com All CZ07 VintAll |  | System | Commercial | 01-ALC-AllCommercial-Cooling | 0 |  |  |  |  | 9.9998 | 10 | 0 | 0 | 0 | -0.0002249 | 60 |  | kWh | 0.047 | 0 | Commercial | [7 empty] | 3 | 0.78 |  |  |  | 1 | 5 | 0 | 0 | 0 | 0 | 0 | 0 | 0 | 0 | 0 | 0 | 2009 Qtr 1: 0; 2009 Qtr 2: 0; 2009 Qtr 3: 0; 2009 Qtr 4: 5; 2010 Qtr 1: 0; 2010 Qtr 2: 0; 2010 Qtr 3: 0; 2010 Qtr 4: 0; 2011 Qtr 1: 0; 2011 Qtr 2: 0; 2011 Qtr 3: 0; 2011 Qtr 4: 0 | 5
0 | 267040-Residential Condensor Coil Cleaning Resid SF CZ10 VintAll |  | System | Residential | 26-SFM-ResidentialSingleFamily-SP_COOL | 0 |  |  |  |  | 50 | 50 | 0 | 0 | 0 | 0 | 270 |  | kWh | 0.3564 | 0 | Residential | [7 empty] | 3 | 0.78 |  |  |  | 1 | 1 | 0 | 0 | 0 | 0 | 0 | 0 | 0 | 0 | 0 | 0 | 2009 Qtr 1: 0; 2009 Qtr 2: 0; 2009 Qtr 3: 0; 2009 Qtr 4: 1; 2010 Qtr 1: 0; 2010 Qtr 2: 0; 2010 Qtr 3: 0; 2010 Qtr 4: 0; 2011 Qtr 1: 0; 2011 Qtr 2: 0; 2011 Qtr 3: 0; 2011 Qtr 4: 0 | 1
0 | 267002-High Refrigerant Charge Adjustment (>= ±20% rated charge) Resid SF CZ10 Vint04 |  | System | Residential | 26-SFM-ResidentialSingleFamily-SP_COOL | 0 |  |  |  |  | 65 | 71.5 | 0 | 0 | 0 | -6.5 | 205.771 |  | kWh | 0.22808 | -0.078078 | Residential |  | Winter Only | [5 empty] | 10 | 0.78 |  |  |  | 1 | 3 | 0 | 0 | 0 | 0 | 0 | 0 | 0 | 0 | 0 | 0 | 2009 Qtr 1: 0; 2009 Qtr 2: 0; 2009 Qtr 3: 0; 2009 Qtr 4: 3; 2010 Qtr 1: 0; 2010 Qtr 2: 0; 2010 Qtr 3: 0; 2010 Qtr 4: 0; 2011 Qtr 1: 0; 2011 Qtr 2: 0; 2011 Qtr 3: 0; 2011 Qtr 4: 0 | 3
0 | 267040-Residential Condensor Coil Cleaning Resid SF CZ10 VintAll |  | System | Residential | 26-SFM-ResidentialSingleFamily-SP_COOL | 0 |  |  |  |  | 50 | 50 | 0 | 0 | 0 | 0 | 270 |  | kWh | 0.3564 | 0 | Residential | [7 empty] | 3 | 0.78 |  |  |  | 1 | 1 | 0 | 0 | 0 | 0 | 0 | 0 | 0 | 0 | 0 | 0 | 2009 Qtr 1: 0; 2009 Qtr 2: 0; 2009 Qtr 3: 0; 2009 Qtr 4: 1; 2010 Qtr 1: 0; 2010 Qtr 2: 0; 2010 Qtr 3: 0; 2010 Qtr 4: 0; 2011 Qtr 1: 0; 2011 Qtr 2: 0; 2011 Qtr 3: 0; 2011 Qtr 4: 0 | 1
0 | 267002-High Refrigerant Charge Adjustment (>= ±20% rated charge) Resid SF CZ10 Vint04 |  | System | Residential | 26-SFM-ResidentialSingleFamily-SP_COOL | 0 |  |  |  |  | 65 | 71.5 | 0 | 0 | 0 | -6.5 | 205.771 |  | kWh | 0.22808 | -0.078078 | Residential |  | Winter Only | [5 empty] | 10 | 0.78 |  |  |  | 1 | 4 | 0 | 0 | 0 | 0 | 0 | 0 | 0 | 0 | 0 | 0 | 2009 Qtr 1: 0; 2009 Qtr 2: 0; 2009 Qtr 3: 0; 2009 Qtr 4: 4; 2010 Qtr 1: 0; 2010 Qtr 2: 0; 2010 Qtr 3: 0; 2010 Qtr 4: 0; 2011 Qtr 1: 0; 2011 Qtr 2: 0; 2011 Qtr 3: 0; 2011 Qtr 4: 0 | 4
0 | 267040-Residential Condensor Coil Cleaning Resid SF CZ10 VintAll |  | System | Residential | 26-SFM-ResidentialSingleFamily-SP_COOL | 0 |  |  |  |  | 50 | 50 | 0 | 0 | 0 | 0 | 270 |  | kWh | 0.3564 | 0 | Residential | [7 empty] | 3 | 0.78 |  |  |  | 1 | 1 | 0 | 0 | 0 | 0 | 0 | 0 | 0 | 0 | 0 | 0 | 2009 Qtr 1: 0; 2009 Qtr 2: 0; 2009 Qtr 3: 0; 2009 Qtr 4: 1; 2010 Qtr 1: 0; 2010 Qtr 2: 0; 2010 Qtr 3: 0; 2010 Qtr 4: 0; 2011 Qtr 1: 0; 2011 Qtr 2: 0; 2011 Qtr 3: 0; 2011 Qtr 4: 0 | 1
0 | 267001-High Refrigerant Charge Adjustment (>= ±20% rated charge) Resid SFCZ10 Vint03 |  | System | Residential | 26-SFM-ResidentialSingleFamily-SP_COOL | 0 |  |  |  |  | 65 | 71.5 | 0 | 0 | 0 | -6.5 | 248.449 |  | kWh | 0.18306 | -0.066637 | Residential |  | Winter Only | [5 empty] | 10 | 0.78 |  |  |  | 1 | 4 | 0 | 0 | 0 | 0 | 0 | 0 | 0 | 0 | 0 | 0 | 2009 Qtr 1: 0; 2009 Qtr 2: 0; 2009 Qtr 3: 0; 2009 Qtr 4: 4; 2010 Qtr 1: 0; 2010 Qtr 2: 0; 2010 Qtr 3: 0; 2010 Qtr 4: 0; 2011 Qtr 1: 0; 2011 Qtr 2: 0; 2011 Qtr 3: 0; 2011 Qtr 4: 0 | 4
0 | 267040-Residential Condensor Coil Cleaning Resid SF CZ10 VintAll |  | System | Residential | 26-SFM-ResidentialSingleFamily-SP_COOL | 0 |  |  |  |  | 50 | 50 | 0 | 0 | 0 | 0 | 270 |  | kWh | 0.3564 | 0 | Residential | [7 empty] | 3 | 0.78 |  |  |  | 1 | 1 | 0 | 0 | 0 | 0 | 0 | 0 | 0 | 0 | 0 | 0 | 2009 Qtr 1: 0; 2009 Qtr 2: 0; 2009 Qtr 3: 0; 2009 Qtr 4: 1; 2010 Qtr 1: 0; 2010 Qtr 2: 0; 2010 Qtr 3: 0; 2010 Qtr 4: 0; 2011 Qtr 1: 0; 2011 Qtr 2: 0; 2011 Qtr 3: 0; 2011 Qtr 4: 0 | 1
0 | 267002-High Refrigerant Charge Adjustment (>= ±20% rated charge) Resid SF CZ10 Vint04 |  | System | Residential | 26-SFM-ResidentialSingleFamily-SP_COOL | 0 |  |  |  |  | 65 | 71.5 | 0 | 0 | 0 | -6.5 | 205.771 |  | kWh | 0.22808 | -0.078078 | Residential |  | Winter Only | [5 empty] | 10 | 0.78 |  |  |  | 1 | 5 | 0 | 0 | 0 | 0 | 0 | 0 | 0 | 0 | 0 | 0 | 2009 Qtr 1: 0; 2009 Qtr 2: 0; 2009 Qtr 3: 0; 2009 Qtr 4: 5; 2010 Qtr 1: 0; 2010 Qtr 2: 0; 2010 Qtr 3: 0; 2010 Qtr 4: 0; 2011 Qtr 1: 0; 2011 Qtr 2: 0; 2011 Qtr 3: 0; 2011 Qtr 4: 0 | 5
0 | 267040-Residential Condensor Coil Cleaning Resid SF CZ10 VintAll |  | System | Residential | 26-SFM-ResidentialSingleFamily-SP_COOL | 0 |  |  |  |  | 50 | 50 | 0 | 0 | 0 | 0 | 270 |  | kWh | 0.3564 | 0 | Residential | [7 empty] | 3 | 0.78 |  |  |  | 1 | 1 | 0 | 0 | 0 | 0 | 0 | 0 | 0 | 0 | 0 | 0 | 2009 Qtr 1: 0; 2009 Qtr 2: 0; 2009 Qtr 3: 0; 2009 Qtr 4: 1; 2010 Qtr 1: 0; 2010 Qtr 2: 0; 2010 Qtr 3: 0; 2010 Qtr 4: 0; 2011 Qtr 1: 0; 2011 Qtr 2: 0; 2011 Qtr 3: 0; 2011 Qtr 4: 0 | 1
0 | 267002-High Refrigerant Charge Adjustment (>= ±20% rated charge) Resid SF CZ10 Vint04 |  | System | Residential | 26-SFM-ResidentialSingleFamily-SP_COOL | 0 |  |  |  |  | 65 | 71.5 | 0 | 0 | 0 | -6.5 | 205.771 |  | kWh | 0.22808 | -0.078078 | Residential |  | Winter Only | [5 empty] | 10 | 0.78 |  |  |  | 1 | 5 | 0 | 0 | 0 | 0 | 0 | 0 | 0 | 0 | 0 | 0 | 2009 Qtr 1: 0; 2009 Qtr 2: 0; 2009 Qtr 3: 0; 2009 Qtr 4: 5; 2010 Qtr 1: 0; 2010 Qtr 2: 0; 2010 Qtr 3: 0; 2010 Qtr 4: 0; 2011 Qtr 1: 0; 2011 Qtr 2: 0; 2011 Qtr 3: 0; 2011 Qtr 4: 0 | 5
0 | 267040-Residential Condensor Coil Cleaning Resid SF CZ10 VintAll |  | System | Residential | 26-SFM-ResidentialSingleFamily-SP_COOL | 0 |  |  |  |  | 50 | 50 | 0 | 0 | 0 | 0 | 270 |  | kWh | 0.3564 | 0 | Residential | [7 empty] | 3 | 0.78 |  |  |  | 1 | 1 | 0 | 0 | 0 | 0 | 0 | 0 | 0 | 0 | 0 | 0 | 2009 Qtr 1: 0; 2009 Qtr 2: 0; 2009 Qtr 3: 0; 2009 Qtr 4: 1; 2010 Qtr 1: 0; 2010 Qtr 2: 0; 2010 Qtr 3: 0; 2010 Qtr 4: 0; 2011 Qtr 1: 0; 2011 Qtr 2: 0; 2011 Qtr 3: 0; 2011 Qtr 4: 0 | 1
0 | 267002-High Refrigerant Charge Adjustment (>= ±20% rated charge) Resid SF CZ10 Vint04 |  | System | Residential | 26-SFM-ResidentialSingleFamily-SP_COOL | 0 |  |  |  |  | 65 | 71.5 | 0 | 0 | 0 | -6.5 | 205.771 |  | kWh | 0.22808 | -0.078078 | Residential |  | Winter Only | [5 empty] | 10 | 0.78 |  |  |  | 1 | 3 | 0 | 0 | 0 | 0 | 0 | 0 | 0 | 0 | 0 | 0 | 2009 Qtr 1: 0; 2009 Qtr 2: 0; 2009 Qtr 3: 0; 2009 Qtr 4: 3; 2010 Qtr 1: 0; 2010 Qtr 2: 0; 2010 Qtr 3: 0; 2010 Qtr 4: 0; 2011 Qtr 1: 0; 2011 Qtr 2: 0; 2011 Qtr 3: 0; 2011 Qtr 4: 0 | 3
0 | 267040-Residential Condensor Coil Cleaning Resid SF CZ10 VintAll |  | System | Residential | 26-SFM-ResidentialSingleFamily-SP_COOL | 0 |  |  |  |  | 50 | 50 | 0 | 0 | 0 | 0 | 270 |  | kWh | 0.3564 | 0 | Residential | [7 empty] | 3 | 0.78 |  |  |  | 1 | 1 | 0 | 0 | 0 | 0 | 0 | 0 | 0 | 0 | 0 | 0 | 2009 Qtr 1: 0; 2009 Qtr 2: 0; 2009 Qtr 3: 0; 2009 Qtr 4: 1; 2010 Qtr 1: 0; 2010 Qtr 2: 0; 2010 Qtr 3: 0; 2010 Qtr 4: 0; 2011 Qtr 1: 0; 2011 Qtr 2: 0; 2011 Qtr 3: 0; 2011 Qtr 4: 0 | 1
0 | 267010-Duct Sealing (Total Leakage Reduced from 40% of AHU flow to 12%) Resid SF CZ10 Vint04 |  | System | Residential | 26-SFM-ResidentialSingleFamily-SP_COOL | 0 |  |  |  |  | 106.8728 | 360 | 0 | 0 | 0 | -253.1272 | 181.333 |  | kWh | 0.24097 | 10.7341 | Residential |  | Winter Only | [5 empty] | 18 | 0.78 |  |  |  | 0 | 1 | 0 | 0 | 0 | 0 | 0 | 0 | 0 | 0 | 0 | 0 | 2009 Qtr 1: 0; 2009 Qtr 2: 0; 2009 Qtr 3: 0; 2009 Qtr 4: 1; 2010 Qtr 1: 0; 2010 Qtr 2: 0; 2010 Qtr 3: 0; 2010 Qtr 4: 0; 2011 Qtr 1: 0; 2011 Qtr 2: 0; 2011 Qtr 3: 0; 2011 Qtr 4: 0 | 1
0 | 267010-Duct Sealing (Total Leakage Reduced from 40% of AHU flow to 12%) Resid SF CZ10 Vint04 |  | System | Residential | 26-SFM-ResidentialSingleFamily-SP_COOL | 0 |  |  |  |  | 106.8728 | 360 | 0 | 0 | 0 | -253.1272 | 181.333 |  | kWh | 0.24097 | 10.7341 | Residential |  | Winter Only | [5 empty] | 18 | 0.78 |  |  |  | 0 | 1 | 0 | 0 | 0 | 0 | 0 | 0 | 0 | 0 | 0 | 0 | 2009 Qtr 1: 0; 2009 Qtr 2: 0; 2009 Qtr 3: 0; 2009 Qtr 4: 1; 2010 Qtr 1: 0; 2010 Qtr 2: 0; 2010 Qtr 3: 0; 2010 Qtr 4: 0; 2011 Qtr 1: 0; 2011 Qtr 2: 0; 2011 Qtr 3: 0; 2011 Qtr 4: 0 | 1
0 | 267010-Duct Sealing (Total Leakage Reduced from 40% of AHU flow to 12%) Resid SF CZ10 Vint04 |  | System | Residential | 26-SFM-ResidentialSingleFamily-SP_COOL | 0 |  |  |  |  | 106.8728 | 260 | 0 | 0 | 0 | -153.1272 | 181.333 |  | kWh | 0.24097 | 10.7341 | Residential |  | Winter Only | [5 empty] | 18 | 0.78 |  |  |  | 0 | 2 | 0 | 0 | 0 | 0 | 0 | 0 | 0 | 0 | 0 | 0 | 2009 Qtr 1: 0; 2009 Qtr 2: 0; 2009 Qtr 3: 0; 2009 Qtr 4: 2; 2010 Qtr 1: 0; 2010 Qtr 2: 0; 2010 Qtr 3: 0; 2010 Qtr 4: 0; 2011 Qtr 1: 0; 2011 Qtr 2: 0; 2011 Qtr 3: 0; 2011 Qtr 4: 0 | 2
0 | 267010-Duct Sealing (Total Leakage Reduced from 40% of AHU flow to 12%) Resid SF CZ10 Vint04 |  | System | Residential | 26-SFM-ResidentialSingleFamily-SP_COOL | 0 |  |  |  |  | 106.8728 | 220 | 0 | 0 | 0 | -113.1272 | 181.333 |  | kWh | 0.24097 | 10.7341 | Residential |  | Winter Only | [5 empty] | 18 | 0.78 |  |  |  | 0 | 2 | 0 | 0 | 0 | 0 | 0 | 0 | 0 | 0 | 0 | 0 | 2009 Qtr 1: 0; 2009 Qtr 2: 0; 2009 Qtr 3: 0; 2009 Qtr 4: 2; 2010 Qtr 1: 0; 2010 Qtr 2: 0; 2010 Qtr 3: 0; 2010 Qtr 4: 0; 2011 Qtr 1: 0; 2011 Qtr 2: 0; 2011 Qtr 3: 0; 2011 Qtr 4: 0 | 2
0 | 267029-Commercial HVAC Diagnostic/Tune-up Com All CZ07 VintAll |  | System | Commercial | 01-ALC-AllCommercial-Cooling | 0 |  |  |  |  | 72.1918 | 82.5373 | 0 | 0 | 0 | -10.3455 | 60.0094 |  | kWh | 0.046765 | 0 | Commercial | [7 empty] | 10 | 0.85 |  |  |  | 1 | 2.68 | 0 | 0 | 0 | 0 | 0 | 0 | 0 | 0 | 0 | 0 | 2009 Qtr 1: 0; 2009 Qtr 2: 0; 2009 Qtr 3: 0; 2009 Qtr 4: 2.68; 2010 Qtr 1: 0; 2010 Qtr 2: 0; 2010 Qtr 3: 0; 2010 Qtr 4: 0; 2011 Qtr 1: 0; 2011 Qtr 2: 0; 2011 Qtr 3: 0; 2011 Qtr 4: 0 | 2.68
0 | 267044-Commercial Condensor Coil Cleaning (all units - savings at 50% of DEER) Com All CZ07 VintAll |  | System | Commercial | 01-ALC-AllCommercial-Cooling | 0 |  |  |  |  | 9.9998 | 10 | 0 | 0 | 0 | -0.0002249 | 60 |  | kWh | 0.047 | 0 | Commercial | [7 empty] | 3 | 0.78 |  |  |  | 1 | 4 | 0 | 0 | 0 | 0 | 0 | 0 | 0 | 0 | 0 | 0 | 2009 Qtr 1: 0; 2009 Qtr 2: 0; 2009 Qtr 3: 0; 2009 Qtr 4: 4; 2010 Qtr 1: 0; 2010 Qtr 2: 0; 2010 Qtr 3: 0; 2010 Qtr 4: 0; 2011 Qtr 1: 0; 2011 Qtr 2: 0; 2011 Qtr 3: 0; 2011 Qtr 4: 0 | 4
0 | 267029-Commercial HVAC Diagnostic/Tune-up Com All CZ07 VintAll |  | System | Commercial | 01-ALC-AllCommercial-Cooling | 0 |  |  |  |  | 72.1918 | 82.5373 | 0 | 0 | 0 | -10.3455 | 60.0094 |  | kWh | 0.046765 | 0 | Commercial | [7 empty] | 10 | 0.85 |  |  |  | 1 | 2.01 | 0 | 0 | 0 | 0 | 0 | 0 | 0 | 0 | 0 | 0 | 2009 Qtr 1: 0; 2009 Qtr 2: 0; 2009 Qtr 3: 0; 2009 Qtr 4: 2.01; 2010 Qtr 1: 0; 2010 Qtr 2: 0; 2010 Qtr 3: 0; 2010 Qtr 4: 0; 2011 Qtr 1: 0; 2011 Qtr 2: 0; 2011 Qtr 3: 0; 2011 Qtr 4: 0 | 2.01
0 | 267044-Commercial Condensor Coil Cleaning (all units - savings at 50% of DEER) Com All CZ07 VintAll |  | System | Commercial | 01-ALC-AllCommercial-Cooling | 0 |  |  |  |  | 9.9998 | 10 | 0 | 0 | 0 | -0.0002249 | 60 |  | kWh | 0.047 | 0 | Commercial | [7 empty] | 3 | 0.78 |  |  |  | 1 | 3 | 0 | 0 | 0 | 0 | 0 | 0 | 0 | 0 | 0 | 0 | 2009 Qtr 1: 0; 2009 Qtr 2: 0; 2009 Qtr 3: 0; 2009 Qtr 4: 3; 2010 Qtr 1: 0; 2010 Qtr 2: 0; 2010 Qtr 3: 0; 2010 Qtr 4: 0; 2011 Qtr 1: 0; 2011 Qtr 2: 0; 2011 Qtr 3: 0; 2011 Qtr 4: 0 | 3
0 | 267029-Commercial HVAC Diagnostic/Tune-up Com All CZ07 VintAll |  | System | Commercial | 01-ALC-AllCommercial-Cooling | 0 |  |  |  |  | 72.1918 | 82.5373 | 0 | 0 | 0 | -10.3455 | 60.0094 |  | kWh | 0.046765 | 0 | Commercial | [7 empty] | 10 | 0.85 |  |  |  | 1 | 2.68 | 0 | 0 | 0 | 0 | 0 | 0 | 0 | 0 | 0 | 0 | 2009 Qtr 1: 0; 2009 Qtr 2: 0; 2009 Qtr 3: 0; 2009 Qtr 4: 2.68; 2010 Qtr 1: 0; 2010 Qtr 2: 0; 2010 Qtr 3: 0; 2010 Qtr 4: 0; 2011 Qtr 1: 0; 2011 Qtr 2: 0; 2011 Qtr 3: 0; 2011 Qtr 4: 0 | 2.68
0 | 267044-Commercial Condensor Coil Cleaning (all units - savings at 50% of DEER) Com All CZ07 VintAll |  | System | Commercial | 01-ALC-AllCommercial-Cooling | 0 |  |  |  |  | 9.9998 | 10 | 0 | 0 | 0 | -0.0002249 | 60 |  | kWh | 0.047 | 0 | Commercial | [7 empty] | 3 | 0.78 |  |  |  | 1 | 4 | 0 | 0 | 0 | 0 | 0 | 0 | 0 | 0 | 0 | 0 | 2009 Qtr 1: 0; 2009 Qtr 2: 0; 2009 Qtr 3: 0; 2009 Qtr 4: 4; 2010 Qtr 1: 0; 2010 Qtr 2: 0; 2010 Qtr 3: 0; 2010 Qtr 4: 0; 2011 Qtr 1: 0; 2011 Qtr 2: 0; 2011 Qtr 3: 0; 2011 Qtr 4: 0 | 4
0 | 267033-High Refrigerant Charge Adjustment (>= ±20% rated charge) Resid MF CZ10 Vint04 |  | System | Residential | 13-MFM-ResidentialMulti-family-SP_COOL | 0 |  |  |  |  | 66.33 | 71.5 | 0 | 0 | 0 | -5.17 | 171.246 |  | kWh | 0.22612 | -0.10521 | Residential |  | Winter Only | [5 empty] | 10 | 0.78 |  |  |  | 1 | 2 | 0 | 0 | 0 | 0 | 0 | 0 | 0 | 0 | 0 | 0 | 2009 Qtr 1: 0; 2009 Qtr 2: 0; 2009 Qtr 3: 0; 2009 Qtr 4: 2; 2010 Qtr 1: 0; 2010 Qtr 2: 0; 2010 Qtr 3: 0; 2010 Qtr 4: 0; 2011 Qtr 1: 0; 2011 Qtr 2: 0; 2011 Qtr 3: 0; 2011 Qtr 4: 0 | 2
0 | 267042-Residential Condensor Coil Cleaning Resid MF CZ10 VintAll |  | System | Residential | 13-MFM-ResidentialMulti-family-SP_COOL | 0 |  |  |  |  | 50 | 50 | 0 | 0 | 0 | 0 | 180 |  | kWh | 0.2376 | 0 | Residential | [7 empty] | 3 | 0.78 |  |  |  | 1 | 1 | 0 | 0 | 0 | 0 | 0 | 0 | 0 | 0 | 0 | 0 | 2009 Qtr 1: 0; 2009 Qtr 2: 0; 2009 Qtr 3: 0; 2009 Qtr 4: 1; 2010 Qtr 1: 0; 2010 Qtr 2: 0; 2010 Qtr 3: 0; 2010 Qtr 4: 0; 2011 Qtr 1: 0; 2011 Qtr 2: 0; 2011 Qtr 3: 0; 2011 Qtr 4: 0 | 1
0 | 267033-High Refrigerant Charge Adjustment (>= ±20% rated charge) Resid MF CZ10 Vint04 |  | System | Residential | 13-MFM-ResidentialMulti-family-SP_COOL | 0 |  |  |  |  | 66.33 | 71.5 | 0 | 0 | 0 | -5.17 | 171.246 |  | kWh | 0.22612 | -0.10521 | Residential |  | Winter Only | [5 empty] | 10 | 0.78 |  |  |  | 1 | 2 | 0 | 0 | 0 | 0 | 0 | 0 | 0 | 0 | 0 | 0 | 2009 Qtr 1: 0; 2009 Qtr 2: 0; 2009 Qtr 3: 0; 2009 Qtr 4: 2; 2010 Qtr 1: 0; 2010 Qtr 2: 0; 2010 Qtr 3: 0; 2010 Qtr 4: 0; 2011 Qtr 1: 0; 2011 Qtr 2: 0; 2011 Qtr 3: 0; 2011 Qtr 4: 0 | 2
0 | 267042-Residential Condensor Coil Cleaning Resid MF CZ10 VintAll |  | System | Residential | 13-MFM-ResidentialMulti-family-SP_COOL | 0 |  |  |  |  | 50 | 50 | 0 | 0 | 0 | 0 | 180 |  | kWh | 0.2376 | 0 | Residential | [7 empty] | 3 | 0.78 |  |  |  | 1 | 1 | 0 | 0 | 0 | 0 | 0 | 0 | 0 | 0 | 0 | 0 | 2009 Qtr 1: 0; 2009 Qtr 2: 0; 2009 Qtr 3: 0; 2009 Qtr 4: 1; 2010 Qtr 1: 0; 2010 Qtr 2: 0; 2010 Qtr 3: 0; 2010 Qtr 4: 0; 2011 Qtr 1: 0; 2011 Qtr 2: 0; 2011 Qtr 3: 0; 2011 Qtr 4: 0 | 1
0 | 267033-High Refrigerant Charge Adjustment (>= ±20% rated charge) Resid MF CZ10 Vint04 |  | System | Residential | 13-MFM-ResidentialMulti-family-SP_COOL | 0 |  |  |  |  | 66.33 | 71.5 | 0 | 0 | 0 | -5.17 | 171.246 |  | kWh | 0.22612 | -0.10521 | Residential |  | Winter Only | [5 empty] | 10 | 0.78 |  |  |  | 1 | 2 | 0 | 0 | 0 | 0 | 0 | 0 | 0 | 0 | 0 | 0 | 2009 Qtr 1: 0; 2009 Qtr 2: 0; 2009 Qtr 3: 0; 2009 Qtr 4: 2; 2010 Qtr 1: 0; 2010 Qtr 2: 0; 2010 Qtr 3: 0; 2010 Qtr 4: 0; 2011 Qtr 1: 0; 2011 Qtr 2: 0; 2011 Qtr 3: 0; 2011 Qtr 4: 0 | 2
0 | 267042-Residential Condensor Coil Cleaning Resid MF CZ10 VintAll |  | System | Residential | 13-MFM-ResidentialMulti-family-SP_COOL | 0 |  |  |  |  | 50 | 50 | 0 | 0 | 0 | 0 | 180 |  | kWh | 0.2376 | 0 | Residential | [7 empty] | 3 | 0.78 |  |  |  | 1 | 1 | 0 | 0 | 0 | 0 | 0 | 0 | 0 | 0 | 0 | 0 | 2009 Qtr 1: 0; 2009 Qtr 2: 0; 2009 Qtr 3: 0; 2009 Qtr 4: 1; 2010 Qtr 1: 0; 2010 Qtr 2: 0; 2010 Qtr 3: 0; 2010 Qtr 4: 0; 2011 Qtr 1: 0; 2011 Qtr 2: 0; 2011 Qtr 3: 0; 2011 Qtr 4: 0 | 1
0 | 267033-High Refrigerant Charge Adjustment (>= ±20% rated charge) Resid MF CZ10 Vint04 |  | System | Residential | 13-MFM-ResidentialMulti-family-SP_COOL | 0 |  |  |  |  | 66.33 | 71.5 | 0 | 0 | 0 | -5.17 | 171.246 |  | kWh | 0.22612 | -0.10521 | Residential |  | Winter Only | [5 empty] | 10 | 0.78 |  |  |  | 1 | 2 | 0 | 0 | 0 | 0 | 0 | 0 | 0 | 0 | 0 | 0 | 2009 Qtr 1: 0; 2009 Qtr 2: 0; 2009 Qtr 3: 0; 2009 Qtr 4: 2; 2010 Qtr 1: 0; 2010 Qtr 2: 0; 2010 Qtr 3: 0; 2010 Qtr 4: 0; 2011 Qtr 1: 0; 2011 Qtr 2: 0; 2011 Qtr 3: 0; 2011 Qtr 4: 0 | 2
0 | 267042-Residential Condensor Coil Cleaning Resid MF CZ10 VintAll |  | System | Residential | 13-MFM-ResidentialMulti-family-SP_COOL | 0 |  |  |  |  | 50 | 50 | 0 | 0 | 0 | 0 | 180 |  | kWh | 0.2376 | 0 | Residential | [7 empty] | 3 | 0.78 |  |  |  | 1 | 1 | 0 | 0 | 0 | 0 | 0 | 0 | 0 | 0 | 0 | 0 | 2009 Qtr 1: 0; 2009 Qtr 2: 0; 2009 Qtr 3: 0; 2009 Qtr 4: 1; 2010 Qtr 1: 0; 2010 Qtr 2: 0; 2010 Qtr 3: 0; 2010 Qtr 4: 0; 2011 Qtr 1: 0; 2011 Qtr 2: 0; 2011 Qtr 3: 0; 2011 Qtr 4: 0 | 1
0 | 267042-Residential Condensor Coil Cleaning Resid MF CZ10 VintAll |  | System | Residential | 13-MFM-ResidentialMulti-family-SP_COOL | 0 |  |  |  |  | 50 | 50 | 0 | 0 | 0 | 0 | 180 |  | kWh | 0.2376 | 0 | Residential | [7 empty] | 3 | 0.78 |  |  |  | 1 | 1 | 0 | 0 | 0 | 0 | 0 | 0 | 0 | 0 | 0 | 0 | 2009 Qtr 1: 0; 2009 Qtr 2: 0; 2009 Qtr 3: 0; 2009 Qtr 4: 1; 2010 Qtr 1: 0; 2010 Qtr 2: 0; 2010 Qtr 3: 0; 2010 Qtr 4: 0; 2011 Qtr 1: 0; 2011 Qtr 2: 0; 2011 Qtr 3: 0; 2011 Qtr 4: 0 | 1
0 | 267033-High Refrigerant Charge Adjustment (>= ±20% rated charge) Resid MF CZ10 Vint04 |  | System | Residential | 13-MFM-ResidentialMulti-family-SP_COOL | 0 |  |  |  |  | 66.33 | 71.5 | 0 | 0 | 0 | -5.17 | 171.246 |  | kWh | 0.22612 | -0.10521 | Residential |  | Winter Only | [5 empty] | 10 | 0.78 |  |  |  | 1 | 2 | 0 | 0 | 0 | 0 | 0 | 0 | 0 | 0 | 0 | 0 | 2009 Qtr 1: 0; 2009 Qtr 2: 0; 2009 Qtr 3: 0; 2009 Qtr 4: 2; 2010 Qtr 1: 0; 2010 Qtr 2: 0; 2010 Qtr 3: 0; 2010 Qtr 4: 0; 2011 Qtr 1: 0; 2011 Qtr 2: 0; 2011 Qtr 3: 0; 2011 Qtr 4: 0 | 2
0 | 267042-Residential Condensor Coil Cleaning Resid MF CZ10 VintAll |  | System | Residential | 13-MFM-ResidentialMulti-family-SP_COOL | 0 |  |  |  |  | 50 | 50 | 0 | 0 | 0 | 0 | 180 |  | kWh | 0.2376 | 0 | Residential | [7 empty] | 3 | 0.78 |  |  |  | 1 | 1 | 0 | 0 | 0 | 0 | 0 | 0 | 0 | 0 | 0 | 0 | 2009 Qtr 1: 0; 2009 Qtr 2: 0; 2009 Qtr 3: 0; 2009 Qtr 4: 1; 2010 Qtr 1: 0; 2010 Qtr 2: 0; 2010 Qtr 3: 0; 2010 Qtr 4: 0; 2011 Qtr 1: 0; 2011 Qtr 2: 0; 2011 Qtr 3: 0; 2011 Qtr 4: 0 | 1
0 | 267033-High Refrigerant Charge Adjustment (>= ±20% rated charge) Resid MF CZ10 Vint04 |  | System | Residential | 13-MFM-ResidentialMulti-family-SP_COOL | 0 |  |  |  |  | 66.33 | 71.5 | 0 | 0 | 0 | -5.17 | 171.246 |  | kWh | 0.22612 | -0.10521 | Residential |  | Winter Only | [5 empty] | 10 | 0.78 |  |  |  | 1 | 2 | 0 | 0 | 0 | 0 | 0 | 0 | 0 | 0 | 0 | 0 | 2009 Qtr 1: 0; 2009 Qtr 2: 0; 2009 Qtr 3: 0; 2009 Qtr 4: 2; 2010 Qtr 1: 0; 2010 Qtr 2: 0; 2010 Qtr 3: 0; 2010 Qtr 4: 0; 2011 Qtr 1: 0; 2011 Qtr 2: 0; 2011 Qtr 3: 0; 2011 Qtr 4: 0 | 2
0 | 267042-Residential Condensor Coil Cleaning Resid MF CZ10 VintAll |  | System | Residential | 13-MFM-ResidentialMulti-family-SP_COOL | 0 |  |  |  |  | 50 | 50 | 0 | 0 | 0 | 0 | 180 |  | kWh | 0.2376 | 0 | Residential | [7 empty] | 3 | 0.78 |  |  |  | 1 | 1 | 0 | 0 | 0 | 0 | 0 | 0 | 0 | 0 | 0 | 0 | 2009 Qtr 1: 0; 2009 Qtr 2: 0; 2009 Qtr 3: 0; 2009 Qtr 4: 1; 2010 Qtr 1: 0; 2010 Qtr 2: 0; 2010 Qtr 3: 0; 2010 Qtr 4: 0; 2011 Qtr 1: 0; 2011 Qtr 2: 0; 2011 Qtr 3: 0; 2011 Qtr 4: 0 | 1
0 | 267033-High Refrigerant Charge Adjustment (>= ±20% rated charge) Resid MF CZ10 Vint04 |  | System | Residential | 13-MFM-ResidentialMulti-family-SP_COOL | 0 |  |  |  |  | 66.33 | 71.5 | 0 | 0 | 0 | -5.17 | 171.246 |  | kWh | 0.22612 | -0.10521 | Residential |  | Winter Only | [5 empty] | 10 | 0.78 |  |  |  | 1 | 2 | 0 | 0 | 0 | 0 | 0 | 0 | 0 | 0 | 0 | 0 | 2009 Qtr 1: 0; 2009 Qtr 2: 0; 2009 Qtr 3: 0; 2009 Qtr 4: 2; 2010 Qtr 1: 0; 2010 Qtr 2: 0; 2010 Qtr 3: 0; 2010 Qtr 4: 0; 2011 Qtr 1: 0; 2011 Qtr 2: 0; 2011 Qtr 3: 0; 2011 Qtr 4: 0 | 2
0 | 267042-Residential Condensor Coil Cleaning Resid MF CZ10 VintAll |  | System | Residential | 13-MFM-ResidentialMulti-family-SP_COOL | 0 |  |  |  |  | 50 | 50 | 0 | 0 | 0 | 0 | 180 |  | kWh | 0.2376 | 0 | Residential | [7 empty] | 3 | 0.78 |  |  |  | 1 | 1 | 0 | 0 | 0 | 0 | 0 | 0 | 0 | 0 | 0 | 0 | 2009 Qtr 1: 0; 2009 Qtr 2: 0; 2009 Qtr 3: 0; 2009 Qtr 4: 1; 2010 Qtr 1: 0; 2010 Qtr 2: 0; 2010 Qtr 3: 0; 2010 Qtr 4: 0; 2011 Qtr 1: 0; 2011 Qtr 2: 0; 2011 Qtr 3: 0; 2011 Qtr 4: 0 | 1
0 | 267033-High Refrigerant Charge Adjustment (>= ±20% rated charge) Resid MF CZ10 Vint04 |  | System | Residential | 13-MFM-ResidentialMulti-family-SP_COOL | 0 |  |  |  |  | 66.33 | 71.5 | 0 | 0 | 0 | -5.17 | 171.246 |  | kWh | 0.22612 | -0.10521 | Residential |  | Winter Only | [5 empty] | 10 | 0.78 |  |  |  | 1 | 2 | 0 | 0 | 0 | 0 | 0 | 0 | 0 | 0 | 0 | 0 | 2009 Qtr 1: 0; 2009 Qtr 2: 0; 2009 Qtr 3: 0; 2009 Qtr 4: 2; 2010 Qtr 1: 0; 2010 Qtr 2: 0; 2010 Qtr 3: 0; 2010 Qtr 4: 0; 2011 Qtr 1: 0; 2011 Qtr 2: 0; 2011 Qtr 3: 0; 2011 Qtr 4: 0 | 2
0 | 267042-Residential Condensor Coil Cleaning Resid MF CZ10 VintAll |  | System | Residential | 13-MFM-ResidentialMulti-family-SP_COOL | 0 |  |  |  |  | 50 | 50 | 0 | 0 | 0 | 0 | 180 |  | kWh | 0.2376 | 0 | Residential | [7 empty] | 3 | 0.78 |  |  |  | 1 | 1 | 0 | 0 | 0 | 0 | 0 | 0 | 0 | 0 | 0 | 0 | 2009 Qtr 1: 0; 2009 Qtr 2: 0; 2009 Qtr 3: 0; 2009 Qtr 4: 1; 2010 Qtr 1: 0; 2010 Qtr 2: 0; 2010 Qtr 3: 0; 2010 Qtr 4: 0; 2011 Qtr 1: 0; 2011 Qtr 2: 0; 2011 Qtr 3: 0; 2011 Qtr 4: 0 | 1
0 | 267033-High Refrigerant Charge Adjustment (>= ±20% rated charge) Resid MF CZ10 Vint04 |  | System | Residential | 13-MFM-ResidentialMulti-family-SP_COOL | 0 |  |  |  |  | 66.33 | 71.5 | 0 | 0 | 0 | -5.17 | 171.246 |  | kWh | 0.22612 | -0.10521 | Residential |  | Winter Only | [5 empty] | 10 | 0.78 |  |  |  | 1 | 2 | 0 | 0 | 0 | 0 | 0 | 0 | 0 | 0 | 0 | 0 | 2009 Qtr 1: 0; 2009 Qtr 2: 0; 2009 Qtr 3: 0; 2009 Qtr 4: 2; 2010 Qtr 1: 0; 2010 Qtr 2: 0; 2010 Qtr 3: 0; 2010 Qtr 4: 0; 2011 Qtr 1: 0; 2011 Qtr 2: 0; 2011 Qtr 3: 0; 2011 Qtr 4: 0 | 2
0 | 267042-Residential Condensor Coil Cleaning Resid MF CZ10 VintAll |  | System | Residential | 13-MFM-ResidentialMulti-family-SP_COOL | 0 |  |  |  |  | 50 | 50 | 0 | 0 | 0 | 0 | 180 |  | kWh | 0.2376 | 0 | Residential | [7 empty] | 3 | 0.78 |  |  |  | 1 | 1 | 0 | 0 | 0 | 0 | 0 | 0 | 0 | 0 | 0 | 0 | 2009 Qtr 1: 0; 2009 Qtr 2: 0; 2009 Qtr 3: 0; 2009 Qtr 4: 1; 2010 Qtr 1: 0; 2010 Qtr 2: 0; 2010 Qtr 3: 0; 2010 Qtr 4: 0; 2011 Qtr 1: 0; 2011 Qtr 2: 0; 2011 Qtr 3: 0; 2011 Qtr 4: 0 | 1
0 | 267033-High Refrigerant Charge Adjustment (>= ±20% rated charge) Resid MF CZ10 Vint04 |  | System | Residential | 13-MFM-ResidentialMulti-family-SP_COOL | 0 |  |  |  |  | 66.33 | 71.5 | 0 | 0 | 0 | -5.17 | 171.246 |  | kWh | 0.22612 | -0.10521 | Residential |  | Winter Only | [5 empty] | 10 | 0.78 |  |  |  | 1 | 2 | 0 | 0 | 0 | 0 | 0 | 0 | 0 | 0 | 0 | 0 | 2009 Qtr 1: 0; 2009 Qtr 2: 0; 2009 Qtr 3: 0; 2009 Qtr 4: 2; 2010 Qtr 1: 0; 2010 Qtr 2: 0; 2010 Qtr 3: 0; 2010 Qtr 4: 0; 2011 Qtr 1: 0; 2011 Qtr 2: 0; 2011 Qtr 3: 0; 2011 Qtr 4: 0 | 2
0 | 267042-Residential Condensor Coil Cleaning Resid MF CZ10 VintAll |  | System | Residential | 13-MFM-ResidentialMulti-family-SP_COOL | 0 |  |  |  |  | 50 | 50 | 0 | 0 | 0 | 0 | 180 |  | kWh | 0.2376 | 0 | Residential | [7 empty] | 3 | 0.78 |  |  |  | 1 | 1 | 0 | 0 | 0 | 0 | 0 | 0 | 0 | 0 | 0 | 0 | 2009 Qtr 1: 0; 2009 Qtr 2: 0; 2009 Qtr 3: 0; 2009 Qtr 4: 1; 2010 Qtr 1: 0; 2010 Qtr 2: 0; 2010 Qtr 3: 0; 2010 Qtr 4: 0; 2011 Qtr 1: 0; 2011 Qtr 2: 0; 2011 Qtr 3: 0; 2011 Qtr 4: 0 | 1
0 | 267030-Commercial HVAC Diagnostic/Tune-up Com All CZ10 VintAll |  | System | Commercial | 01-ALC-AllCommercial-Cooling | 0 |  |  |  |  | 67.6133 | 82.5373 | 0 | 0 | 0 | -14.924 | 214 |  | kWh | 0.15 | 0 | Commercial | [7 empty] | 10 | 0.85 |  |  |  | 1 | 2.01 | 0 | 0 | 0 | 0 | 0 | 0 | 0 | 0 | 0 | 0 | 2009 Qtr 1: 0; 2009 Qtr 2: 0; 2009 Qtr 3: 0; 2009 Qtr 4: 2.01; 2010 Qtr 1: 0; 2010 Qtr 2: 0; 2010 Qtr 3: 0; 2010 Qtr 4: 0; 2011 Qtr 1: 0; 2011 Qtr 2: 0; 2011 Qtr 3: 0; 2011 Qtr 4: 0 | 2.01
0 | 267045-Commercial Condensor Coil Cleaning (all units - savings at 50% of DEER) Com All CZ10 VintAll |  | System | Commercial | 01-ALC-AllCommercial-Cooling | 0 |  |  |  |  | 10 | 10 | 0 | 0 | 0 | 0 | 74 |  | kWh | 0.0665 | 0 | Commercial | [7 empty] | 3 | 0.78 |  |  |  | 1 | 3 | 0 | 0 | 0 | 0 | 0 | 0 | 0 | 0 | 0 | 0 | 2009 Qtr 1: 0; 2009 Qtr 2: 0; 2009 Qtr 3: 0; 2009 Qtr 4: 3; 2010 Qtr 1: 0; 2010 Qtr 2: 0; 2010 Qtr 3: 0; 2010 Qtr 4: 0; 2011 Qtr 1: 0; 2011 Qtr 2: 0; 2011 Qtr 3: 0; 2011 Qtr 4: 0 | 3
0 | 267030-Commercial HVAC Diagnostic/Tune-up Com All CZ10 VintAll |  | System | Commercial | 01-ALC-AllCommercial-Cooling | 0 |  |  |  |  | 67.6133 | 82.5373 | 0 | 0 | 0 | -14.924 | 214 |  | kWh | 0.15 | 0 | Commercial | [7 empty] | 10 | 0.85 |  |  |  | 1 | 3.35 | 0 | 0 | 0 | 0 | 0 | 0 | 0 | 0 | 0 | 0 | 2009 Qtr 1: 0; 2009 Qtr 2: 0; 2009 Qtr 3: 0; 2009 Qtr 4: 3.35; 2010 Qtr 1: 0; 2010 Qtr 2: 0; 2010 Qtr 3: 0; 2010 Qtr 4: 0; 2011 Qtr 1: 0; 2011 Qtr 2: 0; 2011 Qtr 3: 0; 2011 Qtr 4: 0 | 3.35
0 | 267045-Commercial Condensor Coil Cleaning (all units - savings at 50% of DEER) Com All CZ10 VintAll |  | System | Commercial | 01-ALC-AllCommercial-Cooling | 0 |  |  |  |  | 10 | 10 | 0 | 0 | 0 | 0 | 74 |  | kWh | 0.0665 | 0 | Commercial | [7 empty] | 3 | 0.78 |  |  |  | 1 | 5 | 0 | 0 | 0 | 0 | 0 | 0 | 0 | 0 | 0 | 0 | 2009 Qtr 1: 0; 2009 Qtr 2: 0; 2009 Qtr 3: 0; 2009 Qtr 4: 5; 2010 Qtr 1: 0; 2010 Qtr 2: 0; 2010 Qtr 3: 0; 2010 Qtr 4: 0; 2011 Qtr 1: 0; 2011 Qtr 2: 0; 2011 Qtr 3: 0; 2011 Qtr 4: 0 | 5
0 | 267002-High Refrigerant Charge Adjustment (>= ±20% rated charge) Resid SF CZ10 Vint04 |  | System | Residential | 26-SFM-ResidentialSingleFamily-SP_COOL | 0 |  |  |  |  | 65 | 71.5 | 0 | 0 | 0 | -6.5 | 205.771 |  | kWh | 0.22808 | -0.078078 | Residential |  | Winter Only | [5 empty] | 10 | 0.78 |  |  |  | 1 | 3 | 0 | 0 | 0 | 0 | 0 | 0 | 0 | 0 | 0 | 0 | 2009 Qtr 1: 0; 2009 Qtr 2: 0; 2009 Qtr 3: 0; 2009 Qtr 4: 3; 2010 Qtr 1: 0; 2010 Qtr 2: 0; 2010 Qtr 3: 0; 2010 Qtr 4: 0; 2011 Qtr 1: 0; 2011 Qtr 2: 0; 2011 Qtr 3: 0; 2011 Qtr 4: 0 | 3
0 | 267040-Residential Condensor Coil Cleaning Resid SF CZ10 VintAll |  | System | Residential | 26-SFM-ResidentialSingleFamily-SP_COOL | 0 |  |  |  |  | 50 | 50 | 0 | 0 | 0 | 0 | 270 |  | kWh | 0.3564 | 0 | Residential | [7 empty] | 3 | 0.78 |  |  |  | 1 | 1 | 0 | 0 | 0 | 0 | 0 | 0 | 0 | 0 | 0 | 0 | 2009 Qtr 1: 0; 2009 Qtr 2: 0; 2009 Qtr 3: 0; 2009 Qtr 4: 1; 2010 Qtr 1: 0; 2010 Qtr 2: 0; 2010 Qtr 3: 0; 2010 Qtr 4: 0; 2011 Qtr 1: 0; 2011 Qtr 2: 0; 2011 Qtr 3: 0; 2011 Qtr 4: 0 | 1
0 | 267029-Commercial HVAC Diagnostic/Tune-up Com All CZ07 VintAll |  | System | Commercial | 01-ALC-AllCommercial-Cooling | 0 |  |  |  |  | 72.1918 | 82.5373 | 0 | 0 | 0 | -10.3455 | 60.0094 |  | kWh | 0.046765 | 0 | Commercial | [7 empty] | 10 | 0.85 |  |  |  | 1 | 2.68 | 0 | 0 | 0 | 0 | 0 | 0 | 0 | 0 | 0 | 0 | 2009 Qtr 1: 0; 2009 Qtr 2: 0; 2009 Qtr 3: 0; 2009 Qtr 4: 2.68; 2010 Qtr 1: 0; 2010 Qtr 2: 0; 2010 Qtr 3: 0; 2010 Qtr 4: 0; 2011 Qtr 1: 0; 2011 Qtr 2: 0; 2011 Qtr 3: 0; 2011 Qtr 4: 0 | 2.68
0 | 267044-Commercial Condensor Coil Cleaning (all units - savings at 50% of DEER) Com All CZ07 VintAll |  | System | Commercial | 01-ALC-AllCommercial-Cooling | 0 |  |  |  |  | 9.9998 | 10 | 0 | 0 | 0 | -0.0002249 | 60 |  | kWh | 0.047 | 0 | Commercial | [7 empty] | 3 | 0.78 |  |  |  | 1 | 4 | 0 | 0 | 0 | 0 | 0 | 0 | 0 | 0 | 0 | 0 | 2009 Qtr 1: 0; 2009 Qtr 2: 0; 2009 Qtr 3: 0; 2009 Qtr 4: 4; 2010 Qtr 1: 0; 2010 Qtr 2: 0; 2010 Qtr 3: 0; 2010 Qtr 4: 0; 2011 Qtr 1: 0; 2011 Qtr 2: 0; 2011 Qtr 3: 0; 2011 Qtr 4: 0 | 4
0 | 267029-Commercial HVAC Diagnostic/Tune-up Com All CZ07 VintAll |  | System | Commercial | 01-ALC-AllCommercial-Cooling | 0 |  |  |  |  | 72.1918 | 82.5373 | 0 | 0 | 0 | -10.3455 | 60.0094 |  | kWh | 0.046765 | 0 | Commercial | [7 empty] | 10 | 0.85 |  |  |  | 1 | 2.68 | 0 | 0 | 0 | 0 | 0 | 0 | 0 | 0 | 0 | 0 | 2009 Qtr 1: 0; 2009 Qtr 2: 0; 2009 Qtr 3: 0; 2009 Qtr 4: 2.68; 2010 Qtr 1: 0; 2010 Qtr 2: 0; 2010 Qtr 3: 0; 2010 Qtr 4: 0; 2011 Qtr 1: 0; 2011 Qtr 2: 0; 2011 Qtr 3: 0; 2011 Qtr 4: 0 | 2.68
0 | 267044-Commercial Condensor Coil Cleaning (all units - savings at 50% of DEER) Com All CZ07 VintAll |  | System | Commercial | 01-ALC-AllCommercial-Cooling | 0 |  |  |  |  | 9.9998 | 10 | 0 | 0 | 0 | -0.0002249 | 60 |  | kWh | 0.047 | 0 | Commercial | [7 empty] | 3 | 0.78 |  |  |  | 1 | 4 | 0 | 0 | 0 | 0 | 0 | 0 | 0 | 0 | 0 | 0 | 2009 Qtr 1: 0; 2009 Qtr 2: 0; 2009 Qtr 3: 0; 2009 Qtr 4: 4; 2010 Qtr 1: 0; 2010 Qtr 2: 0; 2010 Qtr 3: 0; 2010 Qtr 4: 0; 2011 Qtr 1: 0; 2011 Qtr 2: 0; 2011 Qtr 3: 0; 2011 Qtr 4: 0 | 4
0 | 267029-Commercial HVAC Diagnostic/Tune-up Com All CZ07 VintAll |  | System | Commercial | 01-ALC-AllCommercial-Cooling | 0 |  |  |  |  | 72.1918 | 82.5373 | 0 | 0 | 0 | -10.3455 | 60.0094 |  | kWh | 0.046765 | 0 | Commercial | [7 empty] | 10 | 0.85 |  |  |  | 1 | 2.01 | 0 | 0 | 0 | 0 | 0 | 0 | 0 | 0 | 0 | 0 | 2009 Qtr 1: 0; 2009 Qtr 2: 0; 2009 Qtr 3: 0; 2009 Qtr 4: 2.01; 2010 Qtr 1: 0; 2010 Qtr 2: 0; 2010 Qtr 3: 0; 2010 Qtr 4: 0; 2011 Qtr 1: 0; 2011 Qtr 2: 0; 2011 Qtr 3: 0; 2011 Qtr 4: 0 | 2.01
0 | 267044-Commercial Condensor Coil Cleaning (all units - savings at 50% of DEER) Com All CZ07 VintAll |  | System | Commercial | 01-ALC-AllCommercial-Cooling | 0 |  |  |  |  | 9.9998 | 10 | 0 | 0 | 0 | -0.0002249 | 60 |  | kWh | 0.047 | 0 | Commercial | [7 empty] | 3 | 0.78 |  |  |  | 1 | 3 | 0 | 0 | 0 | 0 | 0 | 0 | 0 | 0 | 0 | 0 | 2009 Qtr 1: 0; 2009 Qtr 2: 0; 2009 Qtr 3: 0; 2009 Qtr 4: 3; 2010 Qtr 1: 0; 2010 Qtr 2: 0; 2010 Qtr 3: 0; 2010 Qtr 4: 0; 2011 Qtr 1: 0; 2011 Qtr 2: 0; 2011 Qtr 3: 0; 2011 Qtr 4: 0 | 3
0 | 267044-Commercial Condensor Coil Cleaning (all units - savings at 50% of DEER) Com All CZ07 VintAll |  | System | Commercial | 01-ALC-AllCommercial-Cooling | 0 |  |  |  |  | 9.9998 | 10 | 0 | 0 | 0 | -0.0002249 | 60 |  | kWh | 0.047 | 0 | Commercial | [7 empty] | 3 | 0.78 |  |  |  | 1 | 3 | 0 | 0 | 0 | 0 | 0 | 0 | 0 | 0 | 0 | 0 | 2009 Qtr 1: 0; 2009 Qtr 2: 0; 2009 Qtr 3: 0; 2009 Qtr 4: 3; 2010 Qtr 1: 0; 2010 Qtr 2: 0; 2010 Qtr 3: 0; 2010 Qtr 4: 0; 2011 Qtr 1: 0; 2011 Qtr 2: 0; 2011 Qtr 3: 0; 2011 Qtr 4: 0 | 3
0 | 267029-Commercial HVAC Diagnostic/Tune-up Com All CZ07 VintAll |  | System | Commercial | 01-ALC-AllCommercial-Cooling | 0 |  |  |  |  | 72.1918 | 82.5373 | 0 | 0 | 0 | -10.3455 | 60.0094 |  | kWh | 0.046765 | 0 | Commercial | [7 empty] | 10 | 0.85 |  |  |  | 1 | 2.68 | 0 | 0 | 0 | 0 | 0 | 0 | 0 | 0 | 0 | 0 | 2009 Qtr 1: 0; 2009 Qtr 2: 0; 2009 Qtr 3: 0; 2009 Qtr 4: 2.68; 2010 Qtr 1: 0; 2010 Qtr 2: 0; 2010 Qtr 3: 0; 2010 Qtr 4: 0; 2011 Qtr 1: 0; 2011 Qtr 2: 0; 2011 Qtr 3: 0; 2011 Qtr 4: 0 | 2.68
0 | 267044-Commercial Condensor Coil Cleaning (all units - savings at 50% of DEER) Com All CZ07 VintAll |  | System | Commercial | 01-ALC-AllCommercial-Cooling | 0 |  |  |  |  | 9.9998 | 10 | 0 | 0 | 0 | -0.0002249 | 60 |  | kWh | 0.047 | 0 | Commercial | [7 empty] | 3 | 0.78 |  |  |  | 1 | 4 | 0 | 0 | 0 | 0 | 0 | 0 | 0 | 0 | 0 | 0 | 2009 Qtr 1: 0; 2009 Qtr 2: 0; 2009 Qtr 3: 0; 2009 Qtr 4: 4; 2010 Qtr 1: 0; 2010 Qtr 2: 0; 2010 Qtr 3: 0; 2010 Qtr 4: 0; 2011 Qtr 1: 0; 2011 Qtr 2: 0; 2011 Qtr 3: 0; 2011 Qtr 4: 0 | 4
0 | 267029-Commercial HVAC Diagnostic/Tune-up Com All CZ07 VintAll |  | System | Commercial | 01-ALC-AllCommercial-Cooling | 0 |  |  |  |  | 72.1918 | 82.5373 | 0 | 0 | 0 | -10.3455 | 60.0094 |  | kWh | 0.046765 | 0 | Commercial | [7 empty] | 10 | 0.85 |  |  |  | 1 | 2.68 | 0 | 0 | 0 | 0 | 0 | 0 | 0 | 0 | 0 | 0 | 2009 Qtr 1: 0; 2009 Qtr 2: 0; 2009 Qtr 3: 0; 2009 Qtr 4: 2.68; 2010 Qtr 1: 0; 2010 Qtr 2: 0; 2010 Qtr 3: 0; 2010 Qtr 4: 0; 2011 Qtr 1: 0; 2011 Qtr 2: 0; 2011 Qtr 3: 0; 2011 Qtr 4: 0 | 2.68
0 | 267044-Commercial Condensor Coil Cleaning (all units - savings at 50% of DEER) Com All CZ07 VintAll |  | System | Commercial | 01-ALC-AllCommercial-Cooling | 0 |  |  |  |  | 9.9998 | 10 | 0 | 0 | 0 | -0.0002249 | 60 |  | kWh | 0.047 | 0 | Commercial | [7 empty] | 3 | 0.78 |  |  |  | 1 | 4 | 0 | 0 | 0 | 0 | 0 | 0 | 0 | 0 | 0 | 0 | 2009 Qtr 1: 0; 2009 Qtr 2: 0; 2009 Qtr 3: 0; 2009 Qtr 4: 4; 2010 Qtr 1: 0; 2010 Qtr 2: 0; 2010 Qtr 3: 0; 2010 Qtr 4: 0; 2011 Qtr 1: 0; 2011 Qtr 2: 0; 2011 Qtr 3: 0; 2011 Qtr 4: 0 | 4
0 | 267029-Commercial HVAC Diagnostic/Tune-up Com All CZ07 VintAll |  | System | Commercial | 01-ALC-AllCommercial-Cooling | 0 |  |  |  |  | 72.1918 | 82.5373 | 0 | 0 | 0 | -10.3455 | 60.0094 |  | kWh | 0.046765 | 0 | Commercial | [7 empty] | 10 | 0.85 |  |  |  | 1 | 3.35 | 0 | 0 | 0 | 0 | 0 | 0 | 0 | 0 | 0 | 0 | 2009 Qtr 1: 0; 2009 Qtr 2: 0; 2009 Qtr 3: 0; 2009 Qtr 4: 3.35; 2010 Qtr 1: 0; 2010 Qtr 2: 0; 2010 Qtr 3: 0; 2010 Qtr 4: 0; 2011 Qtr 1: 0; 2011 Qtr 2: 0; 2011 Qtr 3: 0; 2011 Qtr 4: 0 | 3.35
0 | 267044-Commercial Condensor Coil Cleaning (all units - savings at 50% of DEER) Com All CZ07 VintAll |  | System | Commercial | 01-ALC-AllCommercial-Cooling | 0 |  |  |  |  | 9.9998 | 10 | 0 | 0 | 0 | -0.0002249 | 60 |  | kWh | 0.047 | 0 | Commercial | [7 empty] | 3 | 0.78 |  |  |  | 1 | 5 | 0 | 0 | 0 | 0 | 0 | 0 | 0 | 0 | 0 | 0 | 2009 Qtr 1: 0; 2009 Qtr 2: 0; 2009 Qtr 3: 0; 2009 Qtr 4: 5; 2010 Qtr 1: 0; 2010 Qtr 2: 0; 2010 Qtr 3: 0; 2010 Qtr 4: 0; 2011 Qtr 1: 0; 2011 Qtr 2: 0; 2011 Qtr 3: 0; 2011 Qtr 4: 0 | 5
0 | 267029-Commercial HVAC Diagnostic/Tune-up Com All CZ07 VintAll |  | System | Commercial | 01-ALC-AllCommercial-Cooling | 0 |  |  |  |  | 72.1918 | 82.5373 | 0 | 0 | 0 | -10.3455 | 60.0094 |  | kWh | 0.046765 | 0 | Commercial | [7 empty] | 10 | 0.85 |  |  |  | 1 | 2.01 | 0 | 0 | 0 | 0 | 0 | 0 | 0 | 0 | 0 | 0 | 2009 Qtr 1: 0; 2009 Qtr 2: 0; 2009 Qtr 3: 0; 2009 Qtr 4: 2.01; 2010 Qtr 1: 0; 2010 Qtr 2: 0; 2010 Qtr 3: 0; 2010 Qtr 4: 0; 2011 Qtr 1: 0; 2011 Qtr 2: 0; 2011 Qtr 3: 0; 2011 Qtr 4: 0 | 2.01
0 | 267044-Commercial Condensor Coil Cleaning (all units - savings at 50% of DEER) Com All CZ07 VintAll |  | System | Commercial | 01-ALC-AllCommercial-Cooling | 0 |  |  |  |  | 9.9998 | 10 | 0 | 0 | 0 | -0.0002249 | 60 |  | kWh | 0.047 | 0 | Commercial | [7 empty] | 3 | 0.78 |  |  |  | 1 | 3 | 0 | 0 | 0 | 0 | 0 | 0 | 0 | 0 | 0 | 0 | 2009 Qtr 1: 0; 2009 Qtr 2: 0; 2009 Qtr 3: 0; 2009 Qtr 4: 3; 2010 Qtr 1: 0; 2010 Qtr 2: 0; 2010 Qtr 3: 0; 2010 Qtr 4: 0; 2011 Qtr 1: 0; 2011 Qtr 2: 0; 2011 Qtr 3: 0; 2011 Qtr 4: 0 | 3
0 | 267029-Commercial HVAC Diagnostic/Tune-up Com All CZ07 VintAll |  | System | Commercial | 01-ALC-AllCommercial-Cooling | 0 |  |  |  |  | 72.1918 | 96.2935 | 0 | 0 | 0 | -24.1017 | 60.0094 |  | kWh | 0.046765 | 0 | Commercial | [7 empty] | 10 | 0.85 |  |  |  | 1 | 2.01 | 0 | 0 | 0 | 0 | 0 | 0 | 0 | 0 | 0 | 0 | 2009 Qtr 1: 0; 2009 Qtr 2: 0; 2009 Qtr 3: 0; 2009 Qtr 4: 2.01; 2010 Qtr 1: 0; 2010 Qtr 2: 0; 2010 Qtr 3: 0; 2010 Qtr 4: 0; 2011 Qtr 1: 0; 2011 Qtr 2: 0; 2011 Qtr 3: 0; 2011 Qtr 4: 0 | 2.01
0 | 267044-Commercial Condensor Coil Cleaning (all units - savings at 50% of DEER) Com All CZ07 VintAll |  | System | Commercial | 01-ALC-AllCommercial-Cooling | 0 |  |  |  |  | 9.9998 | 11.6667 | 0 | 0 | 0 | -1.6669 | 60 |  | kWh | 0.047 | 0 | Commercial | [7 empty] | 3 | 0.78 |  |  |  | 1 | 3 | 0 | 0 | 0 | 0 | 0 | 0 | 0 | 0 | 0 | 0 | 2009 Qtr 1: 0; 2009 Qtr 2: 0; 2009 Qtr 3: 0; 2009 Qtr 4: 3; 2010 Qtr 1: 0; 2010 Qtr 2: 0; 2010 Qtr 3: 0; 2010 Qtr 4: 0; 2011 Qtr 1: 0; 2011 Qtr 2: 0; 2011 Qtr 3: 0; 2011 Qtr 4: 0 | 3
0 | 267029-Commercial HVAC Diagnostic/Tune-up Com All CZ07 VintAll |  | System | Commercial | 01-ALC-AllCommercial-Cooling | 0 |  |  |  |  | 72.1918 | 82.5373 | 0 | 0 | 0 | -10.3455 | 60.0094 |  | kWh | 0.046765 | 0 | Commercial | [7 empty] | 10 | 0.85 |  |  |  | 1 | 2.01 | 0 | 0 | 0 | 0 | 0 | 0 | 0 | 0 | 0 | 0 | 2009 Qtr 1: 0; 2009 Qtr 2: 0; 2009 Qtr 3: 0; 2009 Qtr 4: 2.01; 2010 Qtr 1: 0; 2010 Qtr 2: 0; 2010 Qtr 3: 0; 2010 Qtr 4: 0; 2011 Qtr 1: 0; 2011 Qtr 2: 0; 2011 Qtr 3: 0; 2011 Qtr 4: 0 | 2.01
0 | 267044-Commercial Condensor Coil Cleaning (all units - savings at 50% of DEER) Com All CZ07 VintAll |  | System | Commercial | 01-ALC-AllCommercial-Cooling | 0 |  |  |  |  | 9.9998 | 10 | 0 | 0 | 0 | -0.0002249 | 60 |  | kWh | 0.047 | 0 | Commercial | [7 empty] | 3 | 0.78 |  |  |  | 1 | 3 | 0 | 0 | 0 | 0 | 0 | 0 | 0 | 0 | 0 | 0 | 2009 Qtr 1: 0; 2009 Qtr 2: 0; 2009 Qtr 3: 0; 2009 Qtr 4: 3; 2010 Qtr 1: 0; 2010 Qtr 2: 0; 2010 Qtr 3: 0; 2010 Qtr 4: 0; 2011 Qtr 1: 0; 2011 Qtr 2: 0; 2011 Qtr 3: 0; 2011 Qtr 4: 0 | 3
0 | 267029-Commercial HVAC Diagnostic/Tune-up Com All CZ07 VintAll |  | System | Commercial | 01-ALC-AllCommercial-Cooling | 0 |  |  |  |  | 72.1918 | 82.5373 | 0 | 0 | 0 | -10.3455 | 60.0094 |  | kWh | 0.046765 | 0 | Commercial | [7 empty] | 10 | 0.85 |  |  |  | 1 | 1.34 | 0 | 0 | 0 | 0 | 0 | 0 | 0 | 0 | 0 | 0 | 2009 Qtr 1: 0; 2009 Qtr 2: 0; 2009 Qtr 3: 0; 2009 Qtr 4: 1.34; 2010 Qtr 1: 0; 2010 Qtr 2: 0; 2010 Qtr 3: 0; 2010 Qtr 4: 0; 2011 Qtr 1: 0; 2011 Qtr 2: 0; 2011 Qtr 3: 0; 2011 Qtr 4: 0 | 1.34
0 | 267044-Commercial Condensor Coil Cleaning (all units - savings at 50% of DEER) Com All CZ07 VintAll |  | System | Commercial | 01-ALC-AllCommercial-Cooling | 0 |  |  |  |  | 9.9998 | 10 | 0 | 0 | 0 | -0.0002249 | 60 |  | kWh | 0.047 | 0 | Commercial | [7 empty] | 3 | 0.78 |  |  |  | 1 | 2 | 0 | 0 | 0 | 0 | 0 | 0 | 0 | 0 | 0 | 0 | 2009 Qtr 1: 0; 2009 Qtr 2: 0; 2009 Qtr 3: 0; 2009 Qtr 4: 2; 2010 Qtr 1: 0; 2010 Qtr 2: 0; 2010 Qtr 3: 0; 2010 Qtr 4: 0; 2011 Qtr 1: 0; 2011 Qtr 2: 0; 2011 Qtr 3: 0; 2011 Qtr 4: 0 | 2
0 | 267029-Commercial HVAC Diagnostic/Tune-up Com All CZ07 VintAll |  | System | Commercial | 01-ALC-AllCommercial-Cooling | 0 |  |  |  |  | 72.1918 | 82.5373 | 0 | 0 | 0 | -10.3455 | 60.0094 |  | kWh | 0.046765 | 0 | Commercial | [7 empty] | 10 | 0.85 |  |  |  | 1 | 3.35 | 0 | 0 | 0 | 0 | 0 | 0 | 0 | 0 | 0 | 0 | 2009 Qtr 1: 0; 2009 Qtr 2: 0; 2009 Qtr 3: 0; 2009 Qtr 4: 3.35; 2010 Qtr 1: 0; 2010 Qtr 2: 0; 2010 Qtr 3: 0; 2010 Qtr 4: 0; 2011 Qtr 1: 0; 2011 Qtr 2: 0; 2011 Qtr 3: 0; 2011 Qtr 4: 0 | 3.35
0 | 267044-Commercial Condensor Coil Cleaning (all units - savings at 50% of DEER) Com All CZ07 VintAll |  | System | Commercial | 01-ALC-AllCommercial-Cooling | 0 |  |  |  |  | 9.9998 | 10 | 0 | 0 | 0 | -0.0002249 | 60 |  | kWh | 0.047 | 0 | Commercial | [7 empty] | 3 | 0.78 |  |  |  | 1 | 5 | 0 | 0 | 0 | 0 | 0 | 0 | 0 | 0 | 0 | 0 | 2009 Qtr 1: 0; 2009 Qtr 2: 0; 2009 Qtr 3: 0; 2009 Qtr 4: 5; 2010 Qtr 1: 0; 2010 Qtr 2: 0; 2010 Qtr 3: 0; 2010 Qtr 4: 0; 2011 Qtr 1: 0; 2011 Qtr 2: 0; 2011 Qtr 3: 0; 2011 Qtr 4: 0 | 5
0 | 267029-Commercial HVAC Diagnostic/Tune-up Com All CZ07 VintAll |  | System | Commercial | 01-ALC-AllCommercial-Cooling | 0 |  |  |  |  | 72.1918 | 82.5373 | 0 | 0 | 0 | -10.3455 | 60.0094 |  | kWh | 0.046765 | 0 | Commercial | [7 empty] | 10 | 0.85 |  |  |  | 1 | 3.35 | 0 | 0 | 0 | 0 | 0 | 0 | 0 | 0 | 0 | 0 | 2009 Qtr 1: 0; 2009 Qtr 2: 0; 2009 Qtr 3: 0; 2009 Qtr 4: 3.35; 2010 Qtr 1: 0; 2010 Qtr 2: 0; 2010 Qtr 3: 0; 2010 Qtr 4: 0; 2011 Qtr 1: 0; 2011 Qtr 2: 0; 2011 Qtr 3: 0; 2011 Qtr 4: 0 | 3.35
0 | 267044-Commercial Condensor Coil Cleaning (all units - savings at 50% of DEER) Com All CZ07 VintAll |  | System | Commercial | 01-ALC-AllCommercial-Cooling | 0 |  |  |  |  | 9.9998 | 10 | 0 | 0 | 0 | -0.0002249 | 60 |  | kWh | 0.047 | 0 | Commercial | [7 empty] | 3 | 0.78 |  |  |  | 1 | 5 | 0 | 0 | 0 | 0 | 0 | 0 | 0 | 0 | 0 | 0 | 2009 Qtr 1: 0; 2009 Qtr 2: 0; 2009 Qtr 3: 0; 2009 Qtr 4: 5; 2010 Qtr 1: 0; 2010 Qtr 2: 0; 2010 Qtr 3: 0; 2010 Qtr 4: 0; 2011 Qtr 1: 0; 2011 Qtr 2: 0; 2011 Qtr 3: 0; 2011 Qtr 4: 0 | 5
0 | 267029-Commercial HVAC Diagnostic/Tune-up Com All CZ07 VintAll |  | System | Commercial | 01-ALC-AllCommercial-Cooling | 0 |  |  |  |  | 72.1918 | 82.5373 | 0 | 0 | 0 | -10.3455 | 60.0094 |  | kWh | 0.046765 | 0 | Commercial | [7 empty] | 10 | 0.85 |  |  |  | 1 | 3.35 | 0 | 0 | 0 | 0 | 0 | 0 | 0 | 0 | 0 | 0 | 2009 Qtr 1: 0; 2009 Qtr 2: 0; 2009 Qtr 3: 0; 2009 Qtr 4: 3.35; 2010 Qtr 1: 0; 2010 Qtr 2: 0; 2010 Qtr 3: 0; 2010 Qtr 4: 0; 2011 Qtr 1: 0; 2011 Qtr 2: 0; 2011 Qtr 3: 0; 2011 Qtr 4: 0 | 3.35
0 | 267044-Commercial Condensor Coil Cleaning (all units - savings at 50% of DEER) Com All CZ07 VintAll |  | System | Commercial | 01-ALC-AllCommercial-Cooling | 0 |  |  |  |  | 9.9998 | 10 | 0 | 0 | 0 | -0.0002249 | 60 |  | kWh | 0.047 | 0 | Commercial | [7 empty] | 3 | 0.78 |  |  |  | 1 | 5 | 0 | 0 | 0 | 0 | 0 | 0 | 0 | 0 | 0 | 0 | 2009 Qtr 1: 0; 2009 Qtr 2: 0; 2009 Qtr 3: 0; 2009 Qtr 4: 5; 2010 Qtr 1: 0; 2010 Qtr 2: 0; 2010 Qtr 3: 0; 2010 Qtr 4: 0; 2011 Qtr 1: 0; 2011 Qtr 2: 0; 2011 Qtr 3: 0; 2011 Qtr 4: 0 | 5
0 | 267030-Commercial HVAC Diagnostic/Tune-up Com All CZ10 VintAll |  | System | Commercial | 01-ALC-AllCommercial-Cooling | 0 |  |  |  |  | 67.6133 | 82.5373 | 0 | 0 | 0 | -14.924 | 214 |  | kWh | 0.15 | 0 | Commercial | [7 empty] | 10 | 0.85 |  |  |  | 1 | 2.01 | 0 | 0 | 0 | 0 | 0 | 0 | 0 | 0 | 0 | 0 | 2009 Qtr 1: 0; 2009 Qtr 2: 0; 2009 Qtr 3: 0; 2009 Qtr 4: 2.01; 2010 Qtr 1: 0; 2010 Qtr 2: 0; 2010 Qtr 3: 0; 2010 Qtr 4: 0; 2011 Qtr 1: 0; 2011 Qtr 2: 0; 2011 Qtr 3: 0; 2011 Qtr 4: 0 | 2.01
0 | 267045-Commercial Condensor Coil Cleaning (all units - savings at 50% of DEER) Com All CZ10 VintAll |  | System | Commercial | 01-ALC-AllCommercial-Cooling | 0 |  |  |  |  | 10 | 10 | 0 | 0 | 0 | 0 | 74 |  | kWh | 0.0665 | 0 | Commercial | [7 empty] | 3 | 0.78 |  |  |  | 1 | 3 | 0 | 0 | 0 | 0 | 0 | 0 | 0 | 0 | 0 | 0 | 2009 Qtr 1: 0; 2009 Qtr 2: 0; 2009 Qtr 3: 0; 2009 Qtr 4: 3; 2010 Qtr 1: 0; 2010 Qtr 2: 0; 2010 Qtr 3: 0; 2010 Qtr 4: 0; 2011 Qtr 1: 0; 2011 Qtr 2: 0; 2011 Qtr 3: 0; 2011 Qtr 4: 0 | 3
0 | 267030-Commercial HVAC Diagnostic/Tune-up Com All CZ10 VintAll |  | System | Commercial | 01-ALC-AllCommercial-Cooling | 0 |  |  |  |  | 67.6133 | 82.5373 | 0 | 0 | 0 | -14.924 | 214 |  | kWh | 0.15 | 0 | Commercial | [7 empty] | 10 | 0.85 |  |  |  | 1 | 2.01 | 0 | 0 | 0 | 0 | 0 | 0 | 0 | 0 | 0 | 0 | 2009 Qtr 1: 0; 2009 Qtr 2: 0; 2009 Qtr 3: 0; 2009 Qtr 4: 2.01; 2010 Qtr 1: 0; 2010 Qtr 2: 0; 2010 Qtr 3: 0; 2010 Qtr 4: 0; 2011 Qtr 1: 0; 2011 Qtr 2: 0; 2011 Qtr 3: 0; 2011 Qtr 4: 0 | 2.01
0 | 267045-Commercial Condensor Coil Cleaning (all units - savings at 50% of DEER) Com All CZ10 VintAll |  | System | Commercial | 01-ALC-AllCommercial-Cooling | 0 |  |  |  |  | 10 | 10 | 0 | 0 | 0 | 0 | 74 |  | kWh | 0.0665 | 0 | Commercial | [7 empty] | 3 | 0.78 |  |  |  | 1 | 3 | 0 | 0 | 0 | 0 | 0 | 0 | 0 | 0 | 0 | 0 | 2009 Qtr 1: 0; 2009 Qtr 2: 0; 2009 Qtr 3: 0; 2009 Qtr 4: 3; 2010 Qtr 1: 0; 2010 Qtr 2: 0; 2010 Qtr 3: 0; 2010 Qtr 4: 0; 2011 Qtr 1: 0; 2011 Qtr 2: 0; 2011 Qtr 3: 0; 2011 Qtr 4: 0 | 3
0 | 267030-Commercial HVAC Diagnostic/Tune-up Com All CZ10 VintAll |  | System | Commercial | 01-ALC-AllCommercial-Cooling | 0 |  |  |  |  | 67.6133 | 82.5373 | 0 | 0 | 0 | -14.924 | 214 |  | kWh | 0.15 | 0 | Commercial | [7 empty] | 10 | 0.85 |  |  |  | 1 | 2.01 | 0 | 0 | 0 | 0 | 0 | 0 | 0 | 0 | 0 | 0 | 2009 Qtr 1: 0; 2009 Qtr 2: 0; 2009 Qtr 3: 0; 2009 Qtr 4: 2.01; 2010 Qtr 1: 0; 2010 Qtr 2: 0; 2010 Qtr 3: 0; 2010 Qtr 4: 0; 2011 Qtr 1: 0; 2011 Qtr 2: 0; 2011 Qtr 3: 0; 2011 Qtr 4: 0 | 2.01
0 | 267045-Commercial Condensor Coil Cleaning (all units - savings at 50% of DEER) Com All CZ10 VintAll |  | System | Commercial | 01-ALC-AllCommercial-Cooling | 0 |  |  |  |  | 10 | 10 | 0 | 0 | 0 | 0 | 74 |  | kWh | 0.0665 | 0 | Commercial | [7 empty] | 3 | 0.78 |  |  |  | 1 | 3 | 0 | 0 | 0 | 0 | 0 | 0 | 0 | 0 | 0 | 0 | 2009 Qtr 1: 0; 2009 Qtr 2: 0; 2009 Qtr 3: 0; 2009 Qtr 4: 3; 2010 Qtr 1: 0; 2010 Qtr 2: 0; 2010 Qtr 3: 0; 2010 Qtr 4: 0; 2011 Qtr 1: 0; 2011 Qtr 2: 0; 2011 Qtr 3: 0; 2011 Qtr 4: 0 | 3
0 | 267030-Commercial HVAC Diagnostic/Tune-up Com All CZ10 VintAll |  | System | Commercial | 01-ALC-AllCommercial-Cooling | 0 |  |  |  |  | 67.6133 | 103.1716 | 0 | 0 | 0 | -35.5584 | 214 |  | kWh | 0.15 | 0 | Commercial | [7 empty] | 10 | 0.85 |  |  |  | 1 | 1.34 | 0 | 0 | 0 | 0 | 0 | 0 | 0 | 0 | 0 | 0 | 2009 Qtr 1: 0; 2009 Qtr 2: 0; 2009 Qtr 3: 0; 2009 Qtr 4: 1.34; 2010 Qtr 1: 0; 2010 Qtr 2: 0; 2010 Qtr 3: 0; 2010 Qtr 4: 0; 2011 Qtr 1: 0; 2011 Qtr 2: 0; 2011 Qtr 3: 0; 2011 Qtr 4: 0 | 1.34
0 | 267045-Commercial Condensor Coil Cleaning (all units - savings at 50% of DEER) Com All CZ10 VintAll |  | System | Commercial | 01-ALC-AllCommercial-Cooling | 0 |  |  |  |  | 10 | 12.5 | 0 | 0 | 0 | -2.5 | 74 |  | kWh | 0.0665 | 0 | Commercial | [7 empty] | 3 | 0.78 |  |  |  | 1 | 2 | 0 | 0 | 0 | 0 | 0 | 0 | 0 | 0 | 0 | 0 | 2009 Qtr 1: 0; 2009 Qtr 2: 0; 2009 Qtr 3: 0; 2009 Qtr 4: 2; 2010 Qtr 1: 0; 2010 Qtr 2: 0; 2010 Qtr 3: 0; 2010 Qtr 4: 0; 2011 Qtr 1: 0; 2011 Qtr 2: 0; 2011 Qtr 3: 0; 2011 Qtr 4: 0 | 2
0 | 267030-Commercial HVAC Diagnostic/Tune-up Com All CZ10 VintAll |  | System | Commercial | 01-ALC-AllCommercial-Cooling | 0 |  |  |  |  | 67.6133 | 82.5373 | 0 | 0 | 0 | -14.924 | 214 |  | kWh | 0.15 | 0 | Commercial | [7 empty] | 10 | 0.85 |  |  |  | 1 | 1.34 | 0 | 0 | 0 | 0 | 0 | 0 | 0 | 0 | 0 | 0 | 2009 Qtr 1: 0; 2009 Qtr 2: 0; 2009 Qtr 3: 0; 2009 Qtr 4: 1.34; 2010 Qtr 1: 0; 2010 Qtr 2: 0; 2010 Qtr 3: 0; 2010 Qtr 4: 0; 2011 Qtr 1: 0; 2011 Qtr 2: 0; 2011 Qtr 3: 0; 2011 Qtr 4: 0 | 1.34
0 | 267045-Commercial Condensor Coil Cleaning (all units - savings at 50% of DEER) Com All CZ10 VintAll |  | System | Commercial | 01-ALC-AllCommercial-Cooling | 0 |  |  |  |  | 10 | 10 | 0 | 0 | 0 | 0 | 74 |  | kWh | 0.0665 | 0 | Commercial | [7 empty] | 3 | 0.78 |  |  |  | 1 | 2 | 0 | 0 | 0 | 0 | 0 | 0 | 0 | 0 | 0 | 0 | 2009 Qtr 1: 0; 2009 Qtr 2: 0; 2009 Qtr 3: 0; 2009 Qtr 4: 2; 2010 Qtr 1: 0; 2010 Qtr 2: 0; 2010 Qtr 3: 0; 2010 Qtr 4: 0; 2011 Qtr 1: 0; 2011 Qtr 2: 0; 2011 Qtr 3: 0; 2011 Qtr 4: 0 | 2
0 | 267030-Commercial HVAC Diagnostic/Tune-up Com All CZ10 VintAll |  | System | Commercial | 01-ALC-AllCommercial-Cooling | 0 |  |  |  |  | 67.6133 | 82.5373 | 0 | 0 | 0 | -14.924 | 214 |  | kWh | 0.15 | 0 | Commercial | [7 empty] | 10 | 0.85 |  |  |  | 1 | 2.01 | 0 | 0 | 0 | 0 | 0 | 0 | 0 | 0 | 0 | 0 | 2009 Qtr 1: 0; 2009 Qtr 2: 0; 2009 Qtr 3: 0; 2009 Qtr 4: 2.01; 2010 Qtr 1: 0; 2010 Qtr 2: 0; 2010 Qtr 3: 0; 2010 Qtr 4: 0; 2011 Qtr 1: 0; 2011 Qtr 2: 0; 2011 Qtr 3: 0; 2011 Qtr 4: 0 | 2.01
0 | 267045-Commercial Condensor Coil Cleaning (all units - savings at 50% of DEER) Com All CZ10 VintAll |  | System | Commercial | 01-ALC-AllCommercial-Cooling | 0 |  |  |  |  | 10 | 10 | 0 | 0 | 0 | 0 | 74 |  | kWh | 0.0665 | 0 | Commercial | [7 empty] | 3 | 0.78 |  |  |  | 1 | 3 | 0 | 0 | 0 | 0 | 0 | 0 | 0 | 0 | 0 | 0 | 2009 Qtr 1: 0; 2009 Qtr 2: 0; 2009 Qtr 3: 0; 2009 Qtr 4: 3; 2010 Qtr 1: 0; 2010 Qtr 2: 0; 2010 Qtr 3: 0; 2010 Qtr 4: 0; 2011 Qtr 1: 0; 2011 Qtr 2: 0; 2011 Qtr 3: 0; 2011 Qtr 4: 0 | 3
0 | 267030-Commercial HVAC Diagnostic/Tune-up Com All CZ10 VintAll |  | System | Commercial | 01-ALC-AllCommercial-Cooling | 0 |  |  |  |  | 67.6133 | 82.5373 | 0 | 0 | 0 | -14.924 | 214 |  | kWh | 0.15 | 0 | Commercial | [7 empty] | 10 | 0.85 |  |  |  | 1 | 2.68 | 0 | 0 | 0 | 0 | 0 | 0 | 0 | 0 | 0 | 0 | 2009 Qtr 1: 0; 2009 Qtr 2: 0; 2009 Qtr 3: 0; 2009 Qtr 4: 2.68; 2010 Qtr 1: 0; 2010 Qtr 2: 0; 2010 Qtr 3: 0; 2010 Qtr 4: 0; 2011 Qtr 1: 0; 2011 Qtr 2: 0; 2011 Qtr 3: 0; 2011 Qtr 4: 0 | 2.68
0 | 267045-Commercial Condensor Coil Cleaning (all units - savings at 50% of DEER) Com All CZ10 VintAll |  | System | Commercial | 01-ALC-AllCommercial-Cooling | 0 |  |  |  |  | 10 | 10 | 0 | 0 | 0 | 0 | 74 |  | kWh | 0.0665 | 0 | Commercial | [7 empty] | 3 | 0.78 |  |  |  | 1 | 4 | 0 | 0 | 0 | 0 | 0 | 0 | 0 | 0 | 0 | 0 | 2009 Qtr 1: 0; 2009 Qtr 2: 0; 2009 Qtr 3: 0; 2009 Qtr 4: 4; 2010 Qtr 1: 0; 2010 Qtr 2: 0; 2010 Qtr 3: 0; 2010 Qtr 4: 0; 2011 Qtr 1: 0; 2011 Qtr 2: 0; 2011 Qtr 3: 0; 2011 Qtr 4: 0 | 4
0 | 267030-Commercial HVAC Diagnostic/Tune-up Com All CZ10 VintAll |  | System | Commercial | 01-ALC-AllCommercial-Cooling | 0 |  |  |  |  | 67.6133 | 82.5373 | 0 | 0 | 0 | -14.924 | 214 |  | kWh | 0.15 | 0 | Commercial | [7 empty] | 10 | 0.85 |  |  |  | 1 | 2.68 | 0 | 0 | 0 | 0 | 0 | 0 | 0 | 0 | 0 | 0 | 2009 Qtr 1: 0; 2009 Qtr 2: 0; 2009 Qtr 3: 0; 2009 Qtr 4: 2.68; 2010 Qtr 1: 0; 2010 Qtr 2: 0; 2010 Qtr 3: 0; 2010 Qtr 4: 0; 2011 Qtr 1: 0; 2011 Qtr 2: 0; 2011 Qtr 3: 0; 2011 Qtr 4: 0 | 2.68
0 | 267045-Commercial Condensor Coil Cleaning (all units - savings at 50% of DEER) Com All CZ10 VintAll |  | System | Commercial | 01-ALC-AllCommercial-Cooling | 0 |  |  |  |  | 10 | 10 | 0 | 0 | 0 | 0 | 74 |  | kWh | 0.0665 | 0 | Commercial | [7 empty] | 3 | 0.78 |  |  |  | 1 | 4 | 0 | 0 | 0 | 0 | 0 | 0 | 0 | 0 | 0 | 0 | 2009 Qtr 1: 0; 2009 Qtr 2: 0; 2009 Qtr 3: 0; 2009 Qtr 4: 4; 2010 Qtr 1: 0; 2010 Qtr 2: 0; 2010 Qtr 3: 0; 2010 Qtr 4: 0; 2011 Qtr 1: 0; 2011 Qtr 2: 0; 2011 Qtr 3: 0; 2011 Qtr 4: 0 | 4
0 | 267030-Commercial HVAC Diagnostic/Tune-up Com All CZ10 VintAll |  | System | Commercial | 01-ALC-AllCommercial-Cooling | 0 |  |  |  |  | 67.6133 | 82.5373 | 0 | 0 | 0 | -14.924 | 214 |  | kWh | 0.15 | 0 | Commercial | [7 empty] | 10 | 0.85 |  |  |  | 1 | 3.35 | 0 | 0 | 0 | 0 | 0 | 0 | 0 | 0 | 0 | 0 | 2009 Qtr 1: 0; 2009 Qtr 2: 0; 2009 Qtr 3: 0; 2009 Qtr 4: 3.35; 2010 Qtr 1: 0; 2010 Qtr 2: 0; 2010 Qtr 3: 0; 2010 Qtr 4: 0; 2011 Qtr 1: 0; 2011 Qtr 2: 0; 2011 Qtr 3: 0; 2011 Qtr 4: 0 | 3.35
0 | 267045-Commercial Condensor Coil Cleaning (all units - savings at 50% of DEER) Com All CZ10 VintAll |  | System | Commercial | 01-ALC-AllCommercial-Cooling | 0 |  |  |  |  | 10 | 10 | 0 | 0 | 0 | 0 | 74 |  | kWh | 0.0665 | 0 | Commercial | [7 empty] | 3 | 0.78 |  |  |  | 1 | 5 | 0 | 0 | 0 | 0 | 0 | 0 | 0 | 0 | 0 | 0 | 2009 Qtr 1: 0; 2009 Qtr 2: 0; 2009 Qtr 3: 0; 2009 Qtr 4: 5; 2010 Qtr 1: 0; 2010 Qtr 2: 0; 2010 Qtr 3: 0; 2010 Qtr 4: 0; 2011 Qtr 1: 0; 2011 Qtr 2: 0; 2011 Qtr 3: 0; 2011 Qtr 4: 0 | 5
0 | 267030-Commercial HVAC Diagnostic/Tune-up Com All CZ10 VintAll |  | System | Commercial | 01-ALC-AllCommercial-Cooling | 0 |  |  |  |  | 67.6133 | 103.1716 | 0 | 0 | 0 | -35.5584 | 214 |  | kWh | 0.15 | 0 | Commercial | [7 empty] | 10 | 0.85 |  |  |  | 1 | 1.34 | 0 | 0 | 0 | 0 | 0 | 0 | 0 | 0 | 0 | 0 | 2009 Qtr 1: 0; 2009 Qtr 2: 0; 2009 Qtr 3: 0; 2009 Qtr 4: 1.34; 2010 Qtr 1: 0; 2010 Qtr 2: 0; 2010 Qtr 3: 0; 2010 Qtr 4: 0; 2011 Qtr 1: 0; 2011 Qtr 2: 0; 2011 Qtr 3: 0; 2011 Qtr 4: 0 | 1.34
0 | 267045-Commercial Condensor Coil Cleaning (all units - savings at 50% of DEER) Com All CZ10 VintAll |  | System | Commercial | 01-ALC-AllCommercial-Cooling | 0 |  |  |  |  | 10 | 12.5 | 0 | 0 | 0 | -2.5 | 74 |  | kWh | 0.0665 | 0 | Commercial | [7 empty] | 3 | 0.78 |  |  |  | 1 | 2 | 0 | 0 | 0 | 0 | 0 | 0 | 0 | 0 | 0 | 0 | 2009 Qtr 1: 0; 2009 Qtr 2: 0; 2009 Qtr 3: 0; 2009 Qtr 4: 2; 2010 Qtr 1: 0; 2010 Qtr 2: 0; 2010 Qtr 3: 0; 2010 Qtr 4: 0; 2011 Qtr 1: 0; 2011 Qtr 2: 0; 2011 Qtr 3: 0; 2011 Qtr 4: 0 | 2
0 | 267030-Commercial HVAC Diagnostic/Tune-up Com All CZ10 VintAll |  | System | Commercial | 01-ALC-AllCommercial-Cooling | 0 |  |  |  |  | 67.6133 | 82.5373 | 0 | 0 | 0 | -14.924 | 214 |  | kWh | 0.15 | 0 | Commercial | [7 empty] | 10 | 0.85 |  |  |  | 1 | 3.35 | 0 | 0 | 0 | 0 | 0 | 0 | 0 | 0 | 0 | 0 | 2009 Qtr 1: 0; 2009 Qtr 2: 0; 2009 Qtr 3: 0; 2009 Qtr 4: 3.35; 2010 Qtr 1: 0; 2010 Qtr 2: 0; 2010 Qtr 3: 0; 2010 Qtr 4: 0; 2011 Qtr 1: 0; 2011 Qtr 2: 0; 2011 Qtr 3: 0; 2011 Qtr 4: 0 | 3.35
0 | 267045-Commercial Condensor Coil Cleaning (all units - savings at 50% of DEER) Com All CZ10 VintAll |  | System | Commercial | 01-ALC-AllCommercial-Cooling | 0 |  |  |  |  | 10 | 10 | 0 | 0 | 0 | 0 | 74 |  | kWh | 0.0665 | 0 | Commercial | [7 empty] | 3 | 0.78 |  |  |  | 1 | 5 | 0 | 0 | 0 | 0 | 0 | 0 | 0 | 0 | 0 | 0 | 2009 Qtr 1: 0; 2009 Qtr 2: 0; 2009 Qtr 3: 0; 2009 Qtr 4: 5; 2010 Qtr 1: 0; 2010 Qtr 2: 0; 2010 Qtr 3: 0; 2010 Qtr 4: 0; 2011 Qtr 1: 0; 2011 Qtr 2: 0; 2011 Qtr 3: 0; 2011 Qtr 4: 0 | 5
0 | 267030-Commercial HVAC Diagnostic/Tune-up Com All CZ10 VintAll |  | System | Commercial | 01-ALC-AllCommercial-Cooling | 0 |  |  |  |  | 67.6133 | 82.5373 | 0 | 0 | 0 | -14.924 | 214 |  | kWh | 0.15 | 0 | Commercial | [7 empty] | 10 | 0.85 |  |  |  | 1 | 2.68 | 0 | 0 | 0 | 0 | 0 | 0 | 0 | 0 | 0 | 0 | 2009 Qtr 1: 0; 2009 Qtr 2: 0; 2009 Qtr 3: 0; 2009 Qtr 4: 2.68; 2010 Qtr 1: 0; 2010 Qtr 2: 0; 2010 Qtr 3: 0; 2010 Qtr 4: 0; 2011 Qtr 1: 0; 2011 Qtr 2: 0; 2011 Qtr 3: 0; 2011 Qtr 4: 0 | 2.68
0 | 267045-Commercial Condensor Coil Cleaning (all units - savings at 50% of DEER) Com All CZ10 VintAll |  | System | Commercial | 01-ALC-AllCommercial-Cooling | 0 |  |  |  |  | 10 | 10 | 0 | 0 | 0 | 0 | 74 |  | kWh | 0.0665 | 0 | Commercial | [7 empty] | 3 | 0.78 |  |  |  | 1 | 4 | 0 | 0 | 0 | 0 | 0 | 0 | 0 | 0 | 0 | 0 | 2009 Qtr 1: 0; 2009 Qtr 2: 0; 2009 Qtr 3: 0; 2009 Qtr 4: 4; 2010 Qtr 1: 0; 2010 Qtr 2: 0; 2010 Qtr 3: 0; 2010 Qtr 4: 0; 2011 Qtr 1: 0; 2011 Qtr 2: 0; 2011 Qtr 3: 0; 2011 Qtr 4: 0 | 4
0 | 267030-Commercial HVAC Diagnostic/Tune-up Com All CZ10 VintAll |  | System | Commercial | 01-ALC-AllCommercial-Cooling | 0 |  |  |  |  | 67.6133 | 82.5373 | 0 | 0 | 0 | -14.924 | 214 |  | kWh | 0.15 | 0 | Commercial | [7 empty] | 10 | 0.85 |  |  |  | 1 | 3.35 | 0 | 0 | 0 | 0 | 0 | 0 | 0 | 0 | 0 | 0 | 2009 Qtr 1: 0; 2009 Qtr 2: 0; 2009 Qtr 3: 0; 2009 Qtr 4: 3.35; 2010 Qtr 1: 0; 2010 Qtr 2: 0; 2010 Qtr 3: 0; 2010 Qtr 4: 0; 2011 Qtr 1: 0; 2011 Qtr 2: 0; 2011 Qtr 3: 0; 2011 Qtr 4: 0 | 3.35
0 | 267045-Commercial Condensor Coil Cleaning (all units - savings at 50% of DEER) Com All CZ10 VintAll |  | System | Commercial | 01-ALC-AllCommercial-Cooling | 0 |  |  |  |  | 10 | 10 | 0 | 0 | 0 | 0 | 74 |  | kWh | 0.0665 | 0 | Commercial | [7 empty] | 3 | 0.78 |  |  |  | 1 | 5 | 0 | 0 | 0 | 0 | 0 | 0 | 0 | 0 | 0 | 0 | 2009 Qtr 1: 0; 2009 Qtr 2: 0; 2009 Qtr 3: 0; 2009 Qtr 4: 5; 2010 Qtr 1: 0; 2010 Qtr 2: 0; 2010 Qtr 3: 0; 2010 Qtr 4: 0; 2011 Qtr 1: 0; 2011 Qtr 2: 0; 2011 Qtr 3: 0; 2011 Qtr 4: 0 | 5
0 | 267030-Commercial HVAC Diagnostic/Tune-up Com All CZ10 VintAll |  | System | Commercial | 01-ALC-AllCommercial-Cooling | 0 |  |  |  |  | 67.6133 | 82.5373 | 0 | 0 | 0 | -14.924 | 214 |  | kWh | 0.15 | 0 | Commercial | [7 empty] | 10 | 0.85 |  |  |  | 1 | 2.68 | 0 | 0 | 0 | 0 | 0 | 0 | 0 | 0 | 0 | 0 | 2009 Qtr 1: 0; 2009 Qtr 2: 0; 2009 Qtr 3: 0; 2009 Qtr 4: 2.68; 2010 Qtr 1: 0; 2010 Qtr 2: 0; 2010 Qtr 3: 0; 2010 Qtr 4: 0; 2011 Qtr 1: 0; 2011 Qtr 2: 0; 2011 Qtr 3: 0; 2011 Qtr 4: 0 | 2.68
0 | 267045-Commercial Condensor Coil Cleaning (all units - savings at 50% of DEER) Com All CZ10 VintAll |  | System | Commercial | 01-ALC-AllCommercial-Cooling | 0 |  |  |  |  | 10 | 10 | 0 | 0 | 0 | 0 | 74 |  | kWh | 0.0665 | 0 | Commercial | [7 empty] | 3 | 0.78 |  |  |  | 1 | 4 | 0 | 0 | 0 | 0 | 0 | 0 | 0 | 0 | 0 | 0 | 2009 Qtr 1: 0; 2009 Qtr 2: 0; 2009 Qtr 3: 0; 2009 Qtr 4: 4; 2010 Qtr 1: 0; 2010 Qtr 2: 0; 2010 Qtr 3: 0; 2010 Qtr 4: 0; 2011 Qtr 1: 0; 2011 Qtr 2: 0; 2011 Qtr 3: 0; 2011 Qtr 4: 0 | 4
0 | 267045-Commercial Condensor Coil Cleaning (all units - savings at 50% of DEER) Com All CZ10 VintAll |  | System | Commercial | 01-ALC-AllCommercial-Cooling | 0 |  |  |  |  | 10 | 10 | 0 | 0 | 0 | 0 | 74 |  | kWh | 0.0665 | 0 | Commercial | [7 empty] | 3 | 0.78 |  |  |  | 1 | 4 | 0 | 0 | 0 | 0 | 0 | 0 | 0 | 0 | 0 | 0 | 2009 Qtr 1: 0; 2009 Qtr 2: 0; 2009 Qtr 3: 0; 2009 Qtr 4: 4; 2010 Qtr 1: 0; 2010 Qtr 2: 0; 2010 Qtr 3: 0; 2010 Qtr 4: 0; 2011 Qtr 1: 0; 2011 Qtr 2: 0; 2011 Qtr 3: 0; 2011 Qtr 4: 0 | 4
0 | 267030-Commercial HVAC Diagnostic/Tune-up Com All CZ10 VintAll |  | System | Commercial | 01-ALC-AllCommercial-Cooling | 0 |  |  |  |  | 67.6133 | 103.1716 | 0 | 0 | 0 | -35.5584 | 214 |  | kWh | 0.15 | 0 | Commercial | [7 empty] | 10 | 0.85 |  |  |  | 1 | 2.01 | 0 | 0 | 0 | 0 | 0 | 0 | 0 | 0 | 0 | 0 | 2009 Qtr 1: 0; 2009 Qtr 2: 0; 2009 Qtr 3: 0; 2009 Qtr 4: 2.01; 2010 Qtr 1: 0; 2010 Qtr 2: 0; 2010 Qtr 3: 0; 2010 Qtr 4: 0; 2011 Qtr 1: 0; 2011 Qtr 2: 0; 2011 Qtr 3: 0; 2011 Qtr 4: 0 | 2.01
0 | 267045-Commercial Condensor Coil Cleaning (all units - savings at 50% of DEER) Com All CZ10 VintAll |  | System | Commercial | 01-ALC-AllCommercial-Cooling | 0 |  |  |  |  | 10 | 12.5 | 0 | 0 | 0 | -2.5 | 74 |  | kWh | 0.0665 | 0 | Commercial | [7 empty] | 3 | 0.78 |  |  |  | 1 | 3 | 0 | 0 | 0 | 0 | 0 | 0 | 0 | 0 | 0 | 0 | 2009 Qtr 1: 0; 2009 Qtr 2: 0; 2009 Qtr 3: 0; 2009 Qtr 4: 3; 2010 Qtr 1: 0; 2010 Qtr 2: 0; 2010 Qtr 3: 0; 2010 Qtr 4: 0; 2011 Qtr 1: 0; 2011 Qtr 2: 0; 2011 Qtr 3: 0; 2011 Qtr 4: 0 | 3
0 | 267030-Commercial HVAC Diagnostic/Tune-up Com All CZ10 VintAll |  | System | Commercial | 01-ALC-AllCommercial-Cooling | 0 |  |  |  |  | 67.6133 | 103.1716 | 0 | 0 | 0 | -35.5584 | 214 |  | kWh | 0.15 | 0 | Commercial | [7 empty] | 10 | 0.85 |  |  |  | 1 | 2.01 | 0 | 0 | 0 | 0 | 0 | 0 | 0 | 0 | 0 | 0 | 2009 Qtr 1: 0; 2009 Qtr 2: 0; 2009 Qtr 3: 0; 2009 Qtr 4: 2.01; 2010 Qtr 1: 0; 2010 Qtr 2: 0; 2010 Qtr 3: 0; 2010 Qtr 4: 0; 2011 Qtr 1: 0; 2011 Qtr 2: 0; 2011 Qtr 3: 0; 2011 Qtr 4: 0 | 2.01
0 | 267045-Commercial Condensor Coil Cleaning (all units - savings at 50% of DEER) Com All CZ10 VintAll |  | System | Commercial | 01-ALC-AllCommercial-Cooling | 0 |  |  |  |  | 10 | 12.5 | 0 | 0 | 0 | -2.5 | 74 |  | kWh | 0.0665 | 0 | Commercial | [7 empty] | 3 | 0.78 |  |  |  | 1 | 3 | 0 | 0 | 0 | 0 | 0 | 0 | 0 | 0 | 0 | 0 | 2009 Qtr 1: 0; 2009 Qtr 2: 0; 2009 Qtr 3: 0; 2009 Qtr 4: 3; 2010 Qtr 1: 0; 2010 Qtr 2: 0; 2010 Qtr 3: 0; 2010 Qtr 4: 0; 2011 Qtr 1: 0; 2011 Qtr 2: 0; 2011 Qtr 3: 0; 2011 Qtr 4: 0 | 3
0 | 267029-Commercial HVAC Diagnostic/Tune-up Com All CZ07 VintAll |  | System | Commercial | 01-ALC-AllCommercial-Cooling | 0 |  |  |  |  | 72.1918 | 82.5373 | 0 | 0 | 0 | -10.3455 | 60.0094 |  | kWh | 0.046765 | 0 | Commercial | [7 empty] | 10 | 0.85 |  |  |  | 1 | 1.34 | 0 | 0 | 0 | 0 | 0 | 0 | 0 | 0 | 0 | 0 | 2009 Qtr 1: 0; 2009 Qtr 2: 0; 2009 Qtr 3: 0; 2009 Qtr 4: 1.34; 2010 Qtr 1: 0; 2010 Qtr 2: 0; 2010 Qtr 3: 0; 2010 Qtr 4: 0; 2011 Qtr 1: 0; 2011 Qtr 2: 0; 2011 Qtr 3: 0; 2011 Qtr 4: 0 | 1.34
0 | 267044-Commercial Condensor Coil Cleaning (all units - savings at 50% of DEER) Com All CZ07 VintAll |  | System | Commercial | 01-ALC-AllCommercial-Cooling | 0 |  |  |  |  | 9.9998 | 10 | 0 | 0 | 0 | -0.0002249 | 60 |  | kWh | 0.047 | 0 | Commercial | [7 empty] | 3 | 0.78 |  |  |  | 1 | 2 | 0 | 0 | 0 | 0 | 0 | 0 | 0 | 0 | 0 | 0 | 2009 Qtr 1: 0; 2009 Qtr 2: 0; 2009 Qtr 3: 0; 2009 Qtr 4: 2; 2010 Qtr 1: 0; 2010 Qtr 2: 0; 2010 Qtr 3: 0; 2010 Qtr 4: 0; 2011 Qtr 1: 0; 2011 Qtr 2: 0; 2011 Qtr 3: 0; 2011 Qtr 4: 0 | 2
0 | 267029-Commercial HVAC Diagnostic/Tune-up Com All CZ07 VintAll |  | System | Commercial | 01-ALC-AllCommercial-Cooling | 0 |  |  |  |  | 72.1918 | 82.5373 | 0 | 0 | 0 | -10.3455 | 60.0094 |  | kWh | 0.046765 | 0 | Commercial | [7 empty] | 10 | 0.85 |  |  |  | 1 | 1.34 | 0 | 0 | 0 | 0 | 0 | 0 | 0 | 0 | 0 | 0 | 2009 Qtr 1: 0; 2009 Qtr 2: 0; 2009 Qtr 3: 0; 2009 Qtr 4: 1.34; 2010 Qtr 1: 0; 2010 Qtr 2: 0; 2010 Qtr 3: 0; 2010 Qtr 4: 0; 2011 Qtr 1: 0; 2011 Qtr 2: 0; 2011 Qtr 3: 0; 2011 Qtr 4: 0 | 1.34
0 | 267044-Commercial Condensor Coil Cleaning (all units - savings at 50% of DEER) Com All CZ07 VintAll |  | System | Commercial | 01-ALC-AllCommercial-Cooling | 0 |  |  |  |  | 9.9998 | 10 | 0 | 0 | 0 | -0.0002249 | 60 |  | kWh | 0.047 | 0 | Commercial | [7 empty] | 3 | 0.78 |  |  |  | 1 | 2 | 0 | 0 | 0 | 0 | 0 | 0 | 0 | 0 | 0 | 0 | 2009 Qtr 1: 0; 2009 Qtr 2: 0; 2009 Qtr 3: 0; 2009 Qtr 4: 2; 2010 Qtr 1: 0; 2010 Qtr 2: 0; 2010 Qtr 3: 0; 2010 Qtr 4: 0; 2011 Qtr 1: 0; 2011 Qtr 2: 0; 2011 Qtr 3: 0; 2011 Qtr 4: 0 | 2
0 | 267030-Commercial HVAC Diagnostic/Tune-up Com All CZ10 VintAll |  | System | Commercial | 01-ALC-AllCommercial-Cooling | 0 |  |  |  |  | 67.6133 | 82.5373 | 0 | 0 | 0 | -14.924 | 214 |  | kWh | 0.15 | 0 | Commercial | [7 empty] | 10 | 0.85 |  |  |  | 1 | 3.35 | 0 | 0 | 0 | 0 | 0 | 0 | 0 | 0 | 0 | 0 | 2009 Qtr 1: 0; 2009 Qtr 2: 0; 2009 Qtr 3: 0; 2009 Qtr 4: 3.35; 2010 Qtr 1: 0; 2010 Qtr 2: 0; 2010 Qtr 3: 0; 2010 Qtr 4: 0; 2011 Qtr 1: 0; 2011 Qtr 2: 0; 2011 Qtr 3: 0; 2011 Qtr 4: 0 | 3.35
0 | 267045-Commercial Condensor Coil Cleaning (all units - savings at 50% of DEER) Com All CZ10 VintAll |  | System | Commercial | 01-ALC-AllCommercial-Cooling | 0 |  |  |  |  | 10 | 10 | 0 | 0 | 0 | 0 | 74 |  | kWh | 0.0665 | 0 | Commercial | [7 empty] | 3 | 0.78 |  |  |  | 1 | 5 | 0 | 0 | 0 | 0 | 0 | 0 | 0 | 0 | 0 | 0 | 2009 Qtr 1: 0; 2009 Qtr 2: 0; 2009 Qtr 3: 0; 2009 Qtr 4: 5; 2010 Qtr 1: 0; 2010 Qtr 2: 0; 2010 Qtr 3: 0; 2010 Qtr 4: 0; 2011 Qtr 1: 0; 2011 Qtr 2: 0; 2011 Qtr 3: 0; 2011 Qtr 4: 0 | 5
0 | 267030-Commercial HVAC Diagnostic/Tune-up Com All CZ10 VintAll |  | System | Commercial | 01-ALC-AllCommercial-Cooling | 0 |  |  |  |  | 67.6133 | 82.5373 | 0 | 0 | 0 | -14.924 | 214 |  | kWh | 0.15 | 0 | Commercial | [7 empty] | 10 | 0.85 |  |  |  | 1 | 2.68 | 0 | 0 | 0 | 0 | 0 | 0 | 0 | 0 | 0 | 0 | 2009 Qtr 1: 0; 2009 Qtr 2: 0; 2009 Qtr 3: 0; 2009 Qtr 4: 2.68; 2010 Qtr 1: 0; 2010 Qtr 2: 0; 2010 Qtr 3: 0; 2010 Qtr 4: 0; 2011 Qtr 1: 0; 2011 Qtr 2: 0; 2011 Qtr 3: 0; 2011 Qtr 4: 0 | 2.68
0 | 267045-Commercial Condensor Coil Cleaning (all units - savings at 50% of DEER) Com All CZ10 VintAll |  | System | Commercial | 01-ALC-AllCommercial-Cooling | 0 |  |  |  |  | 10 | 10 | 0 | 0 | 0 | 0 | 74 |  | kWh | 0.0665 | 0 | Commercial | [7 empty] | 3 | 0.78 |  |  |  | 1 | 4 | 0 | 0 | 0 | 0 | 0 | 0 | 0 | 0 | 0 | 0 | 2009 Qtr 1: 0; 2009 Qtr 2: 0; 2009 Qtr 3: 0; 2009 Qtr 4: 4; 2010 Qtr 1: 0; 2010 Qtr 2: 0; 2010 Qtr 3: 0; 2010 Qtr 4: 0; 2011 Qtr 1: 0; 2011 Qtr 2: 0; 2011 Qtr 3: 0; 2011 Qtr 4: 0 | 4
0 | 267030-Commercial HVAC Diagnostic/Tune-up Com All CZ10 VintAll |  | System | Commercial | 01-ALC-AllCommercial-Cooling | 0 |  |  |  |  | 67.6133 | 82.5373 | 0 | 0 | 0 | -14.924 | 214 |  | kWh | 0.15 | 0 | Commercial | [7 empty] | 10 | 0.85 |  |  |  | 1 | 3.35 | 0 | 0 | 0 | 0 | 0 | 0 | 0 | 0 | 0 | 0 | 2009 Qtr 1: 0; 2009 Qtr 2: 0; 2009 Qtr 3: 0; 2009 Qtr 4: 3.35; 2010 Qtr 1: 0; 2010 Qtr 2: 0; 2010 Qtr 3: 0; 2010 Qtr 4: 0; 2011 Qtr 1: 0; 2011 Qtr 2: 0; 2011 Qtr 3: 0; 2011 Qtr 4: 0 | 3.35
0 | 267045-Commercial Condensor Coil Cleaning (all units - savings at 50% of DEER) Com All CZ10 VintAll |  | System | Commercial | 01-ALC-AllCommercial-Cooling | 0 |  |  |  |  | 10 | 10 | 0 | 0 | 0 | 0 | 74 |  | kWh | 0.0665 | 0 | Commercial | [7 empty] | 3 | 0.78 |  |  |  | 1 | 5 | 0 | 0 | 0 | 0 | 0 | 0 | 0 | 0 | 0 | 0 | 2009 Qtr 1: 0; 2009 Qtr 2: 0; 2009 Qtr 3: 0; 2009 Qtr 4: 5; 2010 Qtr 1: 0; 2010 Qtr 2: 0; 2010 Qtr 3: 0; 2010 Qtr 4: 0; 2011 Qtr 1: 0; 2011 Qtr 2: 0; 2011 Qtr 3: 0; 2011 Qtr 4: 0 | 5
0 | 267030-Commercial HVAC Diagnostic/Tune-up Com All CZ10 VintAll |  | System | Commercial | 01-ALC-AllCommercial-Cooling | 0 |  |  |  |  | 67.6133 | 82.5373 | 0 | 0 | 0 | -14.924 | 214 |  | kWh | 0.15 | 0 | Commercial | [7 empty] | 10 | 0.85 |  |  |  | 1 | 3.35 | 0 | 0 | 0 | 0 | 0 | 0 | 0 | 0 | 0 | 0 | 2009 Qtr 1: 0; 2009 Qtr 2: 0; 2009 Qtr 3: 0; 2009 Qtr 4: 3.35; 2010 Qtr 1: 0; 2010 Qtr 2: 0; 2010 Qtr 3: 0; 2010 Qtr 4: 0; 2011 Qtr 1: 0; 2011 Qtr 2: 0; 2011 Qtr 3: 0; 2011 Qtr 4: 0 | 3.35
0 | 267045-Commercial Condensor Coil Cleaning (all units - savings at 50% of DEER) Com All CZ10 VintAll |  | System | Commercial | 01-ALC-AllCommercial-Cooling | 0 |  |  |  |  | 10 | 10 | 0 | 0 | 0 | 0 | 74 |  | kWh | 0.0665 | 0 | Commercial | [7 empty] | 3 | 0.78 |  |  |  | 1 | 5 | 0 | 0 | 0 | 0 | 0 | 0 | 0 | 0 | 0 | 0 | 2009 Qtr 1: 0; 2009 Qtr 2: 0; 2009 Qtr 3: 0; 2009 Qtr 4: 5; 2010 Qtr 1: 0; 2010 Qtr 2: 0; 2010 Qtr 3: 0; 2010 Qtr 4: 0; 2011 Qtr 1: 0; 2011 Qtr 2: 0; 2011 Qtr 3: 0; 2011 Qtr 4: 0 | 5
0 | 267030-Commercial HVAC Diagnostic/Tune-up Com All CZ10 VintAll |  | System | Commercial | 01-ALC-AllCommercial-Cooling | 0 |  |  |  |  | 67.6133 | 82.5373 | 0 | 0 | 0 | -14.924 | 214 |  | kWh | 0.15 | 0 | Commercial | [7 empty] | 10 | 0.85 |  |  |  | 1 | 2.01 | 0 | 0 | 0 | 0 | 0 | 0 | 0 | 0 | 0 | 0 | 2009 Qtr 1: 0; 2009 Qtr 2: 0; 2009 Qtr 3: 0; 2009 Qtr 4: 2.01; 2010 Qtr 1: 0; 2010 Qtr 2: 0; 2010 Qtr 3: 0; 2010 Qtr 4: 0; 2011 Qtr 1: 0; 2011 Qtr 2: 0; 2011 Qtr 3: 0; 2011 Qtr 4: 0 | 2.01
0 | 267045-Commercial Condensor Coil Cleaning (all units - savings at 50% of DEER) Com All CZ10 VintAll |  | System | Commercial | 01-ALC-AllCommercial-Cooling | 0 |  |  |  |  | 10 | 10 | 0 | 0 | 0 | 0 | 74 |  | kWh | 0.0665 | 0 | Commercial | [7 empty] | 3 | 0.78 |  |  |  | 1 | 3 | 0 | 0 | 0 | 0 | 0 | 0 | 0 | 0 | 0 | 0 | 2009 Qtr 1: 0; 2009 Qtr 2: 0; 2009 Qtr 3: 0; 2009 Qtr 4: 3; 2010 Qtr 1: 0; 2010 Qtr 2: 0; 2010 Qtr 3: 0; 2010 Qtr 4: 0; 2011 Qtr 1: 0; 2011 Qtr 2: 0; 2011 Qtr 3: 0; 2011 Qtr 4: 0 | 3
0 | 267045-Commercial Condensor Coil Cleaning (all units - savings at 50% of DEER) Com All CZ10 VintAll |  | System | Commercial | 01-ALC-AllCommercial-Cooling | 0 |  |  |  |  | 10 | 10 | 0 | 0 | 0 | 0 | 74 |  | kWh | 0.0665 | 0 | Commercial | [7 empty] | 3 | 0.78 |  |  |  | 1 | 3 | 0 | 0 | 0 | 0 | 0 | 0 | 0 | 0 | 0 | 0 | 2009 Qtr 1: 0; 2009 Qtr 2: 0; 2009 Qtr 3: 0; 2009 Qtr 4: 3; 2010 Qtr 1: 0; 2010 Qtr 2: 0; 2010 Qtr 3: 0; 2010 Qtr 4: 0; 2011 Qtr 1: 0; 2011 Qtr 2: 0; 2011 Qtr 3: 0; 2011 Qtr 4: 0 | 3
0 | 267030-Commercial HVAC Diagnostic/Tune-up Com All CZ10 VintAll |  | System | Commercial | 01-ALC-AllCommercial-Cooling | 0 |  |  |  |  | 67.6133 | 82.5373 | 0 | 0 | 0 | -14.924 | 214 |  | kWh | 0.15 | 0 | Commercial | [7 empty] | 10 | 0.85 |  |  |  | 1 | 2.68 | 0 | 0 | 0 | 0 | 0 | 0 | 0 | 0 | 0 | 0 | 2009 Qtr 1: 0; 2009 Qtr 2: 0; 2009 Qtr 3: 0; 2009 Qtr 4: 2.68; 2010 Qtr 1: 0; 2010 Qtr 2: 0; 2010 Qtr 3: 0; 2010 Qtr 4: 0; 2011 Qtr 1: 0; 2011 Qtr 2: 0; 2011 Qtr 3: 0; 2011 Qtr 4: 0 | 2.68
0 | 267045-Commercial Condensor Coil Cleaning (all units - savings at 50% of DEER) Com All CZ10 VintAll |  | System | Commercial | 01-ALC-AllCommercial-Cooling | 0 |  |  |  |  | 10 | 10 | 0 | 0 | 0 | 0 | 74 |  | kWh | 0.0665 | 0 | Commercial | [7 empty] | 3 | 0.78 |  |  |  | 1 | 4 | 0 | 0 | 0 | 0 | 0 | 0 | 0 | 0 | 0 | 0 | 2009 Qtr 1: 0; 2009 Qtr 2: 0; 2009 Qtr 3: 0; 2009 Qtr 4: 4; 2010 Qtr 1: 0; 2010 Qtr 2: 0; 2010 Qtr 3: 0; 2010 Qtr 4: 0; 2011 Qtr 1: 0; 2011 Qtr 2: 0; 2011 Qtr 3: 0; 2011 Qtr 4: 0 | 4
0 | 267030-Commercial HVAC Diagnostic/Tune-up Com All CZ10 VintAll |  | System | Commercial | 01-ALC-AllCommercial-Cooling | 0 |  |  |  |  | 67.6133 | 82.5373 | 0 | 0 | 0 | -14.924 | 214 |  | kWh | 0.15 | 0 | Commercial | [7 empty] | 10 | 0.85 |  |  |  | 1 | 2.68 | 0 | 0 | 0 | 0 | 0 | 0 | 0 | 0 | 0 | 0 | 2009 Qtr 1: 0; 2009 Qtr 2: 0; 2009 Qtr 3: 0; 2009 Qtr 4: 2.68; 2010 Qtr 1: 0; 2010 Qtr 2: 0; 2010 Qtr 3: 0; 2010 Qtr 4: 0; 2011 Qtr 1: 0; 2011 Qtr 2: 0; 2011 Qtr 3: 0; 2011 Qtr 4: 0 | 2.68
0 | 267045-Commercial Condensor Coil Cleaning (all units - savings at 50% of DEER) Com All CZ10 VintAll |  | System | Commercial | 01-ALC-AllCommercial-Cooling | 0 |  |  |  |  | 10 | 10 | 0 | 0 | 0 | 0 | 74 |  | kWh | 0.0665 | 0 | Commercial | [7 empty] | 3 | 0.78 |  |  |  | 1 | 4 | 0 | 0 | 0 | 0 | 0 | 0 | 0 | 0 | 0 | 0 | 2009 Qtr 1: 0; 2009 Qtr 2: 0; 2009 Qtr 3: 0; 2009 Qtr 4: 4; 2010 Qtr 1: 0; 2010 Qtr 2: 0; 2010 Qtr 3: 0; 2010 Qtr 4: 0; 2011 Qtr 1: 0; 2011 Qtr 2: 0; 2011 Qtr 3: 0; 2011 Qtr 4: 0 | 4
0 | 267045-Commercial Condensor Coil Cleaning (all units - savings at 50% of DEER) Com All CZ10 VintAll |  | System | Commercial | 01-ALC-AllCommercial-Cooling | 0 |  |  |  |  | 10 | 10 | 0 | 0 | 0 | 0 | 74 |  | kWh | 0.0665 | 0 | Commercial | [7 empty] | 3 | 0.78 |  |  |  | 1 | 3 | 0 | 0 | 0 | 0 | 0 | 0 | 0 | 0 | 0 | 0 | 2009 Qtr 1: 0; 2009 Qtr 2: 0; 2009 Qtr 3: 0; 2009 Qtr 4: 3; 2010 Qtr 1: 0; 2010 Qtr 2: 0; 2010 Qtr 3: 0; 2010 Qtr 4: 0; 2011 Qtr 1: 0; 2011 Qtr 2: 0; 2011 Qtr 3: 0; 2011 Qtr 4: 0 | 3
0 | 267029-Commercial HVAC Diagnostic/Tune-up Com All CZ07 VintAll |  | System | Commercial | 01-ALC-AllCommercial-Cooling | 0 |  |  |  |  | 72.1918 | 82.5373 | 0 | 0 | 0 | -10.3455 | 60.0094 |  | kWh | 0.046765 | 0 | Commercial | [7 empty] | 10 | 0.85 |  |  |  | 1 | 1.34 | 0 | 0 | 0 | 0 | 0 | 0 | 0 | 0 | 0 | 0 | 2009 Qtr 1: 0; 2009 Qtr 2: 0; 2009 Qtr 3: 0; 2009 Qtr 4: 1.34; 2010 Qtr 1: 0; 2010 Qtr 2: 0; 2010 Qtr 3: 0; 2010 Qtr 4: 0; 2011 Qtr 1: 0; 2011 Qtr 2: 0; 2011 Qtr 3: 0; 2011 Qtr 4: 0 | 1.34
0 | 267044-Commercial Condensor Coil Cleaning (all units - savings at 50% of DEER) Com All CZ07 VintAll |  | System | Commercial | 01-ALC-AllCommercial-Cooling | 0 |  |  |  |  | 9.9998 | 10 | 0 | 0 | 0 | -0.0002249 | 60 |  | kWh | 0.047 | 0 | Commercial | [7 empty] | 3 | 0.78 |  |  |  | 1 | 2 | 0 | 0 | 0 | 0 | 0 | 0 | 0 | 0 | 0 | 0 | 2009 Qtr 1: 0; 2009 Qtr 2: 0; 2009 Qtr 3: 0; 2009 Qtr 4: 2; 2010 Qtr 1: 0; 2010 Qtr 2: 0; 2010 Qtr 3: 0; 2010 Qtr 4: 0; 2011 Qtr 1: 0; 2011 Qtr 2: 0; 2011 Qtr 3: 0; 2011 Qtr 4: 0 | 2
0 | 267030-Commercial HVAC Diagnostic/Tune-up Com All CZ10 VintAll |  | System | Commercial | 01-ALC-AllCommercial-Cooling | 0 |  |  |  |  | 67.6133 | 82.5373 | 0 | 0 | 0 | -14.924 | 214 |  | kWh | 0.15 | 0 | Commercial | [7 empty] | 10 | 0.85 |  |  |  | 1 | 3.35 | 0 | 0 | 0 | 0 | 0 | 0 | 0 | 0 | 0 | 0 | 2009 Qtr 1: 0; 2009 Qtr 2: 0; 2009 Qtr 3: 0; 2009 Qtr 4: 3.35; 2010 Qtr 1: 0; 2010 Qtr 2: 0; 2010 Qtr 3: 0; 2010 Qtr 4: 0; 2011 Qtr 1: 0; 2011 Qtr 2: 0; 2011 Qtr 3: 0; 2011 Qtr 4: 0 | 3.35
0 | 267045-Commercial Condensor Coil Cleaning (all units - savings at 50% of DEER) Com All CZ10 VintAll |  | System | Commercial | 01-ALC-AllCommercial-Cooling | 0 |  |  |  |  | 10 | 10 | 0 | 0 | 0 | 0 | 74 |  | kWh | 0.0665 | 0 | Commercial | [7 empty] | 3 | 0.78 |  |  |  | 1 | 5 | 0 | 0 | 0 | 0 | 0 | 0 | 0 | 0 | 0 | 0 | 2009 Qtr 1: 0; 2009 Qtr 2: 0; 2009 Qtr 3: 0; 2009 Qtr 4: 5; 2010 Qtr 1: 0; 2010 Qtr 2: 0; 2010 Qtr 3: 0; 2010 Qtr 4: 0; 2011 Qtr 1: 0; 2011 Qtr 2: 0; 2011 Qtr 3: 0; 2011 Qtr 4: 0 | 5
0 | 267045-Commercial Condensor Coil Cleaning (all units - savings at 50% of DEER) Com All CZ10 VintAll |  | System | Commercial | 01-ALC-AllCommercial-Cooling | 0 |  |  |  |  | 10 | 10 | 0 | 0 | 0 | 0 | 74 |  | kWh | 0.0665 | 0 | Commercial | [7 empty] | 3 | 0.78 |  |  |  | 1 | 5 | 0 | 0 | 0 | 0 | 0 | 0 | 0 | 0 | 0 | 0 | 2009 Qtr 1: 0; 2009 Qtr 2: 0; 2009 Qtr 3: 0; 2009 Qtr 4: 5; 2010 Qtr 1: 0; 2010 Qtr 2: 0; 2010 Qtr 3: 0; 2010 Qtr 4: 0; 2011 Qtr 1: 0; 2011 Qtr 2: 0; 2011 Qtr 3: 0; 2011 Qtr 4: 0 | 5
0 | 267030-Commercial HVAC Diagnostic/Tune-up Com All CZ10 VintAll |  | System | Commercial | 01-ALC-AllCommercial-Cooling | 0 |  |  |  |  | 67.6133 | 96.2935 | 0 | 0 | 0 | -28.6802 | 214 |  | kWh | 0.15 | 0 | Commercial | [7 empty] | 10 | 0.85 |  |  |  | 1 | 2.01 | 0 | 0 | 0 | 0 | 0 | 0 | 0 | 0 | 0 | 0 | 2009 Qtr 1: 0; 2009 Qtr 2: 0; 2009 Qtr 3: 0; 2009 Qtr 4: 2.01; 2010 Qtr 1: 0; 2010 Qtr 2: 0; 2010 Qtr 3: 0; 2010 Qtr 4: 0; 2011 Qtr 1: 0; 2011 Qtr 2: 0; 2011 Qtr 3: 0; 2011 Qtr 4: 0 | 2.01
0 | 267045-Commercial Condensor Coil Cleaning (all units - savings at 50% of DEER) Com All CZ10 VintAll |  | System | Commercial | 01-ALC-AllCommercial-Cooling | 0 |  |  |  |  | 10 | 11.6667 | 0 | 0 | 0 | -1.6667 | 74 |  | kWh | 0.0665 | 0 | Commercial | [7 empty] | 3 | 0.78 |  |  |  | 1 | 3 | 0 | 0 | 0 | 0 | 0 | 0 | 0 | 0 | 0 | 0 | 2009 Qtr 1: 0; 2009 Qtr 2: 0; 2009 Qtr 3: 0; 2009 Qtr 4: 3; 2010 Qtr 1: 0; 2010 Qtr 2: 0; 2010 Qtr 3: 0; 2010 Qtr 4: 0; 2011 Qtr 1: 0; 2011 Qtr 2: 0; 2011 Qtr 3: 0; 2011 Qtr 4: 0 | 3
0 | 267030-Commercial HVAC Diagnostic/Tune-up Com All CZ10 VintAll |  | System | Commercial | 01-ALC-AllCommercial-Cooling | 0 |  |  |  |  | 67.6133 | 82.5373 | 0 | 0 | 0 | -14.924 | 214 |  | kWh | 0.15 | 0 | Commercial | [7 empty] | 10 | 0.85 |  |  |  | 1 | 2.01 | 0 | 0 | 0 | 0 | 0 | 0 | 0 | 0 | 0 | 0 | 2009 Qtr 1: 0; 2009 Qtr 2: 0; 2009 Qtr 3: 0; 2009 Qtr 4: 2.01; 2010 Qtr 1: 0; 2010 Qtr 2: 0; 2010 Qtr 3: 0; 2010 Qtr 4: 0; 2011 Qtr 1: 0; 2011 Qtr 2: 0; 2011 Qtr 3: 0; 2011 Qtr 4: 0 | 2.01
0 | 267045-Commercial Condensor Coil Cleaning (all units - savings at 50% of DEER) Com All CZ10 VintAll |  | System | Commercial | 01-ALC-AllCommercial-Cooling | 0 |  |  |  |  | 10 | 10 | 0 | 0 | 0 | 0 | 74 |  | kWh | 0.0665 | 0 | Commercial | [7 empty] | 3 | 0.78 |  |  |  | 1 | 3 | 0 | 0 | 0 | 0 | 0 | 0 | 0 | 0 | 0 | 0 | 2009 Qtr 1: 0; 2009 Qtr 2: 0; 2009 Qtr 3: 0; 2009 Qtr 4: 3; 2010 Qtr 1: 0; 2010 Qtr 2: 0; 2010 Qtr 3: 0; 2010 Qtr 4: 0; 2011 Qtr 1: 0; 2011 Qtr 2: 0; 2011 Qtr 3: 0; 2011 Qtr 4: 0 | 3
0 | 267029-Commercial HVAC Diagnostic/Tune-up Com All CZ07 VintAll |  | System | Commercial | 01-ALC-AllCommercial-Cooling | 0 |  |  |  |  | 72.1918 | 82.5373 | 0 | 0 | 0 | -10.3455 | 60.0094 |  | kWh | 0.046765 | 0 | Commercial | [7 empty] | 10 | 0.85 |  |  |  | 1 | 2.68 | 0 | 0 | 0 | 0 | 0 | 0 | 0 | 0 | 0 | 0 | 2009 Qtr 1: 0; 2009 Qtr 2: 0; 2009 Qtr 3: 0; 2009 Qtr 4: 2.68; 2010 Qtr 1: 0; 2010 Qtr 2: 0; 2010 Qtr 3: 0; 2010 Qtr 4: 0; 2011 Qtr 1: 0; 2011 Qtr 2: 0; 2011 Qtr 3: 0; 2011 Qtr 4: 0 | 2.68
0 | 267044-Commercial Condensor Coil Cleaning (all units - savings at 50% of DEER) Com All CZ07 VintAll |  | System | Commercial | 01-ALC-AllCommercial-Cooling | 0 |  |  |  |  | 9.9998 | 10 | 0 | 0 | 0 | -0.0002249 | 60 |  | kWh | 0.047 | 0 | Commercial | [7 empty] | 3 | 0.78 |  |  |  | 1 | 4 | 0 | 0 | 0 | 0 | 0 | 0 | 0 | 0 | 0 | 0 | 2009 Qtr 1: 0; 2009 Qtr 2: 0; 2009 Qtr 3: 0; 2009 Qtr 4: 4; 2010 Qtr 1: 0; 2010 Qtr 2: 0; 2010 Qtr 3: 0; 2010 Qtr 4: 0; 2011 Qtr 1: 0; 2011 Qtr 2: 0; 2011 Qtr 3: 0; 2011 Qtr 4: 0 | 4
0 | 267029-Commercial HVAC Diagnostic/Tune-up Com All CZ07 VintAll |  | System | Commercial | 01-ALC-AllCommercial-Cooling | 0 |  |  |  |  | 72.1918 | 82.5373 | 0 | 0 | 0 | -10.3455 | 60.0094 |  | kWh | 0.046765 | 0 | Commercial | [7 empty] | 10 | 0.85 |  |  |  | 1 | 2.01 | 0 | 0 | 0 | 0 | 0 | 0 | 0 | 0 | 0 | 0 | 2009 Qtr 1: 0; 2009 Qtr 2: 0; 2009 Qtr 3: 0; 2009 Qtr 4: 2.01; 2010 Qtr 1: 0; 2010 Qtr 2: 0; 2010 Qtr 3: 0; 2010 Qtr 4: 0; 2011 Qtr 1: 0; 2011 Qtr 2: 0; 2011 Qtr 3: 0; 2011 Qtr 4: 0 | 2.01
0 | 267044-Commercial Condensor Coil Cleaning (all units - savings at 50% of DEER) Com All CZ07 VintAll |  | System | Commercial | 01-ALC-AllCommercial-Cooling | 0 |  |  |  |  | 9.9998 | 10 | 0 | 0 | 0 | -0.0002249 | 60 |  | kWh | 0.047 | 0 | Commercial | [7 empty] | 3 | 0.78 |  |  |  | 1 | 3 | 0 | 0 | 0 | 0 | 0 | 0 | 0 | 0 | 0 | 0 | 2009 Qtr 1: 0; 2009 Qtr 2: 0; 2009 Qtr 3: 0; 2009 Qtr 4: 3; 2010 Qtr 1: 0; 2010 Qtr 2: 0; 2010 Qtr 3: 0; 2010 Qtr 4: 0; 2011 Qtr 1: 0; 2011 Qtr 2: 0; 2011 Qtr 3: 0; 2011 Qtr 4: 0 | 3
0 | 267029-Commercial HVAC Diagnostic/Tune-up Com All CZ07 VintAll |  | System | Commercial | 01-ALC-AllCommercial-Cooling | 0 |  |  |  |  | 72.1918 | 82.5373 | 0 | 0 | 0 | -10.3455 | 60.0094 |  | kWh | 0.046765 | 0 | Commercial | [7 empty] | 10 | 0.85 |  |  |  | 1 | 2.68 | 0 | 0 | 0 | 0 | 0 | 0 | 0 | 0 | 0 | 0 | 2009 Qtr 1: 0; 2009 Qtr 2: 0; 2009 Qtr 3: 0; 2009 Qtr 4: 2.68; 2010 Qtr 1: 0; 2010 Qtr 2: 0; 2010 Qtr 3: 0; 2010 Qtr 4: 0; 2011 Qtr 1: 0; 2011 Qtr 2: 0; 2011 Qtr 3: 0; 2011 Qtr 4: 0 | 2.68
0 | 267044-Commercial Condensor Coil Cleaning (all units - savings at 50% of DEER) Com All CZ07 VintAll |  | System | Commercial | 01-ALC-AllCommercial-Cooling | 0 |  |  |  |  | 9.9998 | 10 | 0 | 0 | 0 | -0.0002249 | 60 |  | kWh | 0.047 | 0 | Commercial | [7 empty] | 3 | 0.78 |  |  |  | 1 | 4 | 0 | 0 | 0 | 0 | 0 | 0 | 0 | 0 | 0 | 0 | 2009 Qtr 1: 0; 2009 Qtr 2: 0; 2009 Qtr 3: 0; 2009 Qtr 4: 4; 2010 Qtr 1: 0; 2010 Qtr 2: 0; 2010 Qtr 3: 0; 2010 Qtr 4: 0; 2011 Qtr 1: 0; 2011 Qtr 2: 0; 2011 Qtr 3: 0; 2011 Qtr 4: 0 | 4
0 | 267044-Commercial Condensor Coil Cleaning (all units - savings at 50% of DEER) Com All CZ07 VintAll |  | System | Commercial | 01-ALC-AllCommercial-Cooling | 0 |  |  |  |  | 9.9998 | 10 | 0 | 0 | 0 | -0.0002249 | 60 |  | kWh | 0.047 | 0 | Commercial | [7 empty] | 3 | 0.78 |  |  |  | 1 | 2 | 0 | 0 | 0 | 0 | 0 | 0 | 0 | 0 | 0 | 0 | 2009 Qtr 1: 0; 2009 Qtr 2: 0; 2009 Qtr 3: 0; 2009 Qtr 4: 2; 2010 Qtr 1: 0; 2010 Qtr 2: 0; 2010 Qtr 3: 0; 2010 Qtr 4: 0; 2011 Qtr 1: 0; 2011 Qtr 2: 0; 2011 Qtr 3: 0; 2011 Qtr 4: 0 | 2
0 | 267030-Commercial HVAC Diagnostic/Tune-up Com All CZ10 VintAll |  | System | Commercial | 01-ALC-AllCommercial-Cooling | 0 |  |  |  |  | 67.6133 | 82.5373 | 0 | 0 | 0 | -14.924 | 214 |  | kWh | 0.15 | 0 | Commercial | [7 empty] | 10 | 0.85 |  |  |  | 1 | 2.68 | 0 | 0 | 0 | 0 | 0 | 0 | 0 | 0 | 0 | 0 | 2009 Qtr 1: 0; 2009 Qtr 2: 0; 2009 Qtr 3: 0; 2009 Qtr 4: 2.68; 2010 Qtr 1: 0; 2010 Qtr 2: 0; 2010 Qtr 3: 0; 2010 Qtr 4: 0; 2011 Qtr 1: 0; 2011 Qtr 2: 0; 2011 Qtr 3: 0; 2011 Qtr 4: 0 | 2.68
0 | 267045-Commercial Condensor Coil Cleaning (all units - savings at 50% of DEER) Com All CZ10 VintAll |  | System | Commercial | 01-ALC-AllCommercial-Cooling | 0 |  |  |  |  | 10 | 10 | 0 | 0 | 0 | 0 | 74 |  | kWh | 0.0665 | 0 | Commercial | [7 empty] | 3 | 0.78 |  |  |  | 1 | 4 | 0 | 0 | 0 | 0 | 0 | 0 | 0 | 0 | 0 | 0 | 2009 Qtr 1: 0; 2009 Qtr 2: 0; 2009 Qtr 3: 0; 2009 Qtr 4: 4; 2010 Qtr 1: 0; 2010 Qtr 2: 0; 2010 Qtr 3: 0; 2010 Qtr 4: 0; 2011 Qtr 1: 0; 2011 Qtr 2: 0; 2011 Qtr 3: 0; 2011 Qtr 4: 0 | 4
0 | 267030-Commercial HVAC Diagnostic/Tune-up Com All CZ10 VintAll |  | System | Commercial | 01-ALC-AllCommercial-Cooling | 0 |  |  |  |  | 67.6133 | 96.2935 | 0 | 0 | 0 | -28.6802 | 214 |  | kWh | 0.15 | 0 | Commercial | [7 empty] | 10 | 0.85 |  |  |  | 1 | 2.01 | 0 | 0 | 0 | 0 | 0 | 0 | 0 | 0 | 0 | 0 | 2009 Qtr 1: 0; 2009 Qtr 2: 0; 2009 Qtr 3: 0; 2009 Qtr 4: 2.01; 2010 Qtr 1: 0; 2010 Qtr 2: 0; 2010 Qtr 3: 0; 2010 Qtr 4: 0; 2011 Qtr 1: 0; 2011 Qtr 2: 0; 2011 Qtr 3: 0; 2011 Qtr 4: 0 | 2.01
0 | 267045-Commercial Condensor Coil Cleaning (all units - savings at 50% of DEER) Com All CZ10 VintAll |  | System | Commercial | 01-ALC-AllCommercial-Cooling | 0 |  |  |  |  | 10 | 11.6667 | 0 | 0 | 0 | -1.6667 | 74 |  | kWh | 0.0665 | 0 | Commercial | [7 empty] | 3 | 0.78 |  |  |  | 1 | 3 | 0 | 0 | 0 | 0 | 0 | 0 | 0 | 0 | 0 | 0 | 2009 Qtr 1: 0; 2009 Qtr 2: 0; 2009 Qtr 3: 0; 2009 Qtr 4: 3; 2010 Qtr 1: 0; 2010 Qtr 2: 0; 2010 Qtr 3: 0; 2010 Qtr 4: 0; 2011 Qtr 1: 0; 2011 Qtr 2: 0; 2011 Qtr 3: 0; 2011 Qtr 4: 0 | 3
0 | 267030-Commercial HVAC Diagnostic/Tune-up Com All CZ10 VintAll |  | System | Commercial | 01-ALC-AllCommercial-Cooling | 0 |  |  |  |  | 67.6133 | 82.5373 | 0 | 0 | 0 | -14.924 | 214 |  | kWh | 0.15 | 0 | Commercial | [7 empty] | 10 | 0.85 |  |  |  | 1 | 2.01 | 0 | 0 | 0 | 0 | 0 | 0 | 0 | 0 | 0 | 0 | 2009 Qtr 1: 0; 2009 Qtr 2: 0; 2009 Qtr 3: 0; 2009 Qtr 4: 2.01; 2010 Qtr 1: 0; 2010 Qtr 2: 0; 2010 Qtr 3: 0; 2010 Qtr 4: 0; 2011 Qtr 1: 0; 2011 Qtr 2: 0; 2011 Qtr 3: 0; 2011 Qtr 4: 0 | 2.01
0 | 267045-Commercial Condensor Coil Cleaning (all units - savings at 50% of DEER) Com All CZ10 VintAll |  | System | Commercial | 01-ALC-AllCommercial-Cooling | 0 |  |  |  |  | 10 | 10 | 0 | 0 | 0 | 0 | 74 |  | kWh | 0.0665 | 0 | Commercial | [7 empty] | 3 | 0.78 |  |  |  | 1 | 3 | 0 | 0 | 0 | 0 | 0 | 0 | 0 | 0 | 0 | 0 | 2009 Qtr 1: 0; 2009 Qtr 2: 0; 2009 Qtr 3: 0; 2009 Qtr 4: 3; 2010 Qtr 1: 0; 2010 Qtr 2: 0; 2010 Qtr 3: 0; 2010 Qtr 4: 0; 2011 Qtr 1: 0; 2011 Qtr 2: 0; 2011 Qtr 3: 0; 2011 Qtr 4: 0 | 3
0 | 267030-Commercial HVAC Diagnostic/Tune-up Com All CZ10 VintAll |  | System | Commercial | 01-ALC-AllCommercial-Cooling | 0 |  |  |  |  | 67.6133 | 82.5373 | 0 | 0 | 0 | -14.924 | 214 |  | kWh | 0.15 | 0 | Commercial | [7 empty] | 10 | 0.85 |  |  |  | 1 | 2.01 | 0 | 0 | 0 | 0 | 0 | 0 | 0 | 0 | 0 | 0 | 2009 Qtr 1: 0; 2009 Qtr 2: 0; 2009 Qtr 3: 0; 2009 Qtr 4: 2.01; 2010 Qtr 1: 0; 2010 Qtr 2: 0; 2010 Qtr 3: 0; 2010 Qtr 4: 0; 2011 Qtr 1: 0; 2011 Qtr 2: 0; 2011 Qtr 3: 0; 2011 Qtr 4: 0 | 2.01
0 | 267045-Commercial Condensor Coil Cleaning (all units - savings at 50% of DEER) Com All CZ10 VintAll |  | System | Commercial | 01-ALC-AllCommercial-Cooling | 0 |  |  |  |  | 10 | 10 | 0 | 0 | 0 | 0 | 74 |  | kWh | 0.0665 | 0 | Commercial | [7 empty] | 3 | 0.78 |  |  |  | 1 | 3 | 0 | 0 | 0 | 0 | 0 | 0 | 0 | 0 | 0 | 0 | 2009 Qtr 1: 0; 2009 Qtr 2: 0; 2009 Qtr 3: 0; 2009 Qtr 4: 3; 2010 Qtr 1: 0; 2010 Qtr 2: 0; 2010 Qtr 3: 0; 2010 Qtr 4: 0; 2011 Qtr 1: 0; 2011 Qtr 2: 0; 2011 Qtr 3: 0; 2011 Qtr 4: 0 | 3
0 | 267030-Commercial HVAC Diagnostic/Tune-up Com All CZ10 VintAll |  | System | Commercial | 01-ALC-AllCommercial-Cooling | 0 |  |  |  |  | 67.6133 | 82.5373 | 0 | 0 | 0 | -14.924 | 214 |  | kWh | 0.15 | 0 | Commercial | [7 empty] | 10 | 0.85 |  |  |  | 1 | 2.68 | 0 | 0 | 0 | 0 | 0 | 0 | 0 | 0 | 0 | 0 | 2009 Qtr 1: 0; 2009 Qtr 2: 0; 2009 Qtr 3: 0; 2009 Qtr 4: 2.68; 2010 Qtr 1: 0; 2010 Qtr 2: 0; 2010 Qtr 3: 0; 2010 Qtr 4: 0; 2011 Qtr 1: 0; 2011 Qtr 2: 0; 2011 Qtr 3: 0; 2011 Qtr 4: 0 | 2.68
0 | 267045-Commercial Condensor Coil Cleaning (all units - savings at 50% of DEER) Com All CZ10 VintAll |  | System | Commercial | 01-ALC-AllCommercial-Cooling | 0 |  |  |  |  | 10 | 10 | 0 | 0 | 0 | 0 | 74 |  | kWh | 0.0665 | 0 | Commercial | [7 empty] | 3 | 0.78 |  |  |  | 1 | 4 | 0 | 0 | 0 | 0 | 0 | 0 | 0 | 0 | 0 | 0 | 2009 Qtr 1: 0; 2009 Qtr 2: 0; 2009 Qtr 3: 0; 2009 Qtr 4: 4; 2010 Qtr 1: 0; 2010 Qtr 2: 0; 2010 Qtr 3: 0; 2010 Qtr 4: 0; 2011 Qtr 1: 0; 2011 Qtr 2: 0; 2011 Qtr 3: 0; 2011 Qtr 4: 0 | 4
0 | 267030-Commercial HVAC Diagnostic/Tune-up Com All CZ10 VintAll |  | System | Commercial | 01-ALC-AllCommercial-Cooling | 0 |  |  |  |  | 67.6133 | 82.5373 | 0 | 0 | 0 | -14.924 | 214 |  | kWh | 0.15 | 0 | Commercial | [7 empty] | 10 | 0.85 |  |  |  | 1 | 2.01 | 0 | 0 | 0 | 0 | 0 | 0 | 0 | 0 | 0 | 0 | 2009 Qtr 1: 0; 2009 Qtr 2: 0; 2009 Qtr 3: 0; 2009 Qtr 4: 2.01; 2010 Qtr 1: 0; 2010 Qtr 2: 0; 2010 Qtr 3: 0; 2010 Qtr 4: 0; 2011 Qtr 1: 0; 2011 Qtr 2: 0; 2011 Qtr 3: 0; 2011 Qtr 4: 0 | 2.01
0 | 267045-Commercial Condensor Coil Cleaning (all units - savings at 50% of DEER) Com All CZ10 VintAll |  | System | Commercial | 01-ALC-AllCommercial-Cooling | 0 |  |  |  |  | 10 | 10 | 0 | 0 | 0 | 0 | 74 |  | kWh | 0.0665 | 0 | Commercial | [7 empty] | 3 | 0.78 |  |  |  | 1 | 3 | 0 | 0 | 0 | 0 | 0 | 0 | 0 | 0 | 0 | 0 | 2009 Qtr 1: 0; 2009 Qtr 2: 0; 2009 Qtr 3: 0; 2009 Qtr 4: 3; 2010 Qtr 1: 0; 2010 Qtr 2: 0; 2010 Qtr 3: 0; 2010 Qtr 4: 0; 2011 Qtr 1: 0; 2011 Qtr 2: 0; 2011 Qtr 3: 0; 2011 Qtr 4: 0 | 3
0 | 267030-Commercial HVAC Diagnostic/Tune-up Com All CZ10 VintAll |  | System | Commercial | 01-ALC-AllCommercial-Cooling | 0 |  |  |  |  | 67.6133 | 82.5373 | 0 | 0 | 0 | -14.924 | 214 |  | kWh | 0.15 | 0 | Commercial | [7 empty] | 10 | 0.85 |  |  |  | 1 | 1.34 | 0 | 0 | 0 | 0 | 0 | 0 | 0 | 0 | 0 | 0 | 2009 Qtr 1: 0; 2009 Qtr 2: 0; 2009 Qtr 3: 0; 2009 Qtr 4: 1.34; 2010 Qtr 1: 0; 2010 Qtr 2: 0; 2010 Qtr 3: 0; 2010 Qtr 4: 0; 2011 Qtr 1: 0; 2011 Qtr 2: 0; 2011 Qtr 3: 0; 2011 Qtr 4: 0 | 1.34
0 | 267045-Commercial Condensor Coil Cleaning (all units - savings at 50% of DEER) Com All CZ10 VintAll |  | System | Commercial | 01-ALC-AllCommercial-Cooling | 0 |  |  |  |  | 10 | 10 | 0 | 0 | 0 | 0 | 74 |  | kWh | 0.0665 | 0 | Commercial | [7 empty] | 3 | 0.78 |  |  |  | 1 | 2 | 0 | 0 | 0 | 0 | 0 | 0 | 0 | 0 | 0 | 0 | 2009 Qtr 1: 0; 2009 Qtr 2: 0; 2009 Qtr 3: 0; 2009 Qtr 4: 2; 2010 Qtr 1: 0; 2010 Qtr 2: 0; 2010 Qtr 3: 0; 2010 Qtr 4: 0; 2011 Qtr 1: 0; 2011 Qtr 2: 0; 2011 Qtr 3: 0; 2011 Qtr 4: 0 | 2
0 | 267030-Commercial HVAC Diagnostic/Tune-up Com All CZ10 VintAll |  | System | Commercial | 01-ALC-AllCommercial-Cooling | 0 |  |  |  |  | 67.6133 | 96.2935 | 0 | 0 | 0 | -28.6802 | 214 |  | kWh | 0.15 | 0 | Commercial | [7 empty] | 10 | 0.85 |  |  |  | 1 | 2.01 | 0 | 0 | 0 | 0 | 0 | 0 | 0 | 0 | 0 | 0 | 2009 Qtr 1: 0; 2009 Qtr 2: 0; 2009 Qtr 3: 0; 2009 Qtr 4: 2.01; 2010 Qtr 1: 0; 2010 Qtr 2: 0; 2010 Qtr 3: 0; 2010 Qtr 4: 0; 2011 Qtr 1: 0; 2011 Qtr 2: 0; 2011 Qtr 3: 0; 2011 Qtr 4: 0 | 2.01
0 | 267045-Commercial Condensor Coil Cleaning (all units - savings at 50% of DEER) Com All CZ10 VintAll |  | System | Commercial | 01-ALC-AllCommercial-Cooling | 0 |  |  |  |  | 10 | 11.6667 | 0 | 0 | 0 | -1.6667 | 74 |  | kWh | 0.0665 | 0 | Commercial | [7 empty] | 3 | 0.78 |  |  |  | 1 | 3 | 0 | 0 | 0 | 0 | 0 | 0 | 0 | 0 | 0 | 0 | 2009 Qtr 1: 0; 2009 Qtr 2: 0; 2009 Qtr 3: 0; 2009 Qtr 4: 3; 2010 Qtr 1: 0; 2010 Qtr 2: 0; 2010 Qtr 3: 0; 2010 Qtr 4: 0; 2011 Qtr 1: 0; 2011 Qtr 2: 0; 2011 Qtr 3: 0; 2011 Qtr 4: 0 | 3
0 | 267030-Commercial HVAC Diagnostic/Tune-up Com All CZ10 VintAll |  | System | Commercial | 01-ALC-AllCommercial-Cooling | 0 |  |  |  |  | 67.6133 | 82.5373 | 0 | 0 | 0 | -14.924 | 214 |  | kWh | 0.15 | 0 | Commercial | [7 empty] | 10 | 0.85 |  |  |  | 1 | 2.01 | 0 | 0 | 0 | 0 | 0 | 0 | 0 | 0 | 0 | 0 | 2009 Qtr 1: 0; 2009 Qtr 2: 0; 2009 Qtr 3: 0; 2009 Qtr 4: 2.01; 2010 Qtr 1: 0; 2010 Qtr 2: 0; 2010 Qtr 3: 0; 2010 Qtr 4: 0; 2011 Qtr 1: 0; 2011 Qtr 2: 0; 2011 Qtr 3: 0; 2011 Qtr 4: 0 | 2.01
0 | 267045-Commercial Condensor Coil Cleaning (all units - savings at 50% of DEER) Com All CZ10 VintAll |  | System | Commercial | 01-ALC-AllCommercial-Cooling | 0 |  |  |  |  | 10 | 10 | 0 | 0 | 0 | 0 | 74 |  | kWh | 0.0665 | 0 | Commercial | [7 empty] | 3 | 0.78 |  |  |  | 1 | 3 | 0 | 0 | 0 | 0 | 0 | 0 | 0 | 0 | 0 | 0 | 2009 Qtr 1: 0; 2009 Qtr 2: 0; 2009 Qtr 3: 0; 2009 Qtr 4: 3; 2010 Qtr 1: 0; 2010 Qtr 2: 0; 2010 Qtr 3: 0; 2010 Qtr 4: 0; 2011 Qtr 1: 0; 2011 Qtr 2: 0; 2011 Qtr 3: 0; 2011 Qtr 4: 0 | 3
0 | 267029-Commercial HVAC Diagnostic/Tune-up Com All CZ07 VintAll |  | System | Commercial | 01-ALC-AllCommercial-Cooling | 0 |  |  |  |  | 72.1918 | 82.5373 | 0 | 0 | 0 | -10.3455 | 60.0094 |  | kWh | 0.046765 | 0 | Commercial | [7 empty] | 10 | 0.85 |  |  |  | 1 | 2.01 | 0 | 0 | 0 | 0 | 0 | 0 | 0 | 0 | 0 | 0 | 2009 Qtr 1: 0; 2009 Qtr 2: 0; 2009 Qtr 3: 0; 2009 Qtr 4: 2.01; 2010 Qtr 1: 0; 2010 Qtr 2: 0; 2010 Qtr 3: 0; 2010 Qtr 4: 0; 2011 Qtr 1: 0; 2011 Qtr 2: 0; 2011 Qtr 3: 0; 2011 Qtr 4: 0 | 2.01
0 | 267044-Commercial Condensor Coil Cleaning (all units - savings at 50% of DEER) Com All CZ07 VintAll |  | System | Commercial | 01-ALC-AllCommercial-Cooling | 0 |  |  |  |  | 9.9998 | 10 | 0 | 0 | 0 | -0.0002249 | 60 |  | kWh | 0.047 | 0 | Commercial | [7 empty] | 3 | 0.78 |  |  |  | 1 | 3 | 0 | 0 | 0 | 0 | 0 | 0 | 0 | 0 | 0 | 0 | 2009 Qtr 1: 0; 2009 Qtr 2: 0; 2009 Qtr 3: 0; 2009 Qtr 4: 3; 2010 Qtr 1: 0; 2010 Qtr 2: 0; 2010 Qtr 3: 0; 2010 Qtr 4: 0; 2011 Qtr 1: 0; 2011 Qtr 2: 0; 2011 Qtr 3: 0; 2011 Qtr 4: 0 | 3
0 | 267029-Commercial HVAC Diagnostic/Tune-up Com All CZ07 VintAll |  | System | Commercial | 01-ALC-AllCommercial-Cooling | 0 |  |  |  |  | 72.1918 | 82.5373 | 0 | 0 | 0 | -10.3455 | 60.0094 |  | kWh | 0.046765 | 0 | Commercial | [7 empty] | 10 | 0.85 |  |  |  | 1 | 2.68 | 0 | 0 | 0 | 0 | 0 | 0 | 0 | 0 | 0 | 0 | 2009 Qtr 1: 0; 2009 Qtr 2: 0; 2009 Qtr 3: 0; 2009 Qtr 4: 2.68; 2010 Qtr 1: 0; 2010 Qtr 2: 0; 2010 Qtr 3: 0; 2010 Qtr 4: 0; 2011 Qtr 1: 0; 2011 Qtr 2: 0; 2011 Qtr 3: 0; 2011 Qtr 4: 0 | 2.68
0 | 267044-Commercial Condensor Coil Cleaning (all units - savings at 50% of DEER) Com All CZ07 VintAll |  | System | Commercial | 01-ALC-AllCommercial-Cooling | 0 |  |  |  |  | 9.9998 | 10 | 0 | 0 | 0 | -0.0002249 | 60 |  | kWh | 0.047 | 0 | Commercial | [7 empty] | 3 | 0.78 |  |  |  | 1 | 4 | 0 | 0 | 0 | 0 | 0 | 0 | 0 | 0 | 0 | 0 | 2009 Qtr 1: 0; 2009 Qtr 2: 0; 2009 Qtr 3: 0; 2009 Qtr 4: 4; 2010 Qtr 1: 0; 2010 Qtr 2: 0; 2010 Qtr 3: 0; 2010 Qtr 4: 0; 2011 Qtr 1: 0; 2011 Qtr 2: 0; 2011 Qtr 3: 0; 2011 Qtr 4: 0 | 4
0 | 267029-Commercial HVAC Diagnostic/Tune-up Com All CZ07 VintAll |  | System | Commercial | 01-ALC-AllCommercial-Cooling | 0 |  |  |  |  | 72.1918 | 82.5373 | 0 | 0 | 0 | -10.3455 | 60.0094 |  | kWh | 0.046765 | 0 | Commercial | [7 empty] | 10 | 0.85 |  |  |  | 1 | 2.01 | 0 | 0 | 0 | 0 | 0 | 0 | 0 | 0 | 0 | 0 | 2009 Qtr 1: 0; 2009 Qtr 2: 0; 2009 Qtr 3: 0; 2009 Qtr 4: 2.01; 2010 Qtr 1: 0; 2010 Qtr 2: 0; 2010 Qtr 3: 0; 2010 Qtr 4: 0; 2011 Qtr 1: 0; 2011 Qtr 2: 0; 2011 Qtr 3: 0; 2011 Qtr 4: 0 | 2.01
0 | 267044-Commercial Condensor Coil Cleaning (all units - savings at 50% of DEER) Com All CZ07 VintAll |  | System | Commercial | 01-ALC-AllCommercial-Cooling | 0 |  |  |  |  | 9.9998 | 10 | 0 | 0 | 0 | -0.0002249 | 60 |  | kWh | 0.047 | 0 | Commercial | [7 empty] | 3 | 0.78 |  |  |  | 1 | 3 | 0 | 0 | 0 | 0 | 0 | 0 | 0 | 0 | 0 | 0 | 2009 Qtr 1: 0; 2009 Qtr 2: 0; 2009 Qtr 3: 0; 2009 Qtr 4: 3; 2010 Qtr 1: 0; 2010 Qtr 2: 0; 2010 Qtr 3: 0; 2010 Qtr 4: 0; 2011 Qtr 1: 0; 2011 Qtr 2: 0; 2011 Qtr 3: 0; 2011 Qtr 4: 0 | 3
0 | 267029-Commercial HVAC Diagnostic/Tune-up Com All CZ07 VintAll |  | System | Commercial | 01-ALC-AllCommercial-Cooling | 0 |  |  |  |  | 72.1918 | 82.5373 | 0 | 0 | 0 | -10.3455 | 60.0094 |  | kWh | 0.046765 | 0 | Commercial | [7 empty] | 10 | 0.85 |  |  |  | 1 | 2.01 | 0 | 0 | 0 | 0 | 0 | 0 | 0 | 0 | 0 | 0 | 2009 Qtr 1: 0; 2009 Qtr 2: 0; 2009 Qtr 3: 0; 2009 Qtr 4: 2.01; 2010 Qtr 1: 0; 2010 Qtr 2: 0; 2010 Qtr 3: 0; 2010 Qtr 4: 0; 2011 Qtr 1: 0; 2011 Qtr 2: 0; 2011 Qtr 3: 0; 2011 Qtr 4: 0 | 2.01
0 | 267044-Commercial Condensor Coil Cleaning (all units - savings at 50% of DEER) Com All CZ07 VintAll |  | System | Commercial | 01-ALC-AllCommercial-Cooling | 0 |  |  |  |  | 9.9998 | 10 | 0 | 0 | 0 | -0.0002249 | 60 |  | kWh | 0.047 | 0 | Commercial | [7 empty] | 3 | 0.78 |  |  |  | 1 | 3 | 0 | 0 | 0 | 0 | 0 | 0 | 0 | 0 | 0 | 0 | 2009 Qtr 1: 0; 2009 Qtr 2: 0; 2009 Qtr 3: 0; 2009 Qtr 4: 3; 2010 Qtr 1: 0; 2010 Qtr 2: 0; 2010 Qtr 3: 0; 2010 Qtr 4: 0; 2011 Qtr 1: 0; 2011 Qtr 2: 0; 2011 Qtr 3: 0; 2011 Qtr 4: 0 | 3
0 | 267029-Commercial HVAC Diagnostic/Tune-up Com All CZ07 VintAll |  | System | Commercial | 01-ALC-AllCommercial-Cooling | 0 |  |  |  |  | 72.1918 | 82.5373 | 0 | 0 | 0 | -10.3455 | 60.0094 |  | kWh | 0.046765 | 0 | Commercial | [7 empty] | 10 | 0.85 |  |  |  | 1 | 2.01 | 0 | 0 | 0 | 0 | 0 | 0 | 0 | 0 | 0 | 0 | 2009 Qtr 1: 0; 2009 Qtr 2: 0; 2009 Qtr 3: 0; 2009 Qtr 4: 2.01; 2010 Qtr 1: 0; 2010 Qtr 2: 0; 2010 Qtr 3: 0; 2010 Qtr 4: 0; 2011 Qtr 1: 0; 2011 Qtr 2: 0; 2011 Qtr 3: 0; 2011 Qtr 4: 0 | 2.01
0 | 267044-Commercial Condensor Coil Cleaning (all units - savings at 50% of DEER) Com All CZ07 VintAll |  | System | Commercial | 01-ALC-AllCommercial-Cooling | 0 |  |  |  |  | 9.9998 | 10 | 0 | 0 | 0 | -0.0002249 | 60 |  | kWh | 0.047 | 0 | Commercial | [7 empty] | 3 | 0.78 |  |  |  | 1 | 3 | 0 | 0 | 0 | 0 | 0 | 0 | 0 | 0 | 0 | 0 | 2009 Qtr 1: 0; 2009 Qtr 2: 0; 2009 Qtr 3: 0; 2009 Qtr 4: 3; 2010 Qtr 1: 0; 2010 Qtr 2: 0; 2010 Qtr 3: 0; 2010 Qtr 4: 0; 2011 Qtr 1: 0; 2011 Qtr 2: 0; 2011 Qtr 3: 0; 2011 Qtr 4: 0 | 3
0 | 267029-Commercial HVAC Diagnostic/Tune-up Com All CZ07 VintAll |  | System | Commercial | 01-ALC-AllCommercial-Cooling | 0 |  |  |  |  | 72.1918 | 82.5373 | 0 | 0 | 0 | -10.3455 | 60.0094 |  | kWh | 0.046765 | 0 | Commercial | [7 empty] | 10 | 0.85 |  |  |  | 1 | 2.01 | 0 | 0 | 0 | 0 | 0 | 0 | 0 | 0 | 0 | 0 | 2009 Qtr 1: 0; 2009 Qtr 2: 0; 2009 Qtr 3: 0; 2009 Qtr 4: 2.01; 2010 Qtr 1: 0; 2010 Qtr 2: 0; 2010 Qtr 3: 0; 2010 Qtr 4: 0; 2011 Qtr 1: 0; 2011 Qtr 2: 0; 2011 Qtr 3: 0; 2011 Qtr 4: 0 | 2.01
0 | 267044-Commercial Condensor Coil Cleaning (all units - savings at 50% of DEER) Com All CZ07 VintAll |  | System | Commercial | 01-ALC-AllCommercial-Cooling | 0 |  |  |  |  | 9.9998 | 10 | 0 | 0 | 0 | -0.0002249 | 60 |  | kWh | 0.047 | 0 | Commercial | [7 empty] | 3 | 0.78 |  |  |  | 1 | 3 | 0 | 0 | 0 | 0 | 0 | 0 | 0 | 0 | 0 | 0 | 2009 Qtr 1: 0; 2009 Qtr 2: 0; 2009 Qtr 3: 0; 2009 Qtr 4: 3; 2010 Qtr 1: 0; 2010 Qtr 2: 0; 2010 Qtr 3: 0; 2010 Qtr 4: 0; 2011 Qtr 1: 0; 2011 Qtr 2: 0; 2011 Qtr 3: 0; 2011 Qtr 4: 0 | 3
0 | 267029-Commercial HVAC Diagnostic/Tune-up Com All CZ07 VintAll |  | System | Commercial | 01-ALC-AllCommercial-Cooling | 0 |  |  |  |  | 72.1918 | 82.5373 | 0 | 0 | 0 | -10.3455 | 60.0094 |  | kWh | 0.046765 | 0 | Commercial | [7 empty] | 10 | 0.85 |  |  |  | 1 | 2.68 | 0 | 0 | 0 | 0 | 0 | 0 | 0 | 0 | 0 | 0 | 2009 Qtr 1: 0; 2009 Qtr 2: 0; 2009 Qtr 3: 0; 2009 Qtr 4: 2.68; 2010 Qtr 1: 0; 2010 Qtr 2: 0; 2010 Qtr 3: 0; 2010 Qtr 4: 0; 2011 Qtr 1: 0; 2011 Qtr 2: 0; 2011 Qtr 3: 0; 2011 Qtr 4: 0 | 2.68
0 | 267044-Commercial Condensor Coil Cleaning (all units - savings at 50% of DEER) Com All CZ07 VintAll |  | System | Commercial | 01-ALC-AllCommercial-Cooling | 0 |  |  |  |  | 9.9998 | 10 | 0 | 0 | 0 | -0.0002249 | 60 |  | kWh | 0.047 | 0 | Commercial | [7 empty] | 3 | 0.78 |  |  |  | 1 | 4 | 0 | 0 | 0 | 0 | 0 | 0 | 0 | 0 | 0 | 0 | 2009 Qtr 1: 0; 2009 Qtr 2: 0; 2009 Qtr 3: 0; 2009 Qtr 4: 4; 2010 Qtr 1: 0; 2010 Qtr 2: 0; 2010 Qtr 3: 0; 2010 Qtr 4: 0; 2011 Qtr 1: 0; 2011 Qtr 2: 0; 2011 Qtr 3: 0; 2011 Qtr 4: 0 | 4
0 | 267029-Commercial HVAC Diagnostic/Tune-up Com All CZ07 VintAll |  | System | Commercial | 01-ALC-AllCommercial-Cooling | 0 |  |  |  |  | 72.1918 | 103.1716 | 0 | 0 | 0 | -30.9799 | 60.0094 |  | kWh | 0.046765 | 0 | Commercial | [7 empty] | 10 | 0.85 |  |  |  | 1 | 1.34 | 0 | 0 | 0 | 0 | 0 | 0 | 0 | 0 | 0 | 0 | 2009 Qtr 1: 0; 2009 Qtr 2: 0; 2009 Qtr 3: 0; 2009 Qtr 4: 1.34; 2010 Qtr 1: 0; 2010 Qtr 2: 0; 2010 Qtr 3: 0; 2010 Qtr 4: 0; 2011 Qtr 1: 0; 2011 Qtr 2: 0; 2011 Qtr 3: 0; 2011 Qtr 4: 0 | 1.34
0 | 267044-Commercial Condensor Coil Cleaning (all units - savings at 50% of DEER) Com All CZ07 VintAll |  | System | Commercial | 01-ALC-AllCommercial-Cooling | 0 |  |  |  |  | 9.9998 | 12.5 | 0 | 0 | 0 | -2.5002 | 60 |  | kWh | 0.047 | 0 | Commercial | [7 empty] | 3 | 0.78 |  |  |  | 1 | 2 | 0 | 0 | 0 | 0 | 0 | 0 | 0 | 0 | 0 | 0 | 2009 Qtr 1: 0; 2009 Qtr 2: 0; 2009 Qtr 3: 0; 2009 Qtr 4: 2; 2010 Qtr 1: 0; 2010 Qtr 2: 0; 2010 Qtr 3: 0; 2010 Qtr 4: 0; 2011 Qtr 1: 0; 2011 Qtr 2: 0; 2011 Qtr 3: 0; 2011 Qtr 4: 0 | 2
0 | 267029-Commercial HVAC Diagnostic/Tune-up Com All CZ07 VintAll |  | System | Commercial | 01-ALC-AllCommercial-Cooling | 0 |  |  |  |  | 72.1918 | 82.5373 | 0 | 0 | 0 | -10.3455 | 60.0094 |  | kWh | 0.046765 | 0 | Commercial | [7 empty] | 10 | 0.85 |  |  |  | 1 | 3.35 | 0 | 0 | 0 | 0 | 0 | 0 | 0 | 0 | 0 | 0 | 2009 Qtr 1: 0; 2009 Qtr 2: 0; 2009 Qtr 3: 0; 2009 Qtr 4: 3.35; 2010 Qtr 1: 0; 2010 Qtr 2: 0; 2010 Qtr 3: 0; 2010 Qtr 4: 0; 2011 Qtr 1: 0; 2011 Qtr 2: 0; 2011 Qtr 3: 0; 2011 Qtr 4: 0 | 3.35
0 | 267044-Commercial Condensor Coil Cleaning (all units - savings at 50% of DEER) Com All CZ07 VintAll |  | System | Commercial | 01-ALC-AllCommercial-Cooling | 0 |  |  |  |  | 9.9998 | 10 | 0 | 0 | 0 | -0.0002249 | 60 |  | kWh | 0.047 | 0 | Commercial | [7 empty] | 3 | 0.78 |  |  |  | 1 | 5 | 0 | 0 | 0 | 0 | 0 | 0 | 0 | 0 | 0 | 0 | 2009 Qtr 1: 0; 2009 Qtr 2: 0; 2009 Qtr 3: 0; 2009 Qtr 4: 5; 2010 Qtr 1: 0; 2010 Qtr 2: 0; 2010 Qtr 3: 0; 2010 Qtr 4: 0; 2011 Qtr 1: 0; 2011 Qtr 2: 0; 2011 Qtr 3: 0; 2011 Qtr 4: 0 | 5
0 | 267029-Commercial HVAC Diagnostic/Tune-up Com All CZ07 VintAll |  | System | Commercial | 01-ALC-AllCommercial-Cooling | 0 |  |  |  |  | 72.1918 | 82.5373 | 0 | 0 | 0 | -10.3455 | 60.0094 |  | kWh | 0.046765 | 0 | Commercial | [7 empty] | 10 | 0.85 |  |  |  | 1 | 1.34 | 0 | 0 | 0 | 0 | 0 | 0 | 0 | 0 | 0 | 0 | 2009 Qtr 1: 0; 2009 Qtr 2: 0; 2009 Qtr 3: 0; 2009 Qtr 4: 1.34; 2010 Qtr 1: 0; 2010 Qtr 2: 0; 2010 Qtr 3: 0; 2010 Qtr 4: 0; 2011 Qtr 1: 0; 2011 Qtr 2: 0; 2011 Qtr 3: 0; 2011 Qtr 4: 0 | 1.34
0 | 267044-Commercial Condensor Coil Cleaning (all units - savings at 50% of DEER) Com All CZ07 VintAll |  | System | Commercial | 01-ALC-AllCommercial-Cooling | 0 |  |  |  |  | 9.9998 | 10 | 0 | 0 | 0 | -0.0002249 | 60 |  | kWh | 0.047 | 0 | Commercial | [7 empty] | 3 | 0.78 |  |  |  | 1 | 2 | 0 | 0 | 0 | 0 | 0 | 0 | 0 | 0 | 0 | 0 | 2009 Qtr 1: 0; 2009 Qtr 2: 0; 2009 Qtr 3: 0; 2009 Qtr 4: 2; 2010 Qtr 1: 0; 2010 Qtr 2: 0; 2010 Qtr 3: 0; 2010 Qtr 4: 0; 2011 Qtr 1: 0; 2011 Qtr 2: 0; 2011 Qtr 3: 0; 2011 Qtr 4: 0 | 2
0 | 267029-Commercial HVAC Diagnostic/Tune-up Com All CZ07 VintAll |  | System | Commercial | 01-ALC-AllCommercial-Cooling | 0 |  |  |  |  | 72.1918 | 96.2935 | 0 | 0 | 0 | -24.1017 | 60.0094 |  | kWh | 0.046765 | 0 | Commercial | [7 empty] | 10 | 0.85 |  |  |  | 1 | 2.01 | 0 | 0 | 0 | 0 | 0 | 0 | 0 | 0 | 0 | 0 | 2009 Qtr 1: 0; 2009 Qtr 2: 0; 2009 Qtr 3: 0; 2009 Qtr 4: 2.01; 2010 Qtr 1: 0; 2010 Qtr 2: 0; 2010 Qtr 3: 0; 2010 Qtr 4: 0; 2011 Qtr 1: 0; 2011 Qtr 2: 0; 2011 Qtr 3: 0; 2011 Qtr 4: 0 | 2.01
0 | 267044-Commercial Condensor Coil Cleaning (all units - savings at 50% of DEER) Com All CZ07 VintAll |  | System | Commercial | 01-ALC-AllCommercial-Cooling | 0 |  |  |  |  | 9.9998 | 11.6667 | 0 | 0 | 0 | -1.6669 | 60 |  | kWh | 0.047 | 0 | Commercial | [7 empty] | 3 | 0.78 |  |  |  | 1 | 3 | 0 | 0 | 0 | 0 | 0 | 0 | 0 | 0 | 0 | 0 | 2009 Qtr 1: 0; 2009 Qtr 2: 0; 2009 Qtr 3: 0; 2009 Qtr 4: 3; 2010 Qtr 1: 0; 2010 Qtr 2: 0; 2010 Qtr 3: 0; 2010 Qtr 4: 0; 2011 Qtr 1: 0; 2011 Qtr 2: 0; 2011 Qtr 3: 0; 2011 Qtr 4: 0 | 3
0 | 267029-Commercial HVAC Diagnostic/Tune-up Com All CZ07 VintAll |  | System | Commercial | 01-ALC-AllCommercial-Cooling | 0 |  |  |  |  | 72.1918 | 96.2935 | 0 | 0 | 0 | -24.1017 | 60.0094 |  | kWh | 0.046765 | 0 | Commercial | [7 empty] | 10 | 0.85 |  |  |  | 1 | 2.01 | 0 | 0 | 0 | 0 | 0 | 0 | 0 | 0 | 0 | 0 | 2009 Qtr 1: 0; 2009 Qtr 2: 0; 2009 Qtr 3: 0; 2009 Qtr 4: 2.01; 2010 Qtr 1: 0; 2010 Qtr 2: 0; 2010 Qtr 3: 0; 2010 Qtr 4: 0; 2011 Qtr 1: 0; 2011 Qtr 2: 0; 2011 Qtr 3: 0; 2011 Qtr 4: 0 | 2.01
0 | 267044-Commercial Condensor Coil Cleaning (all units - savings at 50% of DEER) Com All CZ07 VintAll |  | System | Commercial | 01-ALC-AllCommercial-Cooling | 0 |  |  |  |  | 9.9998 | 11.6667 | 0 | 0 | 0 | -1.6669 | 60 |  | kWh | 0.047 | 0 | Commercial | [7 empty] | 3 | 0.78 |  |  |  | 1 | 3 | 0 | 0 | 0 | 0 | 0 | 0 | 0 | 0 | 0 | 0 | 2009 Qtr 1: 0; 2009 Qtr 2: 0; 2009 Qtr 3: 0; 2009 Qtr 4: 3; 2010 Qtr 1: 0; 2010 Qtr 2: 0; 2010 Qtr 3: 0; 2010 Qtr 4: 0; 2011 Qtr 1: 0; 2011 Qtr 2: 0; 2011 Qtr 3: 0; 2011 Qtr 4: 0 | 3
0 | 267030-Commercial HVAC Diagnostic/Tune-up Com All CZ10 VintAll |  | System | Commercial | 01-ALC-AllCommercial-Cooling | 0 |  |  |  |  | 67.6133 | 82.5373 | 0 | 0 | 0 | -14.924 | 214 |  | kWh | 0.15 | 0 | Commercial | [7 empty] | 10 | 0.85 |  |  |  | 1 | 3.35 | 0 | 0 | 0 | 0 | 0 | 0 | 0 | 0 | 0 | 0 | 2009 Qtr 1: 0; 2009 Qtr 2: 0; 2009 Qtr 3: 0; 2009 Qtr 4: 3.35; 2010 Qtr 1: 0; 2010 Qtr 2: 0; 2010 Qtr 3: 0; 2010 Qtr 4: 0; 2011 Qtr 1: 0; 2011 Qtr 2: 0; 2011 Qtr 3: 0; 2011 Qtr 4: 0 | 3.35
0 | 267045-Commercial Condensor Coil Cleaning (all units - savings at 50% of DEER) Com All CZ10 VintAll |  | System | Commercial | 01-ALC-AllCommercial-Cooling | 0 |  |  |  |  | 10 | 10 | 0 | 0 | 0 | 0 | 74 |  | kWh | 0.0665 | 0 | Commercial | [7 empty] | 3 | 0.78 |  |  |  | 1 | 5 | 0 | 0 | 0 | 0 | 0 | 0 | 0 | 0 | 0 | 0 | 2009 Qtr 1: 0; 2009 Qtr 2: 0; 2009 Qtr 3: 0; 2009 Qtr 4: 5; 2010 Qtr 1: 0; 2010 Qtr 2: 0; 2010 Qtr 3: 0; 2010 Qtr 4: 0; 2011 Qtr 1: 0; 2011 Qtr 2: 0; 2011 Qtr 3: 0; 2011 Qtr 4: 0 | 5
0 | 267030-Commercial HVAC Diagnostic/Tune-up Com All CZ10 VintAll |  | System | Commercial | 01-ALC-AllCommercial-Cooling | 0 |  |  |  |  | 67.6133 | 96.2935 | 0 | 0 | 0 | -28.6802 | 214 |  | kWh | 0.15 | 0 | Commercial | [7 empty] | 10 | 0.85 |  |  |  | 1 | 2.01 | 0 | 0 | 0 | 0 | 0 | 0 | 0 | 0 | 0 | 0 | 2009 Qtr 1: 0; 2009 Qtr 2: 0; 2009 Qtr 3: 0; 2009 Qtr 4: 2.01; 2010 Qtr 1: 0; 2010 Qtr 2: 0; 2010 Qtr 3: 0; 2010 Qtr 4: 0; 2011 Qtr 1: 0; 2011 Qtr 2: 0; 2011 Qtr 3: 0; 2011 Qtr 4: 0 | 2.01
0 | 267045-Commercial Condensor Coil Cleaning (all units - savings at 50% of DEER) Com All CZ10 VintAll |  | System | Commercial | 01-ALC-AllCommercial-Cooling | 0 |  |  |  |  | 10 | 11.6667 | 0 | 0 | 0 | -1.6667 | 74 |  | kWh | 0.0665 | 0 | Commercial | [7 empty] | 3 | 0.78 |  |  |  | 1 | 3 | 0 | 0 | 0 | 0 | 0 | 0 | 0 | 0 | 0 | 0 | 2009 Qtr 1: 0; 2009 Qtr 2: 0; 2009 Qtr 3: 0; 2009 Qtr 4: 3; 2010 Qtr 1: 0; 2010 Qtr 2: 0; 2010 Qtr 3: 0; 2010 Qtr 4: 0; 2011 Qtr 1: 0; 2011 Qtr 2: 0; 2011 Qtr 3: 0; 2011 Qtr 4: 0 | 3
0 | 267045-Commercial Condensor Coil Cleaning (all units - savings at 50% of DEER) Com All CZ10 VintAll |  | System | Commercial | 01-ALC-AllCommercial-Cooling | 0 |  |  |  |  | 10 | 10 | 0 | 0 | 0 | 0 | 74 |  | kWh | 0.0665 | 0 | Commercial | [7 empty] | 3 | 0.78 |  |  |  | 1 | 3 | 0 | 0 | 0 | 0 | 0 | 0 | 0 | 0 | 0 | 0 | 2009 Qtr 1: 0; 2009 Qtr 2: 0; 2009 Qtr 3: 0; 2009 Qtr 4: 3; 2010 Qtr 1: 0; 2010 Qtr 2: 0; 2010 Qtr 3: 0; 2010 Qtr 4: 0; 2011 Qtr 1: 0; 2011 Qtr 2: 0; 2011 Qtr 3: 0; 2011 Qtr 4: 0 | 3
0 | 267029-Commercial HVAC Diagnostic/Tune-up Com All CZ07 VintAll |  | System | Commercial | 01-ALC-AllCommercial-Cooling | 0 |  |  |  |  | 72.1918 | 82.5373 | 0 | 0 | 0 | -10.3455 | 60.0094 |  | kWh | 0.046765 | 0 | Commercial | [7 empty] | 10 | 0.85 |  |  |  | 1 | 2.68 | 0 | 0 | 0 | 0 | 0 | 0 | 0 | 0 | 0 | 0 | 2009 Qtr 1: 0; 2009 Qtr 2: 0; 2009 Qtr 3: 0; 2009 Qtr 4: 2.68; 2010 Qtr 1: 0; 2010 Qtr 2: 0; 2010 Qtr 3: 0; 2010 Qtr 4: 0; 2011 Qtr 1: 0; 2011 Qtr 2: 0; 2011 Qtr 3: 0; 2011 Qtr 4: 0 | 2.68
0 | 267044-Commercial Condensor Coil Cleaning (all units - savings at 50% of DEER) Com All CZ07 VintAll |  | System | Commercial | 01-ALC-AllCommercial-Cooling | 0 |  |  |  |  | 9.9998 | 10 | 0 | 0 | 0 | -0.0002249 | 60 |  | kWh | 0.047 | 0 | Commercial | [7 empty] | 3 | 0.78 |  |  |  | 1 | 4 | 0 | 0 | 0 | 0 | 0 | 0 | 0 | 0 | 0 | 0 | 2009 Qtr 1: 0; 2009 Qtr 2: 0; 2009 Qtr 3: 0; 2009 Qtr 4: 4; 2010 Qtr 1: 0; 2010 Qtr 2: 0; 2010 Qtr 3: 0; 2010 Qtr 4: 0; 2011 Qtr 1: 0; 2011 Qtr 2: 0; 2011 Qtr 3: 0; 2011 Qtr 4: 0 | 4
0 | 267030-Commercial HVAC Diagnostic/Tune-up Com All CZ10 VintAll |  | System | Commercial | 01-ALC-AllCommercial-Cooling | 0 |  |  |  |  | 67.6133 | 82.5373 | 0 | 0 | 0 | -14.924 | 214 |  | kWh | 0.15 | 0 | Commercial | [7 empty] | 10 | 0.85 |  |  |  | 1 | 2.01 | 0 | 0 | 0 | 0 | 0 | 0 | 0 | 0 | 0 | 0 | 2009 Qtr 1: 0; 2009 Qtr 2: 0; 2009 Qtr 3: 0; 2009 Qtr 4: 2.01; 2010 Qtr 1: 0; 2010 Qtr 2: 0; 2010 Qtr 3: 0; 2010 Qtr 4: 0; 2011 Qtr 1: 0; 2011 Qtr 2: 0; 2011 Qtr 3: 0; 2011 Qtr 4: 0 | 2.01
0 | 267045-Commercial Condensor Coil Cleaning (all units - savings at 50% of DEER) Com All CZ10 VintAll |  | System | Commercial | 01-ALC-AllCommercial-Cooling | 0 |  |  |  |  | 10 | 10 | 0 | 0 | 0 | 0 | 74 |  | kWh | 0.0665 | 0 | Commercial | [7 empty] | 3 | 0.78 |  |  |  | 1 | 3 | 0 | 0 | 0 | 0 | 0 | 0 | 0 | 0 | 0 | 0 | 2009 Qtr 1: 0; 2009 Qtr 2: 0; 2009 Qtr 3: 0; 2009 Qtr 4: 3; 2010 Qtr 1: 0; 2010 Qtr 2: 0; 2010 Qtr 3: 0; 2010 Qtr 4: 0; 2011 Qtr 1: 0; 2011 Qtr 2: 0; 2011 Qtr 3: 0; 2011 Qtr 4: 0 | 3
0 | 267030-Commercial HVAC Diagnostic/Tune-up Com All CZ10 VintAll |  | System | Commercial | 01-ALC-AllCommercial-Cooling | 0 |  |  |  |  | 67.6133 | 82.5373 | 0 | 0 | 0 | -14.924 | 214 |  | kWh | 0.15 | 0 | Commercial | [7 empty] | 10 | 0.85 |  |  |  | 1 | 2.68 | 0 | 0 | 0 | 0 | 0 | 0 | 0 | 0 | 0 | 0 | 2009 Qtr 1: 0; 2009 Qtr 2: 0; 2009 Qtr 3: 0; 2009 Qtr 4: 2.68; 2010 Qtr 1: 0; 2010 Qtr 2: 0; 2010 Qtr 3: 0; 2010 Qtr 4: 0; 2011 Qtr 1: 0; 2011 Qtr 2: 0; 2011 Qtr 3: 0; 2011 Qtr 4: 0 | 2.68
0 | 267045-Commercial Condensor Coil Cleaning (all units - savings at 50% of DEER) Com All CZ10 VintAll |  | System | Commercial | 01-ALC-AllCommercial-Cooling | 0 |  |  |  |  | 10 | 10 | 0 | 0 | 0 | 0 | 74 |  | kWh | 0.0665 | 0 | Commercial | [7 empty] | 3 | 0.78 |  |  |  | 1 | 4 | 0 | 0 | 0 | 0 | 0 | 0 | 0 | 0 | 0 | 0 | 2009 Qtr 1: 0; 2009 Qtr 2: 0; 2009 Qtr 3: 0; 2009 Qtr 4: 4; 2010 Qtr 1: 0; 2010 Qtr 2: 0; 2010 Qtr 3: 0; 2010 Qtr 4: 0; 2011 Qtr 1: 0; 2011 Qtr 2: 0; 2011 Qtr 3: 0; 2011 Qtr 4: 0 | 4
0 | 267030-Commercial HVAC Diagnostic/Tune-up Com All CZ10 VintAll |  | System | Commercial | 01-ALC-AllCommercial-Cooling | 0 |  |  |  |  | 67.6133 | 82.5373 | 0 | 0 | 0 | -14.924 | 214 |  | kWh | 0.15 | 0 | Commercial | [7 empty] | 10 | 0.85 |  |  |  | 1 | 2.68 | 0 | 0 | 0 | 0 | 0 | 0 | 0 | 0 | 0 | 0 | 2009 Qtr 1: 0; 2009 Qtr 2: 0; 2009 Qtr 3: 0; 2009 Qtr 4: 2.68; 2010 Qtr 1: 0; 2010 Qtr 2: 0; 2010 Qtr 3: 0; 2010 Qtr 4: 0; 2011 Qtr 1: 0; 2011 Qtr 2: 0; 2011 Qtr 3: 0; 2011 Qtr 4: 0 | 2.68
0 | 267045-Commercial Condensor Coil Cleaning (all units - savings at 50% of DEER) Com All CZ10 VintAll |  | System | Commercial | 01-ALC-AllCommercial-Cooling | 0 |  |  |  |  | 10 | 10 | 0 | 0 | 0 | 0 | 74 |  | kWh | 0.0665 | 0 | Commercial | [7 empty] | 3 | 0.78 |  |  |  | 1 | 4 | 0 | 0 | 0 | 0 | 0 | 0 | 0 | 0 | 0 | 0 | 2009 Qtr 1: 0; 2009 Qtr 2: 0; 2009 Qtr 3: 0; 2009 Qtr 4: 4; 2010 Qtr 1: 0; 2010 Qtr 2: 0; 2010 Qtr 3: 0; 2010 Qtr 4: 0; 2011 Qtr 1: 0; 2011 Qtr 2: 0; 2011 Qtr 3: 0; 2011 Qtr 4: 0 | 4
0 | 267030-Commercial HVAC Diagnostic/Tune-up Com All CZ10 VintAll |  | System | Commercial | 01-ALC-AllCommercial-Cooling | 0 |  |  |  |  | 67.6133 | 96.2935 | 0 | 0 | 0 | -28.6802 | 214 |  | kWh | 0.15 | 0 | Commercial | [7 empty] | 10 | 0.85 |  |  |  | 1 | 2.01 | 0 | 0 | 0 | 0 | 0 | 0 | 0 | 0 | 0 | 0 | 2009 Qtr 1: 0; 2009 Qtr 2: 0; 2009 Qtr 3: 0; 2009 Qtr 4: 2.01; 2010 Qtr 1: 0; 2010 Qtr 2: 0; 2010 Qtr 3: 0; 2010 Qtr 4: 0; 2011 Qtr 1: 0; 2011 Qtr 2: 0; 2011 Qtr 3: 0; 2011 Qtr 4: 0 | 2.01
0 | 267045-Commercial Condensor Coil Cleaning (all units - savings at 50% of DEER) Com All CZ10 VintAll |  | System | Commercial | 01-ALC-AllCommercial-Cooling | 0 |  |  |  |  | 10 | 11.6667 | 0 | 0 | 0 | -1.6667 | 74 |  | kWh | 0.0665 | 0 | Commercial | [7 empty] | 3 | 0.78 |  |  |  | 1 | 3 | 0 | 0 | 0 | 0 | 0 | 0 | 0 | 0 | 0 | 0 | 2009 Qtr 1: 0; 2009 Qtr 2: 0; 2009 Qtr 3: 0; 2009 Qtr 4: 3; 2010 Qtr 1: 0; 2010 Qtr 2: 0; 2010 Qtr 3: 0; 2010 Qtr 4: 0; 2011 Qtr 1: 0; 2011 Qtr 2: 0; 2011 Qtr 3: 0; 2011 Qtr 4: 0 | 3
0 | 267030-Commercial HVAC Diagnostic/Tune-up Com All CZ10 VintAll |  | System | Commercial | 01-ALC-AllCommercial-Cooling | 0 |  |  |  |  | 67.6133 | 82.5373 | 0 | 0 | 0 | -14.924 | 214 |  | kWh | 0.15 | 0 | Commercial | [7 empty] | 10 | 0.85 |  |  |  | 1 | 1.34 | 0 | 0 | 0 | 0 | 0 | 0 | 0 | 0 | 0 | 0 | 2009 Qtr 1: 0; 2009 Qtr 2: 0; 2009 Qtr 3: 0; 2009 Qtr 4: 1.34; 2010 Qtr 1: 0; 2010 Qtr 2: 0; 2010 Qtr 3: 0; 2010 Qtr 4: 0; 2011 Qtr 1: 0; 2011 Qtr 2: 0; 2011 Qtr 3: 0; 2011 Qtr 4: 0 | 1.34
0 | 267045-Commercial Condensor Coil Cleaning (all units - savings at 50% of DEER) Com All CZ10 VintAll |  | System | Commercial | 01-ALC-AllCommercial-Cooling | 0 |  |  |  |  | 10 | 10 | 0 | 0 | 0 | 0 | 74 |  | kWh | 0.0665 | 0 | Commercial | [7 empty] | 3 | 0.78 |  |  |  | 1 | 2 | 0 | 0 | 0 | 0 | 0 | 0 | 0 | 0 | 0 | 0 | 2009 Qtr 1: 0; 2009 Qtr 2: 0; 2009 Qtr 3: 0; 2009 Qtr 4: 2; 2010 Qtr 1: 0; 2010 Qtr 2: 0; 2010 Qtr 3: 0; 2010 Qtr 4: 0; 2011 Qtr 1: 0; 2011 Qtr 2: 0; 2011 Qtr 3: 0; 2011 Qtr 4: 0 | 2
0 | 267030-Commercial HVAC Diagnostic/Tune-up Com All CZ10 VintAll |  | System | Commercial | 01-ALC-AllCommercial-Cooling | 0 |  |  |  |  | 67.6133 | 82.5373 | 0 | 0 | 0 | -14.924 | 214 |  | kWh | 0.15 | 0 | Commercial | [7 empty] | 10 | 0.85 |  |  |  | 1 | 1.34 | 0 | 0 | 0 | 0 | 0 | 0 | 0 | 0 | 0 | 0 | 2009 Qtr 1: 0; 2009 Qtr 2: 0; 2009 Qtr 3: 0; 2009 Qtr 4: 1.34; 2010 Qtr 1: 0; 2010 Qtr 2: 0; 2010 Qtr 3: 0; 2010 Qtr 4: 0; 2011 Qtr 1: 0; 2011 Qtr 2: 0; 2011 Qtr 3: 0; 2011 Qtr 4: 0 | 1.34
0 | 267045-Commercial Condensor Coil Cleaning (all units - savings at 50% of DEER) Com All CZ10 VintAll |  | System | Commercial | 01-ALC-AllCommercial-Cooling | 0 |  |  |  |  | 10 | 10 | 0 | 0 | 0 | 0 | 74 |  | kWh | 0.0665 | 0 | Commercial | [7 empty] | 3 | 0.78 |  |  |  | 1 | 2 | 0 | 0 | 0 | 0 | 0 | 0 | 0 | 0 | 0 | 0 | 2009 Qtr 1: 0; 2009 Qtr 2: 0; 2009 Qtr 3: 0; 2009 Qtr 4: 2; 2010 Qtr 1: 0; 2010 Qtr 2: 0; 2010 Qtr 3: 0; 2010 Qtr 4: 0; 2011 Qtr 1: 0; 2011 Qtr 2: 0; 2011 Qtr 3: 0; 2011 Qtr 4: 0 | 2
0 | 267029-Commercial HVAC Diagnostic/Tune-up Com All CZ07 VintAll |  | System | Commercial | 01-ALC-AllCommercial-Cooling | 0 |  |  |  |  | 72.1918 | 82.5373 | 0 | 0 | 0 | -10.3455 | 60.0094 |  | kWh | 0.046765 | 0 | Commercial | [7 empty] | 10 | 0.85 |  |  |  | 1 | 3.35 | 0 | 0 | 0 | 0 | 0 | 0 | 0 | 0 | 0 | 0 | 2009 Qtr 1: 0; 2009 Qtr 2: 0; 2009 Qtr 3: 0; 2009 Qtr 4: 3.35; 2010 Qtr 1: 0; 2010 Qtr 2: 0; 2010 Qtr 3: 0; 2010 Qtr 4: 0; 2011 Qtr 1: 0; 2011 Qtr 2: 0; 2011 Qtr 3: 0; 2011 Qtr 4: 0 | 3.35
0 | 267044-Commercial Condensor Coil Cleaning (all units - savings at 50% of DEER) Com All CZ07 VintAll |  | System | Commercial | 01-ALC-AllCommercial-Cooling | 0 |  |  |  |  | 9.9998 | 10 | 0 | 0 | 0 | -0.0002249 | 60 |  | kWh | 0.047 | 0 | Commercial | [7 empty] | 3 | 0.78 |  |  |  | 1 | 5 | 0 | 0 | 0 | 0 | 0 | 0 | 0 | 0 | 0 | 0 | 2009 Qtr 1: 0; 2009 Qtr 2: 0; 2009 Qtr 3: 0; 2009 Qtr 4: 5; 2010 Qtr 1: 0; 2010 Qtr 2: 0; 2010 Qtr 3: 0; 2010 Qtr 4: 0; 2011 Qtr 1: 0; 2011 Qtr 2: 0; 2011 Qtr 3: 0; 2011 Qtr 4: 0 | 5
0 | 267030-Commercial HVAC Diagnostic/Tune-up Com All CZ10 VintAll |  | System | Commercial | 01-ALC-AllCommercial-Cooling | 0 |  |  |  |  | 67.6133 | 103.1716 | 0 | 0 | 0 | -35.5584 | 214 |  | kWh | 0.15 | 0 | Commercial | [7 empty] | 10 | 0.85 |  |  |  | 1 | 1.34 | 0 | 0 | 0 | 0 | 0 | 0 | 0 | 0 | 0 | 0 | 2009 Qtr 1: 0; 2009 Qtr 2: 0; 2009 Qtr 3: 0; 2009 Qtr 4: 1.34; 2010 Qtr 1: 0; 2010 Qtr 2: 0; 2010 Qtr 3: 0; 2010 Qtr 4: 0; 2011 Qtr 1: 0; 2011 Qtr 2: 0; 2011 Qtr 3: 0; 2011 Qtr 4: 0 | 1.34
0 | 267045-Commercial Condensor Coil Cleaning (all units - savings at 50% of DEER) Com All CZ10 VintAll |  | System | Commercial | 01-ALC-AllCommercial-Cooling | 0 |  |  |  |  | 10 | 12.5 | 0 | 0 | 0 | -2.5 | 74 |  | kWh | 0.0665 | 0 | Commercial | [7 empty] | 3 | 0.78 |  |  |  | 1 | 2 | 0 | 0 | 0 | 0 | 0 | 0 | 0 | 0 | 0 | 0 | 2009 Qtr 1: 0; 2009 Qtr 2: 0; 2009 Qtr 3: 0; 2009 Qtr 4: 2; 2010 Qtr 1: 0; 2010 Qtr 2: 0; 2010 Qtr 3: 0; 2010 Qtr 4: 0; 2011 Qtr 1: 0; 2011 Qtr 2: 0; 2011 Qtr 3: 0; 2011 Qtr 4: 0 | 2
0 | 267030-Commercial HVAC Diagnostic/Tune-up Com All CZ10 VintAll |  | System | Commercial | 01-ALC-AllCommercial-Cooling | 0 |  |  |  |  | 67.6133 | 82.5373 | 0 | 0 | 0 | -14.924 | 214 |  | kWh | 0.15 | 0 | Commercial | [7 empty] | 10 | 0.85 |  |  |  | 1 | 2.01 | 0 | 0 | 0 | 0 | 0 | 0 | 0 | 0 | 0 | 0 | 2009 Qtr 1: 0; 2009 Qtr 2: 0; 2009 Qtr 3: 0; 2009 Qtr 4: 2.01; 2010 Qtr 1: 0; 2010 Qtr 2: 0; 2010 Qtr 3: 0; 2010 Qtr 4: 0; 2011 Qtr 1: 0; 2011 Qtr 2: 0; 2011 Qtr 3: 0; 2011 Qtr 4: 0 | 2.01
0 | 267045-Commercial Condensor Coil Cleaning (all units - savings at 50% of DEER) Com All CZ10 VintAll |  | System | Commercial | 01-ALC-AllCommercial-Cooling | 0 |  |  |  |  | 10 | 10 | 0 | 0 | 0 | 0 | 74 |  | kWh | 0.0665 | 0 | Commercial | [7 empty] | 3 | 0.78 |  |  |  | 1 | 3 | 0 | 0 | 0 | 0 | 0 | 0 | 0 | 0 | 0 | 0 | 2009 Qtr 1: 0; 2009 Qtr 2: 0; 2009 Qtr 3: 0; 2009 Qtr 4: 3; 2010 Qtr 1: 0; 2010 Qtr 2: 0; 2010 Qtr 3: 0; 2010 Qtr 4: 0; 2011 Qtr 1: 0; 2011 Qtr 2: 0; 2011 Qtr 3: 0; 2011 Qtr 4: 0 | 3
0 | 267030-Commercial HVAC Diagnostic/Tune-up Com All CZ10 VintAll |  | System | Commercial | 01-ALC-AllCommercial-Cooling | 0 |  |  |  |  | 67.6133 | 82.5373 | 0 | 0 | 0 | -14.924 | 214 |  | kWh | 0.15 | 0 | Commercial | [7 empty] | 10 | 0.85 |  |  |  | 1 | 1.34 | 0 | 0 | 0 | 0 | 0 | 0 | 0 | 0 | 0 | 0 | 2009 Qtr 1: 0; 2009 Qtr 2: 0; 2009 Qtr 3: 0; 2009 Qtr 4: 1.34; 2010 Qtr 1: 0; 2010 Qtr 2: 0; 2010 Qtr 3: 0; 2010 Qtr 4: 0; 2011 Qtr 1: 0; 2011 Qtr 2: 0; 2011 Qtr 3: 0; 2011 Qtr 4: 0 | 1.34
0 | 267045-Commercial Condensor Coil Cleaning (all units - savings at 50% of DEER) Com All CZ10 VintAll |  | System | Commercial | 01-ALC-AllCommercial-Cooling | 0 |  |  |  |  | 10 | 10 | 0 | 0 | 0 | 0 | 74 |  | kWh | 0.0665 | 0 | Commercial | [7 empty] | 3 | 0.78 |  |  |  | 1 | 2 | 0 | 0 | 0 | 0 | 0 | 0 | 0 | 0 | 0 | 0 | 2009 Qtr 1: 0; 2009 Qtr 2: 0; 2009 Qtr 3: 0; 2009 Qtr 4: 2; 2010 Qtr 1: 0; 2010 Qtr 2: 0; 2010 Qtr 3: 0; 2010 Qtr 4: 0; 2011 Qtr 1: 0; 2011 Qtr 2: 0; 2011 Qtr 3: 0; 2011 Qtr 4: 0 | 2
0 | 267030-Commercial HVAC Diagnostic/Tune-up Com All CZ10 VintAll |  | System | Commercial | 01-ALC-AllCommercial-Cooling | 0 |  |  |  |  | 67.6133 | 82.5373 | 0 | 0 | 0 | -14.924 | 214 |  | kWh | 0.15 | 0 | Commercial | [7 empty] | 10 | 0.85 |  |  |  | 1 | 1.34 | 0 | 0 | 0 | 0 | 0 | 0 | 0 | 0 | 0 | 0 | 2009 Qtr 1: 0; 2009 Qtr 2: 0; 2009 Qtr 3: 0; 2009 Qtr 4: 1.34; 2010 Qtr 1: 0; 2010 Qtr 2: 0; 2010 Qtr 3: 0; 2010 Qtr 4: 0; 2011 Qtr 1: 0; 2011 Qtr 2: 0; 2011 Qtr 3: 0; 2011 Qtr 4: 0 | 1.34
0 | 267045-Commercial Condensor Coil Cleaning (all units - savings at 50% of DEER) Com All CZ10 VintAll |  | System | Commercial | 01-ALC-AllCommercial-Cooling | 0 |  |  |  |  | 10 | 10 | 0 | 0 | 0 | 0 | 74 |  | kWh | 0.0665 | 0 | Commercial | [7 empty] | 3 | 0.78 |  |  |  | 1 | 2 | 0 | 0 | 0 | 0 | 0 | 0 | 0 | 0 | 0 | 0 | 2009 Qtr 1: 0; 2009 Qtr 2: 0; 2009 Qtr 3: 0; 2009 Qtr 4: 2; 2010 Qtr 1: 0; 2010 Qtr 2: 0; 2010 Qtr 3: 0; 2010 Qtr 4: 0; 2011 Qtr 1: 0; 2011 Qtr 2: 0; 2011 Qtr 3: 0; 2011 Qtr 4: 0 | 2
0 | 267030-Commercial HVAC Diagnostic/Tune-up Com All CZ10 VintAll |  | System | Commercial | 01-ALC-AllCommercial-Cooling | 0 |  |  |  |  | 67.6133 | 82.5373 | 0 | 0 | 0 | -14.924 | 214 |  | kWh | 0.15 | 0 | Commercial | [7 empty] | 10 | 0.85 |  |  |  | 1 | 1.34 | 0 | 0 | 0 | 0 | 0 | 0 | 0 | 0 | 0 | 0 | 2009 Qtr 1: 0; 2009 Qtr 2: 0; 2009 Qtr 3: 0; 2009 Qtr 4: 1.34; 2010 Qtr 1: 0; 2010 Qtr 2: 0; 2010 Qtr 3: 0; 2010 Qtr 4: 0; 2011 Qtr 1: 0; 2011 Qtr 2: 0; 2011 Qtr 3: 0; 2011 Qtr 4: 0 | 1.34
0 | 267045-Commercial Condensor Coil Cleaning (all units - savings at 50% of DEER) Com All CZ10 VintAll |  | System | Commercial | 01-ALC-AllCommercial-Cooling | 0 |  |  |  |  | 10 | 10 | 0 | 0 | 0 | 0 | 74 |  | kWh | 0.0665 | 0 | Commercial | [7 empty] | 3 | 0.78 |  |  |  | 1 | 2 | 0 | 0 | 0 | 0 | 0 | 0 | 0 | 0 | 0 | 0 | 2009 Qtr 1: 0; 2009 Qtr 2: 0; 2009 Qtr 3: 0; 2009 Qtr 4: 2; 2010 Qtr 1: 0; 2010 Qtr 2: 0; 2010 Qtr 3: 0; 2010 Qtr 4: 0; 2011 Qtr 1: 0; 2011 Qtr 2: 0; 2011 Qtr 3: 0; 2011 Qtr 4: 0 | 2
0 | 267030-Commercial HVAC Diagnostic/Tune-up Com All CZ10 VintAll |  | System | Commercial | 01-ALC-AllCommercial-Cooling | 0 |  |  |  |  | 67.6133 | 82.5373 | 0 | 0 | 0 | -14.924 | 214 |  | kWh | 0.15 | 0 | Commercial | [7 empty] | 10 | 0.85 |  |  |  | 1 | 1.34 | 0 | 0 | 0 | 0 | 0 | 0 | 0 | 0 | 0 | 0 | 2009 Qtr 1: 0; 2009 Qtr 2: 0; 2009 Qtr 3: 0; 2009 Qtr 4: 1.34; 2010 Qtr 1: 0; 2010 Qtr 2: 0; 2010 Qtr 3: 0; 2010 Qtr 4: 0; 2011 Qtr 1: 0; 2011 Qtr 2: 0; 2011 Qtr 3: 0; 2011 Qtr 4: 0 | 1.34
0 | 267045-Commercial Condensor Coil Cleaning (all units - savings at 50% of DEER) Com All CZ10 VintAll |  | System | Commercial | 01-ALC-AllCommercial-Cooling | 0 |  |  |  |  | 10 | 10 | 0 | 0 | 0 | 0 | 74 |  | kWh | 0.0665 | 0 | Commercial | [7 empty] | 3 | 0.78 |  |  |  | 1 | 2 | 0 | 0 | 0 | 0 | 0 | 0 | 0 | 0 | 0 | 0 | 2009 Qtr 1: 0; 2009 Qtr 2: 0; 2009 Qtr 3: 0; 2009 Qtr 4: 2; 2010 Qtr 1: 0; 2010 Qtr 2: 0; 2010 Qtr 3: 0; 2010 Qtr 4: 0; 2011 Qtr 1: 0; 2011 Qtr 2: 0; 2011 Qtr 3: 0; 2011 Qtr 4: 0 | 2
0 | 267030-Commercial HVAC Diagnostic/Tune-up Com All CZ10 VintAll |  | System | Commercial | 01-ALC-AllCommercial-Cooling | 0 |  |  |  |  | 67.6133 | 82.5373 | 0 | 0 | 0 | -14.924 | 214 |  | kWh | 0.15 | 0 | Commercial | [7 empty] | 10 | 0.85 |  |  |  | 1 | 1.34 | 0 | 0 | 0 | 0 | 0 | 0 | 0 | 0 | 0 | 0 | 2009 Qtr 1: 0; 2009 Qtr 2: 0; 2009 Qtr 3: 0; 2009 Qtr 4: 1.34; 2010 Qtr 1: 0; 2010 Qtr 2: 0; 2010 Qtr 3: 0; 2010 Qtr 4: 0; 2011 Qtr 1: 0; 2011 Qtr 2: 0; 2011 Qtr 3: 0; 2011 Qtr 4: 0 | 1.34
0 | 267045-Commercial Condensor Coil Cleaning (all units - savings at 50% of DEER) Com All CZ10 VintAll |  | System | Commercial | 01-ALC-AllCommercial-Cooling | 0 |  |  |  |  | 10 | 10 | 0 | 0 | 0 | 0 | 74 |  | kWh | 0.0665 | 0 | Commercial | [7 empty] | 3 | 0.78 |  |  |  | 1 | 2 | 0 | 0 | 0 | 0 | 0 | 0 | 0 | 0 | 0 | 0 | 2009 Qtr 1: 0; 2009 Qtr 2: 0; 2009 Qtr 3: 0; 2009 Qtr 4: 2; 2010 Qtr 1: 0; 2010 Qtr 2: 0; 2010 Qtr 3: 0; 2010 Qtr 4: 0; 2011 Qtr 1: 0; 2011 Qtr 2: 0; 2011 Qtr 3: 0; 2011 Qtr 4: 0 | 2
0 | 267030-Commercial HVAC Diagnostic/Tune-up Com All CZ10 VintAll |  | System | Commercial | 01-ALC-AllCommercial-Cooling | 0 |  |  |  |  | 67.6133 | 82.5373 | 0 | 0 | 0 | -14.924 | 214 |  | kWh | 0.15 | 0 | Commercial | [7 empty] | 10 | 0.85 |  |  |  | 1 | 1.34 | 0 | 0 | 0 | 0 | 0 | 0 | 0 | 0 | 0 | 0 | 2009 Qtr 1: 0; 2009 Qtr 2: 0; 2009 Qtr 3: 0; 2009 Qtr 4: 1.34; 2010 Qtr 1: 0; 2010 Qtr 2: 0; 2010 Qtr 3: 0; 2010 Qtr 4: 0; 2011 Qtr 1: 0; 2011 Qtr 2: 0; 2011 Qtr 3: 0; 2011 Qtr 4: 0 | 1.34
0 | 267045-Commercial Condensor Coil Cleaning (all units - savings at 50% of DEER) Com All CZ10 VintAll |  | System | Commercial | 01-ALC-AllCommercial-Cooling | 0 |  |  |  |  | 10 | 10 | 0 | 0 | 0 | 0 | 74 |  | kWh | 0.0665 | 0 | Commercial | [7 empty] | 3 | 0.78 |  |  |  | 1 | 2 | 0 | 0 | 0 | 0 | 0 | 0 | 0 | 0 | 0 | 0 | 2009 Qtr 1: 0; 2009 Qtr 2: 0; 2009 Qtr 3: 0; 2009 Qtr 4: 2; 2010 Qtr 1: 0; 2010 Qtr 2: 0; 2010 Qtr 3: 0; 2010 Qtr 4: 0; 2011 Qtr 1: 0; 2011 Qtr 2: 0; 2011 Qtr 3: 0; 2011 Qtr 4: 0 | 2
0 | 267030-Commercial HVAC Diagnostic/Tune-up Com All CZ10 VintAll |  | System | Commercial | 01-ALC-AllCommercial-Cooling | 0 |  |  |  |  | 67.6133 | 82.5373 | 0 | 0 | 0 | -14.924 | 214 |  | kWh | 0.15 | 0 | Commercial | [7 empty] | 10 | 0.85 |  |  |  | 1 | 3.35 | 0 | 0 | 0 | 0 | 0 | 0 | 0 | 0 | 0 | 0 | 2009 Qtr 1: 0; 2009 Qtr 2: 0; 2009 Qtr 3: 0; 2009 Qtr 4: 3.35; 2010 Qtr 1: 0; 2010 Qtr 2: 0; 2010 Qtr 3: 0; 2010 Qtr 4: 0; 2011 Qtr 1: 0; 2011 Qtr 2: 0; 2011 Qtr 3: 0; 2011 Qtr 4: 0 | 3.35
0 | 267045-Commercial Condensor Coil Cleaning (all units - savings at 50% of DEER) Com All CZ10 VintAll |  | System | Commercial | 01-ALC-AllCommercial-Cooling | 0 |  |  |  |  | 10 | 10 | 0 | 0 | 0 | 0 | 74 |  | kWh | 0.0665 | 0 | Commercial | [7 empty] | 3 | 0.78 |  |  |  | 1 | 5 | 0 | 0 | 0 | 0 | 0 | 0 | 0 | 0 | 0 | 0 | 2009 Qtr 1: 0; 2009 Qtr 2: 0; 2009 Qtr 3: 0; 2009 Qtr 4: 5; 2010 Qtr 1: 0; 2010 Qtr 2: 0; 2010 Qtr 3: 0; 2010 Qtr 4: 0; 2011 Qtr 1: 0; 2011 Qtr 2: 0; 2011 Qtr 3: 0; 2011 Qtr 4: 0 | 5
0 | 267002-High Refrigerant Charge Adjustment (>= ±20% rated charge) Resid SF CZ10 Vint04 |  | System | Residential | 26-SFM-ResidentialSingleFamily-SP_COOL | 0 |  |  |  |  | 65 | 89.375 | 0 | 0 | 0 | -24.375 | 205.771 |  | kWh | 0.22808 | -0.078078 | Residential |  | Winter Only | [5 empty] | 10 | 0.78 |  |  |  | 1 | 2 | 0 | 0 | 0 | 0 | 0 | 0 | 0 | 0 | 0 | 0 | 2009 Qtr 1: 0; 2009 Qtr 2: 0; 2009 Qtr 3: 0; 2009 Qtr 4: 2; 2010 Qtr 1: 0; 2010 Qtr 2: 0; 2010 Qtr 3: 0; 2010 Qtr 4: 0; 2011 Qtr 1: 0; 2011 Qtr 2: 0; 2011 Qtr 3: 0; 2011 Qtr 4: 0 | 2
0 | 267040-Residential Condensor Coil Cleaning Resid SF CZ10 VintAll |  | System | Residential | 26-SFM-ResidentialSingleFamily-SP_COOL | 0 |  |  |  |  | 50 | 50 | 0 | 0 | 0 | 0 | 270 |  | kWh | 0.3564 | 0 | Residential | [7 empty] | 3 | 0.78 |  |  |  | 1 | 1 | 0 | 0 | 0 | 0 | 0 | 0 | 0 | 0 | 0 | 0 | 2009 Qtr 1: 0; 2009 Qtr 2: 0; 2009 Qtr 3: 0; 2009 Qtr 4: 1; 2010 Qtr 1: 0; 2010 Qtr 2: 0; 2010 Qtr 3: 0; 2010 Qtr 4: 0; 2011 Qtr 1: 0; 2011 Qtr 2: 0; 2011 Qtr 3: 0; 2011 Qtr 4: 0 | 1
0 | 267040-Residential Condensor Coil Cleaning Resid SF CZ10 VintAll |  | System | Residential | 26-SFM-ResidentialSingleFamily-SP_COOL | 0 |  |  |  |  | 50 | 50 | 0 | 0 | 0 | 0 | 270 |  | kWh | 0.3564 | 0 | Residential | [7 empty] | 3 | 0.78 |  |  |  | 1 | 1 | 0 | 0 | 0 | 0 | 0 | 0 | 0 | 0 | 0 | 0 | 2009 Qtr 1: 0; 2009 Qtr 2: 0; 2009 Qtr 3: 0; 2009 Qtr 4: 1; 2010 Qtr 1: 0; 2010 Qtr 2: 0; 2010 Qtr 3: 0; 2010 Qtr 4: 0; 2011 Qtr 1: 0; 2011 Qtr 2: 0; 2011 Qtr 3: 0; 2011 Qtr 4: 0 | 1
0 | 267002-High Refrigerant Charge Adjustment (>= ±20% rated charge) Resid SF CZ10 Vint04 |  | System | Residential | 26-SFM-ResidentialSingleFamily-SP_COOL | 0 |  |  |  |  | 65 | 83.4167 | 0 | 0 | 0 | -18.4167 | 205.771 |  | kWh | 0.22808 | -0.078078 | Residential |  | Winter Only | [5 empty] | 10 | 0.78 |  |  |  | 1 | 3 | 0 | 0 | 0 | 0 | 0 | 0 | 0 | 0 | 0 | 0 | 2009 Qtr 1: 0; 2009 Qtr 2: 0; 2009 Qtr 3: 0; 2009 Qtr 4: 3; 2010 Qtr 1: 0; 2010 Qtr 2: 0; 2010 Qtr 3: 0; 2010 Qtr 4: 0; 2011 Qtr 1: 0; 2011 Qtr 2: 0; 2011 Qtr 3: 0; 2011 Qtr 4: 0 | 3
0 | 267040-Residential Condensor Coil Cleaning Resid SF CZ10 VintAll |  | System | Residential | 26-SFM-ResidentialSingleFamily-SP_COOL | 0 |  |  |  |  | 50 | 50 | 0 | 0 | 0 | 0 | 270 |  | kWh | 0.3564 | 0 | Residential | [7 empty] | 3 | 0.78 |  |  |  | 1 | 1 | 0 | 0 | 0 | 0 | 0 | 0 | 0 | 0 | 0 | 0 | 2009 Qtr 1: 0; 2009 Qtr 2: 0; 2009 Qtr 3: 0; 2009 Qtr 4: 1; 2010 Qtr 1: 0; 2010 Qtr 2: 0; 2010 Qtr 3: 0; 2010 Qtr 4: 0; 2011 Qtr 1: 0; 2011 Qtr 2: 0; 2011 Qtr 3: 0; 2011 Qtr 4: 0 | 1
0 | 267002-High Refrigerant Charge Adjustment (>= ±20% rated charge) Resid SF CZ10 Vint04 |  | System | Residential | 26-SFM-ResidentialSingleFamily-SP_COOL | 0 |  |  |  |  | 65 | 71.5 | 0 | 0 | 0 | -6.5 | 205.771 |  | kWh | 0.22808 | -0.078078 | Residential |  | Winter Only | [5 empty] | 10 | 0.78 |  |  |  | 1 | 4 | 0 | 0 | 0 | 0 | 0 | 0 | 0 | 0 | 0 | 0 | 2009 Qtr 1: 0; 2009 Qtr 2: 0; 2009 Qtr 3: 0; 2009 Qtr 4: 4; 2010 Qtr 1: 0; 2010 Qtr 2: 0; 2010 Qtr 3: 0; 2010 Qtr 4: 0; 2011 Qtr 1: 0; 2011 Qtr 2: 0; 2011 Qtr 3: 0; 2011 Qtr 4: 0 | 4
0 | 267040-Residential Condensor Coil Cleaning Resid SF CZ10 VintAll |  | System | Residential | 26-SFM-ResidentialSingleFamily-SP_COOL | 0 |  |  |  |  | 50 | 50 | 0 | 0 | 0 | 0 | 270 |  | kWh | 0.3564 | 0 | Residential | [7 empty] | 3 | 0.78 |  |  |  | 1 | 1 | 0 | 0 | 0 | 0 | 0 | 0 | 0 | 0 | 0 | 0 | 2009 Qtr 1: 0; 2009 Qtr 2: 0; 2009 Qtr 3: 0; 2009 Qtr 4: 1; 2010 Qtr 1: 0; 2010 Qtr 2: 0; 2010 Qtr 3: 0; 2010 Qtr 4: 0; 2011 Qtr 1: 0; 2011 Qtr 2: 0; 2011 Qtr 3: 0; 2011 Qtr 4: 0 | 1
0 | 267002-High Refrigerant Charge Adjustment (>= ±20% rated charge) Resid SF CZ10 Vint04 |  | System | Residential | 26-SFM-ResidentialSingleFamily-SP_COOL | 0 |  |  |  |  | 65 | 71.5 | 0 | 0 | 0 | -6.5 | 205.771 |  | kWh | 0.22808 | -0.078078 | Residential |  | Winter Only | [5 empty] | 10 | 0.78 |  |  |  | 1 | 4 | 0 | 0 | 0 | 0 | 0 | 0 | 0 | 0 | 0 | 0 | 2009 Qtr 1: 0; 2009 Qtr 2: 0; 2009 Qtr 3: 0; 2009 Qtr 4: 4; 2010 Qtr 1: 0; 2010 Qtr 2: 0; 2010 Qtr 3: 0; 2010 Qtr 4: 0; 2011 Qtr 1: 0; 2011 Qtr 2: 0; 2011 Qtr 3: 0; 2011 Qtr 4: 0 | 4
0 | 267040-Residential Condensor Coil Cleaning Resid SF CZ10 VintAll |  | System | Residential | 26-SFM-ResidentialSingleFamily-SP_COOL | 0 |  |  |  |  | 50 | 50 | 0 | 0 | 0 | 0 | 270 |  | kWh | 0.3564 | 0 | Residential | [7 empty] | 3 | 0.78 |  |  |  | 1 | 1 | 0 | 0 | 0 | 0 | 0 | 0 | 0 | 0 | 0 | 0 | 2009 Qtr 1: 0; 2009 Qtr 2: 0; 2009 Qtr 3: 0; 2009 Qtr 4: 1; 2010 Qtr 1: 0; 2010 Qtr 2: 0; 2010 Qtr 3: 0; 2010 Qtr 4: 0; 2011 Qtr 1: 0; 2011 Qtr 2: 0; 2011 Qtr 3: 0; 2011 Qtr 4: 0 | 1
0 | 267002-High Refrigerant Charge Adjustment (>= ±20% rated charge) Resid SF CZ10 Vint04 |  | System | Residential | 26-SFM-ResidentialSingleFamily-SP_COOL | 0 |  |  |  |  | 65 | 89.375 | 0 | 0 | 0 | -24.375 | 205.771 |  | kWh | 0.22808 | -0.078078 | Residential |  | Winter Only | [5 empty] | 10 | 0.78 |  |  |  | 1 | 2 | 0 | 0 | 0 | 0 | 0 | 0 | 0 | 0 | 0 | 0 | 2009 Qtr 1: 0; 2009 Qtr 2: 0; 2009 Qtr 3: 0; 2009 Qtr 4: 2; 2010 Qtr 1: 0; 2010 Qtr 2: 0; 2010 Qtr 3: 0; 2010 Qtr 4: 0; 2011 Qtr 1: 0; 2011 Qtr 2: 0; 2011 Qtr 3: 0; 2011 Qtr 4: 0 | 2
0 | 267040-Residential Condensor Coil Cleaning Resid SF CZ10 VintAll |  | System | Residential | 26-SFM-ResidentialSingleFamily-SP_COOL | 0 |  |  |  |  | 50 | 50 | 0 | 0 | 0 | 0 | 270 |  | kWh | 0.3564 | 0 | Residential | [7 empty] | 3 | 0.78 |  |  |  | 1 | 1 | 0 | 0 | 0 | 0 | 0 | 0 | 0 | 0 | 0 | 0 | 2009 Qtr 1: 0; 2009 Qtr 2: 0; 2009 Qtr 3: 0; 2009 Qtr 4: 1; 2010 Qtr 1: 0; 2010 Qtr 2: 0; 2010 Qtr 3: 0; 2010 Qtr 4: 0; 2011 Qtr 1: 0; 2011 Qtr 2: 0; 2011 Qtr 3: 0; 2011 Qtr 4: 0 | 1
0 | 267002-High Refrigerant Charge Adjustment (>= ±20% rated charge) Resid SF CZ10 Vint04 |  | System | Residential | 26-SFM-ResidentialSingleFamily-SP_COOL | 0 |  |  |  |  | 65 | 71.5 | 0 | 0 | 0 | -6.5 | 205.771 |  | kWh | 0.22808 | -0.078078 | Residential |  | Winter Only | [5 empty] | 10 | 0.78 |  |  |  | 1 | 5 | 0 | 0 | 0 | 0 | 0 | 0 | 0 | 0 | 0 | 0 | 2009 Qtr 1: 0; 2009 Qtr 2: 0; 2009 Qtr 3: 0; 2009 Qtr 4: 5; 2010 Qtr 1: 0; 2010 Qtr 2: 0; 2010 Qtr 3: 0; 2010 Qtr 4: 0; 2011 Qtr 1: 0; 2011 Qtr 2: 0; 2011 Qtr 3: 0; 2011 Qtr 4: 0 | 5
0 | 267040-Residential Condensor Coil Cleaning Resid SF CZ10 VintAll |  | System | Residential | 26-SFM-ResidentialSingleFamily-SP_COOL | 0 |  |  |  |  | 50 | 50 | 0 | 0 | 0 | 0 | 270 |  | kWh | 0.3564 | 0 | Residential | [7 empty] | 3 | 0.78 |  |  |  | 1 | 1 | 0 | 0 | 0 | 0 | 0 | 0 | 0 | 0 | 0 | 0 | 2009 Qtr 1: 0; 2009 Qtr 2: 0; 2009 Qtr 3: 0; 2009 Qtr 4: 1; 2010 Qtr 1: 0; 2010 Qtr 2: 0; 2010 Qtr 3: 0; 2010 Qtr 4: 0; 2011 Qtr 1: 0; 2011 Qtr 2: 0; 2011 Qtr 3: 0; 2011 Qtr 4: 0 | 1
0 | 267002-High Refrigerant Charge Adjustment (>= ±20% rated charge) Resid SF CZ10 Vint04 |  | System | Residential | 26-SFM-ResidentialSingleFamily-SP_COOL | 0 |  |  |  |  | 65 | 71.5 | 0 | 0 | 0 | -6.5 | 205.771 |  | kWh | 0.22808 | -0.078078 | Residential |  | Winter Only | [5 empty] | 10 | 0.78 |  |  |  | 1 | 3 | 0 | 0 | 0 | 0 | 0 | 0 | 0 | 0 | 0 | 0 | 2009 Qtr 1: 0; 2009 Qtr 2: 0; 2009 Qtr 3: 0; 2009 Qtr 4: 3; 2010 Qtr 1: 0; 2010 Qtr 2: 0; 2010 Qtr 3: 0; 2010 Qtr 4: 0; 2011 Qtr 1: 0; 2011 Qtr 2: 0; 2011 Qtr 3: 0; 2011 Qtr 4: 0 | 3
0 | 267040-Residential Condensor Coil Cleaning Resid SF CZ10 VintAll |  | System | Residential | 26-SFM-ResidentialSingleFamily-SP_COOL | 0 |  |  |  |  | 50 | 50 | 0 | 0 | 0 | 0 | 270 |  | kWh | 0.3564 | 0 | Residential | [7 empty] | 3 | 0.78 |  |  |  | 1 | 1 | 0 | 0 | 0 | 0 | 0 | 0 | 0 | 0 | 0 | 0 | 2009 Qtr 1: 0; 2009 Qtr 2: 0; 2009 Qtr 3: 0; 2009 Qtr 4: 1; 2010 Qtr 1: 0; 2010 Qtr 2: 0; 2010 Qtr 3: 0; 2010 Qtr 4: 0; 2011 Qtr 1: 0; 2011 Qtr 2: 0; 2011 Qtr 3: 0; 2011 Qtr 4: 0 | 1
0 | 267002-High Refrigerant Charge Adjustment (>= ±20% rated charge) Resid SF CZ10 Vint04 |  | System | Residential | 26-SFM-ResidentialSingleFamily-SP_COOL | 0 |  |  |  |  | 65 | 71.5 | 0 | 0 | 0 | -6.5 | 205.771 |  | kWh | 0.22808 | -0.078078 | Residential |  | Winter Only | [5 empty] | 10 | 0.78 |  |  |  | 1 | 4 | 0 | 0 | 0 | 0 | 0 | 0 | 0 | 0 | 0 | 0 | 2009 Qtr 1: 0; 2009 Qtr 2: 0; 2009 Qtr 3: 0; 2009 Qtr 4: 4; 2010 Qtr 1: 0; 2010 Qtr 2: 0; 2010 Qtr 3: 0; 2010 Qtr 4: 0; 2011 Qtr 1: 0; 2011 Qtr 2: 0; 2011 Qtr 3: 0; 2011 Qtr 4: 0 | 4
0 | 267040-Residential Condensor Coil Cleaning Resid SF CZ10 VintAll |  | System | Residential | 26-SFM-ResidentialSingleFamily-SP_COOL | 0 |  |  |  |  | 50 | 50 | 0 | 0 | 0 | 0 | 270 |  | kWh | 0.3564 | 0 | Residential | [7 empty] | 3 | 0.78 |  |  |  | 1 | 1 | 0 | 0 | 0 | 0 | 0 | 0 | 0 | 0 | 0 | 0 | 2009 Qtr 1: 0; 2009 Qtr 2: 0; 2009 Qtr 3: 0; 2009 Qtr 4: 1; 2010 Qtr 1: 0; 2010 Qtr 2: 0; 2010 Qtr 3: 0; 2010 Qtr 4: 0; 2011 Qtr 1: 0; 2011 Qtr 2: 0; 2011 Qtr 3: 0; 2011 Qtr 4: 0 | 1
0 | 267002-High Refrigerant Charge Adjustment (>= ±20% rated charge) Resid SF CZ10 Vint04 |  | System | Residential | 26-SFM-ResidentialSingleFamily-SP_COOL | 0 |  |  |  |  | 65 | 71.5 | 0 | 0 | 0 | -6.5 | 205.771 |  | kWh | 0.22808 | -0.078078 | Residential |  | Winter Only | [5 empty] | 10 | 0.78 |  |  |  | 1 | 4 | 0 | 0 | 0 | 0 | 0 | 0 | 0 | 0 | 0 | 0 | 2009 Qtr 1: 0; 2009 Qtr 2: 0; 2009 Qtr 3: 0; 2009 Qtr 4: 4; 2010 Qtr 1: 0; 2010 Qtr 2: 0; 2010 Qtr 3: 0; 2010 Qtr 4: 0; 2011 Qtr 1: 0; 2011 Qtr 2: 0; 2011 Qtr 3: 0; 2011 Qtr 4: 0 | 4
0 | 267040-Residential Condensor Coil Cleaning Resid SF CZ10 VintAll |  | System | Residential | 26-SFM-ResidentialSingleFamily-SP_COOL | 0 |  |  |  |  | 50 | 50 | 0 | 0 | 0 | 0 | 270 |  | kWh | 0.3564 | 0 | Residential | [7 empty] | 3 | 0.78 |  |  |  | 1 | 1 | 0 | 0 | 0 | 0 | 0 | 0 | 0 | 0 | 0 | 0 | 2009 Qtr 1: 0; 2009 Qtr 2: 0; 2009 Qtr 3: 0; 2009 Qtr 4: 1; 2010 Qtr 1: 0; 2010 Qtr 2: 0; 2010 Qtr 3: 0; 2010 Qtr 4: 0; 2011 Qtr 1: 0; 2011 Qtr 2: 0; 2011 Qtr 3: 0; 2011 Qtr 4: 0 | 1
0 | 267033-High Refrigerant Charge Adjustment (>= ±20% rated charge) Resid MF CZ10 Vint04 |  | System | Residential | 13-MFM-ResidentialMulti-family-SP_COOL | 0 |  |  |  |  | 66.33 | 71.5 | 0 | 0 | 0 | -5.17 | 171.246 |  | kWh | 0.22612 | -0.10521 | Residential |  | Winter Only | [5 empty] | 10 | 0.78 |  |  |  | 1 | 2 | 0 | 0 | 0 | 0 | 0 | 0 | 0 | 0 | 0 | 0 | 2009 Qtr 1: 0; 2009 Qtr 2: 0; 2009 Qtr 3: 0; 2009 Qtr 4: 2; 2010 Qtr 1: 0; 2010 Qtr 2: 0; 2010 Qtr 3: 0; 2010 Qtr 4: 0; 2011 Qtr 1: 0; 2011 Qtr 2: 0; 2011 Qtr 3: 0; 2011 Qtr 4: 0 | 2
0 | 267042-Residential Condensor Coil Cleaning Resid MF CZ10 VintAll |  | System | Residential | 13-MFM-ResidentialMulti-family-SP_COOL | 0 |  |  |  |  | 50 | 50 | 0 | 0 | 0 | 0 | 180 |  | kWh | 0.2376 | 0 | Residential | [7 empty] | 3 | 0.78 |  |  |  | 1 | 1 | 0 | 0 | 0 | 0 | 0 | 0 | 0 | 0 | 0 | 0 | 2009 Qtr 1: 0; 2009 Qtr 2: 0; 2009 Qtr 3: 0; 2009 Qtr 4: 1; 2010 Qtr 1: 0; 2010 Qtr 2: 0; 2010 Qtr 3: 0; 2010 Qtr 4: 0; 2011 Qtr 1: 0; 2011 Qtr 2: 0; 2011 Qtr 3: 0; 2011 Qtr 4: 0 | 1
0 | 267001-High Refrigerant Charge Adjustment (>= ±20% rated charge) Resid SFCZ10 Vint03 |  | System | Residential | 26-SFM-ResidentialSingleFamily-SP_COOL | 0 |  |  |  |  | 65 | 89.375 | 0 | 0 | 0 | -24.375 | 248.449 |  | kWh | 0.18306 | -0.066637 | Residential |  | Winter Only | [5 empty] | 10 | 0.78 |  |  |  | 1 | 2 | 0 | 0 | 0 | 0 | 0 | 0 | 0 | 0 | 0 | 0 | 2009 Qtr 1: 0; 2009 Qtr 2: 0; 2009 Qtr 3: 0; 2009 Qtr 4: 2; 2010 Qtr 1: 0; 2010 Qtr 2: 0; 2010 Qtr 3: 0; 2010 Qtr 4: 0; 2011 Qtr 1: 0; 2011 Qtr 2: 0; 2011 Qtr 3: 0; 2011 Qtr 4: 0 | 2
0 | 267040-Residential Condensor Coil Cleaning Resid SF CZ10 VintAll |  | System | Residential | 26-SFM-ResidentialSingleFamily-SP_COOL | 0 |  |  |  |  | 50 | 50 | 0 | 0 | 0 | 0 | 270 |  | kWh | 0.3564 | 0 | Residential | [7 empty] | 3 | 0.78 |  |  |  | 1 | 1 | 0 | 0 | 0 | 0 | 0 | 0 | 0 | 0 | 0 | 0 | 2009 Qtr 1: 0; 2009 Qtr 2: 0; 2009 Qtr 3: 0; 2009 Qtr 4: 1; 2010 Qtr 1: 0; 2010 Qtr 2: 0; 2010 Qtr 3: 0; 2010 Qtr 4: 0; 2011 Qtr 1: 0; 2011 Qtr 2: 0; 2011 Qtr 3: 0; 2011 Qtr 4: 0 | 1
0 | 267033-High Refrigerant Charge Adjustment (>= ±20% rated charge) Resid MF CZ10 Vint04 |  | System | Residential | 13-MFM-ResidentialMulti-family-SP_COOL | 0 |  |  |  |  | 66.33 | 71.5 | 0 | 0 | 0 | -5.17 | 171.246 |  | kWh | 0.22612 | -0.10521 | Residential |  | Winter Only | [5 empty] | 10 | 0.78 |  |  |  | 1 | 2 | 0 | 0 | 0 | 0 | 0 | 0 | 0 | 0 | 0 | 0 | 2009 Qtr 1: 0; 2009 Qtr 2: 0; 2009 Qtr 3: 0; 2009 Qtr 4: 2; 2010 Qtr 1: 0; 2010 Qtr 2: 0; 2010 Qtr 3: 0; 2010 Qtr 4: 0; 2011 Qtr 1: 0; 2011 Qtr 2: 0; 2011 Qtr 3: 0; 2011 Qtr 4: 0 | 2
0 | 267042-Residential Condensor Coil Cleaning Resid MF CZ10 VintAll |  | System | Residential | 13-MFM-ResidentialMulti-family-SP_COOL | 0 |  |  |  |  | 50 | 50 | 0 | 0 | 0 | 0 | 180 |  | kWh | 0.2376 | 0 | Residential | [7 empty] | 3 | 0.78 |  |  |  | 1 | 1 | 0 | 0 | 0 | 0 | 0 | 0 | 0 | 0 | 0 | 0 | 2009 Qtr 1: 0; 2009 Qtr 2: 0; 2009 Qtr 3: 0; 2009 Qtr 4: 1; 2010 Qtr 1: 0; 2010 Qtr 2: 0; 2010 Qtr 3: 0; 2010 Qtr 4: 0; 2011 Qtr 1: 0; 2011 Qtr 2: 0; 2011 Qtr 3: 0; 2011 Qtr 4: 0 | 1
0 | 267002-High Refrigerant Charge Adjustment (>= ±20% rated charge) Resid SF CZ10 Vint04 |  | System | Residential | 26-SFM-ResidentialSingleFamily-SP_COOL | 0 |  |  |  |  | 65 | 71.5 | 0 | 0 | 0 | -6.5 | 205.771 |  | kWh | 0.22808 | -0.078078 | Residential |  | Winter Only | [5 empty] | 10 | 0.78 |  |  |  | 1 | 4 | 0 | 0 | 0 | 0 | 0 | 0 | 0 | 0 | 0 | 0 | 2009 Qtr 1: 0; 2009 Qtr 2: 0; 2009 Qtr 3: 0; 2009 Qtr 4: 4; 2010 Qtr 1: 0; 2010 Qtr 2: 0; 2010 Qtr 3: 0; 2010 Qtr 4: 0; 2011 Qtr 1: 0; 2011 Qtr 2: 0; 2011 Qtr 3: 0; 2011 Qtr 4: 0 | 4
0 | 267040-Residential Condensor Coil Cleaning Resid SF CZ10 VintAll |  | System | Residential | 26-SFM-ResidentialSingleFamily-SP_COOL | 0 |  |  |  |  | 50 | 50 | 0 | 0 | 0 | 0 | 270 |  | kWh | 0.3564 | 0 | Residential | [7 empty] | 3 | 0.78 |  |  |  | 1 | 1 | 0 | 0 | 0 | 0 | 0 | 0 | 0 | 0 | 0 | 0 | 2009 Qtr 1: 0; 2009 Qtr 2: 0; 2009 Qtr 3: 0; 2009 Qtr 4: 1; 2010 Qtr 1: 0; 2010 Qtr 2: 0; 2010 Qtr 3: 0; 2010 Qtr 4: 0; 2011 Qtr 1: 0; 2011 Qtr 2: 0; 2011 Qtr 3: 0; 2011 Qtr 4: 0 | 1
0 | 267002-High Refrigerant Charge Adjustment (>= ±20% rated charge) Resid SF CZ10 Vint04 |  | System | Residential | 26-SFM-ResidentialSingleFamily-SP_COOL | 0 |  |  |  |  | 65 | 107.25 | 0 | 0 | 0 | -42.25 | 205.771 |  | kWh | 0.22808 | -0.078078 | Residential |  | Winter Only | [5 empty] | 10 | 0.78 |  |  |  | 1 | 1 | 0 | 0 | 0 | 0 | 0 | 0 | 0 | 0 | 0 | 0 | 2009 Qtr 1: 0; 2009 Qtr 2: 0; 2009 Qtr 3: 0; 2009 Qtr 4: 1; 2010 Qtr 1: 0; 2010 Qtr 2: 0; 2010 Qtr 3: 0; 2010 Qtr 4: 0; 2011 Qtr 1: 0; 2011 Qtr 2: 0; 2011 Qtr 3: 0; 2011 Qtr 4: 0 | 1
0 | 267040-Residential Condensor Coil Cleaning Resid SF CZ10 VintAll |  | System | Residential | 26-SFM-ResidentialSingleFamily-SP_COOL | 0 |  |  |  |  | 50 | 50 | 0 | 0 | 0 | 0 | 270 |  | kWh | 0.3564 | 0 | Residential | [7 empty] | 3 | 0.78 |  |  |  | 1 | 1 | 0 | 0 | 0 | 0 | 0 | 0 | 0 | 0 | 0 | 0 | 2009 Qtr 1: 0; 2009 Qtr 2: 0; 2009 Qtr 3: 0; 2009 Qtr 4: 1; 2010 Qtr 1: 0; 2010 Qtr 2: 0; 2010 Qtr 3: 0; 2010 Qtr 4: 0; 2011 Qtr 1: 0; 2011 Qtr 2: 0; 2011 Qtr 3: 0; 2011 Qtr 4: 0 | 1
0 | 267002-High Refrigerant Charge Adjustment (>= ±20% rated charge) Resid SF CZ10 Vint04 |  | System | Residential | 26-SFM-ResidentialSingleFamily-SP_COOL | 0 |  |  |  |  | 65 | 71.5 | 0 | 0 | 0 | -6.5 | 205.771 |  | kWh | 0.22808 | -0.078078 | Residential |  | Winter Only | [5 empty] | 10 | 0.78 |  |  |  | 1 | 5 | 0 | 0 | 0 | 0 | 0 | 0 | 0 | 0 | 0 | 0 | 2009 Qtr 1: 0; 2009 Qtr 2: 0; 2009 Qtr 3: 0; 2009 Qtr 4: 5; 2010 Qtr 1: 0; 2010 Qtr 2: 0; 2010 Qtr 3: 0; 2010 Qtr 4: 0; 2011 Qtr 1: 0; 2011 Qtr 2: 0; 2011 Qtr 3: 0; 2011 Qtr 4: 0 | 5
0 | 267040-Residential Condensor Coil Cleaning Resid SF CZ10 VintAll |  | System | Residential | 26-SFM-ResidentialSingleFamily-SP_COOL | 0 |  |  |  |  | 50 | 50 | 0 | 0 | 0 | 0 | 270 |  | kWh | 0.3564 | 0 | Residential | [7 empty] | 3 | 0.78 |  |  |  | 1 | 1 | 0 | 0 | 0 | 0 | 0 | 0 | 0 | 0 | 0 | 0 | 2009 Qtr 1: 0; 2009 Qtr 2: 0; 2009 Qtr 3: 0; 2009 Qtr 4: 1; 2010 Qtr 1: 0; 2010 Qtr 2: 0; 2010 Qtr 3: 0; 2010 Qtr 4: 0; 2011 Qtr 1: 0; 2011 Qtr 2: 0; 2011 Qtr 3: 0; 2011 Qtr 4: 0 | 1
0 | 267001-High Refrigerant Charge Adjustment (>= ±20% rated charge) Resid SFCZ10 Vint03 |  | System | Residential | 26-SFM-ResidentialSingleFamily-SP_COOL | 0 |  |  |  |  | 65 | 71.5 | 0 | 0 | 0 | -6.5 | 248.449 |  | kWh | 0.18306 | -0.066637 | Residential |  | Winter Only | [5 empty] | 10 | 0.78 |  |  |  | 1 | 3 | 0 | 0 | 0 | 0 | 0 | 0 | 0 | 0 | 0 | 0 | 2009 Qtr 1: 0; 2009 Qtr 2: 0; 2009 Qtr 3: 0; 2009 Qtr 4: 3; 2010 Qtr 1: 0; 2010 Qtr 2: 0; 2010 Qtr 3: 0; 2010 Qtr 4: 0; 2011 Qtr 1: 0; 2011 Qtr 2: 0; 2011 Qtr 3: 0; 2011 Qtr 4: 0 | 3
0 | 267040-Residential Condensor Coil Cleaning Resid SF CZ10 VintAll |  | System | Residential | 26-SFM-ResidentialSingleFamily-SP_COOL | 0 |  |  |  |  | 50 | 50 | 0 | 0 | 0 | 0 | 270 |  | kWh | 0.3564 | 0 | Residential | [7 empty] | 3 | 0.78 |  |  |  | 1 | 1 | 0 | 0 | 0 | 0 | 0 | 0 | 0 | 0 | 0 | 0 | 2009 Qtr 1: 0; 2009 Qtr 2: 0; 2009 Qtr 3: 0; 2009 Qtr 4: 1; 2010 Qtr 1: 0; 2010 Qtr 2: 0; 2010 Qtr 3: 0; 2010 Qtr 4: 0; 2011 Qtr 1: 0; 2011 Qtr 2: 0; 2011 Qtr 3: 0; 2011 Qtr 4: 0 | 1
0 | 267001-High Refrigerant Charge Adjustment (>= ±20% rated charge) Resid SFCZ10 Vint03 |  | System | Residential | 26-SFM-ResidentialSingleFamily-SP_COOL | 0 |  |  |  |  | 65 | 71.5 | 0 | 0 | 0 | -6.5 | 248.449 |  | kWh | 0.18306 | -0.066637 | Residential |  | Winter Only | [5 empty] | 10 | 0.78 |  |  |  | 1 | 4 | 0 | 0 | 0 | 0 | 0 | 0 | 0 | 0 | 0 | 0 | 2009 Qtr 1: 0; 2009 Qtr 2: 0; 2009 Qtr 3: 0; 2009 Qtr 4: 4; 2010 Qtr 1: 0; 2010 Qtr 2: 0; 2010 Qtr 3: 0; 2010 Qtr 4: 0; 2011 Qtr 1: 0; 2011 Qtr 2: 0; 2011 Qtr 3: 0; 2011 Qtr 4: 0 | 4
0 | 267040-Residential Condensor Coil Cleaning Resid SF CZ10 VintAll |  | System | Residential | 26-SFM-ResidentialSingleFamily-SP_COOL | 0 |  |  |  |  | 50 | 50 | 0 | 0 | 0 | 0 | 270 |  | kWh | 0.3564 | 0 | Residential | [7 empty] | 3 | 0.78 |  |  |  | 1 | 1 | 0 | 0 | 0 | 0 | 0 | 0 | 0 | 0 | 0 | 0 | 2009 Qtr 1: 0; 2009 Qtr 2: 0; 2009 Qtr 3: 0; 2009 Qtr 4: 1; 2010 Qtr 1: 0; 2010 Qtr 2: 0; 2010 Qtr 3: 0; 2010 Qtr 4: 0; 2011 Qtr 1: 0; 2011 Qtr 2: 0; 2011 Qtr 3: 0; 2011 Qtr 4: 0 | 1
0 | 267040-Residential Condensor Coil Cleaning Resid SF CZ10 VintAll |  | System | Residential | 26-SFM-ResidentialSingleFamily-SP_COOL | 0 |  |  |  |  | 50 | 50 | 0 | 0 | 0 | 0 | 270 |  | kWh | 0.3564 | 0 | Residential | [7 empty] | 3 | 0.78 |  |  |  | 1 | 1 | 0 | 0 | 0 | 0 | 0 | 0 | 0 | 0 | 0 | 0 | 2009 Qtr 1: 0; 2009 Qtr 2: 0; 2009 Qtr 3: 0; 2009 Qtr 4: 1; 2010 Qtr 1: 0; 2010 Qtr 2: 0; 2010 Qtr 3: 0; 2010 Qtr 4: 0; 2011 Qtr 1: 0; 2011 Qtr 2: 0; 2011 Qtr 3: 0; 2011 Qtr 4: 0 | 1
0 | 267010-Duct Sealing (Total Leakage Reduced from 40% of AHU flow to 12%) Resid SF CZ10 Vint04 |  | System | Residential | 26-SFM-ResidentialSingleFamily-SP_COOL | 0 |  |  |  |  | 106.8728 | 200 | 0 | 0 | 0 | -93.1272 | 181.333 |  | kWh | 0.24097 | 10.7341 | Residential |  | Winter Only | [5 empty] | 18 | 0.78 |  |  |  | 0 | 2 | 0 | 0 | 0 | 0 | 0 | 0 | 0 | 0 | 0 | 0 | 2009 Qtr 1: 0; 2009 Qtr 2: 0; 2009 Qtr 3: 0; 2009 Qtr 4: 2; 2010 Qtr 1: 0; 2010 Qtr 2: 0; 2010 Qtr 3: 0; 2010 Qtr 4: 0; 2011 Qtr 1: 0; 2011 Qtr 2: 0; 2011 Qtr 3: 0; 2011 Qtr 4: 0 | 2
0 | 267010-Duct Sealing (Total Leakage Reduced from 40% of AHU flow to 12%) Resid SF CZ10 Vint04 |  | System | Residential | 26-SFM-ResidentialSingleFamily-SP_COOL | 0 |  |  |  |  | 106.8728 | 380 | 0 | 0 | 0 | -273.1272 | 181.333 |  | kWh | 0.24097 | 10.7341 | Residential |  | Winter Only | [5 empty] | 18 | 0.78 |  |  |  | 0 | 1 | 0 | 0 | 0 | 0 | 0 | 0 | 0 | 0 | 0 | 0 | 2009 Qtr 1: 0; 2009 Qtr 2: 0; 2009 Qtr 3: 0; 2009 Qtr 4: 1; 2010 Qtr 1: 0; 2010 Qtr 2: 0; 2010 Qtr 3: 0; 2010 Qtr 4: 0; 2011 Qtr 1: 0; 2011 Qtr 2: 0; 2011 Qtr 3: 0; 2011 Qtr 4: 0 | 1
0 | 267010-Duct Sealing (Total Leakage Reduced from 40% of AHU flow to 12%) Resid SF CZ10 Vint04 |  | System | Residential | 26-SFM-ResidentialSingleFamily-SP_COOL | 0 |  |  |  |  | 106.8728 | 380 | 0 | 0 | 0 | -273.1272 | 181.333 |  | kWh | 0.24097 | 10.7341 | Residential |  | Winter Only | [5 empty] | 18 | 0.78 |  |  |  | 0 | 1 | 0 | 0 | 0 | 0 | 0 | 0 | 0 | 0 | 0 | 0 | 2009 Qtr 1: 0; 2009 Qtr 2: 0; 2009 Qtr 3: 0; 2009 Qtr 4: 1; 2010 Qtr 1: 0; 2010 Qtr 2: 0; 2010 Qtr 3: 0; 2010 Qtr 4: 0; 2011 Qtr 1: 0; 2011 Qtr 2: 0; 2011 Qtr 3: 0; 2011 Qtr 4: 0 | 1
0 | 267010-Duct Sealing (Total Leakage Reduced from 40% of AHU flow to 12%) Resid SF CZ10 Vint04 |  | System | Residential | 26-SFM-ResidentialSingleFamily-SP_COOL | 0 |  |  |  |  | 106.8728 | 340 | 0 | 0 | 0 | -233.1272 | 181.333 |  | kWh | 0.24097 | 10.7341 | Residential |  | Winter Only | [5 empty] | 18 | 0.78 |  |  |  | 0 | 1 | 0 | 0 | 0 | 0 | 0 | 0 | 0 | 0 | 0 | 0 | 2009 Qtr 1: 0; 2009 Qtr 2: 0; 2009 Qtr 3: 0; 2009 Qtr 4: 1; 2010 Qtr 1: 0; 2010 Qtr 2: 0; 2010 Qtr 3: 0; 2010 Qtr 4: 0; 2011 Qtr 1: 0; 2011 Qtr 2: 0; 2011 Qtr 3: 0; 2011 Qtr 4: 0 | 1
0 | 267010-Duct Sealing (Total Leakage Reduced from 40% of AHU flow to 12%) Resid SF CZ10 Vint04 |  | System | Residential | 26-SFM-ResidentialSingleFamily-SP_COOL | 0 |  |  |  |  | 106.8728 | 240 | 0 | 0 | 0 | -133.1272 | 181.333 |  | kWh | 0.24097 | 10.7341 | Residential |  | Winter Only | [5 empty] | 18 | 0.78 |  |  |  | 0 | 1 | 0 | 0 | 0 | 0 | 0 | 0 | 0 | 0 | 0 | 0 | 2009 Qtr 1: 0; 2009 Qtr 2: 0; 2009 Qtr 3: 0; 2009 Qtr 4: 1; 2010 Qtr 1: 0; 2010 Qtr 2: 0; 2010 Qtr 3: 0; 2010 Qtr 4: 0; 2011 Qtr 1: 0; 2011 Qtr 2: 0; 2011 Qtr 3: 0; 2011 Qtr 4: 0 | 1
0 | 267010-Duct Sealing (Total Leakage Reduced from 40% of AHU flow to 12%) Resid SF CZ10 Vint04 |  | System | Residential | 26-SFM-ResidentialSingleFamily-SP_COOL | 0 |  |  |  |  | 106.8728 | 251 | 0 | 0 | 0 | -144.1272 | 181.333 |  | kWh | 0.24097 | 10.7341 | Residential |  | Winter Only | [5 empty] | 18 | 0.78 |  |  |  | 0 | 2 | 0 | 0 | 0 | 0 | 0 | 0 | 0 | 0 | 0 | 0 | 2009 Qtr 1: 0; 2009 Qtr 2: 0; 2009 Qtr 3: 0; 2009 Qtr 4: 2; 2010 Qtr 1: 0; 2010 Qtr 2: 0; 2010 Qtr 3: 0; 2010 Qtr 4: 0; 2011 Qtr 1: 0; 2011 Qtr 2: 0; 2011 Qtr 3: 0; 2011 Qtr 4: 0 | 2
0 | 267010-Duct Sealing (Total Leakage Reduced from 40% of AHU flow to 12%) Resid SF CZ10 Vint04 |  | System | Residential | 26-SFM-ResidentialSingleFamily-SP_COOL | 0 |  |  |  |  | 106.8728 | 340 | 0 | 0 | 0 | -233.1272 | 181.333 |  | kWh | 0.24097 | 10.7341 | Residential |  | Winter Only | [5 empty] | 18 | 0.78 |  |  |  | 0 | 1 | 0 | 0 | 0 | 0 | 0 | 0 | 0 | 0 | 0 | 0 | 2009 Qtr 1: 0; 2009 Qtr 2: 0; 2009 Qtr 3: 0; 2009 Qtr 4: 1; 2010 Qtr 1: 0; 2010 Qtr 2: 0; 2010 Qtr 3: 0; 2010 Qtr 4: 0; 2011 Qtr 1: 0; 2011 Qtr 2: 0; 2011 Qtr 3: 0; 2011 Qtr 4: 0 | 1
0 | 267009-Duct Sealing (Total Leakage Reduced from 40% of AHU flow to 12%) Resid SF CZ10 Vint03 |  | System | Residential | 26-SFM-ResidentialSingleFamily-SP_COOL | 0 |  |  |  |  | 106.2381 | 380 | 0 | 0 | 0 | -273.7619 | 234.764 |  | kWh | 0.17708 | 21.4199 | Residential |  | Winter Only | [5 empty] | 18 | 0.78 |  |  |  | 0.5 | 1 | 0 | 0 | 0 | 0 | 0 | 0 | 0 | 0 | 0 | 0 | 2009 Qtr 1: 0; 2009 Qtr 2: 0; 2009 Qtr 3: 0; 2009 Qtr 4: 1; 2010 Qtr 1: 0; 2010 Qtr 2: 0; 2010 Qtr 3: 0; 2010 Qtr 4: 0; 2011 Qtr 1: 0; 2011 Qtr 2: 0; 2011 Qtr 3: 0; 2011 Qtr 4: 0 | 1
0 | 267010-Duct Sealing (Total Leakage Reduced from 40% of AHU flow to 12%) Resid SF CZ10 Vint04 |  | System | Residential | 26-SFM-ResidentialSingleFamily-SP_COOL | 0 |  |  |  |  | 106.8728 | 320 | 0 | 0 | 0 | -213.1272 | 181.333 |  | kWh | 0.24097 | 10.7341 | Residential |  | Winter Only | [5 empty] | 18 | 0.78 |  |  |  | 0 | 1 | 0 | 0 | 0 | 0 | 0 | 0 | 0 | 0 | 0 | 0 | 2009 Qtr 1: 0; 2009 Qtr 2: 0; 2009 Qtr 3: 0; 2009 Qtr 4: 1; 2010 Qtr 1: 0; 2010 Qtr 2: 0; 2010 Qtr 3: 0; 2010 Qtr 4: 0; 2011 Qtr 1: 0; 2011 Qtr 2: 0; 2011 Qtr 3: 0; 2011 Qtr 4: 0 | 1
0 | 267010-Duct Sealing (Total Leakage Reduced from 40% of AHU flow to 12%) Resid SF CZ10 Vint04 |  | System | Residential | 26-SFM-ResidentialSingleFamily-SP_COOL | 0 |  |  |  |  | 106.8728 | 200 | 0 | 0 | 0 | -93.1272 | 181.333 |  | kWh | 0.24097 | 10.7341 | Residential |  | Winter Only | [5 empty] | 18 | 0.78 |  |  |  | 0 | 1 | 0 | 0 | 0 | 0 | 0 | 0 | 0 | 0 | 0 | 0 | 2009 Qtr 1: 0; 2009 Qtr 2: 0; 2009 Qtr 3: 0; 2009 Qtr 4: 1; 2010 Qtr 1: 0; 2010 Qtr 2: 0; 2010 Qtr 3: 0; 2010 Qtr 4: 0; 2011 Qtr 1: 0; 2011 Qtr 2: 0; 2011 Qtr 3: 0; 2011 Qtr 4: 0 | 1
0 | 267010-Duct Sealing (Total Leakage Reduced from 40% of AHU flow to 12%) Resid SF CZ10 Vint04 |  | System | Residential | 26-SFM-ResidentialSingleFamily-SP_COOL | 0 |  |  |  |  | 106.8728 | 270 | 0 | 0 | 0 | -163.1272 | 181.333 |  | kWh | 0.24097 | 10.7341 | Residential |  | Winter Only | [5 empty] | 18 | 0.78 |  |  |  | 0 | 2 | 0 | 0 | 0 | 0 | 0 | 0 | 0 | 0 | 0 | 0 | 2009 Qtr 1: 0; 2009 Qtr 2: 0; 2009 Qtr 3: 0; 2009 Qtr 4: 2; 2010 Qtr 1: 0; 2010 Qtr 2: 0; 2010 Qtr 3: 0; 2010 Qtr 4: 0; 2011 Qtr 1: 0; 2011 Qtr 2: 0; 2011 Qtr 3: 0; 2011 Qtr 4: 0 | 2
0 | 267009-Duct Sealing (Total Leakage Reduced from 40% of AHU flow to 12%) Resid SF CZ10 Vint03 |  | System | Residential | 26-SFM-ResidentialSingleFamily-SP_COOL | 0 |  |  |  |  | 106.2381 | 270 | 0 | 0 | 0 | -163.7619 | 234.764 |  | kWh | 0.17708 | 21.4199 | Residential |  | Winter Only | [5 empty] | 18 | 0.78 |  |  |  | 0.5 | 2 | 0 | 0 | 0 | 0 | 0 | 0 | 0 | 0 | 0 | 0 | 2009 Qtr 1: 0; 2009 Qtr 2: 0; 2009 Qtr 3: 0; 2009 Qtr 4: 2; 2010 Qtr 1: 0; 2010 Qtr 2: 0; 2010 Qtr 3: 0; 2010 Qtr 4: 0; 2011 Qtr 1: 0; 2011 Qtr 2: 0; 2011 Qtr 3: 0; 2011 Qtr 4: 0 | 2
0 | 267029-Commercial HVAC Diagnostic/Tune-up Com All CZ07 VintAll |  | System | Commercial | 01-ALC-AllCommercial-Cooling | 0 |  |  |  |  | 72.1918 | 82.5373 | 0 | 0 | 0 | -10.3455 | 60.0094 |  | kWh | 0.046765 | 0 | Commercial | [7 empty] | 10 | 0.85 |  |  |  | 1 | 3.35 | 0 | 0 | 0 | 0 | 0 | 0 | 0 | 0 | 0 | 0 | 2009 Qtr 1: 0; 2009 Qtr 2: 0; 2009 Qtr 3: 0; 2009 Qtr 4: 3.35; 2010 Qtr 1: 0; 2010 Qtr 2: 0; 2010 Qtr 3: 0; 2010 Qtr 4: 0; 2011 Qtr 1: 0; 2011 Qtr 2: 0; 2011 Qtr 3: 0; 2011 Qtr 4: 0 | 3.35
0 | 267044-Commercial Condensor Coil Cleaning (all units - savings at 50% of DEER) Com All CZ07 VintAll |  | System | Commercial | 01-ALC-AllCommercial-Cooling | 0 |  |  |  |  | 9.9998 | 10 | 0 | 0 | 0 | -0.0002249 | 60 |  | kWh | 0.047 | 0 | Commercial | [7 empty] | 3 | 0.78 |  |  |  | 1 | 5 | 0 | 0 | 0 | 0 | 0 | 0 | 0 | 0 | 0 | 0 | 2009 Qtr 1: 0; 2009 Qtr 2: 0; 2009 Qtr 3: 0; 2009 Qtr 4: 5; 2010 Qtr 1: 0; 2010 Qtr 2: 0; 2010 Qtr 3: 0; 2010 Qtr 4: 0; 2011 Qtr 1: 0; 2011 Qtr 2: 0; 2011 Qtr 3: 0; 2011 Qtr 4: 0 | 5
0 | 267029-Commercial HVAC Diagnostic/Tune-up Com All CZ07 VintAll |  | System | Commercial | 01-ALC-AllCommercial-Cooling | 0 |  |  |  |  | 72.1918 | 82.5373 | 0 | 0 | 0 | -10.3455 | 60.0094 |  | kWh | 0.046765 | 0 | Commercial | [7 empty] | 10 | 0.85 |  |  |  | 1 | 2.68 | 0 | 0 | 0 | 0 | 0 | 0 | 0 | 0 | 0 | 0 | 2009 Qtr 1: 0; 2009 Qtr 2: 0; 2009 Qtr 3: 0; 2009 Qtr 4: 2.68; 2010 Qtr 1: 0; 2010 Qtr 2: 0; 2010 Qtr 3: 0; 2010 Qtr 4: 0; 2011 Qtr 1: 0; 2011 Qtr 2: 0; 2011 Qtr 3: 0; 2011 Qtr 4: 0 | 2.68
0 | 267044-Commercial Condensor Coil Cleaning (all units - savings at 50% of DEER) Com All CZ07 VintAll |  | System | Commercial | 01-ALC-AllCommercial-Cooling | 0 |  |  |  |  | 9.9998 | 10 | 0 | 0 | 0 | -0.0002249 | 60 |  | kWh | 0.047 | 0 | Commercial | [7 empty] | 3 | 0.78 |  |  |  | 1 | 4 | 0 | 0 | 0 | 0 | 0 | 0 | 0 | 0 | 0 | 0 | 2009 Qtr 1: 0; 2009 Qtr 2: 0; 2009 Qtr 3: 0; 2009 Qtr 4: 4; 2010 Qtr 1: 0; 2010 Qtr 2: 0; 2010 Qtr 3: 0; 2010 Qtr 4: 0; 2011 Qtr 1: 0; 2011 Qtr 2: 0; 2011 Qtr 3: 0; 2011 Qtr 4: 0 | 4
0 | 267029-Commercial HVAC Diagnostic/Tune-up Com All CZ07 VintAll |  | System | Commercial | 01-ALC-AllCommercial-Cooling | 0 |  |  |  |  | 72.1918 | 82.5373 | 0 | 0 | 0 | -10.3455 | 60.0094 |  | kWh | 0.046765 | 0 | Commercial | [7 empty] | 10 | 0.85 |  |  |  | 1 | 3.35 | 0 | 0 | 0 | 0 | 0 | 0 | 0 | 0 | 0 | 0 | 2009 Qtr 1: 0; 2009 Qtr 2: 0; 2009 Qtr 3: 0; 2009 Qtr 4: 3.35; 2010 Qtr 1: 0; 2010 Qtr 2: 0; 2010 Qtr 3: 0; 2010 Qtr 4: 0; 2011 Qtr 1: 0; 2011 Qtr 2: 0; 2011 Qtr 3: 0; 2011 Qtr 4: 0 | 3.35
0 | 267044-Commercial Condensor Coil Cleaning (all units - savings at 50% of DEER) Com All CZ07 VintAll |  | System | Commercial | 01-ALC-AllCommercial-Cooling | 0 |  |  |  |  | 9.9998 | 10 | 0 | 0 | 0 | -0.0002249 | 60 |  | kWh | 0.047 | 0 | Commercial | [7 empty] | 3 | 0.78 |  |  |  | 1 | 5 | 0 | 0 | 0 | 0 | 0 | 0 | 0 | 0 | 0 | 0 | 2009 Qtr 1: 0; 2009 Qtr 2: 0; 2009 Qtr 3: 0; 2009 Qtr 4: 5; 2010 Qtr 1: 0; 2010 Qtr 2: 0; 2010 Qtr 3: 0; 2010 Qtr 4: 0; 2011 Qtr 1: 0; 2011 Qtr 2: 0; 2011 Qtr 3: 0; 2011 Qtr 4: 0 | 5
0 | 267029-Commercial HVAC Diagnostic/Tune-up Com All CZ07 VintAll |  | System | Commercial | 01-ALC-AllCommercial-Cooling | 0 |  |  |  |  | 72.1918 | 82.5373 | 0 | 0 | 0 | -10.3455 | 60.0094 |  | kWh | 0.046765 | 0 | Commercial | [7 empty] | 10 | 0.85 |  |  |  | 1 | 3.35 | 0 | 0 | 0 | 0 | 0 | 0 | 0 | 0 | 0 | 0 | 2009 Qtr 1: 0; 2009 Qtr 2: 0; 2009 Qtr 3: 0; 2009 Qtr 4: 3.35; 2010 Qtr 1: 0; 2010 Qtr 2: 0; 2010 Qtr 3: 0; 2010 Qtr 4: 0; 2011 Qtr 1: 0; 2011 Qtr 2: 0; 2011 Qtr 3: 0; 2011 Qtr 4: 0 | 3.35
0 | 267044-Commercial Condensor Coil Cleaning (all units - savings at 50% of DEER) Com All CZ07 VintAll |  | System | Commercial | 01-ALC-AllCommercial-Cooling | 0 |  |  |  |  | 9.9998 | 10 | 0 | 0 | 0 | -0.0002249 | 60 |  | kWh | 0.047 | 0 | Commercial | [7 empty] | 3 | 0.78 |  |  |  | 1 | 5 | 0 | 0 | 0 | 0 | 0 | 0 | 0 | 0 | 0 | 0 | 2009 Qtr 1: 0; 2009 Qtr 2: 0; 2009 Qtr 3: 0; 2009 Qtr 4: 5; 2010 Qtr 1: 0; 2010 Qtr 2: 0; 2010 Qtr 3: 0; 2010 Qtr 4: 0; 2011 Qtr 1: 0; 2011 Qtr 2: 0; 2011 Qtr 3: 0; 2011 Qtr 4: 0 | 5
0 | 267029-Commercial HVAC Diagnostic/Tune-up Com All CZ07 VintAll |  | System | Commercial | 01-ALC-AllCommercial-Cooling | 0 |  |  |  |  | 72.1918 | 82.5373 | 0 | 0 | 0 | -10.3455 | 60.0094 |  | kWh | 0.046765 | 0 | Commercial | [7 empty] | 10 | 0.85 |  |  |  | 1 | 3.35 | 0 | 0 | 0 | 0 | 0 | 0 | 0 | 0 | 0 | 0 | 2009 Qtr 1: 0; 2009 Qtr 2: 0; 2009 Qtr 3: 0; 2009 Qtr 4: 3.35; 2010 Qtr 1: 0; 2010 Qtr 2: 0; 2010 Qtr 3: 0; 2010 Qtr 4: 0; 2011 Qtr 1: 0; 2011 Qtr 2: 0; 2011 Qtr 3: 0; 2011 Qtr 4: 0 | 3.35
0 | 267044-Commercial Condensor Coil Cleaning (all units - savings at 50% of DEER) Com All CZ07 VintAll |  | System | Commercial | 01-ALC-AllCommercial-Cooling | 0 |  |  |  |  | 9.9998 | 10 | 0 | 0 | 0 | -0.0002249 | 60 |  | kWh | 0.047 | 0 | Commercial | [7 empty] | 3 | 0.78 |  |  |  | 1 | 5 | 0 | 0 | 0 | 0 | 0 | 0 | 0 | 0 | 0 | 0 | 2009 Qtr 1: 0; 2009 Qtr 2: 0; 2009 Qtr 3: 0; 2009 Qtr 4: 5; 2010 Qtr 1: 0; 2010 Qtr 2: 0; 2010 Qtr 3: 0; 2010 Qtr 4: 0; 2011 Qtr 1: 0; 2011 Qtr 2: 0; 2011 Qtr 3: 0; 2011 Qtr 4: 0 | 5
0 | 267029-Commercial HVAC Diagnostic/Tune-up Com All CZ07 VintAll |  | System | Commercial | 01-ALC-AllCommercial-Cooling | 0 |  |  |  |  | 72.1918 | 82.5373 | 0 | 0 | 0 | -10.3455 | 60.0094 |  | kWh | 0.046765 | 0 | Commercial | [7 empty] | 10 | 0.85 |  |  |  | 1 | 3.35 | 0 | 0 | 0 | 0 | 0 | 0 | 0 | 0 | 0 | 0 | 2009 Qtr 1: 0; 2009 Qtr 2: 0; 2009 Qtr 3: 0; 2009 Qtr 4: 3.35; 2010 Qtr 1: 0; 2010 Qtr 2: 0; 2010 Qtr 3: 0; 2010 Qtr 4: 0; 2011 Qtr 1: 0; 2011 Qtr 2: 0; 2011 Qtr 3: 0; 2011 Qtr 4: 0 | 3.35
0 | 267044-Commercial Condensor Coil Cleaning (all units - savings at 50% of DEER) Com All CZ07 VintAll |  | System | Commercial | 01-ALC-AllCommercial-Cooling | 0 |  |  |  |  | 9.9998 | 10 | 0 | 0 | 0 | -0.0002249 | 60 |  | kWh | 0.047 | 0 | Commercial | [7 empty] | 3 | 0.78 |  |  |  | 1 | 5 | 0 | 0 | 0 | 0 | 0 | 0 | 0 | 0 | 0 | 0 | 2009 Qtr 1: 0; 2009 Qtr 2: 0; 2009 Qtr 3: 0; 2009 Qtr 4: 5; 2010 Qtr 1: 0; 2010 Qtr 2: 0; 2010 Qtr 3: 0; 2010 Qtr 4: 0; 2011 Qtr 1: 0; 2011 Qtr 2: 0; 2011 Qtr 3: 0; 2011 Qtr 4: 0 | 5
0 | 267029-Commercial HVAC Diagnostic/Tune-up Com All CZ07 VintAll |  | System | Commercial | 01-ALC-AllCommercial-Cooling | 0 |  |  |  |  | 72.1918 | 82.5373 | 0 | 0 | 0 | -10.3455 | 60.0094 |  | kWh | 0.046765 | 0 | Commercial | [7 empty] | 10 | 0.85 |  |  |  | 1 | 3.35 | 0 | 0 | 0 | 0 | 0 | 0 | 0 | 0 | 0 | 0 | 2009 Qtr 1: 0; 2009 Qtr 2: 0; 2009 Qtr 3: 0; 2009 Qtr 4: 3.35; 2010 Qtr 1: 0; 2010 Qtr 2: 0; 2010 Qtr 3: 0; 2010 Qtr 4: 0; 2011 Qtr 1: 0; 2011 Qtr 2: 0; 2011 Qtr 3: 0; 2011 Qtr 4: 0 | 3.35
0 | 267044-Commercial Condensor Coil Cleaning (all units - savings at 50% of DEER) Com All CZ07 VintAll |  | System | Commercial | 01-ALC-AllCommercial-Cooling | 0 |  |  |  |  | 9.9998 | 10 | 0 | 0 | 0 | -0.0002249 | 60 |  | kWh | 0.047 | 0 | Commercial | [7 empty] | 3 | 0.78 |  |  |  | 1 | 5 | 0 | 0 | 0 | 0 | 0 | 0 | 0 | 0 | 0 | 0 | 2009 Qtr 1: 0; 2009 Qtr 2: 0; 2009 Qtr 3: 0; 2009 Qtr 4: 5; 2010 Qtr 1: 0; 2010 Qtr 2: 0; 2010 Qtr 3: 0; 2010 Qtr 4: 0; 2011 Qtr 1: 0; 2011 Qtr 2: 0; 2011 Qtr 3: 0; 2011 Qtr 4: 0 | 5
0 | 267029-Commercial HVAC Diagnostic/Tune-up Com All CZ07 VintAll |  | System | Commercial | 01-ALC-AllCommercial-Cooling | 0 |  |  |  |  | 72.1918 | 96.2935 | 0 | 0 | 0 | -24.1017 | 60.0094 |  | kWh | 0.046765 | 0 | Commercial | [7 empty] | 10 | 0.85 |  |  |  | 1 | 2.01 | 0 | 0 | 0 | 0 | 0 | 0 | 0 | 0 | 0 | 0 | 2009 Qtr 1: 0; 2009 Qtr 2: 0; 2009 Qtr 3: 0; 2009 Qtr 4: 2.01; 2010 Qtr 1: 0; 2010 Qtr 2: 0; 2010 Qtr 3: 0; 2010 Qtr 4: 0; 2011 Qtr 1: 0; 2011 Qtr 2: 0; 2011 Qtr 3: 0; 2011 Qtr 4: 0 | 2.01
0 | 267044-Commercial Condensor Coil Cleaning (all units - savings at 50% of DEER) Com All CZ07 VintAll |  | System | Commercial | 01-ALC-AllCommercial-Cooling | 0 |  |  |  |  | 9.9998 | 11.6667 | 0 | 0 | 0 | -1.6669 | 60 |  | kWh | 0.047 | 0 | Commercial | [7 empty] | 3 | 0.78 |  |  |  | 1 | 3 | 0 | 0 | 0 | 0 | 0 | 0 | 0 | 0 | 0 | 0 | 2009 Qtr 1: 0; 2009 Qtr 2: 0; 2009 Qtr 3: 0; 2009 Qtr 4: 3; 2010 Qtr 1: 0; 2010 Qtr 2: 0; 2010 Qtr 3: 0; 2010 Qtr 4: 0; 2011 Qtr 1: 0; 2011 Qtr 2: 0; 2011 Qtr 3: 0; 2011 Qtr 4: 0 | 3
0 | 267029-Commercial HVAC Diagnostic/Tune-up Com All CZ07 VintAll |  | System | Commercial | 01-ALC-AllCommercial-Cooling | 0 |  |  |  |  | 72.1918 | 82.5373 | 0 | 0 | 0 | -10.3455 | 60.0094 |  | kWh | 0.046765 | 0 | Commercial | [7 empty] | 10 | 0.85 |  |  |  | 1 | 3.35 | 0 | 0 | 0 | 0 | 0 | 0 | 0 | 0 | 0 | 0 | 2009 Qtr 1: 0; 2009 Qtr 2: 0; 2009 Qtr 3: 0; 2009 Qtr 4: 3.35; 2010 Qtr 1: 0; 2010 Qtr 2: 0; 2010 Qtr 3: 0; 2010 Qtr 4: 0; 2011 Qtr 1: 0; 2011 Qtr 2: 0; 2011 Qtr 3: 0; 2011 Qtr 4: 0 | 3.35
0 | 267044-Commercial Condensor Coil Cleaning (all units - savings at 50% of DEER) Com All CZ07 VintAll |  | System | Commercial | 01-ALC-AllCommercial-Cooling | 0 |  |  |  |  | 9.9998 | 10 | 0 | 0 | 0 | -0.0002249 | 60 |  | kWh | 0.047 | 0 | Commercial | [7 empty] | 3 | 0.78 |  |  |  | 1 | 5 | 0 | 0 | 0 | 0 | 0 | 0 | 0 | 0 | 0 | 0 | 2009 Qtr 1: 0; 2009 Qtr 2: 0; 2009 Qtr 3: 0; 2009 Qtr 4: 5; 2010 Qtr 1: 0; 2010 Qtr 2: 0; 2010 Qtr 3: 0; 2010 Qtr 4: 0; 2011 Qtr 1: 0; 2011 Qtr 2: 0; 2011 Qtr 3: 0; 2011 Qtr 4: 0 | 5
0 | 267029-Commercial HVAC Diagnostic/Tune-up Com All CZ07 VintAll |  | System | Commercial | 01-ALC-AllCommercial-Cooling | 0 |  |  |  |  | 72.1918 | 82.5373 | 0 | 0 | 0 | -10.3455 | 60.0094 |  | kWh | 0.046765 | 0 | Commercial | [7 empty] | 10 | 0.85 |  |  |  | 1 | 3.35 | 0 | 0 | 0 | 0 | 0 | 0 | 0 | 0 | 0 | 0 | 2009 Qtr 1: 0; 2009 Qtr 2: 0; 2009 Qtr 3: 0; 2009 Qtr 4: 3.35; 2010 Qtr 1: 0; 2010 Qtr 2: 0; 2010 Qtr 3: 0; 2010 Qtr 4: 0; 2011 Qtr 1: 0; 2011 Qtr 2: 0; 2011 Qtr 3: 0; 2011 Qtr 4: 0 | 3.35
0 | 267044-Commercial Condensor Coil Cleaning (all units - savings at 50% of DEER) Com All CZ07 VintAll |  | System | Commercial | 01-ALC-AllCommercial-Cooling | 0 |  |  |  |  | 9.9998 | 10 | 0 | 0 | 0 | -0.0002249 | 60 |  | kWh | 0.047 | 0 | Commercial | [7 empty] | 3 | 0.78 |  |  |  | 1 | 5 | 0 | 0 | 0 | 0 | 0 | 0 | 0 | 0 | 0 | 0 | 2009 Qtr 1: 0; 2009 Qtr 2: 0; 2009 Qtr 3: 0; 2009 Qtr 4: 5; 2010 Qtr 1: 0; 2010 Qtr 2: 0; 2010 Qtr 3: 0; 2010 Qtr 4: 0; 2011 Qtr 1: 0; 2011 Qtr 2: 0; 2011 Qtr 3: 0; 2011 Qtr 4: 0 | 5
0 | 267029-Commercial HVAC Diagnostic/Tune-up Com All CZ07 VintAll |  | System | Commercial | 01-ALC-AllCommercial-Cooling | 0 |  |  |  |  | 72.1918 | 82.5373 | 0 | 0 | 0 | -10.3455 | 60.0094 |  | kWh | 0.046765 | 0 | Commercial | [7 empty] | 10 | 0.85 |  |  |  | 1 | 1.34 | 0 | 0 | 0 | 0 | 0 | 0 | 0 | 0 | 0 | 0 | 2009 Qtr 1: 0; 2009 Qtr 2: 0; 2009 Qtr 3: 0; 2009 Qtr 4: 1.34; 2010 Qtr 1: 0; 2010 Qtr 2: 0; 2010 Qtr 3: 0; 2010 Qtr 4: 0; 2011 Qtr 1: 0; 2011 Qtr 2: 0; 2011 Qtr 3: 0; 2011 Qtr 4: 0 | 1.34
0 | 267044-Commercial Condensor Coil Cleaning (all units - savings at 50% of DEER) Com All CZ07 VintAll |  | System | Commercial | 01-ALC-AllCommercial-Cooling | 0 |  |  |  |  | 9.9998 | 10 | 0 | 0 | 0 | -0.0002249 | 60 |  | kWh | 0.047 | 0 | Commercial | [7 empty] | 3 | 0.78 |  |  |  | 1 | 2 | 0 | 0 | 0 | 0 | 0 | 0 | 0 | 0 | 0 | 0 | 2009 Qtr 1: 0; 2009 Qtr 2: 0; 2009 Qtr 3: 0; 2009 Qtr 4: 2; 2010 Qtr 1: 0; 2010 Qtr 2: 0; 2010 Qtr 3: 0; 2010 Qtr 4: 0; 2011 Qtr 1: 0; 2011 Qtr 2: 0; 2011 Qtr 3: 0; 2011 Qtr 4: 0 | 2
0 | 267029-Commercial HVAC Diagnostic/Tune-up Com All CZ07 VintAll |  | System | Commercial | 01-ALC-AllCommercial-Cooling | 0 |  |  |  |  | 72.1918 | 123.806 | 0 | 0 | 0 | -51.6142 | 60.0094 |  | kWh | 0.046765 | 0 | Commercial | [7 empty] | 10 | 0.85 |  |  |  | 1 | 0.67 | 0 | 0 | 0 | 0 | 0 | 0 | 0 | 0 | 0 | 0 | 2009 Qtr 1: 0; 2009 Qtr 2: 0; 2009 Qtr 3: 0; 2009 Qtr 4: 0.67; 2010 Qtr 1: 0; 2010 Qtr 2: 0; 2010 Qtr 3: 0; 2010 Qtr 4: 0; 2011 Qtr 1: 0; 2011 Qtr 2: 0; 2011 Qtr 3: 0; 2011 Qtr 4: 0 | 0.67
0 | 267044-Commercial Condensor Coil Cleaning (all units - savings at 50% of DEER) Com All CZ07 VintAll |  | System | Commercial | 01-ALC-AllCommercial-Cooling | 0 |  |  |  |  | 9.9998 | 15 | 0 | 0 | 0 | -5.0002 | 60 |  | kWh | 0.047 | 0 | Commercial | [7 empty] | 3 | 0.78 |  |  |  | 1 | 1 | 0 | 0 | 0 | 0 | 0 | 0 | 0 | 0 | 0 | 0 | 2009 Qtr 1: 0; 2009 Qtr 2: 0; 2009 Qtr 3: 0; 2009 Qtr 4: 1; 2010 Qtr 1: 0; 2010 Qtr 2: 0; 2010 Qtr 3: 0; 2010 Qtr 4: 0; 2011 Qtr 1: 0; 2011 Qtr 2: 0; 2011 Qtr 3: 0; 2011 Qtr 4: 0 | 1
0 | 267044-Commercial Condensor Coil Cleaning (all units - savings at 50% of DEER) Com All CZ07 VintAll |  | System | Commercial | 01-ALC-AllCommercial-Cooling | 0 |  |  |  |  | 9.9998 | 10 | 0 | 0 | 0 | -0.0002249 | 60 |  | kWh | 0.047 | 0 | Commercial | [7 empty] | 3 | 0.78 |  |  |  | 1 | 3 | 0 | 0 | 0 | 0 | 0 | 0 | 0 | 0 | 0 | 0 | 2009 Qtr 1: 0; 2009 Qtr 2: 0; 2009 Qtr 3: 0; 2009 Qtr 4: 3; 2010 Qtr 1: 0; 2010 Qtr 2: 0; 2010 Qtr 3: 0; 2010 Qtr 4: 0; 2011 Qtr 1: 0; 2011 Qtr 2: 0; 2011 Qtr 3: 0; 2011 Qtr 4: 0 | 3
0 | 267029-Commercial HVAC Diagnostic/Tune-up Com All CZ07 VintAll |  | System | Commercial | 01-ALC-AllCommercial-Cooling | 0 |  |  |  |  | 72.1918 | 82.5373 | 0 | 0 | 0 | -10.3455 | 60.0094 |  | kWh | 0.046765 | 0 | Commercial | [7 empty] | 10 | 0.85 |  |  |  | 1 | 2.68 | 0 | 0 | 0 | 0 | 0 | 0 | 0 | 0 | 0 | 0 | 2009 Qtr 1: 0; 2009 Qtr 2: 0; 2009 Qtr 3: 0; 2009 Qtr 4: 2.68; 2010 Qtr 1: 0; 2010 Qtr 2: 0; 2010 Qtr 3: 0; 2010 Qtr 4: 0; 2011 Qtr 1: 0; 2011 Qtr 2: 0; 2011 Qtr 3: 0; 2011 Qtr 4: 0 | 2.68
0 | 267044-Commercial Condensor Coil Cleaning (all units - savings at 50% of DEER) Com All CZ07 VintAll |  | System | Commercial | 01-ALC-AllCommercial-Cooling | 0 |  |  |  |  | 9.9998 | 10 | 0 | 0 | 0 | -0.0002249 | 60 |  | kWh | 0.047 | 0 | Commercial | [7 empty] | 3 | 0.78 |  |  |  | 1 | 4 | 0 | 0 | 0 | 0 | 0 | 0 | 0 | 0 | 0 | 0 | 2009 Qtr 1: 0; 2009 Qtr 2: 0; 2009 Qtr 3: 0; 2009 Qtr 4: 4; 2010 Qtr 1: 0; 2010 Qtr 2: 0; 2010 Qtr 3: 0; 2010 Qtr 4: 0; 2011 Qtr 1: 0; 2011 Qtr 2: 0; 2011 Qtr 3: 0; 2011 Qtr 4: 0 | 4
0 | 267044-Commercial Condensor Coil Cleaning (all units - savings at 50% of DEER) Com All CZ07 VintAll |  | System | Commercial | 01-ALC-AllCommercial-Cooling | 0 |  |  |  |  | 9.9998 | 10 | 0 | 0 | 0 | -0.0002249 | 60 |  | kWh | 0.047 | 0 | Commercial | [7 empty] | 3 | 0.78 |  |  |  | 1 | 5 | 0 | 0 | 0 | 0 | 0 | 0 | 0 | 0 | 0 | 0 | 2009 Qtr 1: 0; 2009 Qtr 2: 0; 2009 Qtr 3: 0; 2009 Qtr 4: 5; 2010 Qtr 1: 0; 2010 Qtr 2: 0; 2010 Qtr 3: 0; 2010 Qtr 4: 0; 2011 Qtr 1: 0; 2011 Qtr 2: 0; 2011 Qtr 3: 0; 2011 Qtr 4: 0 | 5
0 | 267029-Commercial HVAC Diagnostic/Tune-up Com All CZ07 VintAll |  | System | Commercial | 01-ALC-AllCommercial-Cooling | 0 |  |  |  |  | 72.1918 | 82.5373 | 0 | 0 | 0 | -10.3455 | 60.0094 |  | kWh | 0.046765 | 0 | Commercial | [7 empty] | 10 | 0.85 |  |  |  | 1 | 2.68 | 0 | 0 | 0 | 0 | 0 | 0 | 0 | 0 | 0 | 0 | 2009 Qtr 1: 0; 2009 Qtr 2: 0; 2009 Qtr 3: 0; 2009 Qtr 4: 2.68; 2010 Qtr 1: 0; 2010 Qtr 2: 0; 2010 Qtr 3: 0; 2010 Qtr 4: 0; 2011 Qtr 1: 0; 2011 Qtr 2: 0; 2011 Qtr 3: 0; 2011 Qtr 4: 0 | 2.68
0 | 267044-Commercial Condensor Coil Cleaning (all units - savings at 50% of DEER) Com All CZ07 VintAll |  | System | Commercial | 01-ALC-AllCommercial-Cooling | 0 |  |  |  |  | 9.9998 | 10 | 0 | 0 | 0 | -0.0002249 | 60 |  | kWh | 0.047 | 0 | Commercial | [7 empty] | 3 | 0.78 |  |  |  | 1 | 4 | 0 | 0 | 0 | 0 | 0 | 0 | 0 | 0 | 0 | 0 | 2009 Qtr 1: 0; 2009 Qtr 2: 0; 2009 Qtr 3: 0; 2009 Qtr 4: 4; 2010 Qtr 1: 0; 2010 Qtr 2: 0; 2010 Qtr 3: 0; 2010 Qtr 4: 0; 2011 Qtr 1: 0; 2011 Qtr 2: 0; 2011 Qtr 3: 0; 2011 Qtr 4: 0 | 4
0 | 267029-Commercial HVAC Diagnostic/Tune-up Com All CZ07 VintAll |  | System | Commercial | 01-ALC-AllCommercial-Cooling | 0 |  |  |  |  | 72.1918 | 82.5373 | 0 | 0 | 0 | -10.3455 | 60.0094 |  | kWh | 0.046765 | 0 | Commercial | [7 empty] | 10 | 0.85 |  |  |  | 1 | 2.68 | 0 | 0 | 0 | 0 | 0 | 0 | 0 | 0 | 0 | 0 | 2009 Qtr 1: 0; 2009 Qtr 2: 0; 2009 Qtr 3: 0; 2009 Qtr 4: 2.68; 2010 Qtr 1: 0; 2010 Qtr 2: 0; 2010 Qtr 3: 0; 2010 Qtr 4: 0; 2011 Qtr 1: 0; 2011 Qtr 2: 0; 2011 Qtr 3: 0; 2011 Qtr 4: 0 | 2.68
0 | 267044-Commercial Condensor Coil Cleaning (all units - savings at 50% of DEER) Com All CZ07 VintAll |  | System | Commercial | 01-ALC-AllCommercial-Cooling | 0 |  |  |  |  | 9.9998 | 10 | 0 | 0 | 0 | -0.0002249 | 60 |  | kWh | 0.047 | 0 | Commercial | [7 empty] | 3 | 0.78 |  |  |  | 1 | 4 | 0 | 0 | 0 | 0 | 0 | 0 | 0 | 0 | 0 | 0 | 2009 Qtr 1: 0; 2009 Qtr 2: 0; 2009 Qtr 3: 0; 2009 Qtr 4: 4; 2010 Qtr 1: 0; 2010 Qtr 2: 0; 2010 Qtr 3: 0; 2010 Qtr 4: 0; 2011 Qtr 1: 0; 2011 Qtr 2: 0; 2011 Qtr 3: 0; 2011 Qtr 4: 0 | 4
0 | 267029-Commercial HVAC Diagnostic/Tune-up Com All CZ07 VintAll |  | System | Commercial | 01-ALC-AllCommercial-Cooling | 0 |  |  |  |  | 72.1918 | 82.5373 | 0 | 0 | 0 | -10.3455 | 60.0094 |  | kWh | 0.046765 | 0 | Commercial | [7 empty] | 10 | 0.85 |  |  |  | 1 | 2.68 | 0 | 0 | 0 | 0 | 0 | 0 | 0 | 0 | 0 | 0 | 2009 Qtr 1: 0; 2009 Qtr 2: 0; 2009 Qtr 3: 0; 2009 Qtr 4: 2.68; 2010 Qtr 1: 0; 2010 Qtr 2: 0; 2010 Qtr 3: 0; 2010 Qtr 4: 0; 2011 Qtr 1: 0; 2011 Qtr 2: 0; 2011 Qtr 3: 0; 2011 Qtr 4: 0 | 2.68
0 | 267044-Commercial Condensor Coil Cleaning (all units - savings at 50% of DEER) Com All CZ07 VintAll |  | System | Commercial | 01-ALC-AllCommercial-Cooling | 0 |  |  |  |  | 9.9998 | 10 | 0 | 0 | 0 | -0.0002249 | 60 |  | kWh | 0.047 | 0 | Commercial | [7 empty] | 3 | 0.78 |  |  |  | 1 | 4 | 0 | 0 | 0 | 0 | 0 | 0 | 0 | 0 | 0 | 0 | 2009 Qtr 1: 0; 2009 Qtr 2: 0; 2009 Qtr 3: 0; 2009 Qtr 4: 4; 2010 Qtr 1: 0; 2010 Qtr 2: 0; 2010 Qtr 3: 0; 2010 Qtr 4: 0; 2011 Qtr 1: 0; 2011 Qtr 2: 0; 2011 Qtr 3: 0; 2011 Qtr 4: 0 | 4
0 | 267029-Commercial HVAC Diagnostic/Tune-up Com All CZ07 VintAll |  | System | Commercial | 01-ALC-AllCommercial-Cooling | 0 |  |  |  |  | 72.1918 | 82.5373 | 0 | 0 | 0 | -10.3455 | 60.0094 |  | kWh | 0.046765 | 0 | Commercial | [7 empty] | 10 | 0.85 |  |  |  | 1 | 4.02 | 0 | 0 | 0 | 0 | 0 | 0 | 0 | 0 | 0 | 0 | 2009 Qtr 1: 0; 2009 Qtr 2: 0; 2009 Qtr 3: 0; 2009 Qtr 4: 4.02; 2010 Qtr 1: 0; 2010 Qtr 2: 0; 2010 Qtr 3: 0; 2010 Qtr 4: 0; 2011 Qtr 1: 0; 2011 Qtr 2: 0; 2011 Qtr 3: 0; 2011 Qtr 4: 0 | 4.02
0 | 267044-Commercial Condensor Coil Cleaning (all units - savings at 50% of DEER) Com All CZ07 VintAll |  | System | Commercial | 01-ALC-AllCommercial-Cooling | 0 |  |  |  |  | 9.9998 | 10 | 0 | 0 | 0 | -0.0002249 | 60 |  | kWh | 0.047 | 0 | Commercial | [7 empty] | 3 | 0.78 |  |  |  | 1 | 6 | 0 | 0 | 0 | 0 | 0 | 0 | 0 | 0 | 0 | 0 | 2009 Qtr 1: 0; 2009 Qtr 2: 0; 2009 Qtr 3: 0; 2009 Qtr 4: 6; 2010 Qtr 1: 0; 2010 Qtr 2: 0; 2010 Qtr 3: 0; 2010 Qtr 4: 0; 2011 Qtr 1: 0; 2011 Qtr 2: 0; 2011 Qtr 3: 0; 2011 Qtr 4: 0 | 6
0 | 267029-Commercial HVAC Diagnostic/Tune-up Com All CZ07 VintAll |  | System | Commercial | 01-ALC-AllCommercial-Cooling | 0 |  |  |  |  | 72.1918 | 82.5373 | 0 | 0 | 0 | -10.3455 | 60.0094 |  | kWh | 0.046765 | 0 | Commercial | [7 empty] | 10 | 0.85 |  |  |  | 1 | 4.02 | 0 | 0 | 0 | 0 | 0 | 0 | 0 | 0 | 0 | 0 | 2009 Qtr 1: 0; 2009 Qtr 2: 0; 2009 Qtr 3: 0; 2009 Qtr 4: 4.02; 2010 Qtr 1: 0; 2010 Qtr 2: 0; 2010 Qtr 3: 0; 2010 Qtr 4: 0; 2011 Qtr 1: 0; 2011 Qtr 2: 0; 2011 Qtr 3: 0; 2011 Qtr 4: 0 | 4.02
0 | 267044-Commercial Condensor Coil Cleaning (all units - savings at 50% of DEER) Com All CZ07 VintAll |  | System | Commercial | 01-ALC-AllCommercial-Cooling | 0 |  |  |  |  | 9.9998 | 10 | 0 | 0 | 0 | -0.0002249 | 60 |  | kWh | 0.047 | 0 | Commercial | [7 empty] | 3 | 0.78 |  |  |  | 1 | 6 | 0 | 0 | 0 | 0 | 0 | 0 | 0 | 0 | 0 | 0 | 2009 Qtr 1: 0; 2009 Qtr 2: 0; 2009 Qtr 3: 0; 2009 Qtr 4: 6; 2010 Qtr 1: 0; 2010 Qtr 2: 0; 2010 Qtr 3: 0; 2010 Qtr 4: 0; 2011 Qtr 1: 0; 2011 Qtr 2: 0; 2011 Qtr 3: 0; 2011 Qtr 4: 0 | 6
0 | 267029-Commercial HVAC Diagnostic/Tune-up Com All CZ07 VintAll |  | System | Commercial | 01-ALC-AllCommercial-Cooling | 0 |  |  |  |  | 72.1918 | 82.5373 | 0 | 0 | 0 | -10.3455 | 60.0094 |  | kWh | 0.046765 | 0 | Commercial | [7 empty] | 10 | 0.85 |  |  |  | 1 | 2.01 | 0 | 0 | 0 | 0 | 0 | 0 | 0 | 0 | 0 | 0 | 2009 Qtr 1: 0; 2009 Qtr 2: 0; 2009 Qtr 3: 0; 2009 Qtr 4: 2.01; 2010 Qtr 1: 0; 2010 Qtr 2: 0; 2010 Qtr 3: 0; 2010 Qtr 4: 0; 2011 Qtr 1: 0; 2011 Qtr 2: 0; 2011 Qtr 3: 0; 2011 Qtr 4: 0 | 2.01
0 | 267044-Commercial Condensor Coil Cleaning (all units - savings at 50% of DEER) Com All CZ07 VintAll |  | System | Commercial | 01-ALC-AllCommercial-Cooling | 0 |  |  |  |  | 9.9998 | 10 | 0 | 0 | 0 | -0.0002249 | 60 |  | kWh | 0.047 | 0 | Commercial | [7 empty] | 3 | 0.78 |  |  |  | 1 | 3 | 0 | 0 | 0 | 0 | 0 | 0 | 0 | 0 | 0 | 0 | 2009 Qtr 1: 0; 2009 Qtr 2: 0; 2009 Qtr 3: 0; 2009 Qtr 4: 3; 2010 Qtr 1: 0; 2010 Qtr 2: 0; 2010 Qtr 3: 0; 2010 Qtr 4: 0; 2011 Qtr 1: 0; 2011 Qtr 2: 0; 2011 Qtr 3: 0; 2011 Qtr 4: 0 | 3
0 | 267029-Commercial HVAC Diagnostic/Tune-up Com All CZ07 VintAll |  | System | Commercial | 01-ALC-AllCommercial-Cooling | 0 |  |  |  |  | 72.1918 | 103.1716 | 0 | 0 | 0 | -30.9799 | 60.0094 |  | kWh | 0.046765 | 0 | Commercial | [7 empty] | 10 | 0.85 |  |  |  | 1 | 1.34 | 0 | 0 | 0 | 0 | 0 | 0 | 0 | 0 | 0 | 0 | 2009 Qtr 1: 0; 2009 Qtr 2: 0; 2009 Qtr 3: 0; 2009 Qtr 4: 1.34; 2010 Qtr 1: 0; 2010 Qtr 2: 0; 2010 Qtr 3: 0; 2010 Qtr 4: 0; 2011 Qtr 1: 0; 2011 Qtr 2: 0; 2011 Qtr 3: 0; 2011 Qtr 4: 0 | 1.34
0 | 267044-Commercial Condensor Coil Cleaning (all units - savings at 50% of DEER) Com All CZ07 VintAll |  | System | Commercial | 01-ALC-AllCommercial-Cooling | 0 |  |  |  |  | 9.9998 | 12.5 | 0 | 0 | 0 | -2.5002 | 60 |  | kWh | 0.047 | 0 | Commercial | [7 empty] | 3 | 0.78 |  |  |  | 1 | 2 | 0 | 0 | 0 | 0 | 0 | 0 | 0 | 0 | 0 | 0 | 2009 Qtr 1: 0; 2009 Qtr 2: 0; 2009 Qtr 3: 0; 2009 Qtr 4: 2; 2010 Qtr 1: 0; 2010 Qtr 2: 0; 2010 Qtr 3: 0; 2010 Qtr 4: 0; 2011 Qtr 1: 0; 2011 Qtr 2: 0; 2011 Qtr 3: 0; 2011 Qtr 4: 0 | 2
0 | 267029-Commercial HVAC Diagnostic/Tune-up Com All CZ07 VintAll |  | System | Commercial | 01-ALC-AllCommercial-Cooling | 0 |  |  |  |  | 72.1918 | 82.5373 | 0 | 0 | 0 | -10.3455 | 60.0094 |  | kWh | 0.046765 | 0 | Commercial | [7 empty] | 10 | 0.85 |  |  |  | 1 | 4.02 | 0 | 0 | 0 | 0 | 0 | 0 | 0 | 0 | 0 | 0 | 2009 Qtr 1: 0; 2009 Qtr 2: 0; 2009 Qtr 3: 0; 2009 Qtr 4: 4.02; 2010 Qtr 1: 0; 2010 Qtr 2: 0; 2010 Qtr 3: 0; 2010 Qtr 4: 0; 2011 Qtr 1: 0; 2011 Qtr 2: 0; 2011 Qtr 3: 0; 2011 Qtr 4: 0 | 4.02
0 | 267044-Commercial Condensor Coil Cleaning (all units - savings at 50% of DEER) Com All CZ07 VintAll |  | System | Commercial | 01-ALC-AllCommercial-Cooling | 0 |  |  |  |  | 9.9998 | 10 | 0 | 0 | 0 | -0.0002249 | 60 |  | kWh | 0.047 | 0 | Commercial | [7 empty] | 3 | 0.78 |  |  |  | 1 | 6 | 0 | 0 | 0 | 0 | 0 | 0 | 0 | 0 | 0 | 0 | 2009 Qtr 1: 0; 2009 Qtr 2: 0; 2009 Qtr 3: 0; 2009 Qtr 4: 6; 2010 Qtr 1: 0; 2010 Qtr 2: 0; 2010 Qtr 3: 0; 2010 Qtr 4: 0; 2011 Qtr 1: 0; 2011 Qtr 2: 0; 2011 Qtr 3: 0; 2011 Qtr 4: 0 | 6
0 | 267044-Commercial Condensor Coil Cleaning (all units - savings at 50% of DEER) Com All CZ07 VintAll |  | System | Commercial | 01-ALC-AllCommercial-Cooling | 0 |  |  |  |  | 9.9998 | 10 | 0 | 0 | 0 | -0.0002249 | 60 |  | kWh | 0.047 | 0 | Commercial | [7 empty] | 3 | 0.78 |  |  |  | 1 | 6 | 0 | 0 | 0 | 0 | 0 | 0 | 0 | 0 | 0 | 0 | 2009 Qtr 1: 0; 2009 Qtr 2: 0; 2009 Qtr 3: 0; 2009 Qtr 4: 6; 2010 Qtr 1: 0; 2010 Qtr 2: 0; 2010 Qtr 3: 0; 2010 Qtr 4: 0; 2011 Qtr 1: 0; 2011 Qtr 2: 0; 2011 Qtr 3: 0; 2011 Qtr 4: 0 | 6
0 | 267029-Commercial HVAC Diagnostic/Tune-up Com All CZ07 VintAll |  | System | Commercial | 01-ALC-AllCommercial-Cooling | 0 |  |  |  |  | 72.1918 | 82.5373 | 0 | 0 | 0 | -10.3455 | 60.0094 |  | kWh | 0.046765 | 0 | Commercial | [7 empty] | 10 | 0.85 |  |  |  | 1 | 3.35 | 0 | 0 | 0 | 0 | 0 | 0 | 0 | 0 | 0 | 0 | 2009 Qtr 1: 0; 2009 Qtr 2: 0; 2009 Qtr 3: 0; 2009 Qtr 4: 3.35; 2010 Qtr 1: 0; 2010 Qtr 2: 0; 2010 Qtr 3: 0; 2010 Qtr 4: 0; 2011 Qtr 1: 0; 2011 Qtr 2: 0; 2011 Qtr 3: 0; 2011 Qtr 4: 0 | 3.35
0 | 267044-Commercial Condensor Coil Cleaning (all units - savings at 50% of DEER) Com All CZ07 VintAll |  | System | Commercial | 01-ALC-AllCommercial-Cooling | 0 |  |  |  |  | 9.9998 | 10 | 0 | 0 | 0 | -0.0002249 | 60 |  | kWh | 0.047 | 0 | Commercial | [7 empty] | 3 | 0.78 |  |  |  | 1 | 5 | 0 | 0 | 0 | 0 | 0 | 0 | 0 | 0 | 0 | 0 | 2009 Qtr 1: 0; 2009 Qtr 2: 0; 2009 Qtr 3: 0; 2009 Qtr 4: 5; 2010 Qtr 1: 0; 2010 Qtr 2: 0; 2010 Qtr 3: 0; 2010 Qtr 4: 0; 2011 Qtr 1: 0; 2011 Qtr 2: 0; 2011 Qtr 3: 0; 2011 Qtr 4: 0 | 5
0 | 267029-Commercial HVAC Diagnostic/Tune-up Com All CZ07 VintAll |  | System | Commercial | 01-ALC-AllCommercial-Cooling | 0 |  |  |  |  | 72.1918 | 96.2935 | 0 | 0 | 0 | -24.1017 | 60.0094 |  | kWh | 0.046765 | 0 | Commercial | [7 empty] | 10 | 0.85 |  |  |  | 1 | 2.01 | 0 | 0 | 0 | 0 | 0 | 0 | 0 | 0 | 0 | 0 | 2009 Qtr 1: 0; 2009 Qtr 2: 0; 2009 Qtr 3: 0; 2009 Qtr 4: 2.01; 2010 Qtr 1: 0; 2010 Qtr 2: 0; 2010 Qtr 3: 0; 2010 Qtr 4: 0; 2011 Qtr 1: 0; 2011 Qtr 2: 0; 2011 Qtr 3: 0; 2011 Qtr 4: 0 | 2.01
0 | 267044-Commercial Condensor Coil Cleaning (all units - savings at 50% of DEER) Com All CZ07 VintAll |  | System | Commercial | 01-ALC-AllCommercial-Cooling | 0 |  |  |  |  | 9.9998 | 11.6667 | 0 | 0 | 0 | -1.6669 | 60 |  | kWh | 0.047 | 0 | Commercial | [7 empty] | 3 | 0.78 |  |  |  | 1 | 3 | 0 | 0 | 0 | 0 | 0 | 0 | 0 | 0 | 0 | 0 | 2009 Qtr 1: 0; 2009 Qtr 2: 0; 2009 Qtr 3: 0; 2009 Qtr 4: 3; 2010 Qtr 1: 0; 2010 Qtr 2: 0; 2010 Qtr 3: 0; 2010 Qtr 4: 0; 2011 Qtr 1: 0; 2011 Qtr 2: 0; 2011 Qtr 3: 0; 2011 Qtr 4: 0 | 3
0 | 267029-Commercial HVAC Diagnostic/Tune-up Com All CZ07 VintAll |  | System | Commercial | 01-ALC-AllCommercial-Cooling | 0 |  |  |  |  | 72.1918 | 96.2935 | 0 | 0 | 0 | -24.1017 | 60.0094 |  | kWh | 0.046765 | 0 | Commercial | [7 empty] | 10 | 0.85 |  |  |  | 1 | 2.01 | 0 | 0 | 0 | 0 | 0 | 0 | 0 | 0 | 0 | 0 | 2009 Qtr 1: 0; 2009 Qtr 2: 0; 2009 Qtr 3: 0; 2009 Qtr 4: 2.01; 2010 Qtr 1: 0; 2010 Qtr 2: 0; 2010 Qtr 3: 0; 2010 Qtr 4: 0; 2011 Qtr 1: 0; 2011 Qtr 2: 0; 2011 Qtr 3: 0; 2011 Qtr 4: 0 | 2.01
0 | 267044-Commercial Condensor Coil Cleaning (all units - savings at 50% of DEER) Com All CZ07 VintAll |  | System | Commercial | 01-ALC-AllCommercial-Cooling | 0 |  |  |  |  | 9.9998 | 11.6667 | 0 | 0 | 0 | -1.6669 | 60 |  | kWh | 0.047 | 0 | Commercial | [7 empty] | 3 | 0.78 |  |  |  | 1 | 3 | 0 | 0 | 0 | 0 | 0 | 0 | 0 | 0 | 0 | 0 | 2009 Qtr 1: 0; 2009 Qtr 2: 0; 2009 Qtr 3: 0; 2009 Qtr 4: 3; 2010 Qtr 1: 0; 2010 Qtr 2: 0; 2010 Qtr 3: 0; 2010 Qtr 4: 0; 2011 Qtr 1: 0; 2011 Qtr 2: 0; 2011 Qtr 3: 0; 2011 Qtr 4: 0 | 3
0 | 267029-Commercial HVAC Diagnostic/Tune-up Com All CZ07 VintAll |  | System | Commercial | 01-ALC-AllCommercial-Cooling | 0 |  |  |  |  | 72.1918 | 82.5373 | 0 | 0 | 0 | -10.3455 | 60.0094 |  | kWh | 0.046765 | 0 | Commercial | [7 empty] | 10 | 0.85 |  |  |  | 1 | 2.01 | 0 | 0 | 0 | 0 | 0 | 0 | 0 | 0 | 0 | 0 | 2009 Qtr 1: 0; 2009 Qtr 2: 0; 2009 Qtr 3: 0; 2009 Qtr 4: 2.01; 2010 Qtr 1: 0; 2010 Qtr 2: 0; 2010 Qtr 3: 0; 2010 Qtr 4: 0; 2011 Qtr 1: 0; 2011 Qtr 2: 0; 2011 Qtr 3: 0; 2011 Qtr 4: 0 | 2.01
0 | 267044-Commercial Condensor Coil Cleaning (all units - savings at 50% of DEER) Com All CZ07 VintAll |  | System | Commercial | 01-ALC-AllCommercial-Cooling | 0 |  |  |  |  | 9.9998 | 10 | 0 | 0 | 0 | -0.0002249 | 60 |  | kWh | 0.047 | 0 | Commercial | [7 empty] | 3 | 0.78 |  |  |  | 1 | 3 | 0 | 0 | 0 | 0 | 0 | 0 | 0 | 0 | 0 | 0 | 2009 Qtr 1: 0; 2009 Qtr 2: 0; 2009 Qtr 3: 0; 2009 Qtr 4: 3; 2010 Qtr 1: 0; 2010 Qtr 2: 0; 2010 Qtr 3: 0; 2010 Qtr 4: 0; 2011 Qtr 1: 0; 2011 Qtr 2: 0; 2011 Qtr 3: 0; 2011 Qtr 4: 0 | 3
0 | 267029-Commercial HVAC Diagnostic/Tune-up Com All CZ07 VintAll |  | System | Commercial | 01-ALC-AllCommercial-Cooling | 0 |  |  |  |  | 72.1918 | 82.5373 | 0 | 0 | 0 | -10.3455 | 60.0094 |  | kWh | 0.046765 | 0 | Commercial | [7 empty] | 10 | 0.85 |  |  |  | 1 | 2.01 | 0 | 0 | 0 | 0 | 0 | 0 | 0 | 0 | 0 | 0 | 2009 Qtr 1: 0; 2009 Qtr 2: 0; 2009 Qtr 3: 0; 2009 Qtr 4: 2.01; 2010 Qtr 1: 0; 2010 Qtr 2: 0; 2010 Qtr 3: 0; 2010 Qtr 4: 0; 2011 Qtr 1: 0; 2011 Qtr 2: 0; 2011 Qtr 3: 0; 2011 Qtr 4: 0 | 2.01
0 | 267044-Commercial Condensor Coil Cleaning (all units - savings at 50% of DEER) Com All CZ07 VintAll |  | System | Commercial | 01-ALC-AllCommercial-Cooling | 0 |  |  |  |  | 9.9998 | 10 | 0 | 0 | 0 | -0.0002249 | 60 |  | kWh | 0.047 | 0 | Commercial | [7 empty] | 3 | 0.78 |  |  |  | 1 | 3 | 0 | 0 | 0 | 0 | 0 | 0 | 0 | 0 | 0 | 0 | 2009 Qtr 1: 0; 2009 Qtr 2: 0; 2009 Qtr 3: 0; 2009 Qtr 4: 3; 2010 Qtr 1: 0; 2010 Qtr 2: 0; 2010 Qtr 3: 0; 2010 Qtr 4: 0; 2011 Qtr 1: 0; 2011 Qtr 2: 0; 2011 Qtr 3: 0; 2011 Qtr 4: 0 | 3
0 | 267029-Commercial HVAC Diagnostic/Tune-up Com All CZ07 VintAll |  | System | Commercial | 01-ALC-AllCommercial-Cooling | 0 |  |  |  |  | 72.1918 | 103.1716 | 0 | 0 | 0 | -30.9799 | 60.0094 |  | kWh | 0.046765 | 0 | Commercial | [7 empty] | 10 | 0.85 |  |  |  | 1 | 1.34 | 0 | 0 | 0 | 0 | 0 | 0 | 0 | 0 | 0 | 0 | 2009 Qtr 1: 0; 2009 Qtr 2: 0; 2009 Qtr 3: 0; 2009 Qtr 4: 1.34; 2010 Qtr 1: 0; 2010 Qtr 2: 0; 2010 Qtr 3: 0; 2010 Qtr 4: 0; 2011 Qtr 1: 0; 2011 Qtr 2: 0; 2011 Qtr 3: 0; 2011 Qtr 4: 0 | 1.34
0 | 267044-Commercial Condensor Coil Cleaning (all units - savings at 50% of DEER) Com All CZ07 VintAll |  | System | Commercial | 01-ALC-AllCommercial-Cooling | 0 |  |  |  |  | 9.9998 | 12.5 | 0 | 0 | 0 | -2.5002 | 60 |  | kWh | 0.047 | 0 | Commercial | [7 empty] | 3 | 0.78 |  |  |  | 1 | 2 | 0 | 0 | 0 | 0 | 0 | 0 | 0 | 0 | 0 | 0 | 2009 Qtr 1: 0; 2009 Qtr 2: 0; 2009 Qtr 3: 0; 2009 Qtr 4: 2; 2010 Qtr 1: 0; 2010 Qtr 2: 0; 2010 Qtr 3: 0; 2010 Qtr 4: 0; 2011 Qtr 1: 0; 2011 Qtr 2: 0; 2011 Qtr 3: 0; 2011 Qtr 4: 0 | 2
0 | 267019-Economizer Repair Com All CZ07 Vint04 |  | System | Commercial | 01-ALC-AllCommercial-Cooling | 0 |  |  |  |  | 41.71 | 41 | 0 | 0 | 0 | 0.71 | 555 |  | kWh | 0.003 | 0 | Commercial |  | Winter Only | [5 empty] | 5 | 0.85 |  |  |  | 0 | 5 | 0 | 0 | 0 | 0 | 0 | 0 | 0 | 0 | 0 | 0 | 2009 Qtr 1: 0; 2009 Qtr 2: 0; 2009 Qtr 3: 0; 2009 Qtr 4: 5; 2010 Qtr 1: 0; 2010 Qtr 2: 0; 2010 Qtr 3: 0; 2010 Qtr 4: 0; 2011 Qtr 1: 0; 2011 Qtr 2: 0; 2011 Qtr 3: 0; 2011 Qtr 4: 0 | 5
0 | 267019-Economizer Repair Com All CZ07 Vint04 |  | System | Commercial | 01-ALC-AllCommercial-Cooling | 0 |  |  |  |  | 41.71 | 41 | 0 | 0 | 0 | 0.71 | 555 |  | kWh | 0.003 | 0 | Commercial |  | Winter Only | [5 empty] | 5 | 0.85 |  |  |  | 0 | 5 | 0 | 0 | 0 | 0 | 0 | 0 | 0 | 0 | 0 | 0 | 2009 Qtr 1: 0; 2009 Qtr 2: 0; 2009 Qtr 3: 0; 2009 Qtr 4: 5; 2010 Qtr 1: 0; 2010 Qtr 2: 0; 2010 Qtr 3: 0; 2010 Qtr 4: 0; 2011 Qtr 1: 0; 2011 Qtr 2: 0; 2011 Qtr 3: 0; 2011 Qtr 4: 0 | 5
0 | 267019-Economizer Repair Com All CZ07 Vint04 |  | System | Commercial | 01-ALC-AllCommercial-Cooling | 0 |  |  |  |  | 41.71 | 41 | 0 | 0 | 0 | 0.71 | 555 |  | kWh | 0.003 | 0 | Commercial |  | Winter Only | [5 empty] | 5 | 0.85 |  |  |  | 0 | 5 | 0 | 0 | 0 | 0 | 0 | 0 | 0 | 0 | 0 | 0 | 2009 Qtr 1: 0; 2009 Qtr 2: 0; 2009 Qtr 3: 0; 2009 Qtr 4: 5; 2010 Qtr 1: 0; 2010 Qtr 2: 0; 2010 Qtr 3: 0; 2010 Qtr 4: 0; 2011 Qtr 1: 0; 2011 Qtr 2: 0; 2011 Qtr 3: 0; 2011 Qtr 4: 0 | 5
0 | 267019-Economizer Repair Com All CZ07 Vint04 |  | System | Commercial | 01-ALC-AllCommercial-Cooling | 0 |  |  |  |  | 41.71 | 41 | 0 | 0 | 0 | 0.71 | 555 |  | kWh | 0.003 | 0 | Commercial |  | Winter Only | [5 empty] | 5 | 0.85 |  |  |  | 0 | 12 | 0 | 0 | 0 | 0 | 0 | 0 | 0 | 0 | 0 | 0 | 2009 Qtr 1: 0; 2009 Qtr 2: 0; 2009 Qtr 3: 0; 2009 Qtr 4: 12; 2010 Qtr 1: 0; 2010 Qtr 2: 0; 2010 Qtr 3: 0; 2010 Qtr 4: 0; 2011 Qtr 1: 0; 2011 Qtr 2: 0; 2011 Qtr 3: 0; 2011 Qtr 4: 0 | 12
0 | 267019-Economizer Repair Com All CZ07 Vint04 |  | System | Commercial | 01-ALC-AllCommercial-Cooling | 0 |  |  |  |  | 41.71 | 41 | 0 | 0 | 0 | 0.71 | 555 |  | kWh | 0.003 | 0 | Commercial |  | Winter Only | [5 empty] | 5 | 0.85 |  |  |  | 0 | 5 | 0 | 0 | 0 | 0 | 0 | 0 | 0 | 0 | 0 | 0 | 2009 Qtr 1: 0; 2009 Qtr 2: 0; 2009 Qtr 3: 0; 2009 Qtr 4: 5; 2010 Qtr 1: 0; 2010 Qtr 2: 0; 2010 Qtr 3: 0; 2010 Qtr 4: 0; 2011 Qtr 1: 0; 2011 Qtr 2: 0; 2011 Qtr 3: 0; 2011 Qtr 4: 0 | 5
0 | 267019-Economizer Repair Com All CZ07 Vint04 |  | System | Commercial | 01-ALC-AllCommercial-Cooling | 0 |  |  |  |  | 41.71 | 41 | 0 | 0 | 0 | 0.71 | 555 |  | kWh | 0.003 | 0 | Commercial |  | Winter Only | [5 empty] | 5 | 0.85 |  |  |  | 0 | 7 | 0 | 0 | 0 | 0 | 0 | 0 | 0 | 0 | 0 | 0 | 2009 Qtr 1: 0; 2009 Qtr 2: 0; 2009 Qtr 3: 0; 2009 Qtr 4: 7; 2010 Qtr 1: 0; 2010 Qtr 2: 0; 2010 Qtr 3: 0; 2010 Qtr 4: 0; 2011 Qtr 1: 0; 2011 Qtr 2: 0; 2011 Qtr 3: 0; 2011 Qtr 4: 0 | 7
0 | 267044-Commercial Condensor Coil Cleaning (all units - savings at 50% of DEER) Com All CZ07 VintAll |  | System | Commercial | 01-ALC-AllCommercial-Cooling | 0 |  |  |  |  | 9.9998 | 12.5 | 0 | 0 | 0 | -2.5002 | 60 |  | kWh | 0.047 | 0 | Commercial | [7 empty] | 3 | 0.78 |  |  |  | 1 | 2 | 0 | 0 | 0 | 0 | 0 | 0 | 0 | 0 | 0 | 0 | 2009 Qtr 1: 0; 2009 Qtr 2: 0; 2009 Qtr 3: 0; 2009 Qtr 4: 2; 2010 Qtr 1: 0; 2010 Qtr 2: 0; 2010 Qtr 3: 0; 2010 Qtr 4: 0; 2011 Qtr 1: 0; 2011 Qtr 2: 0; 2011 Qtr 3: 0; 2011 Qtr 4: 0 | 2
0 | 267029-Commercial HVAC Diagnostic/Tune-up Com All CZ07 VintAll |  | System | Commercial | 01-ALC-AllCommercial-Cooling | 0 |  |  |  |  | 72.1918 | 82.5373 | 0 | 0 | 0 | -10.3455 | 60.0094 |  | kWh | 0.046765 | 0 | Commercial | [7 empty] | 10 | 0.85 |  |  |  | 1 | 2.68 | 0 | 0 | 0 | 0 | 0 | 0 | 0 | 0 | 0 | 0 | 2009 Qtr 1: 0; 2009 Qtr 2: 0; 2009 Qtr 3: 0; 2009 Qtr 4: 2.68; 2010 Qtr 1: 0; 2010 Qtr 2: 0; 2010 Qtr 3: 0; 2010 Qtr 4: 0; 2011 Qtr 1: 0; 2011 Qtr 2: 0; 2011 Qtr 3: 0; 2011 Qtr 4: 0 | 2.68
0 | 267044-Commercial Condensor Coil Cleaning (all units - savings at 50% of DEER) Com All CZ07 VintAll |  | System | Commercial | 01-ALC-AllCommercial-Cooling | 0 |  |  |  |  | 9.9998 | 10 | 0 | 0 | 0 | -0.0002249 | 60 |  | kWh | 0.047 | 0 | Commercial | [7 empty] | 3 | 0.78 |  |  |  | 1 | 4 | 0 | 0 | 0 | 0 | 0 | 0 | 0 | 0 | 0 | 0 | 2009 Qtr 1: 0; 2009 Qtr 2: 0; 2009 Qtr 3: 0; 2009 Qtr 4: 4; 2010 Qtr 1: 0; 2010 Qtr 2: 0; 2010 Qtr 3: 0; 2010 Qtr 4: 0; 2011 Qtr 1: 0; 2011 Qtr 2: 0; 2011 Qtr 3: 0; 2011 Qtr 4: 0 | 4
0 | 267044-Commercial Condensor Coil Cleaning (all units - savings at 50% of DEER) Com All CZ07 VintAll |  | System | Commercial | 01-ALC-AllCommercial-Cooling | 0 |  |  |  |  | 9.9998 | 10 | 0 | 0 | 0 | -0.0002249 | 60 |  | kWh | 0.047 | 0 | Commercial | [7 empty] | 3 | 0.78 |  |  |  | 1 | 5 | 0 | 0 | 0 | 0 | 0 | 0 | 0 | 0 | 0 | 0 | 2009 Qtr 1: 0; 2009 Qtr 2: 0; 2009 Qtr 3: 0; 2009 Qtr 4: 5; 2010 Qtr 1: 0; 2010 Qtr 2: 0; 2010 Qtr 3: 0; 2010 Qtr 4: 0; 2011 Qtr 1: 0; 2011 Qtr 2: 0; 2011 Qtr 3: 0; 2011 Qtr 4: 0 | 5
0 | 267044-Commercial Condensor Coil Cleaning (all units - savings at 50% of DEER) Com All CZ07 VintAll |  | System | Commercial | 01-ALC-AllCommercial-Cooling | 0 |  |  |  |  | 9.9998 | 10 | 0 | 0 | 0 | -0.0002249 | 60 |  | kWh | 0.047 | 0 | Commercial | [7 empty] | 3 | 0.78 |  |  |  | 1 | 5 | 0 | 0 | 0 | 0 | 0 | 0 | 0 | 0 | 0 | 0 | 2009 Qtr 1: 0; 2009 Qtr 2: 0; 2009 Qtr 3: 0; 2009 Qtr 4: 5; 2010 Qtr 1: 0; 2010 Qtr 2: 0; 2010 Qtr 3: 0; 2010 Qtr 4: 0; 2011 Qtr 1: 0; 2011 Qtr 2: 0; 2011 Qtr 3: 0; 2011 Qtr 4: 0 | 5
0 | 267029-Commercial HVAC Diagnostic/Tune-up Com All CZ07 VintAll |  | System | Commercial | 01-ALC-AllCommercial-Cooling | 0 |  |  |  |  | 72.1918 | 82.5373 | 0 | 0 | 0 | -10.3455 | 60.0094 |  | kWh | 0.046765 | 0 | Commercial | [7 empty] | 10 | 0.85 |  |  |  | 1 | 3.35 | 0 | 0 | 0 | 0 | 0 | 0 | 0 | 0 | 0 | 0 | 2009 Qtr 1: 0; 2009 Qtr 2: 0; 2009 Qtr 3: 0; 2009 Qtr 4: 3.35; 2010 Qtr 1: 0; 2010 Qtr 2: 0; 2010 Qtr 3: 0; 2010 Qtr 4: 0; 2011 Qtr 1: 0; 2011 Qtr 2: 0; 2011 Qtr 3: 0; 2011 Qtr 4: 0 | 3.35
0 | 267044-Commercial Condensor Coil Cleaning (all units - savings at 50% of DEER) Com All CZ07 VintAll |  | System | Commercial | 01-ALC-AllCommercial-Cooling | 0 |  |  |  |  | 9.9998 | 10 | 0 | 0 | 0 | -0.0002249 | 60 |  | kWh | 0.047 | 0 | Commercial | [7 empty] | 3 | 0.78 |  |  |  | 1 | 5 | 0 | 0 | 0 | 0 | 0 | 0 | 0 | 0 | 0 | 0 | 2009 Qtr 1: 0; 2009 Qtr 2: 0; 2009 Qtr 3: 0; 2009 Qtr 4: 5; 2010 Qtr 1: 0; 2010 Qtr 2: 0; 2010 Qtr 3: 0; 2010 Qtr 4: 0; 2011 Qtr 1: 0; 2011 Qtr 2: 0; 2011 Qtr 3: 0; 2011 Qtr 4: 0 | 5
0 | 267044-Commercial Condensor Coil Cleaning (all units - savings at 50% of DEER) Com All CZ07 VintAll |  | System | Commercial | 01-ALC-AllCommercial-Cooling | 0 |  |  |  |  | 9.9998 | 10 | 0 | 0 | 0 | -0.0002249 | 60 |  | kWh | 0.047 | 0 | Commercial | [7 empty] | 3 | 0.78 |  |  |  | 1 | 5 | 0 | 0 | 0 | 0 | 0 | 0 | 0 | 0 | 0 | 0 | 2009 Qtr 1: 0; 2009 Qtr 2: 0; 2009 Qtr 3: 0; 2009 Qtr 4: 5; 2010 Qtr 1: 0; 2010 Qtr 2: 0; 2010 Qtr 3: 0; 2010 Qtr 4: 0; 2011 Qtr 1: 0; 2011 Qtr 2: 0; 2011 Qtr 3: 0; 2011 Qtr 4: 0 | 5
0 | 267029-Commercial HVAC Diagnostic/Tune-up Com All CZ07 VintAll |  | System | Commercial | 01-ALC-AllCommercial-Cooling | 0 |  |  |  |  | 72.1918 | 82.5373 | 0 | 0 | 0 | -10.3455 | 60.0094 |  | kWh | 0.046765 | 0 | Commercial | [7 empty] | 10 | 0.85 |  |  |  | 1 | 2.01 | 0 | 0 | 0 | 0 | 0 | 0 | 0 | 0 | 0 | 0 | 2009 Qtr 1: 0; 2009 Qtr 2: 0; 2009 Qtr 3: 0; 2009 Qtr 4: 2.01; 2010 Qtr 1: 0; 2010 Qtr 2: 0; 2010 Qtr 3: 0; 2010 Qtr 4: 0; 2011 Qtr 1: 0; 2011 Qtr 2: 0; 2011 Qtr 3: 0; 2011 Qtr 4: 0 | 2.01
0 | 267044-Commercial Condensor Coil Cleaning (all units - savings at 50% of DEER) Com All CZ07 VintAll |  | System | Commercial | 01-ALC-AllCommercial-Cooling | 0 |  |  |  |  | 9.9998 | 10 | 0 | 0 | 0 | -0.0002249 | 60 |  | kWh | 0.047 | 0 | Commercial | [7 empty] | 3 | 0.78 |  |  |  | 1 | 3 | 0 | 0 | 0 | 0 | 0 | 0 | 0 | 0 | 0 | 0 | 2009 Qtr 1: 0; 2009 Qtr 2: 0; 2009 Qtr 3: 0; 2009 Qtr 4: 3; 2010 Qtr 1: 0; 2010 Qtr 2: 0; 2010 Qtr 3: 0; 2010 Qtr 4: 0; 2011 Qtr 1: 0; 2011 Qtr 2: 0; 2011 Qtr 3: 0; 2011 Qtr 4: 0 | 3
0 | 267029-Commercial HVAC Diagnostic/Tune-up Com All CZ07 VintAll |  | System | Commercial | 01-ALC-AllCommercial-Cooling | 0 |  |  |  |  | 72.1918 | 82.5373 | 0 | 0 | 0 | -10.3455 | 60.0094 |  | kWh | 0.046765 | 0 | Commercial | [7 empty] | 10 | 0.85 |  |  |  | 1 | 2.68 | 0 | 0 | 0 | 0 | 0 | 0 | 0 | 0 | 0 | 0 | 2009 Qtr 1: 0; 2009 Qtr 2: 0; 2009 Qtr 3: 0; 2009 Qtr 4: 2.68; 2010 Qtr 1: 0; 2010 Qtr 2: 0; 2010 Qtr 3: 0; 2010 Qtr 4: 0; 2011 Qtr 1: 0; 2011 Qtr 2: 0; 2011 Qtr 3: 0; 2011 Qtr 4: 0 | 2.68
0 | 267044-Commercial Condensor Coil Cleaning (all units - savings at 50% of DEER) Com All CZ07 VintAll |  | System | Commercial | 01-ALC-AllCommercial-Cooling | 0 |  |  |  |  | 9.9998 | 10 | 0 | 0 | 0 | -0.0002249 | 60 |  | kWh | 0.047 | 0 | Commercial | [7 empty] | 3 | 0.78 |  |  |  | 1 | 4 | 0 | 0 | 0 | 0 | 0 | 0 | 0 | 0 | 0 | 0 | 2009 Qtr 1: 0; 2009 Qtr 2: 0; 2009 Qtr 3: 0; 2009 Qtr 4: 4; 2010 Qtr 1: 0; 2010 Qtr 2: 0; 2010 Qtr 3: 0; 2010 Qtr 4: 0; 2011 Qtr 1: 0; 2011 Qtr 2: 0; 2011 Qtr 3: 0; 2011 Qtr 4: 0 | 4
0 | 267029-Commercial HVAC Diagnostic/Tune-up Com All CZ07 VintAll |  | System | Commercial | 01-ALC-AllCommercial-Cooling | 0 |  |  |  |  | 72.1918 | 82.5373 | 0 | 0 | 0 | -10.3455 | 60.0094 |  | kWh | 0.046765 | 0 | Commercial | [7 empty] | 10 | 0.85 |  |  |  | 1 | 2.01 | 0 | 0 | 0 | 0 | 0 | 0 | 0 | 0 | 0 | 0 | 2009 Qtr 1: 0; 2009 Qtr 2: 0; 2009 Qtr 3: 0; 2009 Qtr 4: 2.01; 2010 Qtr 1: 0; 2010 Qtr 2: 0; 2010 Qtr 3: 0; 2010 Qtr 4: 0; 2011 Qtr 1: 0; 2011 Qtr 2: 0; 2011 Qtr 3: 0; 2011 Qtr 4: 0 | 2.01
0 | 267044-Commercial Condensor Coil Cleaning (all units - savings at 50% of DEER) Com All CZ07 VintAll |  | System | Commercial | 01-ALC-AllCommercial-Cooling | 0 |  |  |  |  | 9.9998 | 10 | 0 | 0 | 0 | -0.0002249 | 60 |  | kWh | 0.047 | 0 | Commercial | [7 empty] | 3 | 0.78 |  |  |  | 1 | 3 | 0 | 0 | 0 | 0 | 0 | 0 | 0 | 0 | 0 | 0 | 2009 Qtr 1: 0; 2009 Qtr 2: 0; 2009 Qtr 3: 0; 2009 Qtr 4: 3; 2010 Qtr 1: 0; 2010 Qtr 2: 0; 2010 Qtr 3: 0; 2010 Qtr 4: 0; 2011 Qtr 1: 0; 2011 Qtr 2: 0; 2011 Qtr 3: 0; 2011 Qtr 4: 0 | 3
0 | 267044-Commercial Condensor Coil Cleaning (all units - savings at 50% of DEER) Com All CZ07 VintAll |  | System | Commercial | 01-ALC-AllCommercial-Cooling | 0 |  |  |  |  | 9.9998 | 10 | 0 | 0 | 0 | -0.0002249 | 60 |  | kWh | 0.047 | 0 | Commercial | [7 empty] | 3 | 0.78 |  |  |  | 1 | 3 | 0 | 0 | 0 | 0 | 0 | 0 | 0 | 0 | 0 | 0 | 2009 Qtr 1: 0; 2009 Qtr 2: 0; 2009 Qtr 3: 0; 2009 Qtr 4: 3; 2010 Qtr 1: 0; 2010 Qtr 2: 0; 2010 Qtr 3: 0; 2010 Qtr 4: 0; 2011 Qtr 1: 0; 2011 Qtr 2: 0; 2011 Qtr 3: 0; 2011 Qtr 4: 0 | 3
0 | 267029-Commercial HVAC Diagnostic/Tune-up Com All CZ07 VintAll |  | System | Commercial | 01-ALC-AllCommercial-Cooling | 0 |  |  |  |  | 72.1918 | 82.5373 | 0 | 0 | 0 | -10.3455 | 60.0094 |  | kWh | 0.046765 | 0 | Commercial | [7 empty] | 10 | 0.85 |  |  |  | 1 | 3.35 | 0 | 0 | 0 | 0 | 0 | 0 | 0 | 0 | 0 | 0 | 2009 Qtr 1: 0; 2009 Qtr 2: 0; 2009 Qtr 3: 0; 2009 Qtr 4: 3.35; 2010 Qtr 1: 0; 2010 Qtr 2: 0; 2010 Qtr 3: 0; 2010 Qtr 4: 0; 2011 Qtr 1: 0; 2011 Qtr 2: 0; 2011 Qtr 3: 0; 2011 Qtr 4: 0 | 3.35
0 | 267044-Commercial Condensor Coil Cleaning (all units - savings at 50% of DEER) Com All CZ07 VintAll |  | System | Commercial | 01-ALC-AllCommercial-Cooling | 0 |  |  |  |  | 9.9998 | 10 | 0 | 0 | 0 | -0.0002249 | 60 |  | kWh | 0.047 | 0 | Commercial | [7 empty] | 3 | 0.78 |  |  |  | 1 | 5 | 0 | 0 | 0 | 0 | 0 | 0 | 0 | 0 | 0 | 0 | 2009 Qtr 1: 0; 2009 Qtr 2: 0; 2009 Qtr 3: 0; 2009 Qtr 4: 5; 2010 Qtr 1: 0; 2010 Qtr 2: 0; 2010 Qtr 3: 0; 2010 Qtr 4: 0; 2011 Qtr 1: 0; 2011 Qtr 2: 0; 2011 Qtr 3: 0; 2011 Qtr 4: 0 | 5
0 | 267029-Commercial HVAC Diagnostic/Tune-up Com All CZ07 VintAll |  | System | Commercial | 01-ALC-AllCommercial-Cooling | 0 |  |  |  |  | 72.1918 | 82.5373 | 0 | 0 | 0 | -10.3455 | 60.0094 |  | kWh | 0.046765 | 0 | Commercial | [7 empty] | 10 | 0.85 |  |  |  | 1 | 3.35 | 0 | 0 | 0 | 0 | 0 | 0 | 0 | 0 | 0 | 0 | 2009 Qtr 1: 0; 2009 Qtr 2: 0; 2009 Qtr 3: 0; 2009 Qtr 4: 3.35; 2010 Qtr 1: 0; 2010 Qtr 2: 0; 2010 Qtr 3: 0; 2010 Qtr 4: 0; 2011 Qtr 1: 0; 2011 Qtr 2: 0; 2011 Qtr 3: 0; 2011 Qtr 4: 0 | 3.35
0 | 267044-Commercial Condensor Coil Cleaning (all units - savings at 50% of DEER) Com All CZ07 VintAll |  | System | Commercial | 01-ALC-AllCommercial-Cooling | 0 |  |  |  |  | 9.9998 | 10 | 0 | 0 | 0 | -0.0002249 | 60 |  | kWh | 0.047 | 0 | Commercial | [7 empty] | 3 | 0.78 |  |  |  | 1 | 5 | 0 | 0 | 0 | 0 | 0 | 0 | 0 | 0 | 0 | 0 | 2009 Qtr 1: 0; 2009 Qtr 2: 0; 2009 Qtr 3: 0; 2009 Qtr 4: 5; 2010 Qtr 1: 0; 2010 Qtr 2: 0; 2010 Qtr 3: 0; 2010 Qtr 4: 0; 2011 Qtr 1: 0; 2011 Qtr 2: 0; 2011 Qtr 3: 0; 2011 Qtr 4: 0 | 5
0 | 267044-Commercial Condensor Coil Cleaning (all units - savings at 50% of DEER) Com All CZ07 VintAll |  | System | Commercial | 01-ALC-AllCommercial-Cooling | 0 |  |  |  |  | 9.9998 | 10 | 0 | 0 | 0 | -0.0002249 | 60 |  | kWh | 0.047 | 0 | Commercial | [7 empty] | 3 | 0.78 |  |  |  | 1 | 2 | 0 | 0 | 0 | 0 | 0 | 0 | 0 | 0 | 0 | 0 | 2009 Qtr 1: 0; 2009 Qtr 2: 0; 2009 Qtr 3: 0; 2009 Qtr 4: 2; 2010 Qtr 1: 0; 2010 Qtr 2: 0; 2010 Qtr 3: 0; 2010 Qtr 4: 0; 2011 Qtr 1: 0; 2011 Qtr 2: 0; 2011 Qtr 3: 0; 2011 Qtr 4: 0 | 2
0 | 267044-Commercial Condensor Coil Cleaning (all units - savings at 50% of DEER) Com All CZ07 VintAll |  | System | Commercial | 01-ALC-AllCommercial-Cooling | 0 |  |  |  |  | 9.9998 | 10 | 0 | 0 | 0 | -0.0002249 | 60 |  | kWh | 0.047 | 0 | Commercial | [7 empty] | 3 | 0.78 |  |  |  | 1 | 4 | 0 | 0 | 0 | 0 | 0 | 0 | 0 | 0 | 0 | 0 | 2009 Qtr 1: 0; 2009 Qtr 2: 0; 2009 Qtr 3: 0; 2009 Qtr 4: 4; 2010 Qtr 1: 0; 2010 Qtr 2: 0; 2010 Qtr 3: 0; 2010 Qtr 4: 0; 2011 Qtr 1: 0; 2011 Qtr 2: 0; 2011 Qtr 3: 0; 2011 Qtr 4: 0 | 4
0 | 267029-Commercial HVAC Diagnostic/Tune-up Com All CZ07 VintAll |  | System | Commercial | 01-ALC-AllCommercial-Cooling | 0 |  |  |  |  | 72.1918 | 82.5373 | 0 | 0 | 0 | -10.3455 | 60.0094 |  | kWh | 0.046765 | 0 | Commercial | [7 empty] | 10 | 0.85 |  |  |  | 1 | 2.01 | 0 | 0 | 0 | 0 | 0 | 0 | 0 | 0 | 0 | 0 | 2009 Qtr 1: 0; 2009 Qtr 2: 0; 2009 Qtr 3: 0; 2009 Qtr 4: 2.01; 2010 Qtr 1: 0; 2010 Qtr 2: 0; 2010 Qtr 3: 0; 2010 Qtr 4: 0; 2011 Qtr 1: 0; 2011 Qtr 2: 0; 2011 Qtr 3: 0; 2011 Qtr 4: 0 | 2.01
0 | 267044-Commercial Condensor Coil Cleaning (all units - savings at 50% of DEER) Com All CZ07 VintAll |  | System | Commercial | 01-ALC-AllCommercial-Cooling | 0 |  |  |  |  | 9.9998 | 10 | 0 | 0 | 0 | -0.0002249 | 60 |  | kWh | 0.047 | 0 | Commercial | [7 empty] | 3 | 0.78 |  |  |  | 1 | 3 | 0 | 0 | 0 | 0 | 0 | 0 | 0 | 0 | 0 | 0 | 2009 Qtr 1: 0; 2009 Qtr 2: 0; 2009 Qtr 3: 0; 2009 Qtr 4: 3; 2010 Qtr 1: 0; 2010 Qtr 2: 0; 2010 Qtr 3: 0; 2010 Qtr 4: 0; 2011 Qtr 1: 0; 2011 Qtr 2: 0; 2011 Qtr 3: 0; 2011 Qtr 4: 0 | 3
0 | 267029-Commercial HVAC Diagnostic/Tune-up Com All CZ07 VintAll |  | System | Commercial | 01-ALC-AllCommercial-Cooling | 0 |  |  |  |  | 72.1918 | 82.5373 | 0 | 0 | 0 | -10.3455 | 60.0094 |  | kWh | 0.046765 | 0 | Commercial | [7 empty] | 10 | 0.85 |  |  |  | 1 | 2.68 | 0 | 0 | 0 | 0 | 0 | 0 | 0 | 0 | 0 | 0 | 2009 Qtr 1: 0; 2009 Qtr 2: 0; 2009 Qtr 3: 0; 2009 Qtr 4: 2.68; 2010 Qtr 1: 0; 2010 Qtr 2: 0; 2010 Qtr 3: 0; 2010 Qtr 4: 0; 2011 Qtr 1: 0; 2011 Qtr 2: 0; 2011 Qtr 3: 0; 2011 Qtr 4: 0 | 2.68
0 | 267044-Commercial Condensor Coil Cleaning (all units - savings at 50% of DEER) Com All CZ07 VintAll |  | System | Commercial | 01-ALC-AllCommercial-Cooling | 0 |  |  |  |  | 9.9998 | 10 | 0 | 0 | 0 | -0.0002249 | 60 |  | kWh | 0.047 | 0 | Commercial | [7 empty] | 3 | 0.78 |  |  |  | 1 | 4 | 0 | 0 | 0 | 0 | 0 | 0 | 0 | 0 | 0 | 0 | 2009 Qtr 1: 0; 2009 Qtr 2: 0; 2009 Qtr 3: 0; 2009 Qtr 4: 4; 2010 Qtr 1: 0; 2010 Qtr 2: 0; 2010 Qtr 3: 0; 2010 Qtr 4: 0; 2011 Qtr 1: 0; 2011 Qtr 2: 0; 2011 Qtr 3: 0; 2011 Qtr 4: 0 | 4
0 | 267029-Commercial HVAC Diagnostic/Tune-up Com All CZ07 VintAll |  | System | Commercial | 01-ALC-AllCommercial-Cooling | 0 |  |  |  |  | 72.1918 | 82.5373 | 0 | 0 | 0 | -10.3455 | 60.0094 |  | kWh | 0.046765 | 0 | Commercial | [7 empty] | 10 | 0.85 |  |  |  | 1 | 2.01 | 0 | 0 | 0 | 0 | 0 | 0 | 0 | 0 | 0 | 0 | 2009 Qtr 1: 0; 2009 Qtr 2: 0; 2009 Qtr 3: 0; 2009 Qtr 4: 2.01; 2010 Qtr 1: 0; 2010 Qtr 2: 0; 2010 Qtr 3: 0; 2010 Qtr 4: 0; 2011 Qtr 1: 0; 2011 Qtr 2: 0; 2011 Qtr 3: 0; 2011 Qtr 4: 0 | 2.01
0 | 267044-Commercial Condensor Coil Cleaning (all units - savings at 50% of DEER) Com All CZ07 VintAll |  | System | Commercial | 01-ALC-AllCommercial-Cooling | 0 |  |  |  |  | 9.9998 | 10 | 0 | 0 | 0 | -0.0002249 | 60 |  | kWh | 0.047 | 0 | Commercial | [7 empty] | 3 | 0.78 |  |  |  | 1 | 3 | 0 | 0 | 0 | 0 | 0 | 0 | 0 | 0 | 0 | 0 | 2009 Qtr 1: 0; 2009 Qtr 2: 0; 2009 Qtr 3: 0; 2009 Qtr 4: 3; 2010 Qtr 1: 0; 2010 Qtr 2: 0; 2010 Qtr 3: 0; 2010 Qtr 4: 0; 2011 Qtr 1: 0; 2011 Qtr 2: 0; 2011 Qtr 3: 0; 2011 Qtr 4: 0 | 3
0 | 267020-Economizer Repair Com All CZ07 Vint05 |  | System | Commercial | 01-ALC-AllCommercial-Cooling | 0 |  |  |  |  | 41.71 | 41 | 0 | 0 | 0 | 0.71 | 440 |  | kWh | 0.0023 | 0 | Commercial |  | Winter Only | [5 empty] | 5 | 0.85 |  |  |  | 0 | 5 | 0 | 0 | 0 | 0 | 0 | 0 | 0 | 0 | 0 | 0 | 2009 Qtr 1: 0; 2009 Qtr 2: 0; 2009 Qtr 3: 0; 2009 Qtr 4: 5; 2010 Qtr 1: 0; 2010 Qtr 2: 0; 2010 Qtr 3: 0; 2010 Qtr 4: 0; 2011 Qtr 1: 0; 2011 Qtr 2: 0; 2011 Qtr 3: 0; 2011 Qtr 4: 0 | 5
0 | 267030-Commercial HVAC Diagnostic/Tune-up Com All CZ10 VintAll |  | System | Commercial | 01-ALC-AllCommercial-Cooling | 0 |  |  |  |  | 67.6133 | 82.5373 | 0 | 0 | 0 | -14.924 | 214 |  | kWh | 0.15 | 0 | Commercial | [7 empty] | 10 | 0.85 |  |  |  | 1 | 2.68 | 0 | 0 | 0 | 0 | 0 | 0 | 0 | 0 | 0 | 0 | 2009 Qtr 1: 0; 2009 Qtr 2: 0; 2009 Qtr 3: 0; 2009 Qtr 4: 2.68; 2010 Qtr 1: 0; 2010 Qtr 2: 0; 2010 Qtr 3: 0; 2010 Qtr 4: 0; 2011 Qtr 1: 0; 2011 Qtr 2: 0; 2011 Qtr 3: 0; 2011 Qtr 4: 0 | 2.68
0 | 267045-Commercial Condensor Coil Cleaning (all units - savings at 50% of DEER) Com All CZ10 VintAll |  | System | Commercial | 01-ALC-AllCommercial-Cooling | 0 |  |  |  |  | 10 | 10 | 0 | 0 | 0 | 0 | 74 |  | kWh | 0.0665 | 0 | Commercial | [7 empty] | 3 | 0.78 |  |  |  | 1 | 4 | 0 | 0 | 0 | 0 | 0 | 0 | 0 | 0 | 0 | 0 | 2009 Qtr 1: 0; 2009 Qtr 2: 0; 2009 Qtr 3: 0; 2009 Qtr 4: 4; 2010 Qtr 1: 0; 2010 Qtr 2: 0; 2010 Qtr 3: 0; 2010 Qtr 4: 0; 2011 Qtr 1: 0; 2011 Qtr 2: 0; 2011 Qtr 3: 0; 2011 Qtr 4: 0 | 4
0 | 267030-Commercial HVAC Diagnostic/Tune-up Com All CZ10 VintAll |  | System | Commercial | 01-ALC-AllCommercial-Cooling | 0 |  |  |  |  | 67.6133 | 82.5373 | 0 | 0 | 0 | -14.924 | 214 |  | kWh | 0.15 | 0 | Commercial | [7 empty] | 10 | 0.85 |  |  |  | 1 | 3.35 | 0 | 0 | 0 | 0 | 0 | 0 | 0 | 0 | 0 | 0 | 2009 Qtr 1: 0; 2009 Qtr 2: 0; 2009 Qtr 3: 0; 2009 Qtr 4: 3.35; 2010 Qtr 1: 0; 2010 Qtr 2: 0; 2010 Qtr 3: 0; 2010 Qtr 4: 0; 2011 Qtr 1: 0; 2011 Qtr 2: 0; 2011 Qtr 3: 0; 2011 Qtr 4: 0 | 3.35
0 | 267045-Commercial Condensor Coil Cleaning (all units - savings at 50% of DEER) Com All CZ10 VintAll |  | System | Commercial | 01-ALC-AllCommercial-Cooling | 0 |  |  |  |  | 10 | 10 | 0 | 0 | 0 | 0 | 74 |  | kWh | 0.0665 | 0 | Commercial | [7 empty] | 3 | 0.78 |  |  |  | 1 | 5 | 0 | 0 | 0 | 0 | 0 | 0 | 0 | 0 | 0 | 0 | 2009 Qtr 1: 0; 2009 Qtr 2: 0; 2009 Qtr 3: 0; 2009 Qtr 4: 5; 2010 Qtr 1: 0; 2010 Qtr 2: 0; 2010 Qtr 3: 0; 2010 Qtr 4: 0; 2011 Qtr 1: 0; 2011 Qtr 2: 0; 2011 Qtr 3: 0; 2011 Qtr 4: 0 | 5
0 | 267030-Commercial HVAC Diagnostic/Tune-up Com All CZ10 VintAll |  | System | Commercial | 01-ALC-AllCommercial-Cooling | 0 |  |  |  |  | 67.6133 | 96.2935 | 0 | 0 | 0 | -28.6802 | 214 |  | kWh | 0.15 | 0 | Commercial | [7 empty] | 10 | 0.85 |  |  |  | 1 | 2.01 | 0 | 0 | 0 | 0 | 0 | 0 | 0 | 0 | 0 | 0 | 2009 Qtr 1: 0; 2009 Qtr 2: 0; 2009 Qtr 3: 0; 2009 Qtr 4: 2.01; 2010 Qtr 1: 0; 2010 Qtr 2: 0; 2010 Qtr 3: 0; 2010 Qtr 4: 0; 2011 Qtr 1: 0; 2011 Qtr 2: 0; 2011 Qtr 3: 0; 2011 Qtr 4: 0 | 2.01
0 | 267045-Commercial Condensor Coil Cleaning (all units - savings at 50% of DEER) Com All CZ10 VintAll |  | System | Commercial | 01-ALC-AllCommercial-Cooling | 0 |  |  |  |  | 10 | 11.6667 | 0 | 0 | 0 | -1.6667 | 74 |  | kWh | 0.0665 | 0 | Commercial | [7 empty] | 3 | 0.78 |  |  |  | 1 | 3 | 0 | 0 | 0 | 0 | 0 | 0 | 0 | 0 | 0 | 0 | 2009 Qtr 1: 0; 2009 Qtr 2: 0; 2009 Qtr 3: 0; 2009 Qtr 4: 3; 2010 Qtr 1: 0; 2010 Qtr 2: 0; 2010 Qtr 3: 0; 2010 Qtr 4: 0; 2011 Qtr 1: 0; 2011 Qtr 2: 0; 2011 Qtr 3: 0; 2011 Qtr 4: 0 | 3
0 | 267033-High Refrigerant Charge Adjustment (>= ±20% rated charge) Resid MF CZ10 Vint04 |  | System | Residential | 13-MFM-ResidentialMulti-family-SP_COOL | 0 |  |  |  |  | 66.33 | 107.25 | 0 | 0 | 0 | -40.92 | 171.246 |  | kWh | 0.22612 | -0.10521 | Residential |  | Winter Only | [5 empty] | 10 | 0.78 |  |  |  | 1 | 1 | 0 | 0 | 0 | 0 | 0 | 0 | 0 | 0 | 0 | 0 | 2009 Qtr 1: 0; 2009 Qtr 2: 0; 2009 Qtr 3: 0; 2009 Qtr 4: 1; 2010 Qtr 1: 0; 2010 Qtr 2: 0; 2010 Qtr 3: 0; 2010 Qtr 4: 0; 2011 Qtr 1: 0; 2011 Qtr 2: 0; 2011 Qtr 3: 0; 2011 Qtr 4: 0 | 1
0 | 267042-Residential Condensor Coil Cleaning Resid MF CZ10 VintAll |  | System | Residential | 13-MFM-ResidentialMulti-family-SP_COOL | 0 |  |  |  |  | 50 | 50 | 0 | 0 | 0 | 0 | 180 |  | kWh | 0.2376 | 0 | Residential | [7 empty] | 3 | 0.78 |  |  |  | 1 | 1 | 0 | 0 | 0 | 0 | 0 | 0 | 0 | 0 | 0 | 0 | 2009 Qtr 1: 0; 2009 Qtr 2: 0; 2009 Qtr 3: 0; 2009 Qtr 4: 1; 2010 Qtr 1: 0; 2010 Qtr 2: 0; 2010 Qtr 3: 0; 2010 Qtr 4: 0; 2011 Qtr 1: 0; 2011 Qtr 2: 0; 2011 Qtr 3: 0; 2011 Qtr 4: 0 | 1
0 | 267042-Residential Condensor Coil Cleaning Resid MF CZ10 VintAll |  | System | Residential | 13-MFM-ResidentialMulti-family-SP_COOL | 0 |  |  |  |  | 50 | 50 | 0 | 0 | 0 | 0 | 180 |  | kWh | 0.2376 | 0 | Residential | [7 empty] | 3 | 0.78 |  |  |  | 1 | 1 | 0 | 0 | 0 | 0 | 0 | 0 | 0 | 0 | 0 | 0 | 2009 Qtr 1: 0; 2009 Qtr 2: 0; 2009 Qtr 3: 0; 2009 Qtr 4: 1; 2010 Qtr 1: 0; 2010 Qtr 2: 0; 2010 Qtr 3: 0; 2010 Qtr 4: 0; 2011 Qtr 1: 0; 2011 Qtr 2: 0; 2011 Qtr 3: 0; 2011 Qtr 4: 0 | 1
0 | 267033-High Refrigerant Charge Adjustment (>= ±20% rated charge) Resid MF CZ10 Vint04 |  | System | Residential | 13-MFM-ResidentialMulti-family-SP_COOL | 0 |  |  |  |  | 66.33 | 107.25 | 0 | 0 | 0 | -40.92 | 171.246 |  | kWh | 0.22612 | -0.10521 | Residential |  | Winter Only | [5 empty] | 10 | 0.78 |  |  |  | 1 | 1 | 0 | 0 | 0 | 0 | 0 | 0 | 0 | 0 | 0 | 0 | 2009 Qtr 1: 0; 2009 Qtr 2: 0; 2009 Qtr 3: 0; 2009 Qtr 4: 1; 2010 Qtr 1: 0; 2010 Qtr 2: 0; 2010 Qtr 3: 0; 2010 Qtr 4: 0; 2011 Qtr 1: 0; 2011 Qtr 2: 0; 2011 Qtr 3: 0; 2011 Qtr 4: 0 | 1
0 | 267042-Residential Condensor Coil Cleaning Resid MF CZ10 VintAll |  | System | Residential | 13-MFM-ResidentialMulti-family-SP_COOL | 0 |  |  |  |  | 50 | 50 | 0 | 0 | 0 | 0 | 180 |  | kWh | 0.2376 | 0 | Residential | [7 empty] | 3 | 0.78 |  |  |  | 1 | 1 | 0 | 0 | 0 | 0 | 0 | 0 | 0 | 0 | 0 | 0 | 2009 Qtr 1: 0; 2009 Qtr 2: 0; 2009 Qtr 3: 0; 2009 Qtr 4: 1; 2010 Qtr 1: 0; 2010 Qtr 2: 0; 2010 Qtr 3: 0; 2010 Qtr 4: 0; 2011 Qtr 1: 0; 2011 Qtr 2: 0; 2011 Qtr 3: 0; 2011 Qtr 4: 0 | 1
0 | 267042-Residential Condensor Coil Cleaning Resid MF CZ10 VintAll |  | System | Residential | 13-MFM-ResidentialMulti-family-SP_COOL | 0 |  |  |  |  | 50 | 50 | 0 | 0 | 0 | 0 | 180 |  | kWh | 0.2376 | 0 | Residential | [7 empty] | 3 | 0.78 |  |  |  | 1 | 1 | 0 | 0 | 0 | 0 | 0 | 0 | 0 | 0 | 0 | 0 | 2009 Qtr 1: 0; 2009 Qtr 2: 0; 2009 Qtr 3: 0; 2009 Qtr 4: 1; 2010 Qtr 1: 0; 2010 Qtr 2: 0; 2010 Qtr 3: 0; 2010 Qtr 4: 0; 2011 Qtr 1: 0; 2011 Qtr 2: 0; 2011 Qtr 3: 0; 2011 Qtr 4: 0 | 1
0 | 267033-High Refrigerant Charge Adjustment (>= ±20% rated charge) Resid MF CZ10 Vint04 |  | System | Residential | 13-MFM-ResidentialMulti-family-SP_COOL | 0 |  |  |  |  | 66.33 | 107.25 | 0 | 0 | 0 | -40.92 | 171.246 |  | kWh | 0.22612 | -0.10521 | Residential |  | Winter Only | [5 empty] | 10 | 0.78 |  |  |  | 1 | 1 | 0 | 0 | 0 | 0 | 0 | 0 | 0 | 0 | 0 | 0 | 2009 Qtr 1: 0; 2009 Qtr 2: 0; 2009 Qtr 3: 0; 2009 Qtr 4: 1; 2010 Qtr 1: 0; 2010 Qtr 2: 0; 2010 Qtr 3: 0; 2010 Qtr 4: 0; 2011 Qtr 1: 0; 2011 Qtr 2: 0; 2011 Qtr 3: 0; 2011 Qtr 4: 0 | 1
0 | 267042-Residential Condensor Coil Cleaning Resid MF CZ10 VintAll |  | System | Residential | 13-MFM-ResidentialMulti-family-SP_COOL | 0 |  |  |  |  | 50 | 50 | 0 | 0 | 0 | 0 | 180 |  | kWh | 0.2376 | 0 | Residential | [7 empty] | 3 | 0.78 |  |  |  | 1 | 1 | 0 | 0 | 0 | 0 | 0 | 0 | 0 | 0 | 0 | 0 | 2009 Qtr 1: 0; 2009 Qtr 2: 0; 2009 Qtr 3: 0; 2009 Qtr 4: 1; 2010 Qtr 1: 0; 2010 Qtr 2: 0; 2010 Qtr 3: 0; 2010 Qtr 4: 0; 2011 Qtr 1: 0; 2011 Qtr 2: 0; 2011 Qtr 3: 0; 2011 Qtr 4: 0 | 1
0 | 267033-High Refrigerant Charge Adjustment (>= ±20% rated charge) Resid MF CZ10 Vint04 |  | System | Residential | 13-MFM-ResidentialMulti-family-SP_COOL | 0 |  |  |  |  | 66.33 | 107.25 | 0 | 0 | 0 | -40.92 | 171.246 |  | kWh | 0.22612 | -0.10521 | Residential |  | Winter Only | [5 empty] | 10 | 0.78 |  |  |  | 1 | 1 | 0 | 0 | 0 | 0 | 0 | 0 | 0 | 0 | 0 | 0 | 2009 Qtr 1: 0; 2009 Qtr 2: 0; 2009 Qtr 3: 0; 2009 Qtr 4: 1; 2010 Qtr 1: 0; 2010 Qtr 2: 0; 2010 Qtr 3: 0; 2010 Qtr 4: 0; 2011 Qtr 1: 0; 2011 Qtr 2: 0; 2011 Qtr 3: 0; 2011 Qtr 4: 0 | 1
0 | 267042-Residential Condensor Coil Cleaning Resid MF CZ10 VintAll |  | System | Residential | 13-MFM-ResidentialMulti-family-SP_COOL | 0 |  |  |  |  | 50 | 50 | 0 | 0 | 0 | 0 | 180 |  | kWh | 0.2376 | 0 | Residential | [7 empty] | 3 | 0.78 |  |  |  | 1 | 1 | 0 | 0 | 0 | 0 | 0 | 0 | 0 | 0 | 0 | 0 | 2009 Qtr 1: 0; 2009 Qtr 2: 0; 2009 Qtr 3: 0; 2009 Qtr 4: 1; 2010 Qtr 1: 0; 2010 Qtr 2: 0; 2010 Qtr 3: 0; 2010 Qtr 4: 0; 2011 Qtr 1: 0; 2011 Qtr 2: 0; 2011 Qtr 3: 0; 2011 Qtr 4: 0 | 1
0 | 267033-High Refrigerant Charge Adjustment (>= ±20% rated charge) Resid MF CZ10 Vint04 |  | System | Residential | 13-MFM-ResidentialMulti-family-SP_COOL | 0 |  |  |  |  | 66.33 | 107.25 | 0 | 0 | 0 | -40.92 | 171.246 |  | kWh | 0.22612 | -0.10521 | Residential |  | Winter Only | [5 empty] | 10 | 0.78 |  |  |  | 1 | 1 | 0 | 0 | 0 | 0 | 0 | 0 | 0 | 0 | 0 | 0 | 2009 Qtr 1: 0; 2009 Qtr 2: 0; 2009 Qtr 3: 0; 2009 Qtr 4: 1; 2010 Qtr 1: 0; 2010 Qtr 2: 0; 2010 Qtr 3: 0; 2010 Qtr 4: 0; 2011 Qtr 1: 0; 2011 Qtr 2: 0; 2011 Qtr 3: 0; 2011 Qtr 4: 0 | 1
0 | 267042-Residential Condensor Coil Cleaning Resid MF CZ10 VintAll |  | System | Residential | 13-MFM-ResidentialMulti-family-SP_COOL | 0 |  |  |  |  | 50 | 50 | 0 | 0 | 0 | 0 | 180 |  | kWh | 0.2376 | 0 | Residential | [7 empty] | 3 | 0.78 |  |  |  | 1 | 1 | 0 | 0 | 0 | 0 | 0 | 0 | 0 | 0 | 0 | 0 | 2009 Qtr 1: 0; 2009 Qtr 2: 0; 2009 Qtr 3: 0; 2009 Qtr 4: 1; 2010 Qtr 1: 0; 2010 Qtr 2: 0; 2010 Qtr 3: 0; 2010 Qtr 4: 0; 2011 Qtr 1: 0; 2011 Qtr 2: 0; 2011 Qtr 3: 0; 2011 Qtr 4: 0 | 1
0 | 267033-High Refrigerant Charge Adjustment (>= ±20% rated charge) Resid MF CZ10 Vint04 |  | System | Residential | 13-MFM-ResidentialMulti-family-SP_COOL | 0 |  |  |  |  | 66.33 | 107.25 | 0 | 0 | 0 | -40.92 | 171.246 |  | kWh | 0.22612 | -0.10521 | Residential |  | Winter Only | [5 empty] | 10 | 0.78 |  |  |  | 1 | 1 | 0 | 0 | 0 | 0 | 0 | 0 | 0 | 0 | 0 | 0 | 2009 Qtr 1: 0; 2009 Qtr 2: 0; 2009 Qtr 3: 0; 2009 Qtr 4: 1; 2010 Qtr 1: 0; 2010 Qtr 2: 0; 2010 Qtr 3: 0; 2010 Qtr 4: 0; 2011 Qtr 1: 0; 2011 Qtr 2: 0; 2011 Qtr 3: 0; 2011 Qtr 4: 0 | 1
0 | 267042-Residential Condensor Coil Cleaning Resid MF CZ10 VintAll |  | System | Residential | 13-MFM-ResidentialMulti-family-SP_COOL | 0 |  |  |  |  | 50 | 50 | 0 | 0 | 0 | 0 | 180 |  | kWh | 0.2376 | 0 | Residential | [7 empty] | 3 | 0.78 |  |  |  | 1 | 1 | 0 | 0 | 0 | 0 | 0 | 0 | 0 | 0 | 0 | 0 | 2009 Qtr 1: 0; 2009 Qtr 2: 0; 2009 Qtr 3: 0; 2009 Qtr 4: 1; 2010 Qtr 1: 0; 2010 Qtr 2: 0; 2010 Qtr 3: 0; 2010 Qtr 4: 0; 2011 Qtr 1: 0; 2011 Qtr 2: 0; 2011 Qtr 3: 0; 2011 Qtr 4: 0 | 1
0 | 267033-High Refrigerant Charge Adjustment (>= ±20% rated charge) Resid MF CZ10 Vint04 |  | System | Residential | 13-MFM-ResidentialMulti-family-SP_COOL | 0 |  |  |  |  | 66.33 | 107.25 | 0 | 0 | 0 | -40.92 | 171.246 |  | kWh | 0.22612 | -0.10521 | Residential |  | Winter Only | [5 empty] | 10 | 0.78 |  |  |  | 1 | 1 | 0 | 0 | 0 | 0 | 0 | 0 | 0 | 0 | 0 | 0 | 2009 Qtr 1: 0; 2009 Qtr 2: 0; 2009 Qtr 3: 0; 2009 Qtr 4: 1; 2010 Qtr 1: 0; 2010 Qtr 2: 0; 2010 Qtr 3: 0; 2010 Qtr 4: 0; 2011 Qtr 1: 0; 2011 Qtr 2: 0; 2011 Qtr 3: 0; 2011 Qtr 4: 0 | 1
0 | 267042-Residential Condensor Coil Cleaning Resid MF CZ10 VintAll |  | System | Residential | 13-MFM-ResidentialMulti-family-SP_COOL | 0 |  |  |  |  | 50 | 50 | 0 | 0 | 0 | 0 | 180 |  | kWh | 0.2376 | 0 | Residential | [7 empty] | 3 | 0.78 |  |  |  | 1 | 1 | 0 | 0 | 0 | 0 | 0 | 0 | 0 | 0 | 0 | 0 | 2009 Qtr 1: 0; 2009 Qtr 2: 0; 2009 Qtr 3: 0; 2009 Qtr 4: 1; 2010 Qtr 1: 0; 2010 Qtr 2: 0; 2010 Qtr 3: 0; 2010 Qtr 4: 0; 2011 Qtr 1: 0; 2011 Qtr 2: 0; 2011 Qtr 3: 0; 2011 Qtr 4: 0 | 1
0 | 267033-High Refrigerant Charge Adjustment (>= ±20% rated charge) Resid MF CZ10 Vint04 |  | System | Residential | 13-MFM-ResidentialMulti-family-SP_COOL | 0 |  |  |  |  | 66.33 | 107.25 | 0 | 0 | 0 | -40.92 | 171.246 |  | kWh | 0.22612 | -0.10521 | Residential |  | Winter Only | [5 empty] | 10 | 0.78 |  |  |  | 1 | 1 | 0 | 0 | 0 | 0 | 0 | 0 | 0 | 0 | 0 | 0 | 2009 Qtr 1: 0; 2009 Qtr 2: 0; 2009 Qtr 3: 0; 2009 Qtr 4: 1; 2010 Qtr 1: 0; 2010 Qtr 2: 0; 2010 Qtr 3: 0; 2010 Qtr 4: 0; 2011 Qtr 1: 0; 2011 Qtr 2: 0; 2011 Qtr 3: 0; 2011 Qtr 4: 0 | 1
0 | 267042-Residential Condensor Coil Cleaning Resid MF CZ10 VintAll |  | System | Residential | 13-MFM-ResidentialMulti-family-SP_COOL | 0 |  |  |  |  | 50 | 50 | 0 | 0 | 0 | 0 | 180 |  | kWh | 0.2376 | 0 | Residential | [7 empty] | 3 | 0.78 |  |  |  | 1 | 1 | 0 | 0 | 0 | 0 | 0 | 0 | 0 | 0 | 0 | 0 | 2009 Qtr 1: 0; 2009 Qtr 2: 0; 2009 Qtr 3: 0; 2009 Qtr 4: 1; 2010 Qtr 1: 0; 2010 Qtr 2: 0; 2010 Qtr 3: 0; 2010 Qtr 4: 0; 2011 Qtr 1: 0; 2011 Qtr 2: 0; 2011 Qtr 3: 0; 2011 Qtr 4: 0 | 1
0 | 267033-High Refrigerant Charge Adjustment (>= ±20% rated charge) Resid MF CZ10 Vint04 |  | System | Residential | 13-MFM-ResidentialMulti-family-SP_COOL | 0 |  |  |  |  | 66.33 | 107.25 | 0 | 0 | 0 | -40.92 | 171.246 |  | kWh | 0.22612 | -0.10521 | Residential |  | Winter Only | [5 empty] | 10 | 0.78 |  |  |  | 1 | 1 | 0 | 0 | 0 | 0 | 0 | 0 | 0 | 0 | 0 | 0 | 2009 Qtr 1: 0; 2009 Qtr 2: 0; 2009 Qtr 3: 0; 2009 Qtr 4: 1; 2010 Qtr 1: 0; 2010 Qtr 2: 0; 2010 Qtr 3: 0; 2010 Qtr 4: 0; 2011 Qtr 1: 0; 2011 Qtr 2: 0; 2011 Qtr 3: 0; 2011 Qtr 4: 0 | 1
0 | 267042-Residential Condensor Coil Cleaning Resid MF CZ10 VintAll |  | System | Residential | 13-MFM-ResidentialMulti-family-SP_COOL | 0 |  |  |  |  | 50 | 50 | 0 | 0 | 0 | 0 | 180 |  | kWh | 0.2376 | 0 | Residential | [7 empty] | 3 | 0.78 |  |  |  | 1 | 1 | 0 | 0 | 0 | 0 | 0 | 0 | 0 | 0 | 0 | 0 | 2009 Qtr 1: 0; 2009 Qtr 2: 0; 2009 Qtr 3: 0; 2009 Qtr 4: 1; 2010 Qtr 1: 0; 2010 Qtr 2: 0; 2010 Qtr 3: 0; 2010 Qtr 4: 0; 2011 Qtr 1: 0; 2011 Qtr 2: 0; 2011 Qtr 3: 0; 2011 Qtr 4: 0 | 1
0 | 267033-High Refrigerant Charge Adjustment (>= ±20% rated charge) Resid MF CZ10 Vint04 |  | System | Residential | 13-MFM-ResidentialMulti-family-SP_COOL | 0 |  |  |  |  | 66.33 | 107.25 | 0 | 0 | 0 | -40.92 | 171.246 |  | kWh | 0.22612 | -0.10521 | Residential |  | Winter Only | [5 empty] | 10 | 0.78 |  |  |  | 1 | 1 | 0 | 0 | 0 | 0 | 0 | 0 | 0 | 0 | 0 | 0 | 2009 Qtr 1: 0; 2009 Qtr 2: 0; 2009 Qtr 3: 0; 2009 Qtr 4: 1; 2010 Qtr 1: 0; 2010 Qtr 2: 0; 2010 Qtr 3: 0; 2010 Qtr 4: 0; 2011 Qtr 1: 0; 2011 Qtr 2: 0; 2011 Qtr 3: 0; 2011 Qtr 4: 0 | 1
0 | 267042-Residential Condensor Coil Cleaning Resid MF CZ10 VintAll |  | System | Residential | 13-MFM-ResidentialMulti-family-SP_COOL | 0 |  |  |  |  | 50 | 50 | 0 | 0 | 0 | 0 | 180 |  | kWh | 0.2376 | 0 | Residential | [7 empty] | 3 | 0.78 |  |  |  | 1 | 1 | 0 | 0 | 0 | 0 | 0 | 0 | 0 | 0 | 0 | 0 | 2009 Qtr 1: 0; 2009 Qtr 2: 0; 2009 Qtr 3: 0; 2009 Qtr 4: 1; 2010 Qtr 1: 0; 2010 Qtr 2: 0; 2010 Qtr 3: 0; 2010 Qtr 4: 0; 2011 Qtr 1: 0; 2011 Qtr 2: 0; 2011 Qtr 3: 0; 2011 Qtr 4: 0 | 1
0 | 267042-Residential Condensor Coil Cleaning Resid MF CZ10 VintAll |  | System | Residential | 13-MFM-ResidentialMulti-family-SP_COOL | 0 |  |  |  |  | 50 | 50 | 0 | 0 | 0 | 0 | 180 |  | kWh | 0.2376 | 0 | Residential | [7 empty] | 3 | 0.78 |  |  |  | 1 | 1 | 0 | 0 | 0 | 0 | 0 | 0 | 0 | 0 | 0 | 0 | 2009 Qtr 1: 0; 2009 Qtr 2: 0; 2009 Qtr 3: 0; 2009 Qtr 4: 1; 2010 Qtr 1: 0; 2010 Qtr 2: 0; 2010 Qtr 3: 0; 2010 Qtr 4: 0; 2011 Qtr 1: 0; 2011 Qtr 2: 0; 2011 Qtr 3: 0; 2011 Qtr 4: 0 | 1
0 | 267033-High Refrigerant Charge Adjustment (>= ±20% rated charge) Resid MF CZ10 Vint04 |  | System | Residential | 13-MFM-ResidentialMulti-family-SP_COOL | 0 |  |  |  |  | 66.33 | 107.25 | 0 | 0 | 0 | -40.92 | 171.246 |  | kWh | 0.22612 | -0.10521 | Residential |  | Winter Only | [5 empty] | 10 | 0.78 |  |  |  | 1 | 1 | 0 | 0 | 0 | 0 | 0 | 0 | 0 | 0 | 0 | 0 | 2009 Qtr 1: 0; 2009 Qtr 2: 0; 2009 Qtr 3: 0; 2009 Qtr 4: 1; 2010 Qtr 1: 0; 2010 Qtr 2: 0; 2010 Qtr 3: 0; 2010 Qtr 4: 0; 2011 Qtr 1: 0; 2011 Qtr 2: 0; 2011 Qtr 3: 0; 2011 Qtr 4: 0 | 1
0 | 267042-Residential Condensor Coil Cleaning Resid MF CZ10 VintAll |  | System | Residential | 13-MFM-ResidentialMulti-family-SP_COOL | 0 |  |  |  |  | 50 | 50 | 0 | 0 | 0 | 0 | 180 |  | kWh | 0.2376 | 0 | Residential | [7 empty] | 3 | 0.78 |  |  |  | 1 | 1 | 0 | 0 | 0 | 0 | 0 | 0 | 0 | 0 | 0 | 0 | 2009 Qtr 1: 0; 2009 Qtr 2: 0; 2009 Qtr 3: 0; 2009 Qtr 4: 1; 2010 Qtr 1: 0; 2010 Qtr 2: 0; 2010 Qtr 3: 0; 2010 Qtr 4: 0; 2011 Qtr 1: 0; 2011 Qtr 2: 0; 2011 Qtr 3: 0; 2011 Qtr 4: 0 | 1
0 | 267042-Residential Condensor Coil Cleaning Resid MF CZ10 VintAll |  | System | Residential | 13-MFM-ResidentialMulti-family-SP_COOL | 0 |  |  |  |  | 50 | 50 | 0 | 0 | 0 | 0 | 180 |  | kWh | 0.2376 | 0 | Residential | [7 empty] | 3 | 0.78 |  |  |  | 1 | 1 | 0 | 0 | 0 | 0 | 0 | 0 | 0 | 0 | 0 | 0 | 2009 Qtr 1: 0; 2009 Qtr 2: 0; 2009 Qtr 3: 0; 2009 Qtr 4: 1; 2010 Qtr 1: 0; 2010 Qtr 2: 0; 2010 Qtr 3: 0; 2010 Qtr 4: 0; 2011 Qtr 1: 0; 2011 Qtr 2: 0; 2011 Qtr 3: 0; 2011 Qtr 4: 0 | 1
0 | 267042-Residential Condensor Coil Cleaning Resid MF CZ10 VintAll |  | System | Residential | 13-MFM-ResidentialMulti-family-SP_COOL | 0 |  |  |  |  | 50 | 50 | 0 | 0 | 0 | 0 | 180 |  | kWh | 0.2376 | 0 | Residential | [7 empty] | 3 | 0.78 |  |  |  | 1 | 1 | 0 | 0 | 0 | 0 | 0 | 0 | 0 | 0 | 0 | 0 | 2009 Qtr 1: 0; 2009 Qtr 2: 0; 2009 Qtr 3: 0; 2009 Qtr 4: 1; 2010 Qtr 1: 0; 2010 Qtr 2: 0; 2010 Qtr 3: 0; 2010 Qtr 4: 0; 2011 Qtr 1: 0; 2011 Qtr 2: 0; 2011 Qtr 3: 0; 2011 Qtr 4: 0 | 1
0 | 267033-High Refrigerant Charge Adjustment (>= ±20% rated charge) Resid MF CZ10 Vint04 |  | System | Residential | 13-MFM-ResidentialMulti-family-SP_COOL | 0 |  |  |  |  | 66.33 | 107.25 | 0 | 0 | 0 | -40.92 | 171.246 |  | kWh | 0.22612 | -0.10521 | Residential |  | Winter Only | [5 empty] | 10 | 0.78 |  |  |  | 1 | 1 | 0 | 0 | 0 | 0 | 0 | 0 | 0 | 0 | 0 | 0 | 2009 Qtr 1: 0; 2009 Qtr 2: 0; 2009 Qtr 3: 0; 2009 Qtr 4: 1; 2010 Qtr 1: 0; 2010 Qtr 2: 0; 2010 Qtr 3: 0; 2010 Qtr 4: 0; 2011 Qtr 1: 0; 2011 Qtr 2: 0; 2011 Qtr 3: 0; 2011 Qtr 4: 0 | 1
0 | 267042-Residential Condensor Coil Cleaning Resid MF CZ10 VintAll |  | System | Residential | 13-MFM-ResidentialMulti-family-SP_COOL | 0 |  |  |  |  | 50 | 50 | 0 | 0 | 0 | 0 | 180 |  | kWh | 0.2376 | 0 | Residential | [7 empty] | 3 | 0.78 |  |  |  | 1 | 1 | 0 | 0 | 0 | 0 | 0 | 0 | 0 | 0 | 0 | 0 | 2009 Qtr 1: 0; 2009 Qtr 2: 0; 2009 Qtr 3: 0; 2009 Qtr 4: 1; 2010 Qtr 1: 0; 2010 Qtr 2: 0; 2010 Qtr 3: 0; 2010 Qtr 4: 0; 2011 Qtr 1: 0; 2011 Qtr 2: 0; 2011 Qtr 3: 0; 2011 Qtr 4: 0 | 1
0 | 267042-Residential Condensor Coil Cleaning Resid MF CZ10 VintAll |  | System | Residential | 13-MFM-ResidentialMulti-family-SP_COOL | 0 |  |  |  |  | 50 | 50 | 0 | 0 | 0 | 0 | 180 |  | kWh | 0.2376 | 0 | Residential | [7 empty] | 3 | 0.78 |  |  |  | 1 | 1 | 0 | 0 | 0 | 0 | 0 | 0 | 0 | 0 | 0 | 0 | 2009 Qtr 1: 0; 2009 Qtr 2: 0; 2009 Qtr 3: 0; 2009 Qtr 4: 1; 2010 Qtr 1: 0; 2010 Qtr 2: 0; 2010 Qtr 3: 0; 2010 Qtr 4: 0; 2011 Qtr 1: 0; 2011 Qtr 2: 0; 2011 Qtr 3: 0; 2011 Qtr 4: 0 | 1
0 | 267033-High Refrigerant Charge Adjustment (>= ±20% rated charge) Resid MF CZ10 Vint04 |  | System | Residential | 13-MFM-ResidentialMulti-family-SP_COOL | 0 |  |  |  |  | 66.33 | 71.5 | 0 | 0 | 0 | -5.17 | 171.246 |  | kWh | 0.22612 | -0.10521 | Residential |  | Winter Only | [5 empty] | 10 | 0.78 |  |  |  | 1 | 2 | 0 | 0 | 0 | 0 | 0 | 0 | 0 | 0 | 0 | 0 | 2009 Qtr 1: 0; 2009 Qtr 2: 0; 2009 Qtr 3: 0; 2009 Qtr 4: 2; 2010 Qtr 1: 0; 2010 Qtr 2: 0; 2010 Qtr 3: 0; 2010 Qtr 4: 0; 2011 Qtr 1: 0; 2011 Qtr 2: 0; 2011 Qtr 3: 0; 2011 Qtr 4: 0 | 2
0 | 267042-Residential Condensor Coil Cleaning Resid MF CZ10 VintAll |  | System | Residential | 13-MFM-ResidentialMulti-family-SP_COOL | 0 |  |  |  |  | 50 | 50 | 0 | 0 | 0 | 0 | 180 |  | kWh | 0.2376 | 0 | Residential | [7 empty] | 3 | 0.78 |  |  |  | 1 | 1 | 0 | 0 | 0 | 0 | 0 | 0 | 0 | 0 | 0 | 0 | 2009 Qtr 1: 0; 2009 Qtr 2: 0; 2009 Qtr 3: 0; 2009 Qtr 4: 1; 2010 Qtr 1: 0; 2010 Qtr 2: 0; 2010 Qtr 3: 0; 2010 Qtr 4: 0; 2011 Qtr 1: 0; 2011 Qtr 2: 0; 2011 Qtr 3: 0; 2011 Qtr 4: 0 | 1
0 | 267033-High Refrigerant Charge Adjustment (>= ±20% rated charge) Resid MF CZ10 Vint04 |  | System | Residential | 13-MFM-ResidentialMulti-family-SP_COOL | 0 |  |  |  |  | 66.33 | 71.5 | 0 | 0 | 0 | -5.17 | 171.246 |  | kWh | 0.22612 | -0.10521 | Residential |  | Winter Only | [5 empty] | 10 | 0.78 |  |  |  | 1 | 2 | 0 | 0 | 0 | 0 | 0 | 0 | 0 | 0 | 0 | 0 | 2009 Qtr 1: 0; 2009 Qtr 2: 0; 2009 Qtr 3: 0; 2009 Qtr 4: 2; 2010 Qtr 1: 0; 2010 Qtr 2: 0; 2010 Qtr 3: 0; 2010 Qtr 4: 0; 2011 Qtr 1: 0; 2011 Qtr 2: 0; 2011 Qtr 3: 0; 2011 Qtr 4: 0 | 2
0 | 267042-Residential Condensor Coil Cleaning Resid MF CZ10 VintAll |  | System | Residential | 13-MFM-ResidentialMulti-family-SP_COOL | 0 |  |  |  |  | 50 | 50 | 0 | 0 | 0 | 0 | 180 |  | kWh | 0.2376 | 0 | Residential | [7 empty] | 3 | 0.78 |  |  |  | 1 | 1 | 0 | 0 | 0 | 0 | 0 | 0 | 0 | 0 | 0 | 0 | 2009 Qtr 1: 0; 2009 Qtr 2: 0; 2009 Qtr 3: 0; 2009 Qtr 4: 1; 2010 Qtr 1: 0; 2010 Qtr 2: 0; 2010 Qtr 3: 0; 2010 Qtr 4: 0; 2011 Qtr 1: 0; 2011 Qtr 2: 0; 2011 Qtr 3: 0; 2011 Qtr 4: 0 | 1
0 | 267033-High Refrigerant Charge Adjustment (>= ±20% rated charge) Resid MF CZ10 Vint04 |  | System | Residential | 13-MFM-ResidentialMulti-family-SP_COOL | 0 |  |  |  |  | 66.33 | 71.5 | 0 | 0 | 0 | -5.17 | 171.246 |  | kWh | 0.22612 | -0.10521 | Residential |  | Winter Only | [5 empty] | 10 | 0.78 |  |  |  | 1 | 2 | 0 | 0 | 0 | 0 | 0 | 0 | 0 | 0 | 0 | 0 | 2009 Qtr 1: 0; 2009 Qtr 2: 0; 2009 Qtr 3: 0; 2009 Qtr 4: 2; 2010 Qtr 1: 0; 2010 Qtr 2: 0; 2010 Qtr 3: 0; 2010 Qtr 4: 0; 2011 Qtr 1: 0; 2011 Qtr 2: 0; 2011 Qtr 3: 0; 2011 Qtr 4: 0 | 2
0 | 267042-Residential Condensor Coil Cleaning Resid MF CZ10 VintAll |  | System | Residential | 13-MFM-ResidentialMulti-family-SP_COOL | 0 |  |  |  |  | 50 | 50 | 0 | 0 | 0 | 0 | 180 |  | kWh | 0.2376 | 0 | Residential | [7 empty] | 3 | 0.78 |  |  |  | 1 | 1 | 0 | 0 | 0 | 0 | 0 | 0 | 0 | 0 | 0 | 0 | 2009 Qtr 1: 0; 2009 Qtr 2: 0; 2009 Qtr 3: 0; 2009 Qtr 4: 1; 2010 Qtr 1: 0; 2010 Qtr 2: 0; 2010 Qtr 3: 0; 2010 Qtr 4: 0; 2011 Qtr 1: 0; 2011 Qtr 2: 0; 2011 Qtr 3: 0; 2011 Qtr 4: 0 | 1
0 | 267033-High Refrigerant Charge Adjustment (>= ±20% rated charge) Resid MF CZ10 Vint04 |  | System | Residential | 13-MFM-ResidentialMulti-family-SP_COOL | 0 |  |  |  |  | 66.33 | 71.5 | 0 | 0 | 0 | -5.17 | 171.246 |  | kWh | 0.22612 | -0.10521 | Residential |  | Winter Only | [5 empty] | 10 | 0.78 |  |  |  | 1 | 2 | 0 | 0 | 0 | 0 | 0 | 0 | 0 | 0 | 0 | 0 | 2009 Qtr 1: 0; 2009 Qtr 2: 0; 2009 Qtr 3: 0; 2009 Qtr 4: 2; 2010 Qtr 1: 0; 2010 Qtr 2: 0; 2010 Qtr 3: 0; 2010 Qtr 4: 0; 2011 Qtr 1: 0; 2011 Qtr 2: 0; 2011 Qtr 3: 0; 2011 Qtr 4: 0 | 2
0 | 267042-Residential Condensor Coil Cleaning Resid MF CZ10 VintAll |  | System | Residential | 13-MFM-ResidentialMulti-family-SP_COOL | 0 |  |  |  |  | 50 | 50 | 0 | 0 | 0 | 0 | 180 |  | kWh | 0.2376 | 0 | Residential | [7 empty] | 3 | 0.78 |  |  |  | 1 | 1 | 0 | 0 | 0 | 0 | 0 | 0 | 0 | 0 | 0 | 0 | 2009 Qtr 1: 0; 2009 Qtr 2: 0; 2009 Qtr 3: 0; 2009 Qtr 4: 1; 2010 Qtr 1: 0; 2010 Qtr 2: 0; 2010 Qtr 3: 0; 2010 Qtr 4: 0; 2011 Qtr 1: 0; 2011 Qtr 2: 0; 2011 Qtr 3: 0; 2011 Qtr 4: 0 | 1
0 | 267033-High Refrigerant Charge Adjustment (>= ±20% rated charge) Resid MF CZ10 Vint04 |  | System | Residential | 13-MFM-ResidentialMulti-family-SP_COOL | 0 |  |  |  |  | 66.33 | 71.5 | 0 | 0 | 0 | -5.17 | 171.246 |  | kWh | 0.22612 | -0.10521 | Residential |  | Winter Only | [5 empty] | 10 | 0.78 |  |  |  | 1 | 2 | 0 | 0 | 0 | 0 | 0 | 0 | 0 | 0 | 0 | 0 | 2009 Qtr 1: 0; 2009 Qtr 2: 0; 2009 Qtr 3: 0; 2009 Qtr 4: 2; 2010 Qtr 1: 0; 2010 Qtr 2: 0; 2010 Qtr 3: 0; 2010 Qtr 4: 0; 2011 Qtr 1: 0; 2011 Qtr 2: 0; 2011 Qtr 3: 0; 2011 Qtr 4: 0 | 2
0 | 267042-Residential Condensor Coil Cleaning Resid MF CZ10 VintAll |  | System | Residential | 13-MFM-ResidentialMulti-family-SP_COOL | 0 |  |  |  |  | 50 | 50 | 0 | 0 | 0 | 0 | 180 |  | kWh | 0.2376 | 0 | Residential | [7 empty] | 3 | 0.78 |  |  |  | 1 | 1 | 0 | 0 | 0 | 0 | 0 | 0 | 0 | 0 | 0 | 0 | 2009 Qtr 1: 0; 2009 Qtr 2: 0; 2009 Qtr 3: 0; 2009 Qtr 4: 1; 2010 Qtr 1: 0; 2010 Qtr 2: 0; 2010 Qtr 3: 0; 2010 Qtr 4: 0; 2011 Qtr 1: 0; 2011 Qtr 2: 0; 2011 Qtr 3: 0; 2011 Qtr 4: 0 | 1
0 | 267042-Residential Condensor Coil Cleaning Resid MF CZ10 VintAll |  | System | Residential | 13-MFM-ResidentialMulti-family-SP_COOL | 0 |  |  |  |  | 50 | 50 | 0 | 0 | 0 | 0 | 180 |  | kWh | 0.2376 | 0 | Residential | [7 empty] | 3 | 0.78 |  |  |  | 1 | 1 | 0 | 0 | 0 | 0 | 0 | 0 | 0 | 0 | 0 | 0 | 2009 Qtr 1: 0; 2009 Qtr 2: 0; 2009 Qtr 3: 0; 2009 Qtr 4: 1; 2010 Qtr 1: 0; 2010 Qtr 2: 0; 2010 Qtr 3: 0; 2010 Qtr 4: 0; 2011 Qtr 1: 0; 2011 Qtr 2: 0; 2011 Qtr 3: 0; 2011 Qtr 4: 0 | 1
0 | 267033-High Refrigerant Charge Adjustment (>= ±20% rated charge) Resid MF CZ10 Vint04 |  | System | Residential | 13-MFM-ResidentialMulti-family-SP_COOL | 0 |  |  |  |  | 66.33 | 71.5 | 0 | 0 | 0 | -5.17 | 171.246 |  | kWh | 0.22612 | -0.10521 | Residential |  | Winter Only | [5 empty] | 10 | 0.78 |  |  |  | 1 | 2 | 0 | 0 | 0 | 0 | 0 | 0 | 0 | 0 | 0 | 0 | 2009 Qtr 1: 0; 2009 Qtr 2: 0; 2009 Qtr 3: 0; 2009 Qtr 4: 2; 2010 Qtr 1: 0; 2010 Qtr 2: 0; 2010 Qtr 3: 0; 2010 Qtr 4: 0; 2011 Qtr 1: 0; 2011 Qtr 2: 0; 2011 Qtr 3: 0; 2011 Qtr 4: 0 | 2
0 | 267042-Residential Condensor Coil Cleaning Resid MF CZ10 VintAll |  | System | Residential | 13-MFM-ResidentialMulti-family-SP_COOL | 0 |  |  |  |  | 50 | 50 | 0 | 0 | 0 | 0 | 180 |  | kWh | 0.2376 | 0 | Residential | [7 empty] | 3 | 0.78 |  |  |  | 1 | 1 | 0 | 0 | 0 | 0 | 0 | 0 | 0 | 0 | 0 | 0 | 2009 Qtr 1: 0; 2009 Qtr 2: 0; 2009 Qtr 3: 0; 2009 Qtr 4: 1; 2010 Qtr 1: 0; 2010 Qtr 2: 0; 2010 Qtr 3: 0; 2010 Qtr 4: 0; 2011 Qtr 1: 0; 2011 Qtr 2: 0; 2011 Qtr 3: 0; 2011 Qtr 4: 0 | 1
0 | 267033-High Refrigerant Charge Adjustment (>= ±20% rated charge) Resid MF CZ10 Vint04 |  | System | Residential | 13-MFM-ResidentialMulti-family-SP_COOL | 0 |  |  |  |  | 66.33 | 71.5 | 0 | 0 | 0 | -5.17 | 171.246 |  | kWh | 0.22612 | -0.10521 | Residential |  | Winter Only | [5 empty] | 10 | 0.78 |  |  |  | 1 | 2 | 0 | 0 | 0 | 0 | 0 | 0 | 0 | 0 | 0 | 0 | 2009 Qtr 1: 0; 2009 Qtr 2: 0; 2009 Qtr 3: 0; 2009 Qtr 4: 2; 2010 Qtr 1: 0; 2010 Qtr 2: 0; 2010 Qtr 3: 0; 2010 Qtr 4: 0; 2011 Qtr 1: 0; 2011 Qtr 2: 0; 2011 Qtr 3: 0; 2011 Qtr 4: 0 | 2
0 | 267042-Residential Condensor Coil Cleaning Resid MF CZ10 VintAll |  | System | Residential | 13-MFM-ResidentialMulti-family-SP_COOL | 0 |  |  |  |  | 50 | 50 | 0 | 0 | 0 | 0 | 180 |  | kWh | 0.2376 | 0 | Residential | [7 empty] | 3 | 0.78 |  |  |  | 1 | 1 | 0 | 0 | 0 | 0 | 0 | 0 | 0 | 0 | 0 | 0 | 2009 Qtr 1: 0; 2009 Qtr 2: 0; 2009 Qtr 3: 0; 2009 Qtr 4: 1; 2010 Qtr 1: 0; 2010 Qtr 2: 0; 2010 Qtr 3: 0; 2010 Qtr 4: 0; 2011 Qtr 1: 0; 2011 Qtr 2: 0; 2011 Qtr 3: 0; 2011 Qtr 4: 0 | 1
0 | 267033-High Refrigerant Charge Adjustment (>= ±20% rated charge) Resid MF CZ10 Vint04 |  | System | Residential | 13-MFM-ResidentialMulti-family-SP_COOL | 0 |  |  |  |  | 66.33 | 71.5 | 0 | 0 | 0 | -5.17 | 171.246 |  | kWh | 0.22612 | -0.10521 | Residential |  | Winter Only | [5 empty] | 10 | 0.78 |  |  |  | 1 | 2 | 0 | 0 | 0 | 0 | 0 | 0 | 0 | 0 | 0 | 0 | 2009 Qtr 1: 0; 2009 Qtr 2: 0; 2009 Qtr 3: 0; 2009 Qtr 4: 2; 2010 Qtr 1: 0; 2010 Qtr 2: 0; 2010 Qtr 3: 0; 2010 Qtr 4: 0; 2011 Qtr 1: 0; 2011 Qtr 2: 0; 2011 Qtr 3: 0; 2011 Qtr 4: 0 | 2
0 | 267042-Residential Condensor Coil Cleaning Resid MF CZ10 VintAll |  | System | Residential | 13-MFM-ResidentialMulti-family-SP_COOL | 0 |  |  |  |  | 50 | 50 | 0 | 0 | 0 | 0 | 180 |  | kWh | 0.2376 | 0 | Residential | [7 empty] | 3 | 0.78 |  |  |  | 1 | 1 | 0 | 0 | 0 | 0 | 0 | 0 | 0 | 0 | 0 | 0 | 2009 Qtr 1: 0; 2009 Qtr 2: 0; 2009 Qtr 3: 0; 2009 Qtr 4: 1; 2010 Qtr 1: 0; 2010 Qtr 2: 0; 2010 Qtr 3: 0; 2010 Qtr 4: 0; 2011 Qtr 1: 0; 2011 Qtr 2: 0; 2011 Qtr 3: 0; 2011 Qtr 4: 0 | 1
0 | 267033-High Refrigerant Charge Adjustment (>= ±20% rated charge) Resid MF CZ10 Vint04 |  | System | Residential | 13-MFM-ResidentialMulti-family-SP_COOL | 0 |  |  |  |  | 66.33 | 71.5 | 0 | 0 | 0 | -5.17 | 171.246 |  | kWh | 0.22612 | -0.10521 | Residential |  | Winter Only | [5 empty] | 10 | 0.78 |  |  |  | 1 | 2 | 0 | 0 | 0 | 0 | 0 | 0 | 0 | 0 | 0 | 0 | 2009 Qtr 1: 0; 2009 Qtr 2: 0; 2009 Qtr 3: 0; 2009 Qtr 4: 2; 2010 Qtr 1: 0; 2010 Qtr 2: 0; 2010 Qtr 3: 0; 2010 Qtr 4: 0; 2011 Qtr 1: 0; 2011 Qtr 2: 0; 2011 Qtr 3: 0; 2011 Qtr 4: 0 | 2
0 | 267042-Residential Condensor Coil Cleaning Resid MF CZ10 VintAll |  | System | Residential | 13-MFM-ResidentialMulti-family-SP_COOL | 0 |  |  |  |  | 50 | 50 | 0 | 0 | 0 | 0 | 180 |  | kWh | 0.2376 | 0 | Residential | [7 empty] | 3 | 0.78 |  |  |  | 1 | 1 | 0 | 0 | 0 | 0 | 0 | 0 | 0 | 0 | 0 | 0 | 2009 Qtr 1: 0; 2009 Qtr 2: 0; 2009 Qtr 3: 0; 2009 Qtr 4: 1; 2010 Qtr 1: 0; 2010 Qtr 2: 0; 2010 Qtr 3: 0; 2010 Qtr 4: 0; 2011 Qtr 1: 0; 2011 Qtr 2: 0; 2011 Qtr 3: 0; 2011 Qtr 4: 0 | 1
0 | 267042-Residential Condensor Coil Cleaning Resid MF CZ10 VintAll |  | System | Residential | 13-MFM-ResidentialMulti-family-SP_COOL | 0 |  |  |  |  | 50 | 50 | 0 | 0 | 0 | 0 | 180 |  | kWh | 0.2376 | 0 | Residential | [7 empty] | 3 | 0.78 |  |  |  | 1 | 1 | 0 | 0 | 0 | 0 | 0 | 0 | 0 | 0 | 0 | 0 | 2009 Qtr 1: 0; 2009 Qtr 2: 0; 2009 Qtr 3: 0; 2009 Qtr 4: 1; 2010 Qtr 1: 0; 2010 Qtr 2: 0; 2010 Qtr 3: 0; 2010 Qtr 4: 0; 2011 Qtr 1: 0; 2011 Qtr 2: 0; 2011 Qtr 3: 0; 2011 Qtr 4: 0 | 1
0 | 267033-High Refrigerant Charge Adjustment (>= ±20% rated charge) Resid MF CZ10 Vint04 |  | System | Residential | 13-MFM-ResidentialMulti-family-SP_COOL | 0 |  |  |  |  | 66.33 | 71.5 | 0 | 0 | 0 | -5.17 | 171.246 |  | kWh | 0.22612 | -0.10521 | Residential |  | Winter Only | [5 empty] | 10 | 0.78 |  |  |  | 1 | 2 | 0 | 0 | 0 | 0 | 0 | 0 | 0 | 0 | 0 | 0 | 2009 Qtr 1: 0; 2009 Qtr 2: 0; 2009 Qtr 3: 0; 2009 Qtr 4: 2; 2010 Qtr 1: 0; 2010 Qtr 2: 0; 2010 Qtr 3: 0; 2010 Qtr 4: 0; 2011 Qtr 1: 0; 2011 Qtr 2: 0; 2011 Qtr 3: 0; 2011 Qtr 4: 0 | 2
0 | 267042-Residential Condensor Coil Cleaning Resid MF CZ10 VintAll |  | System | Residential | 13-MFM-ResidentialMulti-family-SP_COOL | 0 |  |  |  |  | 50 | 50 | 0 | 0 | 0 | 0 | 180 |  | kWh | 0.2376 | 0 | Residential | [7 empty] | 3 | 0.78 |  |  |  | 1 | 1 | 0 | 0 | 0 | 0 | 0 | 0 | 0 | 0 | 0 | 0 | 2009 Qtr 1: 0; 2009 Qtr 2: 0; 2009 Qtr 3: 0; 2009 Qtr 4: 1; 2010 Qtr 1: 0; 2010 Qtr 2: 0; 2010 Qtr 3: 0; 2010 Qtr 4: 0; 2011 Qtr 1: 0; 2011 Qtr 2: 0; 2011 Qtr 3: 0; 2011 Qtr 4: 0 | 1
0 | 267033-High Refrigerant Charge Adjustment (>= ±20% rated charge) Resid MF CZ10 Vint04 |  | System | Residential | 13-MFM-ResidentialMulti-family-SP_COOL | 0 |  |  |  |  | 66.33 | 71.5 | 0 | 0 | 0 | -5.17 | 171.246 |  | kWh | 0.22612 | -0.10521 | Residential |  | Winter Only | [5 empty] | 10 | 0.78 |  |  |  | 1 | 2 | 0 | 0 | 0 | 0 | 0 | 0 | 0 | 0 | 0 | 0 | 2009 Qtr 1: 0; 2009 Qtr 2: 0; 2009 Qtr 3: 0; 2009 Qtr 4: 2; 2010 Qtr 1: 0; 2010 Qtr 2: 0; 2010 Qtr 3: 0; 2010 Qtr 4: 0; 2011 Qtr 1: 0; 2011 Qtr 2: 0; 2011 Qtr 3: 0; 2011 Qtr 4: 0 | 2
0 | 267042-Residential Condensor Coil Cleaning Resid MF CZ10 VintAll |  | System | Residential | 13-MFM-ResidentialMulti-family-SP_COOL | 0 |  |  |  |  | 50 | 50 | 0 | 0 | 0 | 0 | 180 |  | kWh | 0.2376 | 0 | Residential | [7 empty] | 3 | 0.78 |  |  |  | 1 | 1 | 0 | 0 | 0 | 0 | 0 | 0 | 0 | 0 | 0 | 0 | 2009 Qtr 1: 0; 2009 Qtr 2: 0; 2009 Qtr 3: 0; 2009 Qtr 4: 1; 2010 Qtr 1: 0; 2010 Qtr 2: 0; 2010 Qtr 3: 0; 2010 Qtr 4: 0; 2011 Qtr 1: 0; 2011 Qtr 2: 0; 2011 Qtr 3: 0; 2011 Qtr 4: 0 | 1
0 | 267033-High Refrigerant Charge Adjustment (>= ±20% rated charge) Resid MF CZ10 Vint04 |  | System | Residential | 13-MFM-ResidentialMulti-family-SP_COOL | 0 |  |  |  |  | 66.33 | 71.5 | 0 | 0 | 0 | -5.17 | 171.246 |  | kWh | 0.22612 | -0.10521 | Residential |  | Winter Only | [5 empty] | 10 | 0.78 |  |  |  | 1 | 2 | 0 | 0 | 0 | 0 | 0 | 0 | 0 | 0 | 0 | 0 | 2009 Qtr 1: 0; 2009 Qtr 2: 0; 2009 Qtr 3: 0; 2009 Qtr 4: 2; 2010 Qtr 1: 0; 2010 Qtr 2: 0; 2010 Qtr 3: 0; 2010 Qtr 4: 0; 2011 Qtr 1: 0; 2011 Qtr 2: 0; 2011 Qtr 3: 0; 2011 Qtr 4: 0 | 2
0 | 267042-Residential Condensor Coil Cleaning Resid MF CZ10 VintAll |  | System | Residential | 13-MFM-ResidentialMulti-family-SP_COOL | 0 |  |  |  |  | 50 | 50 | 0 | 0 | 0 | 0 | 180 |  | kWh | 0.2376 | 0 | Residential | [7 empty] | 3 | 0.78 |  |  |  | 1 | 1 | 0 | 0 | 0 | 0 | 0 | 0 | 0 | 0 | 0 | 0 | 2009 Qtr 1: 0; 2009 Qtr 2: 0; 2009 Qtr 3: 0; 2009 Qtr 4: 1; 2010 Qtr 1: 0; 2010 Qtr 2: 0; 2010 Qtr 3: 0; 2010 Qtr 4: 0; 2011 Qtr 1: 0; 2011 Qtr 2: 0; 2011 Qtr 3: 0; 2011 Qtr 4: 0 | 1
0 | 267033-High Refrigerant Charge Adjustment (>= ±20% rated charge) Resid MF CZ10 Vint04 |  | System | Residential | 13-MFM-ResidentialMulti-family-SP_COOL | 0 |  |  |  |  | 66.33 | 71.5 | 0 | 0 | 0 | -5.17 | 171.246 |  | kWh | 0.22612 | -0.10521 | Residential |  | Winter Only | [5 empty] | 10 | 0.78 |  |  |  | 1 | 2 | 0 | 0 | 0 | 0 | 0 | 0 | 0 | 0 | 0 | 0 | 2009 Qtr 1: 0; 2009 Qtr 2: 0; 2009 Qtr 3: 0; 2009 Qtr 4: 2; 2010 Qtr 1: 0; 2010 Qtr 2: 0; 2010 Qtr 3: 0; 2010 Qtr 4: 0; 2011 Qtr 1: 0; 2011 Qtr 2: 0; 2011 Qtr 3: 0; 2011 Qtr 4: 0 | 2
0 | 267042-Residential Condensor Coil Cleaning Resid MF CZ10 VintAll |  | System | Residential | 13-MFM-ResidentialMulti-family-SP_COOL | 0 |  |  |  |  | 50 | 50 | 0 | 0 | 0 | 0 | 180 |  | kWh | 0.2376 | 0 | Residential | [7 empty] | 3 | 0.78 |  |  |  | 1 | 1 | 0 | 0 | 0 | 0 | 0 | 0 | 0 | 0 | 0 | 0 | 2009 Qtr 1: 0; 2009 Qtr 2: 0; 2009 Qtr 3: 0; 2009 Qtr 4: 1; 2010 Qtr 1: 0; 2010 Qtr 2: 0; 2010 Qtr 3: 0; 2010 Qtr 4: 0; 2011 Qtr 1: 0; 2011 Qtr 2: 0; 2011 Qtr 3: 0; 2011 Qtr 4: 0 | 1
0 | 267033-High Refrigerant Charge Adjustment (>= ±20% rated charge) Resid MF CZ10 Vint04 |  | System | Residential | 13-MFM-ResidentialMulti-family-SP_COOL | 0 |  |  |  |  | 66.33 | 71.5 | 0 | 0 | 0 | -5.17 | 171.246 |  | kWh | 0.22612 | -0.10521 | Residential |  | Winter Only | [5 empty] | 10 | 0.78 |  |  |  | 1 | 2 | 0 | 0 | 0 | 0 | 0 | 0 | 0 | 0 | 0 | 0 | 2009 Qtr 1: 0; 2009 Qtr 2: 0; 2009 Qtr 3: 0; 2009 Qtr 4: 2; 2010 Qtr 1: 0; 2010 Qtr 2: 0; 2010 Qtr 3: 0; 2010 Qtr 4: 0; 2011 Qtr 1: 0; 2011 Qtr 2: 0; 2011 Qtr 3: 0; 2011 Qtr 4: 0 | 2
0 | 267042-Residential Condensor Coil Cleaning Resid MF CZ10 VintAll |  | System | Residential | 13-MFM-ResidentialMulti-family-SP_COOL | 0 |  |  |  |  | 50 | 50 | 0 | 0 | 0 | 0 | 180 |  | kWh | 0.2376 | 0 | Residential | [7 empty] | 3 | 0.78 |  |  |  | 1 | 1 | 0 | 0 | 0 | 0 | 0 | 0 | 0 | 0 | 0 | 0 | 2009 Qtr 1: 0; 2009 Qtr 2: 0; 2009 Qtr 3: 0; 2009 Qtr 4: 1; 2010 Qtr 1: 0; 2010 Qtr 2: 0; 2010 Qtr 3: 0; 2010 Qtr 4: 0; 2011 Qtr 1: 0; 2011 Qtr 2: 0; 2011 Qtr 3: 0; 2011 Qtr 4: 0 | 1
0 | 267042-Residential Condensor Coil Cleaning Resid MF CZ10 VintAll |  | System | Residential | 13-MFM-ResidentialMulti-family-SP_COOL | 0 |  |  |  |  | 50 | 50 | 0 | 0 | 0 | 0 | 180 |  | kWh | 0.2376 | 0 | Residential | [7 empty] | 3 | 0.78 |  |  |  | 1 | 1 | 0 | 0 | 0 | 0 | 0 | 0 | 0 | 0 | 0 | 0 | 2009 Qtr 1: 0; 2009 Qtr 2: 0; 2009 Qtr 3: 0; 2009 Qtr 4: 1; 2010 Qtr 1: 0; 2010 Qtr 2: 0; 2010 Qtr 3: 0; 2010 Qtr 4: 0; 2011 Qtr 1: 0; 2011 Qtr 2: 0; 2011 Qtr 3: 0; 2011 Qtr 4: 0 | 1
0 | 267033-High Refrigerant Charge Adjustment (>= ±20% rated charge) Resid MF CZ10 Vint04 |  | System | Residential | 13-MFM-ResidentialMulti-family-SP_COOL | 0 |  |  |  |  | 66.33 | 71.5 | 0 | 0 | 0 | -5.17 | 171.246 |  | kWh | 0.22612 | -0.10521 | Residential |  | Winter Only | [5 empty] | 10 | 0.78 |  |  |  | 1 | 2 | 0 | 0 | 0 | 0 | 0 | 0 | 0 | 0 | 0 | 0 | 2009 Qtr 1: 0; 2009 Qtr 2: 0; 2009 Qtr 3: 0; 2009 Qtr 4: 2; 2010 Qtr 1: 0; 2010 Qtr 2: 0; 2010 Qtr 3: 0; 2010 Qtr 4: 0; 2011 Qtr 1: 0; 2011 Qtr 2: 0; 2011 Qtr 3: 0; 2011 Qtr 4: 0 | 2
0 | 267042-Residential Condensor Coil Cleaning Resid MF CZ10 VintAll |  | System | Residential | 13-MFM-ResidentialMulti-family-SP_COOL | 0 |  |  |  |  | 50 | 50 | 0 | 0 | 0 | 0 | 180 |  | kWh | 0.2376 | 0 | Residential | [7 empty] | 3 | 0.78 |  |  |  | 1 | 1 | 0 | 0 | 0 | 0 | 0 | 0 | 0 | 0 | 0 | 0 | 2009 Qtr 1: 0; 2009 Qtr 2: 0; 2009 Qtr 3: 0; 2009 Qtr 4: 1; 2010 Qtr 1: 0; 2010 Qtr 2: 0; 2010 Qtr 3: 0; 2010 Qtr 4: 0; 2011 Qtr 1: 0; 2011 Qtr 2: 0; 2011 Qtr 3: 0; 2011 Qtr 4: 0 | 1
0 | 267033-High Refrigerant Charge Adjustment (>= ±20% rated charge) Resid MF CZ10 Vint04 |  | System | Residential | 13-MFM-ResidentialMulti-family-SP_COOL | 0 |  |  |  |  | 66.33 | 71.5 | 0 | 0 | 0 | -5.17 | 171.246 |  | kWh | 0.22612 | -0.10521 | Residential |  | Winter Only | [5 empty] | 10 | 0.78 |  |  |  | 1 | 2 | 0 | 0 | 0 | 0 | 0 | 0 | 0 | 0 | 0 | 0 | 2009 Qtr 1: 0; 2009 Qtr 2: 0; 2009 Qtr 3: 0; 2009 Qtr 4: 2; 2010 Qtr 1: 0; 2010 Qtr 2: 0; 2010 Qtr 3: 0; 2010 Qtr 4: 0; 2011 Qtr 1: 0; 2011 Qtr 2: 0; 2011 Qtr 3: 0; 2011 Qtr 4: 0 | 2
0 | 267042-Residential Condensor Coil Cleaning Resid MF CZ10 VintAll |  | System | Residential | 13-MFM-ResidentialMulti-family-SP_COOL | 0 |  |  |  |  | 50 | 50 | 0 | 0 | 0 | 0 | 180 |  | kWh | 0.2376 | 0 | Residential | [7 empty] | 3 | 0.78 |  |  |  | 1 | 1 | 0 | 0 | 0 | 0 | 0 | 0 | 0 | 0 | 0 | 0 | 2009 Qtr 1: 0; 2009 Qtr 2: 0; 2009 Qtr 3: 0; 2009 Qtr 4: 1; 2010 Qtr 1: 0; 2010 Qtr 2: 0; 2010 Qtr 3: 0; 2010 Qtr 4: 0; 2011 Qtr 1: 0; 2011 Qtr 2: 0; 2011 Qtr 3: 0; 2011 Qtr 4: 0 | 1
0 | 267033-High Refrigerant Charge Adjustment (>= ±20% rated charge) Resid MF CZ10 Vint04 |  | System | Residential | 13-MFM-ResidentialMulti-family-SP_COOL | 0 |  |  |  |  | 66.33 | 71.5 | 0 | 0 | 0 | -5.17 | 171.246 |  | kWh | 0.22612 | -0.10521 | Residential |  | Winter Only | [5 empty] | 10 | 0.78 |  |  |  | 1 | 2 | 0 | 0 | 0 | 0 | 0 | 0 | 0 | 0 | 0 | 0 | 2009 Qtr 1: 0; 2009 Qtr 2: 0; 2009 Qtr 3: 0; 2009 Qtr 4: 2; 2010 Qtr 1: 0; 2010 Qtr 2: 0; 2010 Qtr 3: 0; 2010 Qtr 4: 0; 2011 Qtr 1: 0; 2011 Qtr 2: 0; 2011 Qtr 3: 0; 2011 Qtr 4: 0 | 2
0 | 267042-Residential Condensor Coil Cleaning Resid MF CZ10 VintAll |  | System | Residential | 13-MFM-ResidentialMulti-family-SP_COOL | 0 |  |  |  |  | 50 | 50 | 0 | 0 | 0 | 0 | 180 |  | kWh | 0.2376 | 0 | Residential | [7 empty] | 3 | 0.78 |  |  |  | 1 | 1 | 0 | 0 | 0 | 0 | 0 | 0 | 0 | 0 | 0 | 0 | 2009 Qtr 1: 0; 2009 Qtr 2: 0; 2009 Qtr 3: 0; 2009 Qtr 4: 1; 2010 Qtr 1: 0; 2010 Qtr 2: 0; 2010 Qtr 3: 0; 2010 Qtr 4: 0; 2011 Qtr 1: 0; 2011 Qtr 2: 0; 2011 Qtr 3: 0; 2011 Qtr 4: 0 | 1
0 | 267042-Residential Condensor Coil Cleaning Resid MF CZ10 VintAll |  | System | Residential | 13-MFM-ResidentialMulti-family-SP_COOL | 0 |  |  |  |  | 50 | 50 | 0 | 0 | 0 | 0 | 180 |  | kWh | 0.2376 | 0 | Residential | [7 empty] | 3 | 0.78 |  |  |  | 1 | 1 | 0 | 0 | 0 | 0 | 0 | 0 | 0 | 0 | 0 | 0 | 2009 Qtr 1: 0; 2009 Qtr 2: 0; 2009 Qtr 3: 0; 2009 Qtr 4: 1; 2010 Qtr 1: 0; 2010 Qtr 2: 0; 2010 Qtr 3: 0; 2010 Qtr 4: 0; 2011 Qtr 1: 0; 2011 Qtr 2: 0; 2011 Qtr 3: 0; 2011 Qtr 4: 0 | 1
0 | 267033-High Refrigerant Charge Adjustment (>= ±20% rated charge) Resid MF CZ10 Vint04 |  | System | Residential | 13-MFM-ResidentialMulti-family-SP_COOL | 0 |  |  |  |  | 66.33 | 71.5 | 0 | 0 | 0 | -5.17 | 171.246 |  | kWh | 0.22612 | -0.10521 | Residential |  | Winter Only | [5 empty] | 10 | 0.78 |  |  |  | 1 | 2 | 0 | 0 | 0 | 0 | 0 | 0 | 0 | 0 | 0 | 0 | 2009 Qtr 1: 0; 2009 Qtr 2: 0; 2009 Qtr 3: 0; 2009 Qtr 4: 2; 2010 Qtr 1: 0; 2010 Qtr 2: 0; 2010 Qtr 3: 0; 2010 Qtr 4: 0; 2011 Qtr 1: 0; 2011 Qtr 2: 0; 2011 Qtr 3: 0; 2011 Qtr 4: 0 | 2
0 | 267042-Residential Condensor Coil Cleaning Resid MF CZ10 VintAll |  | System | Residential | 13-MFM-ResidentialMulti-family-SP_COOL | 0 |  |  |  |  | 50 | 50 | 0 | 0 | 0 | 0 | 180 |  | kWh | 0.2376 | 0 | Residential | [7 empty] | 3 | 0.78 |  |  |  | 1 | 1 | 0 | 0 | 0 | 0 | 0 | 0 | 0 | 0 | 0 | 0 | 2009 Qtr 1: 0; 2009 Qtr 2: 0; 2009 Qtr 3: 0; 2009 Qtr 4: 1; 2010 Qtr 1: 0; 2010 Qtr 2: 0; 2010 Qtr 3: 0; 2010 Qtr 4: 0; 2011 Qtr 1: 0; 2011 Qtr 2: 0; 2011 Qtr 3: 0; 2011 Qtr 4: 0 | 1
0 | 267042-Residential Condensor Coil Cleaning Resid MF CZ10 VintAll |  | System | Residential | 13-MFM-ResidentialMulti-family-SP_COOL | 0 |  |  |  |  | 50 | 50 | 0 | 0 | 0 | 0 | 180 |  | kWh | 0.2376 | 0 | Residential | [7 empty] | 3 | 0.78 |  |  |  | 1 | 1 | 0 | 0 | 0 | 0 | 0 | 0 | 0 | 0 | 0 | 0 | 2009 Qtr 1: 0; 2009 Qtr 2: 0; 2009 Qtr 3: 0; 2009 Qtr 4: 1; 2010 Qtr 1: 0; 2010 Qtr 2: 0; 2010 Qtr 3: 0; 2010 Qtr 4: 0; 2011 Qtr 1: 0; 2011 Qtr 2: 0; 2011 Qtr 3: 0; 2011 Qtr 4: 0 | 1
0 | 267033-High Refrigerant Charge Adjustment (>= ±20% rated charge) Resid MF CZ10 Vint04 |  | System | Residential | 13-MFM-ResidentialMulti-family-SP_COOL | 0 |  |  |  |  | 66.33 | 71.5 | 0 | 0 | 0 | -5.17 | 171.246 |  | kWh | 0.22612 | -0.10521 | Residential |  | Winter Only | [5 empty] | 10 | 0.78 |  |  |  | 1 | 2 | 0 | 0 | 0 | 0 | 0 | 0 | 0 | 0 | 0 | 0 | 2009 Qtr 1: 0; 2009 Qtr 2: 0; 2009 Qtr 3: 0; 2009 Qtr 4: 2; 2010 Qtr 1: 0; 2010 Qtr 2: 0; 2010 Qtr 3: 0; 2010 Qtr 4: 0; 2011 Qtr 1: 0; 2011 Qtr 2: 0; 2011 Qtr 3: 0; 2011 Qtr 4: 0 | 2
0 | 267042-Residential Condensor Coil Cleaning Resid MF CZ10 VintAll |  | System | Residential | 13-MFM-ResidentialMulti-family-SP_COOL | 0 |  |  |  |  | 50 | 50 | 0 | 0 | 0 | 0 | 180 |  | kWh | 0.2376 | 0 | Residential | [7 empty] | 3 | 0.78 |  |  |  | 1 | 1 | 0 | 0 | 0 | 0 | 0 | 0 | 0 | 0 | 0 | 0 | 2009 Qtr 1: 0; 2009 Qtr 2: 0; 2009 Qtr 3: 0; 2009 Qtr 4: 1; 2010 Qtr 1: 0; 2010 Qtr 2: 0; 2010 Qtr 3: 0; 2010 Qtr 4: 0; 2011 Qtr 1: 0; 2011 Qtr 2: 0; 2011 Qtr 3: 0; 2011 Qtr 4: 0 | 1
0 | 267033-High Refrigerant Charge Adjustment (>= ±20% rated charge) Resid MF CZ10 Vint04 |  | System | Residential | 13-MFM-ResidentialMulti-family-SP_COOL | 0 |  |  |  |  | 66.33 | 71.5 | 0 | 0 | 0 | -5.17 | 171.246 |  | kWh | 0.22612 | -0.10521 | Residential |  | Winter Only | [5 empty] | 10 | 0.78 |  |  |  | 1 | 2 | 0 | 0 | 0 | 0 | 0 | 0 | 0 | 0 | 0 | 0 | 2009 Qtr 1: 0; 2009 Qtr 2: 0; 2009 Qtr 3: 0; 2009 Qtr 4: 2; 2010 Qtr 1: 0; 2010 Qtr 2: 0; 2010 Qtr 3: 0; 2010 Qtr 4: 0; 2011 Qtr 1: 0; 2011 Qtr 2: 0; 2011 Qtr 3: 0; 2011 Qtr 4: 0 | 2
0 | 267042-Residential Condensor Coil Cleaning Resid MF CZ10 VintAll |  | System | Residential | 13-MFM-ResidentialMulti-family-SP_COOL | 0 |  |  |  |  | 50 | 50 | 0 | 0 | 0 | 0 | 180 |  | kWh | 0.2376 | 0 | Residential | [7 empty] | 3 | 0.78 |  |  |  | 1 | 1 | 0 | 0 | 0 | 0 | 0 | 0 | 0 | 0 | 0 | 0 | 2009 Qtr 1: 0; 2009 Qtr 2: 0; 2009 Qtr 3: 0; 2009 Qtr 4: 1; 2010 Qtr 1: 0; 2010 Qtr 2: 0; 2010 Qtr 3: 0; 2010 Qtr 4: 0; 2011 Qtr 1: 0; 2011 Qtr 2: 0; 2011 Qtr 3: 0; 2011 Qtr 4: 0 | 1
0 | 267033-High Refrigerant Charge Adjustment (>= ±20% rated charge) Resid MF CZ10 Vint04 |  | System | Residential | 13-MFM-ResidentialMulti-family-SP_COOL | 0 |  |  |  |  | 66.33 | 71.5 | 0 | 0 | 0 | -5.17 | 171.246 |  | kWh | 0.22612 | -0.10521 | Residential |  | Winter Only | [5 empty] | 10 | 0.78 |  |  |  | 1 | 2 | 0 | 0 | 0 | 0 | 0 | 0 | 0 | 0 | 0 | 0 | 2009 Qtr 1: 0; 2009 Qtr 2: 0; 2009 Qtr 3: 0; 2009 Qtr 4: 2; 2010 Qtr 1: 0; 2010 Qtr 2: 0; 2010 Qtr 3: 0; 2010 Qtr 4: 0; 2011 Qtr 1: 0; 2011 Qtr 2: 0; 2011 Qtr 3: 0; 2011 Qtr 4: 0 | 2
0 | 267042-Residential Condensor Coil Cleaning Resid MF CZ10 VintAll |  | System | Residential | 13-MFM-ResidentialMulti-family-SP_COOL | 0 |  |  |  |  | 50 | 50 | 0 | 0 | 0 | 0 | 180 |  | kWh | 0.2376 | 0 | Residential | [7 empty] | 3 | 0.78 |  |  |  | 1 | 1 | 0 | 0 | 0 | 0 | 0 | 0 | 0 | 0 | 0 | 0 | 2009 Qtr 1: 0; 2009 Qtr 2: 0; 2009 Qtr 3: 0; 2009 Qtr 4: 1; 2010 Qtr 1: 0; 2010 Qtr 2: 0; 2010 Qtr 3: 0; 2010 Qtr 4: 0; 2011 Qtr 1: 0; 2011 Qtr 2: 0; 2011 Qtr 3: 0; 2011 Qtr 4: 0 | 1
0 | 267033-High Refrigerant Charge Adjustment (>= ±20% rated charge) Resid MF CZ10 Vint04 |  | System | Residential | 13-MFM-ResidentialMulti-family-SP_COOL | 0 |  |  |  |  | 66.33 | 71.5 | 0 | 0 | 0 | -5.17 | 171.246 |  | kWh | 0.22612 | -0.10521 | Residential |  | Winter Only | [5 empty] | 10 | 0.78 |  |  |  | 1 | 2 | 0 | 0 | 0 | 0 | 0 | 0 | 0 | 0 | 0 | 0 | 2009 Qtr 1: 0; 2009 Qtr 2: 0; 2009 Qtr 3: 0; 2009 Qtr 4: 2; 2010 Qtr 1: 0; 2010 Qtr 2: 0; 2010 Qtr 3: 0; 2010 Qtr 4: 0; 2011 Qtr 1: 0; 2011 Qtr 2: 0; 2011 Qtr 3: 0; 2011 Qtr 4: 0 | 2
0 | 267042-Residential Condensor Coil Cleaning Resid MF CZ10 VintAll |  | System | Residential | 13-MFM-ResidentialMulti-family-SP_COOL | 0 |  |  |  |  | 50 | 50 | 0 | 0 | 0 | 0 | 180 |  | kWh | 0.2376 | 0 | Residential | [7 empty] | 3 | 0.78 |  |  |  | 1 | 1 | 0 | 0 | 0 | 0 | 0 | 0 | 0 | 0 | 0 | 0 | 2009 Qtr 1: 0; 2009 Qtr 2: 0; 2009 Qtr 3: 0; 2009 Qtr 4: 1; 2010 Qtr 1: 0; 2010 Qtr 2: 0; 2010 Qtr 3: 0; 2010 Qtr 4: 0; 2011 Qtr 1: 0; 2011 Qtr 2: 0; 2011 Qtr 3: 0; 2011 Qtr 4: 0 | 1
0 | 267033-High Refrigerant Charge Adjustment (>= ±20% rated charge) Resid MF CZ10 Vint04 |  | System | Residential | 13-MFM-ResidentialMulti-family-SP_COOL | 0 |  |  |  |  | 66.33 | 71.5 | 0 | 0 | 0 | -5.17 | 171.246 |  | kWh | 0.22612 | -0.10521 | Residential |  | Winter Only | [5 empty] | 10 | 0.78 |  |  |  | 1 | 2 | 0 | 0 | 0 | 0 | 0 | 0 | 0 | 0 | 0 | 0 | 2009 Qtr 1: 0; 2009 Qtr 2: 0; 2009 Qtr 3: 0; 2009 Qtr 4: 2; 2010 Qtr 1: 0; 2010 Qtr 2: 0; 2010 Qtr 3: 0; 2010 Qtr 4: 0; 2011 Qtr 1: 0; 2011 Qtr 2: 0; 2011 Qtr 3: 0; 2011 Qtr 4: 0 | 2
0 | 267042-Residential Condensor Coil Cleaning Resid MF CZ10 VintAll |  | System | Residential | 13-MFM-ResidentialMulti-family-SP_COOL | 0 |  |  |  |  | 50 | 50 | 0 | 0 | 0 | 0 | 180 |  | kWh | 0.2376 | 0 | Residential | [7 empty] | 3 | 0.78 |  |  |  | 1 | 1 | 0 | 0 | 0 | 0 | 0 | 0 | 0 | 0 | 0 | 0 | 2009 Qtr 1: 0; 2009 Qtr 2: 0; 2009 Qtr 3: 0; 2009 Qtr 4: 1; 2010 Qtr 1: 0; 2010 Qtr 2: 0; 2010 Qtr 3: 0; 2010 Qtr 4: 0; 2011 Qtr 1: 0; 2011 Qtr 2: 0; 2011 Qtr 3: 0; 2011 Qtr 4: 0 | 1
0 | 267045-Commercial Condensor Coil Cleaning (all units - savings at 50% of DEER) Com All CZ10 VintAll |  | System | Commercial | 01-ALC-AllCommercial-Cooling | 0 |  |  |  |  | 10 | 10.4167 | 0 | 0 | 0 | -0.41667 | 74 |  | kWh | 0.0665 | 0 | Commercial | [7 empty] | 3 | 0.78 |  |  |  | 1 | 6 | 0 | 0 | 0 | 0 | 0 | 0 | 0 | 0 | 0 | 0 | 2009 Qtr 1: 0; 2009 Qtr 2: 0; 2009 Qtr 3: 0; 2009 Qtr 4: 6; 2010 Qtr 1: 0; 2010 Qtr 2: 0; 2010 Qtr 3: 0; 2010 Qtr 4: 0; 2011 Qtr 1: 0; 2011 Qtr 2: 0; 2011 Qtr 3: 0; 2011 Qtr 4: 0 | 6
0 | 267030-Commercial HVAC Diagnostic/Tune-up Com All CZ10 VintAll |  | System | Commercial | 01-ALC-AllCommercial-Cooling | 0 |  |  |  |  | 67.6133 | 85.9764 | 0 | 0 | 0 | -18.3631 | 214 |  | kWh | 0.15 | 0 | Commercial | [7 empty] | 10 | 0.85 |  |  |  | 1 | 4.02 | 0 | 0 | 0 | 0 | 0 | 0 | 0 | 0 | 0 | 0 | 2009 Qtr 1: 0; 2009 Qtr 2: 0; 2009 Qtr 3: 0; 2009 Qtr 4: 4.02; 2010 Qtr 1: 0; 2010 Qtr 2: 0; 2010 Qtr 3: 0; 2010 Qtr 4: 0; 2011 Qtr 1: 0; 2011 Qtr 2: 0; 2011 Qtr 3: 0; 2011 Qtr 4: 0 | 4.02
0 | 267045-Commercial Condensor Coil Cleaning (all units - savings at 50% of DEER) Com All CZ10 VintAll |  | System | Commercial | 01-ALC-AllCommercial-Cooling | 0 |  |  |  |  | 10 | 10.4167 | 0 | 0 | 0 | -0.41667 | 74 |  | kWh | 0.0665 | 0 | Commercial | [7 empty] | 3 | 0.78 |  |  |  | 1 | 6 | 0 | 0 | 0 | 0 | 0 | 0 | 0 | 0 | 0 | 0 | 2009 Qtr 1: 0; 2009 Qtr 2: 0; 2009 Qtr 3: 0; 2009 Qtr 4: 6; 2010 Qtr 1: 0; 2010 Qtr 2: 0; 2010 Qtr 3: 0; 2010 Qtr 4: 0; 2011 Qtr 1: 0; 2011 Qtr 2: 0; 2011 Qtr 3: 0; 2011 Qtr 4: 0 | 6
0 | 267030-Commercial HVAC Diagnostic/Tune-up Com All CZ10 VintAll |  | System | Commercial | 01-ALC-AllCommercial-Cooling | 0 |  |  |  |  | 67.6133 | 85.9764 | 0 | 0 | 0 | -18.3631 | 214 |  | kWh | 0.15 | 0 | Commercial | [7 empty] | 10 | 0.85 |  |  |  | 1 | 4.02 | 0 | 0 | 0 | 0 | 0 | 0 | 0 | 0 | 0 | 0 | 2009 Qtr 1: 0; 2009 Qtr 2: 0; 2009 Qtr 3: 0; 2009 Qtr 4: 4.02; 2010 Qtr 1: 0; 2010 Qtr 2: 0; 2010 Qtr 3: 0; 2010 Qtr 4: 0; 2011 Qtr 1: 0; 2011 Qtr 2: 0; 2011 Qtr 3: 0; 2011 Qtr 4: 0 | 4.02
0 | 267045-Commercial Condensor Coil Cleaning (all units - savings at 50% of DEER) Com All CZ10 VintAll |  | System | Commercial | 01-ALC-AllCommercial-Cooling | 0 |  |  |  |  | 10 | 10.4167 | 0 | 0 | 0 | -0.41667 | 74 |  | kWh | 0.0665 | 0 | Commercial | [7 empty] | 3 | 0.78 |  |  |  | 1 | 6 | 0 | 0 | 0 | 0 | 0 | 0 | 0 | 0 | 0 | 0 | 2009 Qtr 1: 0; 2009 Qtr 2: 0; 2009 Qtr 3: 0; 2009 Qtr 4: 6; 2010 Qtr 1: 0; 2010 Qtr 2: 0; 2010 Qtr 3: 0; 2010 Qtr 4: 0; 2011 Qtr 1: 0; 2011 Qtr 2: 0; 2011 Qtr 3: 0; 2011 Qtr 4: 0 | 6
0 | 267030-Commercial HVAC Diagnostic/Tune-up Com All CZ10 VintAll |  | System | Commercial | 01-ALC-AllCommercial-Cooling | 0 |  |  |  |  | 67.6133 | 85.9764 | 0 | 0 | 0 | -18.3631 | 214 |  | kWh | 0.15 | 0 | Commercial | [7 empty] | 10 | 0.85 |  |  |  | 1 | 4.02 | 0 | 0 | 0 | 0 | 0 | 0 | 0 | 0 | 0 | 0 | 2009 Qtr 1: 0; 2009 Qtr 2: 0; 2009 Qtr 3: 0; 2009 Qtr 4: 4.02; 2010 Qtr 1: 0; 2010 Qtr 2: 0; 2010 Qtr 3: 0; 2010 Qtr 4: 0; 2011 Qtr 1: 0; 2011 Qtr 2: 0; 2011 Qtr 3: 0; 2011 Qtr 4: 0 | 4.02
0 | 267045-Commercial Condensor Coil Cleaning (all units - savings at 50% of DEER) Com All CZ10 VintAll |  | System | Commercial | 01-ALC-AllCommercial-Cooling | 0 |  |  |  |  | 10 | 10.4167 | 0 | 0 | 0 | -0.41667 | 74 |  | kWh | 0.0665 | 0 | Commercial | [7 empty] | 3 | 0.78 |  |  |  | 1 | 6 | 0 | 0 | 0 | 0 | 0 | 0 | 0 | 0 | 0 | 0 | 2009 Qtr 1: 0; 2009 Qtr 2: 0; 2009 Qtr 3: 0; 2009 Qtr 4: 6; 2010 Qtr 1: 0; 2010 Qtr 2: 0; 2010 Qtr 3: 0; 2010 Qtr 4: 0; 2011 Qtr 1: 0; 2011 Qtr 2: 0; 2011 Qtr 3: 0; 2011 Qtr 4: 0 | 6
0 | 267045-Commercial Condensor Coil Cleaning (all units - savings at 50% of DEER) Com All CZ10 VintAll |  | System | Commercial | 01-ALC-AllCommercial-Cooling | 0 |  |  |  |  | 10 | 10.4167 | 0 | 0 | 0 | -0.41667 | 74 |  | kWh | 0.0665 | 0 | Commercial | [7 empty] | 3 | 0.78 |  |  |  | 1 | 6 | 0 | 0 | 0 | 0 | 0 | 0 | 0 | 0 | 0 | 0 | 2009 Qtr 1: 0; 2009 Qtr 2: 0; 2009 Qtr 3: 0; 2009 Qtr 4: 6; 2010 Qtr 1: 0; 2010 Qtr 2: 0; 2010 Qtr 3: 0; 2010 Qtr 4: 0; 2011 Qtr 1: 0; 2011 Qtr 2: 0; 2011 Qtr 3: 0; 2011 Qtr 4: 0 | 6
0 | 267030-Commercial HVAC Diagnostic/Tune-up Com All CZ10 VintAll |  | System | Commercial | 01-ALC-AllCommercial-Cooling | 0 |  |  |  |  | 67.6133 | 85.9764 | 0 | 0 | 0 | -18.3631 | 214 |  | kWh | 0.15 | 0 | Commercial | [7 empty] | 10 | 0.85 |  |  |  | 1 | 4.02 | 0 | 0 | 0 | 0 | 0 | 0 | 0 | 0 | 0 | 0 | 2009 Qtr 1: 0; 2009 Qtr 2: 0; 2009 Qtr 3: 0; 2009 Qtr 4: 4.02; 2010 Qtr 1: 0; 2010 Qtr 2: 0; 2010 Qtr 3: 0; 2010 Qtr 4: 0; 2011 Qtr 1: 0; 2011 Qtr 2: 0; 2011 Qtr 3: 0; 2011 Qtr 4: 0 | 4.02
0 | 267045-Commercial Condensor Coil Cleaning (all units - savings at 50% of DEER) Com All CZ10 VintAll |  | System | Commercial | 01-ALC-AllCommercial-Cooling | 0 |  |  |  |  | 10 | 10.4167 | 0 | 0 | 0 | -0.41667 | 74 |  | kWh | 0.0665 | 0 | Commercial | [7 empty] | 3 | 0.78 |  |  |  | 1 | 6 | 0 | 0 | 0 | 0 | 0 | 0 | 0 | 0 | 0 | 0 | 2009 Qtr 1: 0; 2009 Qtr 2: 0; 2009 Qtr 3: 0; 2009 Qtr 4: 6; 2010 Qtr 1: 0; 2010 Qtr 2: 0; 2010 Qtr 3: 0; 2010 Qtr 4: 0; 2011 Qtr 1: 0; 2011 Qtr 2: 0; 2011 Qtr 3: 0; 2011 Qtr 4: 0 | 6
0 | 267045-Commercial Condensor Coil Cleaning (all units - savings at 50% of DEER) Com All CZ10 VintAll |  | System | Commercial | 01-ALC-AllCommercial-Cooling | 0 |  |  |  |  | 10 | 10.4167 | 0 | 0 | 0 | -0.41667 | 74 |  | kWh | 0.0665 | 0 | Commercial | [7 empty] | 3 | 0.78 |  |  |  | 1 | 6 | 0 | 0 | 0 | 0 | 0 | 0 | 0 | 0 | 0 | 0 | 2009 Qtr 1: 0; 2009 Qtr 2: 0; 2009 Qtr 3: 0; 2009 Qtr 4: 6; 2010 Qtr 1: 0; 2010 Qtr 2: 0; 2010 Qtr 3: 0; 2010 Qtr 4: 0; 2011 Qtr 1: 0; 2011 Qtr 2: 0; 2011 Qtr 3: 0; 2011 Qtr 4: 0 | 6
0 | 267030-Commercial HVAC Diagnostic/Tune-up Com All CZ10 VintAll |  | System | Commercial | 01-ALC-AllCommercial-Cooling | 0 |  |  |  |  | 67.6133 | 85.9764 | 0 | 0 | 0 | -18.3631 | 214 |  | kWh | 0.15 | 0 | Commercial | [7 empty] | 10 | 0.85 |  |  |  | 1 | 4.02 | 0 | 0 | 0 | 0 | 0 | 0 | 0 | 0 | 0 | 0 | 2009 Qtr 1: 0; 2009 Qtr 2: 0; 2009 Qtr 3: 0; 2009 Qtr 4: 4.02; 2010 Qtr 1: 0; 2010 Qtr 2: 0; 2010 Qtr 3: 0; 2010 Qtr 4: 0; 2011 Qtr 1: 0; 2011 Qtr 2: 0; 2011 Qtr 3: 0; 2011 Qtr 4: 0 | 4.02
0 | 267045-Commercial Condensor Coil Cleaning (all units - savings at 50% of DEER) Com All CZ10 VintAll |  | System | Commercial | 01-ALC-AllCommercial-Cooling | 0 |  |  |  |  | 10 | 10.4167 | 0 | 0 | 0 | -0.41667 | 74 |  | kWh | 0.0665 | 0 | Commercial | [7 empty] | 3 | 0.78 |  |  |  | 1 | 6 | 0 | 0 | 0 | 0 | 0 | 0 | 0 | 0 | 0 | 0 | 2009 Qtr 1: 0; 2009 Qtr 2: 0; 2009 Qtr 3: 0; 2009 Qtr 4: 6; 2010 Qtr 1: 0; 2010 Qtr 2: 0; 2010 Qtr 3: 0; 2010 Qtr 4: 0; 2011 Qtr 1: 0; 2011 Qtr 2: 0; 2011 Qtr 3: 0; 2011 Qtr 4: 0 | 6
0 | 267045-Commercial Condensor Coil Cleaning (all units - savings at 50% of DEER) Com All CZ10 VintAll |  | System | Commercial | 01-ALC-AllCommercial-Cooling | 0 |  |  |  |  | 10 | 10.4167 | 0 | 0 | 0 | -0.41667 | 74 |  | kWh | 0.0665 | 0 | Commercial | [7 empty] | 3 | 0.78 |  |  |  | 1 | 6 | 0 | 0 | 0 | 0 | 0 | 0 | 0 | 0 | 0 | 0 | 2009 Qtr 1: 0; 2009 Qtr 2: 0; 2009 Qtr 3: 0; 2009 Qtr 4: 6; 2010 Qtr 1: 0; 2010 Qtr 2: 0; 2010 Qtr 3: 0; 2010 Qtr 4: 0; 2011 Qtr 1: 0; 2011 Qtr 2: 0; 2011 Qtr 3: 0; 2011 Qtr 4: 0 | 6
0 | 267030-Commercial HVAC Diagnostic/Tune-up Com All CZ10 VintAll |  | System | Commercial | 01-ALC-AllCommercial-Cooling | 0 |  |  |  |  | 67.6133 | 85.9764 | 0 | 0 | 0 | -18.3631 | 214 |  | kWh | 0.15 | 0 | Commercial | [7 empty] | 10 | 0.85 |  |  |  | 1 | 4.02 | 0 | 0 | 0 | 0 | 0 | 0 | 0 | 0 | 0 | 0 | 2009 Qtr 1: 0; 2009 Qtr 2: 0; 2009 Qtr 3: 0; 2009 Qtr 4: 4.02; 2010 Qtr 1: 0; 2010 Qtr 2: 0; 2010 Qtr 3: 0; 2010 Qtr 4: 0; 2011 Qtr 1: 0; 2011 Qtr 2: 0; 2011 Qtr 3: 0; 2011 Qtr 4: 0 | 4.02
0 | 267045-Commercial Condensor Coil Cleaning (all units - savings at 50% of DEER) Com All CZ10 VintAll |  | System | Commercial | 01-ALC-AllCommercial-Cooling | 0 |  |  |  |  | 10 | 10.4167 | 0 | 0 | 0 | -0.41667 | 74 |  | kWh | 0.0665 | 0 | Commercial | [7 empty] | 3 | 0.78 |  |  |  | 1 | 6 | 0 | 0 | 0 | 0 | 0 | 0 | 0 | 0 | 0 | 0 | 2009 Qtr 1: 0; 2009 Qtr 2: 0; 2009 Qtr 3: 0; 2009 Qtr 4: 6; 2010 Qtr 1: 0; 2010 Qtr 2: 0; 2010 Qtr 3: 0; 2010 Qtr 4: 0; 2011 Qtr 1: 0; 2011 Qtr 2: 0; 2011 Qtr 3: 0; 2011 Qtr 4: 0 | 6
0 | 267045-Commercial Condensor Coil Cleaning (all units - savings at 50% of DEER) Com All CZ10 VintAll |  | System | Commercial | 01-ALC-AllCommercial-Cooling | 0 |  |  |  |  | 10 | 10 | 0 | 0 | 0 | 0 | 74 |  | kWh | 0.0665 | 0 | Commercial | [7 empty] | 3 | 0.78 |  |  |  | 1 | 5 | 0 | 0 | 0 | 0 | 0 | 0 | 0 | 0 | 0 | 0 | 2009 Qtr 1: 0; 2009 Qtr 2: 0; 2009 Qtr 3: 0; 2009 Qtr 4: 5; 2010 Qtr 1: 0; 2010 Qtr 2: 0; 2010 Qtr 3: 0; 2010 Qtr 4: 0; 2011 Qtr 1: 0; 2011 Qtr 2: 0; 2011 Qtr 3: 0; 2011 Qtr 4: 0 | 5
0 | 267030-Commercial HVAC Diagnostic/Tune-up Com All CZ10 VintAll |  | System | Commercial | 01-ALC-AllCommercial-Cooling | 0 |  |  |  |  | 67.6133 | 82.5373 | 0 | 0 | 0 | -14.924 | 214 |  | kWh | 0.15 | 0 | Commercial | [7 empty] | 10 | 0.85 |  |  |  | 1 | 3.35 | 0 | 0 | 0 | 0 | 0 | 0 | 0 | 0 | 0 | 0 | 2009 Qtr 1: 0; 2009 Qtr 2: 0; 2009 Qtr 3: 0; 2009 Qtr 4: 3.35; 2010 Qtr 1: 0; 2010 Qtr 2: 0; 2010 Qtr 3: 0; 2010 Qtr 4: 0; 2011 Qtr 1: 0; 2011 Qtr 2: 0; 2011 Qtr 3: 0; 2011 Qtr 4: 0 | 3.35
0 | 267045-Commercial Condensor Coil Cleaning (all units - savings at 50% of DEER) Com All CZ10 VintAll |  | System | Commercial | 01-ALC-AllCommercial-Cooling | 0 |  |  |  |  | 10 | 10 | 0 | 0 | 0 | 0 | 74 |  | kWh | 0.0665 | 0 | Commercial | [7 empty] | 3 | 0.78 |  |  |  | 1 | 5 | 0 | 0 | 0 | 0 | 0 | 0 | 0 | 0 | 0 | 0 | 2009 Qtr 1: 0; 2009 Qtr 2: 0; 2009 Qtr 3: 0; 2009 Qtr 4: 5; 2010 Qtr 1: 0; 2010 Qtr 2: 0; 2010 Qtr 3: 0; 2010 Qtr 4: 0; 2011 Qtr 1: 0; 2011 Qtr 2: 0; 2011 Qtr 3: 0; 2011 Qtr 4: 0 | 5
0 | 267045-Commercial Condensor Coil Cleaning (all units - savings at 50% of DEER) Com All CZ10 VintAll |  | System | Commercial | 01-ALC-AllCommercial-Cooling | 0 |  |  |  |  | 10 | 10 | 0 | 0 | 0 | 0 | 74 |  | kWh | 0.0665 | 0 | Commercial | [7 empty] | 3 | 0.78 |  |  |  | 1 | 5 | 0 | 0 | 0 | 0 | 0 | 0 | 0 | 0 | 0 | 0 | 2009 Qtr 1: 0; 2009 Qtr 2: 0; 2009 Qtr 3: 0; 2009 Qtr 4: 5; 2010 Qtr 1: 0; 2010 Qtr 2: 0; 2010 Qtr 3: 0; 2010 Qtr 4: 0; 2011 Qtr 1: 0; 2011 Qtr 2: 0; 2011 Qtr 3: 0; 2011 Qtr 4: 0 | 5
0 | 267030-Commercial HVAC Diagnostic/Tune-up Com All CZ10 VintAll |  | System | Commercial | 01-ALC-AllCommercial-Cooling | 0 |  |  |  |  | 67.6133 | 82.5373 | 0 | 0 | 0 | -14.924 | 214 |  | kWh | 0.15 | 0 | Commercial | [7 empty] | 10 | 0.85 |  |  |  | 1 | 3.35 | 0 | 0 | 0 | 0 | 0 | 0 | 0 | 0 | 0 | 0 | 2009 Qtr 1: 0; 2009 Qtr 2: 0; 2009 Qtr 3: 0; 2009 Qtr 4: 3.35; 2010 Qtr 1: 0; 2010 Qtr 2: 0; 2010 Qtr 3: 0; 2010 Qtr 4: 0; 2011 Qtr 1: 0; 2011 Qtr 2: 0; 2011 Qtr 3: 0; 2011 Qtr 4: 0 | 3.35
0 | 267045-Commercial Condensor Coil Cleaning (all units - savings at 50% of DEER) Com All CZ10 VintAll |  | System | Commercial | 01-ALC-AllCommercial-Cooling | 0 |  |  |  |  | 10 | 10 | 0 | 0 | 0 | 0 | 74 |  | kWh | 0.0665 | 0 | Commercial | [7 empty] | 3 | 0.78 |  |  |  | 1 | 5 | 0 | 0 | 0 | 0 | 0 | 0 | 0 | 0 | 0 | 0 | 2009 Qtr 1: 0; 2009 Qtr 2: 0; 2009 Qtr 3: 0; 2009 Qtr 4: 5; 2010 Qtr 1: 0; 2010 Qtr 2: 0; 2010 Qtr 3: 0; 2010 Qtr 4: 0; 2011 Qtr 1: 0; 2011 Qtr 2: 0; 2011 Qtr 3: 0; 2011 Qtr 4: 0 | 5
0 | 267045-Commercial Condensor Coil Cleaning (all units - savings at 50% of DEER) Com All CZ10 VintAll |  | System | Commercial | 01-ALC-AllCommercial-Cooling | 0 |  |  |  |  | 10 | 10 | 0 | 0 | 0 | 0 | 74 |  | kWh | 0.0665 | 0 | Commercial | [7 empty] | 3 | 0.78 |  |  |  | 1 | 5 | 0 | 0 | 0 | 0 | 0 | 0 | 0 | 0 | 0 | 0 | 2009 Qtr 1: 0; 2009 Qtr 2: 0; 2009 Qtr 3: 0; 2009 Qtr 4: 5; 2010 Qtr 1: 0; 2010 Qtr 2: 0; 2010 Qtr 3: 0; 2010 Qtr 4: 0; 2011 Qtr 1: 0; 2011 Qtr 2: 0; 2011 Qtr 3: 0; 2011 Qtr 4: 0 | 5
0 | 267030-Commercial HVAC Diagnostic/Tune-up Com All CZ10 VintAll |  | System | Commercial | 01-ALC-AllCommercial-Cooling | 0 |  |  |  |  | 67.6133 | 82.5373 | 0 | 0 | 0 | -14.924 | 214 |  | kWh | 0.15 | 0 | Commercial | [7 empty] | 10 | 0.85 |  |  |  | 1 | 3.35 | 0 | 0 | 0 | 0 | 0 | 0 | 0 | 0 | 0 | 0 | 2009 Qtr 1: 0; 2009 Qtr 2: 0; 2009 Qtr 3: 0; 2009 Qtr 4: 3.35; 2010 Qtr 1: 0; 2010 Qtr 2: 0; 2010 Qtr 3: 0; 2010 Qtr 4: 0; 2011 Qtr 1: 0; 2011 Qtr 2: 0; 2011 Qtr 3: 0; 2011 Qtr 4: 0 | 3.35
0 | 267045-Commercial Condensor Coil Cleaning (all units - savings at 50% of DEER) Com All CZ10 VintAll |  | System | Commercial | 01-ALC-AllCommercial-Cooling | 0 |  |  |  |  | 10 | 10 | 0 | 0 | 0 | 0 | 74 |  | kWh | 0.0665 | 0 | Commercial | [7 empty] | 3 | 0.78 |  |  |  | 1 | 5 | 0 | 0 | 0 | 0 | 0 | 0 | 0 | 0 | 0 | 0 | 2009 Qtr 1: 0; 2009 Qtr 2: 0; 2009 Qtr 3: 0; 2009 Qtr 4: 5; 2010 Qtr 1: 0; 2010 Qtr 2: 0; 2010 Qtr 3: 0; 2010 Qtr 4: 0; 2011 Qtr 1: 0; 2011 Qtr 2: 0; 2011 Qtr 3: 0; 2011 Qtr 4: 0 | 5
0 | 267030-Commercial HVAC Diagnostic/Tune-up Com All CZ10 VintAll |  | System | Commercial | 01-ALC-AllCommercial-Cooling | 0 |  |  |  |  | 67.6133 | 82.5373 | 0 | 0 | 0 | -14.924 | 214 |  | kWh | 0.15 | 0 | Commercial | [7 empty] | 10 | 0.85 |  |  |  | 1 | 3.35 | 0 | 0 | 0 | 0 | 0 | 0 | 0 | 0 | 0 | 0 | 2009 Qtr 1: 0; 2009 Qtr 2: 0; 2009 Qtr 3: 0; 2009 Qtr 4: 3.35; 2010 Qtr 1: 0; 2010 Qtr 2: 0; 2010 Qtr 3: 0; 2010 Qtr 4: 0; 2011 Qtr 1: 0; 2011 Qtr 2: 0; 2011 Qtr 3: 0; 2011 Qtr 4: 0 | 3.35
0 | 267045-Commercial Condensor Coil Cleaning (all units - savings at 50% of DEER) Com All CZ10 VintAll |  | System | Commercial | 01-ALC-AllCommercial-Cooling | 0 |  |  |  |  | 10 | 10 | 0 | 0 | 0 | 0 | 74 |  | kWh | 0.0665 | 0 | Commercial | [7 empty] | 3 | 0.78 |  |  |  | 1 | 5 | 0 | 0 | 0 | 0 | 0 | 0 | 0 | 0 | 0 | 0 | 2009 Qtr 1: 0; 2009 Qtr 2: 0; 2009 Qtr 3: 0; 2009 Qtr 4: 5; 2010 Qtr 1: 0; 2010 Qtr 2: 0; 2010 Qtr 3: 0; 2010 Qtr 4: 0; 2011 Qtr 1: 0; 2011 Qtr 2: 0; 2011 Qtr 3: 0; 2011 Qtr 4: 0 | 5
0 | 267030-Commercial HVAC Diagnostic/Tune-up Com All CZ10 VintAll |  | System | Commercial | 01-ALC-AllCommercial-Cooling | 0 |  |  |  |  | 67.6133 | 103.1716 | 0 | 0 | 0 | -35.5584 | 214 |  | kWh | 0.15 | 0 | Commercial | [7 empty] | 10 | 0.85 |  |  |  | 1 | 2.01 | 0 | 0 | 0 | 0 | 0 | 0 | 0 | 0 | 0 | 0 | 2009 Qtr 1: 0; 2009 Qtr 2: 0; 2009 Qtr 3: 0; 2009 Qtr 4: 2.01; 2010 Qtr 1: 0; 2010 Qtr 2: 0; 2010 Qtr 3: 0; 2010 Qtr 4: 0; 2011 Qtr 1: 0; 2011 Qtr 2: 0; 2011 Qtr 3: 0; 2011 Qtr 4: 0 | 2.01
0 | 267045-Commercial Condensor Coil Cleaning (all units - savings at 50% of DEER) Com All CZ10 VintAll |  | System | Commercial | 01-ALC-AllCommercial-Cooling | 0 |  |  |  |  | 10 | 12.5 | 0 | 0 | 0 | -2.5 | 74 |  | kWh | 0.0665 | 0 | Commercial | [7 empty] | 3 | 0.78 |  |  |  | 1 | 3 | 0 | 0 | 0 | 0 | 0 | 0 | 0 | 0 | 0 | 0 | 2009 Qtr 1: 0; 2009 Qtr 2: 0; 2009 Qtr 3: 0; 2009 Qtr 4: 3; 2010 Qtr 1: 0; 2010 Qtr 2: 0; 2010 Qtr 3: 0; 2010 Qtr 4: 0; 2011 Qtr 1: 0; 2011 Qtr 2: 0; 2011 Qtr 3: 0; 2011 Qtr 4: 0 | 3
0 | 267030-Commercial HVAC Diagnostic/Tune-up Com All CZ10 VintAll |  | System | Commercial | 01-ALC-AllCommercial-Cooling | 0 |  |  |  |  | 67.6133 | 103.1716 | 0 | 0 | 0 | -35.5584 | 214 |  | kWh | 0.15 | 0 | Commercial | [7 empty] | 10 | 0.85 |  |  |  | 1 | 2.01 | 0 | 0 | 0 | 0 | 0 | 0 | 0 | 0 | 0 | 0 | 2009 Qtr 1: 0; 2009 Qtr 2: 0; 2009 Qtr 3: 0; 2009 Qtr 4: 2.01; 2010 Qtr 1: 0; 2010 Qtr 2: 0; 2010 Qtr 3: 0; 2010 Qtr 4: 0; 2011 Qtr 1: 0; 2011 Qtr 2: 0; 2011 Qtr 3: 0; 2011 Qtr 4: 0 | 2.01
0 | 267045-Commercial Condensor Coil Cleaning (all units - savings at 50% of DEER) Com All CZ10 VintAll |  | System | Commercial | 01-ALC-AllCommercial-Cooling | 0 |  |  |  |  | 10 | 12.5 | 0 | 0 | 0 | -2.5 | 74 |  | kWh | 0.0665 | 0 | Commercial | [7 empty] | 3 | 0.78 |  |  |  | 1 | 3 | 0 | 0 | 0 | 0 | 0 | 0 | 0 | 0 | 0 | 0 | 2009 Qtr 1: 0; 2009 Qtr 2: 0; 2009 Qtr 3: 0; 2009 Qtr 4: 3; 2010 Qtr 1: 0; 2010 Qtr 2: 0; 2010 Qtr 3: 0; 2010 Qtr 4: 0; 2011 Qtr 1: 0; 2011 Qtr 2: 0; 2011 Qtr 3: 0; 2011 Qtr 4: 0 | 3
0 | 267029-Commercial HVAC Diagnostic/Tune-up Com All CZ07 VintAll |  | System | Commercial | 01-ALC-AllCommercial-Cooling | 0 |  |  |  |  | 48.3685 | 55.3 | 0 | 0 | 0 | -6.9315 | 60.0094 |  | kWh | 0.046765 | 0 | Commercial | [7 empty] | 10 | 0.85 |  |  |  | 1 | 2 | 0 | 0 | 0 | 0 | 0 | 0 | 0 | 0 | 0 | 0 | 2009 Qtr 1: 0; 2009 Qtr 2: 0; 2009 Qtr 3: 0; 2009 Qtr 4: 2; 2010 Qtr 1: 0; 2010 Qtr 2: 0; 2010 Qtr 3: 0; 2010 Qtr 4: 0; 2011 Qtr 1: 0; 2011 Qtr 2: 0; 2011 Qtr 3: 0; 2011 Qtr 4: 0 | 2
0 | 267044-Commercial Condensor Coil Cleaning (all units - savings at 50% of DEER) Com All CZ07 VintAll |  | System | Commercial | 01-ALC-AllCommercial-Cooling | 0 |  |  |  |  | 9.9998 | 10 | 0 | 0 | 0 | -0.0002249 | 60 |  | kWh | 0.047 | 0 | Commercial | [7 empty] | 3 | 0.78 |  |  |  | 1 | 2 | 0 | 0 | 0 | 0 | 0 | 0 | 0 | 0 | 0 | 0 | 2009 Qtr 1: 0; 2009 Qtr 2: 0; 2009 Qtr 3: 0; 2009 Qtr 4: 2; 2010 Qtr 1: 0; 2010 Qtr 2: 0; 2010 Qtr 3: 0; 2010 Qtr 4: 0; 2011 Qtr 1: 0; 2011 Qtr 2: 0; 2011 Qtr 3: 0; 2011 Qtr 4: 0 | 2
0 | 267029-Commercial HVAC Diagnostic/Tune-up Com All CZ07 VintAll |  | System | Commercial | 01-ALC-AllCommercial-Cooling | 0 |  |  |  |  | 48.3685 | 55.3 | 0 | 0 | 0 | -6.9315 | 60.0094 |  | kWh | 0.046765 | 0 | Commercial | [7 empty] | 10 | 0.85 |  |  |  | 1 | 3 | 0 | 0 | 0 | 0 | 0 | 0 | 0 | 0 | 0 | 0 | 2009 Qtr 1: 0; 2009 Qtr 2: 0; 2009 Qtr 3: 0; 2009 Qtr 4: 3; 2010 Qtr 1: 0; 2010 Qtr 2: 0; 2010 Qtr 3: 0; 2010 Qtr 4: 0; 2011 Qtr 1: 0; 2011 Qtr 2: 0; 2011 Qtr 3: 0; 2011 Qtr 4: 0 | 3
0 | 267044-Commercial Condensor Coil Cleaning (all units - savings at 50% of DEER) Com All CZ07 VintAll |  | System | Commercial | 01-ALC-AllCommercial-Cooling | 0 |  |  |  |  | 9.9998 | 10 | 0 | 0 | 0 | -0.0002249 | 60 |  | kWh | 0.047 | 0 | Commercial | [7 empty] | 3 | 0.78 |  |  |  | 1 | 3 | 0 | 0 | 0 | 0 | 0 | 0 | 0 | 0 | 0 | 0 | 2009 Qtr 1: 0; 2009 Qtr 2: 0; 2009 Qtr 3: 0; 2009 Qtr 4: 3; 2010 Qtr 1: 0; 2010 Qtr 2: 0; 2010 Qtr 3: 0; 2010 Qtr 4: 0; 2011 Qtr 1: 0; 2011 Qtr 2: 0; 2011 Qtr 3: 0; 2011 Qtr 4: 0 | 3
0 | 267044-Commercial Condensor Coil Cleaning (all units - savings at 50% of DEER) Com All CZ07 VintAll |  | System | Commercial | 01-ALC-AllCommercial-Cooling | 0 |  |  |  |  | 9.9998 | 10 | 0 | 0 | 0 | -0.0002249 | 60 |  | kWh | 0.047 | 0 | Commercial | [7 empty] | 3 | 0.78 |  |  |  | 1 | 4 | 0 | 0 | 0 | 0 | 0 | 0 | 0 | 0 | 0 | 0 | 2009 Qtr 1: 0; 2009 Qtr 2: 0; 2009 Qtr 3: 0; 2009 Qtr 4: 4; 2010 Qtr 1: 0; 2010 Qtr 2: 0; 2010 Qtr 3: 0; 2010 Qtr 4: 0; 2011 Qtr 1: 0; 2011 Qtr 2: 0; 2011 Qtr 3: 0; 2011 Qtr 4: 0 | 4
0 | 267044-Commercial Condensor Coil Cleaning (all units - savings at 50% of DEER) Com All CZ07 VintAll |  | System | Commercial | 01-ALC-AllCommercial-Cooling | 0 |  |  |  |  | 9.9998 | 10 | 0 | 0 | 0 | -0.0002249 | 60 |  | kWh | 0.047 | 0 | Commercial | [7 empty] | 3 | 0.78 |  |  |  | 1 | 4 | 0 | 0 | 0 | 0 | 0 | 0 | 0 | 0 | 0 | 0 | 2009 Qtr 1: 0; 2009 Qtr 2: 0; 2009 Qtr 3: 0; 2009 Qtr 4: 4; 2010 Qtr 1: 0; 2010 Qtr 2: 0; 2010 Qtr 3: 0; 2010 Qtr 4: 0; 2011 Qtr 1: 0; 2011 Qtr 2: 0; 2011 Qtr 3: 0; 2011 Qtr 4: 0 | 4
0 | 267029-Commercial HVAC Diagnostic/Tune-up Com All CZ07 VintAll |  | System | Commercial | 01-ALC-AllCommercial-Cooling | 0 |  |  |  |  | 48.3685 | 55.3 | 0 | 0 | 0 | -6.9315 | 60.0094 |  | kWh | 0.046765 | 0 | Commercial | [7 empty] | 10 | 0.85 |  |  |  | 1 | 3 | 0 | 0 | 0 | 0 | 0 | 0 | 0 | 0 | 0 | 0 | 2009 Qtr 1: 0; 2009 Qtr 2: 0; 2009 Qtr 3: 0; 2009 Qtr 4: 3; 2010 Qtr 1: 0; 2010 Qtr 2: 0; 2010 Qtr 3: 0; 2010 Qtr 4: 0; 2011 Qtr 1: 0; 2011 Qtr 2: 0; 2011 Qtr 3: 0; 2011 Qtr 4: 0 | 3
0 | 267044-Commercial Condensor Coil Cleaning (all units - savings at 50% of DEER) Com All CZ07 VintAll |  | System | Commercial | 01-ALC-AllCommercial-Cooling | 0 |  |  |  |  | 9.9998 | 10 | 0 | 0 | 0 | -0.0002249 | 60 |  | kWh | 0.047 | 0 | Commercial | [7 empty] | 3 | 0.78 |  |  |  | 1 | 3 | 0 | 0 | 0 | 0 | 0 | 0 | 0 | 0 | 0 | 0 | 2009 Qtr 1: 0; 2009 Qtr 2: 0; 2009 Qtr 3: 0; 2009 Qtr 4: 3; 2010 Qtr 1: 0; 2010 Qtr 2: 0; 2010 Qtr 3: 0; 2010 Qtr 4: 0; 2011 Qtr 1: 0; 2011 Qtr 2: 0; 2011 Qtr 3: 0; 2011 Qtr 4: 0 | 3
0 | 267044-Commercial Condensor Coil Cleaning (all units - savings at 50% of DEER) Com All CZ07 VintAll |  | System | Commercial | 01-ALC-AllCommercial-Cooling | 0 |  |  |  |  | 9.9998 | 10 | 0 | 0 | 0 | -0.0002249 | 60 |  | kWh | 0.047 | 0 | Commercial | [7 empty] | 3 | 0.78 |  |  |  | 1 | 3 | 0 | 0 | 0 | 0 | 0 | 0 | 0 | 0 | 0 | 0 | 2009 Qtr 1: 0; 2009 Qtr 2: 0; 2009 Qtr 3: 0; 2009 Qtr 4: 3; 2010 Qtr 1: 0; 2010 Qtr 2: 0; 2010 Qtr 3: 0; 2010 Qtr 4: 0; 2011 Qtr 1: 0; 2011 Qtr 2: 0; 2011 Qtr 3: 0; 2011 Qtr 4: 0 | 3
0 | 267029-Commercial HVAC Diagnostic/Tune-up Com All CZ07 VintAll |  | System | Commercial | 01-ALC-AllCommercial-Cooling | 0 |  |  |  |  | 48.3685 | 55.3 | 0 | 0 | 0 | -6.9315 | 60.0094 |  | kWh | 0.046765 | 0 | Commercial | [7 empty] | 10 | 0.85 |  |  |  | 1 | 4 | 0 | 0 | 0 | 0 | 0 | 0 | 0 | 0 | 0 | 0 | 2009 Qtr 1: 0; 2009 Qtr 2: 0; 2009 Qtr 3: 0; 2009 Qtr 4: 4; 2010 Qtr 1: 0; 2010 Qtr 2: 0; 2010 Qtr 3: 0; 2010 Qtr 4: 0; 2011 Qtr 1: 0; 2011 Qtr 2: 0; 2011 Qtr 3: 0; 2011 Qtr 4: 0 | 4
0 | 267044-Commercial Condensor Coil Cleaning (all units - savings at 50% of DEER) Com All CZ07 VintAll |  | System | Commercial | 01-ALC-AllCommercial-Cooling | 0 |  |  |  |  | 9.9998 | 10 | 0 | 0 | 0 | -0.0002249 | 60 |  | kWh | 0.047 | 0 | Commercial | [7 empty] | 3 | 0.78 |  |  |  | 1 | 4 | 0 | 0 | 0 | 0 | 0 | 0 | 0 | 0 | 0 | 0 | 2009 Qtr 1: 0; 2009 Qtr 2: 0; 2009 Qtr 3: 0; 2009 Qtr 4: 4; 2010 Qtr 1: 0; 2010 Qtr 2: 0; 2010 Qtr 3: 0; 2010 Qtr 4: 0; 2011 Qtr 1: 0; 2011 Qtr 2: 0; 2011 Qtr 3: 0; 2011 Qtr 4: 0 | 4
0 | 267029-Commercial HVAC Diagnostic/Tune-up Com All CZ07 VintAll |  | System | Commercial | 01-ALC-AllCommercial-Cooling | 0 |  |  |  |  | 48.3685 | 55.3 | 0 | 0 | 0 | -6.9315 | 60.0094 |  | kWh | 0.046765 | 0 | Commercial | [7 empty] | 10 | 0.85 |  |  |  | 1 | 4 | 0 | 0 | 0 | 0 | 0 | 0 | 0 | 0 | 0 | 0 | 2009 Qtr 1: 0; 2009 Qtr 2: 0; 2009 Qtr 3: 0; 2009 Qtr 4: 4; 2010 Qtr 1: 0; 2010 Qtr 2: 0; 2010 Qtr 3: 0; 2010 Qtr 4: 0; 2011 Qtr 1: 0; 2011 Qtr 2: 0; 2011 Qtr 3: 0; 2011 Qtr 4: 0 | 4
0 | 267044-Commercial Condensor Coil Cleaning (all units - savings at 50% of DEER) Com All CZ07 VintAll |  | System | Commercial | 01-ALC-AllCommercial-Cooling | 0 |  |  |  |  | 9.9998 | 10 | 0 | 0 | 0 | -0.0002249 | 60 |  | kWh | 0.047 | 0 | Commercial | [7 empty] | 3 | 0.78 |  |  |  | 1 | 4 | 0 | 0 | 0 | 0 | 0 | 0 | 0 | 0 | 0 | 0 | 2009 Qtr 1: 0; 2009 Qtr 2: 0; 2009 Qtr 3: 0; 2009 Qtr 4: 4; 2010 Qtr 1: 0; 2010 Qtr 2: 0; 2010 Qtr 3: 0; 2010 Qtr 4: 0; 2011 Qtr 1: 0; 2011 Qtr 2: 0; 2011 Qtr 3: 0; 2011 Qtr 4: 0 | 4
0 | 267044-Commercial Condensor Coil Cleaning (all units - savings at 50% of DEER) Com All CZ07 VintAll |  | System | Commercial | 01-ALC-AllCommercial-Cooling | 0 |  |  |  |  | 9.9998 | 10 | 0 | 0 | 0 | -0.0002249 | 60 |  | kWh | 0.047 | 0 | Commercial | [7 empty] | 3 | 0.78 |  |  |  | 1 | 3 | 0 | 0 | 0 | 0 | 0 | 0 | 0 | 0 | 0 | 0 | 2009 Qtr 1: 0; 2009 Qtr 2: 0; 2009 Qtr 3: 0; 2009 Qtr 4: 3; 2010 Qtr 1: 0; 2010 Qtr 2: 0; 2010 Qtr 3: 0; 2010 Qtr 4: 0; 2011 Qtr 1: 0; 2011 Qtr 2: 0; 2011 Qtr 3: 0; 2011 Qtr 4: 0 | 3
0 | 267029-Commercial HVAC Diagnostic/Tune-up Com All CZ07 VintAll |  | System | Commercial | 01-ALC-AllCommercial-Cooling | 0 |  |  |  |  | 48.3685 | 55.3 | 0 | 0 | 0 | -6.9315 | 60.0094 |  | kWh | 0.046765 | 0 | Commercial | [7 empty] | 10 | 0.85 |  |  |  | 1 | 4 | 0 | 0 | 0 | 0 | 0 | 0 | 0 | 0 | 0 | 0 | 2009 Qtr 1: 0; 2009 Qtr 2: 0; 2009 Qtr 3: 0; 2009 Qtr 4: 4; 2010 Qtr 1: 0; 2010 Qtr 2: 0; 2010 Qtr 3: 0; 2010 Qtr 4: 0; 2011 Qtr 1: 0; 2011 Qtr 2: 0; 2011 Qtr 3: 0; 2011 Qtr 4: 0 | 4
0 | 267044-Commercial Condensor Coil Cleaning (all units - savings at 50% of DEER) Com All CZ07 VintAll |  | System | Commercial | 01-ALC-AllCommercial-Cooling | 0 |  |  |  |  | 9.9998 | 10 | 0 | 0 | 0 | -0.0002249 | 60 |  | kWh | 0.047 | 0 | Commercial | [7 empty] | 3 | 0.78 |  |  |  | 1 | 4 | 0 | 0 | 0 | 0 | 0 | 0 | 0 | 0 | 0 | 0 | 2009 Qtr 1: 0; 2009 Qtr 2: 0; 2009 Qtr 3: 0; 2009 Qtr 4: 4; 2010 Qtr 1: 0; 2010 Qtr 2: 0; 2010 Qtr 3: 0; 2010 Qtr 4: 0; 2011 Qtr 1: 0; 2011 Qtr 2: 0; 2011 Qtr 3: 0; 2011 Qtr 4: 0 | 4
0 | 267029-Commercial HVAC Diagnostic/Tune-up Com All CZ07 VintAll |  | System | Commercial | 01-ALC-AllCommercial-Cooling | 0 |  |  |  |  | 48.3685 | 55.3 | 0 | 0 | 0 | -6.9315 | 60.0094 |  | kWh | 0.046765 | 0 | Commercial | [7 empty] | 10 | 0.85 |  |  |  | 1 | 5 | 0 | 0 | 0 | 0 | 0 | 0 | 0 | 0 | 0 | 0 | 2009 Qtr 1: 0; 2009 Qtr 2: 0; 2009 Qtr 3: 0; 2009 Qtr 4: 5; 2010 Qtr 1: 0; 2010 Qtr 2: 0; 2010 Qtr 3: 0; 2010 Qtr 4: 0; 2011 Qtr 1: 0; 2011 Qtr 2: 0; 2011 Qtr 3: 0; 2011 Qtr 4: 0 | 5
0 | 267044-Commercial Condensor Coil Cleaning (all units - savings at 50% of DEER) Com All CZ07 VintAll |  | System | Commercial | 01-ALC-AllCommercial-Cooling | 0 |  |  |  |  | 9.9998 | 10 | 0 | 0 | 0 | -0.0002249 | 60 |  | kWh | 0.047 | 0 | Commercial | [7 empty] | 3 | 0.78 |  |  |  | 1 | 5 | 0 | 0 | 0 | 0 | 0 | 0 | 0 | 0 | 0 | 0 | 2009 Qtr 1: 0; 2009 Qtr 2: 0; 2009 Qtr 3: 0; 2009 Qtr 4: 5; 2010 Qtr 1: 0; 2010 Qtr 2: 0; 2010 Qtr 3: 0; 2010 Qtr 4: 0; 2011 Qtr 1: 0; 2011 Qtr 2: 0; 2011 Qtr 3: 0; 2011 Qtr 4: 0 | 5
0 | 267022-Economizer Repair Com All CZ10 Vint03 |  | System | Commercial | 01-ALC-AllCommercial-Cooling | 0 |  |  |  |  | 41.71 | 42.7083 | 0 | 0 | 0 | -0.99833 | 678 |  | kWh | 0.0012 | 0 | Commercial |  | Winter Only | [5 empty] | 5 | 0.85 |  |  |  | 0 | 12 | 0 | 0 | 0 | 0 | 0 | 0 | 0 | 0 | 0 | 0 | 2009 Qtr 1: 0; 2009 Qtr 2: 0; 2009 Qtr 3: 0; 2009 Qtr 4: 12; 2010 Qtr 1: 0; 2010 Qtr 2: 0; 2010 Qtr 3: 0; 2010 Qtr 4: 0; 2011 Qtr 1: 0; 2011 Qtr 2: 0; 2011 Qtr 3: 0; 2011 Qtr 4: 0 | 12
0 | 267022-Economizer Repair Com All CZ10 Vint03 |  | System | Commercial | 01-ALC-AllCommercial-Cooling | 0 |  |  |  |  | 41.71 | 42.7083 | 0 | 0 | 0 | -0.99833 | 678 |  | kWh | 0.0012 | 0 | Commercial |  | Winter Only | [5 empty] | 5 | 0.85 |  |  |  | 0 | 12 | 0 | 0 | 0 | 0 | 0 | 0 | 0 | 0 | 0 | 0 | 2009 Qtr 1: 0; 2009 Qtr 2: 0; 2009 Qtr 3: 0; 2009 Qtr 4: 12; 2010 Qtr 1: 0; 2010 Qtr 2: 0; 2010 Qtr 3: 0; 2010 Qtr 4: 0; 2011 Qtr 1: 0; 2011 Qtr 2: 0; 2011 Qtr 3: 0; 2011 Qtr 4: 0 | 12
0 | 267022-Economizer Repair Com All CZ10 Vint03 |  | System | Commercial | 01-ALC-AllCommercial-Cooling | 0 |  |  |  |  | 41.71 | 42.7083 | 0 | 0 | 0 | -0.99833 | 678 |  | kWh | 0.0012 | 0 | Commercial |  | Winter Only | [5 empty] | 5 | 0.85 |  |  |  | 0 | 12 | 0 | 0 | 0 | 0 | 0 | 0 | 0 | 0 | 0 | 0 | 2009 Qtr 1: 0; 2009 Qtr 2: 0; 2009 Qtr 3: 0; 2009 Qtr 4: 12; 2010 Qtr 1: 0; 2010 Qtr 2: 0; 2010 Qtr 3: 0; 2010 Qtr 4: 0; 2011 Qtr 1: 0; 2011 Qtr 2: 0; 2011 Qtr 3: 0; 2011 Qtr 4: 0 | 12
0 | 267022-Economizer Repair Com All CZ10 Vint03 |  | System | Commercial | 01-ALC-AllCommercial-Cooling | 0 |  |  |  |  | 41.71 | 42.7083 | 0 | 0 | 0 | -0.99833 | 678 |  | kWh | 0.0012 | 0 | Commercial |  | Winter Only | [5 empty] | 5 | 0.85 |  |  |  | 0 | 12 | 0 | 0 | 0 | 0 | 0 | 0 | 0 | 0 | 0 | 0 | 2009 Qtr 1: 0; 2009 Qtr 2: 0; 2009 Qtr 3: 0; 2009 Qtr 4: 12; 2010 Qtr 1: 0; 2010 Qtr 2: 0; 2010 Qtr 3: 0; 2010 Qtr 4: 0; 2011 Qtr 1: 0; 2011 Qtr 2: 0; 2011 Qtr 3: 0; 2011 Qtr 4: 0 | 12
0 | 267022-Economizer Repair Com All CZ10 Vint03 |  | System | Commercial | 01-ALC-AllCommercial-Cooling | 0 |  |  |  |  | 41.71 | 42.7083 | 0 | 0 | 0 | -0.99833 | 678 |  | kWh | 0.0012 | 0 | Commercial |  | Winter Only | [5 empty] | 5 | 0.85 |  |  |  | 0 | 12 | 0 | 0 | 0 | 0 | 0 | 0 | 0 | 0 | 0 | 0 | 2009 Qtr 1: 0; 2009 Qtr 2: 0; 2009 Qtr 3: 0; 2009 Qtr 4: 12; 2010 Qtr 1: 0; 2010 Qtr 2: 0; 2010 Qtr 3: 0; 2010 Qtr 4: 0; 2011 Qtr 1: 0; 2011 Qtr 2: 0; 2011 Qtr 3: 0; 2011 Qtr 4: 0 | 12
0 | 267023-Economizer Repair Com All CZ10 Vint04 |  | System | Commercial | 01-ALC-AllCommercial-Cooling | 0 |  |  |  |  | 41.71 | 41 | 0 | 0 | 0 | 0.71 | 442 |  | kWh | 0.0016 | 0 | Commercial |  | Winter Only | [5 empty] | 5 | 0.85 |  |  |  | 0 | 10 | 0 | 0 | 0 | 0 | 0 | 0 | 0 | 0 | 0 | 0 | 2009 Qtr 1: 0; 2009 Qtr 2: 0; 2009 Qtr 3: 0; 2009 Qtr 4: 10; 2010 Qtr 1: 0; 2010 Qtr 2: 0; 2010 Qtr 3: 0; 2010 Qtr 4: 0; 2011 Qtr 1: 0; 2011 Qtr 2: 0; 2011 Qtr 3: 0; 2011 Qtr 4: 0 | 10
0 | 267044-Commercial Condensor Coil Cleaning (all units - savings at 50% of DEER) Com All CZ07 VintAll |  | System | Commercial | 01-ALC-AllCommercial-Cooling | 0 |  |  |  |  | 9.9998 | 10 | 0 | 0 | 0 | -0.0002249 | 60 |  | kWh | 0.047 | 0 | Commercial | [7 empty] | 3 | 0.78 |  |  |  | 1 | 4 | 0 | 0 | 0 | 0 | 0 | 0 | 0 | 0 | 0 | 0 | 2009 Qtr 1: 0; 2009 Qtr 2: 0; 2009 Qtr 3: 0; 2009 Qtr 4: 4; 2010 Qtr 1: 0; 2010 Qtr 2: 0; 2010 Qtr 3: 0; 2010 Qtr 4: 0; 2011 Qtr 1: 0; 2011 Qtr 2: 0; 2011 Qtr 3: 0; 2011 Qtr 4: 0 | 4
0 | 267044-Commercial Condensor Coil Cleaning (all units - savings at 50% of DEER) Com All CZ07 VintAll |  | System | Commercial | 01-ALC-AllCommercial-Cooling | 0 |  |  |  |  | 9.9998 | 10 | 0 | 0 | 0 | -0.0002249 | 60 |  | kWh | 0.047 | 0 | Commercial | [7 empty] | 3 | 0.78 |  |  |  | 1 | 3 | 0 | 0 | 0 | 0 | 0 | 0 | 0 | 0 | 0 | 0 | 2009 Qtr 1: 0; 2009 Qtr 2: 0; 2009 Qtr 3: 0; 2009 Qtr 4: 3; 2010 Qtr 1: 0; 2010 Qtr 2: 0; 2010 Qtr 3: 0; 2010 Qtr 4: 0; 2011 Qtr 1: 0; 2011 Qtr 2: 0; 2011 Qtr 3: 0; 2011 Qtr 4: 0 | 3
0 | 267029-Commercial HVAC Diagnostic/Tune-up Com All CZ07 VintAll |  | System | Commercial | 01-ALC-AllCommercial-Cooling | 0 |  |  |  |  | 72.1918 | 82.5373 | 0 | 0 | 0 | -10.3455 | 60.0094 |  | kWh | 0.046765 | 0 | Commercial | [7 empty] | 10 | 0.85 |  |  |  | 1 | 1.34 | 0 | 0 | 0 | 0 | 0 | 0 | 0 | 0 | 0 | 0 | 2009 Qtr 1: 0; 2009 Qtr 2: 0; 2009 Qtr 3: 0; 2009 Qtr 4: 1.34; 2010 Qtr 1: 0; 2010 Qtr 2: 0; 2010 Qtr 3: 0; 2010 Qtr 4: 0; 2011 Qtr 1: 0; 2011 Qtr 2: 0; 2011 Qtr 3: 0; 2011 Qtr 4: 0 | 1.34
0 | 267044-Commercial Condensor Coil Cleaning (all units - savings at 50% of DEER) Com All CZ07 VintAll |  | System | Commercial | 01-ALC-AllCommercial-Cooling | 0 |  |  |  |  | 9.9998 | 10 | 0 | 0 | 0 | -0.0002249 | 60 |  | kWh | 0.047 | 0 | Commercial | [7 empty] | 3 | 0.78 |  |  |  | 1 | 2 | 0 | 0 | 0 | 0 | 0 | 0 | 0 | 0 | 0 | 0 | 2009 Qtr 1: 0; 2009 Qtr 2: 0; 2009 Qtr 3: 0; 2009 Qtr 4: 2; 2010 Qtr 1: 0; 2010 Qtr 2: 0; 2010 Qtr 3: 0; 2010 Qtr 4: 0; 2011 Qtr 1: 0; 2011 Qtr 2: 0; 2011 Qtr 3: 0; 2011 Qtr 4: 0 | 2
0 | 267029-Commercial HVAC Diagnostic/Tune-up Com All CZ07 VintAll |  | System | Commercial | 01-ALC-AllCommercial-Cooling | 0 |  |  |  |  | 72.1918 | 82.5373 | 0 | 0 | 0 | -10.3455 | 60.0094 |  | kWh | 0.046765 | 0 | Commercial | [7 empty] | 10 | 0.85 |  |  |  | 1 | 4.02 | 0 | 0 | 0 | 0 | 0 | 0 | 0 | 0 | 0 | 0 | 2009 Qtr 1: 0; 2009 Qtr 2: 0; 2009 Qtr 3: 0; 2009 Qtr 4: 4.02; 2010 Qtr 1: 0; 2010 Qtr 2: 0; 2010 Qtr 3: 0; 2010 Qtr 4: 0; 2011 Qtr 1: 0; 2011 Qtr 2: 0; 2011 Qtr 3: 0; 2011 Qtr 4: 0 | 4.02
0 | 267044-Commercial Condensor Coil Cleaning (all units - savings at 50% of DEER) Com All CZ07 VintAll |  | System | Commercial | 01-ALC-AllCommercial-Cooling | 0 |  |  |  |  | 9.9998 | 10 | 0 | 0 | 0 | -0.0002249 | 60 |  | kWh | 0.047 | 0 | Commercial | [7 empty] | 3 | 0.78 |  |  |  | 1 | 6 | 0 | 0 | 0 | 0 | 0 | 0 | 0 | 0 | 0 | 0 | 2009 Qtr 1: 0; 2009 Qtr 2: 0; 2009 Qtr 3: 0; 2009 Qtr 4: 6; 2010 Qtr 1: 0; 2010 Qtr 2: 0; 2010 Qtr 3: 0; 2010 Qtr 4: 0; 2011 Qtr 1: 0; 2011 Qtr 2: 0; 2011 Qtr 3: 0; 2011 Qtr 4: 0 | 6
0 | 267029-Commercial HVAC Diagnostic/Tune-up Com All CZ07 VintAll |  | System | Commercial | 01-ALC-AllCommercial-Cooling | 0 |  |  |  |  | 72.1918 | 82.5373 | 0 | 0 | 0 | -10.3455 | 60.0094 |  | kWh | 0.046765 | 0 | Commercial | [7 empty] | 10 | 0.85 |  |  |  | 1 | 4.02 | 0 | 0 | 0 | 0 | 0 | 0 | 0 | 0 | 0 | 0 | 2009 Qtr 1: 0; 2009 Qtr 2: 0; 2009 Qtr 3: 0; 2009 Qtr 4: 4.02; 2010 Qtr 1: 0; 2010 Qtr 2: 0; 2010 Qtr 3: 0; 2010 Qtr 4: 0; 2011 Qtr 1: 0; 2011 Qtr 2: 0; 2011 Qtr 3: 0; 2011 Qtr 4: 0 | 4.02
0 | 267044-Commercial Condensor Coil Cleaning (all units - savings at 50% of DEER) Com All CZ07 VintAll |  | System | Commercial | 01-ALC-AllCommercial-Cooling | 0 |  |  |  |  | 9.9998 | 10 | 0 | 0 | 0 | -0.0002249 | 60 |  | kWh | 0.047 | 0 | Commercial | [7 empty] | 3 | 0.78 |  |  |  | 1 | 6 | 0 | 0 | 0 | 0 | 0 | 0 | 0 | 0 | 0 | 0 | 2009 Qtr 1: 0; 2009 Qtr 2: 0; 2009 Qtr 3: 0; 2009 Qtr 4: 6; 2010 Qtr 1: 0; 2010 Qtr 2: 0; 2010 Qtr 3: 0; 2010 Qtr 4: 0; 2011 Qtr 1: 0; 2011 Qtr 2: 0; 2011 Qtr 3: 0; 2011 Qtr 4: 0 | 6
0 | 267044-Commercial Condensor Coil Cleaning (all units - savings at 50% of DEER) Com All CZ07 VintAll |  | System | Commercial | 01-ALC-AllCommercial-Cooling | 0 |  |  |  |  | 9.9998 | 10 | 0 | 0 | 0 | -0.0002249 | 60 |  | kWh | 0.047 | 0 | Commercial | [7 empty] | 3 | 0.78 |  |  |  | 1 | 3 | 0 | 0 | 0 | 0 | 0 | 0 | 0 | 0 | 0 | 0 | 2009 Qtr 1: 0; 2009 Qtr 2: 0; 2009 Qtr 3: 0; 2009 Qtr 4: 3; 2010 Qtr 1: 0; 2010 Qtr 2: 0; 2010 Qtr 3: 0; 2010 Qtr 4: 0; 2011 Qtr 1: 0; 2011 Qtr 2: 0; 2011 Qtr 3: 0; 2011 Qtr 4: 0 | 3
0 | 267044-Commercial Condensor Coil Cleaning (all units - savings at 50% of DEER) Com All CZ07 VintAll |  | System | Commercial | 01-ALC-AllCommercial-Cooling | 0 |  |  |  |  | 9.9998 | 12.5 | 0 | 0 | 0 | -2.5002 | 60 |  | kWh | 0.047 | 0 | Commercial | [7 empty] | 3 | 0.78 |  |  |  | 1 | 2 | 0 | 0 | 0 | 0 | 0 | 0 | 0 | 0 | 0 | 0 | 2009 Qtr 1: 0; 2009 Qtr 2: 0; 2009 Qtr 3: 0; 2009 Qtr 4: 2; 2010 Qtr 1: 0; 2010 Qtr 2: 0; 2010 Qtr 3: 0; 2010 Qtr 4: 0; 2011 Qtr 1: 0; 2011 Qtr 2: 0; 2011 Qtr 3: 0; 2011 Qtr 4: 0 | 2
0 | 267029-Commercial HVAC Diagnostic/Tune-up Com All CZ07 VintAll |  | System | Commercial | 01-ALC-AllCommercial-Cooling | 0 |  |  |  |  | 72.1918 | 82.5373 | 0 | 0 | 0 | -10.3455 | 60.0094 |  | kWh | 0.046765 | 0 | Commercial | [7 empty] | 10 | 0.85 |  |  |  | 1 | 2.68 | 0 | 0 | 0 | 0 | 0 | 0 | 0 | 0 | 0 | 0 | 2009 Qtr 1: 0; 2009 Qtr 2: 0; 2009 Qtr 3: 0; 2009 Qtr 4: 2.68; 2010 Qtr 1: 0; 2010 Qtr 2: 0; 2010 Qtr 3: 0; 2010 Qtr 4: 0; 2011 Qtr 1: 0; 2011 Qtr 2: 0; 2011 Qtr 3: 0; 2011 Qtr 4: 0 | 2.68
0 | 267044-Commercial Condensor Coil Cleaning (all units - savings at 50% of DEER) Com All CZ07 VintAll |  | System | Commercial | 01-ALC-AllCommercial-Cooling | 0 |  |  |  |  | 9.9998 | 10 | 0 | 0 | 0 | -0.0002249 | 60 |  | kWh | 0.047 | 0 | Commercial | [7 empty] | 3 | 0.78 |  |  |  | 1 | 4 | 0 | 0 | 0 | 0 | 0 | 0 | 0 | 0 | 0 | 0 | 2009 Qtr 1: 0; 2009 Qtr 2: 0; 2009 Qtr 3: 0; 2009 Qtr 4: 4; 2010 Qtr 1: 0; 2010 Qtr 2: 0; 2010 Qtr 3: 0; 2010 Qtr 4: 0; 2011 Qtr 1: 0; 2011 Qtr 2: 0; 2011 Qtr 3: 0; 2011 Qtr 4: 0 | 4
0 | 267044-Commercial Condensor Coil Cleaning (all units - savings at 50% of DEER) Com All CZ07 VintAll |  | System | Commercial | 01-ALC-AllCommercial-Cooling | 0 |  |  |  |  | 9.9998 | 10 | 0 | 0 | 0 | -0.0002249 | 60 |  | kWh | 0.047 | 0 | Commercial | [7 empty] | 3 | 0.78 |  |  |  | 1 | 2 | 0 | 0 | 0 | 0 | 0 | 0 | 0 | 0 | 0 | 0 | 2009 Qtr 1: 0; 2009 Qtr 2: 0; 2009 Qtr 3: 0; 2009 Qtr 4: 2; 2010 Qtr 1: 0; 2010 Qtr 2: 0; 2010 Qtr 3: 0; 2010 Qtr 4: 0; 2011 Qtr 1: 0; 2011 Qtr 2: 0; 2011 Qtr 3: 0; 2011 Qtr 4: 0 | 2
0 | 267029-Commercial HVAC Diagnostic/Tune-up Com All CZ07 VintAll |  | System | Commercial | 01-ALC-AllCommercial-Cooling | 0 |  |  |  |  | 48.3685 | 55.3 | 0 | 0 | 0 | -6.9315 | 60.0094 |  | kWh | 0.046765 | 0 | Commercial | [7 empty] | 10 | 0.85 |  |  |  | 1 | 2 | 0 | 0 | 0 | 0 | 0 | 0 | 0 | 0 | 0 | 0 | 2009 Qtr 1: 0; 2009 Qtr 2: 0; 2009 Qtr 3: 0; 2009 Qtr 4: 2; 2010 Qtr 1: 0; 2010 Qtr 2: 0; 2010 Qtr 3: 0; 2010 Qtr 4: 0; 2011 Qtr 1: 0; 2011 Qtr 2: 0; 2011 Qtr 3: 0; 2011 Qtr 4: 0 | 2
0 | 267044-Commercial Condensor Coil Cleaning (all units - savings at 50% of DEER) Com All CZ07 VintAll |  | System | Commercial | 01-ALC-AllCommercial-Cooling | 0 |  |  |  |  | 9.9998 | 10 | 0 | 0 | 0 | -0.0002249 | 60 |  | kWh | 0.047 | 0 | Commercial | [7 empty] | 3 | 0.78 |  |  |  | 1 | 2 | 0 | 0 | 0 | 0 | 0 | 0 | 0 | 0 | 0 | 0 | 2009 Qtr 1: 0; 2009 Qtr 2: 0; 2009 Qtr 3: 0; 2009 Qtr 4: 2; 2010 Qtr 1: 0; 2010 Qtr 2: 0; 2010 Qtr 3: 0; 2010 Qtr 4: 0; 2011 Qtr 1: 0; 2011 Qtr 2: 0; 2011 Qtr 3: 0; 2011 Qtr 4: 0 | 2
0 | 267029-Commercial HVAC Diagnostic/Tune-up Com All CZ07 VintAll |  | System | Commercial | 01-ALC-AllCommercial-Cooling | 0 |  |  |  |  | 48.3685 | 55.3 | 0 | 0 | 0 | -6.9315 | 60.0094 |  | kWh | 0.046765 | 0 | Commercial | [7 empty] | 10 | 0.85 |  |  |  | 1 | 2 | 0 | 0 | 0 | 0 | 0 | 0 | 0 | 0 | 0 | 0 | 2009 Qtr 1: 0; 2009 Qtr 2: 0; 2009 Qtr 3: 0; 2009 Qtr 4: 2; 2010 Qtr 1: 0; 2010 Qtr 2: 0; 2010 Qtr 3: 0; 2010 Qtr 4: 0; 2011 Qtr 1: 0; 2011 Qtr 2: 0; 2011 Qtr 3: 0; 2011 Qtr 4: 0 | 2
0 | 267044-Commercial Condensor Coil Cleaning (all units - savings at 50% of DEER) Com All CZ07 VintAll |  | System | Commercial | 01-ALC-AllCommercial-Cooling | 0 |  |  |  |  | 9.9998 | 10 | 0 | 0 | 0 | -0.0002249 | 60 |  | kWh | 0.047 | 0 | Commercial | [7 empty] | 3 | 0.78 |  |  |  | 1 | 2 | 0 | 0 | 0 | 0 | 0 | 0 | 0 | 0 | 0 | 0 | 2009 Qtr 1: 0; 2009 Qtr 2: 0; 2009 Qtr 3: 0; 2009 Qtr 4: 2; 2010 Qtr 1: 0; 2010 Qtr 2: 0; 2010 Qtr 3: 0; 2010 Qtr 4: 0; 2011 Qtr 1: 0; 2011 Qtr 2: 0; 2011 Qtr 3: 0; 2011 Qtr 4: 0 | 2
0 | 267044-Commercial Condensor Coil Cleaning (all units - savings at 50% of DEER) Com All CZ07 VintAll |  | System | Commercial | 01-ALC-AllCommercial-Cooling | 0 |  |  |  |  | 9.9998 | 10 | 0 | 0 | 0 | -0.0002249 | 60 |  | kWh | 0.047 | 0 | Commercial | [7 empty] | 3 | 0.78 |  |  |  | 1 | 5 | 0 | 0 | 0 | 0 | 0 | 0 | 0 | 0 | 0 | 0 | 2009 Qtr 1: 0; 2009 Qtr 2: 0; 2009 Qtr 3: 0; 2009 Qtr 4: 5; 2010 Qtr 1: 0; 2010 Qtr 2: 0; 2010 Qtr 3: 0; 2010 Qtr 4: 0; 2011 Qtr 1: 0; 2011 Qtr 2: 0; 2011 Qtr 3: 0; 2011 Qtr 4: 0 | 5
0 | 267029-Commercial HVAC Diagnostic/Tune-up Com All CZ07 VintAll |  | System | Commercial | 01-ALC-AllCommercial-Cooling | 0 |  |  |  |  | 72.1918 | 82.5373 | 0 | 0 | 0 | -10.3455 | 60.0094 |  | kWh | 0.046765 | 0 | Commercial | [7 empty] | 10 | 0.85 |  |  |  | 1 | 2.01 | 0 | 0 | 0 | 0 | 0 | 0 | 0 | 0 | 0 | 0 | 2009 Qtr 1: 0; 2009 Qtr 2: 0; 2009 Qtr 3: 0; 2009 Qtr 4: 2.01; 2010 Qtr 1: 0; 2010 Qtr 2: 0; 2010 Qtr 3: 0; 2010 Qtr 4: 0; 2011 Qtr 1: 0; 2011 Qtr 2: 0; 2011 Qtr 3: 0; 2011 Qtr 4: 0 | 2.01
0 | 267044-Commercial Condensor Coil Cleaning (all units - savings at 50% of DEER) Com All CZ07 VintAll |  | System | Commercial | 01-ALC-AllCommercial-Cooling | 0 |  |  |  |  | 9.9998 | 10 | 0 | 0 | 0 | -0.0002249 | 60 |  | kWh | 0.047 | 0 | Commercial | [7 empty] | 3 | 0.78 |  |  |  | 1 | 3 | 0 | 0 | 0 | 0 | 0 | 0 | 0 | 0 | 0 | 0 | 2009 Qtr 1: 0; 2009 Qtr 2: 0; 2009 Qtr 3: 0; 2009 Qtr 4: 3; 2010 Qtr 1: 0; 2010 Qtr 2: 0; 2010 Qtr 3: 0; 2010 Qtr 4: 0; 2011 Qtr 1: 0; 2011 Qtr 2: 0; 2011 Qtr 3: 0; 2011 Qtr 4: 0 | 3
0 | 267001-High Refrigerant Charge Adjustment (>= ±20% rated charge) Resid SFCZ10 Vint03 |  | System | Residential | 26-SFM-ResidentialSingleFamily-SP_COOL | 0 |  |  |  |  | 65 | 83.4167 | 0 | 0 | 0 | -18.4167 | 248.449 |  | kWh | 0.18306 | -0.066637 | Residential |  | Winter Only | [5 empty] | 10 | 0.78 |  |  |  | 1 | 3 | 0 | 0 | 0 | 0 | 0 | 0 | 0 | 0 | 0 | 0 | 2009 Qtr 1: 0; 2009 Qtr 2: 0; 2009 Qtr 3: 0; 2009 Qtr 4: 3; 2010 Qtr 1: 0; 2010 Qtr 2: 0; 2010 Qtr 3: 0; 2010 Qtr 4: 0; 2011 Qtr 1: 0; 2011 Qtr 2: 0; 2011 Qtr 3: 0; 2011 Qtr 4: 0 | 3
0 | 267040-Residential Condensor Coil Cleaning Resid SF CZ10 VintAll |  | System | Residential | 26-SFM-ResidentialSingleFamily-SP_COOL | 0 |  |  |  |  | 50 | 50 | 0 | 0 | 0 | 0 | 270 |  | kWh | 0.3564 | 0 | Residential | [7 empty] | 3 | 0.78 |  |  |  | 1 | 1 | 0 | 0 | 0 | 0 | 0 | 0 | 0 | 0 | 0 | 0 | 2009 Qtr 1: 0; 2009 Qtr 2: 0; 2009 Qtr 3: 0; 2009 Qtr 4: 1; 2010 Qtr 1: 0; 2010 Qtr 2: 0; 2010 Qtr 3: 0; 2010 Qtr 4: 0; 2011 Qtr 1: 0; 2011 Qtr 2: 0; 2011 Qtr 3: 0; 2011 Qtr 4: 0 | 1
0 | 267002-High Refrigerant Charge Adjustment (>= ±20% rated charge) Resid SF CZ10 Vint04 |  | System | Residential | 26-SFM-ResidentialSingleFamily-SP_COOL | 0 |  |  |  |  | 65 | 71.5 | 0 | 0 | 0 | -6.5 | 205.771 |  | kWh | 0.22808 | -0.078078 | Residential |  | Winter Only | [5 empty] | 10 | 0.78 |  |  |  | 1 | 5 | 0 | 0 | 0 | 0 | 0 | 0 | 0 | 0 | 0 | 0 | 2009 Qtr 1: 0; 2009 Qtr 2: 0; 2009 Qtr 3: 0; 2009 Qtr 4: 5; 2010 Qtr 1: 0; 2010 Qtr 2: 0; 2010 Qtr 3: 0; 2010 Qtr 4: 0; 2011 Qtr 1: 0; 2011 Qtr 2: 0; 2011 Qtr 3: 0; 2011 Qtr 4: 0 | 5
0 | 267040-Residential Condensor Coil Cleaning Resid SF CZ10 VintAll |  | System | Residential | 26-SFM-ResidentialSingleFamily-SP_COOL | 0 |  |  |  |  | 50 | 50 | 0 | 0 | 0 | 0 | 270 |  | kWh | 0.3564 | 0 | Residential | [7 empty] | 3 | 0.78 |  |  |  | 1 | 1 | 0 | 0 | 0 | 0 | 0 | 0 | 0 | 0 | 0 | 0 | 2009 Qtr 1: 0; 2009 Qtr 2: 0; 2009 Qtr 3: 0; 2009 Qtr 4: 1; 2010 Qtr 1: 0; 2010 Qtr 2: 0; 2010 Qtr 3: 0; 2010 Qtr 4: 0; 2011 Qtr 1: 0; 2011 Qtr 2: 0; 2011 Qtr 3: 0; 2011 Qtr 4: 0 | 1
0 | 267003-High Refrigerant Charge Adjustment (>= ±20% rated charge) Resid SF CZ10 Vint05 |  | System | Residential | 26-SFM-ResidentialSingleFamily-SP_COOL | 0 |  |  |  |  | 65 | 71.5 | 0 | 0 | 0 | -6.5 | 162.471 |  | kWh | 0.23875 | -0.071356 | Residential |  | Winter Only | [5 empty] | 10 | 0.78 |  |  |  | 1 | 5 | 0 | 0 | 0 | 0 | 0 | 0 | 0 | 0 | 0 | 0 | 2009 Qtr 1: 0; 2009 Qtr 2: 0; 2009 Qtr 3: 0; 2009 Qtr 4: 5; 2010 Qtr 1: 0; 2010 Qtr 2: 0; 2010 Qtr 3: 0; 2010 Qtr 4: 0; 2011 Qtr 1: 0; 2011 Qtr 2: 0; 2011 Qtr 3: 0; 2011 Qtr 4: 0 | 5
0 | 267040-Residential Condensor Coil Cleaning Resid SF CZ10 VintAll |  | System | Residential | 26-SFM-ResidentialSingleFamily-SP_COOL | 0 |  |  |  |  | 50 | 50 | 0 | 0 | 0 | 0 | 270 |  | kWh | 0.3564 | 0 | Residential | [7 empty] | 3 | 0.78 |  |  |  | 1 | 1 | 0 | 0 | 0 | 0 | 0 | 0 | 0 | 0 | 0 | 0 | 2009 Qtr 1: 0; 2009 Qtr 2: 0; 2009 Qtr 3: 0; 2009 Qtr 4: 1; 2010 Qtr 1: 0; 2010 Qtr 2: 0; 2010 Qtr 3: 0; 2010 Qtr 4: 0; 2011 Qtr 1: 0; 2011 Qtr 2: 0; 2011 Qtr 3: 0; 2011 Qtr 4: 0 | 1
0 | 267040-Residential Condensor Coil Cleaning Resid SF CZ10 VintAll |  | System | Residential | 26-SFM-ResidentialSingleFamily-SP_COOL | 0 |  |  |  |  | 50 | 50 | 0 | 0 | 0 | 0 | 270 |  | kWh | 0.3564 | 0 | Residential | [7 empty] | 3 | 0.78 |  |  |  | 1 | 1 | 0 | 0 | 0 | 0 | 0 | 0 | 0 | 0 | 0 | 0 | 2009 Qtr 1: 0; 2009 Qtr 2: 0; 2009 Qtr 3: 0; 2009 Qtr 4: 1; 2010 Qtr 1: 0; 2010 Qtr 2: 0; 2010 Qtr 3: 0; 2010 Qtr 4: 0; 2011 Qtr 1: 0; 2011 Qtr 2: 0; 2011 Qtr 3: 0; 2011 Qtr 4: 0 | 1
0 | 267003-High Refrigerant Charge Adjustment (>= ±20% rated charge) Resid SF CZ10 Vint05 |  | System | Residential | 26-SFM-ResidentialSingleFamily-SP_COOL | 0 |  |  |  |  | 65 | 71.5 | 0 | 0 | 0 | -6.5 | 162.471 |  | kWh | 0.23875 | -0.071356 | Residential |  | Winter Only | [5 empty] | 10 | 0.78 |  |  |  | 1 | 3 | 0 | 0 | 0 | 0 | 0 | 0 | 0 | 0 | 0 | 0 | 2009 Qtr 1: 0; 2009 Qtr 2: 0; 2009 Qtr 3: 0; 2009 Qtr 4: 3; 2010 Qtr 1: 0; 2010 Qtr 2: 0; 2010 Qtr 3: 0; 2010 Qtr 4: 0; 2011 Qtr 1: 0; 2011 Qtr 2: 0; 2011 Qtr 3: 0; 2011 Qtr 4: 0 | 3
0 | 267040-Residential Condensor Coil Cleaning Resid SF CZ10 VintAll |  | System | Residential | 26-SFM-ResidentialSingleFamily-SP_COOL | 0 |  |  |  |  | 50 | 50 | 0 | 0 | 0 | 0 | 270 |  | kWh | 0.3564 | 0 | Residential | [7 empty] | 3 | 0.78 |  |  |  | 1 | 1 | 0 | 0 | 0 | 0 | 0 | 0 | 0 | 0 | 0 | 0 | 2009 Qtr 1: 0; 2009 Qtr 2: 0; 2009 Qtr 3: 0; 2009 Qtr 4: 1; 2010 Qtr 1: 0; 2010 Qtr 2: 0; 2010 Qtr 3: 0; 2010 Qtr 4: 0; 2011 Qtr 1: 0; 2011 Qtr 2: 0; 2011 Qtr 3: 0; 2011 Qtr 4: 0 | 1
0 | 267002-High Refrigerant Charge Adjustment (>= ±20% rated charge) Resid SF CZ10 Vint04 |  | System | Residential | 26-SFM-ResidentialSingleFamily-SP_COOL | 0 |  |  |  |  | 65 | 71.5 | 0 | 0 | 0 | -6.5 | 205.771 |  | kWh | 0.22808 | -0.078078 | Residential |  | Winter Only | [5 empty] | 10 | 0.78 |  |  |  | 1 | 3 | 0 | 0 | 0 | 0 | 0 | 0 | 0 | 0 | 0 | 0 | 2009 Qtr 1: 0; 2009 Qtr 2: 0; 2009 Qtr 3: 0; 2009 Qtr 4: 3; 2010 Qtr 1: 0; 2010 Qtr 2: 0; 2010 Qtr 3: 0; 2010 Qtr 4: 0; 2011 Qtr 1: 0; 2011 Qtr 2: 0; 2011 Qtr 3: 0; 2011 Qtr 4: 0 | 3
0 | 267040-Residential Condensor Coil Cleaning Resid SF CZ10 VintAll |  | System | Residential | 26-SFM-ResidentialSingleFamily-SP_COOL | 0 |  |  |  |  | 50 | 50 | 0 | 0 | 0 | 0 | 270 |  | kWh | 0.3564 | 0 | Residential | [7 empty] | 3 | 0.78 |  |  |  | 1 | 1 | 0 | 0 | 0 | 0 | 0 | 0 | 0 | 0 | 0 | 0 | 2009 Qtr 1: 0; 2009 Qtr 2: 0; 2009 Qtr 3: 0; 2009 Qtr 4: 1; 2010 Qtr 1: 0; 2010 Qtr 2: 0; 2010 Qtr 3: 0; 2010 Qtr 4: 0; 2011 Qtr 1: 0; 2011 Qtr 2: 0; 2011 Qtr 3: 0; 2011 Qtr 4: 0 | 1
0 | 267003-High Refrigerant Charge Adjustment (>= ±20% rated charge) Resid SF CZ10 Vint05 |  | System | Residential | 26-SFM-ResidentialSingleFamily-SP_COOL | 0 |  |  |  |  | 65 | 83.4167 | 0 | 0 | 0 | -18.4167 | 162.471 |  | kWh | 0.23875 | -0.071356 | Residential |  | Winter Only | [5 empty] | 10 | 0.78 |  |  |  | 1 | 3 | 0 | 0 | 0 | 0 | 0 | 0 | 0 | 0 | 0 | 0 | 2009 Qtr 1: 0; 2009 Qtr 2: 0; 2009 Qtr 3: 0; 2009 Qtr 4: 3; 2010 Qtr 1: 0; 2010 Qtr 2: 0; 2010 Qtr 3: 0; 2010 Qtr 4: 0; 2011 Qtr 1: 0; 2011 Qtr 2: 0; 2011 Qtr 3: 0; 2011 Qtr 4: 0 | 3
0 | 267040-Residential Condensor Coil Cleaning Resid SF CZ10 VintAll |  | System | Residential | 26-SFM-ResidentialSingleFamily-SP_COOL | 0 |  |  |  |  | 50 | 50 | 0 | 0 | 0 | 0 | 270 |  | kWh | 0.3564 | 0 | Residential | [7 empty] | 3 | 0.78 |  |  |  | 1 | 1 | 0 | 0 | 0 | 0 | 0 | 0 | 0 | 0 | 0 | 0 | 2009 Qtr 1: 0; 2009 Qtr 2: 0; 2009 Qtr 3: 0; 2009 Qtr 4: 1; 2010 Qtr 1: 0; 2010 Qtr 2: 0; 2010 Qtr 3: 0; 2010 Qtr 4: 0; 2011 Qtr 1: 0; 2011 Qtr 2: 0; 2011 Qtr 3: 0; 2011 Qtr 4: 0 | 1
0 | 267003-High Refrigerant Charge Adjustment (>= ±20% rated charge) Resid SF CZ10 Vint05 |  | System | Residential | 26-SFM-ResidentialSingleFamily-SP_COOL | 0 |  |  |  |  | 65 | 71.5 | 0 | 0 | 0 | -6.5 | 162.471 |  | kWh | 0.23875 | -0.071356 | Residential |  | Winter Only | [5 empty] | 10 | 0.78 |  |  |  | 1 | 3 | 0 | 0 | 0 | 0 | 0 | 0 | 0 | 0 | 0 | 0 | 2009 Qtr 1: 0; 2009 Qtr 2: 0; 2009 Qtr 3: 0; 2009 Qtr 4: 3; 2010 Qtr 1: 0; 2010 Qtr 2: 0; 2010 Qtr 3: 0; 2010 Qtr 4: 0; 2011 Qtr 1: 0; 2011 Qtr 2: 0; 2011 Qtr 3: 0; 2011 Qtr 4: 0 | 3
0 | 267040-Residential Condensor Coil Cleaning Resid SF CZ10 VintAll |  | System | Residential | 26-SFM-ResidentialSingleFamily-SP_COOL | 0 |  |  |  |  | 50 | 50 | 0 | 0 | 0 | 0 | 270 |  | kWh | 0.3564 | 0 | Residential | [7 empty] | 3 | 0.78 |  |  |  | 1 | 1 | 0 | 0 | 0 | 0 | 0 | 0 | 0 | 0 | 0 | 0 | 2009 Qtr 1: 0; 2009 Qtr 2: 0; 2009 Qtr 3: 0; 2009 Qtr 4: 1; 2010 Qtr 1: 0; 2010 Qtr 2: 0; 2010 Qtr 3: 0; 2010 Qtr 4: 0; 2011 Qtr 1: 0; 2011 Qtr 2: 0; 2011 Qtr 3: 0; 2011 Qtr 4: 0 | 1
0 | 267040-Residential Condensor Coil Cleaning Resid SF CZ10 VintAll |  | System | Residential | 26-SFM-ResidentialSingleFamily-SP_COOL | 0 |  |  |  |  | 50 | 50 | 0 | 0 | 0 | 0 | 270 |  | kWh | 0.3564 | 0 | Residential | [7 empty] | 3 | 0.78 |  |  |  | 1 | 1 | 0 | 0 | 0 | 0 | 0 | 0 | 0 | 0 | 0 | 0 | 2009 Qtr 1: 0; 2009 Qtr 2: 0; 2009 Qtr 3: 0; 2009 Qtr 4: 1; 2010 Qtr 1: 0; 2010 Qtr 2: 0; 2010 Qtr 3: 0; 2010 Qtr 4: 0; 2011 Qtr 1: 0; 2011 Qtr 2: 0; 2011 Qtr 3: 0; 2011 Qtr 4: 0 | 1
0 | 267003-High Refrigerant Charge Adjustment (>= ±20% rated charge) Resid SF CZ10 Vint05 |  | System | Residential | 26-SFM-ResidentialSingleFamily-SP_COOL | 0 |  |  |  |  | 65 | 83.4167 | 0 | 0 | 0 | -18.4167 | 162.471 |  | kWh | 0.23875 | -0.071356 | Residential |  | Winter Only | [5 empty] | 10 | 0.78 |  |  |  | 1 | 3 | 0 | 0 | 0 | 0 | 0 | 0 | 0 | 0 | 0 | 0 | 2009 Qtr 1: 0; 2009 Qtr 2: 0; 2009 Qtr 3: 0; 2009 Qtr 4: 3; 2010 Qtr 1: 0; 2010 Qtr 2: 0; 2010 Qtr 3: 0; 2010 Qtr 4: 0; 2011 Qtr 1: 0; 2011 Qtr 2: 0; 2011 Qtr 3: 0; 2011 Qtr 4: 0 | 3
0 | 267040-Residential Condensor Coil Cleaning Resid SF CZ10 VintAll |  | System | Residential | 26-SFM-ResidentialSingleFamily-SP_COOL | 0 |  |  |  |  | 50 | 50 | 0 | 0 | 0 | 0 | 270 |  | kWh | 0.3564 | 0 | Residential | [7 empty] | 3 | 0.78 |  |  |  | 1 | 1 | 0 | 0 | 0 | 0 | 0 | 0 | 0 | 0 | 0 | 0 | 2009 Qtr 1: 0; 2009 Qtr 2: 0; 2009 Qtr 3: 0; 2009 Qtr 4: 1; 2010 Qtr 1: 0; 2010 Qtr 2: 0; 2010 Qtr 3: 0; 2010 Qtr 4: 0; 2011 Qtr 1: 0; 2011 Qtr 2: 0; 2011 Qtr 3: 0; 2011 Qtr 4: 0 | 1
0 | 267003-High Refrigerant Charge Adjustment (>= ±20% rated charge) Resid SF CZ10 Vint05 |  | System | Residential | 26-SFM-ResidentialSingleFamily-SP_COOL | 0 |  |  |  |  | 65 | 71.5 | 0 | 0 | 0 | -6.5 | 162.471 |  | kWh | 0.23875 | -0.071356 | Residential |  | Winter Only | [5 empty] | 10 | 0.78 |  |  |  | 1 | 2 | 0 | 0 | 0 | 0 | 0 | 0 | 0 | 0 | 0 | 0 | 2009 Qtr 1: 0; 2009 Qtr 2: 0; 2009 Qtr 3: 0; 2009 Qtr 4: 2; 2010 Qtr 1: 0; 2010 Qtr 2: 0; 2010 Qtr 3: 0; 2010 Qtr 4: 0; 2011 Qtr 1: 0; 2011 Qtr 2: 0; 2011 Qtr 3: 0; 2011 Qtr 4: 0 | 2
0 | 267040-Residential Condensor Coil Cleaning Resid SF CZ10 VintAll |  | System | Residential | 26-SFM-ResidentialSingleFamily-SP_COOL | 0 |  |  |  |  | 50 | 50 | 0 | 0 | 0 | 0 | 270 |  | kWh | 0.3564 | 0 | Residential | [7 empty] | 3 | 0.78 |  |  |  | 1 | 1 | 0 | 0 | 0 | 0 | 0 | 0 | 0 | 0 | 0 | 0 | 2009 Qtr 1: 0; 2009 Qtr 2: 0; 2009 Qtr 3: 0; 2009 Qtr 4: 1; 2010 Qtr 1: 0; 2010 Qtr 2: 0; 2010 Qtr 3: 0; 2010 Qtr 4: 0; 2011 Qtr 1: 0; 2011 Qtr 2: 0; 2011 Qtr 3: 0; 2011 Qtr 4: 0 | 1
0 | 267002-High Refrigerant Charge Adjustment (>= ±20% rated charge) Resid SF CZ10 Vint04 |  | System | Residential | 26-SFM-ResidentialSingleFamily-SP_COOL | 0 |  |  |  |  | 65 | 71.5 | 0 | 0 | 0 | -6.5 | 205.771 |  | kWh | 0.22808 | -0.078078 | Residential |  | Winter Only | [5 empty] | 10 | 0.78 |  |  |  | 1 | 4 | 0 | 0 | 0 | 0 | 0 | 0 | 0 | 0 | 0 | 0 | 2009 Qtr 1: 0; 2009 Qtr 2: 0; 2009 Qtr 3: 0; 2009 Qtr 4: 4; 2010 Qtr 1: 0; 2010 Qtr 2: 0; 2010 Qtr 3: 0; 2010 Qtr 4: 0; 2011 Qtr 1: 0; 2011 Qtr 2: 0; 2011 Qtr 3: 0; 2011 Qtr 4: 0 | 4
0 | 267040-Residential Condensor Coil Cleaning Resid SF CZ10 VintAll |  | System | Residential | 26-SFM-ResidentialSingleFamily-SP_COOL | 0 |  |  |  |  | 50 | 50 | 0 | 0 | 0 | 0 | 270 |  | kWh | 0.3564 | 0 | Residential | [7 empty] | 3 | 0.78 |  |  |  | 1 | 1 | 0 | 0 | 0 | 0 | 0 | 0 | 0 | 0 | 0 | 0 | 2009 Qtr 1: 0; 2009 Qtr 2: 0; 2009 Qtr 3: 0; 2009 Qtr 4: 1; 2010 Qtr 1: 0; 2010 Qtr 2: 0; 2010 Qtr 3: 0; 2010 Qtr 4: 0; 2011 Qtr 1: 0; 2011 Qtr 2: 0; 2011 Qtr 3: 0; 2011 Qtr 4: 0 | 1
0 | 267002-High Refrigerant Charge Adjustment (>= ±20% rated charge) Resid SF CZ10 Vint04 |  | System | Residential | 26-SFM-ResidentialSingleFamily-SP_COOL | 0 |  |  |  |  | 65 | 89.375 | 0 | 0 | 0 | -24.375 | 205.771 |  | kWh | 0.22808 | -0.078078 | Residential |  | Winter Only | [5 empty] | 10 | 0.78 |  |  |  | 1 | 2 | 0 | 0 | 0 | 0 | 0 | 0 | 0 | 0 | 0 | 0 | 2009 Qtr 1: 0; 2009 Qtr 2: 0; 2009 Qtr 3: 0; 2009 Qtr 4: 2; 2010 Qtr 1: 0; 2010 Qtr 2: 0; 2010 Qtr 3: 0; 2010 Qtr 4: 0; 2011 Qtr 1: 0; 2011 Qtr 2: 0; 2011 Qtr 3: 0; 2011 Qtr 4: 0 | 2
0 | 267040-Residential Condensor Coil Cleaning Resid SF CZ10 VintAll |  | System | Residential | 26-SFM-ResidentialSingleFamily-SP_COOL | 0 |  |  |  |  | 50 | 50 | 0 | 0 | 0 | 0 | 270 |  | kWh | 0.3564 | 0 | Residential | [7 empty] | 3 | 0.78 |  |  |  | 1 | 1 | 0 | 0 | 0 | 0 | 0 | 0 | 0 | 0 | 0 | 0 | 2009 Qtr 1: 0; 2009 Qtr 2: 0; 2009 Qtr 3: 0; 2009 Qtr 4: 1; 2010 Qtr 1: 0; 2010 Qtr 2: 0; 2010 Qtr 3: 0; 2010 Qtr 4: 0; 2011 Qtr 1: 0; 2011 Qtr 2: 0; 2011 Qtr 3: 0; 2011 Qtr 4: 0 | 1
0 | 267002-High Refrigerant Charge Adjustment (>= ±20% rated charge) Resid SF CZ10 Vint04 |  | System | Residential | 26-SFM-ResidentialSingleFamily-SP_COOL | 0 |  |  |  |  | 65 | 89.375 | 0 | 0 | 0 | -24.375 | 205.771 |  | kWh | 0.22808 | -0.078078 | Residential |  | Winter Only | [5 empty] | 10 | 0.78 |  |  |  | 1 | 2 | 0 | 0 | 0 | 0 | 0 | 0 | 0 | 0 | 0 | 0 | 2009 Qtr 1: 0; 2009 Qtr 2: 0; 2009 Qtr 3: 0; 2009 Qtr 4: 2; 2010 Qtr 1: 0; 2010 Qtr 2: 0; 2010 Qtr 3: 0; 2010 Qtr 4: 0; 2011 Qtr 1: 0; 2011 Qtr 2: 0; 2011 Qtr 3: 0; 2011 Qtr 4: 0 | 2
0 | 267040-Residential Condensor Coil Cleaning Resid SF CZ10 VintAll |  | System | Residential | 26-SFM-ResidentialSingleFamily-SP_COOL | 0 |  |  |  |  | 50 | 50 | 0 | 0 | 0 | 0 | 270 |  | kWh | 0.3564 | 0 | Residential | [7 empty] | 3 | 0.78 |  |  |  | 1 | 1 | 0 | 0 | 0 | 0 | 0 | 0 | 0 | 0 | 0 | 0 | 2009 Qtr 1: 0; 2009 Qtr 2: 0; 2009 Qtr 3: 0; 2009 Qtr 4: 1; 2010 Qtr 1: 0; 2010 Qtr 2: 0; 2010 Qtr 3: 0; 2010 Qtr 4: 0; 2011 Qtr 1: 0; 2011 Qtr 2: 0; 2011 Qtr 3: 0; 2011 Qtr 4: 0 | 1
0 | 267003-High Refrigerant Charge Adjustment (>= ±20% rated charge) Resid SF CZ10 Vint05 |  | System | Residential | 26-SFM-ResidentialSingleFamily-SP_COOL | 0 |  |  |  |  | 65 | 71.5 | 0 | 0 | 0 | -6.5 | 162.471 |  | kWh | 0.23875 | -0.071356 | Residential |  | Winter Only | [5 empty] | 10 | 0.78 |  |  |  | 1 | 5 | 0 | 0 | 0 | 0 | 0 | 0 | 0 | 0 | 0 | 0 | 2009 Qtr 1: 0; 2009 Qtr 2: 0; 2009 Qtr 3: 0; 2009 Qtr 4: 5; 2010 Qtr 1: 0; 2010 Qtr 2: 0; 2010 Qtr 3: 0; 2010 Qtr 4: 0; 2011 Qtr 1: 0; 2011 Qtr 2: 0; 2011 Qtr 3: 0; 2011 Qtr 4: 0 | 5
0 | 267040-Residential Condensor Coil Cleaning Resid SF CZ10 VintAll |  | System | Residential | 26-SFM-ResidentialSingleFamily-SP_COOL | 0 |  |  |  |  | 50 | 50 | 0 | 0 | 0 | 0 | 270 |  | kWh | 0.3564 | 0 | Residential | [7 empty] | 3 | 0.78 |  |  |  | 1 | 1 | 0 | 0 | 0 | 0 | 0 | 0 | 0 | 0 | 0 | 0 | 2009 Qtr 1: 0; 2009 Qtr 2: 0; 2009 Qtr 3: 0; 2009 Qtr 4: 1; 2010 Qtr 1: 0; 2010 Qtr 2: 0; 2010 Qtr 3: 0; 2010 Qtr 4: 0; 2011 Qtr 1: 0; 2011 Qtr 2: 0; 2011 Qtr 3: 0; 2011 Qtr 4: 0 | 1
0 | 267040-Residential Condensor Coil Cleaning Resid SF CZ10 VintAll |  | System | Residential | 26-SFM-ResidentialSingleFamily-SP_COOL | 0 |  |  |  |  | 50 | 50 | 0 | 0 | 0 | 0 | 270 |  | kWh | 0.3564 | 0 | Residential | [7 empty] | 3 | 0.78 |  |  |  | 1 | 1 | 0 | 0 | 0 | 0 | 0 | 0 | 0 | 0 | 0 | 0 | 2009 Qtr 1: 0; 2009 Qtr 2: 0; 2009 Qtr 3: 0; 2009 Qtr 4: 1; 2010 Qtr 1: 0; 2010 Qtr 2: 0; 2010 Qtr 3: 0; 2010 Qtr 4: 0; 2011 Qtr 1: 0; 2011 Qtr 2: 0; 2011 Qtr 3: 0; 2011 Qtr 4: 0 | 1
0 | 267040-Residential Condensor Coil Cleaning Resid SF CZ10 VintAll |  | System | Residential | 26-SFM-ResidentialSingleFamily-SP_COOL | 0 |  |  |  |  | 50 | 50 | 0 | 0 | 0 | 0 | 270 |  | kWh | 0.3564 | 0 | Residential | [7 empty] | 3 | 0.78 |  |  |  | 1 | 1 | 0 | 0 | 0 | 0 | 0 | 0 | 0 | 0 | 0 | 0 | 2009 Qtr 1: 0; 2009 Qtr 2: 0; 2009 Qtr 3: 0; 2009 Qtr 4: 1; 2010 Qtr 1: 0; 2010 Qtr 2: 0; 2010 Qtr 3: 0; 2010 Qtr 4: 0; 2011 Qtr 1: 0; 2011 Qtr 2: 0; 2011 Qtr 3: 0; 2011 Qtr 4: 0 | 1
0 | 267040-Residential Condensor Coil Cleaning Resid SF CZ10 VintAll |  | System | Residential | 26-SFM-ResidentialSingleFamily-SP_COOL | 0 |  |  |  |  | 50 | 50 | 0 | 0 | 0 | 0 | 270 |  | kWh | 0.3564 | 0 | Residential | [7 empty] | 3 | 0.78 |  |  |  | 1 | 1 | 0 | 0 | 0 | 0 | 0 | 0 | 0 | 0 | 0 | 0 | 2009 Qtr 1: 0; 2009 Qtr 2: 0; 2009 Qtr 3: 0; 2009 Qtr 4: 1; 2010 Qtr 1: 0; 2010 Qtr 2: 0; 2010 Qtr 3: 0; 2010 Qtr 4: 0; 2011 Qtr 1: 0; 2011 Qtr 2: 0; 2011 Qtr 3: 0; 2011 Qtr 4: 0 | 1
0 | 267003-High Refrigerant Charge Adjustment (>= ±20% rated charge) Resid SF CZ10 Vint05 |  | System | Residential | 26-SFM-ResidentialSingleFamily-SP_COOL | 0 |  |  |  |  | 65 | 71.5 | 0 | 0 | 0 | -6.5 | 162.471 |  | kWh | 0.23875 | -0.071356 | Residential |  | Winter Only | [5 empty] | 10 | 0.78 |  |  |  | 1 | 5 | 0 | 0 | 0 | 0 | 0 | 0 | 0 | 0 | 0 | 0 | 2009 Qtr 1: 0; 2009 Qtr 2: 0; 2009 Qtr 3: 0; 2009 Qtr 4: 5; 2010 Qtr 1: 0; 2010 Qtr 2: 0; 2010 Qtr 3: 0; 2010 Qtr 4: 0; 2011 Qtr 1: 0; 2011 Qtr 2: 0; 2011 Qtr 3: 0; 2011 Qtr 4: 0 | 5
0 | 267040-Residential Condensor Coil Cleaning Resid SF CZ10 VintAll |  | System | Residential | 26-SFM-ResidentialSingleFamily-SP_COOL | 0 |  |  |  |  | 50 | 50 | 0 | 0 | 0 | 0 | 270 |  | kWh | 0.3564 | 0 | Residential | [7 empty] | 3 | 0.78 |  |  |  | 1 | 1 | 0 | 0 | 0 | 0 | 0 | 0 | 0 | 0 | 0 | 0 | 2009 Qtr 1: 0; 2009 Qtr 2: 0; 2009 Qtr 3: 0; 2009 Qtr 4: 1; 2010 Qtr 1: 0; 2010 Qtr 2: 0; 2010 Qtr 3: 0; 2010 Qtr 4: 0; 2011 Qtr 1: 0; 2011 Qtr 2: 0; 2011 Qtr 3: 0; 2011 Qtr 4: 0 | 1
0 | 267003-High Refrigerant Charge Adjustment (>= ±20% rated charge) Resid SF CZ10 Vint05 |  | System | Residential | 26-SFM-ResidentialSingleFamily-SP_COOL | 0 |  |  |  |  | 65 | 71.5 | 0 | 0 | 0 | -6.5 | 162.471 |  | kWh | 0.23875 | -0.071356 | Residential |  | Winter Only | [5 empty] | 10 | 0.78 |  |  |  | 1 | 3 | 0 | 0 | 0 | 0 | 0 | 0 | 0 | 0 | 0 | 0 | 2009 Qtr 1: 0; 2009 Qtr 2: 0; 2009 Qtr 3: 0; 2009 Qtr 4: 3; 2010 Qtr 1: 0; 2010 Qtr 2: 0; 2010 Qtr 3: 0; 2010 Qtr 4: 0; 2011 Qtr 1: 0; 2011 Qtr 2: 0; 2011 Qtr 3: 0; 2011 Qtr 4: 0 | 3
0 | 267040-Residential Condensor Coil Cleaning Resid SF CZ10 VintAll |  | System | Residential | 26-SFM-ResidentialSingleFamily-SP_COOL | 0 |  |  |  |  | 50 | 50 | 0 | 0 | 0 | 0 | 270 |  | kWh | 0.3564 | 0 | Residential | [7 empty] | 3 | 0.78 |  |  |  | 1 | 1 | 0 | 0 | 0 | 0 | 0 | 0 | 0 | 0 | 0 | 0 | 2009 Qtr 1: 0; 2009 Qtr 2: 0; 2009 Qtr 3: 0; 2009 Qtr 4: 1; 2010 Qtr 1: 0; 2010 Qtr 2: 0; 2010 Qtr 3: 0; 2010 Qtr 4: 0; 2011 Qtr 1: 0; 2011 Qtr 2: 0; 2011 Qtr 3: 0; 2011 Qtr 4: 0 | 1
0 | 267003-High Refrigerant Charge Adjustment (>= ±20% rated charge) Resid SF CZ10 Vint05 |  | System | Residential | 26-SFM-ResidentialSingleFamily-SP_COOL | 0 |  |  |  |  | 65 | 71.5 | 0 | 0 | 0 | -6.5 | 162.471 |  | kWh | 0.23875 | -0.071356 | Residential |  | Winter Only | [5 empty] | 10 | 0.78 |  |  |  | 1 | 3 | 0 | 0 | 0 | 0 | 0 | 0 | 0 | 0 | 0 | 0 | 2009 Qtr 1: 0; 2009 Qtr 2: 0; 2009 Qtr 3: 0; 2009 Qtr 4: 3; 2010 Qtr 1: 0; 2010 Qtr 2: 0; 2010 Qtr 3: 0; 2010 Qtr 4: 0; 2011 Qtr 1: 0; 2011 Qtr 2: 0; 2011 Qtr 3: 0; 2011 Qtr 4: 0 | 3
0 | 267040-Residential Condensor Coil Cleaning Resid SF CZ10 VintAll |  | System | Residential | 26-SFM-ResidentialSingleFamily-SP_COOL | 0 |  |  |  |  | 50 | 50 | 0 | 0 | 0 | 0 | 270 |  | kWh | 0.3564 | 0 | Residential | [7 empty] | 3 | 0.78 |  |  |  | 1 | 1 | 0 | 0 | 0 | 0 | 0 | 0 | 0 | 0 | 0 | 0 | 2009 Qtr 1: 0; 2009 Qtr 2: 0; 2009 Qtr 3: 0; 2009 Qtr 4: 1; 2010 Qtr 1: 0; 2010 Qtr 2: 0; 2010 Qtr 3: 0; 2010 Qtr 4: 0; 2011 Qtr 1: 0; 2011 Qtr 2: 0; 2011 Qtr 3: 0; 2011 Qtr 4: 0 | 1
0 | 267001-High Refrigerant Charge Adjustment (>= ±20% rated charge) Resid SFCZ10 Vint03 |  | System | Residential | 26-SFM-ResidentialSingleFamily-SP_COOL | 0 |  |  |  |  | 65 | 71.5 | 0 | 0 | 0 | -6.5 | 248.449 |  | kWh | 0.18306 | -0.066637 | Residential |  | Winter Only | [5 empty] | 10 | 0.78 |  |  |  | 1 | 3 | 0 | 0 | 0 | 0 | 0 | 0 | 0 | 0 | 0 | 0 | 2009 Qtr 1: 0; 2009 Qtr 2: 0; 2009 Qtr 3: 0; 2009 Qtr 4: 3; 2010 Qtr 1: 0; 2010 Qtr 2: 0; 2010 Qtr 3: 0; 2010 Qtr 4: 0; 2011 Qtr 1: 0; 2011 Qtr 2: 0; 2011 Qtr 3: 0; 2011 Qtr 4: 0 | 3
0 | 267040-Residential Condensor Coil Cleaning Resid SF CZ10 VintAll |  | System | Residential | 26-SFM-ResidentialSingleFamily-SP_COOL | 0 |  |  |  |  | 50 | 50 | 0 | 0 | 0 | 0 | 270 |  | kWh | 0.3564 | 0 | Residential | [7 empty] | 3 | 0.78 |  |  |  | 1 | 1 | 0 | 0 | 0 | 0 | 0 | 0 | 0 | 0 | 0 | 0 | 2009 Qtr 1: 0; 2009 Qtr 2: 0; 2009 Qtr 3: 0; 2009 Qtr 4: 1; 2010 Qtr 1: 0; 2010 Qtr 2: 0; 2010 Qtr 3: 0; 2010 Qtr 4: 0; 2011 Qtr 1: 0; 2011 Qtr 2: 0; 2011 Qtr 3: 0; 2011 Qtr 4: 0 | 1
0 | 267002-High Refrigerant Charge Adjustment (>= ±20% rated charge) Resid SF CZ10 Vint04 |  | System | Residential | 26-SFM-ResidentialSingleFamily-SP_COOL | 0 |  |  |  |  | 65 | 71.5 | 0 | 0 | 0 | -6.5 | 205.771 |  | kWh | 0.22808 | -0.078078 | Residential |  | Winter Only | [5 empty] | 10 | 0.78 |  |  |  | 1 | 3 | 0 | 0 | 0 | 0 | 0 | 0 | 0 | 0 | 0 | 0 | 2009 Qtr 1: 0; 2009 Qtr 2: 0; 2009 Qtr 3: 0; 2009 Qtr 4: 3; 2010 Qtr 1: 0; 2010 Qtr 2: 0; 2010 Qtr 3: 0; 2010 Qtr 4: 0; 2011 Qtr 1: 0; 2011 Qtr 2: 0; 2011 Qtr 3: 0; 2011 Qtr 4: 0 | 3
0 | 267040-Residential Condensor Coil Cleaning Resid SF CZ10 VintAll |  | System | Residential | 26-SFM-ResidentialSingleFamily-SP_COOL | 0 |  |  |  |  | 50 | 50 | 0 | 0 | 0 | 0 | 270 |  | kWh | 0.3564 | 0 | Residential | [7 empty] | 3 | 0.78 |  |  |  | 1 | 1 | 0 | 0 | 0 | 0 | 0 | 0 | 0 | 0 | 0 | 0 | 2009 Qtr 1: 0; 2009 Qtr 2: 0; 2009 Qtr 3: 0; 2009 Qtr 4: 1; 2010 Qtr 1: 0; 2010 Qtr 2: 0; 2010 Qtr 3: 0; 2010 Qtr 4: 0; 2011 Qtr 1: 0; 2011 Qtr 2: 0; 2011 Qtr 3: 0; 2011 Qtr 4: 0 | 1
0 | 267040-Residential Condensor Coil Cleaning Resid SF CZ10 VintAll |  | System | Residential | 26-SFM-ResidentialSingleFamily-SP_COOL | 0 |  |  |  |  | 50 | 50 | 0 | 0 | 0 | 0 | 270 |  | kWh | 0.3564 | 0 | Residential | [7 empty] | 3 | 0.78 |  |  |  | 1 | 1 | 0 | 0 | 0 | 0 | 0 | 0 | 0 | 0 | 0 | 0 | 2009 Qtr 1: 0; 2009 Qtr 2: 0; 2009 Qtr 3: 0; 2009 Qtr 4: 1; 2010 Qtr 1: 0; 2010 Qtr 2: 0; 2010 Qtr 3: 0; 2010 Qtr 4: 0; 2011 Qtr 1: 0; 2011 Qtr 2: 0; 2011 Qtr 3: 0; 2011 Qtr 4: 0 | 1
0 | 267001-High Refrigerant Charge Adjustment (>= ±20% rated charge) Resid SFCZ10 Vint03 |  | System | Residential | 26-SFM-ResidentialSingleFamily-SP_COOL | 0 |  |  |  |  | 65 | 71.5 | 0 | 0 | 0 | -6.5 | 248.449 |  | kWh | 0.18306 | -0.066637 | Residential |  | Winter Only | [5 empty] | 10 | 0.78 |  |  |  | 1 | 2 | 0 | 0 | 0 | 0 | 0 | 0 | 0 | 0 | 0 | 0 | 2009 Qtr 1: 0; 2009 Qtr 2: 0; 2009 Qtr 3: 0; 2009 Qtr 4: 2; 2010 Qtr 1: 0; 2010 Qtr 2: 0; 2010 Qtr 3: 0; 2010 Qtr 4: 0; 2011 Qtr 1: 0; 2011 Qtr 2: 0; 2011 Qtr 3: 0; 2011 Qtr 4: 0 | 2
0 | 267040-Residential Condensor Coil Cleaning Resid SF CZ10 VintAll |  | System | Residential | 26-SFM-ResidentialSingleFamily-SP_COOL | 0 |  |  |  |  | 50 | 50 | 0 | 0 | 0 | 0 | 270 |  | kWh | 0.3564 | 0 | Residential | [7 empty] | 3 | 0.78 |  |  |  | 1 | 1 | 0 | 0 | 0 | 0 | 0 | 0 | 0 | 0 | 0 | 0 | 2009 Qtr 1: 0; 2009 Qtr 2: 0; 2009 Qtr 3: 0; 2009 Qtr 4: 1; 2010 Qtr 1: 0; 2010 Qtr 2: 0; 2010 Qtr 3: 0; 2010 Qtr 4: 0; 2011 Qtr 1: 0; 2011 Qtr 2: 0; 2011 Qtr 3: 0; 2011 Qtr 4: 0 | 1
0 | 267003-High Refrigerant Charge Adjustment (>= ±20% rated charge) Resid SF CZ10 Vint05 |  | System | Residential | 26-SFM-ResidentialSingleFamily-SP_COOL | 0 |  |  |  |  | 65 | 71.5 | 0 | 0 | 0 | -6.5 | 162.471 |  | kWh | 0.23875 | -0.071356 | Residential |  | Winter Only | [5 empty] | 10 | 0.78 |  |  |  | 1 | 4 | 0 | 0 | 0 | 0 | 0 | 0 | 0 | 0 | 0 | 0 | 2009 Qtr 1: 0; 2009 Qtr 2: 0; 2009 Qtr 3: 0; 2009 Qtr 4: 4; 2010 Qtr 1: 0; 2010 Qtr 2: 0; 2010 Qtr 3: 0; 2010 Qtr 4: 0; 2011 Qtr 1: 0; 2011 Qtr 2: 0; 2011 Qtr 3: 0; 2011 Qtr 4: 0 | 4
0 | 267040-Residential Condensor Coil Cleaning Resid SF CZ10 VintAll |  | System | Residential | 26-SFM-ResidentialSingleFamily-SP_COOL | 0 |  |  |  |  | 50 | 50 | 0 | 0 | 0 | 0 | 270 |  | kWh | 0.3564 | 0 | Residential | [7 empty] | 3 | 0.78 |  |  |  | 1 | 1 | 0 | 0 | 0 | 0 | 0 | 0 | 0 | 0 | 0 | 0 | 2009 Qtr 1: 0; 2009 Qtr 2: 0; 2009 Qtr 3: 0; 2009 Qtr 4: 1; 2010 Qtr 1: 0; 2010 Qtr 2: 0; 2010 Qtr 3: 0; 2010 Qtr 4: 0; 2011 Qtr 1: 0; 2011 Qtr 2: 0; 2011 Qtr 3: 0; 2011 Qtr 4: 0 | 1
0 | 267003-High Refrigerant Charge Adjustment (>= ±20% rated charge) Resid SF CZ10 Vint05 |  | System | Residential | 26-SFM-ResidentialSingleFamily-SP_COOL | 0 |  |  |  |  | 65 | 89.375 | 0 | 0 | 0 | -24.375 | 162.471 |  | kWh | 0.23875 | -0.071356 | Residential |  | Winter Only | [5 empty] | 10 | 0.78 |  |  |  | 1 | 2 | 0 | 0 | 0 | 0 | 0 | 0 | 0 | 0 | 0 | 0 | 2009 Qtr 1: 0; 2009 Qtr 2: 0; 2009 Qtr 3: 0; 2009 Qtr 4: 2; 2010 Qtr 1: 0; 2010 Qtr 2: 0; 2010 Qtr 3: 0; 2010 Qtr 4: 0; 2011 Qtr 1: 0; 2011 Qtr 2: 0; 2011 Qtr 3: 0; 2011 Qtr 4: 0 | 2
0 | 267040-Residential Condensor Coil Cleaning Resid SF CZ10 VintAll |  | System | Residential | 26-SFM-ResidentialSingleFamily-SP_COOL | 0 |  |  |  |  | 50 | 50 | 0 | 0 | 0 | 0 | 270 |  | kWh | 0.3564 | 0 | Residential | [7 empty] | 3 | 0.78 |  |  |  | 1 | 1 | 0 | 0 | 0 | 0 | 0 | 0 | 0 | 0 | 0 | 0 | 2009 Qtr 1: 0; 2009 Qtr 2: 0; 2009 Qtr 3: 0; 2009 Qtr 4: 1; 2010 Qtr 1: 0; 2010 Qtr 2: 0; 2010 Qtr 3: 0; 2010 Qtr 4: 0; 2011 Qtr 1: 0; 2011 Qtr 2: 0; 2011 Qtr 3: 0; 2011 Qtr 4: 0 | 1
0 | 267003-High Refrigerant Charge Adjustment (>= ±20% rated charge) Resid SF CZ10 Vint05 |  | System | Residential | 26-SFM-ResidentialSingleFamily-SP_COOL | 0 |  |  |  |  | 65 | 71.5 | 0 | 0 | 0 | -6.5 | 162.471 |  | kWh | 0.23875 | -0.071356 | Residential |  | Winter Only | [5 empty] | 10 | 0.78 |  |  |  | 1 | 5 | 0 | 0 | 0 | 0 | 0 | 0 | 0 | 0 | 0 | 0 | 2009 Qtr 1: 0; 2009 Qtr 2: 0; 2009 Qtr 3: 0; 2009 Qtr 4: 5; 2010 Qtr 1: 0; 2010 Qtr 2: 0; 2010 Qtr 3: 0; 2010 Qtr 4: 0; 2011 Qtr 1: 0; 2011 Qtr 2: 0; 2011 Qtr 3: 0; 2011 Qtr 4: 0 | 5
0 | 267040-Residential Condensor Coil Cleaning Resid SF CZ10 VintAll |  | System | Residential | 26-SFM-ResidentialSingleFamily-SP_COOL | 0 |  |  |  |  | 50 | 50 | 0 | 0 | 0 | 0 | 270 |  | kWh | 0.3564 | 0 | Residential | [7 empty] | 3 | 0.78 |  |  |  | 1 | 1 | 0 | 0 | 0 | 0 | 0 | 0 | 0 | 0 | 0 | 0 | 2009 Qtr 1: 0; 2009 Qtr 2: 0; 2009 Qtr 3: 0; 2009 Qtr 4: 1; 2010 Qtr 1: 0; 2010 Qtr 2: 0; 2010 Qtr 3: 0; 2010 Qtr 4: 0; 2011 Qtr 1: 0; 2011 Qtr 2: 0; 2011 Qtr 3: 0; 2011 Qtr 4: 0 | 1
0 | 267003-High Refrigerant Charge Adjustment (>= ±20% rated charge) Resid SF CZ10 Vint05 |  | System | Residential | 26-SFM-ResidentialSingleFamily-SP_COOL | 0 |  |  |  |  | 65 | 71.5 | 0 | 0 | 0 | -6.5 | 162.471 |  | kWh | 0.23875 | -0.071356 | Residential |  | Winter Only | [5 empty] | 10 | 0.78 |  |  |  | 1 | 4 | 0 | 0 | 0 | 0 | 0 | 0 | 0 | 0 | 0 | 0 | 2009 Qtr 1: 0; 2009 Qtr 2: 0; 2009 Qtr 3: 0; 2009 Qtr 4: 4; 2010 Qtr 1: 0; 2010 Qtr 2: 0; 2010 Qtr 3: 0; 2010 Qtr 4: 0; 2011 Qtr 1: 0; 2011 Qtr 2: 0; 2011 Qtr 3: 0; 2011 Qtr 4: 0 | 4
0 | 267040-Residential Condensor Coil Cleaning Resid SF CZ10 VintAll |  | System | Residential | 26-SFM-ResidentialSingleFamily-SP_COOL | 0 |  |  |  |  | 50 | 50 | 0 | 0 | 0 | 0 | 270 |  | kWh | 0.3564 | 0 | Residential | [7 empty] | 3 | 0.78 |  |  |  | 1 | 1 | 0 | 0 | 0 | 0 | 0 | 0 | 0 | 0 | 0 | 0 | 2009 Qtr 1: 0; 2009 Qtr 2: 0; 2009 Qtr 3: 0; 2009 Qtr 4: 1; 2010 Qtr 1: 0; 2010 Qtr 2: 0; 2010 Qtr 3: 0; 2010 Qtr 4: 0; 2011 Qtr 1: 0; 2011 Qtr 2: 0; 2011 Qtr 3: 0; 2011 Qtr 4: 0 | 1
0 | 267003-High Refrigerant Charge Adjustment (>= ±20% rated charge) Resid SF CZ10 Vint05 |  | System | Residential | 26-SFM-ResidentialSingleFamily-SP_COOL | 0 |  |  |  |  | 65 | 71.5 | 0 | 0 | 0 | -6.5 | 162.471 |  | kWh | 0.23875 | -0.071356 | Residential |  | Winter Only | [5 empty] | 10 | 0.78 |  |  |  | 1 | 4 | 0 | 0 | 0 | 0 | 0 | 0 | 0 | 0 | 0 | 0 | 2009 Qtr 1: 0; 2009 Qtr 2: 0; 2009 Qtr 3: 0; 2009 Qtr 4: 4; 2010 Qtr 1: 0; 2010 Qtr 2: 0; 2010 Qtr 3: 0; 2010 Qtr 4: 0; 2011 Qtr 1: 0; 2011 Qtr 2: 0; 2011 Qtr 3: 0; 2011 Qtr 4: 0 | 4
0 | 267040-Residential Condensor Coil Cleaning Resid SF CZ10 VintAll |  | System | Residential | 26-SFM-ResidentialSingleFamily-SP_COOL | 0 |  |  |  |  | 50 | 50 | 0 | 0 | 0 | 0 | 270 |  | kWh | 0.3564 | 0 | Residential | [7 empty] | 3 | 0.78 |  |  |  | 1 | 1 | 0 | 0 | 0 | 0 | 0 | 0 | 0 | 0 | 0 | 0 | 2009 Qtr 1: 0; 2009 Qtr 2: 0; 2009 Qtr 3: 0; 2009 Qtr 4: 1; 2010 Qtr 1: 0; 2010 Qtr 2: 0; 2010 Qtr 3: 0; 2010 Qtr 4: 0; 2011 Qtr 1: 0; 2011 Qtr 2: 0; 2011 Qtr 3: 0; 2011 Qtr 4: 0 | 1
0 | 267002-High Refrigerant Charge Adjustment (>= ±20% rated charge) Resid SF CZ10 Vint04 |  | System | Residential | 26-SFM-ResidentialSingleFamily-SP_COOL | 0 |  |  |  |  | 65 | 71.5 | 0 | 0 | 0 | -6.5 | 205.771 |  | kWh | 0.22808 | -0.078078 | Residential |  | Winter Only | [5 empty] | 10 | 0.78 |  |  |  | 1 | 5 | 0 | 0 | 0 | 0 | 0 | 0 | 0 | 0 | 0 | 0 | 2009 Qtr 1: 0; 2009 Qtr 2: 0; 2009 Qtr 3: 0; 2009 Qtr 4: 5; 2010 Qtr 1: 0; 2010 Qtr 2: 0; 2010 Qtr 3: 0; 2010 Qtr 4: 0; 2011 Qtr 1: 0; 2011 Qtr 2: 0; 2011 Qtr 3: 0; 2011 Qtr 4: 0 | 5
0 | 267040-Residential Condensor Coil Cleaning Resid SF CZ10 VintAll |  | System | Residential | 26-SFM-ResidentialSingleFamily-SP_COOL | 0 |  |  |  |  | 50 | 50 | 0 | 0 | 0 | 0 | 270 |  | kWh | 0.3564 | 0 | Residential | [7 empty] | 3 | 0.78 |  |  |  | 1 | 1 | 0 | 0 | 0 | 0 | 0 | 0 | 0 | 0 | 0 | 0 | 2009 Qtr 1: 0; 2009 Qtr 2: 0; 2009 Qtr 3: 0; 2009 Qtr 4: 1; 2010 Qtr 1: 0; 2010 Qtr 2: 0; 2010 Qtr 3: 0; 2010 Qtr 4: 0; 2011 Qtr 1: 0; 2011 Qtr 2: 0; 2011 Qtr 3: 0; 2011 Qtr 4: 0 | 1
0 | 267040-Residential Condensor Coil Cleaning Resid SF CZ10 VintAll |  | System | Residential | 26-SFM-ResidentialSingleFamily-SP_COOL | 0 |  |  |  |  | 50 | 50 | 0 | 0 | 0 | 0 | 270 |  | kWh | 0.3564 | 0 | Residential | [7 empty] | 3 | 0.78 |  |  |  | 1 | 1 | 0 | 0 | 0 | 0 | 0 | 0 | 0 | 0 | 0 | 0 | 2009 Qtr 1: 0; 2009 Qtr 2: 0; 2009 Qtr 3: 0; 2009 Qtr 4: 1; 2010 Qtr 1: 0; 2010 Qtr 2: 0; 2010 Qtr 3: 0; 2010 Qtr 4: 0; 2011 Qtr 1: 0; 2011 Qtr 2: 0; 2011 Qtr 3: 0; 2011 Qtr 4: 0 | 1
0 | 267003-High Refrigerant Charge Adjustment (>= ±20% rated charge) Resid SF CZ10 Vint05 |  | System | Residential | 26-SFM-ResidentialSingleFamily-SP_COOL | 0 |  |  |  |  | 65 | 71.5 | 0 | 0 | 0 | -6.5 | 162.471 |  | kWh | 0.23875 | -0.071356 | Residential |  | Winter Only | [5 empty] | 10 | 0.78 |  |  |  | 1 | 4 | 0 | 0 | 0 | 0 | 0 | 0 | 0 | 0 | 0 | 0 | 2009 Qtr 1: 0; 2009 Qtr 2: 0; 2009 Qtr 3: 0; 2009 Qtr 4: 4; 2010 Qtr 1: 0; 2010 Qtr 2: 0; 2010 Qtr 3: 0; 2010 Qtr 4: 0; 2011 Qtr 1: 0; 2011 Qtr 2: 0; 2011 Qtr 3: 0; 2011 Qtr 4: 0 | 4
0 | 267040-Residential Condensor Coil Cleaning Resid SF CZ10 VintAll |  | System | Residential | 26-SFM-ResidentialSingleFamily-SP_COOL | 0 |  |  |  |  | 50 | 50 | 0 | 0 | 0 | 0 | 270 |  | kWh | 0.3564 | 0 | Residential | [7 empty] | 3 | 0.78 |  |  |  | 1 | 1 | 0 | 0 | 0 | 0 | 0 | 0 | 0 | 0 | 0 | 0 | 2009 Qtr 1: 0; 2009 Qtr 2: 0; 2009 Qtr 3: 0; 2009 Qtr 4: 1; 2010 Qtr 1: 0; 2010 Qtr 2: 0; 2010 Qtr 3: 0; 2010 Qtr 4: 0; 2011 Qtr 1: 0; 2011 Qtr 2: 0; 2011 Qtr 3: 0; 2011 Qtr 4: 0 | 1
0 | 267040-Residential Condensor Coil Cleaning Resid SF CZ10 VintAll |  | System | Residential | 26-SFM-ResidentialSingleFamily-SP_COOL | 0 |  |  |  |  | 50 | 50 | 0 | 0 | 0 | 0 | 270 |  | kWh | 0.3564 | 0 | Residential | [7 empty] | 3 | 0.78 |  |  |  | 1 | 1 | 0 | 0 | 0 | 0 | 0 | 0 | 0 | 0 | 0 | 0 | 2009 Qtr 1: 0; 2009 Qtr 2: 0; 2009 Qtr 3: 0; 2009 Qtr 4: 1; 2010 Qtr 1: 0; 2010 Qtr 2: 0; 2010 Qtr 3: 0; 2010 Qtr 4: 0; 2011 Qtr 1: 0; 2011 Qtr 2: 0; 2011 Qtr 3: 0; 2011 Qtr 4: 0 | 1
0 | 267003-High Refrigerant Charge Adjustment (>= ±20% rated charge) Resid SF CZ10 Vint05 |  | System | Residential | 26-SFM-ResidentialSingleFamily-SP_COOL | 0 |  |  |  |  | 65 | 71.5 | 0 | 0 | 0 | -6.5 | 162.471 |  | kWh | 0.23875 | -0.071356 | Residential |  | Winter Only | [5 empty] | 10 | 0.78 |  |  |  | 1 | 5 | 0 | 0 | 0 | 0 | 0 | 0 | 0 | 0 | 0 | 0 | 2009 Qtr 1: 0; 2009 Qtr 2: 0; 2009 Qtr 3: 0; 2009 Qtr 4: 5; 2010 Qtr 1: 0; 2010 Qtr 2: 0; 2010 Qtr 3: 0; 2010 Qtr 4: 0; 2011 Qtr 1: 0; 2011 Qtr 2: 0; 2011 Qtr 3: 0; 2011 Qtr 4: 0 | 5
0 | 267040-Residential Condensor Coil Cleaning Resid SF CZ10 VintAll |  | System | Residential | 26-SFM-ResidentialSingleFamily-SP_COOL | 0 |  |  |  |  | 50 | 50 | 0 | 0 | 0 | 0 | 270 |  | kWh | 0.3564 | 0 | Residential | [7 empty] | 3 | 0.78 |  |  |  | 1 | 1 | 0 | 0 | 0 | 0 | 0 | 0 | 0 | 0 | 0 | 0 | 2009 Qtr 1: 0; 2009 Qtr 2: 0; 2009 Qtr 3: 0; 2009 Qtr 4: 1; 2010 Qtr 1: 0; 2010 Qtr 2: 0; 2010 Qtr 3: 0; 2010 Qtr 4: 0; 2011 Qtr 1: 0; 2011 Qtr 2: 0; 2011 Qtr 3: 0; 2011 Qtr 4: 0 | 1
0 | 267003-High Refrigerant Charge Adjustment (>= ±20% rated charge) Resid SF CZ10 Vint05 |  | System | Residential | 26-SFM-ResidentialSingleFamily-SP_COOL | 0 |  |  |  |  | 65 | 71.5 | 0 | 0 | 0 | -6.5 | 162.471 |  | kWh | 0.23875 | -0.071356 | Residential |  | Winter Only | [5 empty] | 10 | 0.78 |  |  |  | 1 | 4 | 0 | 0 | 0 | 0 | 0 | 0 | 0 | 0 | 0 | 0 | 2009 Qtr 1: 0; 2009 Qtr 2: 0; 2009 Qtr 3: 0; 2009 Qtr 4: 4; 2010 Qtr 1: 0; 2010 Qtr 2: 0; 2010 Qtr 3: 0; 2010 Qtr 4: 0; 2011 Qtr 1: 0; 2011 Qtr 2: 0; 2011 Qtr 3: 0; 2011 Qtr 4: 0 | 4
0 | 267040-Residential Condensor Coil Cleaning Resid SF CZ10 VintAll |  | System | Residential | 26-SFM-ResidentialSingleFamily-SP_COOL | 0 |  |  |  |  | 50 | 50 | 0 | 0 | 0 | 0 | 270 |  | kWh | 0.3564 | 0 | Residential | [7 empty] | 3 | 0.78 |  |  |  | 1 | 1 | 0 | 0 | 0 | 0 | 0 | 0 | 0 | 0 | 0 | 0 | 2009 Qtr 1: 0; 2009 Qtr 2: 0; 2009 Qtr 3: 0; 2009 Qtr 4: 1; 2010 Qtr 1: 0; 2010 Qtr 2: 0; 2010 Qtr 3: 0; 2010 Qtr 4: 0; 2011 Qtr 1: 0; 2011 Qtr 2: 0; 2011 Qtr 3: 0; 2011 Qtr 4: 0 | 1
0 | 267003-High Refrigerant Charge Adjustment (>= ±20% rated charge) Resid SF CZ10 Vint05 |  | System | Residential | 26-SFM-ResidentialSingleFamily-SP_COOL | 0 |  |  |  |  | 65 | 71.5 | 0 | 0 | 0 | -6.5 | 162.471 |  | kWh | 0.23875 | -0.071356 | Residential |  | Winter Only | [5 empty] | 10 | 0.78 |  |  |  | 1 | 4 | 0 | 0 | 0 | 0 | 0 | 0 | 0 | 0 | 0 | 0 | 2009 Qtr 1: 0; 2009 Qtr 2: 0; 2009 Qtr 3: 0; 2009 Qtr 4: 4; 2010 Qtr 1: 0; 2010 Qtr 2: 0; 2010 Qtr 3: 0; 2010 Qtr 4: 0; 2011 Qtr 1: 0; 2011 Qtr 2: 0; 2011 Qtr 3: 0; 2011 Qtr 4: 0 | 4
0 | 267040-Residential Condensor Coil Cleaning Resid SF CZ10 VintAll |  | System | Residential | 26-SFM-ResidentialSingleFamily-SP_COOL | 0 |  |  |  |  | 50 | 50 | 0 | 0 | 0 | 0 | 270 |  | kWh | 0.3564 | 0 | Residential | [7 empty] | 3 | 0.78 |  |  |  | 1 | 1 | 0 | 0 | 0 | 0 | 0 | 0 | 0 | 0 | 0 | 0 | 2009 Qtr 1: 0; 2009 Qtr 2: 0; 2009 Qtr 3: 0; 2009 Qtr 4: 1; 2010 Qtr 1: 0; 2010 Qtr 2: 0; 2010 Qtr 3: 0; 2010 Qtr 4: 0; 2011 Qtr 1: 0; 2011 Qtr 2: 0; 2011 Qtr 3: 0; 2011 Qtr 4: 0 | 1
0 | 267040-Residential Condensor Coil Cleaning Resid SF CZ10 VintAll |  | System | Residential | 26-SFM-ResidentialSingleFamily-SP_COOL | 0 |  |  |  |  | 50 | 50 | 0 | 0 | 0 | 0 | 270 |  | kWh | 0.3564 | 0 | Residential | [7 empty] | 3 | 0.78 |  |  |  | 1 | 1 | 0 | 0 | 0 | 0 | 0 | 0 | 0 | 0 | 0 | 0 | 2009 Qtr 1: 0; 2009 Qtr 2: 0; 2009 Qtr 3: 0; 2009 Qtr 4: 1; 2010 Qtr 1: 0; 2010 Qtr 2: 0; 2010 Qtr 3: 0; 2010 Qtr 4: 0; 2011 Qtr 1: 0; 2011 Qtr 2: 0; 2011 Qtr 3: 0; 2011 Qtr 4: 0 | 1
0 | 267040-Residential Condensor Coil Cleaning Resid SF CZ10 VintAll |  | System | Residential | 26-SFM-ResidentialSingleFamily-SP_COOL | 0 |  |  |  |  | 50 | 50 | 0 | 0 | 0 | 0 | 270 |  | kWh | 0.3564 | 0 | Residential | [7 empty] | 3 | 0.78 |  |  |  | 1 | 1 | 0 | 0 | 0 | 0 | 0 | 0 | 0 | 0 | 0 | 0 | 2009 Qtr 1: 0; 2009 Qtr 2: 0; 2009 Qtr 3: 0; 2009 Qtr 4: 1; 2010 Qtr 1: 0; 2010 Qtr 2: 0; 2010 Qtr 3: 0; 2010 Qtr 4: 0; 2011 Qtr 1: 0; 2011 Qtr 2: 0; 2011 Qtr 3: 0; 2011 Qtr 4: 0 | 1
0 | 267003-High Refrigerant Charge Adjustment (>= ±20% rated charge) Resid SF CZ10 Vint05 |  | System | Residential | 26-SFM-ResidentialSingleFamily-SP_COOL | 0 |  |  |  |  | 65 | 71.5 | 0 | 0 | 0 | -6.5 | 162.471 |  | kWh | 0.23875 | -0.071356 | Residential |  | Winter Only | [5 empty] | 10 | 0.78 |  |  |  | 1 | 2 | 0 | 0 | 0 | 0 | 0 | 0 | 0 | 0 | 0 | 0 | 2009 Qtr 1: 0; 2009 Qtr 2: 0; 2009 Qtr 3: 0; 2009 Qtr 4: 2; 2010 Qtr 1: 0; 2010 Qtr 2: 0; 2010 Qtr 3: 0; 2010 Qtr 4: 0; 2011 Qtr 1: 0; 2011 Qtr 2: 0; 2011 Qtr 3: 0; 2011 Qtr 4: 0 | 2
0 | 267040-Residential Condensor Coil Cleaning Resid SF CZ10 VintAll |  | System | Residential | 26-SFM-ResidentialSingleFamily-SP_COOL | 0 |  |  |  |  | 50 | 50 | 0 | 0 | 0 | 0 | 270 |  | kWh | 0.3564 | 0 | Residential | [7 empty] | 3 | 0.78 |  |  |  | 1 | 1 | 0 | 0 | 0 | 0 | 0 | 0 | 0 | 0 | 0 | 0 | 2009 Qtr 1: 0; 2009 Qtr 2: 0; 2009 Qtr 3: 0; 2009 Qtr 4: 1; 2010 Qtr 1: 0; 2010 Qtr 2: 0; 2010 Qtr 3: 0; 2010 Qtr 4: 0; 2011 Qtr 1: 0; 2011 Qtr 2: 0; 2011 Qtr 3: 0; 2011 Qtr 4: 0 | 1
0 | 267003-High Refrigerant Charge Adjustment (>= ±20% rated charge) Resid SF CZ10 Vint05 |  | System | Residential | 26-SFM-ResidentialSingleFamily-SP_COOL | 0 |  |  |  |  | 65 | 71.5 | 0 | 0 | 0 | -6.5 | 162.471 |  | kWh | 0.23875 | -0.071356 | Residential |  | Winter Only | [5 empty] | 10 | 0.78 |  |  |  | 1 | 4 | 0 | 0 | 0 | 0 | 0 | 0 | 0 | 0 | 0 | 0 | 2009 Qtr 1: 0; 2009 Qtr 2: 0; 2009 Qtr 3: 0; 2009 Qtr 4: 4; 2010 Qtr 1: 0; 2010 Qtr 2: 0; 2010 Qtr 3: 0; 2010 Qtr 4: 0; 2011 Qtr 1: 0; 2011 Qtr 2: 0; 2011 Qtr 3: 0; 2011 Qtr 4: 0 | 4
0 | 267040-Residential Condensor Coil Cleaning Resid SF CZ10 VintAll |  | System | Residential | 26-SFM-ResidentialSingleFamily-SP_COOL | 0 |  |  |  |  | 50 | 50 | 0 | 0 | 0 | 0 | 270 |  | kWh | 0.3564 | 0 | Residential | [7 empty] | 3 | 0.78 |  |  |  | 1 | 1 | 0 | 0 | 0 | 0 | 0 | 0 | 0 | 0 | 0 | 0 | 2009 Qtr 1: 0; 2009 Qtr 2: 0; 2009 Qtr 3: 0; 2009 Qtr 4: 1; 2010 Qtr 1: 0; 2010 Qtr 2: 0; 2010 Qtr 3: 0; 2010 Qtr 4: 0; 2011 Qtr 1: 0; 2011 Qtr 2: 0; 2011 Qtr 3: 0; 2011 Qtr 4: 0 | 1
0 | 267003-High Refrigerant Charge Adjustment (>= ±20% rated charge) Resid SF CZ10 Vint05 |  | System | Residential | 26-SFM-ResidentialSingleFamily-SP_COOL | 0 |  |  |  |  | 65 | 71.5 | 0 | 0 | 0 | -6.5 | 162.471 |  | kWh | 0.23875 | -0.071356 | Residential |  | Winter Only | [5 empty] | 10 | 0.78 |  |  |  | 1 | 4 | 0 | 0 | 0 | 0 | 0 | 0 | 0 | 0 | 0 | 0 | 2009 Qtr 1: 0; 2009 Qtr 2: 0; 2009 Qtr 3: 0; 2009 Qtr 4: 4; 2010 Qtr 1: 0; 2010 Qtr 2: 0; 2010 Qtr 3: 0; 2010 Qtr 4: 0; 2011 Qtr 1: 0; 2011 Qtr 2: 0; 2011 Qtr 3: 0; 2011 Qtr 4: 0 | 4
0 | 267040-Residential Condensor Coil Cleaning Resid SF CZ10 VintAll |  | System | Residential | 26-SFM-ResidentialSingleFamily-SP_COOL | 0 |  |  |  |  | 50 | 50 | 0 | 0 | 0 | 0 | 270 |  | kWh | 0.3564 | 0 | Residential | [7 empty] | 3 | 0.78 |  |  |  | 1 | 1 | 0 | 0 | 0 | 0 | 0 | 0 | 0 | 0 | 0 | 0 | 2009 Qtr 1: 0; 2009 Qtr 2: 0; 2009 Qtr 3: 0; 2009 Qtr 4: 1; 2010 Qtr 1: 0; 2010 Qtr 2: 0; 2010 Qtr 3: 0; 2010 Qtr 4: 0; 2011 Qtr 1: 0; 2011 Qtr 2: 0; 2011 Qtr 3: 0; 2011 Qtr 4: 0 | 1
0 | 267003-High Refrigerant Charge Adjustment (>= ±20% rated charge) Resid SF CZ10 Vint05 |  | System | Residential | 26-SFM-ResidentialSingleFamily-SP_COOL | 0 |  |  |  |  | 65 | 89.375 | 0 | 0 | 0 | -24.375 | 162.471 |  | kWh | 0.23875 | -0.071356 | Residential |  | Winter Only | [5 empty] | 10 | 0.78 |  |  |  | 1 | 2 | 0 | 0 | 0 | 0 | 0 | 0 | 0 | 0 | 0 | 0 | 2009 Qtr 1: 0; 2009 Qtr 2: 0; 2009 Qtr 3: 0; 2009 Qtr 4: 2; 2010 Qtr 1: 0; 2010 Qtr 2: 0; 2010 Qtr 3: 0; 2010 Qtr 4: 0; 2011 Qtr 1: 0; 2011 Qtr 2: 0; 2011 Qtr 3: 0; 2011 Qtr 4: 0 | 2
0 | 267040-Residential Condensor Coil Cleaning Resid SF CZ10 VintAll |  | System | Residential | 26-SFM-ResidentialSingleFamily-SP_COOL | 0 |  |  |  |  | 50 | 50 | 0 | 0 | 0 | 0 | 270 |  | kWh | 0.3564 | 0 | Residential | [7 empty] | 3 | 0.78 |  |  |  | 1 | 1 | 0 | 0 | 0 | 0 | 0 | 0 | 0 | 0 | 0 | 0 | 2009 Qtr 1: 0; 2009 Qtr 2: 0; 2009 Qtr 3: 0; 2009 Qtr 4: 1; 2010 Qtr 1: 0; 2010 Qtr 2: 0; 2010 Qtr 3: 0; 2010 Qtr 4: 0; 2011 Qtr 1: 0; 2011 Qtr 2: 0; 2011 Qtr 3: 0; 2011 Qtr 4: 0 | 1
0 | 267003-High Refrigerant Charge Adjustment (>= ±20% rated charge) Resid SF CZ10 Vint05 |  | System | Residential | 26-SFM-ResidentialSingleFamily-SP_COOL | 0 |  |  |  |  | 65 | 71.5 | 0 | 0 | 0 | -6.5 | 162.471 |  | kWh | 0.23875 | -0.071356 | Residential |  | Winter Only | [5 empty] | 10 | 0.78 |  |  |  | 1 | 3 | 0 | 0 | 0 | 0 | 0 | 0 | 0 | 0 | 0 | 0 | 2009 Qtr 1: 0; 2009 Qtr 2: 0; 2009 Qtr 3: 0; 2009 Qtr 4: 3; 2010 Qtr 1: 0; 2010 Qtr 2: 0; 2010 Qtr 3: 0; 2010 Qtr 4: 0; 2011 Qtr 1: 0; 2011 Qtr 2: 0; 2011 Qtr 3: 0; 2011 Qtr 4: 0 | 3
0 | 267040-Residential Condensor Coil Cleaning Resid SF CZ10 VintAll |  | System | Residential | 26-SFM-ResidentialSingleFamily-SP_COOL | 0 |  |  |  |  | 50 | 50 | 0 | 0 | 0 | 0 | 270 |  | kWh | 0.3564 | 0 | Residential | [7 empty] | 3 | 0.78 |  |  |  | 1 | 1 | 0 | 0 | 0 | 0 | 0 | 0 | 0 | 0 | 0 | 0 | 2009 Qtr 1: 0; 2009 Qtr 2: 0; 2009 Qtr 3: 0; 2009 Qtr 4: 1; 2010 Qtr 1: 0; 2010 Qtr 2: 0; 2010 Qtr 3: 0; 2010 Qtr 4: 0; 2011 Qtr 1: 0; 2011 Qtr 2: 0; 2011 Qtr 3: 0; 2011 Qtr 4: 0 | 1
0 | 267001-High Refrigerant Charge Adjustment (>= ±20% rated charge) Resid SFCZ10 Vint03 |  | System | Residential | 26-SFM-ResidentialSingleFamily-SP_COOL | 0 |  |  |  |  | 65 | 71.5 | 0 | 0 | 0 | -6.5 | 248.449 |  | kWh | 0.18306 | -0.066637 | Residential |  | Winter Only | [5 empty] | 10 | 0.78 |  |  |  | 1 | 3 | 0 | 0 | 0 | 0 | 0 | 0 | 0 | 0 | 0 | 0 | 2009 Qtr 1: 0; 2009 Qtr 2: 0; 2009 Qtr 3: 0; 2009 Qtr 4: 3; 2010 Qtr 1: 0; 2010 Qtr 2: 0; 2010 Qtr 3: 0; 2010 Qtr 4: 0; 2011 Qtr 1: 0; 2011 Qtr 2: 0; 2011 Qtr 3: 0; 2011 Qtr 4: 0 | 3
0 | 267040-Residential Condensor Coil Cleaning Resid SF CZ10 VintAll |  | System | Residential | 26-SFM-ResidentialSingleFamily-SP_COOL | 0 |  |  |  |  | 50 | 50 | 0 | 0 | 0 | 0 | 270 |  | kWh | 0.3564 | 0 | Residential | [7 empty] | 3 | 0.78 |  |  |  | 1 | 1 | 0 | 0 | 0 | 0 | 0 | 0 | 0 | 0 | 0 | 0 | 2009 Qtr 1: 0; 2009 Qtr 2: 0; 2009 Qtr 3: 0; 2009 Qtr 4: 1; 2010 Qtr 1: 0; 2010 Qtr 2: 0; 2010 Qtr 3: 0; 2010 Qtr 4: 0; 2011 Qtr 1: 0; 2011 Qtr 2: 0; 2011 Qtr 3: 0; 2011 Qtr 4: 0 | 1
0 | 267040-Residential Condensor Coil Cleaning Resid SF CZ10 VintAll |  | System | Residential | 26-SFM-ResidentialSingleFamily-SP_COOL | 0 |  |  |  |  | 50 | 50 | 0 | 0 | 0 | 0 | 270 |  | kWh | 0.3564 | 0 | Residential | [7 empty] | 3 | 0.78 |  |  |  | 1 | 1 | 0 | 0 | 0 | 0 | 0 | 0 | 0 | 0 | 0 | 0 | 2009 Qtr 1: 0; 2009 Qtr 2: 0; 2009 Qtr 3: 0; 2009 Qtr 4: 1; 2010 Qtr 1: 0; 2010 Qtr 2: 0; 2010 Qtr 3: 0; 2010 Qtr 4: 0; 2011 Qtr 1: 0; 2011 Qtr 2: 0; 2011 Qtr 3: 0; 2011 Qtr 4: 0 | 1
0 | 267003-High Refrigerant Charge Adjustment (>= ±20% rated charge) Resid SF CZ10 Vint05 |  | System | Residential | 26-SFM-ResidentialSingleFamily-SP_COOL | 0 |  |  |  |  | 65 | 71.5 | 0 | 0 | 0 | -6.5 | 162.471 |  | kWh | 0.23875 | -0.071356 | Residential |  | Winter Only | [5 empty] | 10 | 0.78 |  |  |  | 1 | 4 | 0 | 0 | 0 | 0 | 0 | 0 | 0 | 0 | 0 | 0 | 2009 Qtr 1: 0; 2009 Qtr 2: 0; 2009 Qtr 3: 0; 2009 Qtr 4: 4; 2010 Qtr 1: 0; 2010 Qtr 2: 0; 2010 Qtr 3: 0; 2010 Qtr 4: 0; 2011 Qtr 1: 0; 2011 Qtr 2: 0; 2011 Qtr 3: 0; 2011 Qtr 4: 0 | 4
0 | 267040-Residential Condensor Coil Cleaning Resid SF CZ10 VintAll |  | System | Residential | 26-SFM-ResidentialSingleFamily-SP_COOL | 0 |  |  |  |  | 50 | 50 | 0 | 0 | 0 | 0 | 270 |  | kWh | 0.3564 | 0 | Residential | [7 empty] | 3 | 0.78 |  |  |  | 1 | 1 | 0 | 0 | 0 | 0 | 0 | 0 | 0 | 0 | 0 | 0 | 2009 Qtr 1: 0; 2009 Qtr 2: 0; 2009 Qtr 3: 0; 2009 Qtr 4: 1; 2010 Qtr 1: 0; 2010 Qtr 2: 0; 2010 Qtr 3: 0; 2010 Qtr 4: 0; 2011 Qtr 1: 0; 2011 Qtr 2: 0; 2011 Qtr 3: 0; 2011 Qtr 4: 0 | 1
0 | 267003-High Refrigerant Charge Adjustment (>= ±20% rated charge) Resid SF CZ10 Vint05 |  | System | Residential | 26-SFM-ResidentialSingleFamily-SP_COOL | 0 |  |  |  |  | 65 | 71.5 | 0 | 0 | 0 | -6.5 | 162.471 |  | kWh | 0.23875 | -0.071356 | Residential |  | Winter Only | [5 empty] | 10 | 0.78 |  |  |  | 1 | 3 | 0 | 0 | 0 | 0 | 0 | 0 | 0 | 0 | 0 | 0 | 2009 Qtr 1: 0; 2009 Qtr 2: 0; 2009 Qtr 3: 0; 2009 Qtr 4: 3; 2010 Qtr 1: 0; 2010 Qtr 2: 0; 2010 Qtr 3: 0; 2010 Qtr 4: 0; 2011 Qtr 1: 0; 2011 Qtr 2: 0; 2011 Qtr 3: 0; 2011 Qtr 4: 0 | 3
0 | 267040-Residential Condensor Coil Cleaning Resid SF CZ10 VintAll |  | System | Residential | 26-SFM-ResidentialSingleFamily-SP_COOL | 0 |  |  |  |  | 50 | 50 | 0 | 0 | 0 | 0 | 270 |  | kWh | 0.3564 | 0 | Residential | [7 empty] | 3 | 0.78 |  |  |  | 1 | 1 | 0 | 0 | 0 | 0 | 0 | 0 | 0 | 0 | 0 | 0 | 2009 Qtr 1: 0; 2009 Qtr 2: 0; 2009 Qtr 3: 0; 2009 Qtr 4: 1; 2010 Qtr 1: 0; 2010 Qtr 2: 0; 2010 Qtr 3: 0; 2010 Qtr 4: 0; 2011 Qtr 1: 0; 2011 Qtr 2: 0; 2011 Qtr 3: 0; 2011 Qtr 4: 0 | 1
0 | 267003-High Refrigerant Charge Adjustment (>= ±20% rated charge) Resid SF CZ10 Vint05 |  | System | Residential | 26-SFM-ResidentialSingleFamily-SP_COOL | 0 |  |  |  |  | 65 | 71.5 | 0 | 0 | 0 | -6.5 | 162.471 |  | kWh | 0.23875 | -0.071356 | Residential |  | Winter Only | [5 empty] | 10 | 0.78 |  |  |  | 1 | 4 | 0 | 0 | 0 | 0 | 0 | 0 | 0 | 0 | 0 | 0 | 2009 Qtr 1: 0; 2009 Qtr 2: 0; 2009 Qtr 3: 0; 2009 Qtr 4: 4; 2010 Qtr 1: 0; 2010 Qtr 2: 0; 2010 Qtr 3: 0; 2010 Qtr 4: 0; 2011 Qtr 1: 0; 2011 Qtr 2: 0; 2011 Qtr 3: 0; 2011 Qtr 4: 0 | 4
0 | 267040-Residential Condensor Coil Cleaning Resid SF CZ10 VintAll |  | System | Residential | 26-SFM-ResidentialSingleFamily-SP_COOL | 0 |  |  |  |  | 50 | 50 | 0 | 0 | 0 | 0 | 270 |  | kWh | 0.3564 | 0 | Residential | [7 empty] | 3 | 0.78 |  |  |  | 1 | 1 | 0 | 0 | 0 | 0 | 0 | 0 | 0 | 0 | 0 | 0 | 2009 Qtr 1: 0; 2009 Qtr 2: 0; 2009 Qtr 3: 0; 2009 Qtr 4: 1; 2010 Qtr 1: 0; 2010 Qtr 2: 0; 2010 Qtr 3: 0; 2010 Qtr 4: 0; 2011 Qtr 1: 0; 2011 Qtr 2: 0; 2011 Qtr 3: 0; 2011 Qtr 4: 0 | 1
0 | 267002-High Refrigerant Charge Adjustment (>= ±20% rated charge) Resid SF CZ10 Vint04 |  | System | Residential | 26-SFM-ResidentialSingleFamily-SP_COOL | 0 |  |  |  |  | 65 | 71.5 | 0 | 0 | 0 | -6.5 | 205.771 |  | kWh | 0.22808 | -0.078078 | Residential |  | Winter Only | [5 empty] | 10 | 0.78 |  |  |  | 1 | 4 | 0 | 0 | 0 | 0 | 0 | 0 | 0 | 0 | 0 | 0 | 2009 Qtr 1: 0; 2009 Qtr 2: 0; 2009 Qtr 3: 0; 2009 Qtr 4: 4; 2010 Qtr 1: 0; 2010 Qtr 2: 0; 2010 Qtr 3: 0; 2010 Qtr 4: 0; 2011 Qtr 1: 0; 2011 Qtr 2: 0; 2011 Qtr 3: 0; 2011 Qtr 4: 0 | 4
0 | 267040-Residential Condensor Coil Cleaning Resid SF CZ10 VintAll |  | System | Residential | 26-SFM-ResidentialSingleFamily-SP_COOL | 0 |  |  |  |  | 50 | 50 | 0 | 0 | 0 | 0 | 270 |  | kWh | 0.3564 | 0 | Residential | [7 empty] | 3 | 0.78 |  |  |  | 1 | 1 | 0 | 0 | 0 | 0 | 0 | 0 | 0 | 0 | 0 | 0 | 2009 Qtr 1: 0; 2009 Qtr 2: 0; 2009 Qtr 3: 0; 2009 Qtr 4: 1; 2010 Qtr 1: 0; 2010 Qtr 2: 0; 2010 Qtr 3: 0; 2010 Qtr 4: 0; 2011 Qtr 1: 0; 2011 Qtr 2: 0; 2011 Qtr 3: 0; 2011 Qtr 4: 0 | 1
0 | 267002-High Refrigerant Charge Adjustment (>= ±20% rated charge) Resid SF CZ10 Vint04 |  | System | Residential | 26-SFM-ResidentialSingleFamily-SP_COOL | 0 |  |  |  |  | 65 | 71.5 | 0 | 0 | 0 | -6.5 | 205.771 |  | kWh | 0.22808 | -0.078078 | Residential |  | Winter Only | [5 empty] | 10 | 0.78 |  |  |  | 1 | 5 | 0 | 0 | 0 | 0 | 0 | 0 | 0 | 0 | 0 | 0 | 2009 Qtr 1: 0; 2009 Qtr 2: 0; 2009 Qtr 3: 0; 2009 Qtr 4: 5; 2010 Qtr 1: 0; 2010 Qtr 2: 0; 2010 Qtr 3: 0; 2010 Qtr 4: 0; 2011 Qtr 1: 0; 2011 Qtr 2: 0; 2011 Qtr 3: 0; 2011 Qtr 4: 0 | 5
0 | 267040-Residential Condensor Coil Cleaning Resid SF CZ10 VintAll |  | System | Residential | 26-SFM-ResidentialSingleFamily-SP_COOL | 0 |  |  |  |  | 50 | 50 | 0 | 0 | 0 | 0 | 270 |  | kWh | 0.3564 | 0 | Residential | [7 empty] | 3 | 0.78 |  |  |  | 1 | 1 | 0 | 0 | 0 | 0 | 0 | 0 | 0 | 0 | 0 | 0 | 2009 Qtr 1: 0; 2009 Qtr 2: 0; 2009 Qtr 3: 0; 2009 Qtr 4: 1; 2010 Qtr 1: 0; 2010 Qtr 2: 0; 2010 Qtr 3: 0; 2010 Qtr 4: 0; 2011 Qtr 1: 0; 2011 Qtr 2: 0; 2011 Qtr 3: 0; 2011 Qtr 4: 0 | 1
0 | 267003-High Refrigerant Charge Adjustment (>= ±20% rated charge) Resid SF CZ10 Vint05 |  | System | Residential | 26-SFM-ResidentialSingleFamily-SP_COOL | 0 |  |  |  |  | 65 | 71.5 | 0 | 0 | 0 | -6.5 | 162.471 |  | kWh | 0.23875 | -0.071356 | Residential |  | Winter Only | [5 empty] | 10 | 0.78 |  |  |  | 1 | 5 | 0 | 0 | 0 | 0 | 0 | 0 | 0 | 0 | 0 | 0 | 2009 Qtr 1: 0; 2009 Qtr 2: 0; 2009 Qtr 3: 0; 2009 Qtr 4: 5; 2010 Qtr 1: 0; 2010 Qtr 2: 0; 2010 Qtr 3: 0; 2010 Qtr 4: 0; 2011 Qtr 1: 0; 2011 Qtr 2: 0; 2011 Qtr 3: 0; 2011 Qtr 4: 0 | 5
0 | 267040-Residential Condensor Coil Cleaning Resid SF CZ10 VintAll |  | System | Residential | 26-SFM-ResidentialSingleFamily-SP_COOL | 0 |  |  |  |  | 50 | 50 | 0 | 0 | 0 | 0 | 270 |  | kWh | 0.3564 | 0 | Residential | [7 empty] | 3 | 0.78 |  |  |  | 1 | 1 | 0 | 0 | 0 | 0 | 0 | 0 | 0 | 0 | 0 | 0 | 2009 Qtr 1: 0; 2009 Qtr 2: 0; 2009 Qtr 3: 0; 2009 Qtr 4: 1; 2010 Qtr 1: 0; 2010 Qtr 2: 0; 2010 Qtr 3: 0; 2010 Qtr 4: 0; 2011 Qtr 1: 0; 2011 Qtr 2: 0; 2011 Qtr 3: 0; 2011 Qtr 4: 0 | 1
0 | 267032-High Refrigerant Charge Adjustment (>= ±20% rated charge) Resid MF CZ10 Vint03 |  | System | Residential | 13-MFM-ResidentialMulti-family-SP_COOL | 0 |  |  |  |  | 66.33 | 71.5 | 0 | 0 | 0 | -5.17 | 195.15 |  | kWh | 0.21338 | -0.15765 | Residential |  | Winter Only | [5 empty] | 10 | 0.78 |  |  |  | 1 | 2 | 0 | 0 | 0 | 0 | 0 | 0 | 0 | 0 | 0 | 0 | 2009 Qtr 1: 0; 2009 Qtr 2: 0; 2009 Qtr 3: 0; 2009 Qtr 4: 2; 2010 Qtr 1: 0; 2010 Qtr 2: 0; 2010 Qtr 3: 0; 2010 Qtr 4: 0; 2011 Qtr 1: 0; 2011 Qtr 2: 0; 2011 Qtr 3: 0; 2011 Qtr 4: 0 | 2
0 | 267042-Residential Condensor Coil Cleaning Resid MF CZ10 VintAll |  | System | Residential | 13-MFM-ResidentialMulti-family-SP_COOL | 0 |  |  |  |  | 50 | 50 | 0 | 0 | 0 | 0 | 180 |  | kWh | 0.2376 | 0 | Residential | [7 empty] | 3 | 0.78 |  |  |  | 1 | 1 | 0 | 0 | 0 | 0 | 0 | 0 | 0 | 0 | 0 | 0 | 2009 Qtr 1: 0; 2009 Qtr 2: 0; 2009 Qtr 3: 0; 2009 Qtr 4: 1; 2010 Qtr 1: 0; 2010 Qtr 2: 0; 2010 Qtr 3: 0; 2010 Qtr 4: 0; 2011 Qtr 1: 0; 2011 Qtr 2: 0; 2011 Qtr 3: 0; 2011 Qtr 4: 0 | 1
0 | 267003-High Refrigerant Charge Adjustment (>= ±20% rated charge) Resid SF CZ10 Vint05 |  | System | Residential | 26-SFM-ResidentialSingleFamily-SP_COOL | 0 |  |  |  |  | 65 | 71.5 | 0 | 0 | 0 | -6.5 | 162.471 |  | kWh | 0.23875 | -0.071356 | Residential |  | Winter Only | [5 empty] | 10 | 0.78 |  |  |  | 1 | 5 | 0 | 0 | 0 | 0 | 0 | 0 | 0 | 0 | 0 | 0 | 2009 Qtr 1: 0; 2009 Qtr 2: 0; 2009 Qtr 3: 0; 2009 Qtr 4: 5; 2010 Qtr 1: 0; 2010 Qtr 2: 0; 2010 Qtr 3: 0; 2010 Qtr 4: 0; 2011 Qtr 1: 0; 2011 Qtr 2: 0; 2011 Qtr 3: 0; 2011 Qtr 4: 0 | 5
0 | 267040-Residential Condensor Coil Cleaning Resid SF CZ10 VintAll |  | System | Residential | 26-SFM-ResidentialSingleFamily-SP_COOL | 0 |  |  |  |  | 50 | 50 | 0 | 0 | 0 | 0 | 270 |  | kWh | 0.3564 | 0 | Residential | [7 empty] | 3 | 0.78 |  |  |  | 1 | 1 | 0 | 0 | 0 | 0 | 0 | 0 | 0 | 0 | 0 | 0 | 2009 Qtr 1: 0; 2009 Qtr 2: 0; 2009 Qtr 3: 0; 2009 Qtr 4: 1; 2010 Qtr 1: 0; 2010 Qtr 2: 0; 2010 Qtr 3: 0; 2010 Qtr 4: 0; 2011 Qtr 1: 0; 2011 Qtr 2: 0; 2011 Qtr 3: 0; 2011 Qtr 4: 0 | 1
0 | 267034-High Refrigerant Charge Adjustment (>= ±20% rated charge) Resid MF CZ10 Vint05 |  | System | Residential | 13-MFM-ResidentialMulti-family-SP_COOL | 0 |  |  |  |  | 66.33 | 71.5 | 0 | 0 | 0 | -5.17 | 140.383 |  | kWh | 0.19848 | -0.066812 | Residential |  | Winter Only | [5 empty] | 10 | 0.78 |  |  |  | 1 | 2 | 0 | 0 | 0 | 0 | 0 | 0 | 0 | 0 | 0 | 0 | 2009 Qtr 1: 0; 2009 Qtr 2: 0; 2009 Qtr 3: 0; 2009 Qtr 4: 2; 2010 Qtr 1: 0; 2010 Qtr 2: 0; 2010 Qtr 3: 0; 2010 Qtr 4: 0; 2011 Qtr 1: 0; 2011 Qtr 2: 0; 2011 Qtr 3: 0; 2011 Qtr 4: 0 | 2
0 | 267042-Residential Condensor Coil Cleaning Resid MF CZ10 VintAll |  | System | Residential | 13-MFM-ResidentialMulti-family-SP_COOL | 0 |  |  |  |  | 50 | 50 | 0 | 0 | 0 | 0 | 180 |  | kWh | 0.2376 | 0 | Residential | [7 empty] | 3 | 0.78 |  |  |  | 1 | 1 | 0 | 0 | 0 | 0 | 0 | 0 | 0 | 0 | 0 | 0 | 2009 Qtr 1: 0; 2009 Qtr 2: 0; 2009 Qtr 3: 0; 2009 Qtr 4: 1; 2010 Qtr 1: 0; 2010 Qtr 2: 0; 2010 Qtr 3: 0; 2010 Qtr 4: 0; 2011 Qtr 1: 0; 2011 Qtr 2: 0; 2011 Qtr 3: 0; 2011 Qtr 4: 0 | 1
0 | 267034-High Refrigerant Charge Adjustment (>= ±20% rated charge) Resid MF CZ10 Vint05 |  | System | Residential | 13-MFM-ResidentialMulti-family-SP_COOL | 0 |  |  |  |  | 66.33 | 71.5 | 0 | 0 | 0 | -5.17 | 140.383 |  | kWh | 0.19848 | -0.066812 | Residential |  | Winter Only | [5 empty] | 10 | 0.78 |  |  |  | 1 | 2 | 0 | 0 | 0 | 0 | 0 | 0 | 0 | 0 | 0 | 0 | 2009 Qtr 1: 0; 2009 Qtr 2: 0; 2009 Qtr 3: 0; 2009 Qtr 4: 2; 2010 Qtr 1: 0; 2010 Qtr 2: 0; 2010 Qtr 3: 0; 2010 Qtr 4: 0; 2011 Qtr 1: 0; 2011 Qtr 2: 0; 2011 Qtr 3: 0; 2011 Qtr 4: 0 | 2
0 | 267042-Residential Condensor Coil Cleaning Resid MF CZ10 VintAll |  | System | Residential | 13-MFM-ResidentialMulti-family-SP_COOL | 0 |  |  |  |  | 50 | 50 | 0 | 0 | 0 | 0 | 180 |  | kWh | 0.2376 | 0 | Residential | [7 empty] | 3 | 0.78 |  |  |  | 1 | 1 | 0 | 0 | 0 | 0 | 0 | 0 | 0 | 0 | 0 | 0 | 2009 Qtr 1: 0; 2009 Qtr 2: 0; 2009 Qtr 3: 0; 2009 Qtr 4: 1; 2010 Qtr 1: 0; 2010 Qtr 2: 0; 2010 Qtr 3: 0; 2010 Qtr 4: 0; 2011 Qtr 1: 0; 2011 Qtr 2: 0; 2011 Qtr 3: 0; 2011 Qtr 4: 0 | 1
0 | 267034-High Refrigerant Charge Adjustment (>= ±20% rated charge) Resid MF CZ10 Vint05 |  | System | Residential | 13-MFM-ResidentialMulti-family-SP_COOL | 0 |  |  |  |  | 66.33 | 71.5 | 0 | 0 | 0 | -5.17 | 140.383 |  | kWh | 0.19848 | -0.066812 | Residential |  | Winter Only | [5 empty] | 10 | 0.78 |  |  |  | 1 | 2 | 0 | 0 | 0 | 0 | 0 | 0 | 0 | 0 | 0 | 0 | 2009 Qtr 1: 0; 2009 Qtr 2: 0; 2009 Qtr 3: 0; 2009 Qtr 4: 2; 2010 Qtr 1: 0; 2010 Qtr 2: 0; 2010 Qtr 3: 0; 2010 Qtr 4: 0; 2011 Qtr 1: 0; 2011 Qtr 2: 0; 2011 Qtr 3: 0; 2011 Qtr 4: 0 | 2
0 | 267042-Residential Condensor Coil Cleaning Resid MF CZ10 VintAll |  | System | Residential | 13-MFM-ResidentialMulti-family-SP_COOL | 0 |  |  |  |  | 50 | 50 | 0 | 0 | 0 | 0 | 180 |  | kWh | 0.2376 | 0 | Residential | [7 empty] | 3 | 0.78 |  |  |  | 1 | 1 | 0 | 0 | 0 | 0 | 0 | 0 | 0 | 0 | 0 | 0 | 2009 Qtr 1: 0; 2009 Qtr 2: 0; 2009 Qtr 3: 0; 2009 Qtr 4: 1; 2010 Qtr 1: 0; 2010 Qtr 2: 0; 2010 Qtr 3: 0; 2010 Qtr 4: 0; 2011 Qtr 1: 0; 2011 Qtr 2: 0; 2011 Qtr 3: 0; 2011 Qtr 4: 0 | 1
0 | 267034-High Refrigerant Charge Adjustment (>= ±20% rated charge) Resid MF CZ10 Vint05 |  | System | Residential | 13-MFM-ResidentialMulti-family-SP_COOL | 0 |  |  |  |  | 66.33 | 71.5 | 0 | 0 | 0 | -5.17 | 140.383 |  | kWh | 0.19848 | -0.066812 | Residential |  | Winter Only | [5 empty] | 10 | 0.78 |  |  |  | 1 | 2 | 0 | 0 | 0 | 0 | 0 | 0 | 0 | 0 | 0 | 0 | 2009 Qtr 1: 0; 2009 Qtr 2: 0; 2009 Qtr 3: 0; 2009 Qtr 4: 2; 2010 Qtr 1: 0; 2010 Qtr 2: 0; 2010 Qtr 3: 0; 2010 Qtr 4: 0; 2011 Qtr 1: 0; 2011 Qtr 2: 0; 2011 Qtr 3: 0; 2011 Qtr 4: 0 | 2
0 | 267042-Residential Condensor Coil Cleaning Resid MF CZ10 VintAll |  | System | Residential | 13-MFM-ResidentialMulti-family-SP_COOL | 0 |  |  |  |  | 50 | 50 | 0 | 0 | 0 | 0 | 180 |  | kWh | 0.2376 | 0 | Residential | [7 empty] | 3 | 0.78 |  |  |  | 1 | 1 | 0 | 0 | 0 | 0 | 0 | 0 | 0 | 0 | 0 | 0 | 2009 Qtr 1: 0; 2009 Qtr 2: 0; 2009 Qtr 3: 0; 2009 Qtr 4: 1; 2010 Qtr 1: 0; 2010 Qtr 2: 0; 2010 Qtr 3: 0; 2010 Qtr 4: 0; 2011 Qtr 1: 0; 2011 Qtr 2: 0; 2011 Qtr 3: 0; 2011 Qtr 4: 0 | 1
0 | 267034-High Refrigerant Charge Adjustment (>= ±20% rated charge) Resid MF CZ10 Vint05 |  | System | Residential | 13-MFM-ResidentialMulti-family-SP_COOL | 0 |  |  |  |  | 66.33 | 71.5 | 0 | 0 | 0 | -5.17 | 140.383 |  | kWh | 0.19848 | -0.066812 | Residential |  | Winter Only | [5 empty] | 10 | 0.78 |  |  |  | 1 | 2 | 0 | 0 | 0 | 0 | 0 | 0 | 0 | 0 | 0 | 0 | 2009 Qtr 1: 0; 2009 Qtr 2: 0; 2009 Qtr 3: 0; 2009 Qtr 4: 2; 2010 Qtr 1: 0; 2010 Qtr 2: 0; 2010 Qtr 3: 0; 2010 Qtr 4: 0; 2011 Qtr 1: 0; 2011 Qtr 2: 0; 2011 Qtr 3: 0; 2011 Qtr 4: 0 | 2
0 | 267042-Residential Condensor Coil Cleaning Resid MF CZ10 VintAll |  | System | Residential | 13-MFM-ResidentialMulti-family-SP_COOL | 0 |  |  |  |  | 50 | 50 | 0 | 0 | 0 | 0 | 180 |  | kWh | 0.2376 | 0 | Residential | [7 empty] | 3 | 0.78 |  |  |  | 1 | 1 | 0 | 0 | 0 | 0 | 0 | 0 | 0 | 0 | 0 | 0 | 2009 Qtr 1: 0; 2009 Qtr 2: 0; 2009 Qtr 3: 0; 2009 Qtr 4: 1; 2010 Qtr 1: 0; 2010 Qtr 2: 0; 2010 Qtr 3: 0; 2010 Qtr 4: 0; 2011 Qtr 1: 0; 2011 Qtr 2: 0; 2011 Qtr 3: 0; 2011 Qtr 4: 0 | 1
0 | 267034-High Refrigerant Charge Adjustment (>= ±20% rated charge) Resid MF CZ10 Vint05 |  | System | Residential | 13-MFM-ResidentialMulti-family-SP_COOL | 0 |  |  |  |  | 66.33 | 71.5 | 0 | 0 | 0 | -5.17 | 140.383 |  | kWh | 0.19848 | -0.066812 | Residential |  | Winter Only | [5 empty] | 10 | 0.78 |  |  |  | 1 | 2 | 0 | 0 | 0 | 0 | 0 | 0 | 0 | 0 | 0 | 0 | 2009 Qtr 1: 0; 2009 Qtr 2: 0; 2009 Qtr 3: 0; 2009 Qtr 4: 2; 2010 Qtr 1: 0; 2010 Qtr 2: 0; 2010 Qtr 3: 0; 2010 Qtr 4: 0; 2011 Qtr 1: 0; 2011 Qtr 2: 0; 2011 Qtr 3: 0; 2011 Qtr 4: 0 | 2
0 | 267042-Residential Condensor Coil Cleaning Resid MF CZ10 VintAll |  | System | Residential | 13-MFM-ResidentialMulti-family-SP_COOL | 0 |  |  |  |  | 50 | 50 | 0 | 0 | 0 | 0 | 180 |  | kWh | 0.2376 | 0 | Residential | [7 empty] | 3 | 0.78 |  |  |  | 1 | 1 | 0 | 0 | 0 | 0 | 0 | 0 | 0 | 0 | 0 | 0 | 2009 Qtr 1: 0; 2009 Qtr 2: 0; 2009 Qtr 3: 0; 2009 Qtr 4: 1; 2010 Qtr 1: 0; 2010 Qtr 2: 0; 2010 Qtr 3: 0; 2010 Qtr 4: 0; 2011 Qtr 1: 0; 2011 Qtr 2: 0; 2011 Qtr 3: 0; 2011 Qtr 4: 0 | 1
0 | 267001-High Refrigerant Charge Adjustment (>= ±20% rated charge) Resid SFCZ10 Vint03 |  | System | Residential | 26-SFM-ResidentialSingleFamily-SP_COOL | 0 |  |  |  |  | 65 | 71.5 | 0 | 0 | 0 | -6.5 | 248.449 |  | kWh | 0.18306 | -0.066637 | Residential |  | Winter Only | [5 empty] | 10 | 0.78 |  |  |  | 1 | 3 | 0 | 0 | 0 | 0 | 0 | 0 | 0 | 0 | 0 | 0 | 2009 Qtr 1: 0; 2009 Qtr 2: 0; 2009 Qtr 3: 0; 2009 Qtr 4: 3; 2010 Qtr 1: 0; 2010 Qtr 2: 0; 2010 Qtr 3: 0; 2010 Qtr 4: 0; 2011 Qtr 1: 0; 2011 Qtr 2: 0; 2011 Qtr 3: 0; 2011 Qtr 4: 0 | 3
0 | 267040-Residential Condensor Coil Cleaning Resid SF CZ10 VintAll |  | System | Residential | 26-SFM-ResidentialSingleFamily-SP_COOL | 0 |  |  |  |  | 50 | 50 | 0 | 0 | 0 | 0 | 270 |  | kWh | 0.3564 | 0 | Residential | [7 empty] | 3 | 0.78 |  |  |  | 1 | 1 | 0 | 0 | 0 | 0 | 0 | 0 | 0 | 0 | 0 | 0 | 2009 Qtr 1: 0; 2009 Qtr 2: 0; 2009 Qtr 3: 0; 2009 Qtr 4: 1; 2010 Qtr 1: 0; 2010 Qtr 2: 0; 2010 Qtr 3: 0; 2010 Qtr 4: 0; 2011 Qtr 1: 0; 2011 Qtr 2: 0; 2011 Qtr 3: 0; 2011 Qtr 4: 0 | 1
0 | 267001-High Refrigerant Charge Adjustment (>= ±20% rated charge) Resid SFCZ10 Vint03 |  | System | Residential | 26-SFM-ResidentialSingleFamily-SP_COOL | 0 |  |  |  |  | 65 | 71.5 | 0 | 0 | 0 | -6.5 | 248.449 |  | kWh | 0.18306 | -0.066637 | Residential |  | Winter Only | [5 empty] | 10 | 0.78 |  |  |  | 1 | 5 | 0 | 0 | 0 | 0 | 0 | 0 | 0 | 0 | 0 | 0 | 2009 Qtr 1: 0; 2009 Qtr 2: 0; 2009 Qtr 3: 0; 2009 Qtr 4: 5; 2010 Qtr 1: 0; 2010 Qtr 2: 0; 2010 Qtr 3: 0; 2010 Qtr 4: 0; 2011 Qtr 1: 0; 2011 Qtr 2: 0; 2011 Qtr 3: 0; 2011 Qtr 4: 0 | 5
0 | 267040-Residential Condensor Coil Cleaning Resid SF CZ10 VintAll |  | System | Residential | 26-SFM-ResidentialSingleFamily-SP_COOL | 0 |  |  |  |  | 50 | 50 | 0 | 0 | 0 | 0 | 270 |  | kWh | 0.3564 | 0 | Residential | [7 empty] | 3 | 0.78 |  |  |  | 1 | 1 | 0 | 0 | 0 | 0 | 0 | 0 | 0 | 0 | 0 | 0 | 2009 Qtr 1: 0; 2009 Qtr 2: 0; 2009 Qtr 3: 0; 2009 Qtr 4: 1; 2010 Qtr 1: 0; 2010 Qtr 2: 0; 2010 Qtr 3: 0; 2010 Qtr 4: 0; 2011 Qtr 1: 0; 2011 Qtr 2: 0; 2011 Qtr 3: 0; 2011 Qtr 4: 0 | 1
0 | 267002-High Refrigerant Charge Adjustment (>= ±20% rated charge) Resid SF CZ10 Vint04 |  | System | Residential | 26-SFM-ResidentialSingleFamily-SP_COOL | 0 |  |  |  |  | 65 | 71.5 | 0 | 0 | 0 | -6.5 | 205.771 |  | kWh | 0.22808 | -0.078078 | Residential |  | Winter Only | [5 empty] | 10 | 0.78 |  |  |  | 1 | 4 | 0 | 0 | 0 | 0 | 0 | 0 | 0 | 0 | 0 | 0 | 2009 Qtr 1: 0; 2009 Qtr 2: 0; 2009 Qtr 3: 0; 2009 Qtr 4: 4; 2010 Qtr 1: 0; 2010 Qtr 2: 0; 2010 Qtr 3: 0; 2010 Qtr 4: 0; 2011 Qtr 1: 0; 2011 Qtr 2: 0; 2011 Qtr 3: 0; 2011 Qtr 4: 0 | 4
0 | 267040-Residential Condensor Coil Cleaning Resid SF CZ10 VintAll |  | System | Residential | 26-SFM-ResidentialSingleFamily-SP_COOL | 0 |  |  |  |  | 50 | 50 | 0 | 0 | 0 | 0 | 270 |  | kWh | 0.3564 | 0 | Residential | [7 empty] | 3 | 0.78 |  |  |  | 1 | 1 | 0 | 0 | 0 | 0 | 0 | 0 | 0 | 0 | 0 | 0 | 2009 Qtr 1: 0; 2009 Qtr 2: 0; 2009 Qtr 3: 0; 2009 Qtr 4: 1; 2010 Qtr 1: 0; 2010 Qtr 2: 0; 2010 Qtr 3: 0; 2010 Qtr 4: 0; 2011 Qtr 1: 0; 2011 Qtr 2: 0; 2011 Qtr 3: 0; 2011 Qtr 4: 0 | 1
0 | 267040-Residential Condensor Coil Cleaning Resid SF CZ10 VintAll |  | System | Residential | 26-SFM-ResidentialSingleFamily-SP_COOL | 0 |  |  |  |  | 50 | 50 | 0 | 0 | 0 | 0 | 270 |  | kWh | 0.3564 | 0 | Residential | [7 empty] | 3 | 0.78 |  |  |  | 1 | 1 | 0 | 0 | 0 | 0 | 0 | 0 | 0 | 0 | 0 | 0 | 2009 Qtr 1: 0; 2009 Qtr 2: 0; 2009 Qtr 3: 0; 2009 Qtr 4: 1; 2010 Qtr 1: 0; 2010 Qtr 2: 0; 2010 Qtr 3: 0; 2010 Qtr 4: 0; 2011 Qtr 1: 0; 2011 Qtr 2: 0; 2011 Qtr 3: 0; 2011 Qtr 4: 0 | 1
0 | 267002-High Refrigerant Charge Adjustment (>= ±20% rated charge) Resid SF CZ10 Vint04 |  | System | Residential | 26-SFM-ResidentialSingleFamily-SP_COOL | 0 |  |  |  |  | 65 | 89.375 | 0 | 0 | 0 | -24.375 | 205.771 |  | kWh | 0.22808 | -0.078078 | Residential |  | Winter Only | [5 empty] | 10 | 0.78 |  |  |  | 1 | 2 | 0 | 0 | 0 | 0 | 0 | 0 | 0 | 0 | 0 | 0 | 2009 Qtr 1: 0; 2009 Qtr 2: 0; 2009 Qtr 3: 0; 2009 Qtr 4: 2; 2010 Qtr 1: 0; 2010 Qtr 2: 0; 2010 Qtr 3: 0; 2010 Qtr 4: 0; 2011 Qtr 1: 0; 2011 Qtr 2: 0; 2011 Qtr 3: 0; 2011 Qtr 4: 0 | 2
0 | 267040-Residential Condensor Coil Cleaning Resid SF CZ10 VintAll |  | System | Residential | 26-SFM-ResidentialSingleFamily-SP_COOL | 0 |  |  |  |  | 50 | 50 | 0 | 0 | 0 | 0 | 270 |  | kWh | 0.3564 | 0 | Residential | [7 empty] | 3 | 0.78 |  |  |  | 1 | 1 | 0 | 0 | 0 | 0 | 0 | 0 | 0 | 0 | 0 | 0 | 2009 Qtr 1: 0; 2009 Qtr 2: 0; 2009 Qtr 3: 0; 2009 Qtr 4: 1; 2010 Qtr 1: 0; 2010 Qtr 2: 0; 2010 Qtr 3: 0; 2010 Qtr 4: 0; 2011 Qtr 1: 0; 2011 Qtr 2: 0; 2011 Qtr 3: 0; 2011 Qtr 4: 0 | 1
0 | 267034-High Refrigerant Charge Adjustment (>= ±20% rated charge) Resid MF CZ10 Vint05 |  | System | Residential | 13-MFM-ResidentialMulti-family-SP_COOL | 0 |  |  |  |  | 66.33 | 71.5 | 0 | 0 | 0 | -5.17 | 140.383 |  | kWh | 0.19848 | -0.066812 | Residential |  | Winter Only | [5 empty] | 10 | 0.78 |  |  |  | 1 | 2 | 0 | 0 | 0 | 0 | 0 | 0 | 0 | 0 | 0 | 0 | 2009 Qtr 1: 0; 2009 Qtr 2: 0; 2009 Qtr 3: 0; 2009 Qtr 4: 2; 2010 Qtr 1: 0; 2010 Qtr 2: 0; 2010 Qtr 3: 0; 2010 Qtr 4: 0; 2011 Qtr 1: 0; 2011 Qtr 2: 0; 2011 Qtr 3: 0; 2011 Qtr 4: 0 | 2
0 | 267042-Residential Condensor Coil Cleaning Resid MF CZ10 VintAll |  | System | Residential | 13-MFM-ResidentialMulti-family-SP_COOL | 0 |  |  |  |  | 50 | 50 | 0 | 0 | 0 | 0 | 180 |  | kWh | 0.2376 | 0 | Residential | [7 empty] | 3 | 0.78 |  |  |  | 1 | 1 | 0 | 0 | 0 | 0 | 0 | 0 | 0 | 0 | 0 | 0 | 2009 Qtr 1: 0; 2009 Qtr 2: 0; 2009 Qtr 3: 0; 2009 Qtr 4: 1; 2010 Qtr 1: 0; 2010 Qtr 2: 0; 2010 Qtr 3: 0; 2010 Qtr 4: 0; 2011 Qtr 1: 0; 2011 Qtr 2: 0; 2011 Qtr 3: 0; 2011 Qtr 4: 0 | 1
0 | 267034-High Refrigerant Charge Adjustment (>= ±20% rated charge) Resid MF CZ10 Vint05 |  | System | Residential | 13-MFM-ResidentialMulti-family-SP_COOL | 0 |  |  |  |  | 66.33 | 71.5 | 0 | 0 | 0 | -5.17 | 140.383 |  | kWh | 0.19848 | -0.066812 | Residential |  | Winter Only | [5 empty] | 10 | 0.78 |  |  |  | 1 | 2 | 0 | 0 | 0 | 0 | 0 | 0 | 0 | 0 | 0 | 0 | 2009 Qtr 1: 0; 2009 Qtr 2: 0; 2009 Qtr 3: 0; 2009 Qtr 4: 2; 2010 Qtr 1: 0; 2010 Qtr 2: 0; 2010 Qtr 3: 0; 2010 Qtr 4: 0; 2011 Qtr 1: 0; 2011 Qtr 2: 0; 2011 Qtr 3: 0; 2011 Qtr 4: 0 | 2
0 | 267042-Residential Condensor Coil Cleaning Resid MF CZ10 VintAll |  | System | Residential | 13-MFM-ResidentialMulti-family-SP_COOL | 0 |  |  |  |  | 50 | 50 | 0 | 0 | 0 | 0 | 180 |  | kWh | 0.2376 | 0 | Residential | [7 empty] | 3 | 0.78 |  |  |  | 1 | 1 | 0 | 0 | 0 | 0 | 0 | 0 | 0 | 0 | 0 | 0 | 2009 Qtr 1: 0; 2009 Qtr 2: 0; 2009 Qtr 3: 0; 2009 Qtr 4: 1; 2010 Qtr 1: 0; 2010 Qtr 2: 0; 2010 Qtr 3: 0; 2010 Qtr 4: 0; 2011 Qtr 1: 0; 2011 Qtr 2: 0; 2011 Qtr 3: 0; 2011 Qtr 4: 0 | 1
0 | 267034-High Refrigerant Charge Adjustment (>= ±20% rated charge) Resid MF CZ10 Vint05 |  | System | Residential | 13-MFM-ResidentialMulti-family-SP_COOL | 0 |  |  |  |  | 66.33 | 71.5 | 0 | 0 | 0 | -5.17 | 140.383 |  | kWh | 0.19848 | -0.066812 | Residential |  | Winter Only | [5 empty] | 10 | 0.78 |  |  |  | 1 | 2 | 0 | 0 | 0 | 0 | 0 | 0 | 0 | 0 | 0 | 0 | 2009 Qtr 1: 0; 2009 Qtr 2: 0; 2009 Qtr 3: 0; 2009 Qtr 4: 2; 2010 Qtr 1: 0; 2010 Qtr 2: 0; 2010 Qtr 3: 0; 2010 Qtr 4: 0; 2011 Qtr 1: 0; 2011 Qtr 2: 0; 2011 Qtr 3: 0; 2011 Qtr 4: 0 | 2
0 | 267042-Residential Condensor Coil Cleaning Resid MF CZ10 VintAll |  | System | Residential | 13-MFM-ResidentialMulti-family-SP_COOL | 0 |  |  |  |  | 50 | 50 | 0 | 0 | 0 | 0 | 180 |  | kWh | 0.2376 | 0 | Residential | [7 empty] | 3 | 0.78 |  |  |  | 1 | 1 | 0 | 0 | 0 | 0 | 0 | 0 | 0 | 0 | 0 | 0 | 2009 Qtr 1: 0; 2009 Qtr 2: 0; 2009 Qtr 3: 0; 2009 Qtr 4: 1; 2010 Qtr 1: 0; 2010 Qtr 2: 0; 2010 Qtr 3: 0; 2010 Qtr 4: 0; 2011 Qtr 1: 0; 2011 Qtr 2: 0; 2011 Qtr 3: 0; 2011 Qtr 4: 0 | 1
0 | 267034-High Refrigerant Charge Adjustment (>= ±20% rated charge) Resid MF CZ10 Vint05 |  | System | Residential | 13-MFM-ResidentialMulti-family-SP_COOL | 0 |  |  |  |  | 66.33 | 71.5 | 0 | 0 | 0 | -5.17 | 140.383 |  | kWh | 0.19848 | -0.066812 | Residential |  | Winter Only | [5 empty] | 10 | 0.78 |  |  |  | 1 | 2 | 0 | 0 | 0 | 0 | 0 | 0 | 0 | 0 | 0 | 0 | 2009 Qtr 1: 0; 2009 Qtr 2: 0; 2009 Qtr 3: 0; 2009 Qtr 4: 2; 2010 Qtr 1: 0; 2010 Qtr 2: 0; 2010 Qtr 3: 0; 2010 Qtr 4: 0; 2011 Qtr 1: 0; 2011 Qtr 2: 0; 2011 Qtr 3: 0; 2011 Qtr 4: 0 | 2
0 | 267042-Residential Condensor Coil Cleaning Resid MF CZ10 VintAll |  | System | Residential | 13-MFM-ResidentialMulti-family-SP_COOL | 0 |  |  |  |  | 50 | 50 | 0 | 0 | 0 | 0 | 180 |  | kWh | 0.2376 | 0 | Residential | [7 empty] | 3 | 0.78 |  |  |  | 1 | 1 | 0 | 0 | 0 | 0 | 0 | 0 | 0 | 0 | 0 | 0 | 2009 Qtr 1: 0; 2009 Qtr 2: 0; 2009 Qtr 3: 0; 2009 Qtr 4: 1; 2010 Qtr 1: 0; 2010 Qtr 2: 0; 2010 Qtr 3: 0; 2010 Qtr 4: 0; 2011 Qtr 1: 0; 2011 Qtr 2: 0; 2011 Qtr 3: 0; 2011 Qtr 4: 0 | 1
0 | 267034-High Refrigerant Charge Adjustment (>= ±20% rated charge) Resid MF CZ10 Vint05 |  | System | Residential | 13-MFM-ResidentialMulti-family-SP_COOL | 0 |  |  |  |  | 66.33 | 71.5 | 0 | 0 | 0 | -5.17 | 140.383 |  | kWh | 0.19848 | -0.066812 | Residential |  | Winter Only | [5 empty] | 10 | 0.78 |  |  |  | 1 | 2 | 0 | 0 | 0 | 0 | 0 | 0 | 0 | 0 | 0 | 0 | 2009 Qtr 1: 0; 2009 Qtr 2: 0; 2009 Qtr 3: 0; 2009 Qtr 4: 2; 2010 Qtr 1: 0; 2010 Qtr 2: 0; 2010 Qtr 3: 0; 2010 Qtr 4: 0; 2011 Qtr 1: 0; 2011 Qtr 2: 0; 2011 Qtr 3: 0; 2011 Qtr 4: 0 | 2
0 | 267042-Residential Condensor Coil Cleaning Resid MF CZ10 VintAll |  | System | Residential | 13-MFM-ResidentialMulti-family-SP_COOL | 0 |  |  |  |  | 50 | 50 | 0 | 0 | 0 | 0 | 180 |  | kWh | 0.2376 | 0 | Residential | [7 empty] | 3 | 0.78 |  |  |  | 1 | 1 | 0 | 0 | 0 | 0 | 0 | 0 | 0 | 0 | 0 | 0 | 2009 Qtr 1: 0; 2009 Qtr 2: 0; 2009 Qtr 3: 0; 2009 Qtr 4: 1; 2010 Qtr 1: 0; 2010 Qtr 2: 0; 2010 Qtr 3: 0; 2010 Qtr 4: 0; 2011 Qtr 1: 0; 2011 Qtr 2: 0; 2011 Qtr 3: 0; 2011 Qtr 4: 0 | 1
0 | 267034-High Refrigerant Charge Adjustment (>= ±20% rated charge) Resid MF CZ10 Vint05 |  | System | Residential | 13-MFM-ResidentialMulti-family-SP_COOL | 0 |  |  |  |  | 66.33 | 89.375 | 0 | 0 | 0 | -23.045 | 140.383 |  | kWh | 0.19848 | -0.066812 | Residential |  | Winter Only | [5 empty] | 10 | 0.78 |  |  |  | 1 | 2 | 0 | 0 | 0 | 0 | 0 | 0 | 0 | 0 | 0 | 0 | 2009 Qtr 1: 0; 2009 Qtr 2: 0; 2009 Qtr 3: 0; 2009 Qtr 4: 2; 2010 Qtr 1: 0; 2010 Qtr 2: 0; 2010 Qtr 3: 0; 2010 Qtr 4: 0; 2011 Qtr 1: 0; 2011 Qtr 2: 0; 2011 Qtr 3: 0; 2011 Qtr 4: 0 | 2
0 | 267042-Residential Condensor Coil Cleaning Resid MF CZ10 VintAll |  | System | Residential | 13-MFM-ResidentialMulti-family-SP_COOL | 0 |  |  |  |  | 50 | 50 | 0 | 0 | 0 | 0 | 180 |  | kWh | 0.2376 | 0 | Residential | [7 empty] | 3 | 0.78 |  |  |  | 1 | 1 | 0 | 0 | 0 | 0 | 0 | 0 | 0 | 0 | 0 | 0 | 2009 Qtr 1: 0; 2009 Qtr 2: 0; 2009 Qtr 3: 0; 2009 Qtr 4: 1; 2010 Qtr 1: 0; 2010 Qtr 2: 0; 2010 Qtr 3: 0; 2010 Qtr 4: 0; 2011 Qtr 1: 0; 2011 Qtr 2: 0; 2011 Qtr 3: 0; 2011 Qtr 4: 0 | 1
0 | 267034-High Refrigerant Charge Adjustment (>= ±20% rated charge) Resid MF CZ10 Vint05 |  | System | Residential | 13-MFM-ResidentialMulti-family-SP_COOL | 0 |  |  |  |  | 66.33 | 89.375 | 0 | 0 | 0 | -23.045 | 140.383 |  | kWh | 0.19848 | -0.066812 | Residential |  | Winter Only | [5 empty] | 10 | 0.78 |  |  |  | 1 | 2 | 0 | 0 | 0 | 0 | 0 | 0 | 0 | 0 | 0 | 0 | 2009 Qtr 1: 0; 2009 Qtr 2: 0; 2009 Qtr 3: 0; 2009 Qtr 4: 2; 2010 Qtr 1: 0; 2010 Qtr 2: 0; 2010 Qtr 3: 0; 2010 Qtr 4: 0; 2011 Qtr 1: 0; 2011 Qtr 2: 0; 2011 Qtr 3: 0; 2011 Qtr 4: 0 | 2
0 | 267042-Residential Condensor Coil Cleaning Resid MF CZ10 VintAll |  | System | Residential | 13-MFM-ResidentialMulti-family-SP_COOL | 0 |  |  |  |  | 50 | 50 | 0 | 0 | 0 | 0 | 180 |  | kWh | 0.2376 | 0 | Residential | [7 empty] | 3 | 0.78 |  |  |  | 1 | 1 | 0 | 0 | 0 | 0 | 0 | 0 | 0 | 0 | 0 | 0 | 2009 Qtr 1: 0; 2009 Qtr 2: 0; 2009 Qtr 3: 0; 2009 Qtr 4: 1; 2010 Qtr 1: 0; 2010 Qtr 2: 0; 2010 Qtr 3: 0; 2010 Qtr 4: 0; 2011 Qtr 1: 0; 2011 Qtr 2: 0; 2011 Qtr 3: 0; 2011 Qtr 4: 0 | 1
0 | 267034-High Refrigerant Charge Adjustment (>= ±20% rated charge) Resid MF CZ10 Vint05 |  | System | Residential | 13-MFM-ResidentialMulti-family-SP_COOL | 0 |  |  |  |  | 66.33 | 89.375 | 0 | 0 | 0 | -23.045 | 140.383 |  | kWh | 0.19848 | -0.066812 | Residential |  | Winter Only | [5 empty] | 10 | 0.78 |  |  |  | 1 | 2 | 0 | 0 | 0 | 0 | 0 | 0 | 0 | 0 | 0 | 0 | 2009 Qtr 1: 0; 2009 Qtr 2: 0; 2009 Qtr 3: 0; 2009 Qtr 4: 2; 2010 Qtr 1: 0; 2010 Qtr 2: 0; 2010 Qtr 3: 0; 2010 Qtr 4: 0; 2011 Qtr 1: 0; 2011 Qtr 2: 0; 2011 Qtr 3: 0; 2011 Qtr 4: 0 | 2
0 | 267042-Residential Condensor Coil Cleaning Resid MF CZ10 VintAll |  | System | Residential | 13-MFM-ResidentialMulti-family-SP_COOL | 0 |  |  |  |  | 50 | 50 | 0 | 0 | 0 | 0 | 180 |  | kWh | 0.2376 | 0 | Residential | [7 empty] | 3 | 0.78 |  |  |  | 1 | 1 | 0 | 0 | 0 | 0 | 0 | 0 | 0 | 0 | 0 | 0 | 2009 Qtr 1: 0; 2009 Qtr 2: 0; 2009 Qtr 3: 0; 2009 Qtr 4: 1; 2010 Qtr 1: 0; 2010 Qtr 2: 0; 2010 Qtr 3: 0; 2010 Qtr 4: 0; 2011 Qtr 1: 0; 2011 Qtr 2: 0; 2011 Qtr 3: 0; 2011 Qtr 4: 0 | 1
0 | 267034-High Refrigerant Charge Adjustment (>= ±20% rated charge) Resid MF CZ10 Vint05 |  | System | Residential | 13-MFM-ResidentialMulti-family-SP_COOL | 0 |  |  |  |  | 66.33 | 89.375 | 0 | 0 | 0 | -23.045 | 140.383 |  | kWh | 0.19848 | -0.066812 | Residential |  | Winter Only | [5 empty] | 10 | 0.78 |  |  |  | 1 | 2 | 0 | 0 | 0 | 0 | 0 | 0 | 0 | 0 | 0 | 0 | 2009 Qtr 1: 0; 2009 Qtr 2: 0; 2009 Qtr 3: 0; 2009 Qtr 4: 2; 2010 Qtr 1: 0; 2010 Qtr 2: 0; 2010 Qtr 3: 0; 2010 Qtr 4: 0; 2011 Qtr 1: 0; 2011 Qtr 2: 0; 2011 Qtr 3: 0; 2011 Qtr 4: 0 | 2
0 | 267042-Residential Condensor Coil Cleaning Resid MF CZ10 VintAll |  | System | Residential | 13-MFM-ResidentialMulti-family-SP_COOL | 0 |  |  |  |  | 50 | 50 | 0 | 0 | 0 | 0 | 180 |  | kWh | 0.2376 | 0 | Residential | [7 empty] | 3 | 0.78 |  |  |  | 1 | 1 | 0 | 0 | 0 | 0 | 0 | 0 | 0 | 0 | 0 | 0 | 2009 Qtr 1: 0; 2009 Qtr 2: 0; 2009 Qtr 3: 0; 2009 Qtr 4: 1; 2010 Qtr 1: 0; 2010 Qtr 2: 0; 2010 Qtr 3: 0; 2010 Qtr 4: 0; 2011 Qtr 1: 0; 2011 Qtr 2: 0; 2011 Qtr 3: 0; 2011 Qtr 4: 0 | 1
0 | 267033-High Refrigerant Charge Adjustment (>= ±20% rated charge) Resid MF CZ10 Vint04 |  | System | Residential | 13-MFM-ResidentialMulti-family-SP_COOL | 0 |  |  |  |  | 66.33 | 89.375 | 0 | 0 | 0 | -23.045 | 171.246 |  | kWh | 0.22612 | -0.10521 | Residential |  | Winter Only | [5 empty] | 10 | 0.78 |  |  |  | 1 | 2 | 0 | 0 | 0 | 0 | 0 | 0 | 0 | 0 | 0 | 0 | 2009 Qtr 1: 0; 2009 Qtr 2: 0; 2009 Qtr 3: 0; 2009 Qtr 4: 2; 2010 Qtr 1: 0; 2010 Qtr 2: 0; 2010 Qtr 3: 0; 2010 Qtr 4: 0; 2011 Qtr 1: 0; 2011 Qtr 2: 0; 2011 Qtr 3: 0; 2011 Qtr 4: 0 | 2
0 | 267042-Residential Condensor Coil Cleaning Resid MF CZ10 VintAll |  | System | Residential | 13-MFM-ResidentialMulti-family-SP_COOL | 0 |  |  |  |  | 50 | 50 | 0 | 0 | 0 | 0 | 180 |  | kWh | 0.2376 | 0 | Residential | [7 empty] | 3 | 0.78 |  |  |  | 1 | 1 | 0 | 0 | 0 | 0 | 0 | 0 | 0 | 0 | 0 | 0 | 2009 Qtr 1: 0; 2009 Qtr 2: 0; 2009 Qtr 3: 0; 2009 Qtr 4: 1; 2010 Qtr 1: 0; 2010 Qtr 2: 0; 2010 Qtr 3: 0; 2010 Qtr 4: 0; 2011 Qtr 1: 0; 2011 Qtr 2: 0; 2011 Qtr 3: 0; 2011 Qtr 4: 0 | 1
0 | 267040-Residential Condensor Coil Cleaning Resid SF CZ10 VintAll |  | System | Residential | 26-SFM-ResidentialSingleFamily-SP_COOL | 0 |  |  |  |  | 50 | 50 | 0 | 0 | 0 | 0 | 270 |  | kWh | 0.3564 | 0 | Residential | [7 empty] | 3 | 0.78 |  |  |  | 1 | 1 | 0 | 0 | 0 | 0 | 0 | 0 | 0 | 0 | 0 | 0 | 2009 Qtr 1: 0; 2009 Qtr 2: 0; 2009 Qtr 3: 0; 2009 Qtr 4: 1; 2010 Qtr 1: 0; 2010 Qtr 2: 0; 2010 Qtr 3: 0; 2010 Qtr 4: 0; 2011 Qtr 1: 0; 2011 Qtr 2: 0; 2011 Qtr 3: 0; 2011 Qtr 4: 0 | 1
0 | 267002-High Refrigerant Charge Adjustment (>= ±20% rated charge) Resid SF CZ10 Vint04 |  | System | Residential | 26-SFM-ResidentialSingleFamily-SP_COOL | 0 |  |  |  |  | 65 | 71.5 | 0 | 0 | 0 | -6.5 | 205.771 |  | kWh | 0.22808 | -0.078078 | Residential |  | Winter Only | [5 empty] | 10 | 0.78 |  |  |  | 1 | 4 | 0 | 0 | 0 | 0 | 0 | 0 | 0 | 0 | 0 | 0 | 2009 Qtr 1: 0; 2009 Qtr 2: 0; 2009 Qtr 3: 0; 2009 Qtr 4: 4; 2010 Qtr 1: 0; 2010 Qtr 2: 0; 2010 Qtr 3: 0; 2010 Qtr 4: 0; 2011 Qtr 1: 0; 2011 Qtr 2: 0; 2011 Qtr 3: 0; 2011 Qtr 4: 0 | 4
0 | 267040-Residential Condensor Coil Cleaning Resid SF CZ10 VintAll |  | System | Residential | 26-SFM-ResidentialSingleFamily-SP_COOL | 0 |  |  |  |  | 50 | 50 | 0 | 0 | 0 | 0 | 270 |  | kWh | 0.3564 | 0 | Residential | [7 empty] | 3 | 0.78 |  |  |  | 1 | 1 | 0 | 0 | 0 | 0 | 0 | 0 | 0 | 0 | 0 | 0 | 2009 Qtr 1: 0; 2009 Qtr 2: 0; 2009 Qtr 3: 0; 2009 Qtr 4: 1; 2010 Qtr 1: 0; 2010 Qtr 2: 0; 2010 Qtr 3: 0; 2010 Qtr 4: 0; 2011 Qtr 1: 0; 2011 Qtr 2: 0; 2011 Qtr 3: 0; 2011 Qtr 4: 0 | 1
0 | 267002-High Refrigerant Charge Adjustment (>= ±20% rated charge) Resid SF CZ10 Vint04 |  | System | Residential | 26-SFM-ResidentialSingleFamily-SP_COOL | 0 |  |  |  |  | 65 | 71.5 | 0 | 0 | 0 | -6.5 | 205.771 |  | kWh | 0.22808 | -0.078078 | Residential |  | Winter Only | [5 empty] | 10 | 0.78 |  |  |  | 1 | 4 | 0 | 0 | 0 | 0 | 0 | 0 | 0 | 0 | 0 | 0 | 2009 Qtr 1: 0; 2009 Qtr 2: 0; 2009 Qtr 3: 0; 2009 Qtr 4: 4; 2010 Qtr 1: 0; 2010 Qtr 2: 0; 2010 Qtr 3: 0; 2010 Qtr 4: 0; 2011 Qtr 1: 0; 2011 Qtr 2: 0; 2011 Qtr 3: 0; 2011 Qtr 4: 0 | 4
0 | 267040-Residential Condensor Coil Cleaning Resid SF CZ10 VintAll |  | System | Residential | 26-SFM-ResidentialSingleFamily-SP_COOL | 0 |  |  |  |  | 50 | 50 | 0 | 0 | 0 | 0 | 270 |  | kWh | 0.3564 | 0 | Residential | [7 empty] | 3 | 0.78 |  |  |  | 1 | 1 | 0 | 0 | 0 | 0 | 0 | 0 | 0 | 0 | 0 | 0 | 2009 Qtr 1: 0; 2009 Qtr 2: 0; 2009 Qtr 3: 0; 2009 Qtr 4: 1; 2010 Qtr 1: 0; 2010 Qtr 2: 0; 2010 Qtr 3: 0; 2010 Qtr 4: 0; 2011 Qtr 1: 0; 2011 Qtr 2: 0; 2011 Qtr 3: 0; 2011 Qtr 4: 0 | 1
0 | 267034-High Refrigerant Charge Adjustment (>= ±20% rated charge) Resid MF CZ10 Vint05 |  | System | Residential | 13-MFM-ResidentialMulti-family-SP_COOL | 0 |  |  |  |  | 66.33 | 71.5 | 0 | 0 | 0 | -5.17 | 140.383 |  | kWh | 0.19848 | -0.066812 | Residential |  | Winter Only | [5 empty] | 10 | 0.78 |  |  |  | 1 | 2 | 0 | 0 | 0 | 0 | 0 | 0 | 0 | 0 | 0 | 0 | 2009 Qtr 1: 0; 2009 Qtr 2: 0; 2009 Qtr 3: 0; 2009 Qtr 4: 2; 2010 Qtr 1: 0; 2010 Qtr 2: 0; 2010 Qtr 3: 0; 2010 Qtr 4: 0; 2011 Qtr 1: 0; 2011 Qtr 2: 0; 2011 Qtr 3: 0; 2011 Qtr 4: 0 | 2
0 | 267042-Residential Condensor Coil Cleaning Resid MF CZ10 VintAll |  | System | Residential | 13-MFM-ResidentialMulti-family-SP_COOL | 0 |  |  |  |  | 50 | 50 | 0 | 0 | 0 | 0 | 180 |  | kWh | 0.2376 | 0 | Residential | [7 empty] | 3 | 0.78 |  |  |  | 1 | 1 | 0 | 0 | 0 | 0 | 0 | 0 | 0 | 0 | 0 | 0 | 2009 Qtr 1: 0; 2009 Qtr 2: 0; 2009 Qtr 3: 0; 2009 Qtr 4: 1; 2010 Qtr 1: 0; 2010 Qtr 2: 0; 2010 Qtr 3: 0; 2010 Qtr 4: 0; 2011 Qtr 1: 0; 2011 Qtr 2: 0; 2011 Qtr 3: 0; 2011 Qtr 4: 0 | 1
0 | 267042-Residential Condensor Coil Cleaning Resid MF CZ10 VintAll |  | System | Residential | 13-MFM-ResidentialMulti-family-SP_COOL | 0 |  |  |  |  | 50 | 50 | 0 | 0 | 0 | 0 | 180 |  | kWh | 0.2376 | 0 | Residential | [7 empty] | 3 | 0.78 |  |  |  | 1 | 1 | 0 | 0 | 0 | 0 | 0 | 0 | 0 | 0 | 0 | 0 | 2009 Qtr 1: 0; 2009 Qtr 2: 0; 2009 Qtr 3: 0; 2009 Qtr 4: 1; 2010 Qtr 1: 0; 2010 Qtr 2: 0; 2010 Qtr 3: 0; 2010 Qtr 4: 0; 2011 Qtr 1: 0; 2011 Qtr 2: 0; 2011 Qtr 3: 0; 2011 Qtr 4: 0 | 1
0 | 267034-High Refrigerant Charge Adjustment (>= ±20% rated charge) Resid MF CZ10 Vint05 |  | System | Residential | 13-MFM-ResidentialMulti-family-SP_COOL | 0 |  |  |  |  | 66.33 | 71.5 | 0 | 0 | 0 | -5.17 | 140.383 |  | kWh | 0.19848 | -0.066812 | Residential |  | Winter Only | [5 empty] | 10 | 0.78 |  |  |  | 1 | 2 | 0 | 0 | 0 | 0 | 0 | 0 | 0 | 0 | 0 | 0 | 2009 Qtr 1: 0; 2009 Qtr 2: 0; 2009 Qtr 3: 0; 2009 Qtr 4: 2; 2010 Qtr 1: 0; 2010 Qtr 2: 0; 2010 Qtr 3: 0; 2010 Qtr 4: 0; 2011 Qtr 1: 0; 2011 Qtr 2: 0; 2011 Qtr 3: 0; 2011 Qtr 4: 0 | 2
0 | 267042-Residential Condensor Coil Cleaning Resid MF CZ10 VintAll |  | System | Residential | 13-MFM-ResidentialMulti-family-SP_COOL | 0 |  |  |  |  | 50 | 50 | 0 | 0 | 0 | 0 | 180 |  | kWh | 0.2376 | 0 | Residential | [7 empty] | 3 | 0.78 |  |  |  | 1 | 1 | 0 | 0 | 0 | 0 | 0 | 0 | 0 | 0 | 0 | 0 | 2009 Qtr 1: 0; 2009 Qtr 2: 0; 2009 Qtr 3: 0; 2009 Qtr 4: 1; 2010 Qtr 1: 0; 2010 Qtr 2: 0; 2010 Qtr 3: 0; 2010 Qtr 4: 0; 2011 Qtr 1: 0; 2011 Qtr 2: 0; 2011 Qtr 3: 0; 2011 Qtr 4: 0 | 1
0 | 267034-High Refrigerant Charge Adjustment (>= ±20% rated charge) Resid MF CZ10 Vint05 |  | System | Residential | 13-MFM-ResidentialMulti-family-SP_COOL | 0 |  |  |  |  | 66.33 | 71.5 | 0 | 0 | 0 | -5.17 | 140.383 |  | kWh | 0.19848 | -0.066812 | Residential |  | Winter Only | [5 empty] | 10 | 0.78 |  |  |  | 1 | 2 | 0 | 0 | 0 | 0 | 0 | 0 | 0 | 0 | 0 | 0 | 2009 Qtr 1: 0; 2009 Qtr 2: 0; 2009 Qtr 3: 0; 2009 Qtr 4: 2; 2010 Qtr 1: 0; 2010 Qtr 2: 0; 2010 Qtr 3: 0; 2010 Qtr 4: 0; 2011 Qtr 1: 0; 2011 Qtr 2: 0; 2011 Qtr 3: 0; 2011 Qtr 4: 0 | 2
0 | 267042-Residential Condensor Coil Cleaning Resid MF CZ10 VintAll |  | System | Residential | 13-MFM-ResidentialMulti-family-SP_COOL | 0 |  |  |  |  | 50 | 50 | 0 | 0 | 0 | 0 | 180 |  | kWh | 0.2376 | 0 | Residential | [7 empty] | 3 | 0.78 |  |  |  | 1 | 1 | 0 | 0 | 0 | 0 | 0 | 0 | 0 | 0 | 0 | 0 | 2009 Qtr 1: 0; 2009 Qtr 2: 0; 2009 Qtr 3: 0; 2009 Qtr 4: 1; 2010 Qtr 1: 0; 2010 Qtr 2: 0; 2010 Qtr 3: 0; 2010 Qtr 4: 0; 2011 Qtr 1: 0; 2011 Qtr 2: 0; 2011 Qtr 3: 0; 2011 Qtr 4: 0 | 1
0 | 267001-High Refrigerant Charge Adjustment (>= ±20% rated charge) Resid SFCZ10 Vint03 |  | System | Residential | 26-SFM-ResidentialSingleFamily-SP_COOL | 0 |  |  |  |  | 65 | 71.5 | 0 | 0 | 0 | -6.5 | 248.449 |  | kWh | 0.18306 | -0.066637 | Residential |  | Winter Only | [5 empty] | 10 | 0.78 |  |  |  | 1 | 3 | 0 | 0 | 0 | 0 | 0 | 0 | 0 | 0 | 0 | 0 | 2009 Qtr 1: 0; 2009 Qtr 2: 0; 2009 Qtr 3: 0; 2009 Qtr 4: 3; 2010 Qtr 1: 0; 2010 Qtr 2: 0; 2010 Qtr 3: 0; 2010 Qtr 4: 0; 2011 Qtr 1: 0; 2011 Qtr 2: 0; 2011 Qtr 3: 0; 2011 Qtr 4: 0 | 3
0 | 267040-Residential Condensor Coil Cleaning Resid SF CZ10 VintAll |  | System | Residential | 26-SFM-ResidentialSingleFamily-SP_COOL | 0 |  |  |  |  | 50 | 50 | 0 | 0 | 0 | 0 | 270 |  | kWh | 0.3564 | 0 | Residential | [7 empty] | 3 | 0.78 |  |  |  | 1 | 1 | 0 | 0 | 0 | 0 | 0 | 0 | 0 | 0 | 0 | 0 | 2009 Qtr 1: 0; 2009 Qtr 2: 0; 2009 Qtr 3: 0; 2009 Qtr 4: 1; 2010 Qtr 1: 0; 2010 Qtr 2: 0; 2010 Qtr 3: 0; 2010 Qtr 4: 0; 2011 Qtr 1: 0; 2011 Qtr 2: 0; 2011 Qtr 3: 0; 2011 Qtr 4: 0 | 1
0 | 267002-High Refrigerant Charge Adjustment (>= ±20% rated charge) Resid SF CZ10 Vint04 |  | System | Residential | 26-SFM-ResidentialSingleFamily-SP_COOL | 0 |  |  |  |  | 65 | 71.5 | 0 | 0 | 0 | -6.5 | 205.771 |  | kWh | 0.22808 | -0.078078 | Residential |  | Winter Only | [5 empty] | 10 | 0.78 |  |  |  | 1 | 4 | 0 | 0 | 0 | 0 | 0 | 0 | 0 | 0 | 0 | 0 | 2009 Qtr 1: 0; 2009 Qtr 2: 0; 2009 Qtr 3: 0; 2009 Qtr 4: 4; 2010 Qtr 1: 0; 2010 Qtr 2: 0; 2010 Qtr 3: 0; 2010 Qtr 4: 0; 2011 Qtr 1: 0; 2011 Qtr 2: 0; 2011 Qtr 3: 0; 2011 Qtr 4: 0 | 4
0 | 267040-Residential Condensor Coil Cleaning Resid SF CZ10 VintAll |  | System | Residential | 26-SFM-ResidentialSingleFamily-SP_COOL | 0 |  |  |  |  | 50 | 50 | 0 | 0 | 0 | 0 | 270 |  | kWh | 0.3564 | 0 | Residential | [7 empty] | 3 | 0.78 |  |  |  | 1 | 1 | 0 | 0 | 0 | 0 | 0 | 0 | 0 | 0 | 0 | 0 | 2009 Qtr 1: 0; 2009 Qtr 2: 0; 2009 Qtr 3: 0; 2009 Qtr 4: 1; 2010 Qtr 1: 0; 2010 Qtr 2: 0; 2010 Qtr 3: 0; 2010 Qtr 4: 0; 2011 Qtr 1: 0; 2011 Qtr 2: 0; 2011 Qtr 3: 0; 2011 Qtr 4: 0 | 1
Do NOT enter program data in this row or below. The Spreadsheet will not evaluate any such data. | bar: 2012 Qtr 1; 2014 Qtr 2 to 2014 Qtr 4; 2016 Qtr 2 to 2016 Qtr 4; 2018 Qtr 2 to 2018 Qtr 4
Lists of Dimensions and their Labels
|  |  | Climate Zones | Sectors | End Use Validation List |  | Measure Types for Measure Life | Measure Types for NTGR | Gas Sector | Gas Savings Profile | Combustor Type
|  |  | 7 | RES | res:DEER:Indoor_CFL_Ltg |  | NONRESIDENTIAL MEASURES: |  | Residential | Summer Only | Large Boilers (>100 MMBtu/hr Heat Input):Uncontrolled
|  |  | 10 | NON_RES | res:DEER:Indoor_CFL_Ltg |  | **************************************************************** | Appliance early retirement and replacement 0.80 | Commercial | Winter Only | Large Boilers (>100 MMBtu/hr Heat Input):Controlled Low NOx Burner
|  |  | 14 | Residential | res:DEER:Indoor_CFL_Ltg |  | Ballast – Dimmable: NR - 11 | California Home Energy Efficiency Rating System (CHEERS) | Core | Annual | Large Boilers (>100 MMBtu/hr Heat Input):Controlled – Flue Gas Recirculation
|  |  | 15 | Commercial | res:DEER:Indoor_CFL_Ltg |  | Ballast – Electronic: NR - 11 | Residential Audits 0.72 |  |  | Small Boilers (<100 MMBtu/hr Heat Input):Uncontrolled
|  |  | System | Industrial | res:DEER:Indoor_CFL_Ltg |  | Fluorescent Fixture – T8: C/I/A - 11 | Refrigerator Recycling 0.35 |  |  | Small Boilers (<100 MMBtu/hr Heat Input):Controlled Low NOx Burner
|  |  |  | Agricultural | res:DEER:RefgFrzr_HighEff |  | Fixture: T8 Lamp & Electronic Ballast: C/I/A - 11 | Freezer Recycling 0.54 |  |  | Small Boilers (<100 MMBtu/hr Heat Input):Controlled – Flue Gas Recirculation
|  |  |  | Not Used | res:DEER:RefgFrzr_HighEff |  | T8 Fixtures – 17 Watt Lamp, 2ft or 32-watt Lamp, 4ft 11 | Residential Contractor Program 0.89 |  |  | Residential Furnaces (<0.3):Uncontrolled
[5 empty] | res:DEER:RefgFrzr_HighEff |  | T8 Lamps: C/I/A - 5 | Emerging Technologies 0.83
[5 empty] | res:DEER:RefgFrzr_HighEff |  | High Efficiency Lighting (HID): NR - 16 | All other residential programs 0.80
[5 empty] | res:DEER:RefgFrzr_HighEff |  | High Output T5 Fixture: NR - 16 |  | Electric Rate | Gas Rate
[5 empty] | res:DEER:RefgFrzr_Recyc-Conditioned |  | Indoor or Outdoor Lighting System Modification: NR - 13.5 | Advanced water heating systems 1.00 | Residential | 0
[5 empty] | res:DEER:RefgFrzr_Recyc-Conditioned |  | Lighting Controls: NR - 16 | Agricultural and Dairy Incentives 0.75 | Commercial | Residential
[5 empty] | res:DEER:RefgFrzr_Recyc-Conditioned |  | Daylighting Controls; NR - 16 | Coin Laundry and Dry Cleaner Education 0.70 | Not Used | Not Used
[5 empty] | res:DEER:RefgFrzr_Recyc-Conditioned |  | Lighting Power Density: NR - 11 | Commercial and agricultural information, tools, or design assistance services | Not Used
[5 empty] | res:DEER:RefgFrzr_Recyc-Conditioned |  | Exit Sign – CF Hardware Kit/LED/ Electro-Luminescent: NR - 16 | Comprehensive Space Conditioning 1.00 | Not Used
[5 empty] | res:DEER:RefgFrzr_Recyc-UnConditioned |  | Occupancy Sensor: NR - 8 | Lodging Education 0.70
[5 empty] | res:DEER:RefgFrzr_Recyc-UnConditioned |  | Photocell: NR - 8 | Express Efficiency (rebates) 0.96
[5 empty] | res:DEER:RefgFrzr_Recyc-UnConditioned |  | Time Clock – Lighting: NR - 8 | Energy Management Services, including audits (for small and medium customers)
[5 empty] | res:DEER:RefgFrzr_Recyc-UnConditioned |  | Induction Lamps: NR - 2 | Food Services Equipment Retrofit 1.00
[5 empty] | res:DEER:RefgFrzr_Recyc-UnConditioned |  | Induction Fixture: NR - 16 | Industrial Information and Services 0.74
[5 empty] | res:DEER:HVAC_Eff_AC |  | Delamp/reflectors: C/I - 11 | Large Standard Performance Contract 0.70
[5 empty] | res:DEER:HVAC_Eff_AC |  | Optical Reflectors- new construction: Ind, NRNC - 12 | All other nonresidential programs 0.80
[5 empty] | res:DEER:HVAC_Eff_AC |  | Optical Reflectors- retrofit: NR - 10 | New Construction
[5 empty] | res:DEER:HVAC_Eff_AC |  | HID fixture: Interior, >= 176 Watts lamp: Ind - 16 | Industrial and Agricultural Process 0.94
[5 empty] | res:DEER:HVAC_Eff_AC |  | HID fixture: Interior, 251-400 Watt lamp: Com - 16 | Industrial new construction incentives 0.62
[5 empty] | res:DEER:HVAC_Duct_Sealing |  | CFL Fixture: Pin based CFL fixture: Com - 12.0 | Savings by Design 0.82
[5 empty] | res:DEER:HVAC_Duct_Sealing |  | Screw-in CFL: Education - Primary School: NR - 5.6 | All other new construction programs 0.80
[5 empty] | res:DEER:HVAC_Duct_Sealing |  | Screw-in CFL: Education - Secondary School: NR - 3.5 | Large Standard Performance Contract 0.7011
[5 empty] | res:DEER:HVAC_Duct_Sealing |  | Screw-in CFL: Education - Community College: NR - 2.1 | Savings by Design 0.8212
[5 empty] | res:DEER:HVAC_Duct_Sealing |  | Screw-in CFL: Education - University: NR - 2.6 | Codes and Standards
[5 empty] | res:DEER:HVAC_Refrig_Charge |  | Screw-in CFL: Grocery: NR - 1.4
[5 empty] | res:DEER:HVAC_Refrig_Charge |  | Screw-in CFL: Health/Medical - Hospital: NR - 0.9
[5 empty] | res:DEER:HVAC_Refrig_Charge |  | Screw-in CFL: Health/Medical - Nursing Home: NR - 0.9
[5 empty] | res:DEER:HVAC_Refrig_Charge |  | Screw-in CFL: Lodging - Hotel: NR - 0.9
[5 empty] | res:DEER:HVAC_Refrig_Charge |  | Screw-in CFL: Lodging - Motel: NR - 0.9
[5 empty] | res:DEER:Refg_Chrg_Duct_Seal |  | Screw-in CFL: Lodging - Guest Rooms: NR - 7.0
[5 empty] | res:DEER:Refg_Chrg_Duct_Seal |  | Screw-in CFL: Manufacturing - Light Industrial: NR - 2.8
[5 empty] | res:DEER:Refg_Chrg_Duct_Seal |  | Screw-in CFL: Office - Large: NR - 2.9
[5 empty] | res:DEER:Refg_Chrg_Duct_Seal |  | Screw-in CFL: Office - Small: NR - 3.2
[5 empty] | res:DEER:Refg_Chrg_Duct_Seal |  | Screw-in CFL: Restaurant - Sit-Down: NR - 2.3
[5 empty] | res:DEER:RefgFrzr_Recycling |  | Screw-in CFL: Restaurant - Fast-Food: NR - 1.3
[5 empty] | res:DEER:RefgFrzr_Recycling |  | Screw-in CFL: Retail - 3-Story Large: NR - 1.9
[5 empty] | res:DEER:RefgFrzr_Recycling |  | Screw-in CFL: Retail - Single-Story Large: NR - 1.8
[5 empty] | res:DEER:RefgFrzr_Recycling |  | Screw-in CFL: Retail - Small: NR - 2.1
[5 empty] | res:DEER:RefgFrzr_Recycling |  | Screw-in CFL: Storage - Conditioned: NR - 2.8
[5 empty] | NON_res:DEER:Indoor_CFL_Ltg |  | Screw-in CFL: Storage - Unconditioned: NR - 2.8
[5 empty] | NON_res:DEER:Indoor_CFL_Ltg |  | Screw-in CFL: Warehouse - Refrigerated: NR - 3.1
NON_res:DEER:Indoor_CFL_Ltg
[5 empty] | NON_res:DEER:Indoor_CFL_Ltg |  | HVAC/Refrigeration – SPC: NR - 16
[5 empty] | NON_res:DEER:Indoor_CFL_Ltg |  | Chiller – High Efficiency: NR - 20
[5 empty] | NON_res:DEER:Indoor_Non-CFL_Ltg |  | Chiller – Variable Speed Drive: NR - 20
[5 empty] | NON_res:DEER:Indoor_Non-CFL_Ltg |  | Water Cooled Chillers: NR - 20
[5 empty] | NON_res:DEER:Indoor_Non-CFL_Ltg |  | Air Conditioners – High Efficiency: NR - 15
[5 empty] | NON_res:DEER:Indoor_Non-CFL_Ltg |  | Packaged HVAC Systems: NR - 15
[5 empty] | NON_res:DEER:Indoor_Non-CFL_Ltg |  | Install HVAC EMS: Com - 14
[5 empty] | NON_res:DEER:HVAC_Chillers |  | AC Packaged Terminal Units: NR - 15
[5 empty] | NON_res:DEER:HVAC_Chillers |  | Evaporative Coolers: NR - 15
[5 empty] | NON_res:DEER:HVAC_Chillers |  | Boiler – High Efficiency: NR - 20
[5 empty] | NON_res:DEER:HVAC_Chillers |  | Cooling Towers/Evaporative Condenser: NR - 15
[5 empty] | NON_res:DEER:HVAC_Chillers |  | Heat Pump – Split System: NR - 15
[5 empty] | NON_res:DEER:HVAC_Refrig_Charge |  | Heat Pump with Integrated Water Heating: NR - 10
[5 empty] | NON_res:DEER:HVAC_Refrig_Charge |  | Ground Source Heat Pump: NR - 15
[5 empty] | NON_res:DEER:HVAC_Refrig_Charge |  | Reduce Internal Load: NR - 15
[5 empty] | NON_res:DEER:HVAC_Refrig_Charge |  | Insulation: NR - 20
[5 empty] | NON_res:DEER:HVAC_Refrig_Charge |  | Insulation Package: NR - 20
[5 empty] | NON_res:DEER:HVAC_Split-Package_AC |  | Reflective Window Film: NR - 10
[5 empty] | NON_res:DEER:HVAC_Split-Package_AC |  | Bypass/Delay Timer(lighting): NR - 8
[5 empty] | NON_res:DEER:HVAC_Split-Package_AC |  | Set-Back Thermostat: NR - 11
[5 empty] | NON_res:DEER:HVAC_Split-Package_AC |  | Time Clock - HVAC: NR - 10
[5 empty] | NON_res:DEER:HVAC_Split-Package_AC |  | HVAC/Space Heating/Efficiency (Gas): NR - 18
[5 empty] | NON_res:DEER:HVAC_Duct_Sealing |  | Nonresidential Gas – AC: NR - 20
NON_res:DEER:HVAC_Duct_Sealing
[5 empty] | NON_res:DEER:HVAC_Duct_Sealing |  | Adjustable speed drive, application unknown: Ag - 10
[5 empty] | NON_res:DEER:HVAC_Duct_Sealing |  | Adjustable speed drive, application unknown: Com - 10
[5 empty] | NON_res:DEER:HVAC_Duct_Sealing |  | Adjustable Speed Drive: HVAC fan, 50 HP Max: Com - 10
[5 empty] | 01-ALC-AllCommercial-Cooling |  | Pump repair: Ag - 11
[5 empty] | 01-ALC-AllCommercial-ExtLight |  | Injection molding machines: Ind - 15
[5 empty] | 01-ALC-AllCommercial-IntLight |  | Plastic extusion equipment: Ind - 15
[5 empty] | 01-ALC-AllCommercial-OffEquip |  | Process cooling: Ind - 15
[5 empty] | 01-ALC-AllCommercial-Refrig |  | Process equipment insulation: Ind - 15
01-ALC-AllCommercial-Vent/Fan
[5 empty] | 02-ASM-Assembly-Cooling |  | Horizontal Clothes Washer: NR - 10
[5 empty] | 02-ASM-Assembly-Exit |  | Efficient Dishwashing: NR - 5
[5 empty] | 02-ASM-Assembly-ExtLight |  | Water Heater Controls: NR - 15
[5 empty] | 02-ASM-Assembly-IntLight |  | Cooking measures , Assorted: Com - 12
[5 empty] | 03-BCR-BothResidentialandCommercial-COOL |  | Water Heater – Gas: NR - 15
[5 empty] | 03-BCR-BothResidentialandCommercial-LIT_INT |  | Domestic Hot Water Boiler (Gas): NR - 20
03-BCR-BothResidentialandCommercial-OFF_EQ
[5 empty] | 03-BCR-BothResidentialandCommercial-LIT_EXT |  | Auto Closer for Cooler/Freezer: NR - 8
[5 empty] | 03-BCR-BothResidentialandCommercial-REFG |  | Door Gaskets: NR - 4
[5 empty] | 03-BCR-BothResidentialandCommercial-VENT |  | Floating Head Pressure: NR - 16
[5 empty] | 04-DMO-ResidentialMobileHome–DoubleWide-CL_DRY |  | Heatless Door: NR - 16
[5 empty] | 04-DMO-ResidentialMobileHome–DoubleWide-CL_WASH |  | Humidistat Control for Anti-Sweat Heater: NR - 12
[5 empty] | 04-DMO-ResidentialMobileHome–DoubleWide-DSH_WASH |  | Insulation on Refrigeration Suction Line: NR - 11
[5 empty] | 04-DMO-ResidentialMobileHome–DoubleWide-FREEZ |  | Night Covers for Display Cases: NR - 5
[5 empty] | 04-DMO-ResidentialMobileHome–DoubleWide-LIGHT |  | PSC Evaporator Motor – Walkin/ Display: NR - 15
[5 empty] | 04-DMO-ResidentialMobileHome–DoubleWide-POOL_PMP |  | Refrigeration Case Doors – Glass/Acrylic: NR - 12
[5 empty] | 04-DMO-ResidentialMobileHome–DoubleWide-REFG |  | Refrigerator Case with Doors: NR - 12
[5 empty] | 04-DMO-ResidentialMobileHome–DoubleWide-SP_COOL |  | Refrigerator Condensate Evaporator – Elec/Non Elec: NR - 8
[5 empty] | 04-DMO-ResidentialMobileHome–DoubleWide-SP_HEAT |  | Strip Curtains for Walk-Ins: NR - 4
[5 empty] | 04-DMO-ResidentialMobileHome–DoubleWide-WAT_HEAT |  | Ballast: Electronic, for display case: NR - 11
[5 empty] | 05-ECC-Education–CommunityCollege-COOL |  | Defrost: NR - 16
[5 empty] | 05-ECC-Education–CommunityCollege-LIT_INT |  | FHP & EFF Conditioner: NR - 16
[5 empty] | 05-ECC-Education–CommunityCollege-OFF_EQ |  | High-efficiency Liquid Suction Heat Exchangers: NR - 16
[5 empty] | 05-ECC-Education–CommunityCollege-LIT_EXT |  | Night Shields on Refrigerator and Freezer Cases: NR - 5
[5 empty] | 05-ECC-Education–CommunityCollege-REFG |  | Walk-in Refrigerator or Freezer: Evaporative Fan Controller: NR - 5
[5 empty] | 05-ECC-Education–CommunityCollege-VENT |  | Multiplec Refrigeration Systems/Supermarket Systems: NR - 10
06-EPR-Education–PrimarySchool-COOL
[5 empty] | 06-EPR-Education–PrimarySchool-LIT_INT |  | Kiln/Oven/Furnace: NR - 18
[5 empty] | 06-EPR-Education–PrimarySchool-OFF_EQ |  | Thermal Night Curtains: NR - 5
[5 empty] | 06-EPR-Education–PrimarySchool-LIT_EXT |  | Custom Measures – SPC: NR - 15
[5 empty] | 06-EPR-Education–PrimarySchool-REFG |  | Local Government Partnership: NR - 11
[5 empty] | 06-EPR-Education–PrimarySchool-VENT |  | Audits: NR - 3
[5 empty] | 07-ESE-Education–SecondarySchool-COOL |  | Plug Load Sensor: NR - 10
[5 empty] | 07-ESE-Education–SecondarySchool-LIT_INT |  | Information: NR - 1
[5 empty] | 07-ESE-Education–SecondarySchool-OFF_EQ |  | High Efficiency Motors: NR - 15
[5 empty] | 07-ESE-Education–SecondarySchool-LIT_EXT |  | Process Overhaul: NR - 20
[5 empty] | 07-ESE-Education–SecondarySchool-REFG |  | System Controls: NR - 15
07-ESE-Education–SecondarySchool-VENT
08-EUN-Education–University-COOL
[5 empty] | 08-EUN-Education–University-LIT_INT |  | RESIDENTIAL MEASURES
[5 empty] | 08-EUN-Education–University-OFF_EQ |  | ****************************************************************
[5 empty] | 08-EUN-Education–University-LIT_EXT |  | T8 Fixtures ; lamp or ballast: Res - 15
[5 empty] | 08-EUN-Education–University-REFG |  | Pin based CFL Fixture: Res - 16
[5 empty] | 08-EUN-Education–University-VENT |  | CFL: Indoor Screw in: Res - 9.4
[5 empty] | 09-GRO-Grocery-COOL |  | CFL: Outdoor Screw in: Res - 7
[5 empty] | 09-GRO-Grocery-LIT_INT |  | Torchiere: Res - 9
09-GRO-Grocery-OFF_EQ
[5 empty] | 09-GRO-Grocery-LIT_EXT |  | Air Conditioners with SEER >= 11.0: Res - 18
[5 empty] | 09-GRO-Grocery-REFG |  | Central Air Conditioners: Res - 18
[5 empty] | 09-GRO-Grocery-VENT |  | Duct Testing: Res NC - 18
[5 empty] | 10-HSP-Health/Medical–Hospital-COOL |  | High Energy Efficiency Ducts: Res - 18
[5 empty] | 10-HSP-Health/Medical–Hospital-LIT_INT |  | Whole House Fan: Res - 15
[5 empty] | 10-HSP-Health/Medical–Hospital-OFF_EQ |  | Evaporative Cooler: Res - 15
[5 empty] | 10-HSP-Health/Medical–Hospital-LIT_EXT |  | Glazing - Low E Double / Low Shade Coefficient: Res - 20
[5 empty] | 10-HSP-Health/Medical–Hospital-REFG |  | Heat Pump - Electric: Res - 15
[5 empty] | 10-HSP-Health/Medical–Hospital-VENT |  | Insulation - Ceiling / Floor / Walls: Res - 20
[5 empty] | 11-HTL-Lodging–Hotel(GuestRooms)-COOL |  | A/C with Integrated Water Heating: Res - 10
[5 empty] | 11-HTL-Lodging–Hotel(GuestRooms)-LIT_INT |  | Programmable Thermostat: Res - 12
11-HTL-Lodging–Hotel(GuestRooms)-OFF_EQ
[5 empty] | 11-HTL-Lodging–Hotel(GuestRooms)-LIT_EXT |  | Audits: Res - 3
[5 empty] | 11-HTL-Lodging–Hotel(GuestRooms)-REFG |  | Gas Cooktops: Res - 20
[5 empty] | 11-HTL-Lodging–Hotel(GuestRooms)-VENT |  | Gas Dryer Stub: Res - 18
[5 empty] | 12-MBT-Manufacturing–Bio/Tech-AG_PUMP |  | Energy-Efficient Furnaces: Res - 18
12-MBT-Manufacturing–Bio/Tech-COMP_AIR
[5 empty] | 12-MBT-Manufacturing–Bio/Tech-COOL |  | Refrigerator Recycling: Res - 10
[5 empty] | 12-MBT-Manufacturing–Bio/Tech-LIGHT |  | Refrigerator - Energy Efficient; 20% more efficient: Res - 18
[5 empty] | 12-MBT-Manufacturing–Bio/Tech-MOTOR |  | Refrigerators: Res - 18
12-MBT-Manufacturing–Bio/Tech-PROC_OTH
13-MFM-ResidentialMulti-family-CL_DRY
[5 empty] | 13-MFM-ResidentialMulti-family-CL_WASH |  | GENERIC USEFUL LIVES:
[5 empty] | 13-MFM-ResidentialMulti-family-DSH_WASH |  | ****************************************************************
[5 empty] | 13-MFM-ResidentialMulti-family-FREEZ |  | 0.1
[5 empty] | 13-MFM-ResidentialMulti-family-LIGHT |  | 0.2
[5 empty] | 13-MFM-ResidentialMulti-family-POOL_PMP |  | 0.3
[5 empty] | 13-MFM-ResidentialMulti-family-REFG |  | 0.4
[5 empty] | 13-MFM-ResidentialMulti-family-SP_COOL |  | 0.5
[5 empty] | 13-MFM-ResidentialMulti-family-SP_HEAT |  | 0.6
[5 empty] | 13-MFM-ResidentialMulti-family-WAT_HEAT |  | 0.7
[5 empty] | 14-MLI-Manufacturing–LightIndustry-AG_PUMP |  | 0.8
[5 empty] | 14-MLI-Manufacturing–LightIndustry-COMP_AIR |  | 0.9
[5 empty] | 14-MLI-Manufacturing–LightIndustry-COOL |  | 1
[5 empty] | 14-MLI-Manufacturing–LightIndustry-LIGHT |  | 1.1
[5 empty] | 14-MLI-Manufacturing–LightIndustry-MOTOR |  | 1.2
[5 empty] | 14-MLI-Manufacturing–LightIndustry-PROC_OTH |  | 1.3
[5 empty] | 15-MTL-Lodging–Motel-COOL |  | 1.4
[5 empty] | 15-MTL-Lodging–Motel-LIT_INT |  | 1.5
[5 empty] | 15-MTL-Lodging–Motel-OFF_EQ |  | 1.6
[5 empty] | 15-MTL-Lodging–Motel-LIT_EXT |  | 1.7
[5 empty] | 15-MTL-Lodging–Motel-REFG |  | 1.8
[5 empty] | 15-MTL-Lodging–Motel-VENT |  | 1.9
[5 empty] | 16-NRS-Health/Medical–Clinic-COOL |  | 2
[5 empty] | 16-NRS-Health/Medical–Clinic-LIT_INT |  | 2.1
[5 empty] | 16-NRS-Health/Medical–Clinic-OFF_EQ |  | 2.2
[5 empty] | 16-NRS-Health/Medical–Clinic-LIT_EXT |  | 2.3
[5 empty] | 16-NRS-Health/Medical–Clinic-REFG |  | 2.4
[5 empty] | 16-NRS-Health/Medical–Clinic-VENT |  | 2.5
[5 empty] | 17-OFL-Office–Large-Cooling |  | 2.6
[5 empty] | 17-OFL-Office–Large-ExtLight |  | 2.7
[5 empty] | 17-OFL-Office–Large-IntLight |  | 2.8
[5 empty] | 17-OFL-Office–Large-OffEquip |  | 2.9
[5 empty] | 17-OFL-Office–Large-Refrig |  | 3
[5 empty] | 17-OFL-Office–Large-Vent/Fan |  | 3.1
[5 empty] | 18-OFS-Office–Small-Cooling |  | 3.2
[5 empty] | 18-OFS-Office–Small-ExtLight |  | 3.3
[5 empty] | 18-OFS-Office–Small-IntLight |  | 3.4
[5 empty] | 18-OFS-Office–Small-OffEquip |  | 3.5
[5 empty] | 18-OFS-Office–Small-Refrig |  | 3.6
[5 empty] | 18-OFS-Office–Small-Vent/Fan |  | 3.7
[5 empty] | 19-RES-AllResidential-CL_DRY |  | 3.8
[5 empty] | 19-RES-AllResidential-CL_WASH |  | 3.9
[5 empty] | 19-RES-AllResidential-DSH_WASH |  | 4
[5 empty] | 19-RES-AllResidential-FREEZ |  | 4.1
[5 empty] | 19-RES-AllResidential-LIGHT |  | 4.2
[5 empty] | 19-RES-AllResidential-POOL_PMP |  | 4.3
[5 empty] | 19-RES-AllResidential-REFG |  | 4.4
[5 empty] | 19-RES-AllResidential-SP_COOL |  | 4.5
[5 empty] | 19-RES-AllResidential-SP_HEAT |  | 4.6
[5 empty] | 19-RES-AllResidential-WAT_HEAT |  | 4.7
[5 empty] | 20-RFF-Restaurant–FastFood-Cooling |  | 4.8
[5 empty] | 20-RFF-Restaurant–FastFood-ExtLight |  | 4.9
[5 empty] | 20-RFF-Restaurant–FastFood-IntLight |  | 5
[5 empty] | 20-RFF-Restaurant–FastFood-OffEquip |  | 5.1
[5 empty] | 20-RFF-Restaurant–FastFood-Refrig |  | 5.2
[5 empty] | 20-RFF-Restaurant–FastFood-Vent/Fan |  | 5.3
[5 empty] | 21-RSD-Restaurant–SitDown-COOL |  | 5.4
[5 empty] | 21-RSD-Restaurant–SitDown-LIT_INT |  | 5.5
[5 empty] | 21-RSD-Restaurant–SitDown-OFF_EQ |  | 5.6
[5 empty] | 21-RSD-Restaurant–SitDown-LIT_EXT |  | 5.7
[5 empty] | 21-RSD-Restaurant–SitDown-PROC_OTH |  | 5.8
[5 empty] | 21-RSD-Restaurant–SitDown-REFG |  | 5.9
[5 empty] | 21-RSD-Restaurant–SitDown-VENT |  | 6
[5 empty] | 22-RT3-Retail–3StoryLarge-COOL |  | 6.1
[5 empty] | 22-RT3-Retail–3StoryLarge-LIT_INT |  | 6.2
[5 empty] | 22-RT3-Retail–3StoryLarge-OFF_EQ |  | 6.3
[5 empty] | 22-RT3-Retail–3StoryLarge-LIT_EXT |  | 6.4
[5 empty] | 22-RT3-Retail–3StoryLarge-REFG |  | 6.5
[5 empty] | 22-RT3-Retail–3StoryLarge-VENT |  | 6.6
[5 empty] | 23-RTL-Retail–SingleStorylarge-COOL |  | 6.7
[5 empty] | 23-RTL-Retail–SingleStorylarge-LIT_INT |  | 6.8
[5 empty] | 23-RTL-Retail–SingleStorylarge-OFF_EQ |  | 6.9
[5 empty] | 23-RTL-Retail–SingleStorylarge-LIT_EXT |  | 7
[5 empty] | 23-RTL-Retail–SingleStorylarge-REFG |  | 7.1
[5 empty] | 23-RTL-Retail–SingleStorylarge-VENT |  | 7.2
[5 empty] | 24-RTS-Retail–Small-COOL |  | 7.3
[5 empty] | 24-RTS-Retail–Small-LIT_INT |  | 7.4
[5 empty] | 24-RTS-Retail–Small-OFF_EQ |  | 7.5
[5 empty] | 24-RTS-Retail–Small-LIT_EXT |  | 7.6
[5 empty] | 24-RTS-Retail–Small-REFG |  | 7.7
[5 empty] | 24-RTS-Retail–Small-VENT |  | 7.8
[5 empty] | 25-SCN-Storage–Conditioned-Cooling |  | 7.9
[5 empty] | 25-SCN-Storage–Conditioned-Exit |  | 8
[5 empty] | 25-SCN-Storage–Conditioned-ExtLight |  | 8.1
[5 empty] | 26-SFM-ResidentialSingleFamily-CL_DRY |  | 8.2
[5 empty] | 26-SFM-ResidentialSingleFamily-CL_WASH |  | 8.3
[5 empty] | 26-SFM-ResidentialSingleFamily-DSH_WASH |  | 8.4
[5 empty] | 26-SFM-ResidentialSingleFamily-FREEZ |  | 8.5
[5 empty] | 26-SFM-ResidentialSingleFamily-LIGHT |  | 8.6
[5 empty] | 26-SFM-ResidentialSingleFamily-POOL_PMP |  | 8.7
[5 empty] | 26-SFM-ResidentialSingleFamily-REFG |  | 8.8
[5 empty] | 26-SFM-ResidentialSingleFamily-SP_COOL |  | 8.9
[5 empty] | 26-SFM-ResidentialSingleFamily-SP_HEAT |  | 9
[5 empty] | 26-SFM-ResidentialSingleFamily-WAT_HEAT |  | 9.1
[5 empty] | 27-SMO-ResidentialMobileHome–SingleWide-CL_DRY |  | 9.2
[5 empty] | 27-SMO-ResidentialMobileHome–SingleWide-CL_WASH |  | 9.3
[5 empty] | 27-SMO-ResidentialMobileHome–SingleWide-DSH_WASH |  | 9.4
[5 empty] | 27-SMO-ResidentialMobileHome–SingleWide-FREEZ |  | 9.5
[5 empty] | 27-SMO-ResidentialMobileHome–SingleWide-LIGHT |  | 9.6
[5 empty] | 27-SMO-ResidentialMobileHome–SingleWide-POOL_PMP |  | 9.7
[5 empty] | 27-SMO-ResidentialMobileHome–SingleWide-REFG |  | 9.8
[5 empty] | 27-SMO-ResidentialMobileHome–SingleWide-SP_COOL |  | 9.9
[5 empty] | 27-SMO-ResidentialMobileHome–SingleWide-SP_HEAT |  | 10
[5 empty] | 27-SMO-ResidentialMobileHome–SingleWide-WAT_HEAT |  | 10.1
[5 empty] | 28-SUN-Storage–Unconditioned-Exit |  | 10.2
[5 empty] | 28-SUN-Storage–Unconditioned-ExtLight |  | 10.3
[5 empty] | 29-WRF-Storage–Refrigerated-Cooling |  | 10.4
[5 empty] | 29-WRF-Storage–Refrigerated-Exit |  | 10.5
[5 empty] | 29-WRF-Storage–Refrigerated-ExtLight |  | 10.6
[5 empty] | 30-S20-SIC20Food&KindredProducts-AG_PUMP |  | 10.7
[5 empty] | 30-S20-SIC20Food&KindredProducts-COMP_AIR |  | 10.8
[5 empty] | 30-S20-SIC20Food&KindredProducts-COOL |  | 10.9
[5 empty] | 30-S20-SIC20Food&KindredProducts-LIGHT |  | 11
[5 empty] | 30-S20-SIC20Food&KindredProducts-MOTOR |  | 11.1
[5 empty] | 30-S20-SIC20Food&KindredProducts-PROC_OTH |  | 11.2
[5 empty] | 31-S26-SIC26Paper&AlliedProducts-AG_PUMP |  | 11.3
[5 empty] | 31-S26-SIC26Paper&AlliedProducts-COMP_AIR |  | 11.4
[5 empty] | 31-S26-SIC26Paper&AlliedProducts-COOL |  | 11.5
[5 empty] | 31-S26-SIC26Paper&AlliedProducts-LIGHT |  | 11.6
[5 empty] | 31-S26-SIC26Paper&AlliedProducts-MOTOR |  | 11.7
[5 empty] | 31-S26-SIC26Paper&AlliedProducts-PROC_OTH |  | 11.8
[5 empty] | 32-S28-SIC28Chemicals&AlliedProducts-AG_PUMP |  | 11.9
[5 empty] | 32-S28-SIC28Chemicals&AlliedProducts-COMP_AIR |  | 12
[5 empty] | 32-S28-SIC28Chemicals&AlliedProducts-COOL |  | 12.1
[5 empty] | 32-S28-SIC28Chemicals&AlliedProducts-LIGHT |  | 12.2
[5 empty] | 32-S28-SIC28Chemicals&AlliedProducts-MOTOR |  | 12.3
[5 empty] | 32-S28-SIC28Chemicals&AlliedProducts-PROC_OTH |  | 12.4
[5 empty] | 33-S29-SIC29Petroleum&CoalProducts-AG_PUMP |  | 12.5
[5 empty] | 33-S29-SIC29Petroleum&CoalProducts-COMP_AIR |  | 12.6
[5 empty] | 33-S29-SIC29Petroleum&CoalProducts-COOL |  | 12.7
[5 empty] | 33-S29-SIC29Petroleum&CoalProducts-LIGHT |  | 12.8
[5 empty] | 33-S29-SIC29Petroleum&CoalProducts-MOTOR |  | 12.9
[5 empty] | 33-S29-SIC29Petroleum&CoalProducts-PROC_OTH |  | 13
[5 empty] | 34-S33-SIC33Metals-AG_PUMP |  | 13.1
[5 empty] | 34-S33-SIC33Metals-COMP_AIR |  | 13.2
[5 empty] | 34-S33-SIC33Metals-COOL |  | 13.3
[5 empty] | 34-S33-SIC33Metals-LIGHT |  | 13.4
[5 empty] | 34-S33-SIC33Metals-MOTOR |  | 13.5
[5 empty] | 34-S33-SIC33Metals-PROC_OTH |  | 13.6
[5 empty] | 35-OTI-OtherIndustrial-AG_PUMP |  | 13.7
[5 empty] | 35-OTI-OtherIndustrial-COMP_AIR |  | 13.8
[5 empty] | 35-OTI-OtherIndustrial-COOL |  | 13.9
[5 empty] | 35-OTI-OtherIndustrial-LIGHT |  | 14
[5 empty] | 35-OTI-OtherIndustrial-MOTOR |  | 14.1
[5 empty] | 35-OTI-OtherIndustrial-PROC_OTH |  | 14.2
[5 empty] | 36-GST-Lodging-GuestRooms-Cooling |  | 14.3
[5 empty] | 36-GST-Lodging-GuestRooms-ExtLight |  | 14.4
[5 empty] | 36-GST-Lodging-GuestRooms-IntLight |  | 14.5
[5 empty] | 36-GST-Lodging-GuestRooms-OffEquip |  | 14.6
[5 empty] | 36-GST-Lodging-GuestRooms-Refrig |  | 14.7
[5 empty] | 36-GST-Lodging-GuestRooms-Vent/Fan |  | 14.8
14.9
15
15.1
15.2
15.3
15.4
15.5
15.6
15.7
15.8
15.9
16
16.1
16.2
16.3
16.4
16.5
16.6
16.7
16.8
16.9
17
17.1
17.2
17.3
17.4
17.5
17.6
17.7
17.8
17.9
18
18.1
18.2
18.3
18.4
18.5
18.6
18.7
18.8
18.9
19
19.1
19.2
19.3
19.4
19.5
19.6
19.7
19.8
19.9
20
21
22
23
24
25
26
27
28
29
30
Last Row Used is above