## Export
PROGRAM NAME | 0
BUDGET
Administrative Costs
Overhead and G&A | 0
Other Administrative Costs | 0
Marketing/Outreach | 0
Direct Implementation
d.i. User Input Incentive (No rebates) | 0
d.ii. Rebate | 124402.75
d.iii. Direct Install Labor | 0
d.iv. Direct Install Materials | 0
d.v. Upstream payments | 0
Activity | 0
Installation | 0
Hardware & Materials | 0
Rebate Processing & Inspection | 0
EM&V Costs | 0
Budget | 124402.75
Costs recovered from other sources | 0
Budget (plus other costs) | 124402.75
PROGRAM IMPACTS
Program Reductions for Measures installed through 2011
User Entered kW (kW) | 149.9171
Net Jul-Sept Peak (kW) | 129.892
Net Dec-Feb Peak (kW) | 22.7436
Net NCP (kW) | 212.0346
Net CEC (kW) | 0
Annual Net kWh | 224012.6623
Lifecycle Net kWh | 1558492.7173
Annual Net Therms | 1539.2356
Lifecycle Net Therms | 27764.2105
Cost Effectiveness for all measures installed through 2015
TRC
Costs | 93023.8908
Electric Benefits | 224465.2296
Gas Benefits | 15146.3208
Net Benefits (NPV) | 146587.6595
BC Ratio | 2.5758
PAC
Costs | 114479.3125
Electric Benefits | 224465.2296
Gas Benefits | 15146.3208
Net Benefits (NPV) | 125132.2379
BC Ratio | 2.0931
Levelized Cost
Levelized Cost TRC ($/kWh )
Discounted kWh | 1052932.8642
Cost | 0.08541
Benefits | 0.21318
Benefit-Cost | 0.12777
Levelized Cost PAC ($/kWh)
Discounted kWh | 1052932.8642
Cost | 0.10319
Benefits | 0.21318
Benefit-Cost | 0.10999
Levelized Cost TRC ($/therm)
Discounted Therms | 14017.4355
Cost | 0.22067
Benefits | 1.0805
Benefit-Cost | 0.85986
Levelized Cost PAC ($/therm)
Discounted Therms | 14017.4355
Cost | 0.416
Benefits | 1.0805
Benefit-Cost | 0.66454
Emission Annual Reductions (2009-2011) |  | Energy Division File sheet "Attachment II" Total Electricity and Gas Emission Reductions
Electric Annual CO2 (tons) - 2009 | 129.1645 |  | 2009 | 2010 | 2011 | 2012 | 2013 | 2014 | 2015
2010 | 0 |  | Total | Total | Total | Total | Total | Total | Total
2011 | 0 | Annual CO2 Emission Reductions (tons) | 138.169 | 0 | 0 | 0 | 0 | 0 | 0
Electric Lifecycle CO2 (tons) - 2009 | 900.2154 | Lifecycle CO2 Emission Reductions (tons) | 1062.6361 | 0 | 0 | 0 | 0 | 0 | 0
2010 | 0 | Annual NOx Emission Reductions (tons) | 0.024654 | 0 | 0 | 0 | 0 | 0 | 0
2011 | 0 | Lifecycle NOx Emission Reductions (tons) | 0.25036 | 0 | 0 | 0 | 0 | 0 | 0
Electric Annual NOX (tons) - 2009 | 0.017573 | Annual SO2 Emission Reductions (tons)
2010 | 0 | Lifecycle SO2 Emission Reductions (tons)
2011 | 0
Electric Lifecycle NOX (tons) - 2009 | 0.12265
2010 | 0
2011 | 0
Electric Annual SO2 (lbs) - 2009
2010
2011
Electric Lifecycle SO2 (lbs) - 2009
2010
2011
Gas Annual CO2 (tons) - 2009 | 9.0045
2010 | 0
2011 | 0
Gas Lifecycle CO2 (tons) - 2009 | 162.4206
2010 | 0
2011 | 0
Gas Annual NOX (tons) - 2009 | 0.0070805
2010 | 0
2011 | 0
Gas Lifecycle NOX (tons) - 2009 | 0.12772
2010 | 0
2011 | 0
Gas Annual SO2 (lbs) - 2009
2010
2011
Gas Lifecycle SO2 (lbs) - 2009
2010
2011
Data below not currently used in Energy Division workbook
Levelized Cost RIM ($/therm)
Discounted Therms | 14017.4355
Cost | 0.51625
Benefits | 1.0805
Benefit-Cost | 0.56429
Levelized Cost RIM ($/kWh)
Discounted kWh | 1052932.8642
Cost | 0.10185
Benefits | 0.21318
Benefit-Cost | 0.56429
RIM
Costs | 114479.3125
Electric Benefits | 224465.2296
Gas Benefits | 15146.3208
Net Benefits (NPV) | 125132.2379
BC Ratio | 2.0931
Impacts for all programs installed trhough 2019
Net July-Sept Peak (kW)
Clothes Dryer | 0
Clothes Washer | 0
Consumer Electronics | 0
Cooking | 0
Dishwasher | 0
Net Dec-Feb Pk (kW)
Clothes Dryer | 0
Clothes Washer | 0
Consumer Electronics | 0
Cooking | 0
Dishwasher | 0
0
Clothes Dryer | 0
Clothes Washer | 0
Consumer Electronics | 0
Cooking | 0
Dishwasher | 0
Annual Net kWh
Clothes Dryer | 0
Clothes Washer | 0
Consumer Electronics | 0
Cooking | 0
Dishwasher | 0
Lifecycle Net kWh
Clothes Dryer | 0
Clothes Washer | 0
Consumer Electronics | 0
Cooking | 0
Dishwasher | 0
Annual Net Therms
Clothes Dryer | 0
Clothes Washer | 0
Consumer Electronics | 0
Cooking | 0
Dishwasher | 0
Lifecycle Net Therms
Clothes Dryer | 0
Clothes Washer | 0
Consumer Electronics | 0
Cooking | 0
Dishwasher | 0

## Output by Measure
0
0
SDG&E | [7 empty] | Levelized Benefits less Costs (TRC) |  |  |  | Levelized Benefits less Costs (PAC) |  |  |  | Benefit Cost Ratios
Net Impacts by Measure | [7 empty] | No Allocated Admin |  | w/ Allocated Admin |  | No Allocated Admin |  | w/ Allocated Admin |  | No Allocated Admin |  | w/ Allocated Admin
| Net Avg Jul-Sep (kW) | Net Dec-Feb Pk (kW) | Net User Entered kW | Annual kWh adj for Net to gross | Lifecycle kWh (Annual * Measure Life) | Annual Therms | Lifecycle Therms | Electric ($/kWh) | Gas ($/Th) | Electric ($/kWh) | Gas ($/Th) | Electric ($/kWh) | Gas ($/Th) | Electric ($/kWh) | Gas ($/Th) | TRC | PAC | TRC | PAC
Total or Average | 129.892 | 22.7436 | 149.9171 | 224012.6623 | 1558492.7173 | 1539.2356 | 27764.2105 | 0.12777 | 0.85986 | 0.12777 | 0.85986 | 0.10999 | 0.66454 | 0.10999 | 0.66454
267044-Commercial Condensor Coil Cleaning (all units - savings at 50% of DEER) Com All CZ07 VintAll | 0.076148 | 0.030378 | 0.1833 | 234 | 702 | 0 | 0 | 0.074214 | 0 | 0.074214 | 0 | 0.074213 | 0 | 0.074213 | 0 | 1.9633 | 1.9633 | 1.9633 | 1.9633
267029-Commercial HVAC Diagnostic/Tune-up Com All CZ07 VintAll | 0.055607 | 0.022183 | 0.13316 | 170.8768 | 1708.7677 | 0 | 0 | -0.039441 | 0 | -0.039441 | 0 | -0.063572 | 0 | -0.063572 | 0 | 0.8051 | 0.71932 | 0.8051 | 0.71932
267044-Commercial Condensor Coil Cleaning (all units - savings at 50% of DEER) Com All CZ07 VintAll | 0.076148 | 0.030378 | 0.1833 | 234 | 702 | 0 | 0 | 0.074214 | 0 | 0.074214 | 0 | 0.074213 | 0 | 0.074213 | 0 | 1.9633 | 1.9633 | 1.9633 | 1.9633
267029-Commercial HVAC Diagnostic/Tune-up Com All CZ07 VintAll | 0.022243 | 0.0088734 | 0.053265 | 68.3507 | 683.5071 | 0 | 0 | -0.039441 | 0 | -0.039441 | 0 | -0.063572 | 0 | -0.063572 | 0 | 0.8051 | 0.71932 | 0.8051 | 0.71932
267044-Commercial Condensor Coil Cleaning (all units - savings at 50% of DEER) Com All CZ07 VintAll | 0.030459 | 0.012151 | 0.07332 | 93.6 | 280.8 | 0 | 0 | 0.074214 | 0 | 0.074214 | 0 | 0.074213 | 0 | 0.074213 | 0 | 1.9633 | 1.9633 | 1.9633 | 1.9633
267029-Commercial HVAC Diagnostic/Tune-up Com All CZ07 VintAll | 0.033364 | 0.01331 | 0.079898 | 102.5261 | 1025.2606 | 0 | 0 | -0.039441 | 0 | -0.039441 | 0 | -0.063572 | 0 | -0.063572 | 0 | 0.8051 | 0.71932 | 0.8051 | 0.71932
267044-Commercial Condensor Coil Cleaning (all units - savings at 50% of DEER) Com All CZ07 VintAll | 0.045689 | 0.018227 | 0.10998 | 140.4 | 421.2 | 0 | 0 | 0.074214 | 0 | 0.074214 | 0 | 0.074213 | 0 | 0.074213 | 0 | 1.9633 | 1.9633 | 1.9633 | 1.9633
267044-Commercial Condensor Coil Cleaning (all units - savings at 50% of DEER) Com All CZ07 VintAll | 0.030459 | 0.012151 | 0.07332 | 93.6 | 280.8 | 0 | 0 | 0.074214 | 0 | 0.074214 | 0 | 0.074213 | 0 | 0.074213 | 0 | 1.9633 | 1.9633 | 1.9633 | 1.9633
267044-Commercial Condensor Coil Cleaning (all units - savings at 50% of DEER) Com All CZ07 VintAll | 0.076148 | 0.030378 | 0.1833 | 234 | 702 | 0 | 0 | 0.074214 | 0 | 0.074214 | 0 | 0.074213 | 0 | 0.074213 | 0 | 1.9633 | 1.9633 | 1.9633 | 1.9633
267044-Commercial Condensor Coil Cleaning (all units - savings at 50% of DEER) Com All CZ07 VintAll | 0.045689 | 0.018227 | 0.10998 | 140.4 | 421.2 | 0 | 0 | 0.071389 | 0 | 0.071389 | 0 | 0.061372 | 0 | 0.061372 | 0 | 1.8939 | 1.6828 | 1.8939 | 1.6828
267029-Commercial HVAC Diagnostic/Tune-up Com All CZ07 VintAll | 0.022243 | 0.0088734 | 0.053265 | 68.3507 | 683.5071 | 0 | 0 | -0.047934 | 0 | -0.047934 | 0 | -0.12019 | 0 | -0.12019 | 0 | 0.77267 | 0.57546 | 0.77267 | 0.57546
267044-Commercial Condensor Coil Cleaning (all units - savings at 50% of DEER) Com All CZ07 VintAll | 0.030459 | 0.012151 | 0.07332 | 93.6 | 280.8 | 0 | 0 | 0.069977 | 0 | 0.069977 | 0 | 0.054952 | 0 | 0.054952 | 0 | 1.861 | 1.5706 | 1.861 | 1.5706
267044-Commercial Condensor Coil Cleaning (all units - savings at 50% of DEER) Com All CZ07 VintAll | 0.030459 | 0.012151 | 0.07332 | 93.6 | 280.8 | 0 | 0 | 0.069977 | 0 | 0.069977 | 0 | 0.054952 | 0 | 0.054952 | 0 | 1.861 | 1.5706 | 1.861 | 1.5706
267044-Commercial Condensor Coil Cleaning (all units - savings at 50% of DEER) Com All CZ07 VintAll | 0.030459 | 0.012151 | 0.07332 | 93.6 | 280.8 | 0 | 0 | 0.069977 | 0 | 0.069977 | 0 | 0.054952 | 0 | 0.054952 | 0 | 1.861 | 1.5706 | 1.861 | 1.5706
267044-Commercial Condensor Coil Cleaning (all units - savings at 50% of DEER) Com All CZ07 VintAll | 0.030459 | 0.012151 | 0.07332 | 93.6 | 280.8 | 0 | 0 | 0.074214 | 0 | 0.074214 | 0 | 0.074213 | 0 | 0.074213 | 0 | 1.9633 | 1.9633 | 1.9633 | 1.9633
267044-Commercial Condensor Coil Cleaning (all units - savings at 50% of DEER) Com All CZ07 VintAll | 0.030459 | 0.012151 | 0.07332 | 93.6 | 280.8 | 0 | 0 | 0.074214 | 0 | 0.074214 | 0 | 0.074213 | 0 | 0.074213 | 0 | 1.9633 | 1.9633 | 1.9633 | 1.9633
267044-Commercial Condensor Coil Cleaning (all units - savings at 50% of DEER) Com All CZ07 VintAll | 0.076148 | 0.030378 | 0.1833 | 234 | 702 | 0 | 0 | 0.074214 | 0 | 0.074214 | 0 | 0.074213 | 0 | 0.074213 | 0 | 1.9633 | 1.9633 | 1.9633 | 1.9633
267044-Commercial Condensor Coil Cleaning (all units - savings at 50% of DEER) Com All CZ07 VintAll | 0.076148 | 0.030378 | 0.1833 | 234 | 702 | 0 | 0 | 0.074214 | 0 | 0.074214 | 0 | 0.074213 | 0 | 0.074213 | 0 | 1.9633 | 1.9633 | 1.9633 | 1.9633
267044-Commercial Condensor Coil Cleaning (all units - savings at 50% of DEER) Com All CZ07 VintAll | 0.060919 | 0.024303 | 0.14664 | 187.2 | 561.6 | 0 | 0 | 0.074214 | 0 | 0.074214 | 0 | 0.074213 | 0 | 0.074213 | 0 | 1.9633 | 1.9633 | 1.9633 | 1.9633
267044-Commercial Condensor Coil Cleaning (all units - savings at 50% of DEER) Com All CZ07 VintAll | 0.076148 | 0.030378 | 0.1833 | 234 | 702 | 0 | 0 | 0.074214 | 0 | 0.074214 | 0 | 0.074213 | 0 | 0.074213 | 0 | 1.9633 | 1.9633 | 1.9633 | 1.9633
267029-Commercial HVAC Diagnostic/Tune-up Com All CZ07 VintAll | 0.055607 | 0.022183 | 0.13316 | 170.8768 | 1708.7677 | 0 | 0 | -0.039441 | 0 | -0.039441 | 0 | -0.063572 | 0 | -0.063572 | 0 | 0.8051 | 0.71932 | 0.8051 | 0.71932
267044-Commercial Condensor Coil Cleaning (all units - savings at 50% of DEER) Com All CZ07 VintAll | 0.076148 | 0.030378 | 0.1833 | 234 | 702 | 0 | 0 | 0.074214 | 0 | 0.074214 | 0 | 0.074213 | 0 | 0.074213 | 0 | 1.9633 | 1.9633 | 1.9633 | 1.9633
267029-Commercial HVAC Diagnostic/Tune-up Com All CZ07 VintAll | 0.055607 | 0.022183 | 0.13316 | 170.8768 | 1708.7677 | 0 | 0 | -0.039441 | 0 | -0.039441 | 0 | -0.063572 | 0 | -0.063572 | 0 | 0.8051 | 0.71932 | 0.8051 | 0.71932
267044-Commercial Condensor Coil Cleaning (all units - savings at 50% of DEER) Com All CZ07 VintAll | 0.076148 | 0.030378 | 0.1833 | 234 | 702 | 0 | 0 | 0.074214 | 0 | 0.074214 | 0 | 0.074213 | 0 | 0.074213 | 0 | 1.9633 | 1.9633 | 1.9633 | 1.9633
267021-Economizer Repair Com All CZ10 Vint01 | 0.4008 | 0.15989 | 0.008925 | 1231.65 | 6158.25 | 0 | 0 | 0.085215 | 0 | 0.085215 | 0 | 0.082713 | 0 | 0.082713 | 0 | 2.5274 | 2.4189 | 2.5274 | 2.4189
267021-Economizer Repair Com All CZ10 Vint01 | 0.57258 | 0.22842 | 0.01275 | 1759.5 | 8797.5 | 0 | 0 | 0.085798 | 0 | 0.085798 | 0 | 0.086599 | 0 | 0.086599 | 0 | 2.5541 | 2.5917 | 2.5541 | 2.5917
267040-Residential Condensor Coil Cleaning Resid SF CZ10 VintAll | 0.28997 | 0.0027153 | 0.27799 | 210.6 | 631.8 | 0 | 0 | 0.22746 | 0 | 0.22746 | 0 | 0.22746 | 0 | 0.22746 | 0 | 3.6572 | 3.6572 | 3.6572 | 3.6572
267003-High Refrigerant Charge Adjustment (>= ±20% rated charge) Resid SF CZ10 Vint05 | 0.52346 | 0.0049018 | 0.55868 | 380.1821 | 3801.8214 | -0.16697 | -1.6697 | 0.25903 | 0.98982 | 0.25903 | 0.98982 | 0.24317 | 0.98982 | 0.24317 | 0.98982 | 4.3907 | 3.6346 | 4.3907 | 3.6346
267040-Residential Condensor Coil Cleaning Resid SF CZ10 VintAll | 0.28997 | 0.0027153 | 0.27799 | 210.6 | 631.8 | 0 | 0 | 0.22746 | 0 | 0.22746 | 0 | 0.22746 | 0 | 0.22746 | 0 | 3.6572 | 3.6572 | 3.6572 | 3.6572
267003-High Refrigerant Charge Adjustment (>= ±20% rated charge) Resid SF CZ10 Vint05 | 0.87244 | 0.0081696 | 0.93113 | 633.6369 | 6336.369 | -0.27829 | -2.7829 | 0.26193 | 0.98982 | 0.26193 | 0.98982 | 0.25633 | 0.98982 | 0.25633 | 0.98982 | 4.5639 | 4.2403 | 4.5639 | 4.2403
267040-Residential Condensor Coil Cleaning Resid SF CZ10 VintAll | 0.28997 | 0.0027153 | 0.27799 | 210.6 | 631.8 | 0 | 0 | 0.22746 | 0 | 0.22746 | 0 | 0.22746 | 0 | 0.22746 | 0 | 3.6572 | 3.6572 | 3.6572 | 3.6572
267033-High Refrigerant Charge Adjustment (>= ±20% rated charge) Resid MF CZ10 Vint04 | 0.73565 | 0.0068887 | 0.70549 | 534.2875 | 5342.8752 | -0.32826 | -3.2826 | 0.2646 | 0.98982 | 0.2646 | 0.98982 | 0.26038 | 0.98982 | 0.26038 | 0.98982 | 4.734 | 4.467 | 4.734 | 4.467
267042-Residential Condensor Coil Cleaning Resid MF CZ10 VintAll | 0.19331 | 0.0018102 | 0.18533 | 140.4 | 421.2 | 0 | 0 | 0.18466 | 0 | 0.18466 | 0 | 0.18466 | 0 | 0.18466 | 0 | 2.4381 | 2.4381 | 2.4381 | 2.4381
267002-High Refrigerant Charge Adjustment (>= ±20% rated charge) Resid SF CZ10 Vint04 | 1.105 | 0.010347 | 0.8895 | 802.5069 | 8025.069 | -0.3045 | -3.045 | 0.27737 | 0.98982 | 0.27737 | 0.98982 | 0.27295 | 0.98982 | 0.27295 | 0.98982 | 5.7813 | 5.3713 | 5.7813 | 5.3713
267040-Residential Condensor Coil Cleaning Resid SF CZ10 VintAll | 0.28997 | 0.0027153 | 0.27799 | 210.6 | 631.8 | 0 | 0 | 0.22746 | 0 | 0.22746 | 0 | 0.22746 | 0 | 0.22746 | 0 | 3.6572 | 3.6572 | 3.6572 | 3.6572
267002-High Refrigerant Charge Adjustment (>= ±20% rated charge) Resid SF CZ10 Vint04 | 0.66297 | 0.0062082 | 0.5337 | 481.5041 | 4815.0414 | -0.1827 | -1.827 | 0.27737 | 0.98982 | 0.27737 | 0.98982 | 0.27295 | 0.98982 | 0.27295 | 0.98982 | 5.7813 | 5.3713 | 5.7813 | 5.3713
267040-Residential Condensor Coil Cleaning Resid SF CZ10 VintAll | 0.28997 | 0.0027153 | 0.27799 | 210.6 | 631.8 | 0 | 0 | 0.22746 | 0 | 0.22746 | 0 | 0.22746 | 0 | 0.22746 | 0 | 3.6572 | 3.6572 | 3.6572 | 3.6572
267003-High Refrigerant Charge Adjustment (>= ±20% rated charge) Resid SF CZ10 Vint05 | 0.52346 | 0.0049018 | 0.55868 | 380.1821 | 3801.8214 | -0.16697 | -1.6697 | 0.25903 | 0.98982 | 0.25903 | 0.98982 | 0.24317 | 0.98982 | 0.24317 | 0.98982 | 4.3907 | 3.6346 | 4.3907 | 3.6346
267040-Residential Condensor Coil Cleaning Resid SF CZ10 VintAll | 0.28997 | 0.0027153 | 0.27799 | 210.6 | 631.8 | 0 | 0 | 0.22746 | 0 | 0.22746 | 0 | 0.22746 | 0 | 0.22746 | 0 | 3.6572 | 3.6572 | 3.6572 | 3.6572
267040-Residential Condensor Coil Cleaning Resid SF CZ10 VintAll | 0.28997 | 0.0027153 | 0.27799 | 210.6 | 631.8 | 0 | 0 | 0.22746 | 0 | 0.22746 | 0 | 0.22746 | 0 | 0.22746 | 0 | 3.6572 | 3.6572 | 3.6572 | 3.6572
267002-High Refrigerant Charge Adjustment (>= ±20% rated charge) Resid SF CZ10 Vint04 | 0.66297 | 0.0062082 | 0.5337 | 481.5041 | 4815.0414 | -0.1827 | -1.827 | 0.27508 | 0.98982 | 0.27508 | 0.98982 | 0.26256 | 0.98982 | 0.26256 | 0.98982 | 5.5618 | 4.604 | 5.5618 | 4.604
267040-Residential Condensor Coil Cleaning Resid SF CZ10 VintAll | 0.28997 | 0.0027153 | 0.27799 | 210.6 | 631.8 | 0 | 0 | 0.22746 | 0 | 0.22746 | 0 | 0.22746 | 0 | 0.22746 | 0 | 3.6572 | 3.6572 | 3.6572 | 3.6572
267001-High Refrigerant Charge Adjustment (>= ±20% rated charge) Resid SFCZ10 Vint03 | 0.80048 | 0.0074958 | 0.42835 | 581.3707 | 5813.7066 | -0.15593 | -1.5593 | 0.28543 | 0.98982 | 0.28543 | 0.98982 | 0.27505 | 0.98982 | 0.27505 | 0.98982 | 6.7176 | 5.5607 | 6.7176 | 5.5607
267040-Residential Condensor Coil Cleaning Resid SF CZ10 VintAll | 0.28997 | 0.0027153 | 0.27799 | 210.6 | 631.8 | 0 | 0 | 0.22746 | 0 | 0.22746 | 0 | 0.22746 | 0 | 0.22746 | 0 | 3.6572 | 3.6572 | 3.6572 | 3.6572
267002-High Refrigerant Charge Adjustment (>= ±20% rated charge) Resid SF CZ10 Vint04 | 0.66297 | 0.0062082 | 0.5337 | 481.5041 | 4815.0414 | -0.1827 | -1.827 | 0.27737 | 0.98982 | 0.27737 | 0.98982 | 0.27295 | 0.98982 | 0.27295 | 0.98982 | 5.7813 | 5.3713 | 5.7813 | 5.3713
267040-Residential Condensor Coil Cleaning Resid SF CZ10 VintAll | 0.28997 | 0.0027153 | 0.27799 | 210.6 | 631.8 | 0 | 0 | 0.22746 | 0 | 0.22746 | 0 | 0.22746 | 0 | 0.22746 | 0 | 3.6572 | 3.6572 | 3.6572 | 3.6572
267001-High Refrigerant Charge Adjustment (>= ±20% rated charge) Resid SFCZ10 Vint03 | 1.0673 | 0.0099944 | 0.57113 | 775.1609 | 7751.6088 | -0.20791 | -2.0791 | 0.28732 | 0.98982 | 0.28732 | 0.98982 | 0.28366 | 0.98982 | 0.28366 | 0.98982 | 6.9827 | 6.4875 | 6.9827 | 6.4875
267040-Residential Condensor Coil Cleaning Resid SF CZ10 VintAll | 0.28997 | 0.0027153 | 0.27799 | 210.6 | 631.8 | 0 | 0 | 0.22746 | 0 | 0.22746 | 0 | 0.22746 | 0 | 0.22746 | 0 | 3.6572 | 3.6572 | 3.6572 | 3.6572
267001-High Refrigerant Charge Adjustment (>= ±20% rated charge) Resid SFCZ10 Vint03 | 0.80048 | 0.0074958 | 0.42835 | 581.3707 | 5813.7066 | -0.15593 | -1.5593 | 0.28732 | 0.98982 | 0.28732 | 0.98982 | 0.28366 | 0.98982 | 0.28366 | 0.98982 | 6.9827 | 6.4875 | 6.9827 | 6.4875
267040-Residential Condensor Coil Cleaning Resid SF CZ10 VintAll | 0.28997 | 0.0027153 | 0.27799 | 210.6 | 631.8 | 0 | 0 | 0.22746 | 0 | 0.22746 | 0 | 0.22746 | 0 | 0.22746 | 0 | 3.6572 | 3.6572 | 3.6572 | 3.6572
267040-Residential Condensor Coil Cleaning Resid SF CZ10 VintAll | 0.28997 | 0.0027153 | 0.27799 | 210.6 | 631.8 | 0 | 0 | 0.22746 | 0 | 0.22746 | 0 | 0.22746 | 0 | 0.22746 | 0 | 3.6572 | 3.6572 | 3.6572 | 3.6572
267040-Residential Condensor Coil Cleaning Resid SF CZ10 VintAll | 0.28997 | 0.0027153 | 0.27799 | 210.6 | 631.8 | 0 | 0 | 0.22746 | 0 | 0.22746 | 0 | 0.22746 | 0 | 0.22746 | 0 | 3.6572 | 3.6572 | 3.6572 | 3.6572
267001-High Refrigerant Charge Adjustment (>= ±20% rated charge) Resid SFCZ10 Vint03 | 0.53365 | 0.0049972 | 0.28557 | 387.5804 | 3875.8044 | -0.10395 | -1.0395 | 0.28448 | 0.98982 | 0.28448 | 0.98982 | 0.27075 | 0.98982 | 0.27075 | 0.98982 | 6.5924 | 5.19 | 6.5924 | 5.19
267040-Residential Condensor Coil Cleaning Resid SF CZ10 VintAll | 0.28997 | 0.0027153 | 0.27799 | 210.6 | 631.8 | 0 | 0 | 0.22746 | 0 | 0.22746 | 0 | 0.22746 | 0 | 0.22746 | 0 | 3.6572 | 3.6572 | 3.6572 | 3.6572
267040-Residential Condensor Coil Cleaning Resid SF CZ10 VintAll | 0.28997 | 0.0027153 | 0.27799 | 210.6 | 631.8 | 0 | 0 | 0.22746 | 0 | 0.22746 | 0 | 0.22746 | 0 | 0.22746 | 0 | 3.6572 | 3.6572 | 3.6572 | 3.6572
267001-High Refrigerant Charge Adjustment (>= ±20% rated charge) Resid SFCZ10 Vint03 | 0.53365 | 0.0049972 | 0.28557 | 387.5804 | 3875.8044 | -0.10395 | -1.0395 | 0.28732 | 0.98982 | 0.28732 | 0.98982 | 0.28366 | 0.98982 | 0.28366 | 0.98982 | 6.9827 | 6.4875 | 6.9827 | 6.4875
267040-Residential Condensor Coil Cleaning Resid SF CZ10 VintAll | 0.28997 | 0.0027153 | 0.27799 | 210.6 | 631.8 | 0 | 0 | 0.22746 | 0 | 0.22746 | 0 | 0.22746 | 0 | 0.22746 | 0 | 3.6572 | 3.6572 | 3.6572 | 3.6572
267002-High Refrigerant Charge Adjustment (>= ±20% rated charge) Resid SF CZ10 Vint04 | 0.66297 | 0.0062082 | 0.5337 | 481.5041 | 4815.0414 | -0.1827 | -1.827 | 0.27737 | 0.98982 | 0.27737 | 0.98982 | 0.27295 | 0.98982 | 0.27295 | 0.98982 | 5.7813 | 5.3713 | 5.7813 | 5.3713
267040-Residential Condensor Coil Cleaning Resid SF CZ10 VintAll | 0.28997 | 0.0027153 | 0.27799 | 210.6 | 631.8 | 0 | 0 | 0.22746 | 0 | 0.22746 | 0 | 0.22746 | 0 | 0.22746 | 0 | 3.6572 | 3.6572 | 3.6572 | 3.6572
267040-Residential Condensor Coil Cleaning Resid SF CZ10 VintAll | 0.28997 | 0.0027153 | 0.27799 | 210.6 | 631.8 | 0 | 0 | 0.22746 | 0 | 0.22746 | 0 | 0.22746 | 0 | 0.22746 | 0 | 3.6572 | 3.6572 | 3.6572 | 3.6572
267009-Duct Sealing (Total Leakage Reduced from 40% of AHU flow to 12%) Resid SF CZ10 Vint03 | 0.25213 | 0.002361 | 0.13813 | 183.1159 | 3296.0866 | 16.7075 | 300.7354 | 0.27606 | 0.87754 | 0.27606 | 0.87754 | 0.21132 | 0.67176 | 0.21132 | 0.67176 | 5.3294 | 2.6446 | 5.3294 | 2.6446
267009-Duct Sealing (Total Leakage Reduced from 40% of AHU flow to 12%) Resid SF CZ10 Vint03 | 0.25213 | 0.002361 | 0.13813 | 183.1159 | 3296.0866 | 16.7075 | 300.7354 | 0.27794 | 0.88353 | 0.27794 | 0.88353 | 0.21989 | 0.69899 | 0.21989 | 0.69899 | 5.4917 | 2.8335 | 5.4917 | 2.8335
267009-Duct Sealing (Total Leakage Reduced from 40% of AHU flow to 12%) Resid SF CZ10 Vint03 | 0.25213 | 0.002361 | 0.13813 | 183.1159 | 3296.0866 | 16.7075 | 300.7354 | 0.27606 | 0.87754 | 0.27606 | 0.87754 | 0.21132 | 0.67176 | 0.21132 | 0.67176 | 5.3294 | 2.6446 | 5.3294 | 2.6446
267009-Duct Sealing (Total Leakage Reduced from 40% of AHU flow to 12%) Resid SF CZ10 Vint03 | 0.25213 | 0.002361 | 0.13813 | 183.1159 | 3296.0866 | 16.7075 | 300.7354 | 0.27229 | 0.86555 | 0.27229 | 0.86555 | 0.19419 | 0.61729 | 0.19419 | 0.61729 | 5.032 | 2.3334 | 5.032 | 2.3334
267010-Duct Sealing (Total Leakage Reduced from 40% of AHU flow to 12%) Resid SF CZ10 Vint04 | 0.19475 | 0.0018236 | 0.18795 | 141.4397 | 2545.9153 | 8.3726 | 150.7068 | 0.2371 | 0.79125 | 0.2371 | 0.79125 | 0.15643 | 0.52204 | 0.15643 | 0.52204 | 3.738 | 1.9353 | 3.738 | 1.9353
267009-Duct Sealing (Total Leakage Reduced from 40% of AHU flow to 12%) Resid SF CZ10 Vint03 | 0.25213 | 0.002361 | 0.13813 | 183.1159 | 3296.0866 | 16.7075 | 300.7354 | 0.27606 | 0.87754 | 0.27606 | 0.87754 | 0.21132 | 0.67176 | 0.21132 | 0.67176 | 5.3294 | 2.6446 | 5.3294 | 2.6446
267010-Duct Sealing (Total Leakage Reduced from 40% of AHU flow to 12%) Resid SF CZ10 Vint04 | 0.19475 | 0.0018236 | 0.18795 | 141.4397 | 2545.9153 | 8.3726 | 150.7068 | 0.23447 | 0.78247 | 0.23447 | 0.78247 | 0.14448 | 0.48217 | 0.14448 | 0.48217 | 3.6279 | 1.8062 | 3.6279 | 1.8062
267009-Duct Sealing (Total Leakage Reduced from 40% of AHU flow to 12%) Resid SF CZ10 Vint03 | 0.25213 | 0.002361 | 0.13813 | 183.1159 | 3296.0866 | 16.7075 | 300.7354 | 0.28171 | 0.89551 | 0.28171 | 0.89551 | 0.23702 | 0.75345 | 0.23702 | 0.75345 | 5.848 | 3.3057 | 5.848 | 3.3057
267009-Duct Sealing (Total Leakage Reduced from 40% of AHU flow to 12%) Resid SF CZ10 Vint03 | 0.25213 | 0.002361 | 0.13813 | 183.1159 | 3296.0866 | 16.7075 | 300.7354 | 0.27982 | 0.88952 | 0.27982 | 0.88952 | 0.22845 | 0.72622 | 0.22845 | 0.72622 | 5.6643 | 3.0514 | 5.6643 | 3.0514
267010-Duct Sealing (Total Leakage Reduced from 40% of AHU flow to 12%) Resid SF CZ10 Vint04 | 0.19475 | 0.0018236 | 0.18795 | 141.4397 | 2545.9153 | 8.3726 | 150.7068 | 0.23026 | 0.76844 | 0.23026 | 0.76844 | 0.12537 | 0.41838 | 0.12537 | 0.41838 | 3.4646 | 1.6321 | 3.4646 | 1.6321
267009-Duct Sealing (Total Leakage Reduced from 40% of AHU flow to 12%) Resid SF CZ10 Vint03 | 0.25213 | 0.002361 | 0.13813 | 183.1159 | 3296.0866 | 16.7075 | 300.7354 | 0.2704 | 0.85956 | 0.2704 | 0.85956 | 0.18562 | 0.59006 | 0.18562 | 0.59006 | 4.8953 | 2.2038 | 4.8953 | 2.2038
267009-Duct Sealing (Total Leakage Reduced from 40% of AHU flow to 12%) Resid SF CZ10 Vint03 | 0.25213 | 0.002361 | 0.13813 | 183.1159 | 3296.0866 | 16.7075 | 300.7354 | 0.27229 | 0.86555 | 0.27229 | 0.86555 | 0.19419 | 0.61729 | 0.19419 | 0.61729 | 5.032 | 2.3334 | 5.032 | 2.3334
267029-Commercial HVAC Diagnostic/Tune-up Com All CZ07 VintAll | 0.10009 | 0.03993 | 0.23969 | 307.5782 | 3075.7818 | 0 | 0 | -0.039441 | 0 | -0.039441 | 0 | -0.063572 | 0 | -0.063572 | 0 | 0.8051 | 0.71932 | 0.8051 | 0.71932
267044-Commercial Condensor Coil Cleaning (all units - savings at 50% of DEER) Com All CZ07 VintAll | 0.13707 | 0.054681 | 0.32994 | 421.2 | 1263.6 | 0 | 0 | 0.074214 | 0 | 0.074214 | 0 | 0.074213 | 0 | 0.074213 | 0 | 1.9633 | 1.9633 | 1.9633 | 1.9633
267002-High Refrigerant Charge Adjustment (>= ±20% rated charge) Resid SF CZ10 Vint04 | 0.66297 | 0.0062082 | 0.5337 | 481.5041 | 4815.0414 | -0.1827 | -1.827 | 0.27737 | 0.98982 | 0.27737 | 0.98982 | 0.27295 | 0.98982 | 0.27295 | 0.98982 | 5.7813 | 5.3713 | 5.7813 | 5.3713
267040-Residential Condensor Coil Cleaning Resid SF CZ10 VintAll | 0.28997 | 0.0027153 | 0.27799 | 210.6 | 631.8 | 0 | 0 | 0.22746 | 0 | 0.22746 | 0 | 0.22746 | 0 | 0.22746 | 0 | 3.6572 | 3.6572 | 3.6572 | 3.6572
267002-High Refrigerant Charge Adjustment (>= ±20% rated charge) Resid SF CZ10 Vint04 | 0.44198 | 0.0041388 | 0.3558 | 321.0028 | 3210.0276 | -0.1218 | -1.218 | 0.27394 | 0.98982 | 0.27394 | 0.98982 | 0.25736 | 0.98982 | 0.25736 | 0.98982 | 5.4582 | 4.2971 | 5.4582 | 4.2971
267040-Residential Condensor Coil Cleaning Resid SF CZ10 VintAll | 0.28997 | 0.0027153 | 0.27799 | 210.6 | 631.8 | 0 | 0 | 0.22746 | 0 | 0.22746 | 0 | 0.22746 | 0 | 0.22746 | 0 | 3.6572 | 3.6572 | 3.6572 | 3.6572
267029-Commercial HVAC Diagnostic/Tune-up Com All CZ07 VintAll | 0.033364 | 0.01331 | 0.079898 | 102.5261 | 1025.2606 | 0 | 0 | -0.039441 | 0 | -0.039441 | 0 | -0.063572 | 0 | -0.063572 | 0 | 0.8051 | 0.71932 | 0.8051 | 0.71932
267044-Commercial Condensor Coil Cleaning (all units - savings at 50% of DEER) Com All CZ07 VintAll | 0.045689 | 0.018227 | 0.10998 | 140.4 | 421.2 | 0 | 0 | 0.074214 | 0 | 0.074214 | 0 | 0.074213 | 0 | 0.074213 | 0 | 1.9633 | 1.9633 | 1.9633 | 1.9633
267029-Commercial HVAC Diagnostic/Tune-up Com All CZ07 VintAll | 0.022243 | 0.0088734 | 0.053265 | 68.3507 | 683.5071 | 0 | 0 | -0.047934 | 0 | -0.047934 | 0 | -0.12019 | 0 | -0.12019 | 0 | 0.77267 | 0.57546 | 0.77267 | 0.57546
267044-Commercial Condensor Coil Cleaning (all units - savings at 50% of DEER) Com All CZ07 VintAll | 0.030459 | 0.012151 | 0.07332 | 93.6 | 280.8 | 0 | 0 | 0.069977 | 0 | 0.069977 | 0 | 0.054952 | 0 | 0.054952 | 0 | 1.861 | 1.5706 | 1.861 | 1.5706
267029-Commercial HVAC Diagnostic/Tune-up Com All CZ07 VintAll | 0.044485 | 0.017747 | 0.10653 | 136.7014 | 1367.0141 | 0 | 0 | -0.039441 | 0 | -0.039441 | 0 | -0.063572 | 0 | -0.063572 | 0 | 0.8051 | 0.71932 | 0.8051 | 0.71932
267044-Commercial Condensor Coil Cleaning (all units - savings at 50% of DEER) Com All CZ07 VintAll | 0.060919 | 0.024303 | 0.14664 | 187.2 | 561.6 | 0 | 0 | 0.074214 | 0 | 0.074214 | 0 | 0.074213 | 0 | 0.074213 | 0 | 1.9633 | 1.9633 | 1.9633 | 1.9633
267029-Commercial HVAC Diagnostic/Tune-up Com All CZ07 VintAll | 0.011121 | 0.0044367 | 0.026633 | 34.1754 | 341.7535 | 0 | 0 | -0.056428 | 0 | -0.056428 | 0 | -0.17682 | 0 | -0.17682 | 0 | 0.74275 | 0.47955 | 0.74275 | 0.47955
267044-Commercial Condensor Coil Cleaning (all units - savings at 50% of DEER) Com All CZ07 VintAll | 0.01523 | 0.0060756 | 0.03666 | 46.8 | 140.4 | 0 | 0 | 0.065739 | 0 | 0.065739 | 0 | 0.035692 | 0 | 0.035692 | 0 | 1.7688 | 1.3089 | 1.7688 | 1.3089
267044-Commercial Condensor Coil Cleaning (all units - savings at 50% of DEER) Com All CZ07 VintAll | 0.045689 | 0.018227 | 0.10998 | 140.4 | 421.2 | 0 | 0 | 0.074214 | 0 | 0.074214 | 0 | 0.074213 | 0 | 0.074213 | 0 | 1.9633 | 1.9633 | 1.9633 | 1.9633
267029-Commercial HVAC Diagnostic/Tune-up Com All CZ07 VintAll | 0.033364 | 0.01331 | 0.079898 | 102.5261 | 1025.2606 | 0 | 0 | -0.039441 | 0 | -0.039441 | 0 | -0.063572 | 0 | -0.063572 | 0 | 0.8051 | 0.71932 | 0.8051 | 0.71932
267044-Commercial Condensor Coil Cleaning (all units - savings at 50% of DEER) Com All CZ07 VintAll | 0.045689 | 0.018227 | 0.10998 | 140.4 | 421.2 | 0 | 0 | 0.074214 | 0 | 0.074214 | 0 | 0.074213 | 0 | 0.074213 | 0 | 1.9633 | 1.9633 | 1.9633 | 1.9633
267029-Commercial HVAC Diagnostic/Tune-up Com All CZ07 VintAll | 0.033364 | 0.01331 | 0.079898 | 102.5261 | 1025.2606 | 0 | 0 | -0.045103 | 0 | -0.045103 | 0 | -0.10132 | 0 | -0.10132 | 0 | 0.78318 | 0.61656 | 0.78318 | 0.61656
267044-Commercial Condensor Coil Cleaning (all units - savings at 50% of DEER) Com All CZ07 VintAll | 0.045689 | 0.018227 | 0.10998 | 140.4 | 421.2 | 0 | 0 | 0.071389 | 0 | 0.071389 | 0 | 0.061372 | 0 | 0.061372 | 0 | 1.8939 | 1.6828 | 1.8939 | 1.6828
267029-Commercial HVAC Diagnostic/Tune-up Com All CZ07 VintAll | 0.022243 | 0.0088734 | 0.053265 | 68.3507 | 683.5071 | 0 | 0 | -0.047934 | 0 | -0.047934 | 0 | -0.12019 | 0 | -0.12019 | 0 | 0.77267 | 0.57546 | 0.77267 | 0.57546
267044-Commercial Condensor Coil Cleaning (all units - savings at 50% of DEER) Com All CZ07 VintAll | 0.030459 | 0.012151 | 0.07332 | 93.6 | 280.8 | 0 | 0 | 0.069977 | 0 | 0.069977 | 0 | 0.054952 | 0 | 0.054952 | 0 | 1.861 | 1.5706 | 1.861 | 1.5706
267029-Commercial HVAC Diagnostic/Tune-up Com All CZ07 VintAll | 0.044485 | 0.017747 | 0.10653 | 136.7014 | 1367.0141 | 0 | 0 | -0.043688 | 0 | -0.043688 | 0 | -0.091883 | 0 | -0.091883 | 0 | 0.78855 | 0.6394 | 0.78855 | 0.6394
267044-Commercial Condensor Coil Cleaning (all units - savings at 50% of DEER) Com All CZ07 VintAll | 0.060919 | 0.024303 | 0.14664 | 187.2 | 561.6 | 0 | 0 | 0.072095 | 0 | 0.072095 | 0 | 0.064582 | 0 | 0.064582 | 0 | 1.9108 | 1.7451 | 1.9108 | 1.7451
267044-Commercial Condensor Coil Cleaning (all units - savings at 50% of DEER) Com All CZ07 VintAll | 0.060919 | 0.024303 | 0.14664 | 187.2 | 561.6 | 0 | 0 | 0.072095 | 0 | 0.072095 | 0 | 0.064582 | 0 | 0.064582 | 0 | 1.9108 | 1.7451 | 1.9108 | 1.7451
267029-Commercial HVAC Diagnostic/Tune-up Com All CZ07 VintAll | 0.044485 | 0.017747 | 0.10653 | 136.7014 | 1367.0141 | 0 | 0 | -0.039441 | 0 | -0.039441 | 0 | -0.063572 | 0 | -0.063572 | 0 | 0.8051 | 0.71932 | 0.8051 | 0.71932
267044-Commercial Condensor Coil Cleaning (all units - savings at 50% of DEER) Com All CZ07 VintAll | 0.060919 | 0.024303 | 0.14664 | 187.2 | 561.6 | 0 | 0 | 0.074214 | 0 | 0.074214 | 0 | 0.074213 | 0 | 0.074213 | 0 | 1.9633 | 1.9633 | 1.9633 | 1.9633
267029-Commercial HVAC Diagnostic/Tune-up Com All CZ07 VintAll | 0.044485 | 0.017747 | 0.10653 | 136.7014 | 1367.0141 | 0 | 0 | -0.039441 | 0 | -0.039441 | 0 | -0.063572 | 0 | -0.063572 | 0 | 0.8051 | 0.71932 | 0.8051 | 0.71932
267044-Commercial Condensor Coil Cleaning (all units - savings at 50% of DEER) Com All CZ07 VintAll | 0.060919 | 0.024303 | 0.14664 | 187.2 | 561.6 | 0 | 0 | 0.074214 | 0 | 0.074214 | 0 | 0.074213 | 0 | 0.074213 | 0 | 1.9633 | 1.9633 | 1.9633 | 1.9633
267029-Commercial HVAC Diagnostic/Tune-up Com All CZ07 VintAll | 0.044485 | 0.017747 | 0.10653 | 136.7014 | 1367.0141 | 0 | 0 | -0.039441 | 0 | -0.039441 | 0 | -0.063572 | 0 | -0.063572 | 0 | 0.8051 | 0.71932 | 0.8051 | 0.71932
267044-Commercial Condensor Coil Cleaning (all units - savings at 50% of DEER) Com All CZ07 VintAll | 0.060919 | 0.024303 | 0.14664 | 187.2 | 561.6 | 0 | 0 | 0.074214 | 0 | 0.074214 | 0 | 0.074213 | 0 | 0.074213 | 0 | 1.9633 | 1.9633 | 1.9633 | 1.9633
267029-Commercial HVAC Diagnostic/Tune-up Com All CZ07 VintAll | 0.033364 | 0.01331 | 0.079898 | 102.5261 | 1025.2606 | 0 | 0 | -0.039441 | 0 | -0.039441 | 0 | -0.063572 | 0 | -0.063572 | 0 | 0.8051 | 0.71932 | 0.8051 | 0.71932
267044-Commercial Condensor Coil Cleaning (all units - savings at 50% of DEER) Com All CZ07 VintAll | 0.045689 | 0.018227 | 0.10998 | 140.4 | 421.2 | 0 | 0 | 0.074214 | 0 | 0.074214 | 0 | 0.074213 | 0 | 0.074213 | 0 | 1.9633 | 1.9633 | 1.9633 | 1.9633
267029-Commercial HVAC Diagnostic/Tune-up Com All CZ07 VintAll | 0.033364 | 0.01331 | 0.079898 | 102.5261 | 1025.2606 | 0 | 0 | -0.039441 | 0 | -0.039441 | 0 | -0.063572 | 0 | -0.063572 | 0 | 0.8051 | 0.71932 | 0.8051 | 0.71932
267044-Commercial Condensor Coil Cleaning (all units - savings at 50% of DEER) Com All CZ07 VintAll | 0.045689 | 0.018227 | 0.10998 | 140.4 | 421.2 | 0 | 0 | 0.074214 | 0 | 0.074214 | 0 | 0.074213 | 0 | 0.074213 | 0 | 1.9633 | 1.9633 | 1.9633 | 1.9633
267029-Commercial HVAC Diagnostic/Tune-up Com All CZ07 VintAll | 0.033364 | 0.01331 | 0.079898 | 102.5261 | 1025.2606 | 0 | 0 | -0.039441 | 0 | -0.039441 | 0 | -0.063572 | 0 | -0.063572 | 0 | 0.8051 | 0.71932 | 0.8051 | 0.71932
267044-Commercial Condensor Coil Cleaning (all units - savings at 50% of DEER) Com All CZ07 VintAll | 0.045689 | 0.018227 | 0.10998 | 140.4 | 421.2 | 0 | 0 | 0.074214 | 0 | 0.074214 | 0 | 0.074213 | 0 | 0.074213 | 0 | 1.9633 | 1.9633 | 1.9633 | 1.9633
267044-Commercial Condensor Coil Cleaning (all units - savings at 50% of DEER) Com All CZ07 VintAll | 0.045689 | 0.018227 | 0.10998 | 140.4 | 421.2 | 0 | 0 | 0.074214 | 0 | 0.074214 | 0 | 0.074213 | 0 | 0.074213 | 0 | 1.9633 | 1.9633 | 1.9633 | 1.9633
267029-Commercial HVAC Diagnostic/Tune-up Com All CZ07 VintAll | 0.033364 | 0.01331 | 0.079898 | 102.5261 | 1025.2606 | 0 | 0 | -0.039441 | 0 | -0.039441 | 0 | -0.063572 | 0 | -0.063572 | 0 | 0.8051 | 0.71932 | 0.8051 | 0.71932
267044-Commercial Condensor Coil Cleaning (all units - savings at 50% of DEER) Com All CZ07 VintAll | 0.045689 | 0.018227 | 0.10998 | 140.4 | 421.2 | 0 | 0 | 0.074214 | 0 | 0.074214 | 0 | 0.074213 | 0 | 0.074213 | 0 | 1.9633 | 1.9633 | 1.9633 | 1.9633
267029-Commercial HVAC Diagnostic/Tune-up Com All CZ07 VintAll | 0.033364 | 0.01331 | 0.079898 | 102.5261 | 1025.2606 | 0 | 0 | -0.039441 | 0 | -0.039441 | 0 | -0.063572 | 0 | -0.063572 | 0 | 0.8051 | 0.71932 | 0.8051 | 0.71932
267044-Commercial Condensor Coil Cleaning (all units - savings at 50% of DEER) Com All CZ07 VintAll | 0.045689 | 0.018227 | 0.10998 | 140.4 | 421.2 | 0 | 0 | 0.074214 | 0 | 0.074214 | 0 | 0.074213 | 0 | 0.074213 | 0 | 1.9633 | 1.9633 | 1.9633 | 1.9633
267029-Commercial HVAC Diagnostic/Tune-up Com All CZ07 VintAll | 0.055607 | 0.022183 | 0.13316 | 170.8768 | 1708.7677 | 0 | 0 | -0.039441 | 0 | -0.039441 | 0 | -0.063572 | 0 | -0.063572 | 0 | 0.8051 | 0.71932 | 0.8051 | 0.71932
267044-Commercial Condensor Coil Cleaning (all units - savings at 50% of DEER) Com All CZ07 VintAll | 0.076148 | 0.030378 | 0.1833 | 234 | 702 | 0 | 0 | 0.074214 | 0 | 0.074214 | 0 | 0.074213 | 0 | 0.074213 | 0 | 1.9633 | 1.9633 | 1.9633 | 1.9633
267029-Commercial HVAC Diagnostic/Tune-up Com All CZ07 VintAll | 0.055607 | 0.022183 | 0.13316 | 170.8768 | 1708.7677 | 0 | 0 | -0.039441 | 0 | -0.039441 | 0 | -0.063572 | 0 | -0.063572 | 0 | 0.8051 | 0.71932 | 0.8051 | 0.71932
267044-Commercial Condensor Coil Cleaning (all units - savings at 50% of DEER) Com All CZ07 VintAll | 0.076148 | 0.030378 | 0.1833 | 234 | 702 | 0 | 0 | 0.074214 | 0 | 0.074214 | 0 | 0.074213 | 0 | 0.074213 | 0 | 1.9633 | 1.9633 | 1.9633 | 1.9633
267029-Commercial HVAC Diagnostic/Tune-up Com All CZ07 VintAll | 0.055607 | 0.022183 | 0.13316 | 170.8768 | 1708.7677 | 0 | 0 | -0.039441 | 0 | -0.039441 | 0 | -0.063572 | 0 | -0.063572 | 0 | 0.8051 | 0.71932 | 0.8051 | 0.71932
267044-Commercial Condensor Coil Cleaning (all units - savings at 50% of DEER) Com All CZ07 VintAll | 0.076148 | 0.030378 | 0.1833 | 234 | 702 | 0 | 0 | 0.074214 | 0 | 0.074214 | 0 | 0.074213 | 0 | 0.074213 | 0 | 1.9633 | 1.9633 | 1.9633 | 1.9633
267029-Commercial HVAC Diagnostic/Tune-up Com All CZ07 VintAll | 0.055607 | 0.022183 | 0.13316 | 170.8768 | 1708.7677 | 0 | 0 | -0.039441 | 0 | -0.039441 | 0 | -0.063572 | 0 | -0.063572 | 0 | 0.8051 | 0.71932 | 0.8051 | 0.71932
267044-Commercial Condensor Coil Cleaning (all units - savings at 50% of DEER) Com All CZ07 VintAll | 0.076148 | 0.030378 | 0.1833 | 234 | 702 | 0 | 0 | 0.074214 | 0 | 0.074214 | 0 | 0.074213 | 0 | 0.074213 | 0 | 1.9633 | 1.9633 | 1.9633 | 1.9633
267029-Commercial HVAC Diagnostic/Tune-up Com All CZ07 VintAll | 0.055607 | 0.022183 | 0.13316 | 170.8768 | 1708.7677 | 0 | 0 | -0.039441 | 0 | -0.039441 | 0 | -0.063572 | 0 | -0.063572 | 0 | 0.8051 | 0.71932 | 0.8051 | 0.71932
267044-Commercial Condensor Coil Cleaning (all units - savings at 50% of DEER) Com All CZ07 VintAll | 0.076148 | 0.030378 | 0.1833 | 234 | 702 | 0 | 0 | 0.074214 | 0 | 0.074214 | 0 | 0.074213 | 0 | 0.074213 | 0 | 1.9633 | 1.9633 | 1.9633 | 1.9633
267030-Commercial HVAC Diagnostic/Tune-up Com All CZ10 VintAll | 0.31728 | 0.12657 | 0.6834 | 974.984 | 9749.84 | 0 | 0 | 0.10917 | 0 | 0.10917 | 0 | 0.099408 | 0 | 0.099408 | 0 | 3.031 | 2.5652 | 3.031 | 2.5652
267045-Commercial Condensor Coil Cleaning (all units - savings at 50% of DEER) Com All CZ10 VintAll | 0.15027 | 0.059946 | 0.41496 | 461.76 | 1385.28 | 0 | 0 | 0.088788 | 0 | 0.088788 | 0 | 0.088788 | 0 | 0.088788 | 0 | 2.4214 | 2.4214 | 2.4214 | 2.4214
267002-High Refrigerant Charge Adjustment (>= ±20% rated charge) Resid SF CZ10 Vint04 | 0.44198 | 0.0041388 | 0.3558 | 321.0028 | 3210.0276 | -0.1218 | -1.218 | 0.27737 | 0.98982 | 0.27737 | 0.98982 | 0.27295 | 0.98982 | 0.27295 | 0.98982 | 5.7813 | 5.3713 | 5.7813 | 5.3713
267040-Residential Condensor Coil Cleaning Resid SF CZ10 VintAll | 0.28997 | 0.0027153 | 0.27799 | 210.6 | 631.8 | 0 | 0 | 0.22746 | 0 | 0.22746 | 0 | 0.22746 | 0 | 0.22746 | 0 | 3.6572 | 3.6572 | 3.6572 | 3.6572
267010-Duct Sealing (Total Leakage Reduced from 40% of AHU flow to 12%) Resid SF CZ10 Vint04 | 0.19475 | 0.0018236 | 0.18795 | 141.4397 | 2545.9153 | 8.3726 | 150.7068 | 0.23447 | 0.78247 | 0.23447 | 0.78247 | 0.14448 | 0.48217 | 0.14448 | 0.48217 | 3.6279 | 1.8062 | 3.6279 | 1.8062
267009-Duct Sealing (Total Leakage Reduced from 40% of AHU flow to 12%) Resid SF CZ10 Vint03 | 0.25213 | 0.002361 | 0.13813 | 183.1159 | 3296.0866 | 16.7075 | 300.7354 | 0.27606 | 0.87754 | 0.27606 | 0.87754 | 0.21132 | 0.67176 | 0.21132 | 0.67176 | 5.3294 | 2.6446 | 5.3294 | 2.6446
267010-Duct Sealing (Total Leakage Reduced from 40% of AHU flow to 12%) Resid SF CZ10 Vint04 | 0.38949 | 0.0036472 | 0.37591 | 282.8795 | 5091.8306 | 16.7452 | 301.4135 | 0.24091 | 0.80396 | 0.24091 | 0.80396 | 0.17375 | 0.57985 | 0.17375 | 0.57985 | 3.9101 | 2.1588 | 3.9101 | 2.1588
267030-Commercial HVAC Diagnostic/Tune-up Com All CZ10 VintAll | 0.15864 | 0.063287 | 0.3417 | 487.492 | 4874.92 | 0 | 0 | 0.10917 | 0 | 0.10917 | 0 | 0.099408 | 0 | 0.099408 | 0 | 3.031 | 2.5652 | 3.031 | 2.5652
267045-Commercial Condensor Coil Cleaning (all units - savings at 50% of DEER) Com All CZ10 VintAll | 0.075133 | 0.029973 | 0.20748 | 230.88 | 692.64 | 0 | 0 | 0.088788 | 0 | 0.088788 | 0 | 0.088788 | 0 | 0.088788 | 0 | 2.4214 | 2.4214 | 2.4214 | 2.4214
267030-Commercial HVAC Diagnostic/Tune-up Com All CZ10 VintAll | 0.11898 | 0.047465 | 0.25627 | 365.619 | 3656.19 | 0 | 0 | 0.10917 | 0 | 0.10917 | 0 | 0.099408 | 0 | 0.099408 | 0 | 3.031 | 2.5652 | 3.031 | 2.5652
267045-Commercial Condensor Coil Cleaning (all units - savings at 50% of DEER) Com All CZ10 VintAll | 0.05635 | 0.02248 | 0.15561 | 173.16 | 519.48 | 0 | 0 | 0.088788 | 0 | 0.088788 | 0 | 0.088788 | 0 | 0.088788 | 0 | 2.4214 | 2.4214 | 2.4214 | 2.4214
267040-Residential Condensor Coil Cleaning Resid SF CZ10 VintAll | 0.28997 | 0.0027153 | 0.27799 | 210.6 | 631.8 | 0 | 0 | 0.22746 | 0 | 0.22746 | 0 | 0.22746 | 0 | 0.22746 | 0 | 3.6572 | 3.6572 | 3.6572 | 3.6572
267010-Duct Sealing (Total Leakage Reduced from 40% of AHU flow to 12%) Resid SF CZ10 Vint04 | 0.38949 | 0.0036472 | 0.37591 | 282.8795 | 5091.8306 | 16.7452 | 301.4135 | 0.23775 | 0.79344 | 0.23775 | 0.79344 | 0.15942 | 0.53201 | 0.15942 | 0.53201 | 3.7666 | 1.9704 | 3.7666 | 1.9704
267009-Duct Sealing (Total Leakage Reduced from 40% of AHU flow to 12%) Resid SF CZ10 Vint03 | 0.25213 | 0.002361 | 0.13813 | 183.1159 | 3296.0866 | 16.7075 | 300.7354 | 0.2747 | 0.87322 | 0.2747 | 0.87322 | 0.20515 | 0.65215 | 0.20515 | 0.65215 | 5.2184 | 2.5234 | 5.2184 | 2.5234
267044-Commercial Condensor Coil Cleaning (all units - savings at 50% of DEER) Com All CZ07 VintAll | 0.076148 | 0.030378 | 0.1833 | 234 | 702 | 0 | 0 | 0.074214 | 0 | 0.074214 | 0 | 0.074213 | 0 | 0.074213 | 0 | 1.9633 | 1.9633 | 1.9633 | 1.9633
267029-Commercial HVAC Diagnostic/Tune-up Com All CZ07 VintAll | 0.033364 | 0.01331 | 0.079898 | 102.5261 | 1025.2606 | 0 | 0 | -0.045103 | 0 | -0.045103 | 0 | -0.10132 | 0 | -0.10132 | 0 | 0.78318 | 0.61656 | 0.78318 | 0.61656
267044-Commercial Condensor Coil Cleaning (all units - savings at 50% of DEER) Com All CZ07 VintAll | 0.045689 | 0.018227 | 0.10998 | 140.4 | 421.2 | 0 | 0 | 0.071389 | 0 | 0.071389 | 0 | 0.061372 | 0 | 0.061372 | 0 | 1.8939 | 1.6828 | 1.8939 | 1.6828
267029-Commercial HVAC Diagnostic/Tune-up Com All CZ07 VintAll | 0.044485 | 0.017747 | 0.10653 | 136.7014 | 1367.0141 | 0 | 0 | -0.039441 | 0 | -0.039441 | 0 | -0.063572 | 0 | -0.063572 | 0 | 0.8051 | 0.71932 | 0.8051 | 0.71932
267044-Commercial Condensor Coil Cleaning (all units - savings at 50% of DEER) Com All CZ07 VintAll | 0.060919 | 0.024303 | 0.14664 | 187.2 | 561.6 | 0 | 0 | 0.074214 | 0 | 0.074214 | 0 | 0.074213 | 0 | 0.074213 | 0 | 1.9633 | 1.9633 | 1.9633 | 1.9633
267029-Commercial HVAC Diagnostic/Tune-up Com All CZ07 VintAll | 0.055607 | 0.022183 | 0.13316 | 170.8768 | 1708.7677 | 0 | 0 | -0.039441 | 0 | -0.039441 | 0 | -0.063572 | 0 | -0.063572 | 0 | 0.8051 | 0.71932 | 0.8051 | 0.71932
267044-Commercial Condensor Coil Cleaning (all units - savings at 50% of DEER) Com All CZ07 VintAll | 0.076148 | 0.030378 | 0.1833 | 234 | 702 | 0 | 0 | 0.074214 | 0 | 0.074214 | 0 | 0.074213 | 0 | 0.074213 | 0 | 1.9633 | 1.9633 | 1.9633 | 1.9633
267029-Commercial HVAC Diagnostic/Tune-up Com All CZ07 VintAll | 0.055607 | 0.022183 | 0.13316 | 170.8768 | 1708.7677 | 0 | 0 | -0.039441 | 0 | -0.039441 | 0 | -0.063572 | 0 | -0.063572 | 0 | 0.8051 | 0.71932 | 0.8051 | 0.71932
267044-Commercial Condensor Coil Cleaning (all units - savings at 50% of DEER) Com All CZ07 VintAll | 0.076148 | 0.030378 | 0.1833 | 234 | 702 | 0 | 0 | 0.074214 | 0 | 0.074214 | 0 | 0.074213 | 0 | 0.074213 | 0 | 1.9633 | 1.9633 | 1.9633 | 1.9633
267029-Commercial HVAC Diagnostic/Tune-up Com All CZ07 VintAll | 0.022243 | 0.0088734 | 0.053265 | 68.3507 | 683.5071 | 0 | 0 | -0.047934 | 0 | -0.047934 | 0 | -0.12019 | 0 | -0.12019 | 0 | 0.77267 | 0.57546 | 0.77267 | 0.57546
267044-Commercial Condensor Coil Cleaning (all units - savings at 50% of DEER) Com All CZ07 VintAll | 0.030459 | 0.012151 | 0.07332 | 93.6 | 280.8 | 0 | 0 | 0.069977 | 0 | 0.069977 | 0 | 0.054952 | 0 | 0.054952 | 0 | 1.861 | 1.5706 | 1.861 | 1.5706
267029-Commercial HVAC Diagnostic/Tune-up Com All CZ07 VintAll | 0.055607 | 0.022183 | 0.13316 | 170.8768 | 1708.7677 | 0 | 0 | -0.039441 | 0 | -0.039441 | 0 | -0.063572 | 0 | -0.063572 | 0 | 0.8051 | 0.71932 | 0.8051 | 0.71932
267044-Commercial Condensor Coil Cleaning (all units - savings at 50% of DEER) Com All CZ07 VintAll | 0.076148 | 0.030378 | 0.1833 | 234 | 702 | 0 | 0 | 0.074214 | 0 | 0.074214 | 0 | 0.074213 | 0 | 0.074213 | 0 | 1.9633 | 1.9633 | 1.9633 | 1.9633
267030-Commercial HVAC Diagnostic/Tune-up Com All CZ10 VintAll | 0.1983 | 0.079108 | 0.42712 | 609.365 | 6093.65 | 0 | 0 | 0.10917 | 0 | 0.10917 | 0 | 0.099408 | 0 | 0.099408 | 0 | 3.031 | 2.5652 | 3.031 | 2.5652
267045-Commercial Condensor Coil Cleaning (all units - savings at 50% of DEER) Com All CZ10 VintAll | 0.093916 | 0.037466 | 0.25935 | 288.6 | 865.8 | 0 | 0 | 0.088788 | 0 | 0.088788 | 0 | 0.088788 | 0 | 0.088788 | 0 | 2.4214 | 2.4214 | 2.4214 | 2.4214
267045-Commercial Condensor Coil Cleaning (all units - savings at 50% of DEER) Com All CZ10 VintAll | 0.093916 | 0.037466 | 0.25935 | 288.6 | 865.8 | 0 | 0 | 0.088788 | 0 | 0.088788 | 0 | 0.088788 | 0 | 0.088788 | 0 | 2.4214 | 2.4214 | 2.4214 | 2.4214
267045-Commercial Condensor Coil Cleaning (all units - savings at 50% of DEER) Com All CZ10 VintAll | 0.093916 | 0.037466 | 0.25935 | 288.6 | 865.8 | 0 | 0 | 0.088788 | 0 | 0.088788 | 0 | 0.088788 | 0 | 0.088788 | 0 | 2.4214 | 2.4214 | 2.4214 | 2.4214
267045-Commercial Condensor Coil Cleaning (all units - savings at 50% of DEER) Com All CZ10 VintAll | 0.037567 | 0.014987 | 0.10374 | 115.44 | 346.32 | 0 | 0 | 0.088788 | 0 | 0.088788 | 0 | 0.088788 | 0 | 0.088788 | 0 | 2.4214 | 2.4214 | 2.4214 | 2.4214
267045-Commercial Condensor Coil Cleaning (all units - savings at 50% of DEER) Com All CZ10 VintAll | 0.093916 | 0.037466 | 0.25935 | 288.6 | 865.8 | 0 | 0 | 0.088788 | 0 | 0.088788 | 0 | 0.088788 | 0 | 0.088788 | 0 | 2.4214 | 2.4214 | 2.4214 | 2.4214
267045-Commercial Condensor Coil Cleaning (all units - savings at 50% of DEER) Com All CZ10 VintAll | 0.075133 | 0.029973 | 0.20748 | 230.88 | 692.64 | 0 | 0 | 0.08707 | 0 | 0.08707 | 0 | 0.08098 | 0 | 0.08098 | 0 | 2.3566 | 2.1523 | 2.3566 | 2.1523
267030-Commercial HVAC Diagnostic/Tune-up Com All CZ10 VintAll | 0.07932 | 0.031643 | 0.17085 | 243.746 | 2437.46 | 0 | 0 | 0.10917 | 0 | 0.10917 | 0 | 0.099408 | 0 | 0.099408 | 0 | 3.031 | 2.5652 | 3.031 | 2.5652
267045-Commercial Condensor Coil Cleaning (all units - savings at 50% of DEER) Com All CZ10 VintAll | 0.037567 | 0.014987 | 0.10374 | 115.44 | 346.32 | 0 | 0 | 0.088788 | 0 | 0.088788 | 0 | 0.088788 | 0 | 0.088788 | 0 | 2.4214 | 2.4214 | 2.4214 | 2.4214
267030-Commercial HVAC Diagnostic/Tune-up Com All CZ10 VintAll | 0.15864 | 0.063287 | 0.3417 | 487.492 | 4874.92 | 0 | 0 | 0.10798 | 0 | 0.10798 | 0 | 0.091469 | 0 | 0.091469 | 0 | 2.9653 | 2.2802 | 2.9653 | 2.2802
267045-Commercial Condensor Coil Cleaning (all units - savings at 50% of DEER) Com All CZ10 VintAll | 0.075133 | 0.029973 | 0.20748 | 230.88 | 692.64 | 0 | 0 | 0.08707 | 0 | 0.08707 | 0 | 0.08098 | 0 | 0.08098 | 0 | 2.3566 | 2.1523 | 2.3566 | 2.1523
267045-Commercial Condensor Coil Cleaning (all units - savings at 50% of DEER) Com All CZ10 VintAll | 0.093916 | 0.037466 | 0.25935 | 288.6 | 865.8 | 0 | 0 | 0.088788 | 0 | 0.088788 | 0 | 0.088788 | 0 | 0.088788 | 0 | 2.4214 | 2.4214 | 2.4214 | 2.4214
267030-Commercial HVAC Diagnostic/Tune-up Com All CZ10 VintAll | 0.1983 | 0.079108 | 0.42712 | 609.365 | 6093.65 | 0 | 0 | 0.10917 | 0 | 0.10917 | 0 | 0.099408 | 0 | 0.099408 | 0 | 3.031 | 2.5652 | 3.031 | 2.5652
267045-Commercial Condensor Coil Cleaning (all units - savings at 50% of DEER) Com All CZ10 VintAll | 0.093916 | 0.037466 | 0.25935 | 288.6 | 865.8 | 0 | 0 | 0.088788 | 0 | 0.088788 | 0 | 0.088788 | 0 | 0.088788 | 0 | 2.4214 | 2.4214 | 2.4214 | 2.4214
267029-Commercial HVAC Diagnostic/Tune-up Com All CZ07 VintAll | 0.033364 | 0.01331 | 0.079898 | 102.5261 | 1025.2606 | 0 | 0 | -0.045103 | 0 | -0.045103 | 0 | -0.10132 | 0 | -0.10132 | 0 | 0.78318 | 0.61656 | 0.78318 | 0.61656
267044-Commercial Condensor Coil Cleaning (all units - savings at 50% of DEER) Com All CZ07 VintAll | 0.045689 | 0.018227 | 0.10998 | 140.4 | 421.2 | 0 | 0 | 0.071389 | 0 | 0.071389 | 0 | 0.061372 | 0 | 0.061372 | 0 | 1.8939 | 1.6828 | 1.8939 | 1.6828
267044-Commercial Condensor Coil Cleaning (all units - savings at 50% of DEER) Com All CZ07 VintAll | 0.060919 | 0.024303 | 0.14664 | 187.2 | 561.6 | 0 | 0 | 0.074214 | 0 | 0.074214 | 0 | 0.074213 | 0 | 0.074213 | 0 | 1.9633 | 1.9633 | 1.9633 | 1.9633
267044-Commercial Condensor Coil Cleaning (all units - savings at 50% of DEER) Com All CZ07 VintAll | 0.030459 | 0.012151 | 0.07332 | 93.6 | 280.8 | 0 | 0 | 0.074214 | 0 | 0.074214 | 0 | 0.074213 | 0 | 0.074213 | 0 | 1.9633 | 1.9633 | 1.9633 | 1.9633
267017-Economizer Repair Com All CZ07 Vint01 | 0.32529 | 0.12977 | 0.02822 | 999.6 | 4998 | 0 | 0 | 0.10214 | 0 | 0.10214 | 0 | 0.1027 | 0 | 0.1027 | 0 | 3.6275 | 3.6809 | 3.6275 | 3.6809
267017-Economizer Repair Com All CZ07 Vint01 | 0.40661 | 0.16221 | 0.035275 | 1249.5 | 6247.5 | 0 | 0 | 0.10214 | 0 | 0.10214 | 0 | 0.1027 | 0 | 0.1027 | 0 | 3.6275 | 3.6809 | 3.6275 | 3.6809
267017-Economizer Repair Com All CZ07 Vint01 | 0.40661 | 0.16221 | 0.035275 | 1249.5 | 6247.5 | 0 | 0 | 0.10214 | 0 | 0.10214 | 0 | 0.1027 | 0 | 0.1027 | 0 | 3.6275 | 3.6809 | 3.6275 | 3.6809
267017-Economizer Repair Com All CZ07 Vint01 | 0.16265 | 0.064885 | 0.01411 | 499.8 | 2499 | 0 | 0 | 0.1007 | 0 | 0.1007 | 0 | 0.093122 | 0 | 0.093122 | 0 | 3.4982 | 2.9447 | 3.4982 | 2.9447
267017-Economizer Repair Com All CZ07 Vint01 | 0.40661 | 0.16221 | 0.035275 | 1249.5 | 6247.5 | 0 | 0 | 0.10214 | 0 | 0.10214 | 0 | 0.1027 | 0 | 0.1027 | 0 | 3.6275 | 3.6809 | 3.6275 | 3.6809
267017-Economizer Repair Com All CZ07 Vint01 | 0.24397 | 0.097327 | 0.021165 | 749.7 | 3748.5 | 0 | 0 | 0.10118 | 0 | 0.10118 | 0 | 0.096315 | 0 | 0.096315 | 0 | 3.5403 | 3.1551 | 3.5403 | 3.1551
267017-Economizer Repair Com All CZ07 Vint01 | 0.16265 | 0.064885 | 0.01411 | 499.8 | 2499 | 0 | 0 | 0.10214 | 0 | 0.10214 | 0 | 0.1027 | 0 | 0.1027 | 0 | 3.6275 | 3.6809 | 3.6275 | 3.6809
267029-Commercial HVAC Diagnostic/Tune-up Com All CZ07 VintAll | 0.044485 | 0.017747 | 0.10653 | 136.7014 | 1367.0141 | 0 | 0 | -0.039441 | 0 | -0.039441 | 0 | -0.063572 | 0 | -0.063572 | 0 | 0.8051 | 0.71932 | 0.8051 | 0.71932
267044-Commercial Condensor Coil Cleaning (all units - savings at 50% of DEER) Com All CZ07 VintAll | 0.060919 | 0.024303 | 0.14664 | 187.2 | 561.6 | 0 | 0 | 0.074214 | 0 | 0.074214 | 0 | 0.074213 | 0 | 0.074213 | 0 | 1.9633 | 1.9633 | 1.9633 | 1.9633
267044-Commercial Condensor Coil Cleaning (all units - savings at 50% of DEER) Com All CZ07 VintAll | 0.060919 | 0.024303 | 0.14664 | 187.2 | 561.6 | 0 | 0 | 0.074214 | 0 | 0.074214 | 0 | 0.074213 | 0 | 0.074213 | 0 | 1.9633 | 1.9633 | 1.9633 | 1.9633
267044-Commercial Condensor Coil Cleaning (all units - savings at 50% of DEER) Com All CZ07 VintAll | 0.060919 | 0.024303 | 0.14664 | 187.2 | 561.6 | 0 | 0 | 0.074214 | 0 | 0.074214 | 0 | 0.074213 | 0 | 0.074213 | 0 | 1.9633 | 1.9633 | 1.9633 | 1.9633
267029-Commercial HVAC Diagnostic/Tune-up Com All CZ07 VintAll | 0.033364 | 0.01331 | 0.079898 | 102.5261 | 1025.2606 | 0 | 0 | -0.039441 | 0 | -0.039441 | 0 | -0.063572 | 0 | -0.063572 | 0 | 0.8051 | 0.71932 | 0.8051 | 0.71932
267044-Commercial Condensor Coil Cleaning (all units - savings at 50% of DEER) Com All CZ07 VintAll | 0.045689 | 0.018227 | 0.10998 | 140.4 | 421.2 | 0 | 0 | 0.074214 | 0 | 0.074214 | 0 | 0.074213 | 0 | 0.074213 | 0 | 1.9633 | 1.9633 | 1.9633 | 1.9633
267029-Commercial HVAC Diagnostic/Tune-up Com All CZ07 VintAll | 0.055607 | 0.022183 | 0.13316 | 170.8768 | 1708.7677 | 0 | 0 | -0.039441 | 0 | -0.039441 | 0 | -0.063572 | 0 | -0.063572 | 0 | 0.8051 | 0.71932 | 0.8051 | 0.71932
267044-Commercial Condensor Coil Cleaning (all units - savings at 50% of DEER) Com All CZ07 VintAll | 0.076148 | 0.030378 | 0.1833 | 234 | 702 | 0 | 0 | 0.074214 | 0 | 0.074214 | 0 | 0.074213 | 0 | 0.074213 | 0 | 1.9633 | 1.9633 | 1.9633 | 1.9633
267044-Commercial Condensor Coil Cleaning (all units - savings at 50% of DEER) Com All CZ07 VintAll | 0.091378 | 0.036454 | 0.21996 | 280.8 | 842.4 | 0 | 0 | 0.074214 | 0 | 0.074214 | 0 | 0.074213 | 0 | 0.074213 | 0 | 1.9633 | 1.9633 | 1.9633 | 1.9633
267044-Commercial Condensor Coil Cleaning (all units - savings at 50% of DEER) Com All CZ07 VintAll | 0.060919 | 0.024303 | 0.14664 | 187.2 | 561.6 | 0 | 0 | 0.074214 | 0 | 0.074214 | 0 | 0.074213 | 0 | 0.074213 | 0 | 1.9633 | 1.9633 | 1.9633 | 1.9633
267044-Commercial Condensor Coil Cleaning (all units - savings at 50% of DEER) Com All CZ07 VintAll | 0.19799 | 0.078983 | 0.47658 | 608.4 | 1825.2 | 0 | 0 | 0.074214 | 0 | 0.074214 | 0 | 0.074213 | 0 | 0.074213 | 0 | 1.9633 | 1.9633 | 1.9633 | 1.9633
267029-Commercial HVAC Diagnostic/Tune-up Com All CZ07 VintAll | 0.033364 | 0.01331 | 0.079898 | 102.5261 | 1025.2606 | 0 | 0 | -0.039441 | 0 | -0.039441 | 0 | -0.063572 | 0 | -0.063572 | 0 | 0.8051 | 0.71932 | 0.8051 | 0.71932
267044-Commercial Condensor Coil Cleaning (all units - savings at 50% of DEER) Com All CZ07 VintAll | 0.045689 | 0.018227 | 0.10998 | 140.4 | 421.2 | 0 | 0 | 0.074214 | 0 | 0.074214 | 0 | 0.074213 | 0 | 0.074213 | 0 | 1.9633 | 1.9633 | 1.9633 | 1.9633
267029-Commercial HVAC Diagnostic/Tune-up Com All CZ07 VintAll | 0.055607 | 0.022183 | 0.13316 | 170.8768 | 1708.7677 | 0 | 0 | -0.039441 | 0 | -0.039441 | 0 | -0.063572 | 0 | -0.063572 | 0 | 0.8051 | 0.71932 | 0.8051 | 0.71932
267044-Commercial Condensor Coil Cleaning (all units - savings at 50% of DEER) Com All CZ07 VintAll | 0.076148 | 0.030378 | 0.1833 | 234 | 702 | 0 | 0 | 0.074214 | 0 | 0.074214 | 0 | 0.074213 | 0 | 0.074213 | 0 | 1.9633 | 1.9633 | 1.9633 | 1.9633
267029-Commercial HVAC Diagnostic/Tune-up Com All CZ07 VintAll | 0.055607 | 0.022183 | 0.13316 | 170.8768 | 1708.7677 | 0 | 0 | -0.039441 | 0 | -0.039441 | 0 | -0.063572 | 0 | -0.063572 | 0 | 0.8051 | 0.71932 | 0.8051 | 0.71932
267044-Commercial Condensor Coil Cleaning (all units - savings at 50% of DEER) Com All CZ07 VintAll | 0.076148 | 0.030378 | 0.1833 | 234 | 702 | 0 | 0 | 0.074214 | 0 | 0.074214 | 0 | 0.074213 | 0 | 0.074213 | 0 | 1.9633 | 1.9633 | 1.9633 | 1.9633
267029-Commercial HVAC Diagnostic/Tune-up Com All CZ07 VintAll | 0.055607 | 0.022183 | 0.13316 | 170.8768 | 1708.7677 | 0 | 0 | -0.039441 | 0 | -0.039441 | 0 | -0.063572 | 0 | -0.063572 | 0 | 0.8051 | 0.71932 | 0.8051 | 0.71932
267044-Commercial Condensor Coil Cleaning (all units - savings at 50% of DEER) Com All CZ07 VintAll | 0.076148 | 0.030378 | 0.1833 | 234 | 702 | 0 | 0 | 0.074214 | 0 | 0.074214 | 0 | 0.074213 | 0 | 0.074213 | 0 | 1.9633 | 1.9633 | 1.9633 | 1.9633
267044-Commercial Condensor Coil Cleaning (all units - savings at 50% of DEER) Com All CZ07 VintAll | 0.076148 | 0.030378 | 0.1833 | 234 | 702 | 0 | 0 | 0.074214 | 0 | 0.074214 | 0 | 0.074213 | 0 | 0.074213 | 0 | 1.9633 | 1.9633 | 1.9633 | 1.9633
267044-Commercial Condensor Coil Cleaning (all units - savings at 50% of DEER) Com All CZ07 VintAll | 0.060919 | 0.024303 | 0.14664 | 187.2 | 561.6 | 0 | 0 | 0.074214 | 0 | 0.074214 | 0 | 0.074213 | 0 | 0.074213 | 0 | 1.9633 | 1.9633 | 1.9633 | 1.9633
267029-Commercial HVAC Diagnostic/Tune-up Com All CZ07 VintAll | 0.055607 | 0.022183 | 0.13316 | 170.8768 | 1708.7677 | 0 | 0 | -0.039441 | 0 | -0.039441 | 0 | -0.063572 | 0 | -0.063572 | 0 | 0.8051 | 0.71932 | 0.8051 | 0.71932
267044-Commercial Condensor Coil Cleaning (all units - savings at 50% of DEER) Com All CZ07 VintAll | 0.076148 | 0.030378 | 0.1833 | 234 | 702 | 0 | 0 | 0.074214 | 0 | 0.074214 | 0 | 0.074213 | 0 | 0.074213 | 0 | 1.9633 | 1.9633 | 1.9633 | 1.9633
267029-Commercial HVAC Diagnostic/Tune-up Com All CZ07 VintAll | 0.055607 | 0.022183 | 0.13316 | 170.8768 | 1708.7677 | 0 | 0 | -0.039441 | 0 | -0.039441 | 0 | -0.063572 | 0 | -0.063572 | 0 | 0.8051 | 0.71932 | 0.8051 | 0.71932
267044-Commercial Condensor Coil Cleaning (all units - savings at 50% of DEER) Com All CZ07 VintAll | 0.076148 | 0.030378 | 0.1833 | 234 | 702 | 0 | 0 | 0.074214 | 0 | 0.074214 | 0 | 0.074213 | 0 | 0.074213 | 0 | 1.9633 | 1.9633 | 1.9633 | 1.9633
267029-Commercial HVAC Diagnostic/Tune-up Com All CZ07 VintAll | 0.055607 | 0.022183 | 0.13316 | 170.8768 | 1708.7677 | 0 | 0 | -0.039441 | 0 | -0.039441 | 0 | -0.063572 | 0 | -0.063572 | 0 | 0.8051 | 0.71932 | 0.8051 | 0.71932
267044-Commercial Condensor Coil Cleaning (all units - savings at 50% of DEER) Com All CZ07 VintAll | 0.076148 | 0.030378 | 0.1833 | 234 | 702 | 0 | 0 | 0.074214 | 0 | 0.074214 | 0 | 0.074213 | 0 | 0.074213 | 0 | 1.9633 | 1.9633 | 1.9633 | 1.9633
267044-Commercial Condensor Coil Cleaning (all units - savings at 50% of DEER) Com All CZ07 VintAll | 0.076148 | 0.030378 | 0.1833 | 234 | 702 | 0 | 0 | 0.074214 | 0 | 0.074214 | 0 | 0.074213 | 0 | 0.074213 | 0 | 1.9633 | 1.9633 | 1.9633 | 1.9633
267044-Commercial Condensor Coil Cleaning (all units - savings at 50% of DEER) Com All CZ07 VintAll | 0.076148 | 0.030378 | 0.1833 | 234 | 702 | 0 | 0 | 0.074214 | 0 | 0.074214 | 0 | 0.074213 | 0 | 0.074213 | 0 | 1.9633 | 1.9633 | 1.9633 | 1.9633
267044-Commercial Condensor Coil Cleaning (all units - savings at 50% of DEER) Com All CZ07 VintAll | 0.076148 | 0.030378 | 0.1833 | 234 | 702 | 0 | 0 | 0.074214 | 0 | 0.074214 | 0 | 0.074213 | 0 | 0.074213 | 0 | 1.9633 | 1.9633 | 1.9633 | 1.9633
267001-High Refrigerant Charge Adjustment (>= ±20% rated charge) Resid SFCZ10 Vint03 | 1.0673 | 0.0099944 | 0.57113 | 775.1609 | 7751.6088 | -0.20791 | -2.0791 | 0.28732 | 0.98982 | 0.28732 | 0.98982 | 0.28366 | 0.98982 | 0.28366 | 0.98982 | 6.9827 | 6.4875 | 6.9827 | 6.4875
267040-Residential Condensor Coil Cleaning Resid SF CZ10 VintAll | 0.28997 | 0.0027153 | 0.27799 | 210.6 | 631.8 | 0 | 0 | 0.22746 | 0 | 0.22746 | 0 | 0.22746 | 0 | 0.22746 | 0 | 3.6572 | 3.6572 | 3.6572 | 3.6572
267040-Residential Condensor Coil Cleaning Resid SF CZ10 VintAll | 0.28997 | 0.0027153 | 0.27799 | 210.6 | 631.8 | 0 | 0 | 0.22746 | 0 | 0.22746 | 0 | 0.22746 | 0 | 0.22746 | 0 | 3.6572 | 3.6572 | 3.6572 | 3.6572
267040-Residential Condensor Coil Cleaning Resid SF CZ10 VintAll | 0.28997 | 0.0027153 | 0.27799 | 210.6 | 631.8 | 0 | 0 | 0.22746 | 0 | 0.22746 | 0 | 0.22746 | 0 | 0.22746 | 0 | 3.6572 | 3.6572 | 3.6572 | 3.6572
267001-High Refrigerant Charge Adjustment (>= ±20% rated charge) Resid SFCZ10 Vint03 | 1.0673 | 0.0099944 | 0.57113 | 775.1609 | 7751.6088 | -0.20791 | -2.0791 | 0.28732 | 0.98982 | 0.28732 | 0.98982 | 0.28366 | 0.98982 | 0.28366 | 0.98982 | 6.9827 | 6.4875 | 6.9827 | 6.4875
267040-Residential Condensor Coil Cleaning Resid SF CZ10 VintAll | 0.28997 | 0.0027153 | 0.27799 | 210.6 | 631.8 | 0 | 0 | 0.22746 | 0 | 0.22746 | 0 | 0.22746 | 0 | 0.22746 | 0 | 3.6572 | 3.6572 | 3.6572 | 3.6572
267009-Duct Sealing (Total Leakage Reduced from 40% of AHU flow to 12%) Resid SF CZ10 Vint03 | 0.25213 | 0.002361 | 0.13813 | 183.1159 | 3296.0866 | 16.7075 | 300.7354 | 0.28501 | 0.90599 | 0.28501 | 0.90599 | 0.25201 | 0.80111 | 0.25201 | 0.80111 | 6.1999 | 3.8701 | 6.1999 | 3.8701
267009-Duct Sealing (Total Leakage Reduced from 40% of AHU flow to 12%) Resid SF CZ10 Vint03 | 0.25213 | 0.002361 | 0.13813 | 183.1159 | 3296.0866 | 16.7075 | 300.7354 | 0.27888 | 0.88652 | 0.27888 | 0.88652 | 0.22417 | 0.7126 | 0.22417 | 0.7126 | 5.5767 | 2.9384 | 5.5767 | 2.9384
267010-Duct Sealing (Total Leakage Reduced from 40% of AHU flow to 12%) Resid SF CZ10 Vint04 | 0.19475 | 0.0018236 | 0.18795 | 141.4397 | 2545.9153 | 8.3726 | 150.7068 | 0.23316 | 0.77809 | 0.23316 | 0.77809 | 0.13851 | 0.46224 | 0.13851 | 0.46224 | 3.5753 | 1.748 | 3.5753 | 1.748
267009-Duct Sealing (Total Leakage Reduced from 40% of AHU flow to 12%) Resid SF CZ10 Vint03 | 0.25213 | 0.002361 | 0.13813 | 183.1159 | 3296.0866 | 16.7075 | 300.7354 | 0.27125 | 0.86226 | 0.27125 | 0.86226 | 0.18948 | 0.60232 | 0.18948 | 0.60232 | 4.9559 | 2.2603 | 4.9559 | 2.2603
267009-Duct Sealing (Total Leakage Reduced from 40% of AHU flow to 12%) Resid SF CZ10 Vint03 | 0.25213 | 0.002361 | 0.13813 | 183.1159 | 3296.0866 | 16.7075 | 300.7354 | 0.26852 | 0.85357 | 0.26852 | 0.85357 | 0.17706 | 0.56283 | 0.17706 | 0.56283 | 4.766 | 2.0878 | 4.766 | 2.0878
267009-Duct Sealing (Total Leakage Reduced from 40% of AHU flow to 12%) Resid SF CZ10 Vint03 | 0.50426 | 0.0047219 | 0.27625 | 366.2318 | 6592.1731 | 33.415 | 601.4708 | 0.27794 | 0.88353 | 0.27794 | 0.88353 | 0.21989 | 0.69899 | 0.21989 | 0.69899 | 5.4917 | 2.8335 | 5.4917 | 2.8335
267009-Duct Sealing (Total Leakage Reduced from 40% of AHU flow to 12%) Resid SF CZ10 Vint03 | 0.25213 | 0.002361 | 0.13813 | 183.1159 | 3296.0866 | 16.7075 | 300.7354 | 0.26801 | 0.85195 | 0.26801 | 0.85195 | 0.17474 | 0.55548 | 0.17474 | 0.55548 | 4.7322 | 2.0586 | 4.7322 | 2.0586
267009-Duct Sealing (Total Leakage Reduced from 40% of AHU flow to 12%) Resid SF CZ10 Vint03 | 0.50426 | 0.0047219 | 0.27625 | 366.2318 | 6592.1731 | 33.415 | 601.4708 | 0.28548 | 0.90749 | 0.28548 | 0.90749 | 0.25415 | 0.80791 | 0.25415 | 0.80791 | 6.2536 | 3.9668 | 6.2536 | 3.9668
267029-Commercial HVAC Diagnostic/Tune-up Com All CZ07 VintAll | 0.055607 | 0.022183 | 0.13316 | 170.8768 | 1708.7677 | 0 | 0 | -0.039441 | 0 | -0.039441 | 0 | -0.063572 | 0 | -0.063572 | 0 | 0.8051 | 0.71932 | 0.8051 | 0.71932
267044-Commercial Condensor Coil Cleaning (all units - savings at 50% of DEER) Com All CZ07 VintAll | 0.076148 | 0.030378 | 0.1833 | 234 | 702 | 0 | 0 | 0.074214 | 0 | 0.074214 | 0 | 0.074213 | 0 | 0.074213 | 0 | 1.9633 | 1.9633 | 1.9633 | 1.9633
267029-Commercial HVAC Diagnostic/Tune-up Com All CZ07 VintAll | 0.033364 | 0.01331 | 0.079898 | 102.5261 | 1025.2606 | 0 | 0 | -0.039441 | 0 | -0.039441 | 0 | -0.063572 | 0 | -0.063572 | 0 | 0.8051 | 0.71932 | 0.8051 | 0.71932
267044-Commercial Condensor Coil Cleaning (all units - savings at 50% of DEER) Com All CZ07 VintAll | 0.045689 | 0.018227 | 0.10998 | 140.4 | 421.2 | 0 | 0 | 0.074214 | 0 | 0.074214 | 0 | 0.074213 | 0 | 0.074213 | 0 | 1.9633 | 1.9633 | 1.9633 | 1.9633
267045-Commercial Condensor Coil Cleaning (all units - savings at 50% of DEER) Com All CZ10 VintAll | 0.093916 | 0.037466 | 0.25935 | 288.6 | 865.8 | 0 | 0 | 0.088788 | 0 | 0.088788 | 0 | 0.088788 | 0 | 0.088788 | 0 | 2.4214 | 2.4214 | 2.4214 | 2.4214
267044-Commercial Condensor Coil Cleaning (all units - savings at 50% of DEER) Com All CZ07 VintAll | 0.076148 | 0.030378 | 0.1833 | 234 | 702 | 0 | 0 | 0.074214 | 0 | 0.074214 | 0 | 0.074213 | 0 | 0.074213 | 0 | 1.9633 | 1.9633 | 1.9633 | 1.9633
267029-Commercial HVAC Diagnostic/Tune-up Com All CZ07 VintAll | 0.055607 | 0.022183 | 0.13316 | 170.8768 | 1708.7677 | 0 | 0 | -0.039441 | 0 | -0.039441 | 0 | -0.063572 | 0 | -0.063572 | 0 | 0.8051 | 0.71932 | 0.8051 | 0.71932
267044-Commercial Condensor Coil Cleaning (all units - savings at 50% of DEER) Com All CZ07 VintAll | 0.076148 | 0.030378 | 0.1833 | 234 | 702 | 0 | 0 | 0.074214 | 0 | 0.074214 | 0 | 0.074213 | 0 | 0.074213 | 0 | 1.9633 | 1.9633 | 1.9633 | 1.9633
267030-Commercial HVAC Diagnostic/Tune-up Com All CZ10 VintAll | 0.1983 | 0.079108 | 0.42712 | 609.365 | 6093.65 | 0 | 0 | 0.10917 | 0 | 0.10917 | 0 | 0.099408 | 0 | 0.099408 | 0 | 3.031 | 2.5652 | 3.031 | 2.5652
267045-Commercial Condensor Coil Cleaning (all units - savings at 50% of DEER) Com All CZ10 VintAll | 0.093916 | 0.037466 | 0.25935 | 288.6 | 865.8 | 0 | 0 | 0.088788 | 0 | 0.088788 | 0 | 0.088788 | 0 | 0.088788 | 0 | 2.4214 | 2.4214 | 2.4214 | 2.4214
267030-Commercial HVAC Diagnostic/Tune-up Com All CZ10 VintAll | 0.1983 | 0.079108 | 0.42712 | 609.365 | 6093.65 | 0 | 0 | 0.10917 | 0 | 0.10917 | 0 | 0.099408 | 0 | 0.099408 | 0 | 3.031 | 2.5652 | 3.031 | 2.5652
267045-Commercial Condensor Coil Cleaning (all units - savings at 50% of DEER) Com All CZ10 VintAll | 0.093916 | 0.037466 | 0.25935 | 288.6 | 865.8 | 0 | 0 | 0.088788 | 0 | 0.088788 | 0 | 0.088788 | 0 | 0.088788 | 0 | 2.4214 | 2.4214 | 2.4214 | 2.4214
267029-Commercial HVAC Diagnostic/Tune-up Com All CZ07 VintAll | 0.055607 | 0.022183 | 0.13316 | 170.8768 | 1708.7677 | 0 | 0 | -0.039441 | 0 | -0.039441 | 0 | -0.063572 | 0 | -0.063572 | 0 | 0.8051 | 0.71932 | 0.8051 | 0.71932
267044-Commercial Condensor Coil Cleaning (all units - savings at 50% of DEER) Com All CZ07 VintAll | 0.076148 | 0.030378 | 0.1833 | 234 | 702 | 0 | 0 | 0.074214 | 0 | 0.074214 | 0 | 0.074213 | 0 | 0.074213 | 0 | 1.9633 | 1.9633 | 1.9633 | 1.9633
267029-Commercial HVAC Diagnostic/Tune-up Com All CZ07 VintAll | 0.044485 | 0.017747 | 0.10653 | 136.7014 | 1367.0141 | 0 | 0 | -0.039441 | 0 | -0.039441 | 0 | -0.063572 | 0 | -0.063572 | 0 | 0.8051 | 0.71932 | 0.8051 | 0.71932
267044-Commercial Condensor Coil Cleaning (all units - savings at 50% of DEER) Com All CZ07 VintAll | 0.060919 | 0.024303 | 0.14664 | 187.2 | 561.6 | 0 | 0 | 0.074214 | 0 | 0.074214 | 0 | 0.074213 | 0 | 0.074213 | 0 | 1.9633 | 1.9633 | 1.9633 | 1.9633
267029-Commercial HVAC Diagnostic/Tune-up Com All CZ07 VintAll | 0.055607 | 0.022183 | 0.13316 | 170.8768 | 1708.7677 | 0 | 0 | -0.039441 | 0 | -0.039441 | 0 | -0.063572 | 0 | -0.063572 | 0 | 0.8051 | 0.71932 | 0.8051 | 0.71932
267044-Commercial Condensor Coil Cleaning (all units - savings at 50% of DEER) Com All CZ07 VintAll | 0.076148 | 0.030378 | 0.1833 | 234 | 702 | 0 | 0 | 0.074214 | 0 | 0.074214 | 0 | 0.074213 | 0 | 0.074213 | 0 | 1.9633 | 1.9633 | 1.9633 | 1.9633
267029-Commercial HVAC Diagnostic/Tune-up Com All CZ07 VintAll | 0.055607 | 0.022183 | 0.13316 | 170.8768 | 1708.7677 | 0 | 0 | -0.039441 | 0 | -0.039441 | 0 | -0.063572 | 0 | -0.063572 | 0 | 0.8051 | 0.71932 | 0.8051 | 0.71932
267044-Commercial Condensor Coil Cleaning (all units - savings at 50% of DEER) Com All CZ07 VintAll | 0.076148 | 0.030378 | 0.1833 | 234 | 702 | 0 | 0 | 0.074214 | 0 | 0.074214 | 0 | 0.074213 | 0 | 0.074213 | 0 | 1.9633 | 1.9633 | 1.9633 | 1.9633
267044-Commercial Condensor Coil Cleaning (all units - savings at 50% of DEER) Com All CZ07 VintAll | 0.045689 | 0.018227 | 0.10998 | 140.4 | 421.2 | 0 | 0 | 0.071389 | 0 | 0.071389 | 0 | 0.061372 | 0 | 0.061372 | 0 | 1.8939 | 1.6828 | 1.8939 | 1.6828
267029-Commercial HVAC Diagnostic/Tune-up Com All CZ07 VintAll | 0.033364 | 0.01331 | 0.079898 | 102.5261 | 1025.2606 | 0 | 0 | -0.045103 | 0 | -0.045103 | 0 | -0.10132 | 0 | -0.10132 | 0 | 0.78318 | 0.61656 | 0.78318 | 0.61656
267044-Commercial Condensor Coil Cleaning (all units - savings at 50% of DEER) Com All CZ07 VintAll | 0.045689 | 0.018227 | 0.10998 | 140.4 | 421.2 | 0 | 0 | 0.071389 | 0 | 0.071389 | 0 | 0.061372 | 0 | 0.061372 | 0 | 1.8939 | 1.6828 | 1.8939 | 1.6828
267029-Commercial HVAC Diagnostic/Tune-up Com All CZ07 VintAll | 0.066728 | 0.02662 | 0.1598 | 205.0521 | 2050.5212 | 0 | 0 | -0.039441 | 0 | -0.039441 | 0 | -0.063572 | 0 | -0.063572 | 0 | 0.8051 | 0.71932 | 0.8051 | 0.71932
267044-Commercial Condensor Coil Cleaning (all units - savings at 50% of DEER) Com All CZ07 VintAll | 0.091378 | 0.036454 | 0.21996 | 280.8 | 842.4 | 0 | 0 | 0.074214 | 0 | 0.074214 | 0 | 0.074213 | 0 | 0.074213 | 0 | 1.9633 | 1.9633 | 1.9633 | 1.9633
267029-Commercial HVAC Diagnostic/Tune-up Com All CZ07 VintAll | 0.055607 | 0.022183 | 0.13316 | 170.8768 | 1708.7677 | 0 | 0 | -0.039441 | 0 | -0.039441 | 0 | -0.063572 | 0 | -0.063572 | 0 | 0.8051 | 0.71932 | 0.8051 | 0.71932
267044-Commercial Condensor Coil Cleaning (all units - savings at 50% of DEER) Com All CZ07 VintAll | 0.076148 | 0.030378 | 0.1833 | 234 | 702 | 0 | 0 | 0.074214 | 0 | 0.074214 | 0 | 0.074213 | 0 | 0.074213 | 0 | 1.9633 | 1.9633 | 1.9633 | 1.9633
267029-Commercial HVAC Diagnostic/Tune-up Com All CZ07 VintAll | 0.055607 | 0.022183 | 0.13316 | 170.8768 | 1708.7677 | 0 | 0 | -0.039441 | 0 | -0.039441 | 0 | -0.063572 | 0 | -0.063572 | 0 | 0.8051 | 0.71932 | 0.8051 | 0.71932
267044-Commercial Condensor Coil Cleaning (all units - savings at 50% of DEER) Com All CZ07 VintAll | 0.076148 | 0.030378 | 0.1833 | 234 | 702 | 0 | 0 | 0.074214 | 0 | 0.074214 | 0 | 0.074213 | 0 | 0.074213 | 0 | 1.9633 | 1.9633 | 1.9633 | 1.9633
267029-Commercial HVAC Diagnostic/Tune-up Com All CZ07 VintAll | 0.055607 | 0.022183 | 0.13316 | 170.8768 | 1708.7677 | 0 | 0 | -0.039441 | 0 | -0.039441 | 0 | -0.063572 | 0 | -0.063572 | 0 | 0.8051 | 0.71932 | 0.8051 | 0.71932
267044-Commercial Condensor Coil Cleaning (all units - savings at 50% of DEER) Com All CZ07 VintAll | 0.076148 | 0.030378 | 0.1833 | 234 | 702 | 0 | 0 | 0.074214 | 0 | 0.074214 | 0 | 0.074213 | 0 | 0.074213 | 0 | 1.9633 | 1.9633 | 1.9633 | 1.9633
267029-Commercial HVAC Diagnostic/Tune-up Com All CZ07 VintAll | 0.044485 | 0.017747 | 0.10653 | 136.7014 | 1367.0141 | 0 | 0 | -0.039441 | 0 | -0.039441 | 0 | -0.063572 | 0 | -0.063572 | 0 | 0.8051 | 0.71932 | 0.8051 | 0.71932
267044-Commercial Condensor Coil Cleaning (all units - savings at 50% of DEER) Com All CZ07 VintAll | 0.060919 | 0.024303 | 0.14664 | 187.2 | 561.6 | 0 | 0 | 0.074214 | 0 | 0.074214 | 0 | 0.074213 | 0 | 0.074213 | 0 | 1.9633 | 1.9633 | 1.9633 | 1.9633
267029-Commercial HVAC Diagnostic/Tune-up Com All CZ07 VintAll | 0.055607 | 0.022183 | 0.13316 | 170.8768 | 1708.7677 | 0 | 0 | -0.039441 | 0 | -0.039441 | 0 | -0.063572 | 0 | -0.063572 | 0 | 0.8051 | 0.71932 | 0.8051 | 0.71932
267044-Commercial Condensor Coil Cleaning (all units - savings at 50% of DEER) Com All CZ07 VintAll | 0.076148 | 0.030378 | 0.1833 | 234 | 702 | 0 | 0 | 0.074214 | 0 | 0.074214 | 0 | 0.074213 | 0 | 0.074213 | 0 | 1.9633 | 1.9633 | 1.9633 | 1.9633
267029-Commercial HVAC Diagnostic/Tune-up Com All CZ07 VintAll | 0.055607 | 0.022183 | 0.13316 | 170.8768 | 1708.7677 | 0 | 0 | -0.039441 | 0 | -0.039441 | 0 | -0.063572 | 0 | -0.063572 | 0 | 0.8051 | 0.71932 | 0.8051 | 0.71932
267044-Commercial Condensor Coil Cleaning (all units - savings at 50% of DEER) Com All CZ07 VintAll | 0.076148 | 0.030378 | 0.1833 | 234 | 702 | 0 | 0 | 0.074214 | 0 | 0.074214 | 0 | 0.074213 | 0 | 0.074213 | 0 | 1.9633 | 1.9633 | 1.9633 | 1.9633
267029-Commercial HVAC Diagnostic/Tune-up Com All CZ07 VintAll | 0.055607 | 0.022183 | 0.13316 | 170.8768 | 1708.7677 | 0 | 0 | -0.039441 | 0 | -0.039441 | 0 | -0.063572 | 0 | -0.063572 | 0 | 0.8051 | 0.71932 | 0.8051 | 0.71932
267044-Commercial Condensor Coil Cleaning (all units - savings at 50% of DEER) Com All CZ07 VintAll | 0.076148 | 0.030378 | 0.1833 | 234 | 702 | 0 | 0 | 0.074214 | 0 | 0.074214 | 0 | 0.074213 | 0 | 0.074213 | 0 | 1.9633 | 1.9633 | 1.9633 | 1.9633
267029-Commercial HVAC Diagnostic/Tune-up Com All CZ07 VintAll | 0.055607 | 0.022183 | 0.13316 | 170.8768 | 1708.7677 | 0 | 0 | -0.039441 | 0 | -0.039441 | 0 | -0.063572 | 0 | -0.063572 | 0 | 0.8051 | 0.71932 | 0.8051 | 0.71932
267044-Commercial Condensor Coil Cleaning (all units - savings at 50% of DEER) Com All CZ07 VintAll | 0.076148 | 0.030378 | 0.1833 | 234 | 702 | 0 | 0 | 0.074214 | 0 | 0.074214 | 0 | 0.074213 | 0 | 0.074213 | 0 | 1.9633 | 1.9633 | 1.9633 | 1.9633
267029-Commercial HVAC Diagnostic/Tune-up Com All CZ07 VintAll | 0.055607 | 0.022183 | 0.13316 | 170.8768 | 1708.7677 | 0 | 0 | -0.039441 | 0 | -0.039441 | 0 | -0.063572 | 0 | -0.063572 | 0 | 0.8051 | 0.71932 | 0.8051 | 0.71932
267044-Commercial Condensor Coil Cleaning (all units - savings at 50% of DEER) Com All CZ07 VintAll | 0.076148 | 0.030378 | 0.1833 | 234 | 702 | 0 | 0 | 0.074214 | 0 | 0.074214 | 0 | 0.074213 | 0 | 0.074213 | 0 | 1.9633 | 1.9633 | 1.9633 | 1.9633
267029-Commercial HVAC Diagnostic/Tune-up Com All CZ07 VintAll | 0.055607 | 0.022183 | 0.13316 | 170.8768 | 1708.7677 | 0 | 0 | -0.039441 | 0 | -0.039441 | 0 | -0.063572 | 0 | -0.063572 | 0 | 0.8051 | 0.71932 | 0.8051 | 0.71932
267044-Commercial Condensor Coil Cleaning (all units - savings at 50% of DEER) Com All CZ07 VintAll | 0.076148 | 0.030378 | 0.1833 | 234 | 702 | 0 | 0 | 0.074214 | 0 | 0.074214 | 0 | 0.074213 | 0 | 0.074213 | 0 | 1.9633 | 1.9633 | 1.9633 | 1.9633
267044-Commercial Condensor Coil Cleaning (all units - savings at 50% of DEER) Com All CZ07 VintAll | 0.045689 | 0.018227 | 0.10998 | 140.4 | 421.2 | 0 | 0 | 0.071389 | 0 | 0.071389 | 0 | 0.061372 | 0 | 0.061372 | 0 | 1.8939 | 1.6828 | 1.8939 | 1.6828
267029-Commercial HVAC Diagnostic/Tune-up Com All CZ07 VintAll | 0.033364 | 0.01331 | 0.079898 | 102.5261 | 1025.2606 | 0 | 0 | -0.045103 | 0 | -0.045103 | 0 | -0.10132 | 0 | -0.10132 | 0 | 0.78318 | 0.61656 | 0.78318 | 0.61656
267044-Commercial Condensor Coil Cleaning (all units - savings at 50% of DEER) Com All CZ07 VintAll | 0.045689 | 0.018227 | 0.10998 | 140.4 | 421.2 | 0 | 0 | 0.071389 | 0 | 0.071389 | 0 | 0.061372 | 0 | 0.061372 | 0 | 1.8939 | 1.6828 | 1.8939 | 1.6828
267029-Commercial HVAC Diagnostic/Tune-up Com All CZ07 VintAll | 0.044485 | 0.017747 | 0.10653 | 136.7014 | 1367.0141 | 0 | 0 | -0.039441 | 0 | -0.039441 | 0 | -0.063572 | 0 | -0.063572 | 0 | 0.8051 | 0.71932 | 0.8051 | 0.71932
267044-Commercial Condensor Coil Cleaning (all units - savings at 50% of DEER) Com All CZ07 VintAll | 0.060919 | 0.024303 | 0.14664 | 187.2 | 561.6 | 0 | 0 | 0.074214 | 0 | 0.074214 | 0 | 0.074213 | 0 | 0.074213 | 0 | 1.9633 | 1.9633 | 1.9633 | 1.9633
267029-Commercial HVAC Diagnostic/Tune-up Com All CZ07 VintAll | 0.044485 | 0.017747 | 0.10653 | 136.7014 | 1367.0141 | 0 | 0 | -0.039441 | 0 | -0.039441 | 0 | -0.063572 | 0 | -0.063572 | 0 | 0.8051 | 0.71932 | 0.8051 | 0.71932
267044-Commercial Condensor Coil Cleaning (all units - savings at 50% of DEER) Com All CZ07 VintAll | 0.060919 | 0.024303 | 0.14664 | 187.2 | 561.6 | 0 | 0 | 0.074214 | 0 | 0.074214 | 0 | 0.074213 | 0 | 0.074213 | 0 | 1.9633 | 1.9633 | 1.9633 | 1.9633
267029-Commercial HVAC Diagnostic/Tune-up Com All CZ07 VintAll | 0.044485 | 0.017747 | 0.10653 | 136.7014 | 1367.0141 | 0 | 0 | -0.043688 | 0 | -0.043688 | 0 | -0.091883 | 0 | -0.091883 | 0 | 0.78855 | 0.6394 | 0.78855 | 0.6394
267044-Commercial Condensor Coil Cleaning (all units - savings at 50% of DEER) Com All CZ07 VintAll | 0.060919 | 0.024303 | 0.14664 | 187.2 | 561.6 | 0 | 0 | 0.072095 | 0 | 0.072095 | 0 | 0.064582 | 0 | 0.064582 | 0 | 1.9108 | 1.7451 | 1.9108 | 1.7451
267029-Commercial HVAC Diagnostic/Tune-up Com All CZ07 VintAll | 0.044485 | 0.017747 | 0.10653 | 136.7014 | 1367.0141 | 0 | 0 | -0.039441 | 0 | -0.039441 | 0 | -0.063572 | 0 | -0.063572 | 0 | 0.8051 | 0.71932 | 0.8051 | 0.71932
267044-Commercial Condensor Coil Cleaning (all units - savings at 50% of DEER) Com All CZ07 VintAll | 0.060919 | 0.024303 | 0.14664 | 187.2 | 561.6 | 0 | 0 | 0.074214 | 0 | 0.074214 | 0 | 0.074213 | 0 | 0.074213 | 0 | 1.9633 | 1.9633 | 1.9633 | 1.9633
267045-Commercial Condensor Coil Cleaning (all units - savings at 50% of DEER) Com All CZ10 VintAll | 0.093916 | 0.037466 | 0.25935 | 288.6 | 865.8 | 0 | 0 | 0.088788 | 0 | 0.088788 | 0 | 0.088788 | 0 | 0.088788 | 0 | 2.4214 | 2.4214 | 2.4214 | 2.4214
267045-Commercial Condensor Coil Cleaning (all units - savings at 50% of DEER) Com All CZ10 VintAll | 0.037567 | 0.014987 | 0.10374 | 115.44 | 346.32 | 0 | 0 | 0.088788 | 0 | 0.088788 | 0 | 0.088788 | 0 | 0.088788 | 0 | 2.4214 | 2.4214 | 2.4214 | 2.4214
267045-Commercial Condensor Coil Cleaning (all units - savings at 50% of DEER) Com All CZ10 VintAll | 0.05635 | 0.02248 | 0.15561 | 173.16 | 519.48 | 0 | 0 | 0.088788 | 0 | 0.088788 | 0 | 0.088788 | 0 | 0.088788 | 0 | 2.4214 | 2.4214 | 2.4214 | 2.4214
267045-Commercial Condensor Coil Cleaning (all units - savings at 50% of DEER) Com All CZ10 VintAll | 0.093916 | 0.037466 | 0.25935 | 288.6 | 865.8 | 0 | 0 | 0.088788 | 0 | 0.088788 | 0 | 0.088788 | 0 | 0.088788 | 0 | 2.4214 | 2.4214 | 2.4214 | 2.4214
267040-Residential Condensor Coil Cleaning Resid SF CZ10 VintAll | 0.28997 | 0.0027153 | 0.27799 | 210.6 | 631.8 | 0 | 0 | 0.22746 | 0 | 0.22746 | 0 | 0.22746 | 0 | 0.22746 | 0 | 3.6572 | 3.6572 | 3.6572 | 3.6572
267040-Residential Condensor Coil Cleaning Resid SF CZ10 VintAll | 0.28997 | 0.0027153 | 0.27799 | 210.6 | 631.8 | 0 | 0 | 0.22746 | 0 | 0.22746 | 0 | 0.22746 | 0 | 0.22746 | 0 | 3.6572 | 3.6572 | 3.6572 | 3.6572
267002-High Refrigerant Charge Adjustment (>= ±20% rated charge) Resid SF CZ10 Vint04 | 0.66297 | 0.0062082 | 0.5337 | 481.5041 | 4815.0414 | -0.1827 | -1.827 | 0.27737 | 0.98982 | 0.27737 | 0.98982 | 0.27295 | 0.98982 | 0.27295 | 0.98982 | 5.7813 | 5.3713 | 5.7813 | 5.3713
267040-Residential Condensor Coil Cleaning Resid SF CZ10 VintAll | 0.28997 | 0.0027153 | 0.27799 | 210.6 | 631.8 | 0 | 0 | 0.22746 | 0 | 0.22746 | 0 | 0.22746 | 0 | 0.22746 | 0 | 3.6572 | 3.6572 | 3.6572 | 3.6572
267040-Residential Condensor Coil Cleaning Resid SF CZ10 VintAll | 0.28997 | 0.0027153 | 0.27799 | 210.6 | 631.8 | 0 | 0 | 0.22746 | 0 | 0.22746 | 0 | 0.22746 | 0 | 0.22746 | 0 | 3.6572 | 3.6572 | 3.6572 | 3.6572
267040-Residential Condensor Coil Cleaning Resid SF CZ10 VintAll | 0.28997 | 0.0027153 | 0.27799 | 210.6 | 631.8 | 0 | 0 | 0.22746 | 0 | 0.22746 | 0 | 0.22746 | 0 | 0.22746 | 0 | 3.6572 | 3.6572 | 3.6572 | 3.6572
267040-Residential Condensor Coil Cleaning Resid SF CZ10 VintAll | 0.28997 | 0.0027153 | 0.27799 | 210.6 | 631.8 | 0 | 0 | 0.22746 | 0 | 0.22746 | 0 | 0.22746 | 0 | 0.22746 | 0 | 3.6572 | 3.6572 | 3.6572 | 3.6572
267040-Residential Condensor Coil Cleaning Resid SF CZ10 VintAll | 0.28997 | 0.0027153 | 0.27799 | 210.6 | 631.8 | 0 | 0 | 0.22746 | 0 | 0.22746 | 0 | 0.22746 | 0 | 0.22746 | 0 | 3.6572 | 3.6572 | 3.6572 | 3.6572
267040-Residential Condensor Coil Cleaning Resid SF CZ10 VintAll | 0.28997 | 0.0027153 | 0.27799 | 210.6 | 631.8 | 0 | 0 | 0.22746 | 0 | 0.22746 | 0 | 0.22746 | 0 | 0.22746 | 0 | 3.6572 | 3.6572 | 3.6572 | 3.6572
267040-Residential Condensor Coil Cleaning Resid SF CZ10 VintAll | 0.28997 | 0.0027153 | 0.27799 | 210.6 | 631.8 | 0 | 0 | 0.22746 | 0 | 0.22746 | 0 | 0.22746 | 0 | 0.22746 | 0 | 3.6572 | 3.6572 | 3.6572 | 3.6572
267001-High Refrigerant Charge Adjustment (>= ±20% rated charge) Resid SFCZ10 Vint03 | 0.53365 | 0.0049972 | 0.28557 | 387.5804 | 3875.8044 | -0.10395 | -1.0395 | 0.28448 | 0.98982 | 0.28448 | 0.98982 | 0.27075 | 0.98982 | 0.27075 | 0.98982 | 6.5924 | 5.19 | 6.5924 | 5.19
267040-Residential Condensor Coil Cleaning Resid SF CZ10 VintAll | 0.28997 | 0.0027153 | 0.27799 | 210.6 | 631.8 | 0 | 0 | 0.22746 | 0 | 0.22746 | 0 | 0.22746 | 0 | 0.22746 | 0 | 3.6572 | 3.6572 | 3.6572 | 3.6572
267009-Duct Sealing (Total Leakage Reduced from 40% of AHU flow to 12%) Resid SF CZ10 Vint03 | 0.25213 | 0.002361 | 0.13813 | 183.1159 | 3296.0866 | 16.7075 | 300.7354 | 0.27794 | 0.88353 | 0.27794 | 0.88353 | 0.21989 | 0.69899 | 0.21989 | 0.69899 | 5.4917 | 2.8335 | 5.4917 | 2.8335
267010-Duct Sealing (Total Leakage Reduced from 40% of AHU flow to 12%) Resid SF CZ10 Vint04 | 0.58424 | 0.0054709 | 0.56386 | 424.3192 | 7637.746 | 25.1178 | 452.1203 | 0.24761 | 0.82633 | 0.24761 | 0.82633 | 0.20422 | 0.68152 | 0.20422 | 0.68152 | 4.2546 | 2.7094 | 4.2546 | 2.7094
267010-Duct Sealing (Total Leakage Reduced from 40% of AHU flow to 12%) Resid SF CZ10 Vint04 | 0.19475 | 0.0018236 | 0.18795 | 141.4397 | 2545.9153 | 8.3726 | 150.7068 | 0.24669 | 0.82326 | 0.24669 | 0.82326 | 0.20004 | 0.66757 | 0.20004 | 0.66757 | 4.2038 | 2.6177 | 4.2038 | 2.6177
267009-Duct Sealing (Total Leakage Reduced from 40% of AHU flow to 12%) Resid SF CZ10 Vint03 | 0.25213 | 0.002361 | 0.13813 | 183.1159 | 3296.0866 | 16.7075 | 300.7354 | 0.27753 | 0.88221 | 0.27753 | 0.88221 | 0.218 | 0.693 | 0.218 | 0.693 | 5.4552 | 2.7896 | 5.4552 | 2.7896
267009-Duct Sealing (Total Leakage Reduced from 40% of AHU flow to 12%) Resid SF CZ10 Vint03 | 0.50426 | 0.0047219 | 0.27625 | 366.2318 | 6592.1731 | 33.415 | 601.4708 | 0.27794 | 0.88353 | 0.27794 | 0.88353 | 0.21989 | 0.69899 | 0.21989 | 0.69899 | 5.4917 | 2.8335 | 5.4917 | 2.8335
267010-Duct Sealing (Total Leakage Reduced from 40% of AHU flow to 12%) Resid SF CZ10 Vint04 | 0.58424 | 0.0054709 | 0.56386 | 424.3192 | 7637.746 | 25.1178 | 452.1203 | 0.24586 | 0.82048 | 0.24586 | 0.82048 | 0.19625 | 0.65494 | 0.19625 | 0.65494 | 4.1588 | 2.54 | 4.1588 | 2.54
267009-Duct Sealing (Total Leakage Reduced from 40% of AHU flow to 12%) Resid SF CZ10 Vint03 | 0.25213 | 0.002361 | 0.13813 | 183.1159 | 3296.0866 | 16.7075 | 300.7354 | 0.27794 | 0.88353 | 0.27794 | 0.88353 | 0.21989 | 0.69899 | 0.21989 | 0.69899 | 5.4917 | 2.8335 | 5.4917 | 2.8335
267010-Duct Sealing (Total Leakage Reduced from 40% of AHU flow to 12%) Resid SF CZ10 Vint04 | 0.19475 | 0.0018236 | 0.18795 | 141.4397 | 2545.9153 | 8.3726 | 150.7068 | 0.2279 | 0.76055 | 0.2279 | 0.76055 | 0.11462 | 0.3825 | 0.11462 | 0.3825 | 3.3791 | 1.5482 | 3.3791 | 1.5482
267010-Duct Sealing (Total Leakage Reduced from 40% of AHU flow to 12%) Resid SF CZ10 Vint04 | 0.58424 | 0.0054709 | 0.56386 | 424.3192 | 7637.746 | 25.1178 | 452.1203 | 0.24411 | 0.81464 | 0.24411 | 0.81464 | 0.18829 | 0.62836 | 0.18829 | 0.62836 | 4.0673 | 2.3906 | 4.0673 | 2.3906
267010-Duct Sealing (Total Leakage Reduced from 40% of AHU flow to 12%) Resid SF CZ10 Vint04 | 0.58424 | 0.0054709 | 0.56386 | 424.3192 | 7637.746 | 25.1178 | 452.1203 | 0.24411 | 0.81464 | 0.24411 | 0.81464 | 0.18829 | 0.62836 | 0.18829 | 0.62836 | 4.0673 | 2.3906 | 4.0673 | 2.3906
267010-Duct Sealing (Total Leakage Reduced from 40% of AHU flow to 12%) Resid SF CZ10 Vint04 | 0.58424 | 0.0054709 | 0.56386 | 424.3192 | 7637.746 | 25.1178 | 452.1203 | 0.24235 | 0.80879 | 0.24235 | 0.80879 | 0.18033 | 0.60178 | 0.18033 | 0.60178 | 3.9796 | 2.2578 | 3.9796 | 2.2578
267010-Duct Sealing (Total Leakage Reduced from 40% of AHU flow to 12%) Resid SF CZ10 Vint04 | 0.58424 | 0.0054709 | 0.56386 | 424.3192 | 7637.746 | 25.1178 | 452.1203 | 0.24235 | 0.80879 | 0.24235 | 0.80879 | 0.18033 | 0.60178 | 0.18033 | 0.60178 | 3.9796 | 2.2578 | 3.9796 | 2.2578
267010-Duct Sealing (Total Leakage Reduced from 40% of AHU flow to 12%) Resid SF CZ10 Vint04 | 0.19475 | 0.0018236 | 0.18795 | 141.4397 | 2545.9153 | 8.3726 | 150.7068 | 0.23447 | 0.78247 | 0.23447 | 0.78247 | 0.14448 | 0.48217 | 0.14448 | 0.48217 | 3.6279 | 1.8062 | 3.6279 | 1.8062
267009-Duct Sealing (Total Leakage Reduced from 40% of AHU flow to 12%) Resid SF CZ10 Vint03 | 0.25213 | 0.002361 | 0.13813 | 183.1159 | 3296.0866 | 16.7075 | 300.7354 | 0.28171 | 0.89551 | 0.28171 | 0.89551 | 0.23702 | 0.75345 | 0.23702 | 0.75345 | 5.848 | 3.3057 | 5.848 | 3.3057
267010-Duct Sealing (Total Leakage Reduced from 40% of AHU flow to 12%) Resid SF CZ10 Vint04 | 0.19475 | 0.0018236 | 0.18795 | 141.4397 | 2545.9153 | 8.3726 | 150.7068 | 0.23053 | 0.76932 | 0.23053 | 0.76932 | 0.12656 | 0.42237 | 0.12656 | 0.42237 | 3.4744 | 1.642 | 3.4744 | 1.642
267010-Duct Sealing (Total Leakage Reduced from 40% of AHU flow to 12%) Resid SF CZ10 Vint04 | 0.19475 | 0.0018236 | 0.18795 | 141.4397 | 2545.9153 | 8.3726 | 150.7068 | 0.22658 | 0.75616 | 0.22658 | 0.75616 | 0.10864 | 0.36256 | 0.10864 | 0.36256 | 3.3333 | 1.5052 | 3.3333 | 1.5052
267010-Duct Sealing (Total Leakage Reduced from 40% of AHU flow to 12%) Resid SF CZ10 Vint04 | 0.19475 | 0.0018236 | 0.18795 | 141.4397 | 2545.9153 | 8.3726 | 150.7068 | 0.23841 | 0.79563 | 0.23841 | 0.79563 | 0.1624 | 0.54198 | 0.1624 | 0.54198 | 3.7957 | 2.0069 | 3.7957 | 2.0069
267029-Commercial HVAC Diagnostic/Tune-up Com All CZ07 VintAll | 0.044485 | 0.017747 | 0.10653 | 136.7014 | 1367.0141 | 0 | 0 | -0.039441 | 0 | -0.039441 | 0 | -0.063572 | 0 | -0.063572 | 0 | 0.8051 | 0.71932 | 0.8051 | 0.71932
267044-Commercial Condensor Coil Cleaning (all units - savings at 50% of DEER) Com All CZ07 VintAll | 0.060919 | 0.024303 | 0.14664 | 187.2 | 561.6 | 0 | 0 | 0.074214 | 0 | 0.074214 | 0 | 0.074213 | 0 | 0.074213 | 0 | 1.9633 | 1.9633 | 1.9633 | 1.9633
267044-Commercial Condensor Coil Cleaning (all units - savings at 50% of DEER) Com All CZ07 VintAll | 0.10661 | 0.042529 | 0.25662 | 327.6 | 982.8 | 0 | 0 | 0.073003 | 0 | 0.073003 | 0 | 0.06871 | 0 | 0.06871 | 0 | 1.9329 | 1.8324 | 1.9329 | 1.8324
267002-High Refrigerant Charge Adjustment (>= ±20% rated charge) Resid SF CZ10 Vint04 | 1.105 | 0.010347 | 0.8895 | 802.5069 | 8025.069 | -0.3045 | -3.045 | 0.27737 | 0.98982 | 0.27737 | 0.98982 | 0.27295 | 0.98982 | 0.27295 | 0.98982 | 5.7813 | 5.3713 | 5.7813 | 5.3713
267040-Residential Condensor Coil Cleaning Resid SF CZ10 VintAll | 0.28997 | 0.0027153 | 0.27799 | 210.6 | 631.8 | 0 | 0 | 0.22746 | 0 | 0.22746 | 0 | 0.22746 | 0 | 0.22746 | 0 | 3.6572 | 3.6572 | 3.6572 | 3.6572
267040-Residential Condensor Coil Cleaning Resid SF CZ10 VintAll | 0.28997 | 0.0027153 | 0.27799 | 210.6 | 631.8 | 0 | 0 | 0.22746 | 0 | 0.22746 | 0 | 0.22746 | 0 | 0.22746 | 0 | 3.6572 | 3.6572 | 3.6572 | 3.6572
267033-High Refrigerant Charge Adjustment (>= ±20% rated charge) Resid MF CZ10 Vint04 | 0.55174 | 0.0051665 | 0.52912 | 400.7156 | 4007.1564 | -0.24619 | -2.4619 | 0.2646 | 0.98982 | 0.2646 | 0.98982 | 0.26038 | 0.98982 | 0.26038 | 0.98982 | 4.734 | 4.467 | 4.734 | 4.467
267042-Residential Condensor Coil Cleaning Resid MF CZ10 VintAll | 0.19331 | 0.0018102 | 0.18533 | 140.4 | 421.2 | 0 | 0 | 0.18466 | 0 | 0.18466 | 0 | 0.18466 | 0 | 0.18466 | 0 | 2.4381 | 2.4381 | 2.4381 | 2.4381
267033-High Refrigerant Charge Adjustment (>= ±20% rated charge) Resid MF CZ10 Vint04 | 0.36782 | 0.0034444 | 0.35275 | 267.1438 | 2671.4376 | -0.16413 | -1.6413 | 0.2646 | 0.98982 | 0.2646 | 0.98982 | 0.26038 | 0.98982 | 0.26038 | 0.98982 | 4.734 | 4.467 | 4.734 | 4.467
267042-Residential Condensor Coil Cleaning Resid MF CZ10 VintAll | 0.19331 | 0.0018102 | 0.18533 | 140.4 | 421.2 | 0 | 0 | 0.18466 | 0 | 0.18466 | 0 | 0.18466 | 0 | 0.18466 | 0 | 2.4381 | 2.4381 | 2.4381 | 2.4381
267002-High Refrigerant Charge Adjustment (>= ±20% rated charge) Resid SF CZ10 Vint04 | 0.66297 | 0.0062082 | 0.5337 | 481.5041 | 4815.0414 | -0.1827 | -1.827 | 0.27737 | 0.98982 | 0.27737 | 0.98982 | 0.27295 | 0.98982 | 0.27295 | 0.98982 | 5.7813 | 5.3713 | 5.7813 | 5.3713
267040-Residential Condensor Coil Cleaning Resid SF CZ10 VintAll | 0.28997 | 0.0027153 | 0.27799 | 210.6 | 631.8 | 0 | 0 | 0.22746 | 0 | 0.22746 | 0 | 0.22746 | 0 | 0.22746 | 0 | 3.6572 | 3.6572 | 3.6572 | 3.6572
267040-Residential Condensor Coil Cleaning Resid SF CZ10 VintAll | 0.28997 | 0.0027153 | 0.27799 | 210.6 | 631.8 | 0 | 0 | 0.22746 | 0 | 0.22746 | 0 | 0.22746 | 0 | 0.22746 | 0 | 3.6572 | 3.6572 | 3.6572 | 3.6572
267010-Duct Sealing (Total Leakage Reduced from 40% of AHU flow to 12%) Resid SF CZ10 Vint04 | 0.38949 | 0.0036472 | 0.37591 | 282.8795 | 5091.8306 | 16.7452 | 301.4135 | 0.23631 | 0.78861 | 0.23631 | 0.78861 | 0.15285 | 0.51008 | 0.15285 | 0.51008 | 3.7043 | 1.8947 | 3.7043 | 1.8947
267009-Duct Sealing (Total Leakage Reduced from 40% of AHU flow to 12%) Resid SF CZ10 Vint03 | 0.25213 | 0.002361 | 0.13813 | 183.1159 | 3296.0866 | 16.7075 | 300.7354 | 0.27794 | 0.88353 | 0.27794 | 0.88353 | 0.21989 | 0.69899 | 0.21989 | 0.69899 | 5.4917 | 2.8335 | 5.4917 | 2.8335
267010-Duct Sealing (Total Leakage Reduced from 40% of AHU flow to 12%) Resid SF CZ10 Vint04 | 0.38949 | 0.0036472 | 0.37591 | 282.8795 | 5091.8306 | 16.7452 | 301.4135 | 0.2463 | 0.82195 | 0.2463 | 0.82195 | 0.19825 | 0.66159 | 0.19825 | 0.66159 | 4.1824 | 2.5803 | 4.1824 | 2.5803
267009-Duct Sealing (Total Leakage Reduced from 40% of AHU flow to 12%) Resid SF CZ10 Vint03 | 0.25213 | 0.002361 | 0.13813 | 183.1159 | 3296.0866 | 16.7075 | 300.7354 | 0.27229 | 0.86555 | 0.27229 | 0.86555 | 0.19419 | 0.61729 | 0.19419 | 0.61729 | 5.032 | 2.3334 | 5.032 | 2.3334
267010-Duct Sealing (Total Leakage Reduced from 40% of AHU flow to 12%) Resid SF CZ10 Vint04 | 0.19475 | 0.0018236 | 0.18795 | 141.4397 | 2545.9153 | 8.3726 | 150.7068 | 0.24761 | 0.82633 | 0.24761 | 0.82633 | 0.20422 | 0.68152 | 0.20422 | 0.68152 | 4.2546 | 2.7094 | 4.2546 | 2.7094
267010-Duct Sealing (Total Leakage Reduced from 40% of AHU flow to 12%) Resid SF CZ10 Vint04 | 0.19475 | 0.0018236 | 0.18795 | 141.4397 | 2545.9153 | 8.3726 | 150.7068 | 0.23184 | 0.7737 | 0.23184 | 0.7737 | 0.13254 | 0.4423 | 0.13254 | 0.4423 | 3.5241 | 1.6933 | 3.5241 | 1.6933
267002-High Refrigerant Charge Adjustment (>= ±20% rated charge) Resid SF CZ10 Vint04 | 0.44198 | 0.0041388 | 0.3558 | 321.0028 | 3210.0276 | -0.1218 | -1.218 | 0.27737 | 0.98982 | 0.27737 | 0.98982 | 0.27295 | 0.98982 | 0.27295 | 0.98982 | 5.7813 | 5.3713 | 5.7813 | 5.3713
267040-Residential Condensor Coil Cleaning Resid SF CZ10 VintAll | 0.28997 | 0.0027153 | 0.27799 | 210.6 | 631.8 | 0 | 0 | 0.22746 | 0 | 0.22746 | 0 | 0.22746 | 0 | 0.22746 | 0 | 3.6572 | 3.6572 | 3.6572 | 3.6572
267002-High Refrigerant Charge Adjustment (>= ±20% rated charge) Resid SF CZ10 Vint04 | 0.44198 | 0.0041388 | 0.3558 | 321.0028 | 3210.0276 | -0.1218 | -1.218 | 0.27737 | 0.98982 | 0.27737 | 0.98982 | 0.27295 | 0.98982 | 0.27295 | 0.98982 | 5.7813 | 5.3713 | 5.7813 | 5.3713
267040-Residential Condensor Coil Cleaning Resid SF CZ10 VintAll | 0.28997 | 0.0027153 | 0.27799 | 210.6 | 631.8 | 0 | 0 | 0.22746 | 0 | 0.22746 | 0 | 0.22746 | 0 | 0.22746 | 0 | 3.6572 | 3.6572 | 3.6572 | 3.6572
267044-Commercial Condensor Coil Cleaning (all units - savings at 50% of DEER) Com All CZ07 VintAll | 0.076148 | 0.030378 | 0.1833 | 234 | 702 | 0 | 0 | 0.074214 | 0 | 0.074214 | 0 | 0.074213 | 0 | 0.074213 | 0 | 1.9633 | 1.9633 | 1.9633 | 1.9633
267029-Commercial HVAC Diagnostic/Tune-up Com All CZ07 VintAll | 0.055607 | 0.022183 | 0.13316 | 170.8768 | 1708.7677 | 0 | 0 | -0.039441 | 0 | -0.039441 | 0 | -0.063572 | 0 | -0.063572 | 0 | 0.8051 | 0.71932 | 0.8051 | 0.71932
267044-Commercial Condensor Coil Cleaning (all units - savings at 50% of DEER) Com All CZ07 VintAll | 0.076148 | 0.030378 | 0.1833 | 234 | 702 | 0 | 0 | 0.074214 | 0 | 0.074214 | 0 | 0.074213 | 0 | 0.074213 | 0 | 1.9633 | 1.9633 | 1.9633 | 1.9633
267029-Commercial HVAC Diagnostic/Tune-up Com All CZ07 VintAll | 0.055607 | 0.022183 | 0.13316 | 170.8768 | 1708.7677 | 0 | 0 | -0.039441 | 0 | -0.039441 | 0 | -0.063572 | 0 | -0.063572 | 0 | 0.8051 | 0.71932 | 0.8051 | 0.71932
267044-Commercial Condensor Coil Cleaning (all units - savings at 50% of DEER) Com All CZ07 VintAll | 0.076148 | 0.030378 | 0.1833 | 234 | 702 | 0 | 0 | 0.074214 | 0 | 0.074214 | 0 | 0.074213 | 0 | 0.074213 | 0 | 1.9633 | 1.9633 | 1.9633 | 1.9633
267044-Commercial Condensor Coil Cleaning (all units - savings at 50% of DEER) Com All CZ07 VintAll | 0.01523 | 0.0060756 | 0.03666 | 46.8 | 140.4 | 0 | 0 | 0.065739 | 0 | 0.065739 | 0 | 0.035692 | 0 | 0.035692 | 0 | 1.7688 | 1.3089 | 1.7688 | 1.3089
267044-Commercial Condensor Coil Cleaning (all units - savings at 50% of DEER) Com All CZ07 VintAll | 0.045689 | 0.018227 | 0.10998 | 140.4 | 421.2 | 0 | 0 | 0.074214 | 0 | 0.074214 | 0 | 0.074213 | 0 | 0.074213 | 0 | 1.9633 | 1.9633 | 1.9633 | 1.9633
267029-Commercial HVAC Diagnostic/Tune-up Com All CZ07 VintAll | 0.055607 | 0.022183 | 0.13316 | 170.8768 | 1708.7677 | 0 | 0 | -0.039441 | 0 | -0.039441 | 0 | -0.063572 | 0 | -0.063572 | 0 | 0.8051 | 0.71932 | 0.8051 | 0.71932
267044-Commercial Condensor Coil Cleaning (all units - savings at 50% of DEER) Com All CZ07 VintAll | 0.076148 | 0.030378 | 0.1833 | 234 | 702 | 0 | 0 | 0.074214 | 0 | 0.074214 | 0 | 0.074213 | 0 | 0.074213 | 0 | 1.9633 | 1.9633 | 1.9633 | 1.9633
267044-Commercial Condensor Coil Cleaning (all units - savings at 50% of DEER) Com All CZ07 VintAll | 0.076148 | 0.030378 | 0.1833 | 234 | 702 | 0 | 0 | 0.074214 | 0 | 0.074214 | 0 | 0.074213 | 0 | 0.074213 | 0 | 1.9633 | 1.9633 | 1.9633 | 1.9633
267044-Commercial Condensor Coil Cleaning (all units - savings at 50% of DEER) Com All CZ07 VintAll | 0.076148 | 0.030378 | 0.1833 | 234 | 702 | 0 | 0 | 0.074214 | 0 | 0.074214 | 0 | 0.074213 | 0 | 0.074213 | 0 | 1.9633 | 1.9633 | 1.9633 | 1.9633
267029-Commercial HVAC Diagnostic/Tune-up Com All CZ07 VintAll | 0.055607 | 0.022183 | 0.13316 | 170.8768 | 1708.7677 | 0 | 0 | -0.039441 | 0 | -0.039441 | 0 | -0.063572 | 0 | -0.063572 | 0 | 0.8051 | 0.71932 | 0.8051 | 0.71932
267044-Commercial Condensor Coil Cleaning (all units - savings at 50% of DEER) Com All CZ07 VintAll | 0.076148 | 0.030378 | 0.1833 | 234 | 702 | 0 | 0 | 0.074214 | 0 | 0.074214 | 0 | 0.074213 | 0 | 0.074213 | 0 | 1.9633 | 1.9633 | 1.9633 | 1.9633
267029-Commercial HVAC Diagnostic/Tune-up Com All CZ07 VintAll | 0.033364 | 0.01331 | 0.079898 | 102.5261 | 1025.2606 | 0 | 0 | -0.045103 | 0 | -0.045103 | 0 | -0.10132 | 0 | -0.10132 | 0 | 0.78318 | 0.61656 | 0.78318 | 0.61656
267044-Commercial Condensor Coil Cleaning (all units - savings at 50% of DEER) Com All CZ07 VintAll | 0.045689 | 0.018227 | 0.10998 | 140.4 | 421.2 | 0 | 0 | 0.071389 | 0 | 0.071389 | 0 | 0.061372 | 0 | 0.061372 | 0 | 1.8939 | 1.6828 | 1.8939 | 1.6828
267044-Commercial Condensor Coil Cleaning (all units - savings at 50% of DEER) Com All CZ07 VintAll | 0.045689 | 0.018227 | 0.10998 | 140.4 | 421.2 | 0 | 0 | 0.071389 | 0 | 0.071389 | 0 | 0.061372 | 0 | 0.061372 | 0 | 1.8939 | 1.6828 | 1.8939 | 1.6828
267044-Commercial Condensor Coil Cleaning (all units - savings at 50% of DEER) Com All CZ07 VintAll | 0.076148 | 0.030378 | 0.1833 | 234 | 702 | 0 | 0 | 0.074214 | 0 | 0.074214 | 0 | 0.074213 | 0 | 0.074213 | 0 | 1.9633 | 1.9633 | 1.9633 | 1.9633
267044-Commercial Condensor Coil Cleaning (all units - savings at 50% of DEER) Com All CZ07 VintAll | 0.030459 | 0.012151 | 0.07332 | 93.6 | 280.8 | 0 | 0 | 0.074214 | 0 | 0.074214 | 0 | 0.074213 | 0 | 0.074213 | 0 | 1.9633 | 1.9633 | 1.9633 | 1.9633
267029-Commercial HVAC Diagnostic/Tune-up Com All CZ07 VintAll | 0.022243 | 0.0088734 | 0.053265 | 68.3507 | 683.5071 | 0 | 0 | -0.039441 | 0 | -0.039441 | 0 | -0.063572 | 0 | -0.063572 | 0 | 0.8051 | 0.71932 | 0.8051 | 0.71932
267044-Commercial Condensor Coil Cleaning (all units - savings at 50% of DEER) Com All CZ07 VintAll | 0.030459 | 0.012151 | 0.07332 | 93.6 | 280.8 | 0 | 0 | 0.074214 | 0 | 0.074214 | 0 | 0.074213 | 0 | 0.074213 | 0 | 1.9633 | 1.9633 | 1.9633 | 1.9633
267029-Commercial HVAC Diagnostic/Tune-up Com All CZ07 VintAll | 0.033364 | 0.01331 | 0.079898 | 102.5261 | 1025.2606 | 0 | 0 | -0.039441 | 0 | -0.039441 | 0 | -0.063572 | 0 | -0.063572 | 0 | 0.8051 | 0.71932 | 0.8051 | 0.71932
267044-Commercial Condensor Coil Cleaning (all units - savings at 50% of DEER) Com All CZ07 VintAll | 0.045689 | 0.018227 | 0.10998 | 140.4 | 421.2 | 0 | 0 | 0.074214 | 0 | 0.074214 | 0 | 0.074213 | 0 | 0.074213 | 0 | 1.9633 | 1.9633 | 1.9633 | 1.9633
267044-Commercial Condensor Coil Cleaning (all units - savings at 50% of DEER) Com All CZ07 VintAll | 0.030459 | 0.012151 | 0.07332 | 93.6 | 280.8 | 0 | 0 | 0.069977 | 0 | 0.069977 | 0 | 0.054952 | 0 | 0.054952 | 0 | 1.861 | 1.5706 | 1.861 | 1.5706
267044-Commercial Condensor Coil Cleaning (all units - savings at 50% of DEER) Com All CZ07 VintAll | 0.030459 | 0.012151 | 0.07332 | 93.6 | 280.8 | 0 | 0 | 0.069977 | 0 | 0.069977 | 0 | 0.054952 | 0 | 0.054952 | 0 | 1.861 | 1.5706 | 1.861 | 1.5706
267044-Commercial Condensor Coil Cleaning (all units - savings at 50% of DEER) Com All CZ07 VintAll | 0.030459 | 0.012151 | 0.07332 | 93.6 | 280.8 | 0 | 0 | 0.069977 | 0 | 0.069977 | 0 | 0.054952 | 0 | 0.054952 | 0 | 1.861 | 1.5706 | 1.861 | 1.5706
267044-Commercial Condensor Coil Cleaning (all units - savings at 50% of DEER) Com All CZ07 VintAll | 0.030459 | 0.012151 | 0.07332 | 93.6 | 280.8 | 0 | 0 | 0.069977 | 0 | 0.069977 | 0 | 0.054952 | 0 | 0.054952 | 0 | 1.861 | 1.5706 | 1.861 | 1.5706
267029-Commercial HVAC Diagnostic/Tune-up Com All CZ07 VintAll | 0.044485 | 0.017747 | 0.10653 | 136.7014 | 1367.0141 | 0 | 0 | -0.039441 | 0 | -0.039441 | 0 | -0.063572 | 0 | -0.063572 | 0 | 0.8051 | 0.71932 | 0.8051 | 0.71932
267044-Commercial Condensor Coil Cleaning (all units - savings at 50% of DEER) Com All CZ07 VintAll | 0.060919 | 0.024303 | 0.14664 | 187.2 | 561.6 | 0 | 0 | 0.074214 | 0 | 0.074214 | 0 | 0.074213 | 0 | 0.074213 | 0 | 1.9633 | 1.9633 | 1.9633 | 1.9633
267029-Commercial HVAC Diagnostic/Tune-up Com All CZ07 VintAll | 0.055607 | 0.022183 | 0.13316 | 170.8768 | 1708.7677 | 0 | 0 | -0.039441 | 0 | -0.039441 | 0 | -0.063572 | 0 | -0.063572 | 0 | 0.8051 | 0.71932 | 0.8051 | 0.71932
267044-Commercial Condensor Coil Cleaning (all units - savings at 50% of DEER) Com All CZ07 VintAll | 0.076148 | 0.030378 | 0.1833 | 234 | 702 | 0 | 0 | 0.074214 | 0 | 0.074214 | 0 | 0.074213 | 0 | 0.074213 | 0 | 1.9633 | 1.9633 | 1.9633 | 1.9633
267029-Commercial HVAC Diagnostic/Tune-up Com All CZ07 VintAll | 0.055607 | 0.022183 | 0.13316 | 170.8768 | 1708.7677 | 0 | 0 | -0.039441 | 0 | -0.039441 | 0 | -0.063572 | 0 | -0.063572 | 0 | 0.8051 | 0.71932 | 0.8051 | 0.71932
267044-Commercial Condensor Coil Cleaning (all units - savings at 50% of DEER) Com All CZ07 VintAll | 0.076148 | 0.030378 | 0.1833 | 234 | 702 | 0 | 0 | 0.074214 | 0 | 0.074214 | 0 | 0.074213 | 0 | 0.074213 | 0 | 1.9633 | 1.9633 | 1.9633 | 1.9633
267029-Commercial HVAC Diagnostic/Tune-up Com All CZ07 VintAll | 0.055607 | 0.022183 | 0.13316 | 170.8768 | 1708.7677 | 0 | 0 | -0.039441 | 0 | -0.039441 | 0 | -0.063572 | 0 | -0.063572 | 0 | 0.8051 | 0.71932 | 0.8051 | 0.71932
267044-Commercial Condensor Coil Cleaning (all units - savings at 50% of DEER) Com All CZ07 VintAll | 0.076148 | 0.030378 | 0.1833 | 234 | 702 | 0 | 0 | 0.074214 | 0 | 0.074214 | 0 | 0.074213 | 0 | 0.074213 | 0 | 1.9633 | 1.9633 | 1.9633 | 1.9633
267044-Commercial Condensor Coil Cleaning (all units - savings at 50% of DEER) Com All CZ07 VintAll | 0.076148 | 0.030378 | 0.1833 | 234 | 702 | 0 | 0 | 0.074214 | 0 | 0.074214 | 0 | 0.074213 | 0 | 0.074213 | 0 | 1.9633 | 1.9633 | 1.9633 | 1.9633
267044-Commercial Condensor Coil Cleaning (all units - savings at 50% of DEER) Com All CZ07 VintAll | 0.076148 | 0.030378 | 0.1833 | 234 | 702 | 0 | 0 | 0.074214 | 0 | 0.074214 | 0 | 0.074213 | 0 | 0.074213 | 0 | 1.9633 | 1.9633 | 1.9633 | 1.9633
267044-Commercial Condensor Coil Cleaning (all units - savings at 50% of DEER) Com All CZ07 VintAll | 0.076148 | 0.030378 | 0.1833 | 234 | 702 | 0 | 0 | 0.074214 | 0 | 0.074214 | 0 | 0.074213 | 0 | 0.074213 | 0 | 1.9633 | 1.9633 | 1.9633 | 1.9633
267044-Commercial Condensor Coil Cleaning (all units - savings at 50% of DEER) Com All CZ07 VintAll | 0.076148 | 0.030378 | 0.1833 | 234 | 702 | 0 | 0 | 0.074214 | 0 | 0.074214 | 0 | 0.074213 | 0 | 0.074213 | 0 | 1.9633 | 1.9633 | 1.9633 | 1.9633
267044-Commercial Condensor Coil Cleaning (all units - savings at 50% of DEER) Com All CZ07 VintAll | 0.030459 | 0.012151 | 0.07332 | 93.6 | 280.8 | 0 | 0 | 0.069977 | 0 | 0.069977 | 0 | 0.054952 | 0 | 0.054952 | 0 | 1.861 | 1.5706 | 1.861 | 1.5706
267044-Commercial Condensor Coil Cleaning (all units - savings at 50% of DEER) Com All CZ07 VintAll | 0.030459 | 0.012151 | 0.07332 | 93.6 | 280.8 | 0 | 0 | 0.074214 | 0 | 0.074214 | 0 | 0.074213 | 0 | 0.074213 | 0 | 1.9633 | 1.9633 | 1.9633 | 1.9633
267029-Commercial HVAC Diagnostic/Tune-up Com All CZ07 VintAll | 0.033364 | 0.01331 | 0.079898 | 102.5261 | 1025.2606 | 0 | 0 | -0.039441 | 0 | -0.039441 | 0 | -0.063572 | 0 | -0.063572 | 0 | 0.8051 | 0.71932 | 0.8051 | 0.71932
267044-Commercial Condensor Coil Cleaning (all units - savings at 50% of DEER) Com All CZ07 VintAll | 0.045689 | 0.018227 | 0.10998 | 140.4 | 421.2 | 0 | 0 | 0.074214 | 0 | 0.074214 | 0 | 0.074213 | 0 | 0.074213 | 0 | 1.9633 | 1.9633 | 1.9633 | 1.9633
267029-Commercial HVAC Diagnostic/Tune-up Com All CZ07 VintAll | 0.055607 | 0.022183 | 0.13316 | 170.8768 | 1708.7677 | 0 | 0 | -0.039441 | 0 | -0.039441 | 0 | -0.063572 | 0 | -0.063572 | 0 | 0.8051 | 0.71932 | 0.8051 | 0.71932
267044-Commercial Condensor Coil Cleaning (all units - savings at 50% of DEER) Com All CZ07 VintAll | 0.076148 | 0.030378 | 0.1833 | 234 | 702 | 0 | 0 | 0.074214 | 0 | 0.074214 | 0 | 0.074213 | 0 | 0.074213 | 0 | 1.9633 | 1.9633 | 1.9633 | 1.9633
267029-Commercial HVAC Diagnostic/Tune-up Com All CZ07 VintAll | 0.022243 | 0.0088734 | 0.053265 | 68.3507 | 683.5071 | 0 | 0 | -0.047934 | 0 | -0.047934 | 0 | -0.12019 | 0 | -0.12019 | 0 | 0.77267 | 0.57546 | 0.77267 | 0.57546
267044-Commercial Condensor Coil Cleaning (all units - savings at 50% of DEER) Com All CZ07 VintAll | 0.030459 | 0.012151 | 0.07332 | 93.6 | 280.8 | 0 | 0 | 0.069977 | 0 | 0.069977 | 0 | 0.054952 | 0 | 0.054952 | 0 | 1.861 | 1.5706 | 1.861 | 1.5706
267044-Commercial Condensor Coil Cleaning (all units - savings at 50% of DEER) Com All CZ07 VintAll | 0.030459 | 0.012151 | 0.07332 | 93.6 | 280.8 | 0 | 0 | 0.074214 | 0 | 0.074214 | 0 | 0.074213 | 0 | 0.074213 | 0 | 1.9633 | 1.9633 | 1.9633 | 1.9633
267029-Commercial HVAC Diagnostic/Tune-up Com All CZ07 VintAll | 0.022243 | 0.0088734 | 0.053265 | 68.3507 | 683.5071 | 0 | 0 | -0.039441 | 0 | -0.039441 | 0 | -0.063572 | 0 | -0.063572 | 0 | 0.8051 | 0.71932 | 0.8051 | 0.71932
267044-Commercial Condensor Coil Cleaning (all units - savings at 50% of DEER) Com All CZ07 VintAll | 0.030459 | 0.012151 | 0.07332 | 93.6 | 280.8 | 0 | 0 | 0.074214 | 0 | 0.074214 | 0 | 0.074213 | 0 | 0.074213 | 0 | 1.9633 | 1.9633 | 1.9633 | 1.9633
267029-Commercial HVAC Diagnostic/Tune-up Com All CZ07 VintAll | 0.022243 | 0.0088734 | 0.053265 | 68.3507 | 683.5071 | 0 | 0 | -0.039441 | 0 | -0.039441 | 0 | -0.063572 | 0 | -0.063572 | 0 | 0.8051 | 0.71932 | 0.8051 | 0.71932
267044-Commercial Condensor Coil Cleaning (all units - savings at 50% of DEER) Com All CZ07 VintAll | 0.030459 | 0.012151 | 0.07332 | 93.6 | 280.8 | 0 | 0 | 0.074214 | 0 | 0.074214 | 0 | 0.074213 | 0 | 0.074213 | 0 | 1.9633 | 1.9633 | 1.9633 | 1.9633
267044-Commercial Condensor Coil Cleaning (all units - savings at 50% of DEER) Com All CZ07 VintAll | 0.076148 | 0.030378 | 0.1833 | 234 | 702 | 0 | 0 | 0.074214 | 0 | 0.074214 | 0 | 0.074213 | 0 | 0.074213 | 0 | 1.9633 | 1.9633 | 1.9633 | 1.9633
267044-Commercial Condensor Coil Cleaning (all units - savings at 50% of DEER) Com All CZ07 VintAll | 0.076148 | 0.030378 | 0.1833 | 234 | 702 | 0 | 0 | 0.074214 | 0 | 0.074214 | 0 | 0.074213 | 0 | 0.074213 | 0 | 1.9633 | 1.9633 | 1.9633 | 1.9633
267029-Commercial HVAC Diagnostic/Tune-up Com All CZ07 VintAll | 0.022243 | 0.0088734 | 0.053265 | 68.3507 | 683.5071 | 0 | 0 | -0.039441 | 0 | -0.039441 | 0 | -0.063572 | 0 | -0.063572 | 0 | 0.8051 | 0.71932 | 0.8051 | 0.71932
267044-Commercial Condensor Coil Cleaning (all units - savings at 50% of DEER) Com All CZ07 VintAll | 0.030459 | 0.012151 | 0.07332 | 93.6 | 280.8 | 0 | 0 | 0.074214 | 0 | 0.074214 | 0 | 0.074213 | 0 | 0.074213 | 0 | 1.9633 | 1.9633 | 1.9633 | 1.9633
267044-Commercial Condensor Coil Cleaning (all units - savings at 50% of DEER) Com All CZ07 VintAll | 0.045689 | 0.018227 | 0.10998 | 140.4 | 421.2 | 0 | 0 | 0.074214 | 0 | 0.074214 | 0 | 0.074213 | 0 | 0.074213 | 0 | 1.9633 | 1.9633 | 1.9633 | 1.9633
267029-Commercial HVAC Diagnostic/Tune-up Com All CZ07 VintAll | 0.055607 | 0.022183 | 0.13316 | 170.8768 | 1708.7677 | 0 | 0 | -0.039441 | 0 | -0.039441 | 0 | -0.063572 | 0 | -0.063572 | 0 | 0.8051 | 0.71932 | 0.8051 | 0.71932
267044-Commercial Condensor Coil Cleaning (all units - savings at 50% of DEER) Com All CZ07 VintAll | 0.076148 | 0.030378 | 0.1833 | 234 | 702 | 0 | 0 | 0.074214 | 0 | 0.074214 | 0 | 0.074213 | 0 | 0.074213 | 0 | 1.9633 | 1.9633 | 1.9633 | 1.9633
267044-Commercial Condensor Coil Cleaning (all units - savings at 50% of DEER) Com All CZ07 VintAll | 0.030459 | 0.012151 | 0.07332 | 93.6 | 280.8 | 0 | 0 | 0.074214 | 0 | 0.074214 | 0 | 0.074213 | 0 | 0.074213 | 0 | 1.9633 | 1.9633 | 1.9633 | 1.9633
267044-Commercial Condensor Coil Cleaning (all units - savings at 50% of DEER) Com All CZ07 VintAll | 0.21322 | 0.085059 | 0.51324 | 655.2 | 1965.6 | 0 | 0 | 0.074214 | 0 | 0.074214 | 0 | 0.074213 | 0 | 0.074213 | 0 | 1.9633 | 1.9633 | 1.9633 | 1.9633
267044-Commercial Condensor Coil Cleaning (all units - savings at 50% of DEER) Com All CZ07 VintAll | 0.21322 | 0.085059 | 0.51324 | 655.2 | 1965.6 | 0 | 0 | 0.074214 | 0 | 0.074214 | 0 | 0.074213 | 0 | 0.074213 | 0 | 1.9633 | 1.9633 | 1.9633 | 1.9633
267044-Commercial Condensor Coil Cleaning (all units - savings at 50% of DEER) Com All CZ07 VintAll | 0.076148 | 0.030378 | 0.1833 | 234 | 702 | 0 | 0 | 0.074214 | 0 | 0.074214 | 0 | 0.074213 | 0 | 0.074213 | 0 | 1.9633 | 1.9633 | 1.9633 | 1.9633
267044-Commercial Condensor Coil Cleaning (all units - savings at 50% of DEER) Com All CZ07 VintAll | 0.060919 | 0.024303 | 0.14664 | 187.2 | 561.6 | 0 | 0 | 0.074214 | 0 | 0.074214 | 0 | 0.074213 | 0 | 0.074213 | 0 | 1.9633 | 1.9633 | 1.9633 | 1.9633
267029-Commercial HVAC Diagnostic/Tune-up Com All CZ07 VintAll | 0.033364 | 0.01331 | 0.079898 | 102.5261 | 1025.2606 | 0 | 0 | -0.039441 | 0 | -0.039441 | 0 | -0.063572 | 0 | -0.063572 | 0 | 0.8051 | 0.71932 | 0.8051 | 0.71932
267044-Commercial Condensor Coil Cleaning (all units - savings at 50% of DEER) Com All CZ07 VintAll | 0.045689 | 0.018227 | 0.10998 | 140.4 | 421.2 | 0 | 0 | 0.074214 | 0 | 0.074214 | 0 | 0.074213 | 0 | 0.074213 | 0 | 1.9633 | 1.9633 | 1.9633 | 1.9633
267044-Commercial Condensor Coil Cleaning (all units - savings at 50% of DEER) Com All CZ07 VintAll | 0.076148 | 0.030378 | 0.1833 | 234 | 702 | 0 | 0 | 0.074214 | 0 | 0.074214 | 0 | 0.074213 | 0 | 0.074213 | 0 | 1.9633 | 1.9633 | 1.9633 | 1.9633
267044-Commercial Condensor Coil Cleaning (all units - savings at 50% of DEER) Com All CZ07 VintAll | 0.030459 | 0.012151 | 0.07332 | 93.6 | 280.8 | 0 | 0 | 0.069977 | 0 | 0.069977 | 0 | 0.054952 | 0 | 0.054952 | 0 | 1.861 | 1.5706 | 1.861 | 1.5706
267044-Commercial Condensor Coil Cleaning (all units - savings at 50% of DEER) Com All CZ07 VintAll | 0.060919 | 0.024303 | 0.14664 | 187.2 | 561.6 | 0 | 0 | 0.074214 | 0 | 0.074214 | 0 | 0.074213 | 0 | 0.074213 | 0 | 1.9633 | 1.9633 | 1.9633 | 1.9633
267029-Commercial HVAC Diagnostic/Tune-up Com All CZ07 VintAll | 0.033364 | 0.01331 | 0.079898 | 102.5261 | 1025.2606 | 0 | 0 | -0.045103 | 0 | -0.045103 | 0 | -0.10132 | 0 | -0.10132 | 0 | 0.78318 | 0.61656 | 0.78318 | 0.61656
267044-Commercial Condensor Coil Cleaning (all units - savings at 50% of DEER) Com All CZ07 VintAll | 0.045689 | 0.018227 | 0.10998 | 140.4 | 421.2 | 0 | 0 | 0.071389 | 0 | 0.071389 | 0 | 0.061372 | 0 | 0.061372 | 0 | 1.8939 | 1.6828 | 1.8939 | 1.6828
267029-Commercial HVAC Diagnostic/Tune-up Com All CZ07 VintAll | 0.022243 | 0.0088734 | 0.053265 | 68.3507 | 683.5071 | 0 | 0 | -0.047934 | 0 | -0.047934 | 0 | -0.12019 | 0 | -0.12019 | 0 | 0.77267 | 0.57546 | 0.77267 | 0.57546
267044-Commercial Condensor Coil Cleaning (all units - savings at 50% of DEER) Com All CZ07 VintAll | 0.030459 | 0.012151 | 0.07332 | 93.6 | 280.8 | 0 | 0 | 0.069977 | 0 | 0.069977 | 0 | 0.054952 | 0 | 0.054952 | 0 | 1.861 | 1.5706 | 1.861 | 1.5706
267029-Commercial HVAC Diagnostic/Tune-up Com All CZ07 VintAll | 0.022243 | 0.0088734 | 0.053265 | 68.3507 | 683.5071 | 0 | 0 | -0.047934 | 0 | -0.047934 | 0 | -0.12019 | 0 | -0.12019 | 0 | 0.77267 | 0.57546 | 0.77267 | 0.57546
267044-Commercial Condensor Coil Cleaning (all units - savings at 50% of DEER) Com All CZ07 VintAll | 0.030459 | 0.012151 | 0.07332 | 93.6 | 280.8 | 0 | 0 | 0.069977 | 0 | 0.069977 | 0 | 0.054952 | 0 | 0.054952 | 0 | 1.861 | 1.5706 | 1.861 | 1.5706
267044-Commercial Condensor Coil Cleaning (all units - savings at 50% of DEER) Com All CZ07 VintAll | 0.076148 | 0.030378 | 0.1833 | 234 | 702 | 0 | 0 | 0.074214 | 0 | 0.074214 | 0 | 0.074213 | 0 | 0.074213 | 0 | 1.9633 | 1.9633 | 1.9633 | 1.9633
267029-Commercial HVAC Diagnostic/Tune-up Com All CZ07 VintAll | 0.055607 | 0.022183 | 0.13316 | 170.8768 | 1708.7677 | 0 | 0 | -0.039441 | 0 | -0.039441 | 0 | -0.063572 | 0 | -0.063572 | 0 | 0.8051 | 0.71932 | 0.8051 | 0.71932
267044-Commercial Condensor Coil Cleaning (all units - savings at 50% of DEER) Com All CZ07 VintAll | 0.076148 | 0.030378 | 0.1833 | 234 | 702 | 0 | 0 | 0.074214 | 0 | 0.074214 | 0 | 0.074213 | 0 | 0.074213 | 0 | 1.9633 | 1.9633 | 1.9633 | 1.9633
267029-Commercial HVAC Diagnostic/Tune-up Com All CZ07 VintAll | 0.055607 | 0.022183 | 0.13316 | 170.8768 | 1708.7677 | 0 | 0 | -0.039441 | 0 | -0.039441 | 0 | -0.063572 | 0 | -0.063572 | 0 | 0.8051 | 0.71932 | 0.8051 | 0.71932
267044-Commercial Condensor Coil Cleaning (all units - savings at 50% of DEER) Com All CZ07 VintAll | 0.076148 | 0.030378 | 0.1833 | 234 | 702 | 0 | 0 | 0.074214 | 0 | 0.074214 | 0 | 0.074213 | 0 | 0.074213 | 0 | 1.9633 | 1.9633 | 1.9633 | 1.9633
267029-Commercial HVAC Diagnostic/Tune-up Com All CZ07 VintAll | 0.055607 | 0.022183 | 0.13316 | 170.8768 | 1708.7677 | 0 | 0 | -0.039441 | 0 | -0.039441 | 0 | -0.063572 | 0 | -0.063572 | 0 | 0.8051 | 0.71932 | 0.8051 | 0.71932
267044-Commercial Condensor Coil Cleaning (all units - savings at 50% of DEER) Com All CZ07 VintAll | 0.076148 | 0.030378 | 0.1833 | 234 | 702 | 0 | 0 | 0.074214 | 0 | 0.074214 | 0 | 0.074213 | 0 | 0.074213 | 0 | 1.9633 | 1.9633 | 1.9633 | 1.9633
267044-Commercial Condensor Coil Cleaning (all units - savings at 50% of DEER) Com All CZ07 VintAll | 0.045689 | 0.018227 | 0.10998 | 140.4 | 421.2 | 0 | 0 | 0.074214 | 0 | 0.074214 | 0 | 0.074213 | 0 | 0.074213 | 0 | 1.9633 | 1.9633 | 1.9633 | 1.9633
267044-Commercial Condensor Coil Cleaning (all units - savings at 50% of DEER) Com All CZ07 VintAll | 0.076148 | 0.030378 | 0.1833 | 234 | 702 | 0 | 0 | 0.074214 | 0 | 0.074214 | 0 | 0.074213 | 0 | 0.074213 | 0 | 1.9633 | 1.9633 | 1.9633 | 1.9633
267029-Commercial HVAC Diagnostic/Tune-up Com All CZ07 VintAll | 0.055607 | 0.022183 | 0.13316 | 170.8768 | 1708.7677 | 0 | 0 | -0.039441 | 0 | -0.039441 | 0 | -0.063572 | 0 | -0.063572 | 0 | 0.8051 | 0.71932 | 0.8051 | 0.71932
267044-Commercial Condensor Coil Cleaning (all units - savings at 50% of DEER) Com All CZ07 VintAll | 0.076148 | 0.030378 | 0.1833 | 234 | 702 | 0 | 0 | 0.074214 | 0 | 0.074214 | 0 | 0.074213 | 0 | 0.074213 | 0 | 1.9633 | 1.9633 | 1.9633 | 1.9633
267044-Commercial Condensor Coil Cleaning (all units - savings at 50% of DEER) Com All CZ07 VintAll | 0.076148 | 0.030378 | 0.1833 | 234 | 702 | 0 | 0 | 0.074214 | 0 | 0.074214 | 0 | 0.074213 | 0 | 0.074213 | 0 | 1.9633 | 1.9633 | 1.9633 | 1.9633
267044-Commercial Condensor Coil Cleaning (all units - savings at 50% of DEER) Com All CZ07 VintAll | 0.076148 | 0.030378 | 0.1833 | 234 | 702 | 0 | 0 | 0.074214 | 0 | 0.074214 | 0 | 0.074213 | 0 | 0.074213 | 0 | 1.9633 | 1.9633 | 1.9633 | 1.9633
267044-Commercial Condensor Coil Cleaning (all units - savings at 50% of DEER) Com All CZ07 VintAll | 0.076148 | 0.030378 | 0.1833 | 234 | 702 | 0 | 0 | 0.074214 | 0 | 0.074214 | 0 | 0.074213 | 0 | 0.074213 | 0 | 1.9633 | 1.9633 | 1.9633 | 1.9633
267044-Commercial Condensor Coil Cleaning (all units - savings at 50% of DEER) Com All CZ07 VintAll | 0.076148 | 0.030378 | 0.1833 | 234 | 702 | 0 | 0 | 0.074214 | 0 | 0.074214 | 0 | 0.074213 | 0 | 0.074213 | 0 | 1.9633 | 1.9633 | 1.9633 | 1.9633
267044-Commercial Condensor Coil Cleaning (all units - savings at 50% of DEER) Com All CZ07 VintAll | 0.076148 | 0.030378 | 0.1833 | 234 | 702 | 0 | 0 | 0.074214 | 0 | 0.074214 | 0 | 0.074213 | 0 | 0.074213 | 0 | 1.9633 | 1.9633 | 1.9633 | 1.9633
267044-Commercial Condensor Coil Cleaning (all units - savings at 50% of DEER) Com All CZ07 VintAll | 0.060919 | 0.024303 | 0.14664 | 187.2 | 561.6 | 0 | 0 | 0.074214 | 0 | 0.074214 | 0 | 0.074213 | 0 | 0.074213 | 0 | 1.9633 | 1.9633 | 1.9633 | 1.9633
267001-High Refrigerant Charge Adjustment (>= ±20% rated charge) Resid SFCZ10 Vint03 | 0.80048 | 0.0074958 | 0.42835 | 581.3707 | 5813.7066 | -0.15593 | -1.5593 | 0.28732 | 0.98982 | 0.28732 | 0.98982 | 0.28366 | 0.98982 | 0.28366 | 0.98982 | 6.9827 | 6.4875 | 6.9827 | 6.4875
267040-Residential Condensor Coil Cleaning Resid SF CZ10 VintAll | 0.28997 | 0.0027153 | 0.27799 | 210.6 | 631.8 | 0 | 0 | 0.22746 | 0 | 0.22746 | 0 | 0.22746 | 0 | 0.22746 | 0 | 3.6572 | 3.6572 | 3.6572 | 3.6572
267001-High Refrigerant Charge Adjustment (>= ±20% rated charge) Resid SFCZ10 Vint03 | 0.80048 | 0.0074958 | 0.42835 | 581.3707 | 5813.7066 | -0.15593 | -1.5593 | 0.28732 | 0.98982 | 0.28732 | 0.98982 | 0.28366 | 0.98982 | 0.28366 | 0.98982 | 6.9827 | 6.4875 | 6.9827 | 6.4875
267040-Residential Condensor Coil Cleaning Resid SF CZ10 VintAll | 0.28997 | 0.0027153 | 0.27799 | 210.6 | 631.8 | 0 | 0 | 0.22746 | 0 | 0.22746 | 0 | 0.22746 | 0 | 0.22746 | 0 | 3.6572 | 3.6572 | 3.6572 | 3.6572
267003-High Refrigerant Charge Adjustment (>= ±20% rated charge) Resid SF CZ10 Vint05 | 0.87244 | 0.0081696 | 0.93113 | 633.6369 | 6336.369 | -0.27829 | -2.7829 | 0.26193 | 0.98982 | 0.26193 | 0.98982 | 0.25633 | 0.98982 | 0.25633 | 0.98982 | 4.5639 | 4.2403 | 4.5639 | 4.2403
267040-Residential Condensor Coil Cleaning Resid SF CZ10 VintAll | 0.28997 | 0.0027153 | 0.27799 | 210.6 | 631.8 | 0 | 0 | 0.22746 | 0 | 0.22746 | 0 | 0.22746 | 0 | 0.22746 | 0 | 3.6572 | 3.6572 | 3.6572 | 3.6572
267001-High Refrigerant Charge Adjustment (>= ±20% rated charge) Resid SFCZ10 Vint03 | 1.0673 | 0.0099944 | 0.57113 | 775.1609 | 7751.6088 | -0.20791 | -2.0791 | 0.28732 | 0.98982 | 0.28732 | 0.98982 | 0.28366 | 0.98982 | 0.28366 | 0.98982 | 6.9827 | 6.4875 | 6.9827 | 6.4875
267040-Residential Condensor Coil Cleaning Resid SF CZ10 VintAll | 0.28997 | 0.0027153 | 0.27799 | 210.6 | 631.8 | 0 | 0 | 0.22746 | 0 | 0.22746 | 0 | 0.22746 | 0 | 0.22746 | 0 | 3.6572 | 3.6572 | 3.6572 | 3.6572
267009-Duct Sealing (Total Leakage Reduced from 40% of AHU flow to 12%) Resid SF CZ10 Vint03 | 0.75639 | 0.0070829 | 0.41438 | 549.3478 | 9888.2597 | 50.1226 | 902.2062 | 0.28045 | 0.89151 | 0.28045 | 0.89151 | 0.23131 | 0.7353 | 0.23131 | 0.7353 | 5.7242 | 3.1317 | 5.7242 | 3.1317
267009-Duct Sealing (Total Leakage Reduced from 40% of AHU flow to 12%) Resid SF CZ10 Vint03 | 0.25213 | 0.002361 | 0.13813 | 183.1159 | 3296.0866 | 16.7075 | 300.7354 | 0.26852 | 0.85357 | 0.26852 | 0.85357 | 0.17706 | 0.56283 | 0.17706 | 0.56283 | 4.766 | 2.0878 | 4.766 | 2.0878
267040-Residential Condensor Coil Cleaning Resid SF CZ10 VintAll | 0.28997 | 0.0027153 | 0.27799 | 210.6 | 631.8 | 0 | 0 | 0.22746 | 0 | 0.22746 | 0 | 0.22746 | 0 | 0.22746 | 0 | 3.6572 | 3.6572 | 3.6572 | 3.6572
267040-Residential Condensor Coil Cleaning Resid SF CZ10 VintAll | 0.28997 | 0.0027153 | 0.27799 | 210.6 | 631.8 | 0 | 0 | 0.22746 | 0 | 0.22746 | 0 | 0.22746 | 0 | 0.22746 | 0 | 3.6572 | 3.6572 | 3.6572 | 3.6572
267001-High Refrigerant Charge Adjustment (>= ±20% rated charge) Resid SFCZ10 Vint03 | 0.80048 | 0.0074958 | 0.42835 | 581.3707 | 5813.7066 | -0.15593 | -1.5593 | 0.28732 | 0.98982 | 0.28732 | 0.98982 | 0.28366 | 0.98982 | 0.28366 | 0.98982 | 6.9827 | 6.4875 | 6.9827 | 6.4875
267040-Residential Condensor Coil Cleaning Resid SF CZ10 VintAll | 0.28997 | 0.0027153 | 0.27799 | 210.6 | 631.8 | 0 | 0 | 0.22746 | 0 | 0.22746 | 0 | 0.22746 | 0 | 0.22746 | 0 | 3.6572 | 3.6572 | 3.6572 | 3.6572
267001-High Refrigerant Charge Adjustment (>= ±20% rated charge) Resid SFCZ10 Vint03 | 0.80048 | 0.0074958 | 0.42835 | 581.3707 | 5813.7066 | -0.15593 | -1.5593 | 0.28732 | 0.98982 | 0.28732 | 0.98982 | 0.28366 | 0.98982 | 0.28366 | 0.98982 | 6.9827 | 6.4875 | 6.9827 | 6.4875
267040-Residential Condensor Coil Cleaning Resid SF CZ10 VintAll | 0.28997 | 0.0027153 | 0.27799 | 210.6 | 631.8 | 0 | 0 | 0.22746 | 0 | 0.22746 | 0 | 0.22746 | 0 | 0.22746 | 0 | 3.6572 | 3.6572 | 3.6572 | 3.6572
267001-High Refrigerant Charge Adjustment (>= ±20% rated charge) Resid SFCZ10 Vint03 | 0.80048 | 0.0074958 | 0.42835 | 581.3707 | 5813.7066 | -0.15593 | -1.5593 | 0.28732 | 0.98982 | 0.28732 | 0.98982 | 0.28366 | 0.98982 | 0.28366 | 0.98982 | 6.9827 | 6.4875 | 6.9827 | 6.4875
267040-Residential Condensor Coil Cleaning Resid SF CZ10 VintAll | 0.28997 | 0.0027153 | 0.27799 | 210.6 | 631.8 | 0 | 0 | 0.22746 | 0 | 0.22746 | 0 | 0.22746 | 0 | 0.22746 | 0 | 3.6572 | 3.6572 | 3.6572 | 3.6572
267002-High Refrigerant Charge Adjustment (>= ±20% rated charge) Resid SF CZ10 Vint04 | 0.88396 | 0.0082775 | 0.7116 | 642.0055 | 6420.0552 | -0.2436 | -2.436 | 0.27737 | 0.98982 | 0.27737 | 0.98982 | 0.27295 | 0.98982 | 0.27295 | 0.98982 | 5.7813 | 5.3713 | 5.7813 | 5.3713
267040-Residential Condensor Coil Cleaning Resid SF CZ10 VintAll | 0.28997 | 0.0027153 | 0.27799 | 210.6 | 631.8 | 0 | 0 | 0.22746 | 0 | 0.22746 | 0 | 0.22746 | 0 | 0.22746 | 0 | 3.6572 | 3.6572 | 3.6572 | 3.6572
267002-High Refrigerant Charge Adjustment (>= ±20% rated charge) Resid SF CZ10 Vint04 | 0.88396 | 0.0082775 | 0.7116 | 642.0055 | 6420.0552 | -0.2436 | -2.436 | 0.27737 | 0.98982 | 0.27737 | 0.98982 | 0.27295 | 0.98982 | 0.27295 | 0.98982 | 5.7813 | 5.3713 | 5.7813 | 5.3713
267040-Residential Condensor Coil Cleaning Resid SF CZ10 VintAll | 0.28997 | 0.0027153 | 0.27799 | 210.6 | 631.8 | 0 | 0 | 0.22746 | 0 | 0.22746 | 0 | 0.22746 | 0 | 0.22746 | 0 | 3.6572 | 3.6572 | 3.6572 | 3.6572
267001-High Refrigerant Charge Adjustment (>= ±20% rated charge) Resid SFCZ10 Vint03 | 0.80048 | 0.0074958 | 0.42835 | 581.3707 | 5813.7066 | -0.15593 | -1.5593 | 0.28543 | 0.98982 | 0.28543 | 0.98982 | 0.27505 | 0.98982 | 0.27505 | 0.98982 | 6.7176 | 5.5607 | 6.7176 | 5.5607
267040-Residential Condensor Coil Cleaning Resid SF CZ10 VintAll | 0.28997 | 0.0027153 | 0.27799 | 210.6 | 631.8 | 0 | 0 | 0.22746 | 0 | 0.22746 | 0 | 0.22746 | 0 | 0.22746 | 0 | 3.6572 | 3.6572 | 3.6572 | 3.6572
267040-Residential Condensor Coil Cleaning Resid SF CZ10 VintAll | 0.28997 | 0.0027153 | 0.27799 | 210.6 | 631.8 | 0 | 0 | 0.22746 | 0 | 0.22746 | 0 | 0.22746 | 0 | 0.22746 | 0 | 3.6572 | 3.6572 | 3.6572 | 3.6572
267040-Residential Condensor Coil Cleaning Resid SF CZ10 VintAll | 0.28997 | 0.0027153 | 0.27799 | 210.6 | 631.8 | 0 | 0 | 0.22746 | 0 | 0.22746 | 0 | 0.22746 | 0 | 0.22746 | 0 | 3.6572 | 3.6572 | 3.6572 | 3.6572
267040-Residential Condensor Coil Cleaning Resid SF CZ10 VintAll | 0.28997 | 0.0027153 | 0.27799 | 210.6 | 631.8 | 0 | 0 | 0.22746 | 0 | 0.22746 | 0 | 0.22746 | 0 | 0.22746 | 0 | 3.6572 | 3.6572 | 3.6572 | 3.6572
267009-Duct Sealing (Total Leakage Reduced from 40% of AHU flow to 12%) Resid SF CZ10 Vint03 | 0.50426 | 0.0047219 | 0.27625 | 366.2318 | 6592.1731 | 33.415 | 601.4708 | 0.28376 | 0.90204 | 0.28376 | 0.90204 | 0.24636 | 0.78313 | 0.24636 | 0.78313 | 6.0623 | 3.636 | 6.0623 | 3.636
267009-Duct Sealing (Total Leakage Reduced from 40% of AHU flow to 12%) Resid SF CZ10 Vint03 | 0.25213 | 0.002361 | 0.13813 | 183.1159 | 3296.0866 | 16.7075 | 300.7354 | 0.27794 | 0.88353 | 0.27794 | 0.88353 | 0.21989 | 0.69899 | 0.21989 | 0.69899 | 5.4917 | 2.8335 | 5.4917 | 2.8335
267009-Duct Sealing (Total Leakage Reduced from 40% of AHU flow to 12%) Resid SF CZ10 Vint03 | 0.25213 | 0.002361 | 0.13813 | 183.1159 | 3296.0866 | 16.7075 | 300.7354 | 0.28359 | 0.9015 | 0.28359 | 0.9015 | 0.24559 | 0.78068 | 0.24559 | 0.78068 | 6.044 | 3.6062 | 6.044 | 3.6062
267009-Duct Sealing (Total Leakage Reduced from 40% of AHU flow to 12%) Resid SF CZ10 Vint03 | 0.50426 | 0.0047219 | 0.27625 | 366.2318 | 6592.1731 | 33.415 | 601.4708 | 0.28171 | 0.89551 | 0.28171 | 0.89551 | 0.23702 | 0.75345 | 0.23702 | 0.75345 | 5.848 | 3.3057 | 5.848 | 3.3057
267009-Duct Sealing (Total Leakage Reduced from 40% of AHU flow to 12%) Resid SF CZ10 Vint03 | 0.25213 | 0.002361 | 0.13813 | 183.1159 | 3296.0866 | 16.7075 | 300.7354 | 0.27266 | 0.86675 | 0.27266 | 0.86675 | 0.1959 | 0.62274 | 0.1959 | 0.62274 | 5.0602 | 2.3612 | 5.0602 | 2.3612
267009-Duct Sealing (Total Leakage Reduced from 40% of AHU flow to 12%) Resid SF CZ10 Vint03 | 0.25213 | 0.002361 | 0.13813 | 183.1159 | 3296.0866 | 16.7075 | 300.7354 | 0.27982 | 0.88952 | 0.27982 | 0.88952 | 0.22845 | 0.72622 | 0.22845 | 0.72622 | 5.6643 | 3.0514 | 5.6643 | 3.0514
267009-Duct Sealing (Total Leakage Reduced from 40% of AHU flow to 12%) Resid SF CZ10 Vint03 | 0.25213 | 0.002361 | 0.13813 | 183.1159 | 3296.0866 | 16.7075 | 300.7354 | 0.28171 | 0.89551 | 0.28171 | 0.89551 | 0.23702 | 0.75345 | 0.23702 | 0.75345 | 5.848 | 3.3057 | 5.848 | 3.3057
267009-Duct Sealing (Total Leakage Reduced from 40% of AHU flow to 12%) Resid SF CZ10 Vint03 | 0.25213 | 0.002361 | 0.13813 | 183.1159 | 3296.0866 | 16.7075 | 300.7354 | 0.28359 | 0.9015 | 0.28359 | 0.9015 | 0.24559 | 0.78068 | 0.24559 | 0.78068 | 6.044 | 3.6062 | 6.044 | 3.6062
267010-Duct Sealing (Total Leakage Reduced from 40% of AHU flow to 12%) Resid SF CZ10 Vint04 | 0.38949 | 0.0036472 | 0.37591 | 282.8795 | 5091.8306 | 16.7452 | 301.4135 | 0.24761 | 0.82633 | 0.24761 | 0.82633 | 0.20422 | 0.68152 | 0.20422 | 0.68152 | 4.2546 | 2.7094 | 4.2546 | 2.7094
267010-Duct Sealing (Total Leakage Reduced from 40% of AHU flow to 12%) Resid SF CZ10 Vint04 | 0.38949 | 0.0036472 | 0.37591 | 282.8795 | 5091.8306 | 16.7452 | 301.4135 | 0.24367 | 0.81317 | 0.24367 | 0.81317 | 0.1863 | 0.62172 | 0.1863 | 0.62172 | 4.045 | 2.356 | 4.045 | 2.356
267009-Duct Sealing (Total Leakage Reduced from 40% of AHU flow to 12%) Resid SF CZ10 Vint03 | 0.25213 | 0.002361 | 0.13813 | 183.1159 | 3296.0866 | 16.7075 | 300.7354 | 0.27372 | 0.87011 | 0.27372 | 0.87011 | 0.2007 | 0.63799 | 0.2007 | 0.63799 | 5.141 | 2.4426 | 5.141 | 2.4426
267009-Duct Sealing (Total Leakage Reduced from 40% of AHU flow to 12%) Resid SF CZ10 Vint03 | 0.25213 | 0.002361 | 0.13813 | 183.1159 | 3296.0866 | 16.7075 | 300.7354 | 0.2704 | 0.85956 | 0.2704 | 0.85956 | 0.18562 | 0.59006 | 0.18562 | 0.59006 | 4.8953 | 2.2038 | 4.8953 | 2.2038
267009-Duct Sealing (Total Leakage Reduced from 40% of AHU flow to 12%) Resid SF CZ10 Vint03 | 0.25213 | 0.002361 | 0.13813 | 183.1159 | 3296.0866 | 16.7075 | 300.7354 | 0.27229 | 0.86555 | 0.27229 | 0.86555 | 0.19419 | 0.61729 | 0.19419 | 0.61729 | 5.032 | 2.3334 | 5.032 | 2.3334
267009-Duct Sealing (Total Leakage Reduced from 40% of AHU flow to 12%) Resid SF CZ10 Vint03 | 0.25213 | 0.002361 | 0.13813 | 183.1159 | 3296.0866 | 16.7075 | 300.7354 | 0.27668 | 0.87951 | 0.27668 | 0.87951 | 0.21415 | 0.68074 | 0.21415 | 0.68074 | 5.3819 | 2.704 | 5.3819 | 2.704
267010-Duct Sealing (Total Leakage Reduced from 40% of AHU flow to 12%) Resid SF CZ10 Vint04 | 0.38949 | 0.0036472 | 0.37591 | 282.8795 | 5091.8306 | 16.7452 | 301.4135 | 0.24498 | 0.81756 | 0.24498 | 0.81756 | 0.19227 | 0.64165 | 0.19227 | 0.64165 | 4.1125 | 2.463 | 4.1125 | 2.463
267009-Duct Sealing (Total Leakage Reduced from 40% of AHU flow to 12%) Resid SF CZ10 Vint03 | 0.50426 | 0.0047219 | 0.27625 | 366.2318 | 6592.1731 | 33.415 | 601.4708 | 0.28265 | 0.8985 | 0.28265 | 0.8985 | 0.2413 | 0.76707 | 0.2413 | 0.76707 | 5.9444 | 3.4494 | 5.9444 | 3.4494
267009-Duct Sealing (Total Leakage Reduced from 40% of AHU flow to 12%) Resid SF CZ10 Vint03 | 0.50426 | 0.0047219 | 0.27625 | 366.2318 | 6592.1731 | 33.415 | 601.4708 | 0.28265 | 0.8985 | 0.28265 | 0.8985 | 0.2413 | 0.76707 | 0.2413 | 0.76707 | 5.9444 | 3.4494 | 5.9444 | 3.4494
267009-Duct Sealing (Total Leakage Reduced from 40% of AHU flow to 12%) Resid SF CZ10 Vint03 | 0.50426 | 0.0047219 | 0.27625 | 366.2318 | 6592.1731 | 33.415 | 601.4708 | 0.28359 | 0.9015 | 0.28359 | 0.9015 | 0.24559 | 0.78068 | 0.24559 | 0.78068 | 6.044 | 3.6062 | 6.044 | 3.6062
267009-Duct Sealing (Total Leakage Reduced from 40% of AHU flow to 12%) Resid SF CZ10 Vint03 | 0.25213 | 0.002361 | 0.13813 | 183.1159 | 3296.0866 | 16.7075 | 300.7354 | 0.27794 | 0.88353 | 0.27794 | 0.88353 | 0.21989 | 0.69899 | 0.21989 | 0.69899 | 5.4917 | 2.8335 | 5.4917 | 2.8335
267009-Duct Sealing (Total Leakage Reduced from 40% of AHU flow to 12%) Resid SF CZ10 Vint03 | 0.50426 | 0.0047219 | 0.27625 | 366.2318 | 6592.1731 | 33.415 | 601.4708 | 0.27888 | 0.88652 | 0.27888 | 0.88652 | 0.22417 | 0.7126 | 0.22417 | 0.7126 | 5.5767 | 2.9384 | 5.5767 | 2.9384
267009-Duct Sealing (Total Leakage Reduced from 40% of AHU flow to 12%) Resid SF CZ10 Vint03 | 0.25213 | 0.002361 | 0.13813 | 183.1159 | 3296.0866 | 16.7075 | 300.7354 | 0.27379 | 0.87035 | 0.27379 | 0.87035 | 0.20104 | 0.63908 | 0.20104 | 0.63908 | 5.1469 | 2.4487 | 5.1469 | 2.4487
267009-Duct Sealing (Total Leakage Reduced from 40% of AHU flow to 12%) Resid SF CZ10 Vint03 | 0.25213 | 0.002361 | 0.13813 | 183.1159 | 3296.0866 | 16.7075 | 300.7354 | 0.27067 | 0.8604 | 0.27067 | 0.8604 | 0.18682 | 0.59387 | 0.18682 | 0.59387 | 4.914 | 2.2211 | 4.914 | 2.2211
267009-Duct Sealing (Total Leakage Reduced from 40% of AHU flow to 12%) Resid SF CZ10 Vint03 | 0.25213 | 0.002361 | 0.13813 | 183.1159 | 3296.0866 | 16.7075 | 300.7354 | 0.27794 | 0.88353 | 0.27794 | 0.88353 | 0.21989 | 0.69899 | 0.21989 | 0.69899 | 5.4917 | 2.8335 | 5.4917 | 2.8335
267009-Duct Sealing (Total Leakage Reduced from 40% of AHU flow to 12%) Resid SF CZ10 Vint03 | 0.50426 | 0.0047219 | 0.27625 | 366.2318 | 6592.1731 | 33.415 | 601.4708 | 0.28265 | 0.8985 | 0.28265 | 0.8985 | 0.2413 | 0.76707 | 0.2413 | 0.76707 | 5.9444 | 3.4494 | 5.9444 | 3.4494
267009-Duct Sealing (Total Leakage Reduced from 40% of AHU flow to 12%) Resid SF CZ10 Vint03 | 0.25213 | 0.002361 | 0.13813 | 183.1159 | 3296.0866 | 16.7075 | 300.7354 | 0.27606 | 0.87754 | 0.27606 | 0.87754 | 0.21132 | 0.67176 | 0.21132 | 0.67176 | 5.3294 | 2.6446 | 5.3294 | 2.6446
267009-Duct Sealing (Total Leakage Reduced from 40% of AHU flow to 12%) Resid SF CZ10 Vint03 | 0.25213 | 0.002361 | 0.13813 | 183.1159 | 3296.0866 | 16.7075 | 300.7354 | 0.2704 | 0.85956 | 0.2704 | 0.85956 | 0.18562 | 0.59006 | 0.18562 | 0.59006 | 4.8953 | 2.2038 | 4.8953 | 2.2038
267009-Duct Sealing (Total Leakage Reduced from 40% of AHU flow to 12%) Resid SF CZ10 Vint03 | 0.25213 | 0.002361 | 0.13813 | 183.1159 | 3296.0866 | 16.7075 | 300.7354 | 0.27606 | 0.87754 | 0.27606 | 0.87754 | 0.21132 | 0.67176 | 0.21132 | 0.67176 | 5.3294 | 2.6446 | 5.3294 | 2.6446
267029-Commercial HVAC Diagnostic/Tune-up Com All CZ07 VintAll | 0.044485 | 0.017747 | 0.10653 | 136.7014 | 1367.0141 | 0 | 0 | -0.039441 | 0 | -0.039441 | 0 | -0.063572 | 0 | -0.063572 | 0 | 0.8051 | 0.71932 | 0.8051 | 0.71932
267044-Commercial Condensor Coil Cleaning (all units - savings at 50% of DEER) Com All CZ07 VintAll | 0.060919 | 0.024303 | 0.14664 | 187.2 | 561.6 | 0 | 0 | 0.074214 | 0 | 0.074214 | 0 | 0.074213 | 0 | 0.074213 | 0 | 1.9633 | 1.9633 | 1.9633 | 1.9633
267029-Commercial HVAC Diagnostic/Tune-up Com All CZ07 VintAll | 0.055607 | 0.022183 | 0.13316 | 170.8768 | 1708.7677 | 0 | 0 | -0.039441 | 0 | -0.039441 | 0 | -0.063572 | 0 | -0.063572 | 0 | 0.8051 | 0.71932 | 0.8051 | 0.71932
267044-Commercial Condensor Coil Cleaning (all units - savings at 50% of DEER) Com All CZ07 VintAll | 0.076148 | 0.030378 | 0.1833 | 234 | 702 | 0 | 0 | 0.074214 | 0 | 0.074214 | 0 | 0.074213 | 0 | 0.074213 | 0 | 1.9633 | 1.9633 | 1.9633 | 1.9633
267029-Commercial HVAC Diagnostic/Tune-up Com All CZ07 VintAll | 0.033364 | 0.01331 | 0.079898 | 102.5261 | 1025.2606 | 0 | 0 | -0.039441 | 0 | -0.039441 | 0 | -0.063572 | 0 | -0.063572 | 0 | 0.8051 | 0.71932 | 0.8051 | 0.71932
267044-Commercial Condensor Coil Cleaning (all units - savings at 50% of DEER) Com All CZ07 VintAll | 0.045689 | 0.018227 | 0.10998 | 140.4 | 421.2 | 0 | 0 | 0.074214 | 0 | 0.074214 | 0 | 0.074213 | 0 | 0.074213 | 0 | 1.9633 | 1.9633 | 1.9633 | 1.9633
267029-Commercial HVAC Diagnostic/Tune-up Com All CZ07 VintAll | 0.044485 | 0.017747 | 0.10653 | 136.7014 | 1367.0141 | 0 | 0 | -0.039441 | 0 | -0.039441 | 0 | -0.063572 | 0 | -0.063572 | 0 | 0.8051 | 0.71932 | 0.8051 | 0.71932
267044-Commercial Condensor Coil Cleaning (all units - savings at 50% of DEER) Com All CZ07 VintAll | 0.060919 | 0.024303 | 0.14664 | 187.2 | 561.6 | 0 | 0 | 0.074214 | 0 | 0.074214 | 0 | 0.074213 | 0 | 0.074213 | 0 | 1.9633 | 1.9633 | 1.9633 | 1.9633
267029-Commercial HVAC Diagnostic/Tune-up Com All CZ07 VintAll | 0.055607 | 0.022183 | 0.13316 | 170.8768 | 1708.7677 | 0 | 0 | -0.039441 | 0 | -0.039441 | 0 | -0.063572 | 0 | -0.063572 | 0 | 0.8051 | 0.71932 | 0.8051 | 0.71932
267044-Commercial Condensor Coil Cleaning (all units - savings at 50% of DEER) Com All CZ07 VintAll | 0.076148 | 0.030378 | 0.1833 | 234 | 702 | 0 | 0 | 0.074214 | 0 | 0.074214 | 0 | 0.074213 | 0 | 0.074213 | 0 | 1.9633 | 1.9633 | 1.9633 | 1.9633
267029-Commercial HVAC Diagnostic/Tune-up Com All CZ07 VintAll | 0.044485 | 0.017747 | 0.10653 | 136.7014 | 1367.0141 | 0 | 0 | -0.039441 | 0 | -0.039441 | 0 | -0.063572 | 0 | -0.063572 | 0 | 0.8051 | 0.71932 | 0.8051 | 0.71932
267044-Commercial Condensor Coil Cleaning (all units - savings at 50% of DEER) Com All CZ07 VintAll | 0.060919 | 0.024303 | 0.14664 | 187.2 | 561.6 | 0 | 0 | 0.074214 | 0 | 0.074214 | 0 | 0.074213 | 0 | 0.074213 | 0 | 1.9633 | 1.9633 | 1.9633 | 1.9633
267029-Commercial HVAC Diagnostic/Tune-up Com All CZ07 VintAll | 0.044485 | 0.017747 | 0.10653 | 136.7014 | 1367.0141 | 0 | 0 | -0.039441 | 0 | -0.039441 | 0 | -0.063572 | 0 | -0.063572 | 0 | 0.8051 | 0.71932 | 0.8051 | 0.71932
267044-Commercial Condensor Coil Cleaning (all units - savings at 50% of DEER) Com All CZ07 VintAll | 0.060919 | 0.024303 | 0.14664 | 187.2 | 561.6 | 0 | 0 | 0.074214 | 0 | 0.074214 | 0 | 0.074213 | 0 | 0.074213 | 0 | 1.9633 | 1.9633 | 1.9633 | 1.9633
267029-Commercial HVAC Diagnostic/Tune-up Com All CZ07 VintAll | 0.044485 | 0.017747 | 0.10653 | 136.7014 | 1367.0141 | 0 | 0 | -0.039441 | 0 | -0.039441 | 0 | -0.063572 | 0 | -0.063572 | 0 | 0.8051 | 0.71932 | 0.8051 | 0.71932
267044-Commercial Condensor Coil Cleaning (all units - savings at 50% of DEER) Com All CZ07 VintAll | 0.060919 | 0.024303 | 0.14664 | 187.2 | 561.6 | 0 | 0 | 0.074214 | 0 | 0.074214 | 0 | 0.074213 | 0 | 0.074213 | 0 | 1.9633 | 1.9633 | 1.9633 | 1.9633
267029-Commercial HVAC Diagnostic/Tune-up Com All CZ07 VintAll | 0.044485 | 0.017747 | 0.10653 | 136.7014 | 1367.0141 | 0 | 0 | -0.039441 | 0 | -0.039441 | 0 | -0.063572 | 0 | -0.063572 | 0 | 0.8051 | 0.71932 | 0.8051 | 0.71932
267044-Commercial Condensor Coil Cleaning (all units - savings at 50% of DEER) Com All CZ07 VintAll | 0.060919 | 0.024303 | 0.14664 | 187.2 | 561.6 | 0 | 0 | 0.074214 | 0 | 0.074214 | 0 | 0.074213 | 0 | 0.074213 | 0 | 1.9633 | 1.9633 | 1.9633 | 1.9633
267029-Commercial HVAC Diagnostic/Tune-up Com All CZ07 VintAll | 0.044485 | 0.017747 | 0.10653 | 136.7014 | 1367.0141 | 0 | 0 | -0.039441 | 0 | -0.039441 | 0 | -0.063572 | 0 | -0.063572 | 0 | 0.8051 | 0.71932 | 0.8051 | 0.71932
267044-Commercial Condensor Coil Cleaning (all units - savings at 50% of DEER) Com All CZ07 VintAll | 0.060919 | 0.024303 | 0.14664 | 187.2 | 561.6 | 0 | 0 | 0.074214 | 0 | 0.074214 | 0 | 0.074213 | 0 | 0.074213 | 0 | 1.9633 | 1.9633 | 1.9633 | 1.9633
267029-Commercial HVAC Diagnostic/Tune-up Com All CZ07 VintAll | 0.044485 | 0.017747 | 0.10653 | 136.7014 | 1367.0141 | 0 | 0 | -0.039441 | 0 | -0.039441 | 0 | -0.063572 | 0 | -0.063572 | 0 | 0.8051 | 0.71932 | 0.8051 | 0.71932
267044-Commercial Condensor Coil Cleaning (all units - savings at 50% of DEER) Com All CZ07 VintAll | 0.060919 | 0.024303 | 0.14664 | 187.2 | 561.6 | 0 | 0 | 0.074214 | 0 | 0.074214 | 0 | 0.074213 | 0 | 0.074213 | 0 | 1.9633 | 1.9633 | 1.9633 | 1.9633
267029-Commercial HVAC Diagnostic/Tune-up Com All CZ07 VintAll | 0.044485 | 0.017747 | 0.10653 | 136.7014 | 1367.0141 | 0 | 0 | -0.039441 | 0 | -0.039441 | 0 | -0.063572 | 0 | -0.063572 | 0 | 0.8051 | 0.71932 | 0.8051 | 0.71932
267044-Commercial Condensor Coil Cleaning (all units - savings at 50% of DEER) Com All CZ07 VintAll | 0.060919 | 0.024303 | 0.14664 | 187.2 | 561.6 | 0 | 0 | 0.074214 | 0 | 0.074214 | 0 | 0.074213 | 0 | 0.074213 | 0 | 1.9633 | 1.9633 | 1.9633 | 1.9633
267029-Commercial HVAC Diagnostic/Tune-up Com All CZ07 VintAll | 0.044485 | 0.017747 | 0.10653 | 136.7014 | 1367.0141 | 0 | 0 | -0.039441 | 0 | -0.039441 | 0 | -0.063572 | 0 | -0.063572 | 0 | 0.8051 | 0.71932 | 0.8051 | 0.71932
267044-Commercial Condensor Coil Cleaning (all units - savings at 50% of DEER) Com All CZ07 VintAll | 0.060919 | 0.024303 | 0.14664 | 187.2 | 561.6 | 0 | 0 | 0.074214 | 0 | 0.074214 | 0 | 0.074213 | 0 | 0.074213 | 0 | 1.9633 | 1.9633 | 1.9633 | 1.9633
267029-Commercial HVAC Diagnostic/Tune-up Com All CZ07 VintAll | 0.044485 | 0.017747 | 0.10653 | 136.7014 | 1367.0141 | 0 | 0 | -0.039441 | 0 | -0.039441 | 0 | -0.063572 | 0 | -0.063572 | 0 | 0.8051 | 0.71932 | 0.8051 | 0.71932
267044-Commercial Condensor Coil Cleaning (all units - savings at 50% of DEER) Com All CZ07 VintAll | 0.060919 | 0.024303 | 0.14664 | 187.2 | 561.6 | 0 | 0 | 0.074214 | 0 | 0.074214 | 0 | 0.074213 | 0 | 0.074213 | 0 | 1.9633 | 1.9633 | 1.9633 | 1.9633
267029-Commercial HVAC Diagnostic/Tune-up Com All CZ07 VintAll | 0.044485 | 0.017747 | 0.10653 | 136.7014 | 1367.0141 | 0 | 0 | -0.039441 | 0 | -0.039441 | 0 | -0.063572 | 0 | -0.063572 | 0 | 0.8051 | 0.71932 | 0.8051 | 0.71932
267044-Commercial Condensor Coil Cleaning (all units - savings at 50% of DEER) Com All CZ07 VintAll | 0.060919 | 0.024303 | 0.14664 | 187.2 | 561.6 | 0 | 0 | 0.074214 | 0 | 0.074214 | 0 | 0.074213 | 0 | 0.074213 | 0 | 1.9633 | 1.9633 | 1.9633 | 1.9633
267029-Commercial HVAC Diagnostic/Tune-up Com All CZ07 VintAll | 0.044485 | 0.017747 | 0.10653 | 136.7014 | 1367.0141 | 0 | 0 | -0.039441 | 0 | -0.039441 | 0 | -0.063572 | 0 | -0.063572 | 0 | 0.8051 | 0.71932 | 0.8051 | 0.71932
267044-Commercial Condensor Coil Cleaning (all units - savings at 50% of DEER) Com All CZ07 VintAll | 0.060919 | 0.024303 | 0.14664 | 187.2 | 561.6 | 0 | 0 | 0.074214 | 0 | 0.074214 | 0 | 0.074213 | 0 | 0.074213 | 0 | 1.9633 | 1.9633 | 1.9633 | 1.9633
267029-Commercial HVAC Diagnostic/Tune-up Com All CZ07 VintAll | 0.044485 | 0.017747 | 0.10653 | 136.7014 | 1367.0141 | 0 | 0 | -0.039441 | 0 | -0.039441 | 0 | -0.063572 | 0 | -0.063572 | 0 | 0.8051 | 0.71932 | 0.8051 | 0.71932
267044-Commercial Condensor Coil Cleaning (all units - savings at 50% of DEER) Com All CZ07 VintAll | 0.060919 | 0.024303 | 0.14664 | 187.2 | 561.6 | 0 | 0 | 0.074214 | 0 | 0.074214 | 0 | 0.074213 | 0 | 0.074213 | 0 | 1.9633 | 1.9633 | 1.9633 | 1.9633
267029-Commercial HVAC Diagnostic/Tune-up Com All CZ07 VintAll | 0.044485 | 0.017747 | 0.10653 | 136.7014 | 1367.0141 | 0 | 0 | -0.039441 | 0 | -0.039441 | 0 | -0.063572 | 0 | -0.063572 | 0 | 0.8051 | 0.71932 | 0.8051 | 0.71932
267044-Commercial Condensor Coil Cleaning (all units - savings at 50% of DEER) Com All CZ07 VintAll | 0.060919 | 0.024303 | 0.14664 | 187.2 | 561.6 | 0 | 0 | 0.074214 | 0 | 0.074214 | 0 | 0.074213 | 0 | 0.074213 | 0 | 1.9633 | 1.9633 | 1.9633 | 1.9633
267029-Commercial HVAC Diagnostic/Tune-up Com All CZ07 VintAll | 0.044485 | 0.017747 | 0.10653 | 136.7014 | 1367.0141 | 0 | 0 | -0.039441 | 0 | -0.039441 | 0 | -0.063572 | 0 | -0.063572 | 0 | 0.8051 | 0.71932 | 0.8051 | 0.71932
267044-Commercial Condensor Coil Cleaning (all units - savings at 50% of DEER) Com All CZ07 VintAll | 0.060919 | 0.024303 | 0.14664 | 187.2 | 561.6 | 0 | 0 | 0.074214 | 0 | 0.074214 | 0 | 0.074213 | 0 | 0.074213 | 0 | 1.9633 | 1.9633 | 1.9633 | 1.9633
267029-Commercial HVAC Diagnostic/Tune-up Com All CZ07 VintAll | 0.044485 | 0.017747 | 0.10653 | 136.7014 | 1367.0141 | 0 | 0 | -0.039441 | 0 | -0.039441 | 0 | -0.063572 | 0 | -0.063572 | 0 | 0.8051 | 0.71932 | 0.8051 | 0.71932
267044-Commercial Condensor Coil Cleaning (all units - savings at 50% of DEER) Com All CZ07 VintAll | 0.060919 | 0.024303 | 0.14664 | 187.2 | 561.6 | 0 | 0 | 0.074214 | 0 | 0.074214 | 0 | 0.074213 | 0 | 0.074213 | 0 | 1.9633 | 1.9633 | 1.9633 | 1.9633
267029-Commercial HVAC Diagnostic/Tune-up Com All CZ07 VintAll | 0.044485 | 0.017747 | 0.10653 | 136.7014 | 1367.0141 | 0 | 0 | -0.039441 | 0 | -0.039441 | 0 | -0.063572 | 0 | -0.063572 | 0 | 0.8051 | 0.71932 | 0.8051 | 0.71932
267044-Commercial Condensor Coil Cleaning (all units - savings at 50% of DEER) Com All CZ07 VintAll | 0.060919 | 0.024303 | 0.14664 | 187.2 | 561.6 | 0 | 0 | 0.074214 | 0 | 0.074214 | 0 | 0.074213 | 0 | 0.074213 | 0 | 1.9633 | 1.9633 | 1.9633 | 1.9633
267029-Commercial HVAC Diagnostic/Tune-up Com All CZ07 VintAll | 0.044485 | 0.017747 | 0.10653 | 136.7014 | 1367.0141 | 0 | 0 | -0.039441 | 0 | -0.039441 | 0 | -0.063572 | 0 | -0.063572 | 0 | 0.8051 | 0.71932 | 0.8051 | 0.71932
267044-Commercial Condensor Coil Cleaning (all units - savings at 50% of DEER) Com All CZ07 VintAll | 0.060919 | 0.024303 | 0.14664 | 187.2 | 561.6 | 0 | 0 | 0.074214 | 0 | 0.074214 | 0 | 0.074213 | 0 | 0.074213 | 0 | 1.9633 | 1.9633 | 1.9633 | 1.9633
267029-Commercial HVAC Diagnostic/Tune-up Com All CZ07 VintAll | 0.044485 | 0.017747 | 0.10653 | 136.7014 | 1367.0141 | 0 | 0 | -0.039441 | 0 | -0.039441 | 0 | -0.063572 | 0 | -0.063572 | 0 | 0.8051 | 0.71932 | 0.8051 | 0.71932
267044-Commercial Condensor Coil Cleaning (all units - savings at 50% of DEER) Com All CZ07 VintAll | 0.060919 | 0.024303 | 0.14664 | 187.2 | 561.6 | 0 | 0 | 0.074214 | 0 | 0.074214 | 0 | 0.074213 | 0 | 0.074213 | 0 | 1.9633 | 1.9633 | 1.9633 | 1.9633
267029-Commercial HVAC Diagnostic/Tune-up Com All CZ07 VintAll | 0.044485 | 0.017747 | 0.10653 | 136.7014 | 1367.0141 | 0 | 0 | -0.039441 | 0 | -0.039441 | 0 | -0.063572 | 0 | -0.063572 | 0 | 0.8051 | 0.71932 | 0.8051 | 0.71932
267044-Commercial Condensor Coil Cleaning (all units - savings at 50% of DEER) Com All CZ07 VintAll | 0.060919 | 0.024303 | 0.14664 | 187.2 | 561.6 | 0 | 0 | 0.074214 | 0 | 0.074214 | 0 | 0.074213 | 0 | 0.074213 | 0 | 1.9633 | 1.9633 | 1.9633 | 1.9633
267044-Commercial Condensor Coil Cleaning (all units - savings at 50% of DEER) Com All CZ07 VintAll | 0.060919 | 0.024303 | 0.14664 | 187.2 | 561.6 | 0 | 0 | 0.074214 | 0 | 0.074214 | 0 | 0.074213 | 0 | 0.074213 | 0 | 1.9633 | 1.9633 | 1.9633 | 1.9633
267029-Commercial HVAC Diagnostic/Tune-up Com All CZ07 VintAll | 0.044485 | 0.017747 | 0.10653 | 136.7014 | 1367.0141 | 0 | 0 | -0.039441 | 0 | -0.039441 | 0 | -0.063572 | 0 | -0.063572 | 0 | 0.8051 | 0.71932 | 0.8051 | 0.71932
267044-Commercial Condensor Coil Cleaning (all units - savings at 50% of DEER) Com All CZ07 VintAll | 0.060919 | 0.024303 | 0.14664 | 187.2 | 561.6 | 0 | 0 | 0.074214 | 0 | 0.074214 | 0 | 0.074213 | 0 | 0.074213 | 0 | 1.9633 | 1.9633 | 1.9633 | 1.9633
267029-Commercial HVAC Diagnostic/Tune-up Com All CZ07 VintAll | 0.044485 | 0.017747 | 0.10653 | 136.7014 | 1367.0141 | 0 | 0 | -0.039441 | 0 | -0.039441 | 0 | -0.063572 | 0 | -0.063572 | 0 | 0.8051 | 0.71932 | 0.8051 | 0.71932
267044-Commercial Condensor Coil Cleaning (all units - savings at 50% of DEER) Com All CZ07 VintAll | 0.060919 | 0.024303 | 0.14664 | 187.2 | 561.6 | 0 | 0 | 0.074214 | 0 | 0.074214 | 0 | 0.074213 | 0 | 0.074213 | 0 | 1.9633 | 1.9633 | 1.9633 | 1.9633
267029-Commercial HVAC Diagnostic/Tune-up Com All CZ07 VintAll | 0.044485 | 0.017747 | 0.10653 | 136.7014 | 1367.0141 | 0 | 0 | -0.039441 | 0 | -0.039441 | 0 | -0.063572 | 0 | -0.063572 | 0 | 0.8051 | 0.71932 | 0.8051 | 0.71932
267044-Commercial Condensor Coil Cleaning (all units - savings at 50% of DEER) Com All CZ07 VintAll | 0.060919 | 0.024303 | 0.14664 | 187.2 | 561.6 | 0 | 0 | 0.074214 | 0 | 0.074214 | 0 | 0.074213 | 0 | 0.074213 | 0 | 1.9633 | 1.9633 | 1.9633 | 1.9633
267029-Commercial HVAC Diagnostic/Tune-up Com All CZ07 VintAll | 0.044485 | 0.017747 | 0.10653 | 136.7014 | 1367.0141 | 0 | 0 | -0.039441 | 0 | -0.039441 | 0 | -0.063572 | 0 | -0.063572 | 0 | 0.8051 | 0.71932 | 0.8051 | 0.71932
267044-Commercial Condensor Coil Cleaning (all units - savings at 50% of DEER) Com All CZ07 VintAll | 0.060919 | 0.024303 | 0.14664 | 187.2 | 561.6 | 0 | 0 | 0.074214 | 0 | 0.074214 | 0 | 0.074213 | 0 | 0.074213 | 0 | 1.9633 | 1.9633 | 1.9633 | 1.9633
267029-Commercial HVAC Diagnostic/Tune-up Com All CZ07 VintAll | 0.044485 | 0.017747 | 0.10653 | 136.7014 | 1367.0141 | 0 | 0 | -0.039441 | 0 | -0.039441 | 0 | -0.063572 | 0 | -0.063572 | 0 | 0.8051 | 0.71932 | 0.8051 | 0.71932
267044-Commercial Condensor Coil Cleaning (all units - savings at 50% of DEER) Com All CZ07 VintAll | 0.060919 | 0.024303 | 0.14664 | 187.2 | 561.6 | 0 | 0 | 0.074214 | 0 | 0.074214 | 0 | 0.074213 | 0 | 0.074213 | 0 | 1.9633 | 1.9633 | 1.9633 | 1.9633
267029-Commercial HVAC Diagnostic/Tune-up Com All CZ07 VintAll | 0.033364 | 0.01331 | 0.079898 | 102.5261 | 1025.2606 | 0 | 0 | -0.045103 | 0 | -0.045103 | 0 | -0.10132 | 0 | -0.10132 | 0 | 0.78318 | 0.61656 | 0.78318 | 0.61656
267044-Commercial Condensor Coil Cleaning (all units - savings at 50% of DEER) Com All CZ07 VintAll | 0.045689 | 0.018227 | 0.10998 | 140.4 | 421.2 | 0 | 0 | 0.071389 | 0 | 0.071389 | 0 | 0.061372 | 0 | 0.061372 | 0 | 1.8939 | 1.6828 | 1.8939 | 1.6828
267029-Commercial HVAC Diagnostic/Tune-up Com All CZ07 VintAll | 0.033364 | 0.01331 | 0.079898 | 102.5261 | 1025.2606 | 0 | 0 | -0.045103 | 0 | -0.045103 | 0 | -0.10132 | 0 | -0.10132 | 0 | 0.78318 | 0.61656 | 0.78318 | 0.61656
267044-Commercial Condensor Coil Cleaning (all units - savings at 50% of DEER) Com All CZ07 VintAll | 0.045689 | 0.018227 | 0.10998 | 140.4 | 421.2 | 0 | 0 | 0.071389 | 0 | 0.071389 | 0 | 0.061372 | 0 | 0.061372 | 0 | 1.8939 | 1.6828 | 1.8939 | 1.6828
267029-Commercial HVAC Diagnostic/Tune-up Com All CZ07 VintAll | 0.044485 | 0.017747 | 0.10653 | 136.7014 | 1367.0141 | 0 | 0 | -0.039441 | 0 | -0.039441 | 0 | -0.063572 | 0 | -0.063572 | 0 | 0.8051 | 0.71932 | 0.8051 | 0.71932
267044-Commercial Condensor Coil Cleaning (all units - savings at 50% of DEER) Com All CZ07 VintAll | 0.060919 | 0.024303 | 0.14664 | 187.2 | 561.6 | 0 | 0 | 0.074214 | 0 | 0.074214 | 0 | 0.074213 | 0 | 0.074213 | 0 | 1.9633 | 1.9633 | 1.9633 | 1.9633
267029-Commercial HVAC Diagnostic/Tune-up Com All CZ07 VintAll | 0.044485 | 0.017747 | 0.10653 | 136.7014 | 1367.0141 | 0 | 0 | -0.039441 | 0 | -0.039441 | 0 | -0.063572 | 0 | -0.063572 | 0 | 0.8051 | 0.71932 | 0.8051 | 0.71932
267044-Commercial Condensor Coil Cleaning (all units - savings at 50% of DEER) Com All CZ07 VintAll | 0.060919 | 0.024303 | 0.14664 | 187.2 | 561.6 | 0 | 0 | 0.074214 | 0 | 0.074214 | 0 | 0.074213 | 0 | 0.074213 | 0 | 1.9633 | 1.9633 | 1.9633 | 1.9633
267029-Commercial HVAC Diagnostic/Tune-up Com All CZ07 VintAll | 0.055607 | 0.022183 | 0.13316 | 170.8768 | 1708.7677 | 0 | 0 | -0.039441 | 0 | -0.039441 | 0 | -0.063572 | 0 | -0.063572 | 0 | 0.8051 | 0.71932 | 0.8051 | 0.71932
267044-Commercial Condensor Coil Cleaning (all units - savings at 50% of DEER) Com All CZ07 VintAll | 0.076148 | 0.030378 | 0.1833 | 234 | 702 | 0 | 0 | 0.074214 | 0 | 0.074214 | 0 | 0.074213 | 0 | 0.074213 | 0 | 1.9633 | 1.9633 | 1.9633 | 1.9633
267029-Commercial HVAC Diagnostic/Tune-up Com All CZ07 VintAll | 0.055607 | 0.022183 | 0.13316 | 170.8768 | 1708.7677 | 0 | 0 | -0.039441 | 0 | -0.039441 | 0 | -0.063572 | 0 | -0.063572 | 0 | 0.8051 | 0.71932 | 0.8051 | 0.71932
267044-Commercial Condensor Coil Cleaning (all units - savings at 50% of DEER) Com All CZ07 VintAll | 0.076148 | 0.030378 | 0.1833 | 234 | 702 | 0 | 0 | 0.074214 | 0 | 0.074214 | 0 | 0.074213 | 0 | 0.074213 | 0 | 1.9633 | 1.9633 | 1.9633 | 1.9633
267029-Commercial HVAC Diagnostic/Tune-up Com All CZ07 VintAll | 0.055607 | 0.022183 | 0.13316 | 170.8768 | 1708.7677 | 0 | 0 | -0.039441 | 0 | -0.039441 | 0 | -0.063572 | 0 | -0.063572 | 0 | 0.8051 | 0.71932 | 0.8051 | 0.71932
267044-Commercial Condensor Coil Cleaning (all units - savings at 50% of DEER) Com All CZ07 VintAll | 0.076148 | 0.030378 | 0.1833 | 234 | 702 | 0 | 0 | 0.074214 | 0 | 0.074214 | 0 | 0.074213 | 0 | 0.074213 | 0 | 1.9633 | 1.9633 | 1.9633 | 1.9633
267029-Commercial HVAC Diagnostic/Tune-up Com All CZ07 VintAll | 0.055607 | 0.022183 | 0.13316 | 170.8768 | 1708.7677 | 0 | 0 | -0.039441 | 0 | -0.039441 | 0 | -0.063572 | 0 | -0.063572 | 0 | 0.8051 | 0.71932 | 0.8051 | 0.71932
267044-Commercial Condensor Coil Cleaning (all units - savings at 50% of DEER) Com All CZ07 VintAll | 0.076148 | 0.030378 | 0.1833 | 234 | 702 | 0 | 0 | 0.074214 | 0 | 0.074214 | 0 | 0.074213 | 0 | 0.074213 | 0 | 1.9633 | 1.9633 | 1.9633 | 1.9633
267029-Commercial HVAC Diagnostic/Tune-up Com All CZ07 VintAll | 0.055607 | 0.022183 | 0.13316 | 170.8768 | 1708.7677 | 0 | 0 | -0.039441 | 0 | -0.039441 | 0 | -0.063572 | 0 | -0.063572 | 0 | 0.8051 | 0.71932 | 0.8051 | 0.71932
267044-Commercial Condensor Coil Cleaning (all units - savings at 50% of DEER) Com All CZ07 VintAll | 0.076148 | 0.030378 | 0.1833 | 234 | 702 | 0 | 0 | 0.074214 | 0 | 0.074214 | 0 | 0.074213 | 0 | 0.074213 | 0 | 1.9633 | 1.9633 | 1.9633 | 1.9633
267029-Commercial HVAC Diagnostic/Tune-up Com All CZ07 VintAll | 0.055607 | 0.022183 | 0.13316 | 170.8768 | 1708.7677 | 0 | 0 | -0.039441 | 0 | -0.039441 | 0 | -0.063572 | 0 | -0.063572 | 0 | 0.8051 | 0.71932 | 0.8051 | 0.71932
267044-Commercial Condensor Coil Cleaning (all units - savings at 50% of DEER) Com All CZ07 VintAll | 0.076148 | 0.030378 | 0.1833 | 234 | 702 | 0 | 0 | 0.074214 | 0 | 0.074214 | 0 | 0.074213 | 0 | 0.074213 | 0 | 1.9633 | 1.9633 | 1.9633 | 1.9633
267029-Commercial HVAC Diagnostic/Tune-up Com All CZ07 VintAll | 0.055607 | 0.022183 | 0.13316 | 170.8768 | 1708.7677 | 0 | 0 | -0.039441 | 0 | -0.039441 | 0 | -0.063572 | 0 | -0.063572 | 0 | 0.8051 | 0.71932 | 0.8051 | 0.71932
267044-Commercial Condensor Coil Cleaning (all units - savings at 50% of DEER) Com All CZ07 VintAll | 0.076148 | 0.030378 | 0.1833 | 234 | 702 | 0 | 0 | 0.074214 | 0 | 0.074214 | 0 | 0.074213 | 0 | 0.074213 | 0 | 1.9633 | 1.9633 | 1.9633 | 1.9633
267029-Commercial HVAC Diagnostic/Tune-up Com All CZ07 VintAll | 0.055607 | 0.022183 | 0.13316 | 170.8768 | 1708.7677 | 0 | 0 | -0.039441 | 0 | -0.039441 | 0 | -0.063572 | 0 | -0.063572 | 0 | 0.8051 | 0.71932 | 0.8051 | 0.71932
267044-Commercial Condensor Coil Cleaning (all units - savings at 50% of DEER) Com All CZ07 VintAll | 0.076148 | 0.030378 | 0.1833 | 234 | 702 | 0 | 0 | 0.074214 | 0 | 0.074214 | 0 | 0.074213 | 0 | 0.074213 | 0 | 1.9633 | 1.9633 | 1.9633 | 1.9633
267029-Commercial HVAC Diagnostic/Tune-up Com All CZ07 VintAll | 0.055607 | 0.022183 | 0.13316 | 170.8768 | 1708.7677 | 0 | 0 | -0.039441 | 0 | -0.039441 | 0 | -0.063572 | 0 | -0.063572 | 0 | 0.8051 | 0.71932 | 0.8051 | 0.71932
267044-Commercial Condensor Coil Cleaning (all units - savings at 50% of DEER) Com All CZ07 VintAll | 0.076148 | 0.030378 | 0.1833 | 234 | 702 | 0 | 0 | 0.074214 | 0 | 0.074214 | 0 | 0.074213 | 0 | 0.074213 | 0 | 1.9633 | 1.9633 | 1.9633 | 1.9633
267029-Commercial HVAC Diagnostic/Tune-up Com All CZ07 VintAll | 0.055607 | 0.022183 | 0.13316 | 170.8768 | 1708.7677 | 0 | 0 | -0.039441 | 0 | -0.039441 | 0 | -0.063572 | 0 | -0.063572 | 0 | 0.8051 | 0.71932 | 0.8051 | 0.71932
267044-Commercial Condensor Coil Cleaning (all units - savings at 50% of DEER) Com All CZ07 VintAll | 0.076148 | 0.030378 | 0.1833 | 234 | 702 | 0 | 0 | 0.074214 | 0 | 0.074214 | 0 | 0.074213 | 0 | 0.074213 | 0 | 1.9633 | 1.9633 | 1.9633 | 1.9633
267029-Commercial HVAC Diagnostic/Tune-up Com All CZ07 VintAll | 0.055607 | 0.022183 | 0.13316 | 170.8768 | 1708.7677 | 0 | 0 | -0.039441 | 0 | -0.039441 | 0 | -0.063572 | 0 | -0.063572 | 0 | 0.8051 | 0.71932 | 0.8051 | 0.71932
267044-Commercial Condensor Coil Cleaning (all units - savings at 50% of DEER) Com All CZ07 VintAll | 0.076148 | 0.030378 | 0.1833 | 234 | 702 | 0 | 0 | 0.074214 | 0 | 0.074214 | 0 | 0.074213 | 0 | 0.074213 | 0 | 1.9633 | 1.9633 | 1.9633 | 1.9633
267029-Commercial HVAC Diagnostic/Tune-up Com All CZ07 VintAll | 0.055607 | 0.022183 | 0.13316 | 170.8768 | 1708.7677 | 0 | 0 | -0.039441 | 0 | -0.039441 | 0 | -0.063572 | 0 | -0.063572 | 0 | 0.8051 | 0.71932 | 0.8051 | 0.71932
267044-Commercial Condensor Coil Cleaning (all units - savings at 50% of DEER) Com All CZ07 VintAll | 0.076148 | 0.030378 | 0.1833 | 234 | 702 | 0 | 0 | 0.074214 | 0 | 0.074214 | 0 | 0.074213 | 0 | 0.074213 | 0 | 1.9633 | 1.9633 | 1.9633 | 1.9633
267029-Commercial HVAC Diagnostic/Tune-up Com All CZ07 VintAll | 0.044485 | 0.017747 | 0.10653 | 136.7014 | 1367.0141 | 0 | 0 | -0.039441 | 0 | -0.039441 | 0 | -0.063572 | 0 | -0.063572 | 0 | 0.8051 | 0.71932 | 0.8051 | 0.71932
267044-Commercial Condensor Coil Cleaning (all units - savings at 50% of DEER) Com All CZ07 VintAll | 0.060919 | 0.024303 | 0.14664 | 187.2 | 561.6 | 0 | 0 | 0.074214 | 0 | 0.074214 | 0 | 0.074213 | 0 | 0.074213 | 0 | 1.9633 | 1.9633 | 1.9633 | 1.9633
267029-Commercial HVAC Diagnostic/Tune-up Com All CZ07 VintAll | 0.044485 | 0.017747 | 0.10653 | 136.7014 | 1367.0141 | 0 | 0 | -0.039441 | 0 | -0.039441 | 0 | -0.063572 | 0 | -0.063572 | 0 | 0.8051 | 0.71932 | 0.8051 | 0.71932
267044-Commercial Condensor Coil Cleaning (all units - savings at 50% of DEER) Com All CZ07 VintAll | 0.060919 | 0.024303 | 0.14664 | 187.2 | 561.6 | 0 | 0 | 0.074214 | 0 | 0.074214 | 0 | 0.074213 | 0 | 0.074213 | 0 | 1.9633 | 1.9633 | 1.9633 | 1.9633
267029-Commercial HVAC Diagnostic/Tune-up Com All CZ07 VintAll | 0.044485 | 0.017747 | 0.10653 | 136.7014 | 1367.0141 | 0 | 0 | -0.039441 | 0 | -0.039441 | 0 | -0.063572 | 0 | -0.063572 | 0 | 0.8051 | 0.71932 | 0.8051 | 0.71932
267044-Commercial Condensor Coil Cleaning (all units - savings at 50% of DEER) Com All CZ07 VintAll | 0.060919 | 0.024303 | 0.14664 | 187.2 | 561.6 | 0 | 0 | 0.074214 | 0 | 0.074214 | 0 | 0.074213 | 0 | 0.074213 | 0 | 1.9633 | 1.9633 | 1.9633 | 1.9633
267029-Commercial HVAC Diagnostic/Tune-up Com All CZ07 VintAll | 0.044485 | 0.017747 | 0.10653 | 136.7014 | 1367.0141 | 0 | 0 | -0.039441 | 0 | -0.039441 | 0 | -0.063572 | 0 | -0.063572 | 0 | 0.8051 | 0.71932 | 0.8051 | 0.71932
267044-Commercial Condensor Coil Cleaning (all units - savings at 50% of DEER) Com All CZ07 VintAll | 0.060919 | 0.024303 | 0.14664 | 187.2 | 561.6 | 0 | 0 | 0.074214 | 0 | 0.074214 | 0 | 0.074213 | 0 | 0.074213 | 0 | 1.9633 | 1.9633 | 1.9633 | 1.9633
267029-Commercial HVAC Diagnostic/Tune-up Com All CZ07 VintAll | 0.055607 | 0.022183 | 0.13316 | 170.8768 | 1708.7677 | 0 | 0 | -0.039441 | 0 | -0.039441 | 0 | -0.063572 | 0 | -0.063572 | 0 | 0.8051 | 0.71932 | 0.8051 | 0.71932
267044-Commercial Condensor Coil Cleaning (all units - savings at 50% of DEER) Com All CZ07 VintAll | 0.076148 | 0.030378 | 0.1833 | 234 | 702 | 0 | 0 | 0.074214 | 0 | 0.074214 | 0 | 0.074213 | 0 | 0.074213 | 0 | 1.9633 | 1.9633 | 1.9633 | 1.9633
267029-Commercial HVAC Diagnostic/Tune-up Com All CZ07 VintAll | 0.055607 | 0.022183 | 0.13316 | 170.8768 | 1708.7677 | 0 | 0 | -0.039441 | 0 | -0.039441 | 0 | -0.063572 | 0 | -0.063572 | 0 | 0.8051 | 0.71932 | 0.8051 | 0.71932
267044-Commercial Condensor Coil Cleaning (all units - savings at 50% of DEER) Com All CZ07 VintAll | 0.076148 | 0.030378 | 0.1833 | 234 | 702 | 0 | 0 | 0.074214 | 0 | 0.074214 | 0 | 0.074213 | 0 | 0.074213 | 0 | 1.9633 | 1.9633 | 1.9633 | 1.9633
267029-Commercial HVAC Diagnostic/Tune-up Com All CZ07 VintAll | 0.055607 | 0.022183 | 0.13316 | 170.8768 | 1708.7677 | 0 | 0 | -0.039441 | 0 | -0.039441 | 0 | -0.063572 | 0 | -0.063572 | 0 | 0.8051 | 0.71932 | 0.8051 | 0.71932
267044-Commercial Condensor Coil Cleaning (all units - savings at 50% of DEER) Com All CZ07 VintAll | 0.076148 | 0.030378 | 0.1833 | 234 | 702 | 0 | 0 | 0.074214 | 0 | 0.074214 | 0 | 0.074213 | 0 | 0.074213 | 0 | 1.9633 | 1.9633 | 1.9633 | 1.9633
267029-Commercial HVAC Diagnostic/Tune-up Com All CZ07 VintAll | 0.055607 | 0.022183 | 0.13316 | 170.8768 | 1708.7677 | 0 | 0 | -0.039441 | 0 | -0.039441 | 0 | -0.063572 | 0 | -0.063572 | 0 | 0.8051 | 0.71932 | 0.8051 | 0.71932
267044-Commercial Condensor Coil Cleaning (all units - savings at 50% of DEER) Com All CZ07 VintAll | 0.076148 | 0.030378 | 0.1833 | 234 | 702 | 0 | 0 | 0.074214 | 0 | 0.074214 | 0 | 0.074213 | 0 | 0.074213 | 0 | 1.9633 | 1.9633 | 1.9633 | 1.9633
267029-Commercial HVAC Diagnostic/Tune-up Com All CZ07 VintAll | 0.07785 | 0.031057 | 0.18643 | 239.2275 | 2392.2747 | 0 | 0 | -0.041867 | 0 | -0.041867 | 0 | -0.07975 | 0 | -0.07975 | 0 | 0.79556 | 0.67137 | 0.79556 | 0.67137
267044-Commercial Condensor Coil Cleaning (all units - savings at 50% of DEER) Com All CZ07 VintAll | 0.10661 | 0.042529 | 0.25662 | 327.6 | 982.8 | 0 | 0 | 0.073003 | 0 | 0.073003 | 0 | 0.06871 | 0 | 0.06871 | 0 | 1.9329 | 1.8324 | 1.9329 | 1.8324
267029-Commercial HVAC Diagnostic/Tune-up Com All CZ07 VintAll | 0.07785 | 0.031057 | 0.18643 | 239.2275 | 2392.2747 | 0 | 0 | -0.041867 | 0 | -0.041867 | 0 | -0.07975 | 0 | -0.07975 | 0 | 0.79556 | 0.67137 | 0.79556 | 0.67137
267044-Commercial Condensor Coil Cleaning (all units - savings at 50% of DEER) Com All CZ07 VintAll | 0.10661 | 0.042529 | 0.25662 | 327.6 | 982.8 | 0 | 0 | 0.073003 | 0 | 0.073003 | 0 | 0.06871 | 0 | 0.06871 | 0 | 1.9329 | 1.8324 | 1.9329 | 1.8324
267029-Commercial HVAC Diagnostic/Tune-up Com All CZ07 VintAll | 0.044485 | 0.017747 | 0.10653 | 136.7014 | 1367.0141 | 0 | 0 | -0.039441 | 0 | -0.039441 | 0 | -0.063572 | 0 | -0.063572 | 0 | 0.8051 | 0.71932 | 0.8051 | 0.71932
267044-Commercial Condensor Coil Cleaning (all units - savings at 50% of DEER) Com All CZ07 VintAll | 0.060919 | 0.024303 | 0.14664 | 187.2 | 561.6 | 0 | 0 | 0.074214 | 0 | 0.074214 | 0 | 0.074213 | 0 | 0.074213 | 0 | 1.9633 | 1.9633 | 1.9633 | 1.9633
267029-Commercial HVAC Diagnostic/Tune-up Com All CZ07 VintAll | 0.044485 | 0.017747 | 0.10653 | 136.7014 | 1367.0141 | 0 | 0 | -0.039441 | 0 | -0.039441 | 0 | -0.063572 | 0 | -0.063572 | 0 | 0.8051 | 0.71932 | 0.8051 | 0.71932
267044-Commercial Condensor Coil Cleaning (all units - savings at 50% of DEER) Com All CZ07 VintAll | 0.060919 | 0.024303 | 0.14664 | 187.2 | 561.6 | 0 | 0 | 0.074214 | 0 | 0.074214 | 0 | 0.074213 | 0 | 0.074213 | 0 | 1.9633 | 1.9633 | 1.9633 | 1.9633
267029-Commercial HVAC Diagnostic/Tune-up Com All CZ07 VintAll | 0.033364 | 0.01331 | 0.079898 | 102.5261 | 1025.2606 | 0 | 0 | -0.045103 | 0 | -0.045103 | 0 | -0.10132 | 0 | -0.10132 | 0 | 0.78318 | 0.61656 | 0.78318 | 0.61656
267044-Commercial Condensor Coil Cleaning (all units - savings at 50% of DEER) Com All CZ07 VintAll | 0.045689 | 0.018227 | 0.10998 | 140.4 | 421.2 | 0 | 0 | 0.071389 | 0 | 0.071389 | 0 | 0.061372 | 0 | 0.061372 | 0 | 1.8939 | 1.6828 | 1.8939 | 1.6828
267044-Commercial Condensor Coil Cleaning (all units - savings at 50% of DEER) Com All CZ07 VintAll | 0.045689 | 0.018227 | 0.10998 | 140.4 | 421.2 | 0 | 0 | 0.071389 | 0 | 0.071389 | 0 | 0.061372 | 0 | 0.061372 | 0 | 1.8939 | 1.6828 | 1.8939 | 1.6828
267029-Commercial HVAC Diagnostic/Tune-up Com All CZ07 VintAll | 0.055607 | 0.022183 | 0.13316 | 170.8768 | 1708.7677 | 0 | 0 | -0.039441 | 0 | -0.039441 | 0 | -0.063572 | 0 | -0.063572 | 0 | 0.8051 | 0.71932 | 0.8051 | 0.71932
267044-Commercial Condensor Coil Cleaning (all units - savings at 50% of DEER) Com All CZ07 VintAll | 0.076148 | 0.030378 | 0.1833 | 234 | 702 | 0 | 0 | 0.074214 | 0 | 0.074214 | 0 | 0.074213 | 0 | 0.074213 | 0 | 1.9633 | 1.9633 | 1.9633 | 1.9633
267029-Commercial HVAC Diagnostic/Tune-up Com All CZ07 VintAll | 0.055607 | 0.022183 | 0.13316 | 170.8768 | 1708.7677 | 0 | 0 | -0.039441 | 0 | -0.039441 | 0 | -0.063572 | 0 | -0.063572 | 0 | 0.8051 | 0.71932 | 0.8051 | 0.71932
267044-Commercial Condensor Coil Cleaning (all units - savings at 50% of DEER) Com All CZ07 VintAll | 0.076148 | 0.030378 | 0.1833 | 234 | 702 | 0 | 0 | 0.074214 | 0 | 0.074214 | 0 | 0.074213 | 0 | 0.074213 | 0 | 1.9633 | 1.9633 | 1.9633 | 1.9633
267029-Commercial HVAC Diagnostic/Tune-up Com All CZ07 VintAll | 0.055607 | 0.022183 | 0.13316 | 170.8768 | 1708.7677 | 0 | 0 | -0.039441 | 0 | -0.039441 | 0 | -0.063572 | 0 | -0.063572 | 0 | 0.8051 | 0.71932 | 0.8051 | 0.71932
267044-Commercial Condensor Coil Cleaning (all units - savings at 50% of DEER) Com All CZ07 VintAll | 0.076148 | 0.030378 | 0.1833 | 234 | 702 | 0 | 0 | 0.074214 | 0 | 0.074214 | 0 | 0.074213 | 0 | 0.074213 | 0 | 1.9633 | 1.9633 | 1.9633 | 1.9633
267029-Commercial HVAC Diagnostic/Tune-up Com All CZ07 VintAll | 0.055607 | 0.022183 | 0.13316 | 170.8768 | 1708.7677 | 0 | 0 | -0.039441 | 0 | -0.039441 | 0 | -0.063572 | 0 | -0.063572 | 0 | 0.8051 | 0.71932 | 0.8051 | 0.71932
267044-Commercial Condensor Coil Cleaning (all units - savings at 50% of DEER) Com All CZ07 VintAll | 0.076148 | 0.030378 | 0.1833 | 234 | 702 | 0 | 0 | 0.074214 | 0 | 0.074214 | 0 | 0.074213 | 0 | 0.074213 | 0 | 1.9633 | 1.9633 | 1.9633 | 1.9633
267029-Commercial HVAC Diagnostic/Tune-up Com All CZ07 VintAll | 0.055607 | 0.022183 | 0.13316 | 170.8768 | 1708.7677 | 0 | 0 | -0.039441 | 0 | -0.039441 | 0 | -0.063572 | 0 | -0.063572 | 0 | 0.8051 | 0.71932 | 0.8051 | 0.71932
267044-Commercial Condensor Coil Cleaning (all units - savings at 50% of DEER) Com All CZ07 VintAll | 0.076148 | 0.030378 | 0.1833 | 234 | 702 | 0 | 0 | 0.074214 | 0 | 0.074214 | 0 | 0.074213 | 0 | 0.074213 | 0 | 1.9633 | 1.9633 | 1.9633 | 1.9633
267029-Commercial HVAC Diagnostic/Tune-up Com All CZ07 VintAll | 0.033364 | 0.01331 | 0.079898 | 102.5261 | 1025.2606 | 0 | 0 | -0.047934 | 0 | -0.047934 | 0 | -0.12019 | 0 | -0.12019 | 0 | 0.77267 | 0.57546 | 0.77267 | 0.57546
267044-Commercial Condensor Coil Cleaning (all units - savings at 50% of DEER) Com All CZ07 VintAll | 0.045689 | 0.018227 | 0.10998 | 140.4 | 421.2 | 0 | 0 | 0.069977 | 0 | 0.069977 | 0 | 0.054952 | 0 | 0.054952 | 0 | 1.861 | 1.5706 | 1.861 | 1.5706
267029-Commercial HVAC Diagnostic/Tune-up Com All CZ07 VintAll | 0.033364 | 0.01331 | 0.079898 | 102.5261 | 1025.2606 | 0 | 0 | -0.047934 | 0 | -0.047934 | 0 | -0.12019 | 0 | -0.12019 | 0 | 0.77267 | 0.57546 | 0.77267 | 0.57546
267044-Commercial Condensor Coil Cleaning (all units - savings at 50% of DEER) Com All CZ07 VintAll | 0.045689 | 0.018227 | 0.10998 | 140.4 | 421.2 | 0 | 0 | 0.069977 | 0 | 0.069977 | 0 | 0.054952 | 0 | 0.054952 | 0 | 1.861 | 1.5706 | 1.861 | 1.5706
267029-Commercial HVAC Diagnostic/Tune-up Com All CZ07 VintAll | 0.055607 | 0.022183 | 0.13316 | 170.8768 | 1708.7677 | 0 | 0 | -0.039441 | 0 | -0.039441 | 0 | -0.063572 | 0 | -0.063572 | 0 | 0.8051 | 0.71932 | 0.8051 | 0.71932
267044-Commercial Condensor Coil Cleaning (all units - savings at 50% of DEER) Com All CZ07 VintAll | 0.076148 | 0.030378 | 0.1833 | 234 | 702 | 0 | 0 | 0.074214 | 0 | 0.074214 | 0 | 0.074213 | 0 | 0.074213 | 0 | 1.9633 | 1.9633 | 1.9633 | 1.9633
267029-Commercial HVAC Diagnostic/Tune-up Com All CZ07 VintAll | 0.055607 | 0.022183 | 0.13316 | 170.8768 | 1708.7677 | 0 | 0 | -0.039441 | 0 | -0.039441 | 0 | -0.063572 | 0 | -0.063572 | 0 | 0.8051 | 0.71932 | 0.8051 | 0.71932
267044-Commercial Condensor Coil Cleaning (all units - savings at 50% of DEER) Com All CZ07 VintAll | 0.076148 | 0.030378 | 0.1833 | 234 | 702 | 0 | 0 | 0.074214 | 0 | 0.074214 | 0 | 0.074213 | 0 | 0.074213 | 0 | 1.9633 | 1.9633 | 1.9633 | 1.9633
267029-Commercial HVAC Diagnostic/Tune-up Com All CZ07 VintAll | 0.055607 | 0.022183 | 0.13316 | 170.8768 | 1708.7677 | 0 | 0 | -0.039441 | 0 | -0.039441 | 0 | -0.063572 | 0 | -0.063572 | 0 | 0.8051 | 0.71932 | 0.8051 | 0.71932
267044-Commercial Condensor Coil Cleaning (all units - savings at 50% of DEER) Com All CZ07 VintAll | 0.076148 | 0.030378 | 0.1833 | 234 | 702 | 0 | 0 | 0.074214 | 0 | 0.074214 | 0 | 0.074213 | 0 | 0.074213 | 0 | 1.9633 | 1.9633 | 1.9633 | 1.9633
267029-Commercial HVAC Diagnostic/Tune-up Com All CZ07 VintAll | 0.055607 | 0.022183 | 0.13316 | 170.8768 | 1708.7677 | 0 | 0 | -0.039441 | 0 | -0.039441 | 0 | -0.063572 | 0 | -0.063572 | 0 | 0.8051 | 0.71932 | 0.8051 | 0.71932
267044-Commercial Condensor Coil Cleaning (all units - savings at 50% of DEER) Com All CZ07 VintAll | 0.076148 | 0.030378 | 0.1833 | 234 | 702 | 0 | 0 | 0.074214 | 0 | 0.074214 | 0 | 0.074213 | 0 | 0.074213 | 0 | 1.9633 | 1.9633 | 1.9633 | 1.9633
267030-Commercial HVAC Diagnostic/Tune-up Com All CZ10 VintAll | 0.1983 | 0.079108 | 0.42712 | 609.365 | 6093.65 | 0 | 0 | 0.10917 | 0 | 0.10917 | 0 | 0.099408 | 0 | 0.099408 | 0 | 3.031 | 2.5652 | 3.031 | 2.5652
267045-Commercial Condensor Coil Cleaning (all units - savings at 50% of DEER) Com All CZ10 VintAll | 0.093916 | 0.037466 | 0.25935 | 288.6 | 865.8 | 0 | 0 | 0.088788 | 0 | 0.088788 | 0 | 0.088788 | 0 | 0.088788 | 0 | 2.4214 | 2.4214 | 2.4214 | 2.4214
267030-Commercial HVAC Diagnostic/Tune-up Com All CZ10 VintAll | 0.23796 | 0.09493 | 0.51255 | 731.238 | 7312.38 | 0 | 0 | 0.10917 | 0 | 0.10917 | 0 | 0.099408 | 0 | 0.099408 | 0 | 3.031 | 2.5652 | 3.031 | 2.5652
267045-Commercial Condensor Coil Cleaning (all units - savings at 50% of DEER) Com All CZ10 VintAll | 0.1127 | 0.04496 | 0.31122 | 346.32 | 1038.96 | 0 | 0 | 0.088788 | 0 | 0.088788 | 0 | 0.088788 | 0 | 0.088788 | 0 | 2.4214 | 2.4214 | 2.4214 | 2.4214
267030-Commercial HVAC Diagnostic/Tune-up Com All CZ10 VintAll | 0.11898 | 0.047465 | 0.25627 | 365.619 | 3656.19 | 0 | 0 | 0.10679 | 0 | 0.10679 | 0 | 0.08353 | 0 | 0.08353 | 0 | 2.9024 | 2.0521 | 2.9024 | 2.0521
267045-Commercial Condensor Coil Cleaning (all units - savings at 50% of DEER) Com All CZ10 VintAll | 0.05635 | 0.02248 | 0.15561 | 173.16 | 519.48 | 0 | 0 | 0.085352 | 0 | 0.085352 | 0 | 0.073171 | 0 | 0.073171 | 0 | 2.2952 | 1.9371 | 2.2952 | 1.9371
267030-Commercial HVAC Diagnostic/Tune-up Com All CZ10 VintAll | 0.11898 | 0.047465 | 0.25627 | 365.619 | 3656.19 | 0 | 0 | 0.10679 | 0 | 0.10679 | 0 | 0.08353 | 0 | 0.08353 | 0 | 2.9024 | 2.0521 | 2.9024 | 2.0521
267045-Commercial Condensor Coil Cleaning (all units - savings at 50% of DEER) Com All CZ10 VintAll | 0.05635 | 0.02248 | 0.15561 | 173.16 | 519.48 | 0 | 0 | 0.085352 | 0 | 0.085352 | 0 | 0.073171 | 0 | 0.073171 | 0 | 2.2952 | 1.9371 | 2.2952 | 1.9371
267030-Commercial HVAC Diagnostic/Tune-up Com All CZ10 VintAll | 0.23796 | 0.09493 | 0.51255 | 731.238 | 7312.38 | 0 | 0 | 0.10917 | 0 | 0.10917 | 0 | 0.099408 | 0 | 0.099408 | 0 | 3.031 | 2.5652 | 3.031 | 2.5652
267045-Commercial Condensor Coil Cleaning (all units - savings at 50% of DEER) Com All CZ10 VintAll | 0.1127 | 0.04496 | 0.31122 | 346.32 | 1038.96 | 0 | 0 | 0.088788 | 0 | 0.088788 | 0 | 0.088788 | 0 | 0.088788 | 0 | 2.4214 | 2.4214 | 2.4214 | 2.4214
267029-Commercial HVAC Diagnostic/Tune-up Com All CZ07 VintAll | 0.055607 | 0.022183 | 0.13316 | 170.8768 | 1708.7677 | 0 | 0 | -0.039441 | 0 | -0.039441 | 0 | -0.063572 | 0 | -0.063572 | 0 | 0.8051 | 0.71932 | 0.8051 | 0.71932
267044-Commercial Condensor Coil Cleaning (all units - savings at 50% of DEER) Com All CZ07 VintAll | 0.076148 | 0.030378 | 0.1833 | 234 | 702 | 0 | 0 | 0.074214 | 0 | 0.074214 | 0 | 0.074213 | 0 | 0.074213 | 0 | 1.9633 | 1.9633 | 1.9633 | 1.9633
267029-Commercial HVAC Diagnostic/Tune-up Com All CZ07 VintAll | 0.055607 | 0.022183 | 0.13316 | 170.8768 | 1708.7677 | 0 | 0 | -0.039441 | 0 | -0.039441 | 0 | -0.063572 | 0 | -0.063572 | 0 | 0.8051 | 0.71932 | 0.8051 | 0.71932
267044-Commercial Condensor Coil Cleaning (all units - savings at 50% of DEER) Com All CZ07 VintAll | 0.076148 | 0.030378 | 0.1833 | 234 | 702 | 0 | 0 | 0.074214 | 0 | 0.074214 | 0 | 0.074213 | 0 | 0.074213 | 0 | 1.9633 | 1.9633 | 1.9633 | 1.9633
267029-Commercial HVAC Diagnostic/Tune-up Com All CZ07 VintAll | 0.055607 | 0.022183 | 0.13316 | 170.8768 | 1708.7677 | 0 | 0 | -0.039441 | 0 | -0.039441 | 0 | -0.063572 | 0 | -0.063572 | 0 | 0.8051 | 0.71932 | 0.8051 | 0.71932
267044-Commercial Condensor Coil Cleaning (all units - savings at 50% of DEER) Com All CZ07 VintAll | 0.076148 | 0.030378 | 0.1833 | 234 | 702 | 0 | 0 | 0.074214 | 0 | 0.074214 | 0 | 0.074213 | 0 | 0.074213 | 0 | 1.9633 | 1.9633 | 1.9633 | 1.9633
267029-Commercial HVAC Diagnostic/Tune-up Com All CZ07 VintAll | 0.033364 | 0.01331 | 0.079898 | 102.5261 | 1025.2606 | 0 | 0 | -0.045103 | 0 | -0.045103 | 0 | -0.10132 | 0 | -0.10132 | 0 | 0.78318 | 0.61656 | 0.78318 | 0.61656
267044-Commercial Condensor Coil Cleaning (all units - savings at 50% of DEER) Com All CZ07 VintAll | 0.045689 | 0.018227 | 0.10998 | 140.4 | 421.2 | 0 | 0 | 0.071389 | 0 | 0.071389 | 0 | 0.061372 | 0 | 0.061372 | 0 | 1.8939 | 1.6828 | 1.8939 | 1.6828
267029-Commercial HVAC Diagnostic/Tune-up Com All CZ07 VintAll | 0.055607 | 0.022183 | 0.13316 | 170.8768 | 1708.7677 | 0 | 0 | -0.039441 | 0 | -0.039441 | 0 | -0.063572 | 0 | -0.063572 | 0 | 0.8051 | 0.71932 | 0.8051 | 0.71932
267044-Commercial Condensor Coil Cleaning (all units - savings at 50% of DEER) Com All CZ07 VintAll | 0.076148 | 0.030378 | 0.1833 | 234 | 702 | 0 | 0 | 0.074214 | 0 | 0.074214 | 0 | 0.074213 | 0 | 0.074213 | 0 | 1.9633 | 1.9633 | 1.9633 | 1.9633
267029-Commercial HVAC Diagnostic/Tune-up Com All CZ07 VintAll | 0.055607 | 0.022183 | 0.13316 | 170.8768 | 1708.7677 | 0 | 0 | -0.039441 | 0 | -0.039441 | 0 | -0.063572 | 0 | -0.063572 | 0 | 0.8051 | 0.71932 | 0.8051 | 0.71932
267044-Commercial Condensor Coil Cleaning (all units - savings at 50% of DEER) Com All CZ07 VintAll | 0.076148 | 0.030378 | 0.1833 | 234 | 702 | 0 | 0 | 0.074214 | 0 | 0.074214 | 0 | 0.074213 | 0 | 0.074213 | 0 | 1.9633 | 1.9633 | 1.9633 | 1.9633
267029-Commercial HVAC Diagnostic/Tune-up Com All CZ07 VintAll | 0.11121 | 0.044367 | 0.26633 | 341.7535 | 3417.5353 | 0 | 0 | -0.039441 | 0 | -0.039441 | 0 | -0.063572 | 0 | -0.063572 | 0 | 0.8051 | 0.71932 | 0.8051 | 0.71932
267044-Commercial Condensor Coil Cleaning (all units - savings at 50% of DEER) Com All CZ07 VintAll | 0.1523 | 0.060756 | 0.3666 | 468 | 1404 | 0 | 0 | 0.074214 | 0 | 0.074214 | 0 | 0.074213 | 0 | 0.074213 | 0 | 1.9633 | 1.9633 | 1.9633 | 1.9633
267029-Commercial HVAC Diagnostic/Tune-up Com All CZ07 VintAll | 0.033364 | 0.01331 | 0.079898 | 102.5261 | 1025.2606 | 0 | 0 | -0.045103 | 0 | -0.045103 | 0 | -0.10132 | 0 | -0.10132 | 0 | 0.78318 | 0.61656 | 0.78318 | 0.61656
267044-Commercial Condensor Coil Cleaning (all units - savings at 50% of DEER) Com All CZ07 VintAll | 0.045689 | 0.018227 | 0.10998 | 140.4 | 421.2 | 0 | 0 | 0.071389 | 0 | 0.071389 | 0 | 0.061372 | 0 | 0.061372 | 0 | 1.8939 | 1.6828 | 1.8939 | 1.6828
267030-Commercial HVAC Diagnostic/Tune-up Com All CZ10 VintAll | 0.1983 | 0.079108 | 0.42712 | 609.365 | 6093.65 | 0 | 0 | 0.10917 | 0 | 0.10917 | 0 | 0.099408 | 0 | 0.099408 | 0 | 3.031 | 2.5652 | 3.031 | 2.5652
267045-Commercial Condensor Coil Cleaning (all units - savings at 50% of DEER) Com All CZ10 VintAll | 0.093916 | 0.037466 | 0.25935 | 288.6 | 865.8 | 0 | 0 | 0.088788 | 0 | 0.088788 | 0 | 0.088788 | 0 | 0.088788 | 0 | 2.4214 | 2.4214 | 2.4214 | 2.4214
267030-Commercial HVAC Diagnostic/Tune-up Com All CZ10 VintAll | 0.11898 | 0.047465 | 0.25627 | 365.619 | 3656.19 | 0 | 0 | 0.10758 | 0 | 0.10758 | 0 | 0.088822 | 0 | 0.088822 | 0 | 2.9441 | 2.1987 | 2.9441 | 2.1987
267045-Commercial Condensor Coil Cleaning (all units - savings at 50% of DEER) Com All CZ10 VintAll | 0.05635 | 0.02248 | 0.15561 | 173.16 | 519.48 | 0 | 0 | 0.086497 | 0 | 0.086497 | 0 | 0.078377 | 0 | 0.078377 | 0 | 2.3357 | 2.0755 | 2.3357 | 2.0755
267030-Commercial HVAC Diagnostic/Tune-up Com All CZ10 VintAll | 0.11898 | 0.047465 | 0.25627 | 365.619 | 3656.19 | 0 | 0 | 0.10758 | 0 | 0.10758 | 0 | 0.088822 | 0 | 0.088822 | 0 | 2.9441 | 2.1987 | 2.9441 | 2.1987
267045-Commercial Condensor Coil Cleaning (all units - savings at 50% of DEER) Com All CZ10 VintAll | 0.05635 | 0.02248 | 0.15561 | 173.16 | 519.48 | 0 | 0 | 0.086497 | 0 | 0.086497 | 0 | 0.078377 | 0 | 0.078377 | 0 | 2.3357 | 2.0755 | 2.3357 | 2.0755
267030-Commercial HVAC Diagnostic/Tune-up Com All CZ10 VintAll | 0.1983 | 0.079108 | 0.42712 | 609.365 | 6093.65 | 0 | 0 | 0.10917 | 0 | 0.10917 | 0 | 0.099408 | 0 | 0.099408 | 0 | 3.031 | 2.5652 | 3.031 | 2.5652
267045-Commercial Condensor Coil Cleaning (all units - savings at 50% of DEER) Com All CZ10 VintAll | 0.093916 | 0.037466 | 0.25935 | 288.6 | 865.8 | 0 | 0 | 0.088788 | 0 | 0.088788 | 0 | 0.088788 | 0 | 0.088788 | 0 | 2.4214 | 2.4214 | 2.4214 | 2.4214
267030-Commercial HVAC Diagnostic/Tune-up Com All CZ10 VintAll | 0.11898 | 0.047465 | 0.25627 | 365.619 | 3656.19 | 0 | 0 | 0.10758 | 0 | 0.10758 | 0 | 0.088822 | 0 | 0.088822 | 0 | 2.9441 | 2.1987 | 2.9441 | 2.1987
267045-Commercial Condensor Coil Cleaning (all units - savings at 50% of DEER) Com All CZ10 VintAll | 0.05635 | 0.02248 | 0.15561 | 173.16 | 519.48 | 0 | 0 | 0.086497 | 0 | 0.086497 | 0 | 0.078377 | 0 | 0.078377 | 0 | 2.3357 | 2.0755 | 2.3357 | 2.0755
267030-Commercial HVAC Diagnostic/Tune-up Com All CZ10 VintAll | 0.11898 | 0.047465 | 0.25627 | 365.619 | 3656.19 | 0 | 0 | 0.10758 | 0 | 0.10758 | 0 | 0.088822 | 0 | 0.088822 | 0 | 2.9441 | 2.1987 | 2.9441 | 2.1987
267045-Commercial Condensor Coil Cleaning (all units - savings at 50% of DEER) Com All CZ10 VintAll | 0.05635 | 0.02248 | 0.15561 | 173.16 | 519.48 | 0 | 0 | 0.086497 | 0 | 0.086497 | 0 | 0.078377 | 0 | 0.078377 | 0 | 2.3357 | 2.0755 | 2.3357 | 2.0755
267030-Commercial HVAC Diagnostic/Tune-up Com All CZ10 VintAll | 0.15864 | 0.063287 | 0.3417 | 487.492 | 4874.92 | 0 | 0 | 0.10917 | 0 | 0.10917 | 0 | 0.099408 | 0 | 0.099408 | 0 | 3.031 | 2.5652 | 3.031 | 2.5652
267045-Commercial Condensor Coil Cleaning (all units - savings at 50% of DEER) Com All CZ10 VintAll | 0.075133 | 0.029973 | 0.20748 | 230.88 | 692.64 | 0 | 0 | 0.088788 | 0 | 0.088788 | 0 | 0.088788 | 0 | 0.088788 | 0 | 2.4214 | 2.4214 | 2.4214 | 2.4214
267030-Commercial HVAC Diagnostic/Tune-up Com All CZ10 VintAll | 0.15864 | 0.063287 | 0.3417 | 487.492 | 4874.92 | 0 | 0 | 0.10917 | 0 | 0.10917 | 0 | 0.099408 | 0 | 0.099408 | 0 | 3.031 | 2.5652 | 3.031 | 2.5652
267045-Commercial Condensor Coil Cleaning (all units - savings at 50% of DEER) Com All CZ10 VintAll | 0.075133 | 0.029973 | 0.20748 | 230.88 | 692.64 | 0 | 0 | 0.088788 | 0 | 0.088788 | 0 | 0.088788 | 0 | 0.088788 | 0 | 2.4214 | 2.4214 | 2.4214 | 2.4214
267030-Commercial HVAC Diagnostic/Tune-up Com All CZ10 VintAll | 0.1983 | 0.079108 | 0.42712 | 609.365 | 6093.65 | 0 | 0 | 0.10917 | 0 | 0.10917 | 0 | 0.099408 | 0 | 0.099408 | 0 | 3.031 | 2.5652 | 3.031 | 2.5652
267045-Commercial Condensor Coil Cleaning (all units - savings at 50% of DEER) Com All CZ10 VintAll | 0.093916 | 0.037466 | 0.25935 | 288.6 | 865.8 | 0 | 0 | 0.088788 | 0 | 0.088788 | 0 | 0.088788 | 0 | 0.088788 | 0 | 2.4214 | 2.4214 | 2.4214 | 2.4214
267030-Commercial HVAC Diagnostic/Tune-up Com All CZ10 VintAll | 0.1983 | 0.079108 | 0.42712 | 609.365 | 6093.65 | 0 | 0 | 0.10917 | 0 | 0.10917 | 0 | 0.099408 | 0 | 0.099408 | 0 | 3.031 | 2.5652 | 3.031 | 2.5652
267045-Commercial Condensor Coil Cleaning (all units - savings at 50% of DEER) Com All CZ10 VintAll | 0.093916 | 0.037466 | 0.25935 | 288.6 | 865.8 | 0 | 0 | 0.088788 | 0 | 0.088788 | 0 | 0.088788 | 0 | 0.088788 | 0 | 2.4214 | 2.4214 | 2.4214 | 2.4214
267029-Commercial HVAC Diagnostic/Tune-up Com All CZ07 VintAll | 0.022243 | 0.0088734 | 0.053265 | 68.3507 | 683.5071 | 0 | 0 | -0.039441 | 0 | -0.039441 | 0 | -0.063572 | 0 | -0.063572 | 0 | 0.8051 | 0.71932 | 0.8051 | 0.71932
267044-Commercial Condensor Coil Cleaning (all units - savings at 50% of DEER) Com All CZ07 VintAll | 0.030459 | 0.012151 | 0.07332 | 93.6 | 280.8 | 0 | 0 | 0.074214 | 0 | 0.074214 | 0 | 0.074213 | 0 | 0.074213 | 0 | 1.9633 | 1.9633 | 1.9633 | 1.9633
267029-Commercial HVAC Diagnostic/Tune-up Com All CZ07 VintAll | 0.044485 | 0.017747 | 0.10653 | 136.7014 | 1367.0141 | 0 | 0 | -0.039441 | 0 | -0.039441 | 0 | -0.063572 | 0 | -0.063572 | 0 | 0.8051 | 0.71932 | 0.8051 | 0.71932
267044-Commercial Condensor Coil Cleaning (all units - savings at 50% of DEER) Com All CZ07 VintAll | 0.060919 | 0.024303 | 0.14664 | 187.2 | 561.6 | 0 | 0 | 0.074214 | 0 | 0.074214 | 0 | 0.074213 | 0 | 0.074213 | 0 | 1.9633 | 1.9633 | 1.9633 | 1.9633
267029-Commercial HVAC Diagnostic/Tune-up Com All CZ07 VintAll | 0.044485 | 0.017747 | 0.10653 | 136.7014 | 1367.0141 | 0 | 0 | -0.039441 | 0 | -0.039441 | 0 | -0.063572 | 0 | -0.063572 | 0 | 0.8051 | 0.71932 | 0.8051 | 0.71932
267044-Commercial Condensor Coil Cleaning (all units - savings at 50% of DEER) Com All CZ07 VintAll | 0.060919 | 0.024303 | 0.14664 | 187.2 | 561.6 | 0 | 0 | 0.074214 | 0 | 0.074214 | 0 | 0.074213 | 0 | 0.074213 | 0 | 1.9633 | 1.9633 | 1.9633 | 1.9633
267029-Commercial HVAC Diagnostic/Tune-up Com All CZ07 VintAll | 0.07785 | 0.031057 | 0.18643 | 239.2275 | 2392.2747 | 0 | 0 | -0.041867 | 0 | -0.041867 | 0 | -0.07975 | 0 | -0.07975 | 0 | 0.79556 | 0.67137 | 0.79556 | 0.67137
267044-Commercial Condensor Coil Cleaning (all units - savings at 50% of DEER) Com All CZ07 VintAll | 0.10661 | 0.042529 | 0.25662 | 327.6 | 982.8 | 0 | 0 | 0.073003 | 0 | 0.073003 | 0 | 0.06871 | 0 | 0.06871 | 0 | 1.9329 | 1.8324 | 1.9329 | 1.8324
267029-Commercial HVAC Diagnostic/Tune-up Com All CZ07 VintAll | 0.07785 | 0.031057 | 0.18643 | 239.2275 | 2392.2747 | 0 | 0 | -0.041867 | 0 | -0.041867 | 0 | -0.07975 | 0 | -0.07975 | 0 | 0.79556 | 0.67137 | 0.79556 | 0.67137
267044-Commercial Condensor Coil Cleaning (all units - savings at 50% of DEER) Com All CZ07 VintAll | 0.10661 | 0.042529 | 0.25662 | 327.6 | 982.8 | 0 | 0 | 0.073003 | 0 | 0.073003 | 0 | 0.06871 | 0 | 0.06871 | 0 | 1.9329 | 1.8324 | 1.9329 | 1.8324
267029-Commercial HVAC Diagnostic/Tune-up Com All CZ07 VintAll | 0.044485 | 0.017747 | 0.10653 | 136.7014 | 1367.0141 | 0 | 0 | -0.039441 | 0 | -0.039441 | 0 | -0.063572 | 0 | -0.063572 | 0 | 0.8051 | 0.71932 | 0.8051 | 0.71932
267044-Commercial Condensor Coil Cleaning (all units - savings at 50% of DEER) Com All CZ07 VintAll | 0.060919 | 0.024303 | 0.14664 | 187.2 | 561.6 | 0 | 0 | 0.074214 | 0 | 0.074214 | 0 | 0.074213 | 0 | 0.074213 | 0 | 1.9633 | 1.9633 | 1.9633 | 1.9633
267029-Commercial HVAC Diagnostic/Tune-up Com All CZ07 VintAll | 0.033364 | 0.01331 | 0.079898 | 102.5261 | 1025.2606 | 0 | 0 | -0.039441 | 0 | -0.039441 | 0 | -0.063572 | 0 | -0.063572 | 0 | 0.8051 | 0.71932 | 0.8051 | 0.71932
267044-Commercial Condensor Coil Cleaning (all units - savings at 50% of DEER) Com All CZ07 VintAll | 0.045689 | 0.018227 | 0.10998 | 140.4 | 421.2 | 0 | 0 | 0.074214 | 0 | 0.074214 | 0 | 0.074213 | 0 | 0.074213 | 0 | 1.9633 | 1.9633 | 1.9633 | 1.9633
267029-Commercial HVAC Diagnostic/Tune-up Com All CZ07 VintAll | 0.044485 | 0.017747 | 0.10653 | 136.7014 | 1367.0141 | 0 | 0 | -0.039441 | 0 | -0.039441 | 0 | -0.063572 | 0 | -0.063572 | 0 | 0.8051 | 0.71932 | 0.8051 | 0.71932
267044-Commercial Condensor Coil Cleaning (all units - savings at 50% of DEER) Com All CZ07 VintAll | 0.060919 | 0.024303 | 0.14664 | 187.2 | 561.6 | 0 | 0 | 0.074214 | 0 | 0.074214 | 0 | 0.074213 | 0 | 0.074213 | 0 | 1.9633 | 1.9633 | 1.9633 | 1.9633
267029-Commercial HVAC Diagnostic/Tune-up Com All CZ07 VintAll | 0.044485 | 0.017747 | 0.10653 | 136.7014 | 1367.0141 | 0 | 0 | -0.039441 | 0 | -0.039441 | 0 | -0.063572 | 0 | -0.063572 | 0 | 0.8051 | 0.71932 | 0.8051 | 0.71932
267044-Commercial Condensor Coil Cleaning (all units - savings at 50% of DEER) Com All CZ07 VintAll | 0.060919 | 0.024303 | 0.14664 | 187.2 | 561.6 | 0 | 0 | 0.074214 | 0 | 0.074214 | 0 | 0.074213 | 0 | 0.074213 | 0 | 1.9633 | 1.9633 | 1.9633 | 1.9633
267029-Commercial HVAC Diagnostic/Tune-up Com All CZ07 VintAll | 0.044485 | 0.017747 | 0.10653 | 136.7014 | 1367.0141 | 0 | 0 | -0.039441 | 0 | -0.039441 | 0 | -0.063572 | 0 | -0.063572 | 0 | 0.8051 | 0.71932 | 0.8051 | 0.71932
267044-Commercial Condensor Coil Cleaning (all units - savings at 50% of DEER) Com All CZ07 VintAll | 0.060919 | 0.024303 | 0.14664 | 187.2 | 561.6 | 0 | 0 | 0.074214 | 0 | 0.074214 | 0 | 0.074213 | 0 | 0.074213 | 0 | 1.9633 | 1.9633 | 1.9633 | 1.9633
267029-Commercial HVAC Diagnostic/Tune-up Com All CZ07 VintAll | 0.044485 | 0.017747 | 0.10653 | 136.7014 | 1367.0141 | 0 | 0 | -0.039441 | 0 | -0.039441 | 0 | -0.063572 | 0 | -0.063572 | 0 | 0.8051 | 0.71932 | 0.8051 | 0.71932
267044-Commercial Condensor Coil Cleaning (all units - savings at 50% of DEER) Com All CZ07 VintAll | 0.060919 | 0.024303 | 0.14664 | 187.2 | 561.6 | 0 | 0 | 0.074214 | 0 | 0.074214 | 0 | 0.074213 | 0 | 0.074213 | 0 | 1.9633 | 1.9633 | 1.9633 | 1.9633
267029-Commercial HVAC Diagnostic/Tune-up Com All CZ07 VintAll | 0.044485 | 0.017747 | 0.10653 | 136.7014 | 1367.0141 | 0 | 0 | -0.039441 | 0 | -0.039441 | 0 | -0.063572 | 0 | -0.063572 | 0 | 0.8051 | 0.71932 | 0.8051 | 0.71932
267044-Commercial Condensor Coil Cleaning (all units - savings at 50% of DEER) Com All CZ07 VintAll | 0.060919 | 0.024303 | 0.14664 | 187.2 | 561.6 | 0 | 0 | 0.074214 | 0 | 0.074214 | 0 | 0.074213 | 0 | 0.074213 | 0 | 1.9633 | 1.9633 | 1.9633 | 1.9633
267029-Commercial HVAC Diagnostic/Tune-up Com All CZ07 VintAll | 0.044485 | 0.017747 | 0.10653 | 136.7014 | 1367.0141 | 0 | 0 | -0.039441 | 0 | -0.039441 | 0 | -0.063572 | 0 | -0.063572 | 0 | 0.8051 | 0.71932 | 0.8051 | 0.71932
267044-Commercial Condensor Coil Cleaning (all units - savings at 50% of DEER) Com All CZ07 VintAll | 0.060919 | 0.024303 | 0.14664 | 187.2 | 561.6 | 0 | 0 | 0.074214 | 0 | 0.074214 | 0 | 0.074213 | 0 | 0.074213 | 0 | 1.9633 | 1.9633 | 1.9633 | 1.9633
267044-Commercial Condensor Coil Cleaning (all units - savings at 50% of DEER) Com All CZ07 VintAll | 0.060919 | 0.024303 | 0.14664 | 187.2 | 561.6 | 0 | 0 | 0.074214 | 0 | 0.074214 | 0 | 0.074213 | 0 | 0.074213 | 0 | 1.9633 | 1.9633 | 1.9633 | 1.9633
267044-Commercial Condensor Coil Cleaning (all units - savings at 50% of DEER) Com All CZ07 VintAll | 0.19799 | 0.078983 | 0.47658 | 608.4 | 1825.2 | 0 | 0 | 0.074214 | 0 | 0.074214 | 0 | 0.074213 | 0 | 0.074213 | 0 | 1.9633 | 1.9633 | 1.9633 | 1.9633
267029-Commercial HVAC Diagnostic/Tune-up Com All CZ07 VintAll | 0.044485 | 0.017747 | 0.10653 | 136.7014 | 1367.0141 | 0 | 0 | -0.039441 | 0 | -0.039441 | 0 | -0.063572 | 0 | -0.063572 | 0 | 0.8051 | 0.71932 | 0.8051 | 0.71932
267044-Commercial Condensor Coil Cleaning (all units - savings at 50% of DEER) Com All CZ07 VintAll | 0.060919 | 0.024303 | 0.14664 | 187.2 | 561.6 | 0 | 0 | 0.074214 | 0 | 0.074214 | 0 | 0.074213 | 0 | 0.074213 | 0 | 1.9633 | 1.9633 | 1.9633 | 1.9633
267029-Commercial HVAC Diagnostic/Tune-up Com All CZ07 VintAll | 0.044485 | 0.017747 | 0.10653 | 136.7014 | 1367.0141 | 0 | 0 | -0.039441 | 0 | -0.039441 | 0 | -0.063572 | 0 | -0.063572 | 0 | 0.8051 | 0.71932 | 0.8051 | 0.71932
267044-Commercial Condensor Coil Cleaning (all units - savings at 50% of DEER) Com All CZ07 VintAll | 0.060919 | 0.024303 | 0.14664 | 187.2 | 561.6 | 0 | 0 | 0.074214 | 0 | 0.074214 | 0 | 0.074213 | 0 | 0.074213 | 0 | 1.9633 | 1.9633 | 1.9633 | 1.9633
267029-Commercial HVAC Diagnostic/Tune-up Com All CZ07 VintAll | 0.044485 | 0.017747 | 0.10653 | 136.7014 | 1367.0141 | 0 | 0 | -0.039441 | 0 | -0.039441 | 0 | -0.063572 | 0 | -0.063572 | 0 | 0.8051 | 0.71932 | 0.8051 | 0.71932
267044-Commercial Condensor Coil Cleaning (all units - savings at 50% of DEER) Com All CZ07 VintAll | 0.060919 | 0.024303 | 0.14664 | 187.2 | 561.6 | 0 | 0 | 0.074214 | 0 | 0.074214 | 0 | 0.074213 | 0 | 0.074213 | 0 | 1.9633 | 1.9633 | 1.9633 | 1.9633
267030-Commercial HVAC Diagnostic/Tune-up Com All CZ10 VintAll | 0.1983 | 0.079108 | 0.42712 | 609.365 | 6093.65 | 0 | 0 | 0.10917 | 0 | 0.10917 | 0 | 0.099408 | 0 | 0.099408 | 0 | 3.031 | 2.5652 | 3.031 | 2.5652
267045-Commercial Condensor Coil Cleaning (all units - savings at 50% of DEER) Com All CZ10 VintAll | 0.093916 | 0.037466 | 0.25935 | 288.6 | 865.8 | 0 | 0 | 0.088788 | 0 | 0.088788 | 0 | 0.088788 | 0 | 0.088788 | 0 | 2.4214 | 2.4214 | 2.4214 | 2.4214
267045-Commercial Condensor Coil Cleaning (all units - savings at 50% of DEER) Com All CZ10 VintAll | 0.093916 | 0.037466 | 0.25935 | 288.6 | 865.8 | 0 | 0 | 0.088788 | 0 | 0.088788 | 0 | 0.088788 | 0 | 0.088788 | 0 | 2.4214 | 2.4214 | 2.4214 | 2.4214
267030-Commercial HVAC Diagnostic/Tune-up Com All CZ10 VintAll | 0.1983 | 0.079108 | 0.42712 | 609.365 | 6093.65 | 0 | 0 | 0.10917 | 0 | 0.10917 | 0 | 0.099408 | 0 | 0.099408 | 0 | 3.031 | 2.5652 | 3.031 | 2.5652
267045-Commercial Condensor Coil Cleaning (all units - savings at 50% of DEER) Com All CZ10 VintAll | 0.093916 | 0.037466 | 0.25935 | 288.6 | 865.8 | 0 | 0 | 0.088788 | 0 | 0.088788 | 0 | 0.088788 | 0 | 0.088788 | 0 | 2.4214 | 2.4214 | 2.4214 | 2.4214
267045-Commercial Condensor Coil Cleaning (all units - savings at 50% of DEER) Com All CZ10 VintAll | 0.075133 | 0.029973 | 0.20748 | 230.88 | 692.64 | 0 | 0 | 0.088788 | 0 | 0.088788 | 0 | 0.088788 | 0 | 0.088788 | 0 | 2.4214 | 2.4214 | 2.4214 | 2.4214
267030-Commercial HVAC Diagnostic/Tune-up Com All CZ10 VintAll | 0.15864 | 0.063287 | 0.3417 | 487.492 | 4874.92 | 0 | 0 | 0.10917 | 0 | 0.10917 | 0 | 0.099408 | 0 | 0.099408 | 0 | 3.031 | 2.5652 | 3.031 | 2.5652
267045-Commercial Condensor Coil Cleaning (all units - savings at 50% of DEER) Com All CZ10 VintAll | 0.075133 | 0.029973 | 0.20748 | 230.88 | 692.64 | 0 | 0 | 0.088788 | 0 | 0.088788 | 0 | 0.088788 | 0 | 0.088788 | 0 | 2.4214 | 2.4214 | 2.4214 | 2.4214
267030-Commercial HVAC Diagnostic/Tune-up Com All CZ10 VintAll | 0.1983 | 0.079108 | 0.42712 | 609.365 | 6093.65 | 0 | 0 | 0.10917 | 0 | 0.10917 | 0 | 0.099408 | 0 | 0.099408 | 0 | 3.031 | 2.5652 | 3.031 | 2.5652
267045-Commercial Condensor Coil Cleaning (all units - savings at 50% of DEER) Com All CZ10 VintAll | 0.093916 | 0.037466 | 0.25935 | 288.6 | 865.8 | 0 | 0 | 0.088788 | 0 | 0.088788 | 0 | 0.088788 | 0 | 0.088788 | 0 | 2.4214 | 2.4214 | 2.4214 | 2.4214
267029-Commercial HVAC Diagnostic/Tune-up Com All CZ07 VintAll | 0.044485 | 0.017747 | 0.10653 | 136.7014 | 1367.0141 | 0 | 0 | -0.039441 | 0 | -0.039441 | 0 | -0.063572 | 0 | -0.063572 | 0 | 0.8051 | 0.71932 | 0.8051 | 0.71932
267044-Commercial Condensor Coil Cleaning (all units - savings at 50% of DEER) Com All CZ07 VintAll | 0.060919 | 0.024303 | 0.14664 | 187.2 | 561.6 | 0 | 0 | 0.074214 | 0 | 0.074214 | 0 | 0.074213 | 0 | 0.074213 | 0 | 1.9633 | 1.9633 | 1.9633 | 1.9633
267029-Commercial HVAC Diagnostic/Tune-up Com All CZ07 VintAll | 0.044485 | 0.017747 | 0.10653 | 136.7014 | 1367.0141 | 0 | 0 | -0.039441 | 0 | -0.039441 | 0 | -0.063572 | 0 | -0.063572 | 0 | 0.8051 | 0.71932 | 0.8051 | 0.71932
267044-Commercial Condensor Coil Cleaning (all units - savings at 50% of DEER) Com All CZ07 VintAll | 0.060919 | 0.024303 | 0.14664 | 187.2 | 561.6 | 0 | 0 | 0.074214 | 0 | 0.074214 | 0 | 0.074213 | 0 | 0.074213 | 0 | 1.9633 | 1.9633 | 1.9633 | 1.9633
267029-Commercial HVAC Diagnostic/Tune-up Com All CZ07 VintAll | 0.044485 | 0.017747 | 0.10653 | 136.7014 | 1367.0141 | 0 | 0 | -0.039441 | 0 | -0.039441 | 0 | -0.063572 | 0 | -0.063572 | 0 | 0.8051 | 0.71932 | 0.8051 | 0.71932
267044-Commercial Condensor Coil Cleaning (all units - savings at 50% of DEER) Com All CZ07 VintAll | 0.060919 | 0.024303 | 0.14664 | 187.2 | 561.6 | 0 | 0 | 0.074214 | 0 | 0.074214 | 0 | 0.074213 | 0 | 0.074213 | 0 | 1.9633 | 1.9633 | 1.9633 | 1.9633
267029-Commercial HVAC Diagnostic/Tune-up Com All CZ07 VintAll | 0.044485 | 0.017747 | 0.10653 | 136.7014 | 1367.0141 | 0 | 0 | -0.039441 | 0 | -0.039441 | 0 | -0.063572 | 0 | -0.063572 | 0 | 0.8051 | 0.71932 | 0.8051 | 0.71932
267044-Commercial Condensor Coil Cleaning (all units - savings at 50% of DEER) Com All CZ07 VintAll | 0.060919 | 0.024303 | 0.14664 | 187.2 | 561.6 | 0 | 0 | 0.074214 | 0 | 0.074214 | 0 | 0.074213 | 0 | 0.074213 | 0 | 1.9633 | 1.9633 | 1.9633 | 1.9633
267029-Commercial HVAC Diagnostic/Tune-up Com All CZ07 VintAll | 0.022243 | 0.0088734 | 0.053265 | 68.3507 | 683.5071 | 0 | 0 | -0.047934 | 0 | -0.047934 | 0 | -0.12019 | 0 | -0.12019 | 0 | 0.77267 | 0.57546 | 0.77267 | 0.57546
267044-Commercial Condensor Coil Cleaning (all units - savings at 50% of DEER) Com All CZ07 VintAll | 0.030459 | 0.012151 | 0.07332 | 93.6 | 280.8 | 0 | 0 | 0.069977 | 0 | 0.069977 | 0 | 0.054952 | 0 | 0.054952 | 0 | 1.861 | 1.5706 | 1.861 | 1.5706
267029-Commercial HVAC Diagnostic/Tune-up Com All CZ07 VintAll | 0.066728 | 0.02662 | 0.1598 | 205.0521 | 2050.5212 | 0 | 0 | -0.039441 | 0 | -0.039441 | 0 | -0.063572 | 0 | -0.063572 | 0 | 0.8051 | 0.71932 | 0.8051 | 0.71932
267044-Commercial Condensor Coil Cleaning (all units - savings at 50% of DEER) Com All CZ07 VintAll | 0.091378 | 0.036454 | 0.21996 | 280.8 | 842.4 | 0 | 0 | 0.074214 | 0 | 0.074214 | 0 | 0.074213 | 0 | 0.074213 | 0 | 1.9633 | 1.9633 | 1.9633 | 1.9633
267029-Commercial HVAC Diagnostic/Tune-up Com All CZ07 VintAll | 0.033364 | 0.01331 | 0.079898 | 102.5261 | 1025.2606 | 0 | 0 | -0.039441 | 0 | -0.039441 | 0 | -0.063572 | 0 | -0.063572 | 0 | 0.8051 | 0.71932 | 0.8051 | 0.71932
267044-Commercial Condensor Coil Cleaning (all units - savings at 50% of DEER) Com All CZ07 VintAll | 0.045689 | 0.018227 | 0.10998 | 140.4 | 421.2 | 0 | 0 | 0.074214 | 0 | 0.074214 | 0 | 0.074213 | 0 | 0.074213 | 0 | 1.9633 | 1.9633 | 1.9633 | 1.9633
267029-Commercial HVAC Diagnostic/Tune-up Com All CZ07 VintAll | 0.044485 | 0.017747 | 0.10653 | 136.7014 | 1367.0141 | 0 | 0 | -0.039441 | 0 | -0.039441 | 0 | -0.063572 | 0 | -0.063572 | 0 | 0.8051 | 0.71932 | 0.8051 | 0.71932
267044-Commercial Condensor Coil Cleaning (all units - savings at 50% of DEER) Com All CZ07 VintAll | 0.060919 | 0.024303 | 0.14664 | 187.2 | 561.6 | 0 | 0 | 0.074214 | 0 | 0.074214 | 0 | 0.074213 | 0 | 0.074213 | 0 | 1.9633 | 1.9633 | 1.9633 | 1.9633
267029-Commercial HVAC Diagnostic/Tune-up Com All CZ07 VintAll | 0.022243 | 0.0088734 | 0.053265 | 68.3507 | 683.5071 | 0 | 0 | -0.039441 | 0 | -0.039441 | 0 | -0.063572 | 0 | -0.063572 | 0 | 0.8051 | 0.71932 | 0.8051 | 0.71932
267044-Commercial Condensor Coil Cleaning (all units - savings at 50% of DEER) Com All CZ07 VintAll | 0.030459 | 0.012151 | 0.07332 | 93.6 | 280.8 | 0 | 0 | 0.074214 | 0 | 0.074214 | 0 | 0.074213 | 0 | 0.074213 | 0 | 1.9633 | 1.9633 | 1.9633 | 1.9633
267030-Commercial HVAC Diagnostic/Tune-up Com All CZ10 VintAll | 0.1983 | 0.079108 | 0.42712 | 609.365 | 6093.65 | 0 | 0 | 0.10917 | 0 | 0.10917 | 0 | 0.099408 | 0 | 0.099408 | 0 | 3.031 | 2.5652 | 3.031 | 2.5652
267045-Commercial Condensor Coil Cleaning (all units - savings at 50% of DEER) Com All CZ10 VintAll | 0.093916 | 0.037466 | 0.25935 | 288.6 | 865.8 | 0 | 0 | 0.088788 | 0 | 0.088788 | 0 | 0.088788 | 0 | 0.088788 | 0 | 2.4214 | 2.4214 | 2.4214 | 2.4214
267030-Commercial HVAC Diagnostic/Tune-up Com All CZ10 VintAll | 0.23796 | 0.09493 | 0.51255 | 731.238 | 7312.38 | 0 | 0 | 0.10917 | 0 | 0.10917 | 0 | 0.099408 | 0 | 0.099408 | 0 | 3.031 | 2.5652 | 3.031 | 2.5652
267045-Commercial Condensor Coil Cleaning (all units - savings at 50% of DEER) Com All CZ10 VintAll | 0.1127 | 0.04496 | 0.31122 | 346.32 | 1038.96 | 0 | 0 | 0.088788 | 0 | 0.088788 | 0 | 0.088788 | 0 | 0.088788 | 0 | 2.4214 | 2.4214 | 2.4214 | 2.4214
267044-Commercial Condensor Coil Cleaning (all units - savings at 50% of DEER) Com All CZ07 VintAll | 0.076148 | 0.030378 | 0.1833 | 234 | 702 | 0 | 0 | 0.074214 | 0 | 0.074214 | 0 | 0.074213 | 0 | 0.074213 | 0 | 1.9633 | 1.9633 | 1.9633 | 1.9633
267029-Commercial HVAC Diagnostic/Tune-up Com All CZ07 VintAll | 0.055607 | 0.022183 | 0.13316 | 170.8768 | 1708.7677 | 0 | 0 | -0.039441 | 0 | -0.039441 | 0 | -0.063572 | 0 | -0.063572 | 0 | 0.8051 | 0.71932 | 0.8051 | 0.71932
267044-Commercial Condensor Coil Cleaning (all units - savings at 50% of DEER) Com All CZ07 VintAll | 0.076148 | 0.030378 | 0.1833 | 234 | 702 | 0 | 0 | 0.074214 | 0 | 0.074214 | 0 | 0.074213 | 0 | 0.074213 | 0 | 1.9633 | 1.9633 | 1.9633 | 1.9633
267029-Commercial HVAC Diagnostic/Tune-up Com All CZ07 VintAll | 0.055607 | 0.022183 | 0.13316 | 170.8768 | 1708.7677 | 0 | 0 | -0.039441 | 0 | -0.039441 | 0 | -0.063572 | 0 | -0.063572 | 0 | 0.8051 | 0.71932 | 0.8051 | 0.71932
267044-Commercial Condensor Coil Cleaning (all units - savings at 50% of DEER) Com All CZ07 VintAll | 0.076148 | 0.030378 | 0.1833 | 234 | 702 | 0 | 0 | 0.074214 | 0 | 0.074214 | 0 | 0.074213 | 0 | 0.074213 | 0 | 1.9633 | 1.9633 | 1.9633 | 1.9633
267030-Commercial HVAC Diagnostic/Tune-up Com All CZ10 VintAll | 0.1983 | 0.079108 | 0.42712 | 609.365 | 6093.65 | 0 | 0 | 0.10917 | 0 | 0.10917 | 0 | 0.099408 | 0 | 0.099408 | 0 | 3.031 | 2.5652 | 3.031 | 2.5652
267045-Commercial Condensor Coil Cleaning (all units - savings at 50% of DEER) Com All CZ10 VintAll | 0.093916 | 0.037466 | 0.25935 | 288.6 | 865.8 | 0 | 0 | 0.088788 | 0 | 0.088788 | 0 | 0.088788 | 0 | 0.088788 | 0 | 2.4214 | 2.4214 | 2.4214 | 2.4214
267030-Commercial HVAC Diagnostic/Tune-up Com All CZ10 VintAll | 0.1983 | 0.079108 | 0.42712 | 609.365 | 6093.65 | 0 | 0 | 0.10917 | 0 | 0.10917 | 0 | 0.099408 | 0 | 0.099408 | 0 | 3.031 | 2.5652 | 3.031 | 2.5652
267045-Commercial Condensor Coil Cleaning (all units - savings at 50% of DEER) Com All CZ10 VintAll | 0.093916 | 0.037466 | 0.25935 | 288.6 | 865.8 | 0 | 0 | 0.088788 | 0 | 0.088788 | 0 | 0.088788 | 0 | 0.088788 | 0 | 2.4214 | 2.4214 | 2.4214 | 2.4214
267019-Economizer Repair Com All CZ07 Vint04 | 0.76759 | 0.30622 | 0.01275 | 2358.75 | 11793.75 | 0 | 0 | 0.12042 | 0 | 0.12042 | 0 | 0.12071 | 0 | 0.12071 | 0 | 6.8479 | 6.9487 | 6.8479 | 6.9487
267017-Economizer Repair Com All CZ07 Vint01 | 0.32529 | 0.12977 | 0.02822 | 999.6 | 4998 | 0 | 0 | 0.10214 | 0 | 0.10214 | 0 | 0.1027 | 0 | 0.1027 | 0 | 3.6275 | 3.6809 | 3.6275 | 3.6809
267017-Economizer Repair Com All CZ07 Vint01 | 0.32529 | 0.12977 | 0.02822 | 999.6 | 4998 | 0 | 0 | 0.10214 | 0 | 0.10214 | 0 | 0.1027 | 0 | 0.1027 | 0 | 3.6275 | 3.6809 | 3.6275 | 3.6809
267017-Economizer Repair Com All CZ07 Vint01 | 0.32529 | 0.12977 | 0.02822 | 999.6 | 4998 | 0 | 0 | 0.10214 | 0 | 0.10214 | 0 | 0.1027 | 0 | 0.1027 | 0 | 3.6275 | 3.6809 | 3.6275 | 3.6809
267017-Economizer Repair Com All CZ07 Vint01 | 0.32529 | 0.12977 | 0.02822 | 999.6 | 4998 | 0 | 0 | 0.10214 | 0 | 0.10214 | 0 | 0.1027 | 0 | 0.1027 | 0 | 3.6275 | 3.6809 | 3.6275 | 3.6809
267017-Economizer Repair Com All CZ07 Vint01 | 0.32529 | 0.12977 | 0.02822 | 999.6 | 4998 | 0 | 0 | 0.10214 | 0 | 0.10214 | 0 | 0.1027 | 0 | 0.1027 | 0 | 3.6275 | 3.6809 | 3.6275 | 3.6809
267017-Economizer Repair Com All CZ07 Vint01 | 0.32529 | 0.12977 | 0.02822 | 999.6 | 4998 | 0 | 0 | 0.10214 | 0 | 0.10214 | 0 | 0.1027 | 0 | 0.1027 | 0 | 3.6275 | 3.6809 | 3.6275 | 3.6809
267017-Economizer Repair Com All CZ07 Vint01 | 0.32529 | 0.12977 | 0.02822 | 999.6 | 4998 | 0 | 0 | 0.10214 | 0 | 0.10214 | 0 | 0.1027 | 0 | 0.1027 | 0 | 3.6275 | 3.6809 | 3.6275 | 3.6809
267017-Economizer Repair Com All CZ07 Vint01 | 0.81323 | 0.32442 | 0.07055 | 2499 | 12495 | 0 | 0 | 0.10214 | 0 | 0.10214 | 0 | 0.1027 | 0 | 0.1027 | 0 | 3.6275 | 3.6809 | 3.6275 | 3.6809
267017-Economizer Repair Com All CZ07 Vint01 | 0.40661 | 0.16221 | 0.035275 | 1249.5 | 6247.5 | 0 | 0 | 0.10214 | 0 | 0.10214 | 0 | 0.1027 | 0 | 0.1027 | 0 | 3.6275 | 3.6809 | 3.6275 | 3.6809
267017-Economizer Repair Com All CZ07 Vint01 | 1.2198 | 0.48663 | 0.10583 | 3748.5 | 18742.5 | 0 | 0 | 0.10214 | 0 | 0.10214 | 0 | 0.1027 | 0 | 0.1027 | 0 | 3.6275 | 3.6809 | 3.6275 | 3.6809
267017-Economizer Repair Com All CZ07 Vint01 | 0.40661 | 0.16221 | 0.035275 | 1249.5 | 6247.5 | 0 | 0 | 0.10214 | 0 | 0.10214 | 0 | 0.1027 | 0 | 0.1027 | 0 | 3.6275 | 3.6809 | 3.6275 | 3.6809
267017-Economizer Repair Com All CZ07 Vint01 | 0.40661 | 0.16221 | 0.035275 | 1249.5 | 6247.5 | 0 | 0 | 0.10214 | 0 | 0.10214 | 0 | 0.1027 | 0 | 0.1027 | 0 | 3.6275 | 3.6809 | 3.6275 | 3.6809
267017-Economizer Repair Com All CZ07 Vint01 | 0.40661 | 0.16221 | 0.035275 | 1249.5 | 6247.5 | 0 | 0 | 0.10214 | 0 | 0.10214 | 0 | 0.1027 | 0 | 0.1027 | 0 | 3.6275 | 3.6809 | 3.6275 | 3.6809
267017-Economizer Repair Com All CZ07 Vint01 | 0.40661 | 0.16221 | 0.035275 | 1249.5 | 6247.5 | 0 | 0 | 0.10214 | 0 | 0.10214 | 0 | 0.1027 | 0 | 0.1027 | 0 | 3.6275 | 3.6809 | 3.6275 | 3.6809
267017-Economizer Repair Com All CZ07 Vint01 | 0.40661 | 0.16221 | 0.035275 | 1249.5 | 6247.5 | 0 | 0 | 0.10214 | 0 | 0.10214 | 0 | 0.1027 | 0 | 0.1027 | 0 | 3.6275 | 3.6809 | 3.6275 | 3.6809
267017-Economizer Repair Com All CZ07 Vint01 | 0.24397 | 0.097327 | 0.021165 | 749.7 | 3748.5 | 0 | 0 | 0.10118 | 0 | 0.10118 | 0 | 0.096315 | 0 | 0.096315 | 0 | 3.5403 | 3.1551 | 3.5403 | 3.1551
267017-Economizer Repair Com All CZ07 Vint01 | 0.56926 | 0.2271 | 0.049385 | 1749.3 | 8746.5 | 0 | 0 | 0.10173 | 0 | 0.10173 | 0 | 0.099963 | 0 | 0.099963 | 0 | 3.5896 | 3.4355 | 3.5896 | 3.4355
267017-Economizer Repair Com All CZ07 Vint01 | 0.40661 | 0.16221 | 0.035275 | 1249.5 | 6247.5 | 0 | 0 | 0.10214 | 0 | 0.10214 | 0 | 0.1027 | 0 | 0.1027 | 0 | 3.6275 | 3.6809 | 3.6275 | 3.6809
267017-Economizer Repair Com All CZ07 Vint01 | 0.40661 | 0.16221 | 0.035275 | 1249.5 | 6247.5 | 0 | 0 | 0.10214 | 0 | 0.10214 | 0 | 0.1027 | 0 | 0.1027 | 0 | 3.6275 | 3.6809 | 3.6275 | 3.6809
267017-Economizer Repair Com All CZ07 Vint01 | 0.40661 | 0.16221 | 0.035275 | 1249.5 | 6247.5 | 0 | 0 | 0.10214 | 0 | 0.10214 | 0 | 0.1027 | 0 | 0.1027 | 0 | 3.6275 | 3.6809 | 3.6275 | 3.6809
267017-Economizer Repair Com All CZ07 Vint01 | 0.40661 | 0.16221 | 0.035275 | 1249.5 | 6247.5 | 0 | 0 | 0.10214 | 0 | 0.10214 | 0 | 0.1027 | 0 | 0.1027 | 0 | 3.6275 | 3.6809 | 3.6275 | 3.6809
267024-Economizer Repair Com All CZ10 Vint05 | 0.52694 | 0.21021 | 0.007225 | 1619.25 | 8096.25 | 0 | 0 | 0.11101 | 0 | 0.11101 | 0 | 0.11145 | 0 | 0.11145 | 0 | 4.701 | 4.7702 | 4.701 | 4.7702
267024-Economizer Repair Com All CZ10 Vint05 | 0.73771 | 0.2943 | 0.010115 | 2266.95 | 11334.75 | 0 | 0 | 0.11069 | 0 | 0.11069 | 0 | 0.10934 | 0 | 0.10934 | 0 | 4.6518 | 4.4522 | 4.6518 | 4.4522
267024-Economizer Repair Com All CZ10 Vint05 | 0.63233 | 0.25226 | 0.00867 | 1943.1 | 9715.5 | 0 | 0 | 0.11101 | 0 | 0.11101 | 0 | 0.11145 | 0 | 0.11145 | 0 | 4.701 | 4.7702 | 4.701 | 4.7702
267001-High Refrigerant Charge Adjustment (>= ±20% rated charge) Resid SFCZ10 Vint03 | 1.0673 | 0.0099944 | 0.57113 | 775.1609 | 7751.6088 | -0.20791 | -2.0791 | 0.28732 | 0.98982 | 0.28732 | 0.98982 | 0.28366 | 0.98982 | 0.28366 | 0.98982 | 6.9827 | 6.4875 | 6.9827 | 6.4875
267040-Residential Condensor Coil Cleaning Resid SF CZ10 VintAll | 0.28997 | 0.0027153 | 0.27799 | 210.6 | 631.8 | 0 | 0 | 0.22746 | 0 | 0.22746 | 0 | 0.22746 | 0 | 0.22746 | 0 | 3.6572 | 3.6572 | 3.6572 | 3.6572
267001-High Refrigerant Charge Adjustment (>= ±20% rated charge) Resid SFCZ10 Vint03 | 0.80048 | 0.0074958 | 0.42835 | 581.3707 | 5813.7066 | -0.15593 | -1.5593 | 0.28732 | 0.98982 | 0.28732 | 0.98982 | 0.28366 | 0.98982 | 0.28366 | 0.98982 | 6.9827 | 6.4875 | 6.9827 | 6.4875
267040-Residential Condensor Coil Cleaning Resid SF CZ10 VintAll | 0.28997 | 0.0027153 | 0.27799 | 210.6 | 631.8 | 0 | 0 | 0.22746 | 0 | 0.22746 | 0 | 0.22746 | 0 | 0.22746 | 0 | 3.6572 | 3.6572 | 3.6572 | 3.6572
267040-Residential Condensor Coil Cleaning Resid SF CZ10 VintAll | 0.28997 | 0.0027153 | 0.27799 | 210.6 | 631.8 | 0 | 0 | 0.22746 | 0 | 0.22746 | 0 | 0.22746 | 0 | 0.22746 | 0 | 3.6572 | 3.6572 | 3.6572 | 3.6572
267044-Commercial Condensor Coil Cleaning (all units - savings at 50% of DEER) Com All CZ07 VintAll | 0.045689 | 0.018227 | 0.10998 | 140.4 | 421.2 | 0 | 0 | 0.074214 | 0 | 0.074214 | 0 | 0.074213 | 0 | 0.074213 | 0 | 1.9633 | 1.9633 | 1.9633 | 1.9633
267010-Duct Sealing (Total Leakage Reduced from 40% of AHU flow to 12%) Resid SF CZ10 Vint04 | 0.38949 | 0.0036472 | 0.37591 | 282.8795 | 5091.8306 | 16.7452 | 301.4135 | 0.24367 | 0.81317 | 0.24367 | 0.81317 | 0.1863 | 0.62172 | 0.1863 | 0.62172 | 4.045 | 2.356 | 4.045 | 2.356
267010-Duct Sealing (Total Leakage Reduced from 40% of AHU flow to 12%) Resid SF CZ10 Vint04 | 0.58424 | 0.0054709 | 0.56386 | 424.3192 | 7637.746 | 25.1178 | 452.1203 | 0.24148 | 0.80586 | 0.24148 | 0.80586 | 0.17634 | 0.58849 | 0.17634 | 0.58849 | 3.9372 | 2.1968 | 3.9372 | 2.1968
267010-Duct Sealing (Total Leakage Reduced from 40% of AHU flow to 12%) Resid SF CZ10 Vint04 | 0.19475 | 0.0018236 | 0.18795 | 141.4397 | 2545.9153 | 8.3726 | 150.7068 | 0.22527 | 0.75177 | 0.22527 | 0.75177 | 0.10267 | 0.34263 | 0.10267 | 0.34263 | 3.2888 | 1.4645 | 3.2888 | 1.4645
267010-Duct Sealing (Total Leakage Reduced from 40% of AHU flow to 12%) Resid SF CZ10 Vint04 | 0.38949 | 0.0036472 | 0.37591 | 282.8795 | 5091.8306 | 16.7452 | 301.4135 | 0.2371 | 0.79125 | 0.2371 | 0.79125 | 0.15643 | 0.52204 | 0.15643 | 0.52204 | 3.738 | 1.9353 | 3.738 | 1.9353
267010-Duct Sealing (Total Leakage Reduced from 40% of AHU flow to 12%) Resid SF CZ10 Vint04 | 0.38949 | 0.0036472 | 0.37591 | 282.8795 | 5091.8306 | 16.7452 | 301.4135 | 0.24498 | 0.81756 | 0.24498 | 0.81756 | 0.19227 | 0.64165 | 0.19227 | 0.64165 | 4.1125 | 2.463 | 4.1125 | 2.463
267030-Commercial HVAC Diagnostic/Tune-up Com All CZ10 VintAll | 0.07932 | 0.031643 | 0.17085 | 243.746 | 2437.46 | 0 | 0 | 0.10917 | 0 | 0.10917 | 0 | 0.099408 | 0 | 0.099408 | 0 | 3.031 | 2.5652 | 3.031 | 2.5652
267045-Commercial Condensor Coil Cleaning (all units - savings at 50% of DEER) Com All CZ10 VintAll | 0.037567 | 0.014987 | 0.10374 | 115.44 | 346.32 | 0 | 0 | 0.088788 | 0 | 0.088788 | 0 | 0.088788 | 0 | 0.088788 | 0 | 2.4214 | 2.4214 | 2.4214 | 2.4214
267030-Commercial HVAC Diagnostic/Tune-up Com All CZ10 VintAll | 0.07932 | 0.031643 | 0.17085 | 243.746 | 2437.46 | 0 | 0 | 0.10917 | 0 | 0.10917 | 0 | 0.099408 | 0 | 0.099408 | 0 | 3.031 | 2.5652 | 3.031 | 2.5652
267045-Commercial Condensor Coil Cleaning (all units - savings at 50% of DEER) Com All CZ10 VintAll | 0.037567 | 0.014987 | 0.10374 | 115.44 | 346.32 | 0 | 0 | 0.088788 | 0 | 0.088788 | 0 | 0.088788 | 0 | 0.088788 | 0 | 2.4214 | 2.4214 | 2.4214 | 2.4214
267030-Commercial HVAC Diagnostic/Tune-up Com All CZ10 VintAll | 0.07932 | 0.031643 | 0.17085 | 243.746 | 2437.46 | 0 | 0 | 0.10917 | 0 | 0.10917 | 0 | 0.099408 | 0 | 0.099408 | 0 | 3.031 | 2.5652 | 3.031 | 2.5652
267045-Commercial Condensor Coil Cleaning (all units - savings at 50% of DEER) Com All CZ10 VintAll | 0.037567 | 0.014987 | 0.10374 | 115.44 | 346.32 | 0 | 0 | 0.088788 | 0 | 0.088788 | 0 | 0.088788 | 0 | 0.088788 | 0 | 2.4214 | 2.4214 | 2.4214 | 2.4214
267030-Commercial HVAC Diagnostic/Tune-up Com All CZ10 VintAll | 0.03966 | 0.015822 | 0.085425 | 121.873 | 1218.73 | 0 | 0 | 0.10441 | 0 | 0.10441 | 0 | 0.067652 | 0 | 0.067652 | 0 | 2.7843 | 1.7101 | 2.7843 | 1.7101
267045-Commercial Condensor Coil Cleaning (all units - savings at 50% of DEER) Com All CZ10 VintAll | 0.018783 | 0.0074933 | 0.05187 | 57.72 | 173.16 | 0 | 0 | 0.081917 | 0 | 0.081917 | 0 | 0.057555 | 0 | 0.057555 | 0 | 2.1814 | 1.6143 | 2.1814 | 1.6143
267030-Commercial HVAC Diagnostic/Tune-up Com All CZ10 VintAll | 0.03966 | 0.015822 | 0.085425 | 121.873 | 1218.73 | 0 | 0 | 0.10441 | 0 | 0.10441 | 0 | 0.067652 | 0 | 0.067652 | 0 | 2.7843 | 1.7101 | 2.7843 | 1.7101
267045-Commercial Condensor Coil Cleaning (all units - savings at 50% of DEER) Com All CZ10 VintAll | 0.018783 | 0.0074933 | 0.05187 | 57.72 | 173.16 | 0 | 0 | 0.081917 | 0 | 0.081917 | 0 | 0.057555 | 0 | 0.057555 | 0 | 2.1814 | 1.6143 | 2.1814 | 1.6143
267030-Commercial HVAC Diagnostic/Tune-up Com All CZ10 VintAll | 0.03966 | 0.015822 | 0.085425 | 121.873 | 1218.73 | 0 | 0 | 0.10441 | 0 | 0.10441 | 0 | 0.067652 | 0 | 0.067652 | 0 | 2.7843 | 1.7101 | 2.7843 | 1.7101
267045-Commercial Condensor Coil Cleaning (all units - savings at 50% of DEER) Com All CZ10 VintAll | 0.018783 | 0.0074933 | 0.05187 | 57.72 | 173.16 | 0 | 0 | 0.081917 | 0 | 0.081917 | 0 | 0.057555 | 0 | 0.057555 | 0 | 2.1814 | 1.6143 | 2.1814 | 1.6143
267040-Residential Condensor Coil Cleaning Resid SF CZ10 VintAll | 0.28997 | 0.0027153 | 0.27799 | 210.6 | 631.8 | 0 | 0 | 0.22746 | 0 | 0.22746 | 0 | 0.22746 | 0 | 0.22746 | 0 | 3.6572 | 3.6572 | 3.6572 | 3.6572
267009-Duct Sealing (Total Leakage Reduced from 40% of AHU flow to 12%) Resid SF CZ10 Vint03 | 0.50426 | 0.0047219 | 0.27625 | 366.2318 | 6592.1731 | 33.415 | 601.4708 | 0.28512 | 0.90635 | 0.28512 | 0.90635 | 0.25253 | 0.80274 | 0.25253 | 0.80274 | 6.2127 | 3.8929 | 6.2127 | 3.8929
267029-Commercial HVAC Diagnostic/Tune-up Com All CZ07 VintAll | 0.055607 | 0.022183 | 0.13316 | 170.8768 | 1708.7677 | 0 | 0 | -0.039441 | 0 | -0.039441 | 0 | -0.063572 | 0 | -0.063572 | 0 | 0.8051 | 0.71932 | 0.8051 | 0.71932
267044-Commercial Condensor Coil Cleaning (all units - savings at 50% of DEER) Com All CZ07 VintAll | 0.076148 | 0.030378 | 0.1833 | 234 | 702 | 0 | 0 | 0.074214 | 0 | 0.074214 | 0 | 0.074213 | 0 | 0.074213 | 0 | 1.9633 | 1.9633 | 1.9633 | 1.9633
267029-Commercial HVAC Diagnostic/Tune-up Com All CZ07 VintAll | 0.055607 | 0.022183 | 0.13316 | 170.8768 | 1708.7677 | 0 | 0 | -0.039441 | 0 | -0.039441 | 0 | -0.063572 | 0 | -0.063572 | 0 | 0.8051 | 0.71932 | 0.8051 | 0.71932
267044-Commercial Condensor Coil Cleaning (all units - savings at 50% of DEER) Com All CZ07 VintAll | 0.076148 | 0.030378 | 0.1833 | 234 | 702 | 0 | 0 | 0.074214 | 0 | 0.074214 | 0 | 0.074213 | 0 | 0.074213 | 0 | 1.9633 | 1.9633 | 1.9633 | 1.9633
267044-Commercial Condensor Coil Cleaning (all units - savings at 50% of DEER) Com All CZ07 VintAll | 0.076148 | 0.030378 | 0.1833 | 234 | 702 | 0 | 0 | 0.074214 | 0 | 0.074214 | 0 | 0.074213 | 0 | 0.074213 | 0 | 1.9633 | 1.9633 | 1.9633 | 1.9633
267019-Economizer Repair Com All CZ07 Vint04 | 0.76759 | 0.30622 | 0.01275 | 2358.75 | 11793.75 | 0 | 0 | 0.12042 | 0 | 0.12042 | 0 | 0.12071 | 0 | 0.12071 | 0 | 6.8479 | 6.9487 | 6.8479 | 6.9487
267019-Economizer Repair Com All CZ07 Vint04 | 1.5352 | 0.61243 | 0.0255 | 4717.5 | 23587.5 | 0 | 0 | 0.12042 | 0 | 0.12042 | 0 | 0.12071 | 0 | 0.12071 | 0 | 6.8479 | 6.9487 | 6.8479 | 6.9487
267029-Commercial HVAC Diagnostic/Tune-up Com All CZ07 VintAll | 0.055607 | 0.022183 | 0.13316 | 170.8768 | 1708.7677 | 0 | 0 | -0.039441 | 0 | -0.039441 | 0 | -0.063572 | 0 | -0.063572 | 0 | 0.8051 | 0.71932 | 0.8051 | 0.71932
267044-Commercial Condensor Coil Cleaning (all units - savings at 50% of DEER) Com All CZ07 VintAll | 0.076148 | 0.030378 | 0.1833 | 234 | 702 | 0 | 0 | 0.074214 | 0 | 0.074214 | 0 | 0.074213 | 0 | 0.074213 | 0 | 1.9633 | 1.9633 | 1.9633 | 1.9633
267029-Commercial HVAC Diagnostic/Tune-up Com All CZ07 VintAll | 0.055607 | 0.022183 | 0.13316 | 170.8768 | 1708.7677 | 0 | 0 | -0.039441 | 0 | -0.039441 | 0 | -0.063572 | 0 | -0.063572 | 0 | 0.8051 | 0.71932 | 0.8051 | 0.71932
267044-Commercial Condensor Coil Cleaning (all units - savings at 50% of DEER) Com All CZ07 VintAll | 0.076148 | 0.030378 | 0.1833 | 234 | 702 | 0 | 0 | 0.074214 | 0 | 0.074214 | 0 | 0.074213 | 0 | 0.074213 | 0 | 1.9633 | 1.9633 | 1.9633 | 1.9633
267029-Commercial HVAC Diagnostic/Tune-up Com All CZ07 VintAll | 0.055607 | 0.022183 | 0.13316 | 170.8768 | 1708.7677 | 0 | 0 | -0.039441 | 0 | -0.039441 | 0 | -0.063572 | 0 | -0.063572 | 0 | 0.8051 | 0.71932 | 0.8051 | 0.71932
267044-Commercial Condensor Coil Cleaning (all units - savings at 50% of DEER) Com All CZ07 VintAll | 0.076148 | 0.030378 | 0.1833 | 234 | 702 | 0 | 0 | 0.074214 | 0 | 0.074214 | 0 | 0.074213 | 0 | 0.074213 | 0 | 1.9633 | 1.9633 | 1.9633 | 1.9633

## Output
Program Summary |  | Nominal | Present Value | [5 empty] | Avoided Cost Version
Proposer Name |  | 0 | [6 empty] | 2010-05-04
Program Name |  | 0 | [6 empty] | 2010-05-04
Total Program Budget ($) |  | 124402.75 | 114479.3125 | [5 empty] | Base Year
2009
Net Participant Cost ($) |  | -23315.2471 | -21455.4216 | [5 empty] | SDG&E 09-11 4g3.xls
Program Impacts | [9 empty] | Program Impacts (Gross)
| Annual Net kWh | Lifecycle Net kWh | Annual Net Therms | Lifecycle Net Therms | Net Jul-Sept Pk (kW) | Net Dec-Feb Pk (kW) | Net CEC (kW) | User Entered kW |  |  | Annual Gross kWh | Lifecycle Gross kWh | Annual Gross Therms | Lifecycle Gross Therms | User Entered kW
2009-2011 | 224012.6623 | 1558492.7173 | 1539.2356 | 27764.2105 | 129.892 | 22.7436 | 0 | 149.9171 |  | 2009-2011 | 276503.7594 | 1919122.3937 | 1973.379 | 35595.1417 | 188.2696
2012-2015 | 0 | 0 | 0 | 0 | 0 | 0 | 0 | 0 |  | 2012-2015 | 0 | 0 | 0 | 0 | 0
2016-2019 | 0 | 0 | 0 | 0 | 0 | 0 | 0 | 0 |  | 2016-2019 | 0 | 0 | 0 | 0 | 0
Cost Effectiveness (Lifecycle Present Value Dollars)
|  | Benefits |  |  | Benefit - Cost
| Cost | Electric | Gas | Incentives | NPV | B/C Ratio | Notes
Program TRC ($) | 93023.8908 | 224465.2296 | 15146.3208 | NA | 146587.6595 | 2.5758 | *1
Program PAC ($) | 114479.3125 | 224465.2296 | 15146.3208 | NA | 125132.2379 | 2.0931 | *1,2
Program RIM ($) | 114479.3125 | 224465.2296 | 15146.3208 | NA | 125132.2379 | 2.0931 | *1
*1 B/C Ratio is an approximation because any supply cost increases are treated as negative benefits rather than as a cost as in the Standard Practice Manual
*2 PAC benefits include environmental costs. This is to be consistent with the TRC benefits, but is not strictly consistent with the Standard Practice Manual.
Levelized Cost and Benefit (All Measures Installed through 2019)
| Discounted Savings |  |  |  | Benefit - Cost
| kWh | Therms | Cost | Benefits | NPV
TRC ($/kWh ) | 1052932.8642 |  | 0.08541 | 0.21318 | 0.12777
PAC ($/kWh) | 1052932.8642 |  | 0.10319 | 0.21318 | 0.10999
RIM ($/kWh) | 1052932.8642 |  | 0.10185 | 0.21318 | 0.11133
TRC ($/therm) |  | 14017.4355 | 0.22067 | 1.0805 | 0.85986
PAC ($/therm) |  | 14017.4355 | 0.416 | 1.0805 | 0.66454
RIM ($/therm) |  | 14017.4355 | 0.51625 | 1.0805 | 0.56429
Emissions Reductions | [9 empty] | Emissions Reductions (Gross)
| Electric Reductions |  |  | Gas Reductions | [6 empty] | Electric Reductions |  |  | Gas Reductions
Annual Reductions | CO2 (tons) | NOX (lbs) | PM-10 (lbs) | CO2 (tons) | NOX (lbs) |  |  |  |  | Annual Reductions | CO2 (tons) | NOX (lbs) | PM-10 (lbs) | CO2 (tons) | NOX (lbs)
2009 | 129.1645 | 35.1463 | 16.5633 | 9.0045 | 14.161 | * annual reductions are the units |  |  |  | 2009 | 159.4487 | 43.3906 | 20.4463 | 11.5443 | 18.1551 | * annual reductions are the units
2010 | 0 | 0 | 0 | 0 | 0 | implemented in the year, times |  |  |  | 2010 | 0 | 0 | 0 | 0 | 0 | implemented in the year, times
2011 | 0 | 0 | 0 | 0 | 0 | the annual emission reduction |  |  |  | 2011 | 0 | 0 | 0 | 0 | 0 | the annual emission reduction
2012 | 0 | 0 | 0 | 0 | 0 | for the measure. |  |  |  | 2012 | 0 | 0 | 0 | 0 | 0 | for the measure.
2013 | 0 | 0 | 0 | 0 | 0 |  |  |  |  | 2013 | 0 | 0 | 0 | 0 | 0
2014 | 0 | 0 | 0 | 0 | 0 |  |  |  |  | 2014 | 0 | 0 | 0 | 0 | 0
2015 | 0 | 0 | 0 | 0 | 0 |  |  |  |  | 2015 | 0 | 0 | 0 | 0 | 0
2016 | 0 | 0 | 0 | 0 | 0 |  |  |  |  | 2016 | 0 | 0 | 0 | 0 | 0
2017 | 0 | 0 | 0 | 0 | 0 |  |  |  |  | 2017 | 0 | 0 | 0 | 0 | 0
2018 | 0 | 0 | 0 | 0 | 0 |  |  |  |  | 2018 | 0 | 0 | 0 | 0 | 0
2019 | 0 | 0 | 0 | 0 | 0 |  |  |  |  | 2019 | 0 | 0 | 0 | 0 | 0
Total Annual | 129.1645 | 35.1463 | 16.5633 | 9.0045 | 14.161 |  |  |  |  | Total Annual | 159.4487 | 43.3906 | 20.4463 | 11.5443 | 18.1551
Lifecycle Reductions | [9 empty] | Lifecycle Reductions
2009 | 900.2154 | 245.2939 | 115.3954 | 162.4206 | 255.4307 |  |  |  |  | 2009 | 1108.7368 | 302.1584 | 142.1192 | 208.2316 | 327.4753
2010 | 0 | 0 | 0 | 0 | 0 |  |  |  |  | 2010 | 0 | 0 | 0 | 0 | 0
2011 | 0 | 0 | 0 | 0 | 0 |  |  |  |  | 2011 | 0 | 0 | 0 | 0 | 0
2012 | 0 | 0 | 0 | 0 | 0 |  |  |  |  | 2012 | 0 | 0 | 0 | 0 | 0
2013 | 0 | 0 | 0 | 0 | 0 |  |  |  |  | 2013 | 0 | 0 | 0 | 0 | 0
2014 | 0 | 0 | 0 | 0 | 0 |  |  |  |  | 2014 | 0 | 0 | 0 | 0 | 0
2015 | 0 | 0 | 0 | 0 | 0 |  |  |  |  | 2015 | 0 | 0 | 0 | 0 | 0
2016 | 0 | 0 | 0 | 0 | 0 |  |  |  |  | 2016 | 0 | 0 | 0 | 0 | 0
2017 | 0 | 0 | 0 | 0 | 0 |  |  |  |  | 2017 | 0 | 0 | 0 | 0 | 0
2018 | 0 | 0 | 0 | 0 | 0 |  |  |  |  | 2018 | 0 | 0 | 0 | 0 | 0
2019 | 0 | 0 | 0 | 0 | 0 |  |  |  |  | 2019 | 0 | 0 | 0 | 0 | 0
Total Lifecycle | 900.2154 | 245.2939 | 115.3954 | 162.4206 | 255.4307 |  |  |  |  | Total Lifecycle | 1108.7368 | 302.1584 | 142.1192 | 208.2316 | 327.4753
Reductions based on total annual installations | [9 empty] | Reductions based on total annual installations (Gross)
| Annual Net kWh | Lifecycle Net kWh | Annual Net Therms | Lifecycle Net Therms | Net July-Sept Peak (kW) | Net Dec-Feb (kW) |  | User Entered kW | Net Annual NCP (kW) |  | Annual Gross kWh | Lifecycle Gross kWh | Annual Gross Therms | Lifecycle Gross Therms | User Entered kW
2009 | 224012.6623 | 1558492.7173 | 1539.2356 | 27764.2105 | 129.892 | 22.7436 |  | 149.9171 | 0 | 2009 | 276503.7594 | 1919122.3937 | 1973.379 | 35595.1417 | 188.2696
2010 | 0 | 0 | 0 | 0 | 0 | 0 |  | 0 | 212.0346 | 2010 | 0 | 0 | 0 | 0 | 0
2011 | 0 | 0 | 0 | 0 | 0 | 0 |  | 0 | 0 | 2011 | 0 | 0 | 0 | 0 | 0
2012 | 0 | 0 | 0 | 0 | 0 | 0 |  | 0 | 0 | 2012 | 0 | 0 | 0 | 0 | 0
2013 | 0 | 0 | 0 | 0 | 0 | 0 |  | 0 | -62.1046 | 2013 | 0 | 0 | 0 | 0 | 0
2014 | 0 | 0 | 0 | 0 | 0 | 0 |  | 0 | 0 | 2014 | 0 | 0 | 0 | 0 | 0
2015 | 0 | 0 | 0 | 0 | 0 | 0 |  | 0 | -18.8888 | 2015 | 0 | 0 | 0 | 0 | 0
2016 | 0 | 0 | 0 | 0 | 0 | 0 |  | 0 | 0 | 2016 | 0 | 0 | 0 | 0 | 0
2017 | 0 | 0 | 0 | 0 | 0 | 0 |  | 0 | 0 | 2017 | 0 | 0 | 0 | 0 | 0
2018 | 0 | 0 | 0 | 0 | 0 | 0 |  | 0 | 0 | 2018 | 0 | 0 | 0 | 0 | 0
2019 | 0 | 0 | 0 | 0 | 0 | 0 |  | 0 | 0 | 2019 | 0 | 0 | 0 | 0 | 0
Total | 224012.6623 | 1558492.7173 | 1539.2356 | 27764.2105 | 129.892 | 22.7436 |  | 149.9171 | 131.0412 | Total | 276503.7594 | 1919122.3937 | 1973.379 | 35595.1417 | 188.2696
Net Impacts by Sector (All Measures Installed through 2019)
| Annual Net kWh | Lifecycle Net kWh | Annual Net Therms | Lifecycle Net Therms | Net July-Sept Peak (kW) | Net Dec-Feb (kW) |  | User Entered kW | TRC Lifecycle Net Benefits* ($)
Total | 224012.6623 | 1558492.7173 | 1539.2356 | 27764.2105 | 129.892 | 22.7436 |  | 149.9171 | 146587.6595
RES | 0 | 0 | 0 | 0 | 0 | 0 |  | 0 | 0
NON_RES | 0 | 0 | 0 | 0 | 0 | 0 |  | 0 | 0
Residential | 54204.352 | 605148.4842 | 1539.2356 | 27764.2105 | 74.6328 | 0.69887 |  | 57.603 | 105668.5051
Commercial | 169808.3103 | 953344.2331 | 0 | 0 | 55.2592 | 22.0447 |  | 92.3141 | 40919.1544
Industrial | 0 | 0 | 0 | 0 | 0 | 0 |  | 0 | 0
Agricultural | 0 | 0 | 0 | 0 | 0 | 0 |  | 0 | 0
Not Used | 0 | 0 | 0 | 0 | 0 | 0 |  | 0 | 0
0 | 0 | 0 | 0 | 0 | 0 | 0 |  | 0 | 0
0 | 0 | 0 | 0 | 0 | 0 | 0 |  | 0 | 0
0 | 0 | 0 | 0 | 0 | 0 | 0 |  | 0 | 0
0 | 0 | 0 | 0 | 0 | 0 | 0 |  | 0 | 0
0 | 0 | 0 | 0 | 0 | 0 | 0 |  | 0 | 0
0 |  |  | 0 |  |  |  |  | 0 | 0
0 |  |  | 0 |  |  |  |  | 0 | 0
0 |  |  | 0 |  |  |  |  | 0 | 0
0 |  |  | 0 |  |  |  |  | 0 | 0
0 |  |  | 0 |  |  |  |  | 0 | 0
0 |  |  | 0 |  |  |  |  | 0 | 0
0 |  |  | 0 |  |  |  |  | 0 | 0
0 |  |  | 0 |  |  |  |  | 0 | 0
0 |  |  | 0 |  |  |  |  | 0 | 0
0 |  |  | 0 |  |  |  |  | 0 | 0
0 |  |  | 0 |  |  |  |  | 0 | 0
Other and unspecified | 6.6939e-10 | 4.191e-09 | 0 | 0 | 2.558e-13 | 0 | 0 | 0 | 3.2014e-10
* Include program-level and admin costs allocated based to total gas and electric programs at the measure level.
Net Impacts by CPUC End Use Categories (All Measures Installed through 2019)
| Annual Net kWh | Lifecycle Net kWh | Annual Net Therms | Lifecycle Net Therms | Net July-Sept Peak (kW) | Net Dec-Feb Pk (kW) |  | User Entered kW | TRC Lifecycle Net Benefits* ($)
Total | 224012.6623 | 1558492.7173 | 1539.2356 | 27764.2105 | 129.892 | 22.7436 |  | 149.9171 | 146587.6595
Clothes Dryer | 0 | 0 | 0 | 0 | 0 | 0 |  | 0 | 0
Clothes Washer | 0 | 0 | 0 | 0 | 0 | 0 |  | 0 | 0
Consumer Electronics | 0 | 0 | 0 | 0 | 0 | 0 |  | 0 | 0
Cooking | 0 | 0 | 0 | 0 | 0 | 0 |  | 0 | 0
Dishwasher | 0 | 0 | 0 | 0 | 0 | 0 |  | 0 | 0
Other Appliance | 0 | 0 | 0 | 0 | 0 | 0 |  | 0 | 0
Office Equipment | 0 | 0 | 0 | 0 | 0 | 0 |  | 0 | 0
Building shell | 0 | 0 | 0 | 0 | 0 | 0 |  | 0 | 0
Space Cooling | 224012.6623 | 1558492.7173 | 1539.2356 | 27764.2105 | 129.892 | 22.7436 |  | 149.9171 | 146587.6595
Space Heating | 0 | 0 | 0 | 0 | 0 | 0 |  | 0 | 0
Ventilation | 0 | 0 | 0 | 0 | 0 | 0 |  | 0 | 0
Interior Lighting | 0 | 0 | 0 | 0 | 0 | 0 |  | 0 | 0
Exterior Lighting | 0 | 0 | 0 | 0 | 0 | 0 |  | 0 | 0
Daylighting | 0 | 0 | 0 | 0 | 0 | 0 |  | 0 | 0
Motors | 0 | 0 | 0 | 0 | 0 | 0 |  | 0 | 0
Process | 0 | 0 | 0 | 0 | 0 | 0 |  | 0 | 0
Compressed Air | 0 | 0 | 0 | 0 | 0 | 0 |  | 0 | 0
Food Processor | 0 | 0 | 0 | 0 | 0 | 0 |  | 0 | 0
Refrigeration | 0 | 0 | 0 | 0 | 0 | 0 |  | 0 | 0
Freezers | 0 | 0 | 0 | 0 | 0 | 0 |  | 0 | 0
Pumps | 0 | 0 | 0 | 0 | 0 | 0 |  | 0 | 0
Pool Pump | 0 | 0 | 0 | 0 | 0 | 0 |  | 0 | 0
Domestic Hot Water | 0 | 0 | 0 | 0 | 0 | 0 |  | 0 | 0
Water Heating | 0 | 0 | 0 | 0 | 0 | 0 |  | 0 | 0
Other and unspecified | 0 | 0 | 0 | 0 | 0 | 0 | 0 | 0 | 0
* Include program-level and admin costs allocated based to total gas and electric programs at the measure level.
Net Impacts by Climate Zone (All Measures Installed through 2016)
| Annual Net kWh | Lifecycle Net kWh | Annual Net Therms | Lifecycle Net Therms | Net July-Sept Peak (kW) | Net dec-Feb Pk (kW) |  | User Entered kW | TRC Lifecycle Net Benefits* ($)
Total | 224012.6623 | 1558492.7173 | 1539.2356 | 27764.2105 | 129.892 | 22.7436 |  | 149.9171 | 146587.6595
7 | 0 | 0 | 0 | 0 | 0 | 0 |  | 0 | 0
10 | 0 | 0 | 0 | 0 | 0 | 0 |  | 0 | 0
14 | 0 | 0 | 0 | 0 | 0 | 0 |  | 0 | 0
15 | 0 | 0 | 0 | 0 | 0 | 0 |  | 0 | 0
System | 224012.6623 | 1558492.7173 | 1539.2356 | 27764.2105 | 129.892 | 22.7436 |  | 149.9171 | 146587.6595
0 | 0 | 0 | 0 | 0 | 0 | 0 |  | 0
0 | 0 | 0 | 0 | 0 | 0 | 0 |  | 0
0 | 0 | 0 | 0 | 0 | 0 | 0 |  | 0
0 | 0 | 0 | 0 | 0 | 0 | 0 |  | 0
0 | 0 | 0 | 0 | 0 | 0 | 0 |  | 0
0 | 0 | 0 | 0 | 0 | 0 | 0 |  | 0
* Include program-level and admin costs allocated based to total gas and electric programs at the measure level.
Persistent reductions in the summer (3rd Qtr) or winter (4th Qtr) of each year
| Net Juy-Sept Peak (kW) | Net Annual Dec-Feb (kW)
2009 | 0 | 22.7436
2010 | 129.892 | 22.7436
2011 | 129.892 | 22.7436
2012 | 129.892 | 13.6718
2013 | 89.0295 | 13.6718
2014 | 89.0295 | 6.7924
2015 | 71.7849 | 6.7924
2016 | 71.7849 | 6.7924
2017 | 71.7849 | 6.7924
2018 | 71.7849 | 6.7924
2019 | 71.7849 | 0.25376
2020 | 27.0993 | 0.25376
Monthly Impacts
First Year for Impact Table: | 2009
| Quarter | Monthly Five Hour Avg or TOU Peak | Net Monthly NCP (kW) |  | Monthly Net kWh | Monthly Net Therms
2009-01-01 | 1 | 0 | 0 |  | 0 | 0
2009-02-01 | 1 | 0 | 0 |  | 0 | 0
2009-03-01 | 1 | 0 | 0 |  | 0 | 0
2009-04-01 | 2 | 0 | 0 |  | 0 | 0
2009-05-01 | 2 | 0 | 0 |  | 0 | 0
2009-06-01 | 2 | 0 | 0 |  | 0 | 0
2009-07-01 | 3 | 0 | 0 |  | 0 | 0
2009-08-01 | 3 | 0 | 0 |  | 0 | 0
2009-09-01 | 3 | 0 | 0 |  | 0 | 0
2009-10-01 | 4 | 0 | 0 |  | 0 | 0
2009-11-01 | 4 | 0 | 0 |  | 0 | 0
2009-12-01 | 4 | 0 | 0 |  | 0 | 0
2010-01-01 | 5 | 22.7436 | 23.0009 |  | 11096.0755 | 256.5393
2010-02-01 | 5 | 22.7436 | 23.0009 |  | 11096.0755 | 256.5393
2010-03-01 | 5 | 22.7436 | 23.0009 |  | 11096.0755 | 256.5393
2010-04-01 | 6 | 22.7436 | 23.0009 |  | 11096.0755 | 0
2010-05-01 | 6 | 129.892 | 212.0346 |  | 29268.0268 | 0
2010-06-01 | 6 | 129.892 | 212.0346 |  | 29268.0268 | 0
2010-07-01 | 7 | 129.892 | 212.0346 |  | 29268.0268 | 0
2010-08-01 | 7 | 129.892 | 212.0346 |  | 29268.0268 | 0
2010-09-01 | 7 | 129.892 | 212.0346 |  | 29268.0268 | 0
2010-10-01 | 8 | 22.7436 | 23.0009 |  | 11096.0755 | 256.5393
2010-11-01 | 8 | 22.7436 | 23.0009 |  | 11096.0755 | 256.5393
2010-12-01 | 8 | 22.7436 | 23.0009 |  | 11096.0755 | 256.5393
2011-01-01 | 9 | 22.7436 | 23.0009 |  | 11096.0755 | 256.5393
2011-02-01 | 9 | 22.7436 | 23.0009 |  | 11096.0755 | 256.5393
2011-03-01 | 9 | 22.7436 | 23.0009 |  | 11096.0755 | 256.5393
2011-04-01 | 10 | 22.7436 | 23.0009 |  | 11096.0755 | 0
2011-05-01 | 10 | 129.892 | 212.0346 |  | 29268.0268 | 0
2011-06-01 | 10 | 129.892 | 212.0346 |  | 29268.0268 | 0
2011-07-01 | 11 | 129.892 | 212.0346 |  | 29268.0268 | 0
2011-08-01 | 11 | 129.892 | 212.0346 |  | 29268.0268 | 0
2011-09-01 | 11 | 129.892 | 212.0346 |  | 29268.0268 | 0
2011-10-01 | 12 | 22.7436 | 23.0009 |  | 11096.0755 | 256.5393
2011-11-01 | 12 | 22.7436 | 23.0009 |  | 11096.0755 | 256.5393
2011-12-01 | 12 | 22.7436 | 23.0009 |  | 11096.0755 | 256.5393
2012-01-01 | 13 | 22.7436 | 23.0009 |  | 11096.0755 | 256.5393
2012-02-01 | 13 | 22.7436 | 23.0009 |  | 11096.0755 | 256.5393
2012-03-01 | 13 | 22.7436 | 23.0009 |  | 11096.0755 | 256.5393
2012-04-01 | 14 | 22.7436 | 23.0009 |  | 11096.0755 | 0
2012-05-01 | 14 | 129.892 | 212.0346 |  | 29268.0268 | 0
2012-06-01 | 14 | 129.892 | 212.0346 |  | 29268.0268 | 0
2012-07-01 | 15 | 129.892 | 212.0346 |  | 29268.0268 | 0
2012-08-01 | 15 | 129.892 | 212.0346 |  | 29268.0268 | 0
2012-09-01 | 15 | 129.892 | 212.0346 |  | 29268.0268 | 0
2012-10-01 | 16 | 22.7436 | 23.0009 |  | 11096.0755 | 256.5393
2012-11-01 | 16 | 22.7436 | 23.0009 |  | 11096.0755 | 256.5393
2012-12-01 | 16 | 22.7436 | 23.0009 |  | 11096.0755 | 256.5393
2013-01-01 | 17 | 13.6718 | 13.8652 |  | 6749.3421 | 256.5393
2013-02-01 | 17 | 13.6718 | 13.8652 |  | 6749.3421 | 256.5393
2013-03-01 | 17 | 13.6718 | 13.8652 |  | 6749.3421 | 256.5393
2013-04-01 | 18 | 13.6718 | 13.8652 |  | 6749.3421 | 0
2013-05-01 | 18 | 89.0295 | 149.93 |  | 18949.7415 | 0
2013-06-01 | 18 | 89.0295 | 149.93 |  | 18949.7415 | 0
2013-07-01 | 19 | 89.0295 | 149.93 |  | 18949.7415 | 0
2013-08-01 | 19 | 89.0295 | 149.93 |  | 18949.7415 | 0
2013-09-01 | 19 | 89.0295 | 149.93 |  | 18949.7415 | 0
2013-10-01 | 20 | 13.6718 | 13.8652 |  | 6749.3421 | 256.5393
2013-11-01 | 20 | 13.6718 | 13.8652 |  | 6749.3421 | 256.5393
2013-12-01 | 20 | 13.6718 | 13.8652 |  | 6749.3421 | 256.5393
2014-01-01 | 21 | 13.6718 | 13.8652 |  | 6749.3421 | 256.5393
2014-02-01 | 21 | 13.6718 | 13.8652 |  | 6749.3421 | 256.5393
2014-03-01 | 21 | 13.6718 | 13.8652 |  | 6749.3421 | 256.5393
2014-04-01 | 22 | 13.6718 | 13.8652 |  | 6749.3421 | 0
2014-05-01 | 22 | 89.0295 | 149.93 |  | 18949.7415 | 0
2014-06-01 | 22 | 89.0295 | 149.93 |  | 18949.7415 | 0
2014-07-01 | 23 | 89.0295 | 149.93 |  | 18949.7415 | 0
2014-08-01 | 23 | 89.0295 | 149.93 |  | 18949.7415 | 0
2014-09-01 | 23 | 89.0295 | 149.93 |  | 18949.7415 | 0
2014-10-01 | 24 | 13.6718 | 13.8652 |  | 6749.3421 | 256.5393
2014-11-01 | 24 | 13.6718 | 13.8652 |  | 6749.3421 | 256.5393
2014-12-01 | 24 | 13.6718 | 13.8652 |  | 6749.3421 | 256.5393
2015-01-01 | 25 | 6.7924 | 6.9858 |  | 3552.4376 | 256.5393
2015-02-01 | 25 | 6.7924 | 6.9858 |  | 3552.4376 | 256.5393
2015-03-01 | 25 | 6.7924 | 6.9858 |  | 3552.4376 | 256.5393
2015-04-01 | 26 | 6.7924 | 6.9858 |  | 3552.4376 | 0
2015-05-01 | 26 | 71.7849 | 131.0412 |  | 12827.0979 | 0
2015-06-01 | 26 | 71.7849 | 131.0412 |  | 12827.0979 | 0
2015-07-01 | 27 | 71.7849 | 131.0412 |  | 12827.0979 | 0
2015-08-01 | 27 | 71.7849 | 131.0412 |  | 12827.0979 | 0
2015-09-01 | 27 | 71.7849 | 131.0412 |  | 12827.0979 | 0
2015-10-01 | 28 | 6.7924 | 6.9858 |  | 3552.4376 | 256.5393
2015-11-01 | 28 | 6.7924 | 6.9858 |  | 3552.4376 | 256.5393
2015-12-01 | 28 | 6.7924 | 6.9858 |  | 3552.4376 | 256.5393
2016-01-01 | 29 | 6.7924 | 6.9858 |  | 3552.4376 | 256.5393
2016-02-01 | 29 | 6.7924 | 6.9858 |  | 3552.4376 | 256.5393
2016-03-01 | 29 | 6.7924 | 6.9858 |  | 3552.4376 | 256.5393
2016-04-01 | 30 | 6.7924 | 6.9858 |  | 3552.4376 | 0
2016-05-01 | 30 | 71.7849 | 131.0412 |  | 12827.0979 | 0
2016-06-01 | 30 | 71.7849 | 131.0412 |  | 12827.0979 | 0
2016-07-01 | 31 | 71.7849 | 131.0412 |  | 12827.0979 | 0
2016-08-01 | 31 | 71.7849 | 131.0412 |  | 12827.0979 | 0
2016-09-01 | 31 | 71.7849 | 131.0412 |  | 12827.0979 | 0
2016-10-01 | 32 | 6.7924 | 6.9858 |  | 3552.4376 | 256.5393
2016-11-01 | 32 | 6.7924 | 6.9858 |  | 3552.4376 | 256.5393
2016-12-01 | 32 | 6.7924 | 6.9858 |  | 3552.4376 | 256.5393
2017-01-01 | 33 | 6.7924 | 6.9858 |  | 3552.4376 | 256.5393
2017-02-01 | 33 | 6.7924 | 6.9858 |  | 3552.4376 | 256.5393
2017-03-01 | 33 | 6.7924 | 6.9858 |  | 3552.4376 | 256.5393
2017-04-01 | 34 | 6.7924 | 6.9858 |  | 3552.4376 | 0
2017-05-01 | 34 | 71.7849 | 131.0412 |  | 12827.0979 | 0
2017-06-01 | 34 | 71.7849 | 131.0412 |  | 12827.0979 | 0
2017-07-01 | 35 | 71.7849 | 131.0412 |  | 12827.0979 | 0
2017-08-01 | 35 | 71.7849 | 131.0412 |  | 12827.0979 | 0
2017-09-01 | 35 | 71.7849 | 131.0412 |  | 12827.0979 | 0
2017-10-01 | 36 | 6.7924 | 6.9858 |  | 3552.4376 | 256.5393
2017-11-01 | 36 | 6.7924 | 6.9858 |  | 3552.4376 | 256.5393
2017-12-01 | 36 | 6.7924 | 6.9858 |  | 3552.4376 | 256.5393
2018-01-01 | 37 | 6.7924 | 6.9858 |  | 3552.4376 | 256.5393
2018-02-01 | 37 | 6.7924 | 6.9858 |  | 3552.4376 | 256.5393
2018-03-01 | 37 | 6.7924 | 6.9858 |  | 3552.4376 | 256.5393
2018-04-01 | 38 | 6.7924 | 6.9858 |  | 3552.4376 | 0
2018-05-01 | 38 | 71.7849 | 131.0412 |  | 12827.0979 | 0
2018-06-01 | 38 | 71.7849 | 131.0412 |  | 12827.0979 | 0
2018-07-01 | 39 | 71.7849 | 131.0412 |  | 12827.0979 | 0
2018-08-01 | 39 | 71.7849 | 131.0412 |  | 12827.0979 | 0
2018-09-01 | 39 | 71.7849 | 131.0412 |  | 12827.0979 | 0
2018-10-01 | 40 | 6.7924 | 6.9858 |  | 3552.4376 | 256.5393
2018-11-01 | 40 | 6.7924 | 6.9858 |  | 3552.4376 | 256.5393
2018-12-01 | 40 | 6.7924 | 6.9858 |  | 3552.4376 | 256.5393
2019-01-01 | 41 | 6.7924 | 6.9858 |  | 3552.4376 | 256.5393
2019-02-01 | 41 | 6.7924 | 6.9858 |  | 3552.4376 | 256.5393
2019-03-01 | 41 | 6.7924 | 6.9858 |  | 3552.4376 | 256.5393
2019-04-01 | 42 | 6.7924 | 6.9858 |  | 3552.4376 | 0
2019-05-01 | 42 | 71.7849 | 131.0412 |  | 12827.0979 | 0
2019-06-01 | 42 | 71.7849 | 131.0412 |  | 12827.0979 | 0
2019-07-01 | 43 | 71.7849 | 131.0412 |  | 12827.0979 | 0
2019-08-01 | 43 | 71.7849 | 131.0412 |  | 12827.0979 | 0
2019-09-01 | 43 | 71.7849 | 131.0412 |  | 12827.0979 | 0
2019-10-01 | 44 | 6.7924 | 6.9858 |  | 3552.4376 | 256.5393
2019-11-01 | 44 | 6.7924 | 6.9858 |  | 3552.4376 | 256.5393
2019-12-01 | 44 | 6.7924 | 6.9858 |  | 3552.4376 | 256.5393

## Input
| SDG&E 09-11 4g3.xls |  |  |  | Program Budget ($) |  |  | NPV Factor for lump-sum admin costs: | 100%
a. Administrative Costs
| Proposer General Information |  |  |  | a.i. Overhead and G&A |  | d. Incentives and Rebates ($) | Nominal | NPV
| Proposer Name |  |  |  | a.ii. Other Admin costs |  | d.i. User Input Incentive |  | 0 | Note: User Input Incentives are treated like Admin costs and are NOT adjusted by the net to gross ratio in the TRC test.
| Program Name |  |  |  | b. Marketing/Outreach |  | d.ii. Rebate | 124402.75 | 114479.3125
| Service Territory |  | SDG&E |  | c. Direct Implementation (non incentive) |  | d.iii. Direct Install Labor | 0 | 0
| First Year of Program Implementation |  |  | 2009 | c.i. Activity |  | d.iv. Direct Install Materials | 0 | 0
| Contact Information |  |  |  | c.ii. Installation |  | d.v. Upstream payments | 0 | 0
| Name |  |  |  | c.iii. Hardware & Materials |  | Subtotal Direct Install | 124402.75 | 114479.3125
| Address |  |  |  | c.iv. Rebate Processing and Inspection | [41 empty] | Formulas for spreading annual installations to quarters
| ZIP code |  |  |  | d. Total Incentives and Rebates | 124402.75 | [40 empty] | 0 | 0 | 0 | 0 | 0 | 0 | 0 | 0 | 0 | 0 | 0 | 0 | 0 | 0 | 0 | 0 | 0 | 0 | 0 | 0 | 0 | 0 | 0 | 0 | 0 | 0 | 0 | 0 | 0 | 0 | 0 | 0 | 0 | 0 | 0 | 0 | 0 | 0 | 0 | 0 | 0 | 0 | 0 | 0
| Telephone |  |  |  | e. EM&V |  | f. Costs recovered from other sources |  | 0
| Email |  |  |  | Total | 124402.75 | Program Budget w/ Other Costs (a to f) | 124402.75 | 114479.3125
Quarterly Installation Schedule
| Program Inputs | [10 empty] | Transfer | Admin | Admin | Admin | Participant | [8 empty] | Placeholders, not currently used | [10 empty] | Annual Installation Schedule | [10 empty] | 2009 |  |  |  | 2010 |  |  |  | 2011 |  |  |  | 2012 |  |  |  | 2013 |  |  |  | 2014 |  |  |  | 2015 |  |  |  | 2016 |  |  |  | 2017 |  |  |  | 2018 |  |  |  | 2019
| Measure Name | DEER RunID | Climate Zone | Target sector | Measure Electric End Use Shape | CZ, Sector, Measure combination found? | Measure Type (To Look up Measure Life) | Program Type (To look up Net-to-gross Ratio) | Unit Definition (e.g. homes) | Program Type (NEW/ROB or Early Repl(RET)) | Gross Measure Cost ($/unit) | Rebate to end use customer or its assignee ($/unit) | Incentives to entities other than the end use customer or its assignee($/unit) | Direct Install Labor ($/unit) | Direct Install Material ($/unit) | Participant cost ($/unit) | Gross Unit Annual Electricity Savings (kwh/unit) | Electric Rate Schedule | Demand Scaler | User Entered kW Savings per unit (kW/unit) | Gross Unit Annual Gas Savings (therm/unit) | Gas Sector | Gas Rate Schedule | Gas Savings Profile | Avg remaining life on replaced units (yrs) | Early retrofit incremental kWh savings (kWh/unit) | Early retrofit incremental kW savings (kW/unit) | Early retrofit incremental Th savings (Th/unit) | Combustion Type | Effective Useful Life (years) | Net-to-Gross Ratio | Net-to-Gross Ratio - kW | Net-to-Gross Ratio - Therms | Net-to-Gross Ratio - Costs | % Eligible for TOU AC adjustment | 2009 | 2010 | 2011 | 2012 | 2013 | 2014 | 2015 | 2016 | 2017 | 2018 | 2019 | Qtr 1 | Qtr 2 | Qtr 3 | Qtr 4 | Qtr 1 | Qtr 2 | Qtr 3 | Qtr 4 | Qtr 1 | Qtr 2 | Qtr 3 | Qtr 4 | Qtr 1 | Qtr 2 | Qtr 3 | Qtr 4 | Qtr 1 | Qtr 2 | Qtr 3 | Qtr 4 | Qtr 1 | Qtr 2 | Qtr 3 | Qtr 4 | Qtr 1 | Qtr 2 | Qtr 3 | Qtr 4 | Qtr 1 | Qtr 2 | Qtr 3 | Qtr 4 | Qtr 1 | Qtr 2 | Qtr 3 | Qtr 4 | Qtr 1 | Qtr 2 | Qtr 3 | Qtr 4 | Qtr 1 | Qtr 2 | Qtr 3 | Qtr 4 | Total Number of Units | Comments
0 | 267044-Commercial Condensor Coil Cleaning (all units - savings at 50% of DEER) Com All CZ07 VintAll |  | System | Commercial | 01-ALC-AllCommercial-Cooling | 0 |  |  |  |  | 9.9998 | 10 | 0 | 0 | 0 | -0.0002249 | 60 |  | kWh | 0.047 | 0 | Commercial | [7 empty] | 3 | 0.78 |  |  |  | 1 | 5 | 0 | 0 | 0 | 0 | 0 | 0 | 0 | 0 | 0 | 0 | 2009 Qtr 1: 0; 2009 Qtr 2: 0; 2009 Qtr 3: 0; 2009 Qtr 4: 5; 2010 Qtr 1: 0; 2010 Qtr 2: 0; 2010 Qtr 3: 0; 2010 Qtr 4: 0; 2011 Qtr 1: 0; 2011 Qtr 2: 0; 2011 Qtr 3: 0; 2011 Qtr 4: 0 | 5
0 | 267029-Commercial HVAC Diagnostic/Tune-up Com All CZ07 VintAll |  | System | Commercial | 01-ALC-AllCommercial-Cooling | 0 |  |  |  |  | 72.1918 | 82.5373 | 0 | 0 | 0 | -10.3455 | 60.0094 |  | kWh | 0.046765 | 0 | Commercial | [7 empty] | 10 | 0.85 |  |  |  | 1 | 3.35 | 0 | 0 | 0 | 0 | 0 | 0 | 0 | 0 | 0 | 0 | 2009 Qtr 1: 0; 2009 Qtr 2: 0; 2009 Qtr 3: 0; 2009 Qtr 4: 3.35; 2010 Qtr 1: 0; 2010 Qtr 2: 0; 2010 Qtr 3: 0; 2010 Qtr 4: 0; 2011 Qtr 1: 0; 2011 Qtr 2: 0; 2011 Qtr 3: 0; 2011 Qtr 4: 0 | 3.35
0 | 267044-Commercial Condensor Coil Cleaning (all units - savings at 50% of DEER) Com All CZ07 VintAll |  | System | Commercial | 01-ALC-AllCommercial-Cooling | 0 |  |  |  |  | 9.9998 | 10 | 0 | 0 | 0 | -0.0002249 | 60 |  | kWh | 0.047 | 0 | Commercial | [7 empty] | 3 | 0.78 |  |  |  | 1 | 5 | 0 | 0 | 0 | 0 | 0 | 0 | 0 | 0 | 0 | 0 | 2009 Qtr 1: 0; 2009 Qtr 2: 0; 2009 Qtr 3: 0; 2009 Qtr 4: 5; 2010 Qtr 1: 0; 2010 Qtr 2: 0; 2010 Qtr 3: 0; 2010 Qtr 4: 0; 2011 Qtr 1: 0; 2011 Qtr 2: 0; 2011 Qtr 3: 0; 2011 Qtr 4: 0 | 5
0 | 267029-Commercial HVAC Diagnostic/Tune-up Com All CZ07 VintAll |  | System | Commercial | 01-ALC-AllCommercial-Cooling | 0 |  |  |  |  | 72.1918 | 82.5373 | 0 | 0 | 0 | -10.3455 | 60.0094 |  | kWh | 0.046765 | 0 | Commercial | [7 empty] | 10 | 0.85 |  |  |  | 1 | 1.34 | 0 | 0 | 0 | 0 | 0 | 0 | 0 | 0 | 0 | 0 | 2009 Qtr 1: 0; 2009 Qtr 2: 0; 2009 Qtr 3: 0; 2009 Qtr 4: 1.34; 2010 Qtr 1: 0; 2010 Qtr 2: 0; 2010 Qtr 3: 0; 2010 Qtr 4: 0; 2011 Qtr 1: 0; 2011 Qtr 2: 0; 2011 Qtr 3: 0; 2011 Qtr 4: 0 | 1.34
0 | 267044-Commercial Condensor Coil Cleaning (all units - savings at 50% of DEER) Com All CZ07 VintAll |  | System | Commercial | 01-ALC-AllCommercial-Cooling | 0 |  |  |  |  | 9.9998 | 10 | 0 | 0 | 0 | -0.0002249 | 60 |  | kWh | 0.047 | 0 | Commercial | [7 empty] | 3 | 0.78 |  |  |  | 1 | 2 | 0 | 0 | 0 | 0 | 0 | 0 | 0 | 0 | 0 | 0 | 2009 Qtr 1: 0; 2009 Qtr 2: 0; 2009 Qtr 3: 0; 2009 Qtr 4: 2; 2010 Qtr 1: 0; 2010 Qtr 2: 0; 2010 Qtr 3: 0; 2010 Qtr 4: 0; 2011 Qtr 1: 0; 2011 Qtr 2: 0; 2011 Qtr 3: 0; 2011 Qtr 4: 0 | 2
0 | 267029-Commercial HVAC Diagnostic/Tune-up Com All CZ07 VintAll |  | System | Commercial | 01-ALC-AllCommercial-Cooling | 0 |  |  |  |  | 72.1918 | 82.5373 | 0 | 0 | 0 | -10.3455 | 60.0094 |  | kWh | 0.046765 | 0 | Commercial | [7 empty] | 10 | 0.85 |  |  |  | 1 | 2.01 | 0 | 0 | 0 | 0 | 0 | 0 | 0 | 0 | 0 | 0 | 2009 Qtr 1: 0; 2009 Qtr 2: 0; 2009 Qtr 3: 0; 2009 Qtr 4: 2.01; 2010 Qtr 1: 0; 2010 Qtr 2: 0; 2010 Qtr 3: 0; 2010 Qtr 4: 0; 2011 Qtr 1: 0; 2011 Qtr 2: 0; 2011 Qtr 3: 0; 2011 Qtr 4: 0 | 2.01
0 | 267044-Commercial Condensor Coil Cleaning (all units - savings at 50% of DEER) Com All CZ07 VintAll |  | System | Commercial | 01-ALC-AllCommercial-Cooling | 0 |  |  |  |  | 9.9998 | 10 | 0 | 0 | 0 | -0.0002249 | 60 |  | kWh | 0.047 | 0 | Commercial | [7 empty] | 3 | 0.78 |  |  |  | 1 | 3 | 0 | 0 | 0 | 0 | 0 | 0 | 0 | 0 | 0 | 0 | 2009 Qtr 1: 0; 2009 Qtr 2: 0; 2009 Qtr 3: 0; 2009 Qtr 4: 3; 2010 Qtr 1: 0; 2010 Qtr 2: 0; 2010 Qtr 3: 0; 2010 Qtr 4: 0; 2011 Qtr 1: 0; 2011 Qtr 2: 0; 2011 Qtr 3: 0; 2011 Qtr 4: 0 | 3
0 | 267044-Commercial Condensor Coil Cleaning (all units - savings at 50% of DEER) Com All CZ07 VintAll |  | System | Commercial | 01-ALC-AllCommercial-Cooling | 0 |  |  |  |  | 9.9998 | 10 | 0 | 0 | 0 | -0.0002249 | 60 |  | kWh | 0.047 | 0 | Commercial | [7 empty] | 3 | 0.78 |  |  |  | 1 | 2 | 0 | 0 | 0 | 0 | 0 | 0 | 0 | 0 | 0 | 0 | 2009 Qtr 1: 0; 2009 Qtr 2: 0; 2009 Qtr 3: 0; 2009 Qtr 4: 2; 2010 Qtr 1: 0; 2010 Qtr 2: 0; 2010 Qtr 3: 0; 2010 Qtr 4: 0; 2011 Qtr 1: 0; 2011 Qtr 2: 0; 2011 Qtr 3: 0; 2011 Qtr 4: 0 | 2
0 | 267044-Commercial Condensor Coil Cleaning (all units - savings at 50% of DEER) Com All CZ07 VintAll |  | System | Commercial | 01-ALC-AllCommercial-Cooling | 0 |  |  |  |  | 9.9998 | 10 | 0 | 0 | 0 | -0.0002249 | 60 |  | kWh | 0.047 | 0 | Commercial | [7 empty] | 3 | 0.78 |  |  |  | 1 | 5 | 0 | 0 | 0 | 0 | 0 | 0 | 0 | 0 | 0 | 0 | 2009 Qtr 1: 0; 2009 Qtr 2: 0; 2009 Qtr 3: 0; 2009 Qtr 4: 5; 2010 Qtr 1: 0; 2010 Qtr 2: 0; 2010 Qtr 3: 0; 2010 Qtr 4: 0; 2011 Qtr 1: 0; 2011 Qtr 2: 0; 2011 Qtr 3: 0; 2011 Qtr 4: 0 | 5
0 | 267044-Commercial Condensor Coil Cleaning (all units - savings at 50% of DEER) Com All CZ07 VintAll |  | System | Commercial | 01-ALC-AllCommercial-Cooling | 0 |  |  |  |  | 9.9998 | 11.6667 | 0 | 0 | 0 | -1.6669 | 60 |  | kWh | 0.047 | 0 | Commercial | [7 empty] | 3 | 0.78 |  |  |  | 1 | 3 | 0 | 0 | 0 | 0 | 0 | 0 | 0 | 0 | 0 | 0 | 2009 Qtr 1: 0; 2009 Qtr 2: 0; 2009 Qtr 3: 0; 2009 Qtr 4: 3; 2010 Qtr 1: 0; 2010 Qtr 2: 0; 2010 Qtr 3: 0; 2010 Qtr 4: 0; 2011 Qtr 1: 0; 2011 Qtr 2: 0; 2011 Qtr 3: 0; 2011 Qtr 4: 0 | 3
0 | 267029-Commercial HVAC Diagnostic/Tune-up Com All CZ07 VintAll |  | System | Commercial | 01-ALC-AllCommercial-Cooling | 0 |  |  |  |  | 72.1918 | 103.1716 | 0 | 0 | 0 | -30.9799 | 60.0094 |  | kWh | 0.046765 | 0 | Commercial | [7 empty] | 10 | 0.85 |  |  |  | 1 | 1.34 | 0 | 0 | 0 | 0 | 0 | 0 | 0 | 0 | 0 | 0 | 2009 Qtr 1: 0; 2009 Qtr 2: 0; 2009 Qtr 3: 0; 2009 Qtr 4: 1.34; 2010 Qtr 1: 0; 2010 Qtr 2: 0; 2010 Qtr 3: 0; 2010 Qtr 4: 0; 2011 Qtr 1: 0; 2011 Qtr 2: 0; 2011 Qtr 3: 0; 2011 Qtr 4: 0 | 1.34
0 | 267044-Commercial Condensor Coil Cleaning (all units - savings at 50% of DEER) Com All CZ07 VintAll |  | System | Commercial | 01-ALC-AllCommercial-Cooling | 0 |  |  |  |  | 9.9998 | 12.5 | 0 | 0 | 0 | -2.5002 | 60 |  | kWh | 0.047 | 0 | Commercial | [7 empty] | 3 | 0.78 |  |  |  | 1 | 2 | 0 | 0 | 0 | 0 | 0 | 0 | 0 | 0 | 0 | 0 | 2009 Qtr 1: 0; 2009 Qtr 2: 0; 2009 Qtr 3: 0; 2009 Qtr 4: 2; 2010 Qtr 1: 0; 2010 Qtr 2: 0; 2010 Qtr 3: 0; 2010 Qtr 4: 0; 2011 Qtr 1: 0; 2011 Qtr 2: 0; 2011 Qtr 3: 0; 2011 Qtr 4: 0 | 2
0 | 267044-Commercial Condensor Coil Cleaning (all units - savings at 50% of DEER) Com All CZ07 VintAll |  | System | Commercial | 01-ALC-AllCommercial-Cooling | 0 |  |  |  |  | 9.9998 | 12.5 | 0 | 0 | 0 | -2.5002 | 60 |  | kWh | 0.047 | 0 | Commercial | [7 empty] | 3 | 0.78 |  |  |  | 1 | 2 | 0 | 0 | 0 | 0 | 0 | 0 | 0 | 0 | 0 | 0 | 2009 Qtr 1: 0; 2009 Qtr 2: 0; 2009 Qtr 3: 0; 2009 Qtr 4: 2; 2010 Qtr 1: 0; 2010 Qtr 2: 0; 2010 Qtr 3: 0; 2010 Qtr 4: 0; 2011 Qtr 1: 0; 2011 Qtr 2: 0; 2011 Qtr 3: 0; 2011 Qtr 4: 0 | 2
0 | 267044-Commercial Condensor Coil Cleaning (all units - savings at 50% of DEER) Com All CZ07 VintAll |  | System | Commercial | 01-ALC-AllCommercial-Cooling | 0 |  |  |  |  | 9.9998 | 12.5 | 0 | 0 | 0 | -2.5002 | 60 |  | kWh | 0.047 | 0 | Commercial | [7 empty] | 3 | 0.78 |  |  |  | 1 | 2 | 0 | 0 | 0 | 0 | 0 | 0 | 0 | 0 | 0 | 0 | 2009 Qtr 1: 0; 2009 Qtr 2: 0; 2009 Qtr 3: 0; 2009 Qtr 4: 2; 2010 Qtr 1: 0; 2010 Qtr 2: 0; 2010 Qtr 3: 0; 2010 Qtr 4: 0; 2011 Qtr 1: 0; 2011 Qtr 2: 0; 2011 Qtr 3: 0; 2011 Qtr 4: 0 | 2
0 | 267044-Commercial Condensor Coil Cleaning (all units - savings at 50% of DEER) Com All CZ07 VintAll |  | System | Commercial | 01-ALC-AllCommercial-Cooling | 0 |  |  |  |  | 9.9998 | 10 | 0 | 0 | 0 | -0.0002249 | 60 |  | kWh | 0.047 | 0 | Commercial | [7 empty] | 3 | 0.78 |  |  |  | 1 | 2 | 0 | 0 | 0 | 0 | 0 | 0 | 0 | 0 | 0 | 0 | 2009 Qtr 1: 0; 2009 Qtr 2: 0; 2009 Qtr 3: 0; 2009 Qtr 4: 2; 2010 Qtr 1: 0; 2010 Qtr 2: 0; 2010 Qtr 3: 0; 2010 Qtr 4: 0; 2011 Qtr 1: 0; 2011 Qtr 2: 0; 2011 Qtr 3: 0; 2011 Qtr 4: 0 | 2
0 | 267044-Commercial Condensor Coil Cleaning (all units - savings at 50% of DEER) Com All CZ07 VintAll |  | System | Commercial | 01-ALC-AllCommercial-Cooling | 0 |  |  |  |  | 9.9998 | 10 | 0 | 0 | 0 | -0.0002249 | 60 |  | kWh | 0.047 | 0 | Commercial | [7 empty] | 3 | 0.78 |  |  |  | 1 | 2 | 0 | 0 | 0 | 0 | 0 | 0 | 0 | 0 | 0 | 0 | 2009 Qtr 1: 0; 2009 Qtr 2: 0; 2009 Qtr 3: 0; 2009 Qtr 4: 2; 2010 Qtr 1: 0; 2010 Qtr 2: 0; 2010 Qtr 3: 0; 2010 Qtr 4: 0; 2011 Qtr 1: 0; 2011 Qtr 2: 0; 2011 Qtr 3: 0; 2011 Qtr 4: 0 | 2
0 | 267044-Commercial Condensor Coil Cleaning (all units - savings at 50% of DEER) Com All CZ07 VintAll |  | System | Commercial | 01-ALC-AllCommercial-Cooling | 0 |  |  |  |  | 9.9998 | 10 | 0 | 0 | 0 | -0.0002249 | 60 |  | kWh | 0.047 | 0 | Commercial | [7 empty] | 3 | 0.78 |  |  |  | 1 | 5 | 0 | 0 | 0 | 0 | 0 | 0 | 0 | 0 | 0 | 0 | 2009 Qtr 1: 0; 2009 Qtr 2: 0; 2009 Qtr 3: 0; 2009 Qtr 4: 5; 2010 Qtr 1: 0; 2010 Qtr 2: 0; 2010 Qtr 3: 0; 2010 Qtr 4: 0; 2011 Qtr 1: 0; 2011 Qtr 2: 0; 2011 Qtr 3: 0; 2011 Qtr 4: 0 | 5
0 | 267044-Commercial Condensor Coil Cleaning (all units - savings at 50% of DEER) Com All CZ07 VintAll |  | System | Commercial | 01-ALC-AllCommercial-Cooling | 0 |  |  |  |  | 9.9998 | 10 | 0 | 0 | 0 | -0.0002249 | 60 |  | kWh | 0.047 | 0 | Commercial | [7 empty] | 3 | 0.78 |  |  |  | 1 | 5 | 0 | 0 | 0 | 0 | 0 | 0 | 0 | 0 | 0 | 0 | 2009 Qtr 1: 0; 2009 Qtr 2: 0; 2009 Qtr 3: 0; 2009 Qtr 4: 5; 2010 Qtr 1: 0; 2010 Qtr 2: 0; 2010 Qtr 3: 0; 2010 Qtr 4: 0; 2011 Qtr 1: 0; 2011 Qtr 2: 0; 2011 Qtr 3: 0; 2011 Qtr 4: 0 | 5
0 | 267044-Commercial Condensor Coil Cleaning (all units - savings at 50% of DEER) Com All CZ07 VintAll |  | System | Commercial | 01-ALC-AllCommercial-Cooling | 0 |  |  |  |  | 9.9998 | 10 | 0 | 0 | 0 | -0.0002249 | 60 |  | kWh | 0.047 | 0 | Commercial | [7 empty] | 3 | 0.78 |  |  |  | 1 | 4 | 0 | 0 | 0 | 0 | 0 | 0 | 0 | 0 | 0 | 0 | 2009 Qtr 1: 0; 2009 Qtr 2: 0; 2009 Qtr 3: 0; 2009 Qtr 4: 4; 2010 Qtr 1: 0; 2010 Qtr 2: 0; 2010 Qtr 3: 0; 2010 Qtr 4: 0; 2011 Qtr 1: 0; 2011 Qtr 2: 0; 2011 Qtr 3: 0; 2011 Qtr 4: 0 | 4
0 | 267044-Commercial Condensor Coil Cleaning (all units - savings at 50% of DEER) Com All CZ07 VintAll |  | System | Commercial | 01-ALC-AllCommercial-Cooling | 0 |  |  |  |  | 9.9998 | 10 | 0 | 0 | 0 | -0.0002249 | 60 |  | kWh | 0.047 | 0 | Commercial | [7 empty] | 3 | 0.78 |  |  |  | 1 | 5 | 0 | 0 | 0 | 0 | 0 | 0 | 0 | 0 | 0 | 0 | 2009 Qtr 1: 0; 2009 Qtr 2: 0; 2009 Qtr 3: 0; 2009 Qtr 4: 5; 2010 Qtr 1: 0; 2010 Qtr 2: 0; 2010 Qtr 3: 0; 2010 Qtr 4: 0; 2011 Qtr 1: 0; 2011 Qtr 2: 0; 2011 Qtr 3: 0; 2011 Qtr 4: 0 | 5
0 | 267029-Commercial HVAC Diagnostic/Tune-up Com All CZ07 VintAll |  | System | Commercial | 01-ALC-AllCommercial-Cooling | 0 |  |  |  |  | 72.1918 | 82.5373 | 0 | 0 | 0 | -10.3455 | 60.0094 |  | kWh | 0.046765 | 0 | Commercial | [7 empty] | 10 | 0.85 |  |  |  | 1 | 3.35 | 0 | 0 | 0 | 0 | 0 | 0 | 0 | 0 | 0 | 0 | 2009 Qtr 1: 0; 2009 Qtr 2: 0; 2009 Qtr 3: 0; 2009 Qtr 4: 3.35; 2010 Qtr 1: 0; 2010 Qtr 2: 0; 2010 Qtr 3: 0; 2010 Qtr 4: 0; 2011 Qtr 1: 0; 2011 Qtr 2: 0; 2011 Qtr 3: 0; 2011 Qtr 4: 0 | 3.35
0 | 267044-Commercial Condensor Coil Cleaning (all units - savings at 50% of DEER) Com All CZ07 VintAll |  | System | Commercial | 01-ALC-AllCommercial-Cooling | 0 |  |  |  |  | 9.9998 | 10 | 0 | 0 | 0 | -0.0002249 | 60 |  | kWh | 0.047 | 0 | Commercial | [7 empty] | 3 | 0.78 |  |  |  | 1 | 5 | 0 | 0 | 0 | 0 | 0 | 0 | 0 | 0 | 0 | 0 | 2009 Qtr 1: 0; 2009 Qtr 2: 0; 2009 Qtr 3: 0; 2009 Qtr 4: 5; 2010 Qtr 1: 0; 2010 Qtr 2: 0; 2010 Qtr 3: 0; 2010 Qtr 4: 0; 2011 Qtr 1: 0; 2011 Qtr 2: 0; 2011 Qtr 3: 0; 2011 Qtr 4: 0 | 5
0 | 267029-Commercial HVAC Diagnostic/Tune-up Com All CZ07 VintAll |  | System | Commercial | 01-ALC-AllCommercial-Cooling | 0 |  |  |  |  | 72.1918 | 82.5373 | 0 | 0 | 0 | -10.3455 | 60.0094 |  | kWh | 0.046765 | 0 | Commercial | [7 empty] | 10 | 0.85 |  |  |  | 1 | 3.35 | 0 | 0 | 0 | 0 | 0 | 0 | 0 | 0 | 0 | 0 | 2009 Qtr 1: 0; 2009 Qtr 2: 0; 2009 Qtr 3: 0; 2009 Qtr 4: 3.35; 2010 Qtr 1: 0; 2010 Qtr 2: 0; 2010 Qtr 3: 0; 2010 Qtr 4: 0; 2011 Qtr 1: 0; 2011 Qtr 2: 0; 2011 Qtr 3: 0; 2011 Qtr 4: 0 | 3.35
0 | 267044-Commercial Condensor Coil Cleaning (all units - savings at 50% of DEER) Com All CZ07 VintAll |  | System | Commercial | 01-ALC-AllCommercial-Cooling | 0 |  |  |  |  | 9.9998 | 10 | 0 | 0 | 0 | -0.0002249 | 60 |  | kWh | 0.047 | 0 | Commercial | [7 empty] | 3 | 0.78 |  |  |  | 1 | 5 | 0 | 0 | 0 | 0 | 0 | 0 | 0 | 0 | 0 | 0 | 2009 Qtr 1: 0; 2009 Qtr 2: 0; 2009 Qtr 3: 0; 2009 Qtr 4: 5; 2010 Qtr 1: 0; 2010 Qtr 2: 0; 2010 Qtr 3: 0; 2010 Qtr 4: 0; 2011 Qtr 1: 0; 2011 Qtr 2: 0; 2011 Qtr 3: 0; 2011 Qtr 4: 0 | 5
0 | 267021-Economizer Repair Com All CZ10 Vint01 |  | System | Commercial | 01-ALC-AllCommercial-Cooling | 0 |  |  |  |  | 41.71 | 43.9286 | 0 | 0 | 0 | -2.2186 | 207 |  | kWh | 0.0015 | 0 | Commercial |  | Winter Only | [5 empty] | 5 | 0.85 |  |  |  | 0 | 7 | 0 | 0 | 0 | 0 | 0 | 0 | 0 | 0 | 0 | 0 | 2009 Qtr 1: 0; 2009 Qtr 2: 0; 2009 Qtr 3: 0; 2009 Qtr 4: 7; 2010 Qtr 1: 0; 2010 Qtr 2: 0; 2010 Qtr 3: 0; 2010 Qtr 4: 0; 2011 Qtr 1: 0; 2011 Qtr 2: 0; 2011 Qtr 3: 0; 2011 Qtr 4: 0 | 7
0 | 267021-Economizer Repair Com All CZ10 Vint01 |  | System | Commercial | 01-ALC-AllCommercial-Cooling | 0 |  |  |  |  | 41.71 | 41 | 0 | 0 | 0 | 0.71 | 207 |  | kWh | 0.0015 | 0 | Commercial |  | Winter Only | [5 empty] | 5 | 0.85 |  |  |  | 0 | 10 | 0 | 0 | 0 | 0 | 0 | 0 | 0 | 0 | 0 | 0 | 2009 Qtr 1: 0; 2009 Qtr 2: 0; 2009 Qtr 3: 0; 2009 Qtr 4: 10; 2010 Qtr 1: 0; 2010 Qtr 2: 0; 2010 Qtr 3: 0; 2010 Qtr 4: 0; 2011 Qtr 1: 0; 2011 Qtr 2: 0; 2011 Qtr 3: 0; 2011 Qtr 4: 0 | 10
0 | 267040-Residential Condensor Coil Cleaning Resid SF CZ10 VintAll |  | System | Residential | 26-SFM-ResidentialSingleFamily-SP_COOL | 0 |  |  |  |  | 50 | 50 | 0 | 0 | 0 | 0 | 270 |  | kWh | 0.3564 | 0 | Residential | [7 empty] | 3 | 0.78 |  |  |  | 1 | 1 | 0 | 0 | 0 | 0 | 0 | 0 | 0 | 0 | 0 | 0 | 2009 Qtr 1: 0; 2009 Qtr 2: 0; 2009 Qtr 3: 0; 2009 Qtr 4: 1; 2010 Qtr 1: 0; 2010 Qtr 2: 0; 2010 Qtr 3: 0; 2010 Qtr 4: 0; 2011 Qtr 1: 0; 2011 Qtr 2: 0; 2011 Qtr 3: 0; 2011 Qtr 4: 0 | 1
0 | 267003-High Refrigerant Charge Adjustment (>= ±20% rated charge) Resid SF CZ10 Vint05 |  | System | Residential | 26-SFM-ResidentialSingleFamily-SP_COOL | 0 |  |  |  |  | 65 | 83.4167 | 0 | 0 | 0 | -18.4167 | 162.471 |  | kWh | 0.23875 | -0.071356 | Residential |  | Winter Only | [5 empty] | 10 | 0.78 |  |  |  | 1 | 3 | 0 | 0 | 0 | 0 | 0 | 0 | 0 | 0 | 0 | 0 | 2009 Qtr 1: 0; 2009 Qtr 2: 0; 2009 Qtr 3: 0; 2009 Qtr 4: 3; 2010 Qtr 1: 0; 2010 Qtr 2: 0; 2010 Qtr 3: 0; 2010 Qtr 4: 0; 2011 Qtr 1: 0; 2011 Qtr 2: 0; 2011 Qtr 3: 0; 2011 Qtr 4: 0 | 3
0 | 267040-Residential Condensor Coil Cleaning Resid SF CZ10 VintAll |  | System | Residential | 26-SFM-ResidentialSingleFamily-SP_COOL | 0 |  |  |  |  | 50 | 50 | 0 | 0 | 0 | 0 | 270 |  | kWh | 0.3564 | 0 | Residential | [7 empty] | 3 | 0.78 |  |  |  | 1 | 1 | 0 | 0 | 0 | 0 | 0 | 0 | 0 | 0 | 0 | 0 | 2009 Qtr 1: 0; 2009 Qtr 2: 0; 2009 Qtr 3: 0; 2009 Qtr 4: 1; 2010 Qtr 1: 0; 2010 Qtr 2: 0; 2010 Qtr 3: 0; 2010 Qtr 4: 0; 2011 Qtr 1: 0; 2011 Qtr 2: 0; 2011 Qtr 3: 0; 2011 Qtr 4: 0 | 1
0 | 267003-High Refrigerant Charge Adjustment (>= ±20% rated charge) Resid SF CZ10 Vint05 |  | System | Residential | 26-SFM-ResidentialSingleFamily-SP_COOL | 0 |  |  |  |  | 65 | 71.5 | 0 | 0 | 0 | -6.5 | 162.471 |  | kWh | 0.23875 | -0.071356 | Residential |  | Winter Only | [5 empty] | 10 | 0.78 |  |  |  | 1 | 5 | 0 | 0 | 0 | 0 | 0 | 0 | 0 | 0 | 0 | 0 | 2009 Qtr 1: 0; 2009 Qtr 2: 0; 2009 Qtr 3: 0; 2009 Qtr 4: 5; 2010 Qtr 1: 0; 2010 Qtr 2: 0; 2010 Qtr 3: 0; 2010 Qtr 4: 0; 2011 Qtr 1: 0; 2011 Qtr 2: 0; 2011 Qtr 3: 0; 2011 Qtr 4: 0 | 5
0 | 267040-Residential Condensor Coil Cleaning Resid SF CZ10 VintAll |  | System | Residential | 26-SFM-ResidentialSingleFamily-SP_COOL | 0 |  |  |  |  | 50 | 50 | 0 | 0 | 0 | 0 | 270 |  | kWh | 0.3564 | 0 | Residential | [7 empty] | 3 | 0.78 |  |  |  | 1 | 1 | 0 | 0 | 0 | 0 | 0 | 0 | 0 | 0 | 0 | 0 | 2009 Qtr 1: 0; 2009 Qtr 2: 0; 2009 Qtr 3: 0; 2009 Qtr 4: 1; 2010 Qtr 1: 0; 2010 Qtr 2: 0; 2010 Qtr 3: 0; 2010 Qtr 4: 0; 2011 Qtr 1: 0; 2011 Qtr 2: 0; 2011 Qtr 3: 0; 2011 Qtr 4: 0 | 1
0 | 267033-High Refrigerant Charge Adjustment (>= ±20% rated charge) Resid MF CZ10 Vint04 |  | System | Residential | 13-MFM-ResidentialMulti-family-SP_COOL | 0 |  |  |  |  | 66.33 | 71.5 | 0 | 0 | 0 | -5.17 | 171.246 |  | kWh | 0.22612 | -0.10521 | Residential |  | Winter Only | [5 empty] | 10 | 0.78 |  |  |  | 1 | 4 | 0 | 0 | 0 | 0 | 0 | 0 | 0 | 0 | 0 | 0 | 2009 Qtr 1: 0; 2009 Qtr 2: 0; 2009 Qtr 3: 0; 2009 Qtr 4: 4; 2010 Qtr 1: 0; 2010 Qtr 2: 0; 2010 Qtr 3: 0; 2010 Qtr 4: 0; 2011 Qtr 1: 0; 2011 Qtr 2: 0; 2011 Qtr 3: 0; 2011 Qtr 4: 0 | 4
0 | 267042-Residential Condensor Coil Cleaning Resid MF CZ10 VintAll |  | System | Residential | 13-MFM-ResidentialMulti-family-SP_COOL | 0 |  |  |  |  | 50 | 50 | 0 | 0 | 0 | 0 | 180 |  | kWh | 0.2376 | 0 | Residential | [7 empty] | 3 | 0.78 |  |  |  | 1 | 1 | 0 | 0 | 0 | 0 | 0 | 0 | 0 | 0 | 0 | 0 | 2009 Qtr 1: 0; 2009 Qtr 2: 0; 2009 Qtr 3: 0; 2009 Qtr 4: 1; 2010 Qtr 1: 0; 2010 Qtr 2: 0; 2010 Qtr 3: 0; 2010 Qtr 4: 0; 2011 Qtr 1: 0; 2011 Qtr 2: 0; 2011 Qtr 3: 0; 2011 Qtr 4: 0 | 1
0 | 267002-High Refrigerant Charge Adjustment (>= ±20% rated charge) Resid SF CZ10 Vint04 |  | System | Residential | 26-SFM-ResidentialSingleFamily-SP_COOL | 0 |  |  |  |  | 65 | 71.5 | 0 | 0 | 0 | -6.5 | 205.771 |  | kWh | 0.22808 | -0.078078 | Residential |  | Winter Only | [5 empty] | 10 | 0.78 |  |  |  | 1 | 5 | 0 | 0 | 0 | 0 | 0 | 0 | 0 | 0 | 0 | 0 | 2009 Qtr 1: 0; 2009 Qtr 2: 0; 2009 Qtr 3: 0; 2009 Qtr 4: 5; 2010 Qtr 1: 0; 2010 Qtr 2: 0; 2010 Qtr 3: 0; 2010 Qtr 4: 0; 2011 Qtr 1: 0; 2011 Qtr 2: 0; 2011 Qtr 3: 0; 2011 Qtr 4: 0 | 5
0 | 267040-Residential Condensor Coil Cleaning Resid SF CZ10 VintAll |  | System | Residential | 26-SFM-ResidentialSingleFamily-SP_COOL | 0 |  |  |  |  | 50 | 50 | 0 | 0 | 0 | 0 | 270 |  | kWh | 0.3564 | 0 | Residential | [7 empty] | 3 | 0.78 |  |  |  | 1 | 1 | 0 | 0 | 0 | 0 | 0 | 0 | 0 | 0 | 0 | 0 | 2009 Qtr 1: 0; 2009 Qtr 2: 0; 2009 Qtr 3: 0; 2009 Qtr 4: 1; 2010 Qtr 1: 0; 2010 Qtr 2: 0; 2010 Qtr 3: 0; 2010 Qtr 4: 0; 2011 Qtr 1: 0; 2011 Qtr 2: 0; 2011 Qtr 3: 0; 2011 Qtr 4: 0 | 1
0 | 267002-High Refrigerant Charge Adjustment (>= ±20% rated charge) Resid SF CZ10 Vint04 |  | System | Residential | 26-SFM-ResidentialSingleFamily-SP_COOL | 0 |  |  |  |  | 65 | 71.5 | 0 | 0 | 0 | -6.5 | 205.771 |  | kWh | 0.22808 | -0.078078 | Residential |  | Winter Only | [5 empty] | 10 | 0.78 |  |  |  | 1 | 3 | 0 | 0 | 0 | 0 | 0 | 0 | 0 | 0 | 0 | 0 | 2009 Qtr 1: 0; 2009 Qtr 2: 0; 2009 Qtr 3: 0; 2009 Qtr 4: 3; 2010 Qtr 1: 0; 2010 Qtr 2: 0; 2010 Qtr 3: 0; 2010 Qtr 4: 0; 2011 Qtr 1: 0; 2011 Qtr 2: 0; 2011 Qtr 3: 0; 2011 Qtr 4: 0 | 3
0 | 267040-Residential Condensor Coil Cleaning Resid SF CZ10 VintAll |  | System | Residential | 26-SFM-ResidentialSingleFamily-SP_COOL | 0 |  |  |  |  | 50 | 50 | 0 | 0 | 0 | 0 | 270 |  | kWh | 0.3564 | 0 | Residential | [7 empty] | 3 | 0.78 |  |  |  | 1 | 1 | 0 | 0 | 0 | 0 | 0 | 0 | 0 | 0 | 0 | 0 | 2009 Qtr 1: 0; 2009 Qtr 2: 0; 2009 Qtr 3: 0; 2009 Qtr 4: 1; 2010 Qtr 1: 0; 2010 Qtr 2: 0; 2010 Qtr 3: 0; 2010 Qtr 4: 0; 2011 Qtr 1: 0; 2011 Qtr 2: 0; 2011 Qtr 3: 0; 2011 Qtr 4: 0 | 1
0 | 267003-High Refrigerant Charge Adjustment (>= ±20% rated charge) Resid SF CZ10 Vint05 |  | System | Residential | 26-SFM-ResidentialSingleFamily-SP_COOL | 0 |  |  |  |  | 65 | 83.4167 | 0 | 0 | 0 | -18.4167 | 162.471 |  | kWh | 0.23875 | -0.071356 | Residential |  | Winter Only | [5 empty] | 10 | 0.78 |  |  |  | 1 | 3 | 0 | 0 | 0 | 0 | 0 | 0 | 0 | 0 | 0 | 0 | 2009 Qtr 1: 0; 2009 Qtr 2: 0; 2009 Qtr 3: 0; 2009 Qtr 4: 3; 2010 Qtr 1: 0; 2010 Qtr 2: 0; 2010 Qtr 3: 0; 2010 Qtr 4: 0; 2011 Qtr 1: 0; 2011 Qtr 2: 0; 2011 Qtr 3: 0; 2011 Qtr 4: 0 | 3
0 | 267040-Residential Condensor Coil Cleaning Resid SF CZ10 VintAll |  | System | Residential | 26-SFM-ResidentialSingleFamily-SP_COOL | 0 |  |  |  |  | 50 | 50 | 0 | 0 | 0 | 0 | 270 |  | kWh | 0.3564 | 0 | Residential | [7 empty] | 3 | 0.78 |  |  |  | 1 | 1 | 0 | 0 | 0 | 0 | 0 | 0 | 0 | 0 | 0 | 0 | 2009 Qtr 1: 0; 2009 Qtr 2: 0; 2009 Qtr 3: 0; 2009 Qtr 4: 1; 2010 Qtr 1: 0; 2010 Qtr 2: 0; 2010 Qtr 3: 0; 2010 Qtr 4: 0; 2011 Qtr 1: 0; 2011 Qtr 2: 0; 2011 Qtr 3: 0; 2011 Qtr 4: 0 | 1
0 | 267040-Residential Condensor Coil Cleaning Resid SF CZ10 VintAll |  | System | Residential | 26-SFM-ResidentialSingleFamily-SP_COOL | 0 |  |  |  |  | 50 | 50 | 0 | 0 | 0 | 0 | 270 |  | kWh | 0.3564 | 0 | Residential | [7 empty] | 3 | 0.78 |  |  |  | 1 | 1 | 0 | 0 | 0 | 0 | 0 | 0 | 0 | 0 | 0 | 0 | 2009 Qtr 1: 0; 2009 Qtr 2: 0; 2009 Qtr 3: 0; 2009 Qtr 4: 1; 2010 Qtr 1: 0; 2010 Qtr 2: 0; 2010 Qtr 3: 0; 2010 Qtr 4: 0; 2011 Qtr 1: 0; 2011 Qtr 2: 0; 2011 Qtr 3: 0; 2011 Qtr 4: 0 | 1
0 | 267002-High Refrigerant Charge Adjustment (>= ±20% rated charge) Resid SF CZ10 Vint04 |  | System | Residential | 26-SFM-ResidentialSingleFamily-SP_COOL | 0 |  |  |  |  | 65 | 83.4167 | 0 | 0 | 0 | -18.4167 | 205.771 |  | kWh | 0.22808 | -0.078078 | Residential |  | Winter Only | [5 empty] | 10 | 0.78 |  |  |  | 1 | 3 | 0 | 0 | 0 | 0 | 0 | 0 | 0 | 0 | 0 | 0 | 2009 Qtr 1: 0; 2009 Qtr 2: 0; 2009 Qtr 3: 0; 2009 Qtr 4: 3; 2010 Qtr 1: 0; 2010 Qtr 2: 0; 2010 Qtr 3: 0; 2010 Qtr 4: 0; 2011 Qtr 1: 0; 2011 Qtr 2: 0; 2011 Qtr 3: 0; 2011 Qtr 4: 0 | 3
0 | 267040-Residential Condensor Coil Cleaning Resid SF CZ10 VintAll |  | System | Residential | 26-SFM-ResidentialSingleFamily-SP_COOL | 0 |  |  |  |  | 50 | 50 | 0 | 0 | 0 | 0 | 270 |  | kWh | 0.3564 | 0 | Residential | [7 empty] | 3 | 0.78 |  |  |  | 1 | 1 | 0 | 0 | 0 | 0 | 0 | 0 | 0 | 0 | 0 | 0 | 2009 Qtr 1: 0; 2009 Qtr 2: 0; 2009 Qtr 3: 0; 2009 Qtr 4: 1; 2010 Qtr 1: 0; 2010 Qtr 2: 0; 2010 Qtr 3: 0; 2010 Qtr 4: 0; 2011 Qtr 1: 0; 2011 Qtr 2: 0; 2011 Qtr 3: 0; 2011 Qtr 4: 0 | 1
0 | 267001-High Refrigerant Charge Adjustment (>= ±20% rated charge) Resid SFCZ10 Vint03 |  | System | Residential | 26-SFM-ResidentialSingleFamily-SP_COOL | 0 |  |  |  |  | 65 | 83.4167 | 0 | 0 | 0 | -18.4167 | 248.449 |  | kWh | 0.18306 | -0.066637 | Residential |  | Winter Only | [5 empty] | 10 | 0.78 |  |  |  | 1 | 3 | 0 | 0 | 0 | 0 | 0 | 0 | 0 | 0 | 0 | 0 | 2009 Qtr 1: 0; 2009 Qtr 2: 0; 2009 Qtr 3: 0; 2009 Qtr 4: 3; 2010 Qtr 1: 0; 2010 Qtr 2: 0; 2010 Qtr 3: 0; 2010 Qtr 4: 0; 2011 Qtr 1: 0; 2011 Qtr 2: 0; 2011 Qtr 3: 0; 2011 Qtr 4: 0 | 3
0 | 267040-Residential Condensor Coil Cleaning Resid SF CZ10 VintAll |  | System | Residential | 26-SFM-ResidentialSingleFamily-SP_COOL | 0 |  |  |  |  | 50 | 50 | 0 | 0 | 0 | 0 | 270 |  | kWh | 0.3564 | 0 | Residential | [7 empty] | 3 | 0.78 |  |  |  | 1 | 1 | 0 | 0 | 0 | 0 | 0 | 0 | 0 | 0 | 0 | 0 | 2009 Qtr 1: 0; 2009 Qtr 2: 0; 2009 Qtr 3: 0; 2009 Qtr 4: 1; 2010 Qtr 1: 0; 2010 Qtr 2: 0; 2010 Qtr 3: 0; 2010 Qtr 4: 0; 2011 Qtr 1: 0; 2011 Qtr 2: 0; 2011 Qtr 3: 0; 2011 Qtr 4: 0 | 1
0 | 267002-High Refrigerant Charge Adjustment (>= ±20% rated charge) Resid SF CZ10 Vint04 |  | System | Residential | 26-SFM-ResidentialSingleFamily-SP_COOL | 0 |  |  |  |  | 65 | 71.5 | 0 | 0 | 0 | -6.5 | 205.771 |  | kWh | 0.22808 | -0.078078 | Residential |  | Winter Only | [5 empty] | 10 | 0.78 |  |  |  | 1 | 3 | 0 | 0 | 0 | 0 | 0 | 0 | 0 | 0 | 0 | 0 | 2009 Qtr 1: 0; 2009 Qtr 2: 0; 2009 Qtr 3: 0; 2009 Qtr 4: 3; 2010 Qtr 1: 0; 2010 Qtr 2: 0; 2010 Qtr 3: 0; 2010 Qtr 4: 0; 2011 Qtr 1: 0; 2011 Qtr 2: 0; 2011 Qtr 3: 0; 2011 Qtr 4: 0 | 3
0 | 267040-Residential Condensor Coil Cleaning Resid SF CZ10 VintAll |  | System | Residential | 26-SFM-ResidentialSingleFamily-SP_COOL | 0 |  |  |  |  | 50 | 50 | 0 | 0 | 0 | 0 | 270 |  | kWh | 0.3564 | 0 | Residential | [7 empty] | 3 | 0.78 |  |  |  | 1 | 1 | 0 | 0 | 0 | 0 | 0 | 0 | 0 | 0 | 0 | 0 | 2009 Qtr 1: 0; 2009 Qtr 2: 0; 2009 Qtr 3: 0; 2009 Qtr 4: 1; 2010 Qtr 1: 0; 2010 Qtr 2: 0; 2010 Qtr 3: 0; 2010 Qtr 4: 0; 2011 Qtr 1: 0; 2011 Qtr 2: 0; 2011 Qtr 3: 0; 2011 Qtr 4: 0 | 1
0 | 267001-High Refrigerant Charge Adjustment (>= ±20% rated charge) Resid SFCZ10 Vint03 |  | System | Residential | 26-SFM-ResidentialSingleFamily-SP_COOL | 0 |  |  |  |  | 65 | 71.5 | 0 | 0 | 0 | -6.5 | 248.449 |  | kWh | 0.18306 | -0.066637 | Residential |  | Winter Only | [5 empty] | 10 | 0.78 |  |  |  | 1 | 4 | 0 | 0 | 0 | 0 | 0 | 0 | 0 | 0 | 0 | 0 | 2009 Qtr 1: 0; 2009 Qtr 2: 0; 2009 Qtr 3: 0; 2009 Qtr 4: 4; 2010 Qtr 1: 0; 2010 Qtr 2: 0; 2010 Qtr 3: 0; 2010 Qtr 4: 0; 2011 Qtr 1: 0; 2011 Qtr 2: 0; 2011 Qtr 3: 0; 2011 Qtr 4: 0 | 4
0 | 267040-Residential Condensor Coil Cleaning Resid SF CZ10 VintAll |  | System | Residential | 26-SFM-ResidentialSingleFamily-SP_COOL | 0 |  |  |  |  | 50 | 50 | 0 | 0 | 0 | 0 | 270 |  | kWh | 0.3564 | 0 | Residential | [7 empty] | 3 | 0.78 |  |  |  | 1 | 1 | 0 | 0 | 0 | 0 | 0 | 0 | 0 | 0 | 0 | 0 | 2009 Qtr 1: 0; 2009 Qtr 2: 0; 2009 Qtr 3: 0; 2009 Qtr 4: 1; 2010 Qtr 1: 0; 2010 Qtr 2: 0; 2010 Qtr 3: 0; 2010 Qtr 4: 0; 2011 Qtr 1: 0; 2011 Qtr 2: 0; 2011 Qtr 3: 0; 2011 Qtr 4: 0 | 1
0 | 267001-High Refrigerant Charge Adjustment (>= ±20% rated charge) Resid SFCZ10 Vint03 |  | System | Residential | 26-SFM-ResidentialSingleFamily-SP_COOL | 0 |  |  |  |  | 65 | 71.5 | 0 | 0 | 0 | -6.5 | 248.449 |  | kWh | 0.18306 | -0.066637 | Residential |  | Winter Only | [5 empty] | 10 | 0.78 |  |  |  | 1 | 3 | 0 | 0 | 0 | 0 | 0 | 0 | 0 | 0 | 0 | 0 | 2009 Qtr 1: 0; 2009 Qtr 2: 0; 2009 Qtr 3: 0; 2009 Qtr 4: 3; 2010 Qtr 1: 0; 2010 Qtr 2: 0; 2010 Qtr 3: 0; 2010 Qtr 4: 0; 2011 Qtr 1: 0; 2011 Qtr 2: 0; 2011 Qtr 3: 0; 2011 Qtr 4: 0 | 3
0 | 267040-Residential Condensor Coil Cleaning Resid SF CZ10 VintAll |  | System | Residential | 26-SFM-ResidentialSingleFamily-SP_COOL | 0 |  |  |  |  | 50 | 50 | 0 | 0 | 0 | 0 | 270 |  | kWh | 0.3564 | 0 | Residential | [7 empty] | 3 | 0.78 |  |  |  | 1 | 1 | 0 | 0 | 0 | 0 | 0 | 0 | 0 | 0 | 0 | 0 | 2009 Qtr 1: 0; 2009 Qtr 2: 0; 2009 Qtr 3: 0; 2009 Qtr 4: 1; 2010 Qtr 1: 0; 2010 Qtr 2: 0; 2010 Qtr 3: 0; 2010 Qtr 4: 0; 2011 Qtr 1: 0; 2011 Qtr 2: 0; 2011 Qtr 3: 0; 2011 Qtr 4: 0 | 1
0 | 267040-Residential Condensor Coil Cleaning Resid SF CZ10 VintAll |  | System | Residential | 26-SFM-ResidentialSingleFamily-SP_COOL | 0 |  |  |  |  | 50 | 50 | 0 | 0 | 0 | 0 | 270 |  | kWh | 0.3564 | 0 | Residential | [7 empty] | 3 | 0.78 |  |  |  | 1 | 1 | 0 | 0 | 0 | 0 | 0 | 0 | 0 | 0 | 0 | 0 | 2009 Qtr 1: 0; 2009 Qtr 2: 0; 2009 Qtr 3: 0; 2009 Qtr 4: 1; 2010 Qtr 1: 0; 2010 Qtr 2: 0; 2010 Qtr 3: 0; 2010 Qtr 4: 0; 2011 Qtr 1: 0; 2011 Qtr 2: 0; 2011 Qtr 3: 0; 2011 Qtr 4: 0 | 1
0 | 267040-Residential Condensor Coil Cleaning Resid SF CZ10 VintAll |  | System | Residential | 26-SFM-ResidentialSingleFamily-SP_COOL | 0 |  |  |  |  | 50 | 50 | 0 | 0 | 0 | 0 | 270 |  | kWh | 0.3564 | 0 | Residential | [7 empty] | 3 | 0.78 |  |  |  | 1 | 1 | 0 | 0 | 0 | 0 | 0 | 0 | 0 | 0 | 0 | 0 | 2009 Qtr 1: 0; 2009 Qtr 2: 0; 2009 Qtr 3: 0; 2009 Qtr 4: 1; 2010 Qtr 1: 0; 2010 Qtr 2: 0; 2010 Qtr 3: 0; 2010 Qtr 4: 0; 2011 Qtr 1: 0; 2011 Qtr 2: 0; 2011 Qtr 3: 0; 2011 Qtr 4: 0 | 1
0 | 267001-High Refrigerant Charge Adjustment (>= ±20% rated charge) Resid SFCZ10 Vint03 |  | System | Residential | 26-SFM-ResidentialSingleFamily-SP_COOL | 0 |  |  |  |  | 65 | 89.375 | 0 | 0 | 0 | -24.375 | 248.449 |  | kWh | 0.18306 | -0.066637 | Residential |  | Winter Only | [5 empty] | 10 | 0.78 |  |  |  | 1 | 2 | 0 | 0 | 0 | 0 | 0 | 0 | 0 | 0 | 0 | 0 | 2009 Qtr 1: 0; 2009 Qtr 2: 0; 2009 Qtr 3: 0; 2009 Qtr 4: 2; 2010 Qtr 1: 0; 2010 Qtr 2: 0; 2010 Qtr 3: 0; 2010 Qtr 4: 0; 2011 Qtr 1: 0; 2011 Qtr 2: 0; 2011 Qtr 3: 0; 2011 Qtr 4: 0 | 2
0 | 267040-Residential Condensor Coil Cleaning Resid SF CZ10 VintAll |  | System | Residential | 26-SFM-ResidentialSingleFamily-SP_COOL | 0 |  |  |  |  | 50 | 50 | 0 | 0 | 0 | 0 | 270 |  | kWh | 0.3564 | 0 | Residential | [7 empty] | 3 | 0.78 |  |  |  | 1 | 1 | 0 | 0 | 0 | 0 | 0 | 0 | 0 | 0 | 0 | 0 | 2009 Qtr 1: 0; 2009 Qtr 2: 0; 2009 Qtr 3: 0; 2009 Qtr 4: 1; 2010 Qtr 1: 0; 2010 Qtr 2: 0; 2010 Qtr 3: 0; 2010 Qtr 4: 0; 2011 Qtr 1: 0; 2011 Qtr 2: 0; 2011 Qtr 3: 0; 2011 Qtr 4: 0 | 1
0 | 267040-Residential Condensor Coil Cleaning Resid SF CZ10 VintAll |  | System | Residential | 26-SFM-ResidentialSingleFamily-SP_COOL | 0 |  |  |  |  | 50 | 50 | 0 | 0 | 0 | 0 | 270 |  | kWh | 0.3564 | 0 | Residential | [7 empty] | 3 | 0.78 |  |  |  | 1 | 1 | 0 | 0 | 0 | 0 | 0 | 0 | 0 | 0 | 0 | 0 | 2009 Qtr 1: 0; 2009 Qtr 2: 0; 2009 Qtr 3: 0; 2009 Qtr 4: 1; 2010 Qtr 1: 0; 2010 Qtr 2: 0; 2010 Qtr 3: 0; 2010 Qtr 4: 0; 2011 Qtr 1: 0; 2011 Qtr 2: 0; 2011 Qtr 3: 0; 2011 Qtr 4: 0 | 1
0 | 267001-High Refrigerant Charge Adjustment (>= ±20% rated charge) Resid SFCZ10 Vint03 |  | System | Residential | 26-SFM-ResidentialSingleFamily-SP_COOL | 0 |  |  |  |  | 65 | 71.5 | 0 | 0 | 0 | -6.5 | 248.449 |  | kWh | 0.18306 | -0.066637 | Residential |  | Winter Only | [5 empty] | 10 | 0.78 |  |  |  | 1 | 2 | 0 | 0 | 0 | 0 | 0 | 0 | 0 | 0 | 0 | 0 | 2009 Qtr 1: 0; 2009 Qtr 2: 0; 2009 Qtr 3: 0; 2009 Qtr 4: 2; 2010 Qtr 1: 0; 2010 Qtr 2: 0; 2010 Qtr 3: 0; 2010 Qtr 4: 0; 2011 Qtr 1: 0; 2011 Qtr 2: 0; 2011 Qtr 3: 0; 2011 Qtr 4: 0 | 2
0 | 267040-Residential Condensor Coil Cleaning Resid SF CZ10 VintAll |  | System | Residential | 26-SFM-ResidentialSingleFamily-SP_COOL | 0 |  |  |  |  | 50 | 50 | 0 | 0 | 0 | 0 | 270 |  | kWh | 0.3564 | 0 | Residential | [7 empty] | 3 | 0.78 |  |  |  | 1 | 1 | 0 | 0 | 0 | 0 | 0 | 0 | 0 | 0 | 0 | 0 | 2009 Qtr 1: 0; 2009 Qtr 2: 0; 2009 Qtr 3: 0; 2009 Qtr 4: 1; 2010 Qtr 1: 0; 2010 Qtr 2: 0; 2010 Qtr 3: 0; 2010 Qtr 4: 0; 2011 Qtr 1: 0; 2011 Qtr 2: 0; 2011 Qtr 3: 0; 2011 Qtr 4: 0 | 1
0 | 267002-High Refrigerant Charge Adjustment (>= ±20% rated charge) Resid SF CZ10 Vint04 |  | System | Residential | 26-SFM-ResidentialSingleFamily-SP_COOL | 0 |  |  |  |  | 65 | 71.5 | 0 | 0 | 0 | -6.5 | 205.771 |  | kWh | 0.22808 | -0.078078 | Residential |  | Winter Only | [5 empty] | 10 | 0.78 |  |  |  | 1 | 3 | 0 | 0 | 0 | 0 | 0 | 0 | 0 | 0 | 0 | 0 | 2009 Qtr 1: 0; 2009 Qtr 2: 0; 2009 Qtr 3: 0; 2009 Qtr 4: 3; 2010 Qtr 1: 0; 2010 Qtr 2: 0; 2010 Qtr 3: 0; 2010 Qtr 4: 0; 2011 Qtr 1: 0; 2011 Qtr 2: 0; 2011 Qtr 3: 0; 2011 Qtr 4: 0 | 3
0 | 267040-Residential Condensor Coil Cleaning Resid SF CZ10 VintAll |  | System | Residential | 26-SFM-ResidentialSingleFamily-SP_COOL | 0 |  |  |  |  | 50 | 50 | 0 | 0 | 0 | 0 | 270 |  | kWh | 0.3564 | 0 | Residential | [7 empty] | 3 | 0.78 |  |  |  | 1 | 1 | 0 | 0 | 0 | 0 | 0 | 0 | 0 | 0 | 0 | 0 | 2009 Qtr 1: 0; 2009 Qtr 2: 0; 2009 Qtr 3: 0; 2009 Qtr 4: 1; 2010 Qtr 1: 0; 2010 Qtr 2: 0; 2010 Qtr 3: 0; 2010 Qtr 4: 0; 2011 Qtr 1: 0; 2011 Qtr 2: 0; 2011 Qtr 3: 0; 2011 Qtr 4: 0 | 1
0 | 267040-Residential Condensor Coil Cleaning Resid SF CZ10 VintAll |  | System | Residential | 26-SFM-ResidentialSingleFamily-SP_COOL | 0 |  |  |  |  | 50 | 50 | 0 | 0 | 0 | 0 | 270 |  | kWh | 0.3564 | 0 | Residential | [7 empty] | 3 | 0.78 |  |  |  | 1 | 1 | 0 | 0 | 0 | 0 | 0 | 0 | 0 | 0 | 0 | 0 | 2009 Qtr 1: 0; 2009 Qtr 2: 0; 2009 Qtr 3: 0; 2009 Qtr 4: 1; 2010 Qtr 1: 0; 2010 Qtr 2: 0; 2010 Qtr 3: 0; 2010 Qtr 4: 0; 2011 Qtr 1: 0; 2011 Qtr 2: 0; 2011 Qtr 3: 0; 2011 Qtr 4: 0 | 1
0 | 267009-Duct Sealing (Total Leakage Reduced from 40% of AHU flow to 12%) Resid SF CZ10 Vint03 |  | System | Residential | 26-SFM-ResidentialSingleFamily-SP_COOL | 0 |  |  |  |  | 106.2381 | 300 | 0 | 0 | 0 | -193.7619 | 234.764 |  | kWh | 0.17708 | 21.4199 | Residential |  | Winter Only | [5 empty] | 18 | 0.78 |  |  |  | 0.5 | 1 | 0 | 0 | 0 | 0 | 0 | 0 | 0 | 0 | 0 | 0 | 2009 Qtr 1: 0; 2009 Qtr 2: 0; 2009 Qtr 3: 0; 2009 Qtr 4: 1; 2010 Qtr 1: 0; 2010 Qtr 2: 0; 2010 Qtr 3: 0; 2010 Qtr 4: 0; 2011 Qtr 1: 0; 2011 Qtr 2: 0; 2011 Qtr 3: 0; 2011 Qtr 4: 0 | 1
0 | 267009-Duct Sealing (Total Leakage Reduced from 40% of AHU flow to 12%) Resid SF CZ10 Vint03 |  | System | Residential | 26-SFM-ResidentialSingleFamily-SP_COOL | 0 |  |  |  |  | 106.2381 | 280 | 0 | 0 | 0 | -173.7619 | 234.764 |  | kWh | 0.17708 | 21.4199 | Residential |  | Winter Only | [5 empty] | 18 | 0.78 |  |  |  | 0.5 | 1 | 0 | 0 | 0 | 0 | 0 | 0 | 0 | 0 | 0 | 0 | 2009 Qtr 1: 0; 2009 Qtr 2: 0; 2009 Qtr 3: 0; 2009 Qtr 4: 1; 2010 Qtr 1: 0; 2010 Qtr 2: 0; 2010 Qtr 3: 0; 2010 Qtr 4: 0; 2011 Qtr 1: 0; 2011 Qtr 2: 0; 2011 Qtr 3: 0; 2011 Qtr 4: 0 | 1
0 | 267009-Duct Sealing (Total Leakage Reduced from 40% of AHU flow to 12%) Resid SF CZ10 Vint03 |  | System | Residential | 26-SFM-ResidentialSingleFamily-SP_COOL | 0 |  |  |  |  | 106.2381 | 300 | 0 | 0 | 0 | -193.7619 | 234.764 |  | kWh | 0.17708 | 21.4199 | Residential |  | Winter Only | [5 empty] | 18 | 0.78 |  |  |  | 0.5 | 1 | 0 | 0 | 0 | 0 | 0 | 0 | 0 | 0 | 0 | 0 | 2009 Qtr 1: 0; 2009 Qtr 2: 0; 2009 Qtr 3: 0; 2009 Qtr 4: 1; 2010 Qtr 1: 0; 2010 Qtr 2: 0; 2010 Qtr 3: 0; 2010 Qtr 4: 0; 2011 Qtr 1: 0; 2011 Qtr 2: 0; 2011 Qtr 3: 0; 2011 Qtr 4: 0 | 1
0 | 267009-Duct Sealing (Total Leakage Reduced from 40% of AHU flow to 12%) Resid SF CZ10 Vint03 |  | System | Residential | 26-SFM-ResidentialSingleFamily-SP_COOL | 0 |  |  |  |  | 106.2381 | 340 | 0 | 0 | 0 | -233.7619 | 234.764 |  | kWh | 0.17708 | 21.4199 | Residential |  | Winter Only | [5 empty] | 18 | 0.78 |  |  |  | 0.5 | 1 | 0 | 0 | 0 | 0 | 0 | 0 | 0 | 0 | 0 | 0 | 2009 Qtr 1: 0; 2009 Qtr 2: 0; 2009 Qtr 3: 0; 2009 Qtr 4: 1; 2010 Qtr 1: 0; 2010 Qtr 2: 0; 2010 Qtr 3: 0; 2010 Qtr 4: 0; 2011 Qtr 1: 0; 2011 Qtr 2: 0; 2011 Qtr 3: 0; 2011 Qtr 4: 0 | 1
0 | 267010-Duct Sealing (Total Leakage Reduced from 40% of AHU flow to 12%) Resid SF CZ10 Vint04 |  | System | Residential | 26-SFM-ResidentialSingleFamily-SP_COOL | 0 |  |  |  |  | 106.8728 | 280 | 0 | 0 | 0 | -173.1272 | 181.333 |  | kWh | 0.24097 | 10.7341 | Residential |  | Winter Only | [5 empty] | 18 | 0.78 |  |  |  | 0 | 1 | 0 | 0 | 0 | 0 | 0 | 0 | 0 | 0 | 0 | 0 | 2009 Qtr 1: 0; 2009 Qtr 2: 0; 2009 Qtr 3: 0; 2009 Qtr 4: 1; 2010 Qtr 1: 0; 2010 Qtr 2: 0; 2010 Qtr 3: 0; 2010 Qtr 4: 0; 2011 Qtr 1: 0; 2011 Qtr 2: 0; 2011 Qtr 3: 0; 2011 Qtr 4: 0 | 1
0 | 267009-Duct Sealing (Total Leakage Reduced from 40% of AHU flow to 12%) Resid SF CZ10 Vint03 |  | System | Residential | 26-SFM-ResidentialSingleFamily-SP_COOL | 0 |  |  |  |  | 106.2381 | 300 | 0 | 0 | 0 | -193.7619 | 234.764 |  | kWh | 0.17708 | 21.4199 | Residential |  | Winter Only | [5 empty] | 18 | 0.78 |  |  |  | 0.5 | 1 | 0 | 0 | 0 | 0 | 0 | 0 | 0 | 0 | 0 | 0 | 2009 Qtr 1: 0; 2009 Qtr 2: 0; 2009 Qtr 3: 0; 2009 Qtr 4: 1; 2010 Qtr 1: 0; 2010 Qtr 2: 0; 2010 Qtr 3: 0; 2010 Qtr 4: 0; 2011 Qtr 1: 0; 2011 Qtr 2: 0; 2011 Qtr 3: 0; 2011 Qtr 4: 0 | 1
0 | 267010-Duct Sealing (Total Leakage Reduced from 40% of AHU flow to 12%) Resid SF CZ10 Vint04 |  | System | Residential | 26-SFM-ResidentialSingleFamily-SP_COOL | 0 |  |  |  |  | 106.8728 | 300 | 0 | 0 | 0 | -193.1272 | 181.333 |  | kWh | 0.24097 | 10.7341 | Residential |  | Winter Only | [5 empty] | 18 | 0.78 |  |  |  | 0 | 1 | 0 | 0 | 0 | 0 | 0 | 0 | 0 | 0 | 0 | 0 | 2009 Qtr 1: 0; 2009 Qtr 2: 0; 2009 Qtr 3: 0; 2009 Qtr 4: 1; 2010 Qtr 1: 0; 2010 Qtr 2: 0; 2010 Qtr 3: 0; 2010 Qtr 4: 0; 2011 Qtr 1: 0; 2011 Qtr 2: 0; 2011 Qtr 3: 0; 2011 Qtr 4: 0 | 1
0 | 267009-Duct Sealing (Total Leakage Reduced from 40% of AHU flow to 12%) Resid SF CZ10 Vint03 |  | System | Residential | 26-SFM-ResidentialSingleFamily-SP_COOL | 0 |  |  |  |  | 106.2381 | 240 | 0 | 0 | 0 | -133.7619 | 234.764 |  | kWh | 0.17708 | 21.4199 | Residential |  | Winter Only | [5 empty] | 18 | 0.78 |  |  |  | 0.5 | 1 | 0 | 0 | 0 | 0 | 0 | 0 | 0 | 0 | 0 | 0 | 2009 Qtr 1: 0; 2009 Qtr 2: 0; 2009 Qtr 3: 0; 2009 Qtr 4: 1; 2010 Qtr 1: 0; 2010 Qtr 2: 0; 2010 Qtr 3: 0; 2010 Qtr 4: 0; 2011 Qtr 1: 0; 2011 Qtr 2: 0; 2011 Qtr 3: 0; 2011 Qtr 4: 0 | 1
0 | 267009-Duct Sealing (Total Leakage Reduced from 40% of AHU flow to 12%) Resid SF CZ10 Vint03 |  | System | Residential | 26-SFM-ResidentialSingleFamily-SP_COOL | 0 |  |  |  |  | 106.2381 | 260 | 0 | 0 | 0 | -153.7619 | 234.764 |  | kWh | 0.17708 | 21.4199 | Residential |  | Winter Only | [5 empty] | 18 | 0.78 |  |  |  | 0.5 | 1 | 0 | 0 | 0 | 0 | 0 | 0 | 0 | 0 | 0 | 0 | 2009 Qtr 1: 0; 2009 Qtr 2: 0; 2009 Qtr 3: 0; 2009 Qtr 4: 1; 2010 Qtr 1: 0; 2010 Qtr 2: 0; 2010 Qtr 3: 0; 2010 Qtr 4: 0; 2011 Qtr 1: 0; 2011 Qtr 2: 0; 2011 Qtr 3: 0; 2011 Qtr 4: 0 | 1
0 | 267010-Duct Sealing (Total Leakage Reduced from 40% of AHU flow to 12%) Resid SF CZ10 Vint04 |  | System | Residential | 26-SFM-ResidentialSingleFamily-SP_COOL | 0 |  |  |  |  | 106.8728 | 332 | 0 | 0 | 0 | -225.1272 | 181.333 |  | kWh | 0.24097 | 10.7341 | Residential |  | Winter Only | [5 empty] | 18 | 0.78 |  |  |  | 0 | 1 | 0 | 0 | 0 | 0 | 0 | 0 | 0 | 0 | 0 | 0 | 2009 Qtr 1: 0; 2009 Qtr 2: 0; 2009 Qtr 3: 0; 2009 Qtr 4: 1; 2010 Qtr 1: 0; 2010 Qtr 2: 0; 2010 Qtr 3: 0; 2010 Qtr 4: 0; 2011 Qtr 1: 0; 2011 Qtr 2: 0; 2011 Qtr 3: 0; 2011 Qtr 4: 0 | 1
0 | 267009-Duct Sealing (Total Leakage Reduced from 40% of AHU flow to 12%) Resid SF CZ10 Vint03 |  | System | Residential | 26-SFM-ResidentialSingleFamily-SP_COOL | 0 |  |  |  |  | 106.2381 | 360 | 0 | 0 | 0 | -253.7619 | 234.764 |  | kWh | 0.17708 | 21.4199 | Residential |  | Winter Only | [5 empty] | 18 | 0.78 |  |  |  | 0.5 | 1 | 0 | 0 | 0 | 0 | 0 | 0 | 0 | 0 | 0 | 0 | 2009 Qtr 1: 0; 2009 Qtr 2: 0; 2009 Qtr 3: 0; 2009 Qtr 4: 1; 2010 Qtr 1: 0; 2010 Qtr 2: 0; 2010 Qtr 3: 0; 2010 Qtr 4: 0; 2011 Qtr 1: 0; 2011 Qtr 2: 0; 2011 Qtr 3: 0; 2011 Qtr 4: 0 | 1
0 | 267009-Duct Sealing (Total Leakage Reduced from 40% of AHU flow to 12%) Resid SF CZ10 Vint03 |  | System | Residential | 26-SFM-ResidentialSingleFamily-SP_COOL | 0 |  |  |  |  | 106.2381 | 340 | 0 | 0 | 0 | -233.7619 | 234.764 |  | kWh | 0.17708 | 21.4199 | Residential |  | Winter Only | [5 empty] | 18 | 0.78 |  |  |  | 0.5 | 1 | 0 | 0 | 0 | 0 | 0 | 0 | 0 | 0 | 0 | 0 | 2009 Qtr 1: 0; 2009 Qtr 2: 0; 2009 Qtr 3: 0; 2009 Qtr 4: 1; 2010 Qtr 1: 0; 2010 Qtr 2: 0; 2010 Qtr 3: 0; 2010 Qtr 4: 0; 2011 Qtr 1: 0; 2011 Qtr 2: 0; 2011 Qtr 3: 0; 2011 Qtr 4: 0 | 1
0 | 267029-Commercial HVAC Diagnostic/Tune-up Com All CZ07 VintAll |  | System | Commercial | 01-ALC-AllCommercial-Cooling | 0 |  |  |  |  | 72.1918 | 82.5373 | 0 | 0 | 0 | -10.3455 | 60.0094 |  | kWh | 0.046765 | 0 | Commercial | [7 empty] | 10 | 0.85 |  |  |  | 1 | 6.03 | 0 | 0 | 0 | 0 | 0 | 0 | 0 | 0 | 0 | 0 | 2009 Qtr 1: 0; 2009 Qtr 2: 0; 2009 Qtr 3: 0; 2009 Qtr 4: 6.03; 2010 Qtr 1: 0; 2010 Qtr 2: 0; 2010 Qtr 3: 0; 2010 Qtr 4: 0; 2011 Qtr 1: 0; 2011 Qtr 2: 0; 2011 Qtr 3: 0; 2011 Qtr 4: 0 | 6.03
0 | 267044-Commercial Condensor Coil Cleaning (all units - savings at 50% of DEER) Com All CZ07 VintAll |  | System | Commercial | 01-ALC-AllCommercial-Cooling | 0 |  |  |  |  | 9.9998 | 10 | 0 | 0 | 0 | -0.0002249 | 60 |  | kWh | 0.047 | 0 | Commercial | [7 empty] | 3 | 0.78 |  |  |  | 1 | 9 | 0 | 0 | 0 | 0 | 0 | 0 | 0 | 0 | 0 | 0 | 2009 Qtr 1: 0; 2009 Qtr 2: 0; 2009 Qtr 3: 0; 2009 Qtr 4: 9; 2010 Qtr 1: 0; 2010 Qtr 2: 0; 2010 Qtr 3: 0; 2010 Qtr 4: 0; 2011 Qtr 1: 0; 2011 Qtr 2: 0; 2011 Qtr 3: 0; 2011 Qtr 4: 0 | 9
0 | 267002-High Refrigerant Charge Adjustment (>= ±20% rated charge) Resid SF CZ10 Vint04 |  | System | Residential | 26-SFM-ResidentialSingleFamily-SP_COOL | 0 |  |  |  |  | 65 | 71.5 | 0 | 0 | 0 | -6.5 | 205.771 |  | kWh | 0.22808 | -0.078078 | Residential |  | Winter Only | [5 empty] | 10 | 0.78 |  |  |  | 1 | 3 | 0 | 0 | 0 | 0 | 0 | 0 | 0 | 0 | 0 | 0 | 2009 Qtr 1: 0; 2009 Qtr 2: 0; 2009 Qtr 3: 0; 2009 Qtr 4: 3; 2010 Qtr 1: 0; 2010 Qtr 2: 0; 2010 Qtr 3: 0; 2010 Qtr 4: 0; 2011 Qtr 1: 0; 2011 Qtr 2: 0; 2011 Qtr 3: 0; 2011 Qtr 4: 0 | 3
0 | 267040-Residential Condensor Coil Cleaning Resid SF CZ10 VintAll |  | System | Residential | 26-SFM-ResidentialSingleFamily-SP_COOL | 0 |  |  |  |  | 50 | 50 | 0 | 0 | 0 | 0 | 270 |  | kWh | 0.3564 | 0 | Residential | [7 empty] | 3 | 0.78 |  |  |  | 1 | 1 | 0 | 0 | 0 | 0 | 0 | 0 | 0 | 0 | 0 | 0 | 2009 Qtr 1: 0; 2009 Qtr 2: 0; 2009 Qtr 3: 0; 2009 Qtr 4: 1; 2010 Qtr 1: 0; 2010 Qtr 2: 0; 2010 Qtr 3: 0; 2010 Qtr 4: 0; 2011 Qtr 1: 0; 2011 Qtr 2: 0; 2011 Qtr 3: 0; 2011 Qtr 4: 0 | 1
0 | 267002-High Refrigerant Charge Adjustment (>= ±20% rated charge) Resid SF CZ10 Vint04 |  | System | Residential | 26-SFM-ResidentialSingleFamily-SP_COOL | 0 |  |  |  |  | 65 | 89.375 | 0 | 0 | 0 | -24.375 | 205.771 |  | kWh | 0.22808 | -0.078078 | Residential |  | Winter Only | [5 empty] | 10 | 0.78 |  |  |  | 1 | 2 | 0 | 0 | 0 | 0 | 0 | 0 | 0 | 0 | 0 | 0 | 2009 Qtr 1: 0; 2009 Qtr 2: 0; 2009 Qtr 3: 0; 2009 Qtr 4: 2; 2010 Qtr 1: 0; 2010 Qtr 2: 0; 2010 Qtr 3: 0; 2010 Qtr 4: 0; 2011 Qtr 1: 0; 2011 Qtr 2: 0; 2011 Qtr 3: 0; 2011 Qtr 4: 0 | 2
0 | 267040-Residential Condensor Coil Cleaning Resid SF CZ10 VintAll |  | System | Residential | 26-SFM-ResidentialSingleFamily-SP_COOL | 0 |  |  |  |  | 50 | 50 | 0 | 0 | 0 | 0 | 270 |  | kWh | 0.3564 | 0 | Residential | [7 empty] | 3 | 0.78 |  |  |  | 1 | 1 | 0 | 0 | 0 | 0 | 0 | 0 | 0 | 0 | 0 | 0 | 2009 Qtr 1: 0; 2009 Qtr 2: 0; 2009 Qtr 3: 0; 2009 Qtr 4: 1; 2010 Qtr 1: 0; 2010 Qtr 2: 0; 2010 Qtr 3: 0; 2010 Qtr 4: 0; 2011 Qtr 1: 0; 2011 Qtr 2: 0; 2011 Qtr 3: 0; 2011 Qtr 4: 0 | 1
0 | 267029-Commercial HVAC Diagnostic/Tune-up Com All CZ07 VintAll |  | System | Commercial | 01-ALC-AllCommercial-Cooling | 0 |  |  |  |  | 72.1918 | 82.5373 | 0 | 0 | 0 | -10.3455 | 60.0094 |  | kWh | 0.046765 | 0 | Commercial | [7 empty] | 10 | 0.85 |  |  |  | 1 | 2.01 | 0 | 0 | 0 | 0 | 0 | 0 | 0 | 0 | 0 | 0 | 2009 Qtr 1: 0; 2009 Qtr 2: 0; 2009 Qtr 3: 0; 2009 Qtr 4: 2.01; 2010 Qtr 1: 0; 2010 Qtr 2: 0; 2010 Qtr 3: 0; 2010 Qtr 4: 0; 2011 Qtr 1: 0; 2011 Qtr 2: 0; 2011 Qtr 3: 0; 2011 Qtr 4: 0 | 2.01
0 | 267044-Commercial Condensor Coil Cleaning (all units - savings at 50% of DEER) Com All CZ07 VintAll |  | System | Commercial | 01-ALC-AllCommercial-Cooling | 0 |  |  |  |  | 9.9998 | 10 | 0 | 0 | 0 | -0.0002249 | 60 |  | kWh | 0.047 | 0 | Commercial | [7 empty] | 3 | 0.78 |  |  |  | 1 | 3 | 0 | 0 | 0 | 0 | 0 | 0 | 0 | 0 | 0 | 0 | 2009 Qtr 1: 0; 2009 Qtr 2: 0; 2009 Qtr 3: 0; 2009 Qtr 4: 3; 2010 Qtr 1: 0; 2010 Qtr 2: 0; 2010 Qtr 3: 0; 2010 Qtr 4: 0; 2011 Qtr 1: 0; 2011 Qtr 2: 0; 2011 Qtr 3: 0; 2011 Qtr 4: 0 | 3
0 | 267029-Commercial HVAC Diagnostic/Tune-up Com All CZ07 VintAll |  | System | Commercial | 01-ALC-AllCommercial-Cooling | 0 |  |  |  |  | 72.1918 | 103.1716 | 0 | 0 | 0 | -30.9799 | 60.0094 |  | kWh | 0.046765 | 0 | Commercial | [7 empty] | 10 | 0.85 |  |  |  | 1 | 1.34 | 0 | 0 | 0 | 0 | 0 | 0 | 0 | 0 | 0 | 0 | 2009 Qtr 1: 0; 2009 Qtr 2: 0; 2009 Qtr 3: 0; 2009 Qtr 4: 1.34; 2010 Qtr 1: 0; 2010 Qtr 2: 0; 2010 Qtr 3: 0; 2010 Qtr 4: 0; 2011 Qtr 1: 0; 2011 Qtr 2: 0; 2011 Qtr 3: 0; 2011 Qtr 4: 0 | 1.34
0 | 267044-Commercial Condensor Coil Cleaning (all units - savings at 50% of DEER) Com All CZ07 VintAll |  | System | Commercial | 01-ALC-AllCommercial-Cooling | 0 |  |  |  |  | 9.9998 | 12.5 | 0 | 0 | 0 | -2.5002 | 60 |  | kWh | 0.047 | 0 | Commercial | [7 empty] | 3 | 0.78 |  |  |  | 1 | 2 | 0 | 0 | 0 | 0 | 0 | 0 | 0 | 0 | 0 | 0 | 2009 Qtr 1: 0; 2009 Qtr 2: 0; 2009 Qtr 3: 0; 2009 Qtr 4: 2; 2010 Qtr 1: 0; 2010 Qtr 2: 0; 2010 Qtr 3: 0; 2010 Qtr 4: 0; 2011 Qtr 1: 0; 2011 Qtr 2: 0; 2011 Qtr 3: 0; 2011 Qtr 4: 0 | 2
0 | 267029-Commercial HVAC Diagnostic/Tune-up Com All CZ07 VintAll |  | System | Commercial | 01-ALC-AllCommercial-Cooling | 0 |  |  |  |  | 72.1918 | 82.5373 | 0 | 0 | 0 | -10.3455 | 60.0094 |  | kWh | 0.046765 | 0 | Commercial | [7 empty] | 10 | 0.85 |  |  |  | 1 | 2.68 | 0 | 0 | 0 | 0 | 0 | 0 | 0 | 0 | 0 | 0 | 2009 Qtr 1: 0; 2009 Qtr 2: 0; 2009 Qtr 3: 0; 2009 Qtr 4: 2.68; 2010 Qtr 1: 0; 2010 Qtr 2: 0; 2010 Qtr 3: 0; 2010 Qtr 4: 0; 2011 Qtr 1: 0; 2011 Qtr 2: 0; 2011 Qtr 3: 0; 2011 Qtr 4: 0 | 2.68
0 | 267044-Commercial Condensor Coil Cleaning (all units - savings at 50% of DEER) Com All CZ07 VintAll |  | System | Commercial | 01-ALC-AllCommercial-Cooling | 0 |  |  |  |  | 9.9998 | 10 | 0 | 0 | 0 | -0.0002249 | 60 |  | kWh | 0.047 | 0 | Commercial | [7 empty] | 3 | 0.78 |  |  |  | 1 | 4 | 0 | 0 | 0 | 0 | 0 | 0 | 0 | 0 | 0 | 0 | 2009 Qtr 1: 0; 2009 Qtr 2: 0; 2009 Qtr 3: 0; 2009 Qtr 4: 4; 2010 Qtr 1: 0; 2010 Qtr 2: 0; 2010 Qtr 3: 0; 2010 Qtr 4: 0; 2011 Qtr 1: 0; 2011 Qtr 2: 0; 2011 Qtr 3: 0; 2011 Qtr 4: 0 | 4
0 | 267029-Commercial HVAC Diagnostic/Tune-up Com All CZ07 VintAll |  | System | Commercial | 01-ALC-AllCommercial-Cooling | 0 |  |  |  |  | 72.1918 | 123.806 | 0 | 0 | 0 | -51.6142 | 60.0094 |  | kWh | 0.046765 | 0 | Commercial | [7 empty] | 10 | 0.85 |  |  |  | 1 | 0.67 | 0 | 0 | 0 | 0 | 0 | 0 | 0 | 0 | 0 | 0 | 2009 Qtr 1: 0; 2009 Qtr 2: 0; 2009 Qtr 3: 0; 2009 Qtr 4: 0.67; 2010 Qtr 1: 0; 2010 Qtr 2: 0; 2010 Qtr 3: 0; 2010 Qtr 4: 0; 2011 Qtr 1: 0; 2011 Qtr 2: 0; 2011 Qtr 3: 0; 2011 Qtr 4: 0 | 0.67
0 | 267044-Commercial Condensor Coil Cleaning (all units - savings at 50% of DEER) Com All CZ07 VintAll |  | System | Commercial | 01-ALC-AllCommercial-Cooling | 0 |  |  |  |  | 9.9998 | 15 | 0 | 0 | 0 | -5.0002 | 60 |  | kWh | 0.047 | 0 | Commercial | [7 empty] | 3 | 0.78 |  |  |  | 1 | 1 | 0 | 0 | 0 | 0 | 0 | 0 | 0 | 0 | 0 | 0 | 2009 Qtr 1: 0; 2009 Qtr 2: 0; 2009 Qtr 3: 0; 2009 Qtr 4: 1; 2010 Qtr 1: 0; 2010 Qtr 2: 0; 2010 Qtr 3: 0; 2010 Qtr 4: 0; 2011 Qtr 1: 0; 2011 Qtr 2: 0; 2011 Qtr 3: 0; 2011 Qtr 4: 0 | 1
0 | 267044-Commercial Condensor Coil Cleaning (all units - savings at 50% of DEER) Com All CZ07 VintAll |  | System | Commercial | 01-ALC-AllCommercial-Cooling | 0 |  |  |  |  | 9.9998 | 10 | 0 | 0 | 0 | -0.0002249 | 60 |  | kWh | 0.047 | 0 | Commercial | [7 empty] | 3 | 0.78 |  |  |  | 1 | 3 | 0 | 0 | 0 | 0 | 0 | 0 | 0 | 0 | 0 | 0 | 2009 Qtr 1: 0; 2009 Qtr 2: 0; 2009 Qtr 3: 0; 2009 Qtr 4: 3; 2010 Qtr 1: 0; 2010 Qtr 2: 0; 2010 Qtr 3: 0; 2010 Qtr 4: 0; 2011 Qtr 1: 0; 2011 Qtr 2: 0; 2011 Qtr 3: 0; 2011 Qtr 4: 0 | 3
0 | 267029-Commercial HVAC Diagnostic/Tune-up Com All CZ07 VintAll |  | System | Commercial | 01-ALC-AllCommercial-Cooling | 0 |  |  |  |  | 72.1918 | 82.5373 | 0 | 0 | 0 | -10.3455 | 60.0094 |  | kWh | 0.046765 | 0 | Commercial | [7 empty] | 10 | 0.85 |  |  |  | 1 | 2.01 | 0 | 0 | 0 | 0 | 0 | 0 | 0 | 0 | 0 | 0 | 2009 Qtr 1: 0; 2009 Qtr 2: 0; 2009 Qtr 3: 0; 2009 Qtr 4: 2.01; 2010 Qtr 1: 0; 2010 Qtr 2: 0; 2010 Qtr 3: 0; 2010 Qtr 4: 0; 2011 Qtr 1: 0; 2011 Qtr 2: 0; 2011 Qtr 3: 0; 2011 Qtr 4: 0 | 2.01
0 | 267044-Commercial Condensor Coil Cleaning (all units - savings at 50% of DEER) Com All CZ07 VintAll |  | System | Commercial | 01-ALC-AllCommercial-Cooling | 0 |  |  |  |  | 9.9998 | 10 | 0 | 0 | 0 | -0.0002249 | 60 |  | kWh | 0.047 | 0 | Commercial | [7 empty] | 3 | 0.78 |  |  |  | 1 | 3 | 0 | 0 | 0 | 0 | 0 | 0 | 0 | 0 | 0 | 0 | 2009 Qtr 1: 0; 2009 Qtr 2: 0; 2009 Qtr 3: 0; 2009 Qtr 4: 3; 2010 Qtr 1: 0; 2010 Qtr 2: 0; 2010 Qtr 3: 0; 2010 Qtr 4: 0; 2011 Qtr 1: 0; 2011 Qtr 2: 0; 2011 Qtr 3: 0; 2011 Qtr 4: 0 | 3
0 | 267029-Commercial HVAC Diagnostic/Tune-up Com All CZ07 VintAll |  | System | Commercial | 01-ALC-AllCommercial-Cooling | 0 |  |  |  |  | 72.1918 | 96.2935 | 0 | 0 | 0 | -24.1017 | 60.0094 |  | kWh | 0.046765 | 0 | Commercial | [7 empty] | 10 | 0.85 |  |  |  | 1 | 2.01 | 0 | 0 | 0 | 0 | 0 | 0 | 0 | 0 | 0 | 0 | 2009 Qtr 1: 0; 2009 Qtr 2: 0; 2009 Qtr 3: 0; 2009 Qtr 4: 2.01; 2010 Qtr 1: 0; 2010 Qtr 2: 0; 2010 Qtr 3: 0; 2010 Qtr 4: 0; 2011 Qtr 1: 0; 2011 Qtr 2: 0; 2011 Qtr 3: 0; 2011 Qtr 4: 0 | 2.01
0 | 267044-Commercial Condensor Coil Cleaning (all units - savings at 50% of DEER) Com All CZ07 VintAll |  | System | Commercial | 01-ALC-AllCommercial-Cooling | 0 |  |  |  |  | 9.9998 | 11.6667 | 0 | 0 | 0 | -1.6669 | 60 |  | kWh | 0.047 | 0 | Commercial | [7 empty] | 3 | 0.78 |  |  |  | 1 | 3 | 0 | 0 | 0 | 0 | 0 | 0 | 0 | 0 | 0 | 0 | 2009 Qtr 1: 0; 2009 Qtr 2: 0; 2009 Qtr 3: 0; 2009 Qtr 4: 3; 2010 Qtr 1: 0; 2010 Qtr 2: 0; 2010 Qtr 3: 0; 2010 Qtr 4: 0; 2011 Qtr 1: 0; 2011 Qtr 2: 0; 2011 Qtr 3: 0; 2011 Qtr 4: 0 | 3
0 | 267029-Commercial HVAC Diagnostic/Tune-up Com All CZ07 VintAll |  | System | Commercial | 01-ALC-AllCommercial-Cooling | 0 |  |  |  |  | 72.1918 | 103.1716 | 0 | 0 | 0 | -30.9799 | 60.0094 |  | kWh | 0.046765 | 0 | Commercial | [7 empty] | 10 | 0.85 |  |  |  | 1 | 1.34 | 0 | 0 | 0 | 0 | 0 | 0 | 0 | 0 | 0 | 0 | 2009 Qtr 1: 0; 2009 Qtr 2: 0; 2009 Qtr 3: 0; 2009 Qtr 4: 1.34; 2010 Qtr 1: 0; 2010 Qtr 2: 0; 2010 Qtr 3: 0; 2010 Qtr 4: 0; 2011 Qtr 1: 0; 2011 Qtr 2: 0; 2011 Qtr 3: 0; 2011 Qtr 4: 0 | 1.34
0 | 267044-Commercial Condensor Coil Cleaning (all units - savings at 50% of DEER) Com All CZ07 VintAll |  | System | Commercial | 01-ALC-AllCommercial-Cooling | 0 |  |  |  |  | 9.9998 | 12.5 | 0 | 0 | 0 | -2.5002 | 60 |  | kWh | 0.047 | 0 | Commercial | [7 empty] | 3 | 0.78 |  |  |  | 1 | 2 | 0 | 0 | 0 | 0 | 0 | 0 | 0 | 0 | 0 | 0 | 2009 Qtr 1: 0; 2009 Qtr 2: 0; 2009 Qtr 3: 0; 2009 Qtr 4: 2; 2010 Qtr 1: 0; 2010 Qtr 2: 0; 2010 Qtr 3: 0; 2010 Qtr 4: 0; 2011 Qtr 1: 0; 2011 Qtr 2: 0; 2011 Qtr 3: 0; 2011 Qtr 4: 0 | 2
0 | 267029-Commercial HVAC Diagnostic/Tune-up Com All CZ07 VintAll |  | System | Commercial | 01-ALC-AllCommercial-Cooling | 0 |  |  |  |  | 72.1918 | 92.8545 | 0 | 0 | 0 | -20.6627 | 60.0094 |  | kWh | 0.046765 | 0 | Commercial | [7 empty] | 10 | 0.85 |  |  |  | 1 | 2.68 | 0 | 0 | 0 | 0 | 0 | 0 | 0 | 0 | 0 | 0 | 2009 Qtr 1: 0; 2009 Qtr 2: 0; 2009 Qtr 3: 0; 2009 Qtr 4: 2.68; 2010 Qtr 1: 0; 2010 Qtr 2: 0; 2010 Qtr 3: 0; 2010 Qtr 4: 0; 2011 Qtr 1: 0; 2011 Qtr 2: 0; 2011 Qtr 3: 0; 2011 Qtr 4: 0 | 2.68
0 | 267044-Commercial Condensor Coil Cleaning (all units - savings at 50% of DEER) Com All CZ07 VintAll |  | System | Commercial | 01-ALC-AllCommercial-Cooling | 0 |  |  |  |  | 9.9998 | 11.25 | 0 | 0 | 0 | -1.2502 | 60 |  | kWh | 0.047 | 0 | Commercial | [7 empty] | 3 | 0.78 |  |  |  | 1 | 4 | 0 | 0 | 0 | 0 | 0 | 0 | 0 | 0 | 0 | 0 | 2009 Qtr 1: 0; 2009 Qtr 2: 0; 2009 Qtr 3: 0; 2009 Qtr 4: 4; 2010 Qtr 1: 0; 2010 Qtr 2: 0; 2010 Qtr 3: 0; 2010 Qtr 4: 0; 2011 Qtr 1: 0; 2011 Qtr 2: 0; 2011 Qtr 3: 0; 2011 Qtr 4: 0 | 4
0 | 267044-Commercial Condensor Coil Cleaning (all units - savings at 50% of DEER) Com All CZ07 VintAll |  | System | Commercial | 01-ALC-AllCommercial-Cooling | 0 |  |  |  |  | 9.9998 | 11.25 | 0 | 0 | 0 | -1.2502 | 60 |  | kWh | 0.047 | 0 | Commercial | [7 empty] | 3 | 0.78 |  |  |  | 1 | 4 | 0 | 0 | 0 | 0 | 0 | 0 | 0 | 0 | 0 | 0 | 2009 Qtr 1: 0; 2009 Qtr 2: 0; 2009 Qtr 3: 0; 2009 Qtr 4: 4; 2010 Qtr 1: 0; 2010 Qtr 2: 0; 2010 Qtr 3: 0; 2010 Qtr 4: 0; 2011 Qtr 1: 0; 2011 Qtr 2: 0; 2011 Qtr 3: 0; 2011 Qtr 4: 0 | 4
0 | 267029-Commercial HVAC Diagnostic/Tune-up Com All CZ07 VintAll |  | System | Commercial | 01-ALC-AllCommercial-Cooling | 0 |  |  |  |  | 72.1918 | 82.5373 | 0 | 0 | 0 | -10.3455 | 60.0094 |  | kWh | 0.046765 | 0 | Commercial | [7 empty] | 10 | 0.85 |  |  |  | 1 | 2.68 | 0 | 0 | 0 | 0 | 0 | 0 | 0 | 0 | 0 | 0 | 2009 Qtr 1: 0; 2009 Qtr 2: 0; 2009 Qtr 3: 0; 2009 Qtr 4: 2.68; 2010 Qtr 1: 0; 2010 Qtr 2: 0; 2010 Qtr 3: 0; 2010 Qtr 4: 0; 2011 Qtr 1: 0; 2011 Qtr 2: 0; 2011 Qtr 3: 0; 2011 Qtr 4: 0 | 2.68
0 | 267044-Commercial Condensor Coil Cleaning (all units - savings at 50% of DEER) Com All CZ07 VintAll |  | System | Commercial | 01-ALC-AllCommercial-Cooling | 0 |  |  |  |  | 9.9998 | 10 | 0 | 0 | 0 | -0.0002249 | 60 |  | kWh | 0.047 | 0 | Commercial | [7 empty] | 3 | 0.78 |  |  |  | 1 | 4 | 0 | 0 | 0 | 0 | 0 | 0 | 0 | 0 | 0 | 0 | 2009 Qtr 1: 0; 2009 Qtr 2: 0; 2009 Qtr 3: 0; 2009 Qtr 4: 4; 2010 Qtr 1: 0; 2010 Qtr 2: 0; 2010 Qtr 3: 0; 2010 Qtr 4: 0; 2011 Qtr 1: 0; 2011 Qtr 2: 0; 2011 Qtr 3: 0; 2011 Qtr 4: 0 | 4
0 | 267029-Commercial HVAC Diagnostic/Tune-up Com All CZ07 VintAll |  | System | Commercial | 01-ALC-AllCommercial-Cooling | 0 |  |  |  |  | 72.1918 | 82.5373 | 0 | 0 | 0 | -10.3455 | 60.0094 |  | kWh | 0.046765 | 0 | Commercial | [7 empty] | 10 | 0.85 |  |  |  | 1 | 2.68 | 0 | 0 | 0 | 0 | 0 | 0 | 0 | 0 | 0 | 0 | 2009 Qtr 1: 0; 2009 Qtr 2: 0; 2009 Qtr 3: 0; 2009 Qtr 4: 2.68; 2010 Qtr 1: 0; 2010 Qtr 2: 0; 2010 Qtr 3: 0; 2010 Qtr 4: 0; 2011 Qtr 1: 0; 2011 Qtr 2: 0; 2011 Qtr 3: 0; 2011 Qtr 4: 0 | 2.68
0 | 267044-Commercial Condensor Coil Cleaning (all units - savings at 50% of DEER) Com All CZ07 VintAll |  | System | Commercial | 01-ALC-AllCommercial-Cooling | 0 |  |  |  |  | 9.9998 | 10 | 0 | 0 | 0 | -0.0002249 | 60 |  | kWh | 0.047 | 0 | Commercial | [7 empty] | 3 | 0.78 |  |  |  | 1 | 4 | 0 | 0 | 0 | 0 | 0 | 0 | 0 | 0 | 0 | 0 | 2009 Qtr 1: 0; 2009 Qtr 2: 0; 2009 Qtr 3: 0; 2009 Qtr 4: 4; 2010 Qtr 1: 0; 2010 Qtr 2: 0; 2010 Qtr 3: 0; 2010 Qtr 4: 0; 2011 Qtr 1: 0; 2011 Qtr 2: 0; 2011 Qtr 3: 0; 2011 Qtr 4: 0 | 4
0 | 267029-Commercial HVAC Diagnostic/Tune-up Com All CZ07 VintAll |  | System | Commercial | 01-ALC-AllCommercial-Cooling | 0 |  |  |  |  | 72.1918 | 82.5373 | 0 | 0 | 0 | -10.3455 | 60.0094 |  | kWh | 0.046765 | 0 | Commercial | [7 empty] | 10 | 0.85 |  |  |  | 1 | 2.68 | 0 | 0 | 0 | 0 | 0 | 0 | 0 | 0 | 0 | 0 | 2009 Qtr 1: 0; 2009 Qtr 2: 0; 2009 Qtr 3: 0; 2009 Qtr 4: 2.68; 2010 Qtr 1: 0; 2010 Qtr 2: 0; 2010 Qtr 3: 0; 2010 Qtr 4: 0; 2011 Qtr 1: 0; 2011 Qtr 2: 0; 2011 Qtr 3: 0; 2011 Qtr 4: 0 | 2.68
0 | 267044-Commercial Condensor Coil Cleaning (all units - savings at 50% of DEER) Com All CZ07 VintAll |  | System | Commercial | 01-ALC-AllCommercial-Cooling | 0 |  |  |  |  | 9.9998 | 10 | 0 | 0 | 0 | -0.0002249 | 60 |  | kWh | 0.047 | 0 | Commercial | [7 empty] | 3 | 0.78 |  |  |  | 1 | 4 | 0 | 0 | 0 | 0 | 0 | 0 | 0 | 0 | 0 | 0 | 2009 Qtr 1: 0; 2009 Qtr 2: 0; 2009 Qtr 3: 0; 2009 Qtr 4: 4; 2010 Qtr 1: 0; 2010 Qtr 2: 0; 2010 Qtr 3: 0; 2010 Qtr 4: 0; 2011 Qtr 1: 0; 2011 Qtr 2: 0; 2011 Qtr 3: 0; 2011 Qtr 4: 0 | 4
0 | 267029-Commercial HVAC Diagnostic/Tune-up Com All CZ07 VintAll |  | System | Commercial | 01-ALC-AllCommercial-Cooling | 0 |  |  |  |  | 72.1918 | 82.5373 | 0 | 0 | 0 | -10.3455 | 60.0094 |  | kWh | 0.046765 | 0 | Commercial | [7 empty] | 10 | 0.85 |  |  |  | 1 | 2.01 | 0 | 0 | 0 | 0 | 0 | 0 | 0 | 0 | 0 | 0 | 2009 Qtr 1: 0; 2009 Qtr 2: 0; 2009 Qtr 3: 0; 2009 Qtr 4: 2.01; 2010 Qtr 1: 0; 2010 Qtr 2: 0; 2010 Qtr 3: 0; 2010 Qtr 4: 0; 2011 Qtr 1: 0; 2011 Qtr 2: 0; 2011 Qtr 3: 0; 2011 Qtr 4: 0 | 2.01
0 | 267044-Commercial Condensor Coil Cleaning (all units - savings at 50% of DEER) Com All CZ07 VintAll |  | System | Commercial | 01-ALC-AllCommercial-Cooling | 0 |  |  |  |  | 9.9998 | 10 | 0 | 0 | 0 | -0.0002249 | 60 |  | kWh | 0.047 | 0 | Commercial | [7 empty] | 3 | 0.78 |  |  |  | 1 | 3 | 0 | 0 | 0 | 0 | 0 | 0 | 0 | 0 | 0 | 0 | 2009 Qtr 1: 0; 2009 Qtr 2: 0; 2009 Qtr 3: 0; 2009 Qtr 4: 3; 2010 Qtr 1: 0; 2010 Qtr 2: 0; 2010 Qtr 3: 0; 2010 Qtr 4: 0; 2011 Qtr 1: 0; 2011 Qtr 2: 0; 2011 Qtr 3: 0; 2011 Qtr 4: 0 | 3
0 | 267029-Commercial HVAC Diagnostic/Tune-up Com All CZ07 VintAll |  | System | Commercial | 01-ALC-AllCommercial-Cooling | 0 |  |  |  |  | 72.1918 | 82.5373 | 0 | 0 | 0 | -10.3455 | 60.0094 |  | kWh | 0.046765 | 0 | Commercial | [7 empty] | 10 | 0.85 |  |  |  | 1 | 2.01 | 0 | 0 | 0 | 0 | 0 | 0 | 0 | 0 | 0 | 0 | 2009 Qtr 1: 0; 2009 Qtr 2: 0; 2009 Qtr 3: 0; 2009 Qtr 4: 2.01; 2010 Qtr 1: 0; 2010 Qtr 2: 0; 2010 Qtr 3: 0; 2010 Qtr 4: 0; 2011 Qtr 1: 0; 2011 Qtr 2: 0; 2011 Qtr 3: 0; 2011 Qtr 4: 0 | 2.01
0 | 267044-Commercial Condensor Coil Cleaning (all units - savings at 50% of DEER) Com All CZ07 VintAll |  | System | Commercial | 01-ALC-AllCommercial-Cooling | 0 |  |  |  |  | 9.9998 | 10 | 0 | 0 | 0 | -0.0002249 | 60 |  | kWh | 0.047 | 0 | Commercial | [7 empty] | 3 | 0.78 |  |  |  | 1 | 3 | 0 | 0 | 0 | 0 | 0 | 0 | 0 | 0 | 0 | 0 | 2009 Qtr 1: 0; 2009 Qtr 2: 0; 2009 Qtr 3: 0; 2009 Qtr 4: 3; 2010 Qtr 1: 0; 2010 Qtr 2: 0; 2010 Qtr 3: 0; 2010 Qtr 4: 0; 2011 Qtr 1: 0; 2011 Qtr 2: 0; 2011 Qtr 3: 0; 2011 Qtr 4: 0 | 3
0 | 267029-Commercial HVAC Diagnostic/Tune-up Com All CZ07 VintAll |  | System | Commercial | 01-ALC-AllCommercial-Cooling | 0 |  |  |  |  | 72.1918 | 82.5373 | 0 | 0 | 0 | -10.3455 | 60.0094 |  | kWh | 0.046765 | 0 | Commercial | [7 empty] | 10 | 0.85 |  |  |  | 1 | 2.01 | 0 | 0 | 0 | 0 | 0 | 0 | 0 | 0 | 0 | 0 | 2009 Qtr 1: 0; 2009 Qtr 2: 0; 2009 Qtr 3: 0; 2009 Qtr 4: 2.01; 2010 Qtr 1: 0; 2010 Qtr 2: 0; 2010 Qtr 3: 0; 2010 Qtr 4: 0; 2011 Qtr 1: 0; 2011 Qtr 2: 0; 2011 Qtr 3: 0; 2011 Qtr 4: 0 | 2.01
0 | 267044-Commercial Condensor Coil Cleaning (all units - savings at 50% of DEER) Com All CZ07 VintAll |  | System | Commercial | 01-ALC-AllCommercial-Cooling | 0 |  |  |  |  | 9.9998 | 10 | 0 | 0 | 0 | -0.0002249 | 60 |  | kWh | 0.047 | 0 | Commercial | [7 empty] | 3 | 0.78 |  |  |  | 1 | 3 | 0 | 0 | 0 | 0 | 0 | 0 | 0 | 0 | 0 | 0 | 2009 Qtr 1: 0; 2009 Qtr 2: 0; 2009 Qtr 3: 0; 2009 Qtr 4: 3; 2010 Qtr 1: 0; 2010 Qtr 2: 0; 2010 Qtr 3: 0; 2010 Qtr 4: 0; 2011 Qtr 1: 0; 2011 Qtr 2: 0; 2011 Qtr 3: 0; 2011 Qtr 4: 0 | 3
0 | 267044-Commercial Condensor Coil Cleaning (all units - savings at 50% of DEER) Com All CZ07 VintAll |  | System | Commercial | 01-ALC-AllCommercial-Cooling | 0 |  |  |  |  | 9.9998 | 10 | 0 | 0 | 0 | -0.0002249 | 60 |  | kWh | 0.047 | 0 | Commercial | [7 empty] | 3 | 0.78 |  |  |  | 1 | 3 | 0 | 0 | 0 | 0 | 0 | 0 | 0 | 0 | 0 | 0 | 2009 Qtr 1: 0; 2009 Qtr 2: 0; 2009 Qtr 3: 0; 2009 Qtr 4: 3; 2010 Qtr 1: 0; 2010 Qtr 2: 0; 2010 Qtr 3: 0; 2010 Qtr 4: 0; 2011 Qtr 1: 0; 2011 Qtr 2: 0; 2011 Qtr 3: 0; 2011 Qtr 4: 0 | 3
0 | 267029-Commercial HVAC Diagnostic/Tune-up Com All CZ07 VintAll |  | System | Commercial | 01-ALC-AllCommercial-Cooling | 0 |  |  |  |  | 72.1918 | 82.5373 | 0 | 0 | 0 | -10.3455 | 60.0094 |  | kWh | 0.046765 | 0 | Commercial | [7 empty] | 10 | 0.85 |  |  |  | 1 | 2.01 | 0 | 0 | 0 | 0 | 0 | 0 | 0 | 0 | 0 | 0 | 2009 Qtr 1: 0; 2009 Qtr 2: 0; 2009 Qtr 3: 0; 2009 Qtr 4: 2.01; 2010 Qtr 1: 0; 2010 Qtr 2: 0; 2010 Qtr 3: 0; 2010 Qtr 4: 0; 2011 Qtr 1: 0; 2011 Qtr 2: 0; 2011 Qtr 3: 0; 2011 Qtr 4: 0 | 2.01
0 | 267044-Commercial Condensor Coil Cleaning (all units - savings at 50% of DEER) Com All CZ07 VintAll |  | System | Commercial | 01-ALC-AllCommercial-Cooling | 0 |  |  |  |  | 9.9998 | 10 | 0 | 0 | 0 | -0.0002249 | 60 |  | kWh | 0.047 | 0 | Commercial | [7 empty] | 3 | 0.78 |  |  |  | 1 | 3 | 0 | 0 | 0 | 0 | 0 | 0 | 0 | 0 | 0 | 0 | 2009 Qtr 1: 0; 2009 Qtr 2: 0; 2009 Qtr 3: 0; 2009 Qtr 4: 3; 2010 Qtr 1: 0; 2010 Qtr 2: 0; 2010 Qtr 3: 0; 2010 Qtr 4: 0; 2011 Qtr 1: 0; 2011 Qtr 2: 0; 2011 Qtr 3: 0; 2011 Qtr 4: 0 | 3
0 | 267029-Commercial HVAC Diagnostic/Tune-up Com All CZ07 VintAll |  | System | Commercial | 01-ALC-AllCommercial-Cooling | 0 |  |  |  |  | 72.1918 | 82.5373 | 0 | 0 | 0 | -10.3455 | 60.0094 |  | kWh | 0.046765 | 0 | Commercial | [7 empty] | 10 | 0.85 |  |  |  | 1 | 2.01 | 0 | 0 | 0 | 0 | 0 | 0 | 0 | 0 | 0 | 0 | 2009 Qtr 1: 0; 2009 Qtr 2: 0; 2009 Qtr 3: 0; 2009 Qtr 4: 2.01; 2010 Qtr 1: 0; 2010 Qtr 2: 0; 2010 Qtr 3: 0; 2010 Qtr 4: 0; 2011 Qtr 1: 0; 2011 Qtr 2: 0; 2011 Qtr 3: 0; 2011 Qtr 4: 0 | 2.01
0 | 267044-Commercial Condensor Coil Cleaning (all units - savings at 50% of DEER) Com All CZ07 VintAll |  | System | Commercial | 01-ALC-AllCommercial-Cooling | 0 |  |  |  |  | 9.9998 | 10 | 0 | 0 | 0 | -0.0002249 | 60 |  | kWh | 0.047 | 0 | Commercial | [7 empty] | 3 | 0.78 |  |  |  | 1 | 3 | 0 | 0 | 0 | 0 | 0 | 0 | 0 | 0 | 0 | 0 | 2009 Qtr 1: 0; 2009 Qtr 2: 0; 2009 Qtr 3: 0; 2009 Qtr 4: 3; 2010 Qtr 1: 0; 2010 Qtr 2: 0; 2010 Qtr 3: 0; 2010 Qtr 4: 0; 2011 Qtr 1: 0; 2011 Qtr 2: 0; 2011 Qtr 3: 0; 2011 Qtr 4: 0 | 3
0 | 267029-Commercial HVAC Diagnostic/Tune-up Com All CZ07 VintAll |  | System | Commercial | 01-ALC-AllCommercial-Cooling | 0 |  |  |  |  | 72.1918 | 82.5373 | 0 | 0 | 0 | -10.3455 | 60.0094 |  | kWh | 0.046765 | 0 | Commercial | [7 empty] | 10 | 0.85 |  |  |  | 1 | 3.35 | 0 | 0 | 0 | 0 | 0 | 0 | 0 | 0 | 0 | 0 | 2009 Qtr 1: 0; 2009 Qtr 2: 0; 2009 Qtr 3: 0; 2009 Qtr 4: 3.35; 2010 Qtr 1: 0; 2010 Qtr 2: 0; 2010 Qtr 3: 0; 2010 Qtr 4: 0; 2011 Qtr 1: 0; 2011 Qtr 2: 0; 2011 Qtr 3: 0; 2011 Qtr 4: 0 | 3.35
0 | 267044-Commercial Condensor Coil Cleaning (all units - savings at 50% of DEER) Com All CZ07 VintAll |  | System | Commercial | 01-ALC-AllCommercial-Cooling | 0 |  |  |  |  | 9.9998 | 10 | 0 | 0 | 0 | -0.0002249 | 60 |  | kWh | 0.047 | 0 | Commercial | [7 empty] | 3 | 0.78 |  |  |  | 1 | 5 | 0 | 0 | 0 | 0 | 0 | 0 | 0 | 0 | 0 | 0 | 2009 Qtr 1: 0; 2009 Qtr 2: 0; 2009 Qtr 3: 0; 2009 Qtr 4: 5; 2010 Qtr 1: 0; 2010 Qtr 2: 0; 2010 Qtr 3: 0; 2010 Qtr 4: 0; 2011 Qtr 1: 0; 2011 Qtr 2: 0; 2011 Qtr 3: 0; 2011 Qtr 4: 0 | 5
0 | 267029-Commercial HVAC Diagnostic/Tune-up Com All CZ07 VintAll |  | System | Commercial | 01-ALC-AllCommercial-Cooling | 0 |  |  |  |  | 72.1918 | 82.5373 | 0 | 0 | 0 | -10.3455 | 60.0094 |  | kWh | 0.046765 | 0 | Commercial | [7 empty] | 10 | 0.85 |  |  |  | 1 | 3.35 | 0 | 0 | 0 | 0 | 0 | 0 | 0 | 0 | 0 | 0 | 2009 Qtr 1: 0; 2009 Qtr 2: 0; 2009 Qtr 3: 0; 2009 Qtr 4: 3.35; 2010 Qtr 1: 0; 2010 Qtr 2: 0; 2010 Qtr 3: 0; 2010 Qtr 4: 0; 2011 Qtr 1: 0; 2011 Qtr 2: 0; 2011 Qtr 3: 0; 2011 Qtr 4: 0 | 3.35
0 | 267044-Commercial Condensor Coil Cleaning (all units - savings at 50% of DEER) Com All CZ07 VintAll |  | System | Commercial | 01-ALC-AllCommercial-Cooling | 0 |  |  |  |  | 9.9998 | 10 | 0 | 0 | 0 | -0.0002249 | 60 |  | kWh | 0.047 | 0 | Commercial | [7 empty] | 3 | 0.78 |  |  |  | 1 | 5 | 0 | 0 | 0 | 0 | 0 | 0 | 0 | 0 | 0 | 0 | 2009 Qtr 1: 0; 2009 Qtr 2: 0; 2009 Qtr 3: 0; 2009 Qtr 4: 5; 2010 Qtr 1: 0; 2010 Qtr 2: 0; 2010 Qtr 3: 0; 2010 Qtr 4: 0; 2011 Qtr 1: 0; 2011 Qtr 2: 0; 2011 Qtr 3: 0; 2011 Qtr 4: 0 | 5
0 | 267029-Commercial HVAC Diagnostic/Tune-up Com All CZ07 VintAll |  | System | Commercial | 01-ALC-AllCommercial-Cooling | 0 |  |  |  |  | 72.1918 | 82.5373 | 0 | 0 | 0 | -10.3455 | 60.0094 |  | kWh | 0.046765 | 0 | Commercial | [7 empty] | 10 | 0.85 |  |  |  | 1 | 3.35 | 0 | 0 | 0 | 0 | 0 | 0 | 0 | 0 | 0 | 0 | 2009 Qtr 1: 0; 2009 Qtr 2: 0; 2009 Qtr 3: 0; 2009 Qtr 4: 3.35; 2010 Qtr 1: 0; 2010 Qtr 2: 0; 2010 Qtr 3: 0; 2010 Qtr 4: 0; 2011 Qtr 1: 0; 2011 Qtr 2: 0; 2011 Qtr 3: 0; 2011 Qtr 4: 0 | 3.35
0 | 267044-Commercial Condensor Coil Cleaning (all units - savings at 50% of DEER) Com All CZ07 VintAll |  | System | Commercial | 01-ALC-AllCommercial-Cooling | 0 |  |  |  |  | 9.9998 | 10 | 0 | 0 | 0 | -0.0002249 | 60 |  | kWh | 0.047 | 0 | Commercial | [7 empty] | 3 | 0.78 |  |  |  | 1 | 5 | 0 | 0 | 0 | 0 | 0 | 0 | 0 | 0 | 0 | 0 | 2009 Qtr 1: 0; 2009 Qtr 2: 0; 2009 Qtr 3: 0; 2009 Qtr 4: 5; 2010 Qtr 1: 0; 2010 Qtr 2: 0; 2010 Qtr 3: 0; 2010 Qtr 4: 0; 2011 Qtr 1: 0; 2011 Qtr 2: 0; 2011 Qtr 3: 0; 2011 Qtr 4: 0 | 5
0 | 267029-Commercial HVAC Diagnostic/Tune-up Com All CZ07 VintAll |  | System | Commercial | 01-ALC-AllCommercial-Cooling | 0 |  |  |  |  | 72.1918 | 82.5373 | 0 | 0 | 0 | -10.3455 | 60.0094 |  | kWh | 0.046765 | 0 | Commercial | [7 empty] | 10 | 0.85 |  |  |  | 1 | 3.35 | 0 | 0 | 0 | 0 | 0 | 0 | 0 | 0 | 0 | 0 | 2009 Qtr 1: 0; 2009 Qtr 2: 0; 2009 Qtr 3: 0; 2009 Qtr 4: 3.35; 2010 Qtr 1: 0; 2010 Qtr 2: 0; 2010 Qtr 3: 0; 2010 Qtr 4: 0; 2011 Qtr 1: 0; 2011 Qtr 2: 0; 2011 Qtr 3: 0; 2011 Qtr 4: 0 | 3.35
0 | 267044-Commercial Condensor Coil Cleaning (all units - savings at 50% of DEER) Com All CZ07 VintAll |  | System | Commercial | 01-ALC-AllCommercial-Cooling | 0 |  |  |  |  | 9.9998 | 10 | 0 | 0 | 0 | -0.0002249 | 60 |  | kWh | 0.047 | 0 | Commercial | [7 empty] | 3 | 0.78 |  |  |  | 1 | 5 | 0 | 0 | 0 | 0 | 0 | 0 | 0 | 0 | 0 | 0 | 2009 Qtr 1: 0; 2009 Qtr 2: 0; 2009 Qtr 3: 0; 2009 Qtr 4: 5; 2010 Qtr 1: 0; 2010 Qtr 2: 0; 2010 Qtr 3: 0; 2010 Qtr 4: 0; 2011 Qtr 1: 0; 2011 Qtr 2: 0; 2011 Qtr 3: 0; 2011 Qtr 4: 0 | 5
0 | 267029-Commercial HVAC Diagnostic/Tune-up Com All CZ07 VintAll |  | System | Commercial | 01-ALC-AllCommercial-Cooling | 0 |  |  |  |  | 72.1918 | 82.5373 | 0 | 0 | 0 | -10.3455 | 60.0094 |  | kWh | 0.046765 | 0 | Commercial | [7 empty] | 10 | 0.85 |  |  |  | 1 | 3.35 | 0 | 0 | 0 | 0 | 0 | 0 | 0 | 0 | 0 | 0 | 2009 Qtr 1: 0; 2009 Qtr 2: 0; 2009 Qtr 3: 0; 2009 Qtr 4: 3.35; 2010 Qtr 1: 0; 2010 Qtr 2: 0; 2010 Qtr 3: 0; 2010 Qtr 4: 0; 2011 Qtr 1: 0; 2011 Qtr 2: 0; 2011 Qtr 3: 0; 2011 Qtr 4: 0 | 3.35
0 | 267044-Commercial Condensor Coil Cleaning (all units - savings at 50% of DEER) Com All CZ07 VintAll |  | System | Commercial | 01-ALC-AllCommercial-Cooling | 0 |  |  |  |  | 9.9998 | 10 | 0 | 0 | 0 | -0.0002249 | 60 |  | kWh | 0.047 | 0 | Commercial | [7 empty] | 3 | 0.78 |  |  |  | 1 | 5 | 0 | 0 | 0 | 0 | 0 | 0 | 0 | 0 | 0 | 0 | 2009 Qtr 1: 0; 2009 Qtr 2: 0; 2009 Qtr 3: 0; 2009 Qtr 4: 5; 2010 Qtr 1: 0; 2010 Qtr 2: 0; 2010 Qtr 3: 0; 2010 Qtr 4: 0; 2011 Qtr 1: 0; 2011 Qtr 2: 0; 2011 Qtr 3: 0; 2011 Qtr 4: 0 | 5
0 | 267030-Commercial HVAC Diagnostic/Tune-up Com All CZ10 VintAll |  | System | Commercial | 01-ALC-AllCommercial-Cooling | 0 |  |  |  |  | 67.6133 | 82.5373 | 0 | 0 | 0 | -14.924 | 214 |  | kWh | 0.15 | 0 | Commercial | [7 empty] | 10 | 0.85 |  |  |  | 1 | 5.36 | 0 | 0 | 0 | 0 | 0 | 0 | 0 | 0 | 0 | 0 | 2009 Qtr 1: 0; 2009 Qtr 2: 0; 2009 Qtr 3: 0; 2009 Qtr 4: 5.36; 2010 Qtr 1: 0; 2010 Qtr 2: 0; 2010 Qtr 3: 0; 2010 Qtr 4: 0; 2011 Qtr 1: 0; 2011 Qtr 2: 0; 2011 Qtr 3: 0; 2011 Qtr 4: 0 | 5.36
0 | 267045-Commercial Condensor Coil Cleaning (all units - savings at 50% of DEER) Com All CZ10 VintAll |  | System | Commercial | 01-ALC-AllCommercial-Cooling | 0 |  |  |  |  | 10 | 10 | 0 | 0 | 0 | 0 | 74 |  | kWh | 0.0665 | 0 | Commercial | [7 empty] | 3 | 0.78 |  |  |  | 1 | 8 | 0 | 0 | 0 | 0 | 0 | 0 | 0 | 0 | 0 | 0 | 2009 Qtr 1: 0; 2009 Qtr 2: 0; 2009 Qtr 3: 0; 2009 Qtr 4: 8; 2010 Qtr 1: 0; 2010 Qtr 2: 0; 2010 Qtr 3: 0; 2010 Qtr 4: 0; 2011 Qtr 1: 0; 2011 Qtr 2: 0; 2011 Qtr 3: 0; 2011 Qtr 4: 0 | 8
0 | 267002-High Refrigerant Charge Adjustment (>= ±20% rated charge) Resid SF CZ10 Vint04 |  | System | Residential | 26-SFM-ResidentialSingleFamily-SP_COOL | 0 |  |  |  |  | 65 | 71.5 | 0 | 0 | 0 | -6.5 | 205.771 |  | kWh | 0.22808 | -0.078078 | Residential |  | Winter Only | [5 empty] | 10 | 0.78 |  |  |  | 1 | 2 | 0 | 0 | 0 | 0 | 0 | 0 | 0 | 0 | 0 | 0 | 2009 Qtr 1: 0; 2009 Qtr 2: 0; 2009 Qtr 3: 0; 2009 Qtr 4: 2; 2010 Qtr 1: 0; 2010 Qtr 2: 0; 2010 Qtr 3: 0; 2010 Qtr 4: 0; 2011 Qtr 1: 0; 2011 Qtr 2: 0; 2011 Qtr 3: 0; 2011 Qtr 4: 0 | 2
0 | 267040-Residential Condensor Coil Cleaning Resid SF CZ10 VintAll |  | System | Residential | 26-SFM-ResidentialSingleFamily-SP_COOL | 0 |  |  |  |  | 50 | 50 | 0 | 0 | 0 | 0 | 270 |  | kWh | 0.3564 | 0 | Residential | [7 empty] | 3 | 0.78 |  |  |  | 1 | 1 | 0 | 0 | 0 | 0 | 0 | 0 | 0 | 0 | 0 | 0 | 2009 Qtr 1: 0; 2009 Qtr 2: 0; 2009 Qtr 3: 0; 2009 Qtr 4: 1; 2010 Qtr 1: 0; 2010 Qtr 2: 0; 2010 Qtr 3: 0; 2010 Qtr 4: 0; 2011 Qtr 1: 0; 2011 Qtr 2: 0; 2011 Qtr 3: 0; 2011 Qtr 4: 0 | 1
0 | 267010-Duct Sealing (Total Leakage Reduced from 40% of AHU flow to 12%) Resid SF CZ10 Vint04 |  | System | Residential | 26-SFM-ResidentialSingleFamily-SP_COOL | 0 |  |  |  |  | 106.8728 | 300 | 0 | 0 | 0 | -193.1272 | 181.333 |  | kWh | 0.24097 | 10.7341 | Residential |  | Winter Only | [5 empty] | 18 | 0.78 |  |  |  | 0 | 1 | 0 | 0 | 0 | 0 | 0 | 0 | 0 | 0 | 0 | 0 | 2009 Qtr 1: 0; 2009 Qtr 2: 0; 2009 Qtr 3: 0; 2009 Qtr 4: 1; 2010 Qtr 1: 0; 2010 Qtr 2: 0; 2010 Qtr 3: 0; 2010 Qtr 4: 0; 2011 Qtr 1: 0; 2011 Qtr 2: 0; 2011 Qtr 3: 0; 2011 Qtr 4: 0 | 1
0 | 267009-Duct Sealing (Total Leakage Reduced from 40% of AHU flow to 12%) Resid SF CZ10 Vint03 |  | System | Residential | 26-SFM-ResidentialSingleFamily-SP_COOL | 0 |  |  |  |  | 106.2381 | 300 | 0 | 0 | 0 | -193.7619 | 234.764 |  | kWh | 0.17708 | 21.4199 | Residential |  | Winter Only | [5 empty] | 18 | 0.78 |  |  |  | 0.5 | 1 | 0 | 0 | 0 | 0 | 0 | 0 | 0 | 0 | 0 | 0 | 2009 Qtr 1: 0; 2009 Qtr 2: 0; 2009 Qtr 3: 0; 2009 Qtr 4: 1; 2010 Qtr 1: 0; 2010 Qtr 2: 0; 2010 Qtr 3: 0; 2010 Qtr 4: 0; 2011 Qtr 1: 0; 2011 Qtr 2: 0; 2011 Qtr 3: 0; 2011 Qtr 4: 0 | 1
0 | 267010-Duct Sealing (Total Leakage Reduced from 40% of AHU flow to 12%) Resid SF CZ10 Vint04 |  | System | Residential | 26-SFM-ResidentialSingleFamily-SP_COOL | 0 |  |  |  |  | 106.8728 | 251 | 0 | 0 | 0 | -144.1272 | 181.333 |  | kWh | 0.24097 | 10.7341 | Residential |  | Winter Only | [5 empty] | 18 | 0.78 |  |  |  | 0 | 2 | 0 | 0 | 0 | 0 | 0 | 0 | 0 | 0 | 0 | 0 | 2009 Qtr 1: 0; 2009 Qtr 2: 0; 2009 Qtr 3: 0; 2009 Qtr 4: 2; 2010 Qtr 1: 0; 2010 Qtr 2: 0; 2010 Qtr 3: 0; 2010 Qtr 4: 0; 2011 Qtr 1: 0; 2011 Qtr 2: 0; 2011 Qtr 3: 0; 2011 Qtr 4: 0 | 2
0 | 267030-Commercial HVAC Diagnostic/Tune-up Com All CZ10 VintAll |  | System | Commercial | 01-ALC-AllCommercial-Cooling | 0 |  |  |  |  | 67.6133 | 82.5373 | 0 | 0 | 0 | -14.924 | 214 |  | kWh | 0.15 | 0 | Commercial | [7 empty] | 10 | 0.85 |  |  |  | 1 | 2.68 | 0 | 0 | 0 | 0 | 0 | 0 | 0 | 0 | 0 | 0 | 2009 Qtr 1: 0; 2009 Qtr 2: 0; 2009 Qtr 3: 0; 2009 Qtr 4: 2.68; 2010 Qtr 1: 0; 2010 Qtr 2: 0; 2010 Qtr 3: 0; 2010 Qtr 4: 0; 2011 Qtr 1: 0; 2011 Qtr 2: 0; 2011 Qtr 3: 0; 2011 Qtr 4: 0 | 2.68
0 | 267045-Commercial Condensor Coil Cleaning (all units - savings at 50% of DEER) Com All CZ10 VintAll |  | System | Commercial | 01-ALC-AllCommercial-Cooling | 0 |  |  |  |  | 10 | 10 | 0 | 0 | 0 | 0 | 74 |  | kWh | 0.0665 | 0 | Commercial | [7 empty] | 3 | 0.78 |  |  |  | 1 | 4 | 0 | 0 | 0 | 0 | 0 | 0 | 0 | 0 | 0 | 0 | 2009 Qtr 1: 0; 2009 Qtr 2: 0; 2009 Qtr 3: 0; 2009 Qtr 4: 4; 2010 Qtr 1: 0; 2010 Qtr 2: 0; 2010 Qtr 3: 0; 2010 Qtr 4: 0; 2011 Qtr 1: 0; 2011 Qtr 2: 0; 2011 Qtr 3: 0; 2011 Qtr 4: 0 | 4
0 | 267030-Commercial HVAC Diagnostic/Tune-up Com All CZ10 VintAll |  | System | Commercial | 01-ALC-AllCommercial-Cooling | 0 |  |  |  |  | 67.6133 | 82.5373 | 0 | 0 | 0 | -14.924 | 214 |  | kWh | 0.15 | 0 | Commercial | [7 empty] | 10 | 0.85 |  |  |  | 1 | 2.01 | 0 | 0 | 0 | 0 | 0 | 0 | 0 | 0 | 0 | 0 | 2009 Qtr 1: 0; 2009 Qtr 2: 0; 2009 Qtr 3: 0; 2009 Qtr 4: 2.01; 2010 Qtr 1: 0; 2010 Qtr 2: 0; 2010 Qtr 3: 0; 2010 Qtr 4: 0; 2011 Qtr 1: 0; 2011 Qtr 2: 0; 2011 Qtr 3: 0; 2011 Qtr 4: 0 | 2.01
0 | 267045-Commercial Condensor Coil Cleaning (all units - savings at 50% of DEER) Com All CZ10 VintAll |  | System | Commercial | 01-ALC-AllCommercial-Cooling | 0 |  |  |  |  | 10 | 10 | 0 | 0 | 0 | 0 | 74 |  | kWh | 0.0665 | 0 | Commercial | [7 empty] | 3 | 0.78 |  |  |  | 1 | 3 | 0 | 0 | 0 | 0 | 0 | 0 | 0 | 0 | 0 | 0 | 2009 Qtr 1: 0; 2009 Qtr 2: 0; 2009 Qtr 3: 0; 2009 Qtr 4: 3; 2010 Qtr 1: 0; 2010 Qtr 2: 0; 2010 Qtr 3: 0; 2010 Qtr 4: 0; 2011 Qtr 1: 0; 2011 Qtr 2: 0; 2011 Qtr 3: 0; 2011 Qtr 4: 0 | 3
0 | 267040-Residential Condensor Coil Cleaning Resid SF CZ10 VintAll |  | System | Residential | 26-SFM-ResidentialSingleFamily-SP_COOL | 0 |  |  |  |  | 50 | 50 | 0 | 0 | 0 | 0 | 270 |  | kWh | 0.3564 | 0 | Residential | [7 empty] | 3 | 0.78 |  |  |  | 1 | 1 | 0 | 0 | 0 | 0 | 0 | 0 | 0 | 0 | 0 | 0 | 2009 Qtr 1: 0; 2009 Qtr 2: 0; 2009 Qtr 3: 0; 2009 Qtr 4: 1; 2010 Qtr 1: 0; 2010 Qtr 2: 0; 2010 Qtr 3: 0; 2010 Qtr 4: 0; 2011 Qtr 1: 0; 2011 Qtr 2: 0; 2011 Qtr 3: 0; 2011 Qtr 4: 0 | 1
0 | 267010-Duct Sealing (Total Leakage Reduced from 40% of AHU flow to 12%) Resid SF CZ10 Vint04 |  | System | Residential | 26-SFM-ResidentialSingleFamily-SP_COOL | 0 |  |  |  |  | 106.8728 | 275 | 0 | 0 | 0 | -168.1272 | 181.333 |  | kWh | 0.24097 | 10.7341 | Residential |  | Winter Only | [5 empty] | 18 | 0.78 |  |  |  | 0 | 2 | 0 | 0 | 0 | 0 | 0 | 0 | 0 | 0 | 0 | 0 | 2009 Qtr 1: 0; 2009 Qtr 2: 0; 2009 Qtr 3: 0; 2009 Qtr 4: 2; 2010 Qtr 1: 0; 2010 Qtr 2: 0; 2010 Qtr 3: 0; 2010 Qtr 4: 0; 2011 Qtr 1: 0; 2011 Qtr 2: 0; 2011 Qtr 3: 0; 2011 Qtr 4: 0 | 2
0 | 267009-Duct Sealing (Total Leakage Reduced from 40% of AHU flow to 12%) Resid SF CZ10 Vint03 |  | System | Residential | 26-SFM-ResidentialSingleFamily-SP_COOL | 0 |  |  |  |  | 106.2381 | 314.4 | 0 | 0 | 0 | -208.1619 | 234.764 |  | kWh | 0.17708 | 21.4199 | Residential |  | Winter Only | [5 empty] | 18 | 0.78 |  |  |  | 0.5 | 1 | 0 | 0 | 0 | 0 | 0 | 0 | 0 | 0 | 0 | 0 | 2009 Qtr 1: 0; 2009 Qtr 2: 0; 2009 Qtr 3: 0; 2009 Qtr 4: 1; 2010 Qtr 1: 0; 2010 Qtr 2: 0; 2010 Qtr 3: 0; 2010 Qtr 4: 0; 2011 Qtr 1: 0; 2011 Qtr 2: 0; 2011 Qtr 3: 0; 2011 Qtr 4: 0 | 1
0 | 267044-Commercial Condensor Coil Cleaning (all units - savings at 50% of DEER) Com All CZ07 VintAll |  | System | Commercial | 01-ALC-AllCommercial-Cooling | 0 |  |  |  |  | 9.9998 | 10 | 0 | 0 | 0 | -0.0002249 | 60 |  | kWh | 0.047 | 0 | Commercial | [7 empty] | 3 | 0.78 |  |  |  | 1 | 5 | 0 | 0 | 0 | 0 | 0 | 0 | 0 | 0 | 0 | 0 | 2009 Qtr 1: 0; 2009 Qtr 2: 0; 2009 Qtr 3: 0; 2009 Qtr 4: 5; 2010 Qtr 1: 0; 2010 Qtr 2: 0; 2010 Qtr 3: 0; 2010 Qtr 4: 0; 2011 Qtr 1: 0; 2011 Qtr 2: 0; 2011 Qtr 3: 0; 2011 Qtr 4: 0 | 5
0 | 267029-Commercial HVAC Diagnostic/Tune-up Com All CZ07 VintAll |  | System | Commercial | 01-ALC-AllCommercial-Cooling | 0 |  |  |  |  | 72.1918 | 96.2935 | 0 | 0 | 0 | -24.1017 | 60.0094 |  | kWh | 0.046765 | 0 | Commercial | [7 empty] | 10 | 0.85 |  |  |  | 1 | 2.01 | 0 | 0 | 0 | 0 | 0 | 0 | 0 | 0 | 0 | 0 | 2009 Qtr 1: 0; 2009 Qtr 2: 0; 2009 Qtr 3: 0; 2009 Qtr 4: 2.01; 2010 Qtr 1: 0; 2010 Qtr 2: 0; 2010 Qtr 3: 0; 2010 Qtr 4: 0; 2011 Qtr 1: 0; 2011 Qtr 2: 0; 2011 Qtr 3: 0; 2011 Qtr 4: 0 | 2.01
0 | 267044-Commercial Condensor Coil Cleaning (all units - savings at 50% of DEER) Com All CZ07 VintAll |  | System | Commercial | 01-ALC-AllCommercial-Cooling | 0 |  |  |  |  | 9.9998 | 11.6667 | 0 | 0 | 0 | -1.6669 | 60 |  | kWh | 0.047 | 0 | Commercial | [7 empty] | 3 | 0.78 |  |  |  | 1 | 3 | 0 | 0 | 0 | 0 | 0 | 0 | 0 | 0 | 0 | 0 | 2009 Qtr 1: 0; 2009 Qtr 2: 0; 2009 Qtr 3: 0; 2009 Qtr 4: 3; 2010 Qtr 1: 0; 2010 Qtr 2: 0; 2010 Qtr 3: 0; 2010 Qtr 4: 0; 2011 Qtr 1: 0; 2011 Qtr 2: 0; 2011 Qtr 3: 0; 2011 Qtr 4: 0 | 3
0 | 267029-Commercial HVAC Diagnostic/Tune-up Com All CZ07 VintAll |  | System | Commercial | 01-ALC-AllCommercial-Cooling | 0 |  |  |  |  | 72.1918 | 82.5373 | 0 | 0 | 0 | -10.3455 | 60.0094 |  | kWh | 0.046765 | 0 | Commercial | [7 empty] | 10 | 0.85 |  |  |  | 1 | 2.68 | 0 | 0 | 0 | 0 | 0 | 0 | 0 | 0 | 0 | 0 | 2009 Qtr 1: 0; 2009 Qtr 2: 0; 2009 Qtr 3: 0; 2009 Qtr 4: 2.68; 2010 Qtr 1: 0; 2010 Qtr 2: 0; 2010 Qtr 3: 0; 2010 Qtr 4: 0; 2011 Qtr 1: 0; 2011 Qtr 2: 0; 2011 Qtr 3: 0; 2011 Qtr 4: 0 | 2.68
0 | 267044-Commercial Condensor Coil Cleaning (all units - savings at 50% of DEER) Com All CZ07 VintAll |  | System | Commercial | 01-ALC-AllCommercial-Cooling | 0 |  |  |  |  | 9.9998 | 10 | 0 | 0 | 0 | -0.0002249 | 60 |  | kWh | 0.047 | 0 | Commercial | [7 empty] | 3 | 0.78 |  |  |  | 1 | 4 | 0 | 0 | 0 | 0 | 0 | 0 | 0 | 0 | 0 | 0 | 2009 Qtr 1: 0; 2009 Qtr 2: 0; 2009 Qtr 3: 0; 2009 Qtr 4: 4; 2010 Qtr 1: 0; 2010 Qtr 2: 0; 2010 Qtr 3: 0; 2010 Qtr 4: 0; 2011 Qtr 1: 0; 2011 Qtr 2: 0; 2011 Qtr 3: 0; 2011 Qtr 4: 0 | 4
0 | 267029-Commercial HVAC Diagnostic/Tune-up Com All CZ07 VintAll |  | System | Commercial | 01-ALC-AllCommercial-Cooling | 0 |  |  |  |  | 72.1918 | 82.5373 | 0 | 0 | 0 | -10.3455 | 60.0094 |  | kWh | 0.046765 | 0 | Commercial | [7 empty] | 10 | 0.85 |  |  |  | 1 | 3.35 | 0 | 0 | 0 | 0 | 0 | 0 | 0 | 0 | 0 | 0 | 2009 Qtr 1: 0; 2009 Qtr 2: 0; 2009 Qtr 3: 0; 2009 Qtr 4: 3.35; 2010 Qtr 1: 0; 2010 Qtr 2: 0; 2010 Qtr 3: 0; 2010 Qtr 4: 0; 2011 Qtr 1: 0; 2011 Qtr 2: 0; 2011 Qtr 3: 0; 2011 Qtr 4: 0 | 3.35
0 | 267044-Commercial Condensor Coil Cleaning (all units - savings at 50% of DEER) Com All CZ07 VintAll |  | System | Commercial | 01-ALC-AllCommercial-Cooling | 0 |  |  |  |  | 9.9998 | 10 | 0 | 0 | 0 | -0.0002249 | 60 |  | kWh | 0.047 | 0 | Commercial | [7 empty] | 3 | 0.78 |  |  |  | 1 | 5 | 0 | 0 | 0 | 0 | 0 | 0 | 0 | 0 | 0 | 0 | 2009 Qtr 1: 0; 2009 Qtr 2: 0; 2009 Qtr 3: 0; 2009 Qtr 4: 5; 2010 Qtr 1: 0; 2010 Qtr 2: 0; 2010 Qtr 3: 0; 2010 Qtr 4: 0; 2011 Qtr 1: 0; 2011 Qtr 2: 0; 2011 Qtr 3: 0; 2011 Qtr 4: 0 | 5
0 | 267029-Commercial HVAC Diagnostic/Tune-up Com All CZ07 VintAll |  | System | Commercial | 01-ALC-AllCommercial-Cooling | 0 |  |  |  |  | 72.1918 | 82.5373 | 0 | 0 | 0 | -10.3455 | 60.0094 |  | kWh | 0.046765 | 0 | Commercial | [7 empty] | 10 | 0.85 |  |  |  | 1 | 3.35 | 0 | 0 | 0 | 0 | 0 | 0 | 0 | 0 | 0 | 0 | 2009 Qtr 1: 0; 2009 Qtr 2: 0; 2009 Qtr 3: 0; 2009 Qtr 4: 3.35; 2010 Qtr 1: 0; 2010 Qtr 2: 0; 2010 Qtr 3: 0; 2010 Qtr 4: 0; 2011 Qtr 1: 0; 2011 Qtr 2: 0; 2011 Qtr 3: 0; 2011 Qtr 4: 0 | 3.35
0 | 267044-Commercial Condensor Coil Cleaning (all units - savings at 50% of DEER) Com All CZ07 VintAll |  | System | Commercial | 01-ALC-AllCommercial-Cooling | 0 |  |  |  |  | 9.9998 | 10 | 0 | 0 | 0 | -0.0002249 | 60 |  | kWh | 0.047 | 0 | Commercial | [7 empty] | 3 | 0.78 |  |  |  | 1 | 5 | 0 | 0 | 0 | 0 | 0 | 0 | 0 | 0 | 0 | 0 | 2009 Qtr 1: 0; 2009 Qtr 2: 0; 2009 Qtr 3: 0; 2009 Qtr 4: 5; 2010 Qtr 1: 0; 2010 Qtr 2: 0; 2010 Qtr 3: 0; 2010 Qtr 4: 0; 2011 Qtr 1: 0; 2011 Qtr 2: 0; 2011 Qtr 3: 0; 2011 Qtr 4: 0 | 5
0 | 267029-Commercial HVAC Diagnostic/Tune-up Com All CZ07 VintAll |  | System | Commercial | 01-ALC-AllCommercial-Cooling | 0 |  |  |  |  | 72.1918 | 103.1716 | 0 | 0 | 0 | -30.9799 | 60.0094 |  | kWh | 0.046765 | 0 | Commercial | [7 empty] | 10 | 0.85 |  |  |  | 1 | 1.34 | 0 | 0 | 0 | 0 | 0 | 0 | 0 | 0 | 0 | 0 | 2009 Qtr 1: 0; 2009 Qtr 2: 0; 2009 Qtr 3: 0; 2009 Qtr 4: 1.34; 2010 Qtr 1: 0; 2010 Qtr 2: 0; 2010 Qtr 3: 0; 2010 Qtr 4: 0; 2011 Qtr 1: 0; 2011 Qtr 2: 0; 2011 Qtr 3: 0; 2011 Qtr 4: 0 | 1.34
0 | 267044-Commercial Condensor Coil Cleaning (all units - savings at 50% of DEER) Com All CZ07 VintAll |  | System | Commercial | 01-ALC-AllCommercial-Cooling | 0 |  |  |  |  | 9.9998 | 12.5 | 0 | 0 | 0 | -2.5002 | 60 |  | kWh | 0.047 | 0 | Commercial | [7 empty] | 3 | 0.78 |  |  |  | 1 | 2 | 0 | 0 | 0 | 0 | 0 | 0 | 0 | 0 | 0 | 0 | 2009 Qtr 1: 0; 2009 Qtr 2: 0; 2009 Qtr 3: 0; 2009 Qtr 4: 2; 2010 Qtr 1: 0; 2010 Qtr 2: 0; 2010 Qtr 3: 0; 2010 Qtr 4: 0; 2011 Qtr 1: 0; 2011 Qtr 2: 0; 2011 Qtr 3: 0; 2011 Qtr 4: 0 | 2
0 | 267029-Commercial HVAC Diagnostic/Tune-up Com All CZ07 VintAll |  | System | Commercial | 01-ALC-AllCommercial-Cooling | 0 |  |  |  |  | 72.1918 | 82.5373 | 0 | 0 | 0 | -10.3455 | 60.0094 |  | kWh | 0.046765 | 0 | Commercial | [7 empty] | 10 | 0.85 |  |  |  | 1 | 3.35 | 0 | 0 | 0 | 0 | 0 | 0 | 0 | 0 | 0 | 0 | 2009 Qtr 1: 0; 2009 Qtr 2: 0; 2009 Qtr 3: 0; 2009 Qtr 4: 3.35; 2010 Qtr 1: 0; 2010 Qtr 2: 0; 2010 Qtr 3: 0; 2010 Qtr 4: 0; 2011 Qtr 1: 0; 2011 Qtr 2: 0; 2011 Qtr 3: 0; 2011 Qtr 4: 0 | 3.35
0 | 267044-Commercial Condensor Coil Cleaning (all units - savings at 50% of DEER) Com All CZ07 VintAll |  | System | Commercial | 01-ALC-AllCommercial-Cooling | 0 |  |  |  |  | 9.9998 | 10 | 0 | 0 | 0 | -0.0002249 | 60 |  | kWh | 0.047 | 0 | Commercial | [7 empty] | 3 | 0.78 |  |  |  | 1 | 5 | 0 | 0 | 0 | 0 | 0 | 0 | 0 | 0 | 0 | 0 | 2009 Qtr 1: 0; 2009 Qtr 2: 0; 2009 Qtr 3: 0; 2009 Qtr 4: 5; 2010 Qtr 1: 0; 2010 Qtr 2: 0; 2010 Qtr 3: 0; 2010 Qtr 4: 0; 2011 Qtr 1: 0; 2011 Qtr 2: 0; 2011 Qtr 3: 0; 2011 Qtr 4: 0 | 5
0 | 267030-Commercial HVAC Diagnostic/Tune-up Com All CZ10 VintAll |  | System | Commercial | 01-ALC-AllCommercial-Cooling | 0 |  |  |  |  | 67.6133 | 82.5373 | 0 | 0 | 0 | -14.924 | 214 |  | kWh | 0.15 | 0 | Commercial | [7 empty] | 10 | 0.85 |  |  |  | 1 | 3.35 | 0 | 0 | 0 | 0 | 0 | 0 | 0 | 0 | 0 | 0 | 2009 Qtr 1: 0; 2009 Qtr 2: 0; 2009 Qtr 3: 0; 2009 Qtr 4: 3.35; 2010 Qtr 1: 0; 2010 Qtr 2: 0; 2010 Qtr 3: 0; 2010 Qtr 4: 0; 2011 Qtr 1: 0; 2011 Qtr 2: 0; 2011 Qtr 3: 0; 2011 Qtr 4: 0 | 3.35
0 | 267045-Commercial Condensor Coil Cleaning (all units - savings at 50% of DEER) Com All CZ10 VintAll |  | System | Commercial | 01-ALC-AllCommercial-Cooling | 0 |  |  |  |  | 10 | 10 | 0 | 0 | 0 | 0 | 74 |  | kWh | 0.0665 | 0 | Commercial | [7 empty] | 3 | 0.78 |  |  |  | 1 | 5 | 0 | 0 | 0 | 0 | 0 | 0 | 0 | 0 | 0 | 0 | 2009 Qtr 1: 0; 2009 Qtr 2: 0; 2009 Qtr 3: 0; 2009 Qtr 4: 5; 2010 Qtr 1: 0; 2010 Qtr 2: 0; 2010 Qtr 3: 0; 2010 Qtr 4: 0; 2011 Qtr 1: 0; 2011 Qtr 2: 0; 2011 Qtr 3: 0; 2011 Qtr 4: 0 | 5
0 | 267045-Commercial Condensor Coil Cleaning (all units - savings at 50% of DEER) Com All CZ10 VintAll |  | System | Commercial | 01-ALC-AllCommercial-Cooling | 0 |  |  |  |  | 10 | 10 | 0 | 0 | 0 | 0 | 74 |  | kWh | 0.0665 | 0 | Commercial | [7 empty] | 3 | 0.78 |  |  |  | 1 | 5 | 0 | 0 | 0 | 0 | 0 | 0 | 0 | 0 | 0 | 0 | 2009 Qtr 1: 0; 2009 Qtr 2: 0; 2009 Qtr 3: 0; 2009 Qtr 4: 5; 2010 Qtr 1: 0; 2010 Qtr 2: 0; 2010 Qtr 3: 0; 2010 Qtr 4: 0; 2011 Qtr 1: 0; 2011 Qtr 2: 0; 2011 Qtr 3: 0; 2011 Qtr 4: 0 | 5
0 | 267045-Commercial Condensor Coil Cleaning (all units - savings at 50% of DEER) Com All CZ10 VintAll |  | System | Commercial | 01-ALC-AllCommercial-Cooling | 0 |  |  |  |  | 10 | 10 | 0 | 0 | 0 | 0 | 74 |  | kWh | 0.0665 | 0 | Commercial | [7 empty] | 3 | 0.78 |  |  |  | 1 | 5 | 0 | 0 | 0 | 0 | 0 | 0 | 0 | 0 | 0 | 0 | 2009 Qtr 1: 0; 2009 Qtr 2: 0; 2009 Qtr 3: 0; 2009 Qtr 4: 5; 2010 Qtr 1: 0; 2010 Qtr 2: 0; 2010 Qtr 3: 0; 2010 Qtr 4: 0; 2011 Qtr 1: 0; 2011 Qtr 2: 0; 2011 Qtr 3: 0; 2011 Qtr 4: 0 | 5
0 | 267045-Commercial Condensor Coil Cleaning (all units - savings at 50% of DEER) Com All CZ10 VintAll |  | System | Commercial | 01-ALC-AllCommercial-Cooling | 0 |  |  |  |  | 10 | 10 | 0 | 0 | 0 | 0 | 74 |  | kWh | 0.0665 | 0 | Commercial | [7 empty] | 3 | 0.78 |  |  |  | 1 | 2 | 0 | 0 | 0 | 0 | 0 | 0 | 0 | 0 | 0 | 0 | 2009 Qtr 1: 0; 2009 Qtr 2: 0; 2009 Qtr 3: 0; 2009 Qtr 4: 2; 2010 Qtr 1: 0; 2010 Qtr 2: 0; 2010 Qtr 3: 0; 2010 Qtr 4: 0; 2011 Qtr 1: 0; 2011 Qtr 2: 0; 2011 Qtr 3: 0; 2011 Qtr 4: 0 | 2
0 | 267045-Commercial Condensor Coil Cleaning (all units - savings at 50% of DEER) Com All CZ10 VintAll |  | System | Commercial | 01-ALC-AllCommercial-Cooling | 0 |  |  |  |  | 10 | 10 | 0 | 0 | 0 | 0 | 74 |  | kWh | 0.0665 | 0 | Commercial | [7 empty] | 3 | 0.78 |  |  |  | 1 | 5 | 0 | 0 | 0 | 0 | 0 | 0 | 0 | 0 | 0 | 0 | 2009 Qtr 1: 0; 2009 Qtr 2: 0; 2009 Qtr 3: 0; 2009 Qtr 4: 5; 2010 Qtr 1: 0; 2010 Qtr 2: 0; 2010 Qtr 3: 0; 2010 Qtr 4: 0; 2011 Qtr 1: 0; 2011 Qtr 2: 0; 2011 Qtr 3: 0; 2011 Qtr 4: 0 | 5
0 | 267045-Commercial Condensor Coil Cleaning (all units - savings at 50% of DEER) Com All CZ10 VintAll |  | System | Commercial | 01-ALC-AllCommercial-Cooling | 0 |  |  |  |  | 10 | 11.25 | 0 | 0 | 0 | -1.25 | 74 |  | kWh | 0.0665 | 0 | Commercial | [7 empty] | 3 | 0.78 |  |  |  | 1 | 4 | 0 | 0 | 0 | 0 | 0 | 0 | 0 | 0 | 0 | 0 | 2009 Qtr 1: 0; 2009 Qtr 2: 0; 2009 Qtr 3: 0; 2009 Qtr 4: 4; 2010 Qtr 1: 0; 2010 Qtr 2: 0; 2010 Qtr 3: 0; 2010 Qtr 4: 0; 2011 Qtr 1: 0; 2011 Qtr 2: 0; 2011 Qtr 3: 0; 2011 Qtr 4: 0 | 4
0 | 267030-Commercial HVAC Diagnostic/Tune-up Com All CZ10 VintAll |  | System | Commercial | 01-ALC-AllCommercial-Cooling | 0 |  |  |  |  | 67.6133 | 82.5373 | 0 | 0 | 0 | -14.924 | 214 |  | kWh | 0.15 | 0 | Commercial | [7 empty] | 10 | 0.85 |  |  |  | 1 | 1.34 | 0 | 0 | 0 | 0 | 0 | 0 | 0 | 0 | 0 | 0 | 2009 Qtr 1: 0; 2009 Qtr 2: 0; 2009 Qtr 3: 0; 2009 Qtr 4: 1.34; 2010 Qtr 1: 0; 2010 Qtr 2: 0; 2010 Qtr 3: 0; 2010 Qtr 4: 0; 2011 Qtr 1: 0; 2011 Qtr 2: 0; 2011 Qtr 3: 0; 2011 Qtr 4: 0 | 1.34
0 | 267045-Commercial Condensor Coil Cleaning (all units - savings at 50% of DEER) Com All CZ10 VintAll |  | System | Commercial | 01-ALC-AllCommercial-Cooling | 0 |  |  |  |  | 10 | 10 | 0 | 0 | 0 | 0 | 74 |  | kWh | 0.0665 | 0 | Commercial | [7 empty] | 3 | 0.78 |  |  |  | 1 | 2 | 0 | 0 | 0 | 0 | 0 | 0 | 0 | 0 | 0 | 0 | 2009 Qtr 1: 0; 2009 Qtr 2: 0; 2009 Qtr 3: 0; 2009 Qtr 4: 2; 2010 Qtr 1: 0; 2010 Qtr 2: 0; 2010 Qtr 3: 0; 2010 Qtr 4: 0; 2011 Qtr 1: 0; 2011 Qtr 2: 0; 2011 Qtr 3: 0; 2011 Qtr 4: 0 | 2
0 | 267030-Commercial HVAC Diagnostic/Tune-up Com All CZ10 VintAll |  | System | Commercial | 01-ALC-AllCommercial-Cooling | 0 |  |  |  |  | 67.6133 | 92.8545 | 0 | 0 | 0 | -25.2412 | 214 |  | kWh | 0.15 | 0 | Commercial | [7 empty] | 10 | 0.85 |  |  |  | 1 | 2.68 | 0 | 0 | 0 | 0 | 0 | 0 | 0 | 0 | 0 | 0 | 2009 Qtr 1: 0; 2009 Qtr 2: 0; 2009 Qtr 3: 0; 2009 Qtr 4: 2.68; 2010 Qtr 1: 0; 2010 Qtr 2: 0; 2010 Qtr 3: 0; 2010 Qtr 4: 0; 2011 Qtr 1: 0; 2011 Qtr 2: 0; 2011 Qtr 3: 0; 2011 Qtr 4: 0 | 2.68
0 | 267045-Commercial Condensor Coil Cleaning (all units - savings at 50% of DEER) Com All CZ10 VintAll |  | System | Commercial | 01-ALC-AllCommercial-Cooling | 0 |  |  |  |  | 10 | 11.25 | 0 | 0 | 0 | -1.25 | 74 |  | kWh | 0.0665 | 0 | Commercial | [7 empty] | 3 | 0.78 |  |  |  | 1 | 4 | 0 | 0 | 0 | 0 | 0 | 0 | 0 | 0 | 0 | 0 | 2009 Qtr 1: 0; 2009 Qtr 2: 0; 2009 Qtr 3: 0; 2009 Qtr 4: 4; 2010 Qtr 1: 0; 2010 Qtr 2: 0; 2010 Qtr 3: 0; 2010 Qtr 4: 0; 2011 Qtr 1: 0; 2011 Qtr 2: 0; 2011 Qtr 3: 0; 2011 Qtr 4: 0 | 4
0 | 267045-Commercial Condensor Coil Cleaning (all units - savings at 50% of DEER) Com All CZ10 VintAll |  | System | Commercial | 01-ALC-AllCommercial-Cooling | 0 |  |  |  |  | 10 | 10 | 0 | 0 | 0 | 0 | 74 |  | kWh | 0.0665 | 0 | Commercial | [7 empty] | 3 | 0.78 |  |  |  | 1 | 5 | 0 | 0 | 0 | 0 | 0 | 0 | 0 | 0 | 0 | 0 | 2009 Qtr 1: 0; 2009 Qtr 2: 0; 2009 Qtr 3: 0; 2009 Qtr 4: 5; 2010 Qtr 1: 0; 2010 Qtr 2: 0; 2010 Qtr 3: 0; 2010 Qtr 4: 0; 2011 Qtr 1: 0; 2011 Qtr 2: 0; 2011 Qtr 3: 0; 2011 Qtr 4: 0 | 5
0 | 267030-Commercial HVAC Diagnostic/Tune-up Com All CZ10 VintAll |  | System | Commercial | 01-ALC-AllCommercial-Cooling | 0 |  |  |  |  | 67.6133 | 82.5373 | 0 | 0 | 0 | -14.924 | 214 |  | kWh | 0.15 | 0 | Commercial | [7 empty] | 10 | 0.85 |  |  |  | 1 | 3.35 | 0 | 0 | 0 | 0 | 0 | 0 | 0 | 0 | 0 | 0 | 2009 Qtr 1: 0; 2009 Qtr 2: 0; 2009 Qtr 3: 0; 2009 Qtr 4: 3.35; 2010 Qtr 1: 0; 2010 Qtr 2: 0; 2010 Qtr 3: 0; 2010 Qtr 4: 0; 2011 Qtr 1: 0; 2011 Qtr 2: 0; 2011 Qtr 3: 0; 2011 Qtr 4: 0 | 3.35
0 | 267045-Commercial Condensor Coil Cleaning (all units - savings at 50% of DEER) Com All CZ10 VintAll |  | System | Commercial | 01-ALC-AllCommercial-Cooling | 0 |  |  |  |  | 10 | 10 | 0 | 0 | 0 | 0 | 74 |  | kWh | 0.0665 | 0 | Commercial | [7 empty] | 3 | 0.78 |  |  |  | 1 | 5 | 0 | 0 | 0 | 0 | 0 | 0 | 0 | 0 | 0 | 0 | 2009 Qtr 1: 0; 2009 Qtr 2: 0; 2009 Qtr 3: 0; 2009 Qtr 4: 5; 2010 Qtr 1: 0; 2010 Qtr 2: 0; 2010 Qtr 3: 0; 2010 Qtr 4: 0; 2011 Qtr 1: 0; 2011 Qtr 2: 0; 2011 Qtr 3: 0; 2011 Qtr 4: 0 | 5
0 | 267029-Commercial HVAC Diagnostic/Tune-up Com All CZ07 VintAll |  | System | Commercial | 01-ALC-AllCommercial-Cooling | 0 |  |  |  |  | 72.1918 | 96.2935 | 0 | 0 | 0 | -24.1017 | 60.0094 |  | kWh | 0.046765 | 0 | Commercial | [7 empty] | 10 | 0.85 |  |  |  | 1 | 2.01 | 0 | 0 | 0 | 0 | 0 | 0 | 0 | 0 | 0 | 0 | 2009 Qtr 1: 0; 2009 Qtr 2: 0; 2009 Qtr 3: 0; 2009 Qtr 4: 2.01; 2010 Qtr 1: 0; 2010 Qtr 2: 0; 2010 Qtr 3: 0; 2010 Qtr 4: 0; 2011 Qtr 1: 0; 2011 Qtr 2: 0; 2011 Qtr 3: 0; 2011 Qtr 4: 0 | 2.01
0 | 267044-Commercial Condensor Coil Cleaning (all units - savings at 50% of DEER) Com All CZ07 VintAll |  | System | Commercial | 01-ALC-AllCommercial-Cooling | 0 |  |  |  |  | 9.9998 | 11.6667 | 0 | 0 | 0 | -1.6669 | 60 |  | kWh | 0.047 | 0 | Commercial | [7 empty] | 3 | 0.78 |  |  |  | 1 | 3 | 0 | 0 | 0 | 0 | 0 | 0 | 0 | 0 | 0 | 0 | 2009 Qtr 1: 0; 2009 Qtr 2: 0; 2009 Qtr 3: 0; 2009 Qtr 4: 3; 2010 Qtr 1: 0; 2010 Qtr 2: 0; 2010 Qtr 3: 0; 2010 Qtr 4: 0; 2011 Qtr 1: 0; 2011 Qtr 2: 0; 2011 Qtr 3: 0; 2011 Qtr 4: 0 | 3
0 | 267044-Commercial Condensor Coil Cleaning (all units - savings at 50% of DEER) Com All CZ07 VintAll |  | System | Commercial | 01-ALC-AllCommercial-Cooling | 0 |  |  |  |  | 9.9998 | 10 | 0 | 0 | 0 | -0.0002249 | 60 |  | kWh | 0.047 | 0 | Commercial | [7 empty] | 3 | 0.78 |  |  |  | 1 | 4 | 0 | 0 | 0 | 0 | 0 | 0 | 0 | 0 | 0 | 0 | 2009 Qtr 1: 0; 2009 Qtr 2: 0; 2009 Qtr 3: 0; 2009 Qtr 4: 4; 2010 Qtr 1: 0; 2010 Qtr 2: 0; 2010 Qtr 3: 0; 2010 Qtr 4: 0; 2011 Qtr 1: 0; 2011 Qtr 2: 0; 2011 Qtr 3: 0; 2011 Qtr 4: 0 | 4
0 | 267044-Commercial Condensor Coil Cleaning (all units - savings at 50% of DEER) Com All CZ07 VintAll |  | System | Commercial | 01-ALC-AllCommercial-Cooling | 0 |  |  |  |  | 9.9998 | 10 | 0 | 0 | 0 | -0.0002249 | 60 |  | kWh | 0.047 | 0 | Commercial | [7 empty] | 3 | 0.78 |  |  |  | 1 | 2 | 0 | 0 | 0 | 0 | 0 | 0 | 0 | 0 | 0 | 0 | 2009 Qtr 1: 0; 2009 Qtr 2: 0; 2009 Qtr 3: 0; 2009 Qtr 4: 2; 2010 Qtr 1: 0; 2010 Qtr 2: 0; 2010 Qtr 3: 0; 2010 Qtr 4: 0; 2011 Qtr 1: 0; 2011 Qtr 2: 0; 2011 Qtr 3: 0; 2011 Qtr 4: 0 | 2
0 | 267017-Economizer Repair Com All CZ07 Vint01 |  | System | Commercial | 01-ALC-AllCommercial-Cooling | 0 |  |  |  |  | 41.71 | 41 | 0 | 0 | 0 | 0.71 | 294 |  | kWh | 0.0083 | 0 | Commercial |  | Winter Only | [5 empty] | 5 | 0.85 |  |  |  | 0 | 4 | 0 | 0 | 0 | 0 | 0 | 0 | 0 | 0 | 0 | 0 | 2009 Qtr 1: 0; 2009 Qtr 2: 0; 2009 Qtr 3: 0; 2009 Qtr 4: 4; 2010 Qtr 1: 0; 2010 Qtr 2: 0; 2010 Qtr 3: 0; 2010 Qtr 4: 0; 2011 Qtr 1: 0; 2011 Qtr 2: 0; 2011 Qtr 3: 0; 2011 Qtr 4: 0 | 4
0 | 267017-Economizer Repair Com All CZ07 Vint01 |  | System | Commercial | 01-ALC-AllCommercial-Cooling | 0 |  |  |  |  | 41.71 | 41 | 0 | 0 | 0 | 0.71 | 294 |  | kWh | 0.0083 | 0 | Commercial |  | Winter Only | [5 empty] | 5 | 0.85 |  |  |  | 0 | 5 | 0 | 0 | 0 | 0 | 0 | 0 | 0 | 0 | 0 | 0 | 2009 Qtr 1: 0; 2009 Qtr 2: 0; 2009 Qtr 3: 0; 2009 Qtr 4: 5; 2010 Qtr 1: 0; 2010 Qtr 2: 0; 2010 Qtr 3: 0; 2010 Qtr 4: 0; 2011 Qtr 1: 0; 2011 Qtr 2: 0; 2011 Qtr 3: 0; 2011 Qtr 4: 0 | 5
0 | 267017-Economizer Repair Com All CZ07 Vint01 |  | System | Commercial | 01-ALC-AllCommercial-Cooling | 0 |  |  |  |  | 41.71 | 41 | 0 | 0 | 0 | 0.71 | 294 |  | kWh | 0.0083 | 0 | Commercial |  | Winter Only | [5 empty] | 5 | 0.85 |  |  |  | 0 | 5 | 0 | 0 | 0 | 0 | 0 | 0 | 0 | 0 | 0 | 0 | 2009 Qtr 1: 0; 2009 Qtr 2: 0; 2009 Qtr 3: 0; 2009 Qtr 4: 5; 2010 Qtr 1: 0; 2010 Qtr 2: 0; 2010 Qtr 3: 0; 2010 Qtr 4: 0; 2011 Qtr 1: 0; 2011 Qtr 2: 0; 2011 Qtr 3: 0; 2011 Qtr 4: 0 | 5
0 | 267017-Economizer Repair Com All CZ07 Vint01 |  | System | Commercial | 01-ALC-AllCommercial-Cooling | 0 |  |  |  |  | 41.71 | 51.25 | 0 | 0 | 0 | -9.54 | 294 |  | kWh | 0.0083 | 0 | Commercial |  | Winter Only | [5 empty] | 5 | 0.85 |  |  |  | 0 | 2 | 0 | 0 | 0 | 0 | 0 | 0 | 0 | 0 | 0 | 0 | 2009 Qtr 1: 0; 2009 Qtr 2: 0; 2009 Qtr 3: 0; 2009 Qtr 4: 2; 2010 Qtr 1: 0; 2010 Qtr 2: 0; 2010 Qtr 3: 0; 2010 Qtr 4: 0; 2011 Qtr 1: 0; 2011 Qtr 2: 0; 2011 Qtr 3: 0; 2011 Qtr 4: 0 | 2
0 | 267017-Economizer Repair Com All CZ07 Vint01 |  | System | Commercial | 01-ALC-AllCommercial-Cooling | 0 |  |  |  |  | 41.71 | 41 | 0 | 0 | 0 | 0.71 | 294 |  | kWh | 0.0083 | 0 | Commercial |  | Winter Only | [5 empty] | 5 | 0.85 |  |  |  | 0 | 5 | 0 | 0 | 0 | 0 | 0 | 0 | 0 | 0 | 0 | 0 | 2009 Qtr 1: 0; 2009 Qtr 2: 0; 2009 Qtr 3: 0; 2009 Qtr 4: 5; 2010 Qtr 1: 0; 2010 Qtr 2: 0; 2010 Qtr 3: 0; 2010 Qtr 4: 0; 2011 Qtr 1: 0; 2011 Qtr 2: 0; 2011 Qtr 3: 0; 2011 Qtr 4: 0 | 5
0 | 267017-Economizer Repair Com All CZ07 Vint01 |  | System | Commercial | 01-ALC-AllCommercial-Cooling | 0 |  |  |  |  | 41.71 | 47.8333 | 0 | 0 | 0 | -6.1233 | 294 |  | kWh | 0.0083 | 0 | Commercial |  | Winter Only | [5 empty] | 5 | 0.85 |  |  |  | 0 | 3 | 0 | 0 | 0 | 0 | 0 | 0 | 0 | 0 | 0 | 0 | 2009 Qtr 1: 0; 2009 Qtr 2: 0; 2009 Qtr 3: 0; 2009 Qtr 4: 3; 2010 Qtr 1: 0; 2010 Qtr 2: 0; 2010 Qtr 3: 0; 2010 Qtr 4: 0; 2011 Qtr 1: 0; 2011 Qtr 2: 0; 2011 Qtr 3: 0; 2011 Qtr 4: 0 | 3
0 | 267017-Economizer Repair Com All CZ07 Vint01 |  | System | Commercial | 01-ALC-AllCommercial-Cooling | 0 |  |  |  |  | 41.71 | 41 | 0 | 0 | 0 | 0.71 | 294 |  | kWh | 0.0083 | 0 | Commercial |  | Winter Only | [5 empty] | 5 | 0.85 |  |  |  | 0 | 2 | 0 | 0 | 0 | 0 | 0 | 0 | 0 | 0 | 0 | 0 | 2009 Qtr 1: 0; 2009 Qtr 2: 0; 2009 Qtr 3: 0; 2009 Qtr 4: 2; 2010 Qtr 1: 0; 2010 Qtr 2: 0; 2010 Qtr 3: 0; 2010 Qtr 4: 0; 2011 Qtr 1: 0; 2011 Qtr 2: 0; 2011 Qtr 3: 0; 2011 Qtr 4: 0 | 2
0 | 267029-Commercial HVAC Diagnostic/Tune-up Com All CZ07 VintAll |  | System | Commercial | 01-ALC-AllCommercial-Cooling | 0 |  |  |  |  | 72.1918 | 82.5373 | 0 | 0 | 0 | -10.3455 | 60.0094 |  | kWh | 0.046765 | 0 | Commercial | [7 empty] | 10 | 0.85 |  |  |  | 1 | 2.68 | 0 | 0 | 0 | 0 | 0 | 0 | 0 | 0 | 0 | 0 | 2009 Qtr 1: 0; 2009 Qtr 2: 0; 2009 Qtr 3: 0; 2009 Qtr 4: 2.68; 2010 Qtr 1: 0; 2010 Qtr 2: 0; 2010 Qtr 3: 0; 2010 Qtr 4: 0; 2011 Qtr 1: 0; 2011 Qtr 2: 0; 2011 Qtr 3: 0; 2011 Qtr 4: 0 | 2.68
0 | 267044-Commercial Condensor Coil Cleaning (all units - savings at 50% of DEER) Com All CZ07 VintAll |  | System | Commercial | 01-ALC-AllCommercial-Cooling | 0 |  |  |  |  | 9.9998 | 10 | 0 | 0 | 0 | -0.0002249 | 60 |  | kWh | 0.047 | 0 | Commercial | [7 empty] | 3 | 0.78 |  |  |  | 1 | 4 | 0 | 0 | 0 | 0 | 0 | 0 | 0 | 0 | 0 | 0 | 2009 Qtr 1: 0; 2009 Qtr 2: 0; 2009 Qtr 3: 0; 2009 Qtr 4: 4; 2010 Qtr 1: 0; 2010 Qtr 2: 0; 2010 Qtr 3: 0; 2010 Qtr 4: 0; 2011 Qtr 1: 0; 2011 Qtr 2: 0; 2011 Qtr 3: 0; 2011 Qtr 4: 0 | 4
0 | 267044-Commercial Condensor Coil Cleaning (all units - savings at 50% of DEER) Com All CZ07 VintAll |  | System | Commercial | 01-ALC-AllCommercial-Cooling | 0 |  |  |  |  | 9.9998 | 10 | 0 | 0 | 0 | -0.0002249 | 60 |  | kWh | 0.047 | 0 | Commercial | [7 empty] | 3 | 0.78 |  |  |  | 1 | 4 | 0 | 0 | 0 | 0 | 0 | 0 | 0 | 0 | 0 | 0 | 2009 Qtr 1: 0; 2009 Qtr 2: 0; 2009 Qtr 3: 0; 2009 Qtr 4: 4; 2010 Qtr 1: 0; 2010 Qtr 2: 0; 2010 Qtr 3: 0; 2010 Qtr 4: 0; 2011 Qtr 1: 0; 2011 Qtr 2: 0; 2011 Qtr 3: 0; 2011 Qtr 4: 0 | 4
0 | 267044-Commercial Condensor Coil Cleaning (all units - savings at 50% of DEER) Com All CZ07 VintAll |  | System | Commercial | 01-ALC-AllCommercial-Cooling | 0 |  |  |  |  | 9.9998 | 10 | 0 | 0 | 0 | -0.0002249 | 60 |  | kWh | 0.047 | 0 | Commercial | [7 empty] | 3 | 0.78 |  |  |  | 1 | 4 | 0 | 0 | 0 | 0 | 0 | 0 | 0 | 0 | 0 | 0 | 2009 Qtr 1: 0; 2009 Qtr 2: 0; 2009 Qtr 3: 0; 2009 Qtr 4: 4; 2010 Qtr 1: 0; 2010 Qtr 2: 0; 2010 Qtr 3: 0; 2010 Qtr 4: 0; 2011 Qtr 1: 0; 2011 Qtr 2: 0; 2011 Qtr 3: 0; 2011 Qtr 4: 0 | 4
0 | 267029-Commercial HVAC Diagnostic/Tune-up Com All CZ07 VintAll |  | System | Commercial | 01-ALC-AllCommercial-Cooling | 0 |  |  |  |  | 72.1918 | 82.5373 | 0 | 0 | 0 | -10.3455 | 60.0094 |  | kWh | 0.046765 | 0 | Commercial | [7 empty] | 10 | 0.85 |  |  |  | 1 | 2.01 | 0 | 0 | 0 | 0 | 0 | 0 | 0 | 0 | 0 | 0 | 2009 Qtr 1: 0; 2009 Qtr 2: 0; 2009 Qtr 3: 0; 2009 Qtr 4: 2.01; 2010 Qtr 1: 0; 2010 Qtr 2: 0; 2010 Qtr 3: 0; 2010 Qtr 4: 0; 2011 Qtr 1: 0; 2011 Qtr 2: 0; 2011 Qtr 3: 0; 2011 Qtr 4: 0 | 2.01
0 | 267044-Commercial Condensor Coil Cleaning (all units - savings at 50% of DEER) Com All CZ07 VintAll |  | System | Commercial | 01-ALC-AllCommercial-Cooling | 0 |  |  |  |  | 9.9998 | 10 | 0 | 0 | 0 | -0.0002249 | 60 |  | kWh | 0.047 | 0 | Commercial | [7 empty] | 3 | 0.78 |  |  |  | 1 | 3 | 0 | 0 | 0 | 0 | 0 | 0 | 0 | 0 | 0 | 0 | 2009 Qtr 1: 0; 2009 Qtr 2: 0; 2009 Qtr 3: 0; 2009 Qtr 4: 3; 2010 Qtr 1: 0; 2010 Qtr 2: 0; 2010 Qtr 3: 0; 2010 Qtr 4: 0; 2011 Qtr 1: 0; 2011 Qtr 2: 0; 2011 Qtr 3: 0; 2011 Qtr 4: 0 | 3
0 | 267029-Commercial HVAC Diagnostic/Tune-up Com All CZ07 VintAll |  | System | Commercial | 01-ALC-AllCommercial-Cooling | 0 |  |  |  |  | 72.1918 | 82.5373 | 0 | 0 | 0 | -10.3455 | 60.0094 |  | kWh | 0.046765 | 0 | Commercial | [7 empty] | 10 | 0.85 |  |  |  | 1 | 3.35 | 0 | 0 | 0 | 0 | 0 | 0 | 0 | 0 | 0 | 0 | 2009 Qtr 1: 0; 2009 Qtr 2: 0; 2009 Qtr 3: 0; 2009 Qtr 4: 3.35; 2010 Qtr 1: 0; 2010 Qtr 2: 0; 2010 Qtr 3: 0; 2010 Qtr 4: 0; 2011 Qtr 1: 0; 2011 Qtr 2: 0; 2011 Qtr 3: 0; 2011 Qtr 4: 0 | 3.35
0 | 267044-Commercial Condensor Coil Cleaning (all units - savings at 50% of DEER) Com All CZ07 VintAll |  | System | Commercial | 01-ALC-AllCommercial-Cooling | 0 |  |  |  |  | 9.9998 | 10 | 0 | 0 | 0 | -0.0002249 | 60 |  | kWh | 0.047 | 0 | Commercial | [7 empty] | 3 | 0.78 |  |  |  | 1 | 5 | 0 | 0 | 0 | 0 | 0 | 0 | 0 | 0 | 0 | 0 | 2009 Qtr 1: 0; 2009 Qtr 2: 0; 2009 Qtr 3: 0; 2009 Qtr 4: 5; 2010 Qtr 1: 0; 2010 Qtr 2: 0; 2010 Qtr 3: 0; 2010 Qtr 4: 0; 2011 Qtr 1: 0; 2011 Qtr 2: 0; 2011 Qtr 3: 0; 2011 Qtr 4: 0 | 5
0 | 267044-Commercial Condensor Coil Cleaning (all units - savings at 50% of DEER) Com All CZ07 VintAll |  | System | Commercial | 01-ALC-AllCommercial-Cooling | 0 |  |  |  |  | 9.9998 | 10 | 0 | 0 | 0 | -0.0002249 | 60 |  | kWh | 0.047 | 0 | Commercial | [7 empty] | 3 | 0.78 |  |  |  | 1 | 6 | 0 | 0 | 0 | 0 | 0 | 0 | 0 | 0 | 0 | 0 | 2009 Qtr 1: 0; 2009 Qtr 2: 0; 2009 Qtr 3: 0; 2009 Qtr 4: 6; 2010 Qtr 1: 0; 2010 Qtr 2: 0; 2010 Qtr 3: 0; 2010 Qtr 4: 0; 2011 Qtr 1: 0; 2011 Qtr 2: 0; 2011 Qtr 3: 0; 2011 Qtr 4: 0 | 6
0 | 267044-Commercial Condensor Coil Cleaning (all units - savings at 50% of DEER) Com All CZ07 VintAll |  | System | Commercial | 01-ALC-AllCommercial-Cooling | 0 |  |  |  |  | 9.9998 | 10 | 0 | 0 | 0 | -0.0002249 | 60 |  | kWh | 0.047 | 0 | Commercial | [7 empty] | 3 | 0.78 |  |  |  | 1 | 4 | 0 | 0 | 0 | 0 | 0 | 0 | 0 | 0 | 0 | 0 | 2009 Qtr 1: 0; 2009 Qtr 2: 0; 2009 Qtr 3: 0; 2009 Qtr 4: 4; 2010 Qtr 1: 0; 2010 Qtr 2: 0; 2010 Qtr 3: 0; 2010 Qtr 4: 0; 2011 Qtr 1: 0; 2011 Qtr 2: 0; 2011 Qtr 3: 0; 2011 Qtr 4: 0 | 4
0 | 267044-Commercial Condensor Coil Cleaning (all units - savings at 50% of DEER) Com All CZ07 VintAll |  | System | Commercial | 01-ALC-AllCommercial-Cooling | 0 |  |  |  |  | 9.9998 | 10 | 0 | 0 | 0 | -0.0002249 | 60 |  | kWh | 0.047 | 0 | Commercial | [7 empty] | 3 | 0.78 |  |  |  | 1 | 13 | 0 | 0 | 0 | 0 | 0 | 0 | 0 | 0 | 0 | 0 | 2009 Qtr 1: 0; 2009 Qtr 2: 0; 2009 Qtr 3: 0; 2009 Qtr 4: 13; 2010 Qtr 1: 0; 2010 Qtr 2: 0; 2010 Qtr 3: 0; 2010 Qtr 4: 0; 2011 Qtr 1: 0; 2011 Qtr 2: 0; 2011 Qtr 3: 0; 2011 Qtr 4: 0 | 13
0 | 267029-Commercial HVAC Diagnostic/Tune-up Com All CZ07 VintAll |  | System | Commercial | 01-ALC-AllCommercial-Cooling | 0 |  |  |  |  | 72.1918 | 82.5373 | 0 | 0 | 0 | -10.3455 | 60.0094 |  | kWh | 0.046765 | 0 | Commercial | [7 empty] | 10 | 0.85 |  |  |  | 1 | 2.01 | 0 | 0 | 0 | 0 | 0 | 0 | 0 | 0 | 0 | 0 | 2009 Qtr 1: 0; 2009 Qtr 2: 0; 2009 Qtr 3: 0; 2009 Qtr 4: 2.01; 2010 Qtr 1: 0; 2010 Qtr 2: 0; 2010 Qtr 3: 0; 2010 Qtr 4: 0; 2011 Qtr 1: 0; 2011 Qtr 2: 0; 2011 Qtr 3: 0; 2011 Qtr 4: 0 | 2.01
0 | 267044-Commercial Condensor Coil Cleaning (all units - savings at 50% of DEER) Com All CZ07 VintAll |  | System | Commercial | 01-ALC-AllCommercial-Cooling | 0 |  |  |  |  | 9.9998 | 10 | 0 | 0 | 0 | -0.0002249 | 60 |  | kWh | 0.047 | 0 | Commercial | [7 empty] | 3 | 0.78 |  |  |  | 1 | 3 | 0 | 0 | 0 | 0 | 0 | 0 | 0 | 0 | 0 | 0 | 2009 Qtr 1: 0; 2009 Qtr 2: 0; 2009 Qtr 3: 0; 2009 Qtr 4: 3; 2010 Qtr 1: 0; 2010 Qtr 2: 0; 2010 Qtr 3: 0; 2010 Qtr 4: 0; 2011 Qtr 1: 0; 2011 Qtr 2: 0; 2011 Qtr 3: 0; 2011 Qtr 4: 0 | 3
0 | 267029-Commercial HVAC Diagnostic/Tune-up Com All CZ07 VintAll |  | System | Commercial | 01-ALC-AllCommercial-Cooling | 0 |  |  |  |  | 72.1918 | 82.5373 | 0 | 0 | 0 | -10.3455 | 60.0094 |  | kWh | 0.046765 | 0 | Commercial | [7 empty] | 10 | 0.85 |  |  |  | 1 | 3.35 | 0 | 0 | 0 | 0 | 0 | 0 | 0 | 0 | 0 | 0 | 2009 Qtr 1: 0; 2009 Qtr 2: 0; 2009 Qtr 3: 0; 2009 Qtr 4: 3.35; 2010 Qtr 1: 0; 2010 Qtr 2: 0; 2010 Qtr 3: 0; 2010 Qtr 4: 0; 2011 Qtr 1: 0; 2011 Qtr 2: 0; 2011 Qtr 3: 0; 2011 Qtr 4: 0 | 3.35
0 | 267044-Commercial Condensor Coil Cleaning (all units - savings at 50% of DEER) Com All CZ07 VintAll |  | System | Commercial | 01-ALC-AllCommercial-Cooling | 0 |  |  |  |  | 9.9998 | 10 | 0 | 0 | 0 | -0.0002249 | 60 |  | kWh | 0.047 | 0 | Commercial | [7 empty] | 3 | 0.78 |  |  |  | 1 | 5 | 0 | 0 | 0 | 0 | 0 | 0 | 0 | 0 | 0 | 0 | 2009 Qtr 1: 0; 2009 Qtr 2: 0; 2009 Qtr 3: 0; 2009 Qtr 4: 5; 2010 Qtr 1: 0; 2010 Qtr 2: 0; 2010 Qtr 3: 0; 2010 Qtr 4: 0; 2011 Qtr 1: 0; 2011 Qtr 2: 0; 2011 Qtr 3: 0; 2011 Qtr 4: 0 | 5
0 | 267029-Commercial HVAC Diagnostic/Tune-up Com All CZ07 VintAll |  | System | Commercial | 01-ALC-AllCommercial-Cooling | 0 |  |  |  |  | 72.1918 | 82.5373 | 0 | 0 | 0 | -10.3455 | 60.0094 |  | kWh | 0.046765 | 0 | Commercial | [7 empty] | 10 | 0.85 |  |  |  | 1 | 3.35 | 0 | 0 | 0 | 0 | 0 | 0 | 0 | 0 | 0 | 0 | 2009 Qtr 1: 0; 2009 Qtr 2: 0; 2009 Qtr 3: 0; 2009 Qtr 4: 3.35; 2010 Qtr 1: 0; 2010 Qtr 2: 0; 2010 Qtr 3: 0; 2010 Qtr 4: 0; 2011 Qtr 1: 0; 2011 Qtr 2: 0; 2011 Qtr 3: 0; 2011 Qtr 4: 0 | 3.35
0 | 267044-Commercial Condensor Coil Cleaning (all units - savings at 50% of DEER) Com All CZ07 VintAll |  | System | Commercial | 01-ALC-AllCommercial-Cooling | 0 |  |  |  |  | 9.9998 | 10 | 0 | 0 | 0 | -0.0002249 | 60 |  | kWh | 0.047 | 0 | Commercial | [7 empty] | 3 | 0.78 |  |  |  | 1 | 5 | 0 | 0 | 0 | 0 | 0 | 0 | 0 | 0 | 0 | 0 | 2009 Qtr 1: 0; 2009 Qtr 2: 0; 2009 Qtr 3: 0; 2009 Qtr 4: 5; 2010 Qtr 1: 0; 2010 Qtr 2: 0; 2010 Qtr 3: 0; 2010 Qtr 4: 0; 2011 Qtr 1: 0; 2011 Qtr 2: 0; 2011 Qtr 3: 0; 2011 Qtr 4: 0 | 5
0 | 267029-Commercial HVAC Diagnostic/Tune-up Com All CZ07 VintAll |  | System | Commercial | 01-ALC-AllCommercial-Cooling | 0 |  |  |  |  | 72.1918 | 82.5373 | 0 | 0 | 0 | -10.3455 | 60.0094 |  | kWh | 0.046765 | 0 | Commercial | [7 empty] | 10 | 0.85 |  |  |  | 1 | 3.35 | 0 | 0 | 0 | 0 | 0 | 0 | 0 | 0 | 0 | 0 | 2009 Qtr 1: 0; 2009 Qtr 2: 0; 2009 Qtr 3: 0; 2009 Qtr 4: 3.35; 2010 Qtr 1: 0; 2010 Qtr 2: 0; 2010 Qtr 3: 0; 2010 Qtr 4: 0; 2011 Qtr 1: 0; 2011 Qtr 2: 0; 2011 Qtr 3: 0; 2011 Qtr 4: 0 | 3.35
0 | 267044-Commercial Condensor Coil Cleaning (all units - savings at 50% of DEER) Com All CZ07 VintAll |  | System | Commercial | 01-ALC-AllCommercial-Cooling | 0 |  |  |  |  | 9.9998 | 10 | 0 | 0 | 0 | -0.0002249 | 60 |  | kWh | 0.047 | 0 | Commercial | [7 empty] | 3 | 0.78 |  |  |  | 1 | 5 | 0 | 0 | 0 | 0 | 0 | 0 | 0 | 0 | 0 | 0 | 2009 Qtr 1: 0; 2009 Qtr 2: 0; 2009 Qtr 3: 0; 2009 Qtr 4: 5; 2010 Qtr 1: 0; 2010 Qtr 2: 0; 2010 Qtr 3: 0; 2010 Qtr 4: 0; 2011 Qtr 1: 0; 2011 Qtr 2: 0; 2011 Qtr 3: 0; 2011 Qtr 4: 0 | 5
0 | 267044-Commercial Condensor Coil Cleaning (all units - savings at 50% of DEER) Com All CZ07 VintAll |  | System | Commercial | 01-ALC-AllCommercial-Cooling | 0 |  |  |  |  | 9.9998 | 10 | 0 | 0 | 0 | -0.0002249 | 60 |  | kWh | 0.047 | 0 | Commercial | [7 empty] | 3 | 0.78 |  |  |  | 1 | 5 | 0 | 0 | 0 | 0 | 0 | 0 | 0 | 0 | 0 | 0 | 2009 Qtr 1: 0; 2009 Qtr 2: 0; 2009 Qtr 3: 0; 2009 Qtr 4: 5; 2010 Qtr 1: 0; 2010 Qtr 2: 0; 2010 Qtr 3: 0; 2010 Qtr 4: 0; 2011 Qtr 1: 0; 2011 Qtr 2: 0; 2011 Qtr 3: 0; 2011 Qtr 4: 0 | 5
0 | 267044-Commercial Condensor Coil Cleaning (all units - savings at 50% of DEER) Com All CZ07 VintAll |  | System | Commercial | 01-ALC-AllCommercial-Cooling | 0 |  |  |  |  | 9.9998 | 10 | 0 | 0 | 0 | -0.0002249 | 60 |  | kWh | 0.047 | 0 | Commercial | [7 empty] | 3 | 0.78 |  |  |  | 1 | 4 | 0 | 0 | 0 | 0 | 0 | 0 | 0 | 0 | 0 | 0 | 2009 Qtr 1: 0; 2009 Qtr 2: 0; 2009 Qtr 3: 0; 2009 Qtr 4: 4; 2010 Qtr 1: 0; 2010 Qtr 2: 0; 2010 Qtr 3: 0; 2010 Qtr 4: 0; 2011 Qtr 1: 0; 2011 Qtr 2: 0; 2011 Qtr 3: 0; 2011 Qtr 4: 0 | 4
0 | 267029-Commercial HVAC Diagnostic/Tune-up Com All CZ07 VintAll |  | System | Commercial | 01-ALC-AllCommercial-Cooling | 0 |  |  |  |  | 72.1918 | 82.5373 | 0 | 0 | 0 | -10.3455 | 60.0094 |  | kWh | 0.046765 | 0 | Commercial | [7 empty] | 10 | 0.85 |  |  |  | 1 | 3.35 | 0 | 0 | 0 | 0 | 0 | 0 | 0 | 0 | 0 | 0 | 2009 Qtr 1: 0; 2009 Qtr 2: 0; 2009 Qtr 3: 0; 2009 Qtr 4: 3.35; 2010 Qtr 1: 0; 2010 Qtr 2: 0; 2010 Qtr 3: 0; 2010 Qtr 4: 0; 2011 Qtr 1: 0; 2011 Qtr 2: 0; 2011 Qtr 3: 0; 2011 Qtr 4: 0 | 3.35
0 | 267044-Commercial Condensor Coil Cleaning (all units - savings at 50% of DEER) Com All CZ07 VintAll |  | System | Commercial | 01-ALC-AllCommercial-Cooling | 0 |  |  |  |  | 9.9998 | 10 | 0 | 0 | 0 | -0.0002249 | 60 |  | kWh | 0.047 | 0 | Commercial | [7 empty] | 3 | 0.78 |  |  |  | 1 | 5 | 0 | 0 | 0 | 0 | 0 | 0 | 0 | 0 | 0 | 0 | 2009 Qtr 1: 0; 2009 Qtr 2: 0; 2009 Qtr 3: 0; 2009 Qtr 4: 5; 2010 Qtr 1: 0; 2010 Qtr 2: 0; 2010 Qtr 3: 0; 2010 Qtr 4: 0; 2011 Qtr 1: 0; 2011 Qtr 2: 0; 2011 Qtr 3: 0; 2011 Qtr 4: 0 | 5
0 | 267029-Commercial HVAC Diagnostic/Tune-up Com All CZ07 VintAll |  | System | Commercial | 01-ALC-AllCommercial-Cooling | 0 |  |  |  |  | 72.1918 | 82.5373 | 0 | 0 | 0 | -10.3455 | 60.0094 |  | kWh | 0.046765 | 0 | Commercial | [7 empty] | 10 | 0.85 |  |  |  | 1 | 3.35 | 0 | 0 | 0 | 0 | 0 | 0 | 0 | 0 | 0 | 0 | 2009 Qtr 1: 0; 2009 Qtr 2: 0; 2009 Qtr 3: 0; 2009 Qtr 4: 3.35; 2010 Qtr 1: 0; 2010 Qtr 2: 0; 2010 Qtr 3: 0; 2010 Qtr 4: 0; 2011 Qtr 1: 0; 2011 Qtr 2: 0; 2011 Qtr 3: 0; 2011 Qtr 4: 0 | 3.35
0 | 267044-Commercial Condensor Coil Cleaning (all units - savings at 50% of DEER) Com All CZ07 VintAll |  | System | Commercial | 01-ALC-AllCommercial-Cooling | 0 |  |  |  |  | 9.9998 | 10 | 0 | 0 | 0 | -0.0002249 | 60 |  | kWh | 0.047 | 0 | Commercial | [7 empty] | 3 | 0.78 |  |  |  | 1 | 5 | 0 | 0 | 0 | 0 | 0 | 0 | 0 | 0 | 0 | 0 | 2009 Qtr 1: 0; 2009 Qtr 2: 0; 2009 Qtr 3: 0; 2009 Qtr 4: 5; 2010 Qtr 1: 0; 2010 Qtr 2: 0; 2010 Qtr 3: 0; 2010 Qtr 4: 0; 2011 Qtr 1: 0; 2011 Qtr 2: 0; 2011 Qtr 3: 0; 2011 Qtr 4: 0 | 5
0 | 267029-Commercial HVAC Diagnostic/Tune-up Com All CZ07 VintAll |  | System | Commercial | 01-ALC-AllCommercial-Cooling | 0 |  |  |  |  | 72.1918 | 82.5373 | 0 | 0 | 0 | -10.3455 | 60.0094 |  | kWh | 0.046765 | 0 | Commercial | [7 empty] | 10 | 0.85 |  |  |  | 1 | 3.35 | 0 | 0 | 0 | 0 | 0 | 0 | 0 | 0 | 0 | 0 | 2009 Qtr 1: 0; 2009 Qtr 2: 0; 2009 Qtr 3: 0; 2009 Qtr 4: 3.35; 2010 Qtr 1: 0; 2010 Qtr 2: 0; 2010 Qtr 3: 0; 2010 Qtr 4: 0; 2011 Qtr 1: 0; 2011 Qtr 2: 0; 2011 Qtr 3: 0; 2011 Qtr 4: 0 | 3.35
0 | 267044-Commercial Condensor Coil Cleaning (all units - savings at 50% of DEER) Com All CZ07 VintAll |  | System | Commercial | 01-ALC-AllCommercial-Cooling | 0 |  |  |  |  | 9.9998 | 10 | 0 | 0 | 0 | -0.0002249 | 60 |  | kWh | 0.047 | 0 | Commercial | [7 empty] | 3 | 0.78 |  |  |  | 1 | 5 | 0 | 0 | 0 | 0 | 0 | 0 | 0 | 0 | 0 | 0 | 2009 Qtr 1: 0; 2009 Qtr 2: 0; 2009 Qtr 3: 0; 2009 Qtr 4: 5; 2010 Qtr 1: 0; 2010 Qtr 2: 0; 2010 Qtr 3: 0; 2010 Qtr 4: 0; 2011 Qtr 1: 0; 2011 Qtr 2: 0; 2011 Qtr 3: 0; 2011 Qtr 4: 0 | 5
0 | 267044-Commercial Condensor Coil Cleaning (all units - savings at 50% of DEER) Com All CZ07 VintAll |  | System | Commercial | 01-ALC-AllCommercial-Cooling | 0 |  |  |  |  | 9.9998 | 10 | 0 | 0 | 0 | -0.0002249 | 60 |  | kWh | 0.047 | 0 | Commercial | [7 empty] | 3 | 0.78 |  |  |  | 1 | 5 | 0 | 0 | 0 | 0 | 0 | 0 | 0 | 0 | 0 | 0 | 2009 Qtr 1: 0; 2009 Qtr 2: 0; 2009 Qtr 3: 0; 2009 Qtr 4: 5; 2010 Qtr 1: 0; 2010 Qtr 2: 0; 2010 Qtr 3: 0; 2010 Qtr 4: 0; 2011 Qtr 1: 0; 2011 Qtr 2: 0; 2011 Qtr 3: 0; 2011 Qtr 4: 0 | 5
0 | 267044-Commercial Condensor Coil Cleaning (all units - savings at 50% of DEER) Com All CZ07 VintAll |  | System | Commercial | 01-ALC-AllCommercial-Cooling | 0 |  |  |  |  | 9.9998 | 10 | 0 | 0 | 0 | -0.0002249 | 60 |  | kWh | 0.047 | 0 | Commercial | [7 empty] | 3 | 0.78 |  |  |  | 1 | 5 | 0 | 0 | 0 | 0 | 0 | 0 | 0 | 0 | 0 | 0 | 2009 Qtr 1: 0; 2009 Qtr 2: 0; 2009 Qtr 3: 0; 2009 Qtr 4: 5; 2010 Qtr 1: 0; 2010 Qtr 2: 0; 2010 Qtr 3: 0; 2010 Qtr 4: 0; 2011 Qtr 1: 0; 2011 Qtr 2: 0; 2011 Qtr 3: 0; 2011 Qtr 4: 0 | 5
0 | 267044-Commercial Condensor Coil Cleaning (all units - savings at 50% of DEER) Com All CZ07 VintAll |  | System | Commercial | 01-ALC-AllCommercial-Cooling | 0 |  |  |  |  | 9.9998 | 10 | 0 | 0 | 0 | -0.0002249 | 60 |  | kWh | 0.047 | 0 | Commercial | [7 empty] | 3 | 0.78 |  |  |  | 1 | 5 | 0 | 0 | 0 | 0 | 0 | 0 | 0 | 0 | 0 | 0 | 2009 Qtr 1: 0; 2009 Qtr 2: 0; 2009 Qtr 3: 0; 2009 Qtr 4: 5; 2010 Qtr 1: 0; 2010 Qtr 2: 0; 2010 Qtr 3: 0; 2010 Qtr 4: 0; 2011 Qtr 1: 0; 2011 Qtr 2: 0; 2011 Qtr 3: 0; 2011 Qtr 4: 0 | 5
0 | 267001-High Refrigerant Charge Adjustment (>= ±20% rated charge) Resid SFCZ10 Vint03 |  | System | Residential | 26-SFM-ResidentialSingleFamily-SP_COOL | 0 |  |  |  |  | 65 | 71.5 | 0 | 0 | 0 | -6.5 | 248.449 |  | kWh | 0.18306 | -0.066637 | Residential |  | Winter Only | [5 empty] | 10 | 0.78 |  |  |  | 1 | 4 | 0 | 0 | 0 | 0 | 0 | 0 | 0 | 0 | 0 | 0 | 2009 Qtr 1: 0; 2009 Qtr 2: 0; 2009 Qtr 3: 0; 2009 Qtr 4: 4; 2010 Qtr 1: 0; 2010 Qtr 2: 0; 2010 Qtr 3: 0; 2010 Qtr 4: 0; 2011 Qtr 1: 0; 2011 Qtr 2: 0; 2011 Qtr 3: 0; 2011 Qtr 4: 0 | 4
0 | 267040-Residential Condensor Coil Cleaning Resid SF CZ10 VintAll |  | System | Residential | 26-SFM-ResidentialSingleFamily-SP_COOL | 0 |  |  |  |  | 50 | 50 | 0 | 0 | 0 | 0 | 270 |  | kWh | 0.3564 | 0 | Residential | [7 empty] | 3 | 0.78 |  |  |  | 1 | 1 | 0 | 0 | 0 | 0 | 0 | 0 | 0 | 0 | 0 | 0 | 2009 Qtr 1: 0; 2009 Qtr 2: 0; 2009 Qtr 3: 0; 2009 Qtr 4: 1; 2010 Qtr 1: 0; 2010 Qtr 2: 0; 2010 Qtr 3: 0; 2010 Qtr 4: 0; 2011 Qtr 1: 0; 2011 Qtr 2: 0; 2011 Qtr 3: 0; 2011 Qtr 4: 0 | 1
0 | 267040-Residential Condensor Coil Cleaning Resid SF CZ10 VintAll |  | System | Residential | 26-SFM-ResidentialSingleFamily-SP_COOL | 0 |  |  |  |  | 50 | 50 | 0 | 0 | 0 | 0 | 270 |  | kWh | 0.3564 | 0 | Residential | [7 empty] | 3 | 0.78 |  |  |  | 1 | 1 | 0 | 0 | 0 | 0 | 0 | 0 | 0 | 0 | 0 | 0 | 2009 Qtr 1: 0; 2009 Qtr 2: 0; 2009 Qtr 3: 0; 2009 Qtr 4: 1; 2010 Qtr 1: 0; 2010 Qtr 2: 0; 2010 Qtr 3: 0; 2010 Qtr 4: 0; 2011 Qtr 1: 0; 2011 Qtr 2: 0; 2011 Qtr 3: 0; 2011 Qtr 4: 0 | 1
0 | 267040-Residential Condensor Coil Cleaning Resid SF CZ10 VintAll |  | System | Residential | 26-SFM-ResidentialSingleFamily-SP_COOL | 0 |  |  |  |  | 50 | 50 | 0 | 0 | 0 | 0 | 270 |  | kWh | 0.3564 | 0 | Residential | [7 empty] | 3 | 0.78 |  |  |  | 1 | 1 | 0 | 0 | 0 | 0 | 0 | 0 | 0 | 0 | 0 | 0 | 2009 Qtr 1: 0; 2009 Qtr 2: 0; 2009 Qtr 3: 0; 2009 Qtr 4: 1; 2010 Qtr 1: 0; 2010 Qtr 2: 0; 2010 Qtr 3: 0; 2010 Qtr 4: 0; 2011 Qtr 1: 0; 2011 Qtr 2: 0; 2011 Qtr 3: 0; 2011 Qtr 4: 0 | 1
0 | 267001-High Refrigerant Charge Adjustment (>= ±20% rated charge) Resid SFCZ10 Vint03 |  | System | Residential | 26-SFM-ResidentialSingleFamily-SP_COOL | 0 |  |  |  |  | 65 | 71.5 | 0 | 0 | 0 | -6.5 | 248.449 |  | kWh | 0.18306 | -0.066637 | Residential |  | Winter Only | [5 empty] | 10 | 0.78 |  |  |  | 1 | 4 | 0 | 0 | 0 | 0 | 0 | 0 | 0 | 0 | 0 | 0 | 2009 Qtr 1: 0; 2009 Qtr 2: 0; 2009 Qtr 3: 0; 2009 Qtr 4: 4; 2010 Qtr 1: 0; 2010 Qtr 2: 0; 2010 Qtr 3: 0; 2010 Qtr 4: 0; 2011 Qtr 1: 0; 2011 Qtr 2: 0; 2011 Qtr 3: 0; 2011 Qtr 4: 0 | 4
0 | 267040-Residential Condensor Coil Cleaning Resid SF CZ10 VintAll |  | System | Residential | 26-SFM-ResidentialSingleFamily-SP_COOL | 0 |  |  |  |  | 50 | 50 | 0 | 0 | 0 | 0 | 270 |  | kWh | 0.3564 | 0 | Residential | [7 empty] | 3 | 0.78 |  |  |  | 1 | 1 | 0 | 0 | 0 | 0 | 0 | 0 | 0 | 0 | 0 | 0 | 2009 Qtr 1: 0; 2009 Qtr 2: 0; 2009 Qtr 3: 0; 2009 Qtr 4: 1; 2010 Qtr 1: 0; 2010 Qtr 2: 0; 2010 Qtr 3: 0; 2010 Qtr 4: 0; 2011 Qtr 1: 0; 2011 Qtr 2: 0; 2011 Qtr 3: 0; 2011 Qtr 4: 0 | 1
0 | 267009-Duct Sealing (Total Leakage Reduced from 40% of AHU flow to 12%) Resid SF CZ10 Vint03 |  | System | Residential | 26-SFM-ResidentialSingleFamily-SP_COOL | 0 |  |  |  |  | 106.2381 | 205 | 0 | 0 | 0 | -98.7619 | 234.764 |  | kWh | 0.17708 | 21.4199 | Residential |  | Winter Only | [5 empty] | 18 | 0.78 |  |  |  | 0.5 | 1 | 0 | 0 | 0 | 0 | 0 | 0 | 0 | 0 | 0 | 0 | 2009 Qtr 1: 0; 2009 Qtr 2: 0; 2009 Qtr 3: 0; 2009 Qtr 4: 1; 2010 Qtr 1: 0; 2010 Qtr 2: 0; 2010 Qtr 3: 0; 2010 Qtr 4: 0; 2011 Qtr 1: 0; 2011 Qtr 2: 0; 2011 Qtr 3: 0; 2011 Qtr 4: 0 | 1
0 | 267009-Duct Sealing (Total Leakage Reduced from 40% of AHU flow to 12%) Resid SF CZ10 Vint03 |  | System | Residential | 26-SFM-ResidentialSingleFamily-SP_COOL | 0 |  |  |  |  | 106.2381 | 270 | 0 | 0 | 0 | -163.7619 | 234.764 |  | kWh | 0.17708 | 21.4199 | Residential |  | Winter Only | [5 empty] | 18 | 0.78 |  |  |  | 0.5 | 1 | 0 | 0 | 0 | 0 | 0 | 0 | 0 | 0 | 0 | 0 | 2009 Qtr 1: 0; 2009 Qtr 2: 0; 2009 Qtr 3: 0; 2009 Qtr 4: 1; 2010 Qtr 1: 0; 2010 Qtr 2: 0; 2010 Qtr 3: 0; 2010 Qtr 4: 0; 2011 Qtr 1: 0; 2011 Qtr 2: 0; 2011 Qtr 3: 0; 2011 Qtr 4: 0 | 1
0 | 267010-Duct Sealing (Total Leakage Reduced from 40% of AHU flow to 12%) Resid SF CZ10 Vint04 |  | System | Residential | 26-SFM-ResidentialSingleFamily-SP_COOL | 0 |  |  |  |  | 106.8728 | 310 | 0 | 0 | 0 | -203.1272 | 181.333 |  | kWh | 0.24097 | 10.7341 | Residential |  | Winter Only | [5 empty] | 18 | 0.78 |  |  |  | 0 | 1 | 0 | 0 | 0 | 0 | 0 | 0 | 0 | 0 | 0 | 0 | 2009 Qtr 1: 0; 2009 Qtr 2: 0; 2009 Qtr 3: 0; 2009 Qtr 4: 1; 2010 Qtr 1: 0; 2010 Qtr 2: 0; 2010 Qtr 3: 0; 2010 Qtr 4: 0; 2011 Qtr 1: 0; 2011 Qtr 2: 0; 2011 Qtr 3: 0; 2011 Qtr 4: 0 | 1
0 | 267009-Duct Sealing (Total Leakage Reduced from 40% of AHU flow to 12%) Resid SF CZ10 Vint03 |  | System | Residential | 26-SFM-ResidentialSingleFamily-SP_COOL | 0 |  |  |  |  | 106.2381 | 351 | 0 | 0 | 0 | -244.7619 | 234.764 |  | kWh | 0.17708 | 21.4199 | Residential |  | Winter Only | [5 empty] | 18 | 0.78 |  |  |  | 0.5 | 1 | 0 | 0 | 0 | 0 | 0 | 0 | 0 | 0 | 0 | 0 | 2009 Qtr 1: 0; 2009 Qtr 2: 0; 2009 Qtr 3: 0; 2009 Qtr 4: 1; 2010 Qtr 1: 0; 2010 Qtr 2: 0; 2010 Qtr 3: 0; 2010 Qtr 4: 0; 2011 Qtr 1: 0; 2011 Qtr 2: 0; 2011 Qtr 3: 0; 2011 Qtr 4: 0 | 1
0 | 267009-Duct Sealing (Total Leakage Reduced from 40% of AHU flow to 12%) Resid SF CZ10 Vint03 |  | System | Residential | 26-SFM-ResidentialSingleFamily-SP_COOL | 0 |  |  |  |  | 106.2381 | 380 | 0 | 0 | 0 | -273.7619 | 234.764 |  | kWh | 0.17708 | 21.4199 | Residential |  | Winter Only | [5 empty] | 18 | 0.78 |  |  |  | 0.5 | 1 | 0 | 0 | 0 | 0 | 0 | 0 | 0 | 0 | 0 | 0 | 2009 Qtr 1: 0; 2009 Qtr 2: 0; 2009 Qtr 3: 0; 2009 Qtr 4: 1; 2010 Qtr 1: 0; 2010 Qtr 2: 0; 2010 Qtr 3: 0; 2010 Qtr 4: 0; 2011 Qtr 1: 0; 2011 Qtr 2: 0; 2011 Qtr 3: 0; 2011 Qtr 4: 0 | 1
0 | 267009-Duct Sealing (Total Leakage Reduced from 40% of AHU flow to 12%) Resid SF CZ10 Vint03 |  | System | Residential | 26-SFM-ResidentialSingleFamily-SP_COOL | 0 |  |  |  |  | 106.2381 | 280 | 0 | 0 | 0 | -173.7619 | 234.764 |  | kWh | 0.17708 | 21.4199 | Residential |  | Winter Only | [5 empty] | 18 | 0.78 |  |  |  | 0.5 | 2 | 0 | 0 | 0 | 0 | 0 | 0 | 0 | 0 | 0 | 0 | 2009 Qtr 1: 0; 2009 Qtr 2: 0; 2009 Qtr 3: 0; 2009 Qtr 4: 2; 2010 Qtr 1: 0; 2010 Qtr 2: 0; 2010 Qtr 3: 0; 2010 Qtr 4: 0; 2011 Qtr 1: 0; 2011 Qtr 2: 0; 2011 Qtr 3: 0; 2011 Qtr 4: 0 | 2
0 | 267009-Duct Sealing (Total Leakage Reduced from 40% of AHU flow to 12%) Resid SF CZ10 Vint03 |  | System | Residential | 26-SFM-ResidentialSingleFamily-SP_COOL | 0 |  |  |  |  | 106.2381 | 385.4 | 0 | 0 | 0 | -279.1619 | 234.764 |  | kWh | 0.17708 | 21.4199 | Residential |  | Winter Only | [5 empty] | 18 | 0.78 |  |  |  | 0.5 | 1 | 0 | 0 | 0 | 0 | 0 | 0 | 0 | 0 | 0 | 0 | 2009 Qtr 1: 0; 2009 Qtr 2: 0; 2009 Qtr 3: 0; 2009 Qtr 4: 1; 2010 Qtr 1: 0; 2010 Qtr 2: 0; 2010 Qtr 3: 0; 2010 Qtr 4: 0; 2011 Qtr 1: 0; 2011 Qtr 2: 0; 2011 Qtr 3: 0; 2011 Qtr 4: 0 | 1
0 | 267009-Duct Sealing (Total Leakage Reduced from 40% of AHU flow to 12%) Resid SF CZ10 Vint03 |  | System | Residential | 26-SFM-ResidentialSingleFamily-SP_COOL | 0 |  |  |  |  | 106.2381 | 200 | 0 | 0 | 0 | -93.7619 | 234.764 |  | kWh | 0.17708 | 21.4199 | Residential |  | Winter Only | [5 empty] | 18 | 0.78 |  |  |  | 0.5 | 2 | 0 | 0 | 0 | 0 | 0 | 0 | 0 | 0 | 0 | 0 | 2009 Qtr 1: 0; 2009 Qtr 2: 0; 2009 Qtr 3: 0; 2009 Qtr 4: 2; 2010 Qtr 1: 0; 2010 Qtr 2: 0; 2010 Qtr 3: 0; 2010 Qtr 4: 0; 2011 Qtr 1: 0; 2011 Qtr 2: 0; 2011 Qtr 3: 0; 2011 Qtr 4: 0 | 2
0 | 267029-Commercial HVAC Diagnostic/Tune-up Com All CZ07 VintAll |  | System | Commercial | 01-ALC-AllCommercial-Cooling | 0 |  |  |  |  | 72.1918 | 82.5373 | 0 | 0 | 0 | -10.3455 | 60.0094 |  | kWh | 0.046765 | 0 | Commercial | [7 empty] | 10 | 0.85 |  |  |  | 1 | 3.35 | 0 | 0 | 0 | 0 | 0 | 0 | 0 | 0 | 0 | 0 | 2009 Qtr 1: 0; 2009 Qtr 2: 0; 2009 Qtr 3: 0; 2009 Qtr 4: 3.35; 2010 Qtr 1: 0; 2010 Qtr 2: 0; 2010 Qtr 3: 0; 2010 Qtr 4: 0; 2011 Qtr 1: 0; 2011 Qtr 2: 0; 2011 Qtr 3: 0; 2011 Qtr 4: 0 | 3.35
0 | 267044-Commercial Condensor Coil Cleaning (all units - savings at 50% of DEER) Com All CZ07 VintAll |  | System | Commercial | 01-ALC-AllCommercial-Cooling | 0 |  |  |  |  | 9.9998 | 10 | 0 | 0 | 0 | -0.0002249 | 60 |  | kWh | 0.047 | 0 | Commercial | [7 empty] | 3 | 0.78 |  |  |  | 1 | 5 | 0 | 0 | 0 | 0 | 0 | 0 | 0 | 0 | 0 | 0 | 2009 Qtr 1: 0; 2009 Qtr 2: 0; 2009 Qtr 3: 0; 2009 Qtr 4: 5; 2010 Qtr 1: 0; 2010 Qtr 2: 0; 2010 Qtr 3: 0; 2010 Qtr 4: 0; 2011 Qtr 1: 0; 2011 Qtr 2: 0; 2011 Qtr 3: 0; 2011 Qtr 4: 0 | 5
0 | 267029-Commercial HVAC Diagnostic/Tune-up Com All CZ07 VintAll |  | System | Commercial | 01-ALC-AllCommercial-Cooling | 0 |  |  |  |  | 72.1918 | 82.5373 | 0 | 0 | 0 | -10.3455 | 60.0094 |  | kWh | 0.046765 | 0 | Commercial | [7 empty] | 10 | 0.85 |  |  |  | 1 | 2.01 | 0 | 0 | 0 | 0 | 0 | 0 | 0 | 0 | 0 | 0 | 2009 Qtr 1: 0; 2009 Qtr 2: 0; 2009 Qtr 3: 0; 2009 Qtr 4: 2.01; 2010 Qtr 1: 0; 2010 Qtr 2: 0; 2010 Qtr 3: 0; 2010 Qtr 4: 0; 2011 Qtr 1: 0; 2011 Qtr 2: 0; 2011 Qtr 3: 0; 2011 Qtr 4: 0 | 2.01
0 | 267044-Commercial Condensor Coil Cleaning (all units - savings at 50% of DEER) Com All CZ07 VintAll |  | System | Commercial | 01-ALC-AllCommercial-Cooling | 0 |  |  |  |  | 9.9998 | 10 | 0 | 0 | 0 | -0.0002249 | 60 |  | kWh | 0.047 | 0 | Commercial | [7 empty] | 3 | 0.78 |  |  |  | 1 | 3 | 0 | 0 | 0 | 0 | 0 | 0 | 0 | 0 | 0 | 0 | 2009 Qtr 1: 0; 2009 Qtr 2: 0; 2009 Qtr 3: 0; 2009 Qtr 4: 3; 2010 Qtr 1: 0; 2010 Qtr 2: 0; 2010 Qtr 3: 0; 2010 Qtr 4: 0; 2011 Qtr 1: 0; 2011 Qtr 2: 0; 2011 Qtr 3: 0; 2011 Qtr 4: 0 | 3
0 | 267045-Commercial Condensor Coil Cleaning (all units - savings at 50% of DEER) Com All CZ10 VintAll |  | System | Commercial | 01-ALC-AllCommercial-Cooling | 0 |  |  |  |  | 10 | 10 | 0 | 0 | 0 | 0 | 74 |  | kWh | 0.0665 | 0 | Commercial | [7 empty] | 3 | 0.78 |  |  |  | 1 | 5 | 0 | 0 | 0 | 0 | 0 | 0 | 0 | 0 | 0 | 0 | 2009 Qtr 1: 0; 2009 Qtr 2: 0; 2009 Qtr 3: 0; 2009 Qtr 4: 5; 2010 Qtr 1: 0; 2010 Qtr 2: 0; 2010 Qtr 3: 0; 2010 Qtr 4: 0; 2011 Qtr 1: 0; 2011 Qtr 2: 0; 2011 Qtr 3: 0; 2011 Qtr 4: 0 | 5
0 | 267044-Commercial Condensor Coil Cleaning (all units - savings at 50% of DEER) Com All CZ07 VintAll |  | System | Commercial | 01-ALC-AllCommercial-Cooling | 0 |  |  |  |  | 9.9998 | 10 | 0 | 0 | 0 | -0.0002249 | 60 |  | kWh | 0.047 | 0 | Commercial | [7 empty] | 3 | 0.78 |  |  |  | 1 | 5 | 0 | 0 | 0 | 0 | 0 | 0 | 0 | 0 | 0 | 0 | 2009 Qtr 1: 0; 2009 Qtr 2: 0; 2009 Qtr 3: 0; 2009 Qtr 4: 5; 2010 Qtr 1: 0; 2010 Qtr 2: 0; 2010 Qtr 3: 0; 2010 Qtr 4: 0; 2011 Qtr 1: 0; 2011 Qtr 2: 0; 2011 Qtr 3: 0; 2011 Qtr 4: 0 | 5
0 | 267029-Commercial HVAC Diagnostic/Tune-up Com All CZ07 VintAll |  | System | Commercial | 01-ALC-AllCommercial-Cooling | 0 |  |  |  |  | 72.1918 | 82.5373 | 0 | 0 | 0 | -10.3455 | 60.0094 |  | kWh | 0.046765 | 0 | Commercial | [7 empty] | 10 | 0.85 |  |  |  | 1 | 3.35 | 0 | 0 | 0 | 0 | 0 | 0 | 0 | 0 | 0 | 0 | 2009 Qtr 1: 0; 2009 Qtr 2: 0; 2009 Qtr 3: 0; 2009 Qtr 4: 3.35; 2010 Qtr 1: 0; 2010 Qtr 2: 0; 2010 Qtr 3: 0; 2010 Qtr 4: 0; 2011 Qtr 1: 0; 2011 Qtr 2: 0; 2011 Qtr 3: 0; 2011 Qtr 4: 0 | 3.35
0 | 267044-Commercial Condensor Coil Cleaning (all units - savings at 50% of DEER) Com All CZ07 VintAll |  | System | Commercial | 01-ALC-AllCommercial-Cooling | 0 |  |  |  |  | 9.9998 | 10 | 0 | 0 | 0 | -0.0002249 | 60 |  | kWh | 0.047 | 0 | Commercial | [7 empty] | 3 | 0.78 |  |  |  | 1 | 5 | 0 | 0 | 0 | 0 | 0 | 0 | 0 | 0 | 0 | 0 | 2009 Qtr 1: 0; 2009 Qtr 2: 0; 2009 Qtr 3: 0; 2009 Qtr 4: 5; 2010 Qtr 1: 0; 2010 Qtr 2: 0; 2010 Qtr 3: 0; 2010 Qtr 4: 0; 2011 Qtr 1: 0; 2011 Qtr 2: 0; 2011 Qtr 3: 0; 2011 Qtr 4: 0 | 5
0 | 267030-Commercial HVAC Diagnostic/Tune-up Com All CZ10 VintAll |  | System | Commercial | 01-ALC-AllCommercial-Cooling | 0 |  |  |  |  | 67.6133 | 82.5373 | 0 | 0 | 0 | -14.924 | 214 |  | kWh | 0.15 | 0 | Commercial | [7 empty] | 10 | 0.85 |  |  |  | 1 | 3.35 | 0 | 0 | 0 | 0 | 0 | 0 | 0 | 0 | 0 | 0 | 2009 Qtr 1: 0; 2009 Qtr 2: 0; 2009 Qtr 3: 0; 2009 Qtr 4: 3.35; 2010 Qtr 1: 0; 2010 Qtr 2: 0; 2010 Qtr 3: 0; 2010 Qtr 4: 0; 2011 Qtr 1: 0; 2011 Qtr 2: 0; 2011 Qtr 3: 0; 2011 Qtr 4: 0 | 3.35
0 | 267045-Commercial Condensor Coil Cleaning (all units - savings at 50% of DEER) Com All CZ10 VintAll |  | System | Commercial | 01-ALC-AllCommercial-Cooling | 0 |  |  |  |  | 10 | 10 | 0 | 0 | 0 | 0 | 74 |  | kWh | 0.0665 | 0 | Commercial | [7 empty] | 3 | 0.78 |  |  |  | 1 | 5 | 0 | 0 | 0 | 0 | 0 | 0 | 0 | 0 | 0 | 0 | 2009 Qtr 1: 0; 2009 Qtr 2: 0; 2009 Qtr 3: 0; 2009 Qtr 4: 5; 2010 Qtr 1: 0; 2010 Qtr 2: 0; 2010 Qtr 3: 0; 2010 Qtr 4: 0; 2011 Qtr 1: 0; 2011 Qtr 2: 0; 2011 Qtr 3: 0; 2011 Qtr 4: 0 | 5
0 | 267030-Commercial HVAC Diagnostic/Tune-up Com All CZ10 VintAll |  | System | Commercial | 01-ALC-AllCommercial-Cooling | 0 |  |  |  |  | 67.6133 | 82.5373 | 0 | 0 | 0 | -14.924 | 214 |  | kWh | 0.15 | 0 | Commercial | [7 empty] | 10 | 0.85 |  |  |  | 1 | 3.35 | 0 | 0 | 0 | 0 | 0 | 0 | 0 | 0 | 0 | 0 | 2009 Qtr 1: 0; 2009 Qtr 2: 0; 2009 Qtr 3: 0; 2009 Qtr 4: 3.35; 2010 Qtr 1: 0; 2010 Qtr 2: 0; 2010 Qtr 3: 0; 2010 Qtr 4: 0; 2011 Qtr 1: 0; 2011 Qtr 2: 0; 2011 Qtr 3: 0; 2011 Qtr 4: 0 | 3.35
0 | 267045-Commercial Condensor Coil Cleaning (all units - savings at 50% of DEER) Com All CZ10 VintAll |  | System | Commercial | 01-ALC-AllCommercial-Cooling | 0 |  |  |  |  | 10 | 10 | 0 | 0 | 0 | 0 | 74 |  | kWh | 0.0665 | 0 | Commercial | [7 empty] | 3 | 0.78 |  |  |  | 1 | 5 | 0 | 0 | 0 | 0 | 0 | 0 | 0 | 0 | 0 | 0 | 2009 Qtr 1: 0; 2009 Qtr 2: 0; 2009 Qtr 3: 0; 2009 Qtr 4: 5; 2010 Qtr 1: 0; 2010 Qtr 2: 0; 2010 Qtr 3: 0; 2010 Qtr 4: 0; 2011 Qtr 1: 0; 2011 Qtr 2: 0; 2011 Qtr 3: 0; 2011 Qtr 4: 0 | 5
0 | 267029-Commercial HVAC Diagnostic/Tune-up Com All CZ07 VintAll |  | System | Commercial | 01-ALC-AllCommercial-Cooling | 0 |  |  |  |  | 72.1918 | 82.5373 | 0 | 0 | 0 | -10.3455 | 60.0094 |  | kWh | 0.046765 | 0 | Commercial | [7 empty] | 10 | 0.85 |  |  |  | 1 | 3.35 | 0 | 0 | 0 | 0 | 0 | 0 | 0 | 0 | 0 | 0 | 2009 Qtr 1: 0; 2009 Qtr 2: 0; 2009 Qtr 3: 0; 2009 Qtr 4: 3.35; 2010 Qtr 1: 0; 2010 Qtr 2: 0; 2010 Qtr 3: 0; 2010 Qtr 4: 0; 2011 Qtr 1: 0; 2011 Qtr 2: 0; 2011 Qtr 3: 0; 2011 Qtr 4: 0 | 3.35
0 | 267044-Commercial Condensor Coil Cleaning (all units - savings at 50% of DEER) Com All CZ07 VintAll |  | System | Commercial | 01-ALC-AllCommercial-Cooling | 0 |  |  |  |  | 9.9998 | 10 | 0 | 0 | 0 | -0.0002249 | 60 |  | kWh | 0.047 | 0 | Commercial | [7 empty] | 3 | 0.78 |  |  |  | 1 | 5 | 0 | 0 | 0 | 0 | 0 | 0 | 0 | 0 | 0 | 0 | 2009 Qtr 1: 0; 2009 Qtr 2: 0; 2009 Qtr 3: 0; 2009 Qtr 4: 5; 2010 Qtr 1: 0; 2010 Qtr 2: 0; 2010 Qtr 3: 0; 2010 Qtr 4: 0; 2011 Qtr 1: 0; 2011 Qtr 2: 0; 2011 Qtr 3: 0; 2011 Qtr 4: 0 | 5
0 | 267029-Commercial HVAC Diagnostic/Tune-up Com All CZ07 VintAll |  | System | Commercial | 01-ALC-AllCommercial-Cooling | 0 |  |  |  |  | 72.1918 | 82.5373 | 0 | 0 | 0 | -10.3455 | 60.0094 |  | kWh | 0.046765 | 0 | Commercial | [7 empty] | 10 | 0.85 |  |  |  | 1 | 2.68 | 0 | 0 | 0 | 0 | 0 | 0 | 0 | 0 | 0 | 0 | 2009 Qtr 1: 0; 2009 Qtr 2: 0; 2009 Qtr 3: 0; 2009 Qtr 4: 2.68; 2010 Qtr 1: 0; 2010 Qtr 2: 0; 2010 Qtr 3: 0; 2010 Qtr 4: 0; 2011 Qtr 1: 0; 2011 Qtr 2: 0; 2011 Qtr 3: 0; 2011 Qtr 4: 0 | 2.68
0 | 267044-Commercial Condensor Coil Cleaning (all units - savings at 50% of DEER) Com All CZ07 VintAll |  | System | Commercial | 01-ALC-AllCommercial-Cooling | 0 |  |  |  |  | 9.9998 | 10 | 0 | 0 | 0 | -0.0002249 | 60 |  | kWh | 0.047 | 0 | Commercial | [7 empty] | 3 | 0.78 |  |  |  | 1 | 4 | 0 | 0 | 0 | 0 | 0 | 0 | 0 | 0 | 0 | 0 | 2009 Qtr 1: 0; 2009 Qtr 2: 0; 2009 Qtr 3: 0; 2009 Qtr 4: 4; 2010 Qtr 1: 0; 2010 Qtr 2: 0; 2010 Qtr 3: 0; 2010 Qtr 4: 0; 2011 Qtr 1: 0; 2011 Qtr 2: 0; 2011 Qtr 3: 0; 2011 Qtr 4: 0 | 4
0 | 267029-Commercial HVAC Diagnostic/Tune-up Com All CZ07 VintAll |  | System | Commercial | 01-ALC-AllCommercial-Cooling | 0 |  |  |  |  | 72.1918 | 82.5373 | 0 | 0 | 0 | -10.3455 | 60.0094 |  | kWh | 0.046765 | 0 | Commercial | [7 empty] | 10 | 0.85 |  |  |  | 1 | 3.35 | 0 | 0 | 0 | 0 | 0 | 0 | 0 | 0 | 0 | 0 | 2009 Qtr 1: 0; 2009 Qtr 2: 0; 2009 Qtr 3: 0; 2009 Qtr 4: 3.35; 2010 Qtr 1: 0; 2010 Qtr 2: 0; 2010 Qtr 3: 0; 2010 Qtr 4: 0; 2011 Qtr 1: 0; 2011 Qtr 2: 0; 2011 Qtr 3: 0; 2011 Qtr 4: 0 | 3.35
0 | 267044-Commercial Condensor Coil Cleaning (all units - savings at 50% of DEER) Com All CZ07 VintAll |  | System | Commercial | 01-ALC-AllCommercial-Cooling | 0 |  |  |  |  | 9.9998 | 10 | 0 | 0 | 0 | -0.0002249 | 60 |  | kWh | 0.047 | 0 | Commercial | [7 empty] | 3 | 0.78 |  |  |  | 1 | 5 | 0 | 0 | 0 | 0 | 0 | 0 | 0 | 0 | 0 | 0 | 2009 Qtr 1: 0; 2009 Qtr 2: 0; 2009 Qtr 3: 0; 2009 Qtr 4: 5; 2010 Qtr 1: 0; 2010 Qtr 2: 0; 2010 Qtr 3: 0; 2010 Qtr 4: 0; 2011 Qtr 1: 0; 2011 Qtr 2: 0; 2011 Qtr 3: 0; 2011 Qtr 4: 0 | 5
0 | 267029-Commercial HVAC Diagnostic/Tune-up Com All CZ07 VintAll |  | System | Commercial | 01-ALC-AllCommercial-Cooling | 0 |  |  |  |  | 72.1918 | 82.5373 | 0 | 0 | 0 | -10.3455 | 60.0094 |  | kWh | 0.046765 | 0 | Commercial | [7 empty] | 10 | 0.85 |  |  |  | 1 | 3.35 | 0 | 0 | 0 | 0 | 0 | 0 | 0 | 0 | 0 | 0 | 2009 Qtr 1: 0; 2009 Qtr 2: 0; 2009 Qtr 3: 0; 2009 Qtr 4: 3.35; 2010 Qtr 1: 0; 2010 Qtr 2: 0; 2010 Qtr 3: 0; 2010 Qtr 4: 0; 2011 Qtr 1: 0; 2011 Qtr 2: 0; 2011 Qtr 3: 0; 2011 Qtr 4: 0 | 3.35
0 | 267044-Commercial Condensor Coil Cleaning (all units - savings at 50% of DEER) Com All CZ07 VintAll |  | System | Commercial | 01-ALC-AllCommercial-Cooling | 0 |  |  |  |  | 9.9998 | 10 | 0 | 0 | 0 | -0.0002249 | 60 |  | kWh | 0.047 | 0 | Commercial | [7 empty] | 3 | 0.78 |  |  |  | 1 | 5 | 0 | 0 | 0 | 0 | 0 | 0 | 0 | 0 | 0 | 0 | 2009 Qtr 1: 0; 2009 Qtr 2: 0; 2009 Qtr 3: 0; 2009 Qtr 4: 5; 2010 Qtr 1: 0; 2010 Qtr 2: 0; 2010 Qtr 3: 0; 2010 Qtr 4: 0; 2011 Qtr 1: 0; 2011 Qtr 2: 0; 2011 Qtr 3: 0; 2011 Qtr 4: 0 | 5
0 | 267044-Commercial Condensor Coil Cleaning (all units - savings at 50% of DEER) Com All CZ07 VintAll |  | System | Commercial | 01-ALC-AllCommercial-Cooling | 0 |  |  |  |  | 9.9998 | 11.6667 | 0 | 0 | 0 | -1.6669 | 60 |  | kWh | 0.047 | 0 | Commercial | [7 empty] | 3 | 0.78 |  |  |  | 1 | 3 | 0 | 0 | 0 | 0 | 0 | 0 | 0 | 0 | 0 | 0 | 2009 Qtr 1: 0; 2009 Qtr 2: 0; 2009 Qtr 3: 0; 2009 Qtr 4: 3; 2010 Qtr 1: 0; 2010 Qtr 2: 0; 2010 Qtr 3: 0; 2010 Qtr 4: 0; 2011 Qtr 1: 0; 2011 Qtr 2: 0; 2011 Qtr 3: 0; 2011 Qtr 4: 0 | 3
0 | 267029-Commercial HVAC Diagnostic/Tune-up Com All CZ07 VintAll |  | System | Commercial | 01-ALC-AllCommercial-Cooling | 0 |  |  |  |  | 72.1918 | 96.2935 | 0 | 0 | 0 | -24.1017 | 60.0094 |  | kWh | 0.046765 | 0 | Commercial | [7 empty] | 10 | 0.85 |  |  |  | 1 | 2.01 | 0 | 0 | 0 | 0 | 0 | 0 | 0 | 0 | 0 | 0 | 2009 Qtr 1: 0; 2009 Qtr 2: 0; 2009 Qtr 3: 0; 2009 Qtr 4: 2.01; 2010 Qtr 1: 0; 2010 Qtr 2: 0; 2010 Qtr 3: 0; 2010 Qtr 4: 0; 2011 Qtr 1: 0; 2011 Qtr 2: 0; 2011 Qtr 3: 0; 2011 Qtr 4: 0 | 2.01
0 | 267044-Commercial Condensor Coil Cleaning (all units - savings at 50% of DEER) Com All CZ07 VintAll |  | System | Commercial | 01-ALC-AllCommercial-Cooling | 0 |  |  |  |  | 9.9998 | 11.6667 | 0 | 0 | 0 | -1.6669 | 60 |  | kWh | 0.047 | 0 | Commercial | [7 empty] | 3 | 0.78 |  |  |  | 1 | 3 | 0 | 0 | 0 | 0 | 0 | 0 | 0 | 0 | 0 | 0 | 2009 Qtr 1: 0; 2009 Qtr 2: 0; 2009 Qtr 3: 0; 2009 Qtr 4: 3; 2010 Qtr 1: 0; 2010 Qtr 2: 0; 2010 Qtr 3: 0; 2010 Qtr 4: 0; 2011 Qtr 1: 0; 2011 Qtr 2: 0; 2011 Qtr 3: 0; 2011 Qtr 4: 0 | 3
0 | 267029-Commercial HVAC Diagnostic/Tune-up Com All CZ07 VintAll |  | System | Commercial | 01-ALC-AllCommercial-Cooling | 0 |  |  |  |  | 72.1918 | 82.5373 | 0 | 0 | 0 | -10.3455 | 60.0094 |  | kWh | 0.046765 | 0 | Commercial | [7 empty] | 10 | 0.85 |  |  |  | 1 | 4.02 | 0 | 0 | 0 | 0 | 0 | 0 | 0 | 0 | 0 | 0 | 2009 Qtr 1: 0; 2009 Qtr 2: 0; 2009 Qtr 3: 0; 2009 Qtr 4: 4.02; 2010 Qtr 1: 0; 2010 Qtr 2: 0; 2010 Qtr 3: 0; 2010 Qtr 4: 0; 2011 Qtr 1: 0; 2011 Qtr 2: 0; 2011 Qtr 3: 0; 2011 Qtr 4: 0 | 4.02
0 | 267044-Commercial Condensor Coil Cleaning (all units - savings at 50% of DEER) Com All CZ07 VintAll |  | System | Commercial | 01-ALC-AllCommercial-Cooling | 0 |  |  |  |  | 9.9998 | 10 | 0 | 0 | 0 | -0.0002249 | 60 |  | kWh | 0.047 | 0 | Commercial | [7 empty] | 3 | 0.78 |  |  |  | 1 | 6 | 0 | 0 | 0 | 0 | 0 | 0 | 0 | 0 | 0 | 0 | 2009 Qtr 1: 0; 2009 Qtr 2: 0; 2009 Qtr 3: 0; 2009 Qtr 4: 6; 2010 Qtr 1: 0; 2010 Qtr 2: 0; 2010 Qtr 3: 0; 2010 Qtr 4: 0; 2011 Qtr 1: 0; 2011 Qtr 2: 0; 2011 Qtr 3: 0; 2011 Qtr 4: 0 | 6
0 | 267029-Commercial HVAC Diagnostic/Tune-up Com All CZ07 VintAll |  | System | Commercial | 01-ALC-AllCommercial-Cooling | 0 |  |  |  |  | 72.1918 | 82.5373 | 0 | 0 | 0 | -10.3455 | 60.0094 |  | kWh | 0.046765 | 0 | Commercial | [7 empty] | 10 | 0.85 |  |  |  | 1 | 3.35 | 0 | 0 | 0 | 0 | 0 | 0 | 0 | 0 | 0 | 0 | 2009 Qtr 1: 0; 2009 Qtr 2: 0; 2009 Qtr 3: 0; 2009 Qtr 4: 3.35; 2010 Qtr 1: 0; 2010 Qtr 2: 0; 2010 Qtr 3: 0; 2010 Qtr 4: 0; 2011 Qtr 1: 0; 2011 Qtr 2: 0; 2011 Qtr 3: 0; 2011 Qtr 4: 0 | 3.35
0 | 267044-Commercial Condensor Coil Cleaning (all units - savings at 50% of DEER) Com All CZ07 VintAll |  | System | Commercial | 01-ALC-AllCommercial-Cooling | 0 |  |  |  |  | 9.9998 | 10 | 0 | 0 | 0 | -0.0002249 | 60 |  | kWh | 0.047 | 0 | Commercial | [7 empty] | 3 | 0.78 |  |  |  | 1 | 5 | 0 | 0 | 0 | 0 | 0 | 0 | 0 | 0 | 0 | 0 | 2009 Qtr 1: 0; 2009 Qtr 2: 0; 2009 Qtr 3: 0; 2009 Qtr 4: 5; 2010 Qtr 1: 0; 2010 Qtr 2: 0; 2010 Qtr 3: 0; 2010 Qtr 4: 0; 2011 Qtr 1: 0; 2011 Qtr 2: 0; 2011 Qtr 3: 0; 2011 Qtr 4: 0 | 5
0 | 267029-Commercial HVAC Diagnostic/Tune-up Com All CZ07 VintAll |  | System | Commercial | 01-ALC-AllCommercial-Cooling | 0 |  |  |  |  | 72.1918 | 82.5373 | 0 | 0 | 0 | -10.3455 | 60.0094 |  | kWh | 0.046765 | 0 | Commercial | [7 empty] | 10 | 0.85 |  |  |  | 1 | 3.35 | 0 | 0 | 0 | 0 | 0 | 0 | 0 | 0 | 0 | 0 | 2009 Qtr 1: 0; 2009 Qtr 2: 0; 2009 Qtr 3: 0; 2009 Qtr 4: 3.35; 2010 Qtr 1: 0; 2010 Qtr 2: 0; 2010 Qtr 3: 0; 2010 Qtr 4: 0; 2011 Qtr 1: 0; 2011 Qtr 2: 0; 2011 Qtr 3: 0; 2011 Qtr 4: 0 | 3.35
0 | 267044-Commercial Condensor Coil Cleaning (all units - savings at 50% of DEER) Com All CZ07 VintAll |  | System | Commercial | 01-ALC-AllCommercial-Cooling | 0 |  |  |  |  | 9.9998 | 10 | 0 | 0 | 0 | -0.0002249 | 60 |  | kWh | 0.047 | 0 | Commercial | [7 empty] | 3 | 0.78 |  |  |  | 1 | 5 | 0 | 0 | 0 | 0 | 0 | 0 | 0 | 0 | 0 | 0 | 2009 Qtr 1: 0; 2009 Qtr 2: 0; 2009 Qtr 3: 0; 2009 Qtr 4: 5; 2010 Qtr 1: 0; 2010 Qtr 2: 0; 2010 Qtr 3: 0; 2010 Qtr 4: 0; 2011 Qtr 1: 0; 2011 Qtr 2: 0; 2011 Qtr 3: 0; 2011 Qtr 4: 0 | 5
0 | 267029-Commercial HVAC Diagnostic/Tune-up Com All CZ07 VintAll |  | System | Commercial | 01-ALC-AllCommercial-Cooling | 0 |  |  |  |  | 72.1918 | 82.5373 | 0 | 0 | 0 | -10.3455 | 60.0094 |  | kWh | 0.046765 | 0 | Commercial | [7 empty] | 10 | 0.85 |  |  |  | 1 | 3.35 | 0 | 0 | 0 | 0 | 0 | 0 | 0 | 0 | 0 | 0 | 2009 Qtr 1: 0; 2009 Qtr 2: 0; 2009 Qtr 3: 0; 2009 Qtr 4: 3.35; 2010 Qtr 1: 0; 2010 Qtr 2: 0; 2010 Qtr 3: 0; 2010 Qtr 4: 0; 2011 Qtr 1: 0; 2011 Qtr 2: 0; 2011 Qtr 3: 0; 2011 Qtr 4: 0 | 3.35
0 | 267044-Commercial Condensor Coil Cleaning (all units - savings at 50% of DEER) Com All CZ07 VintAll |  | System | Commercial | 01-ALC-AllCommercial-Cooling | 0 |  |  |  |  | 9.9998 | 10 | 0 | 0 | 0 | -0.0002249 | 60 |  | kWh | 0.047 | 0 | Commercial | [7 empty] | 3 | 0.78 |  |  |  | 1 | 5 | 0 | 0 | 0 | 0 | 0 | 0 | 0 | 0 | 0 | 0 | 2009 Qtr 1: 0; 2009 Qtr 2: 0; 2009 Qtr 3: 0; 2009 Qtr 4: 5; 2010 Qtr 1: 0; 2010 Qtr 2: 0; 2010 Qtr 3: 0; 2010 Qtr 4: 0; 2011 Qtr 1: 0; 2011 Qtr 2: 0; 2011 Qtr 3: 0; 2011 Qtr 4: 0 | 5
0 | 267029-Commercial HVAC Diagnostic/Tune-up Com All CZ07 VintAll |  | System | Commercial | 01-ALC-AllCommercial-Cooling | 0 |  |  |  |  | 72.1918 | 82.5373 | 0 | 0 | 0 | -10.3455 | 60.0094 |  | kWh | 0.046765 | 0 | Commercial | [7 empty] | 10 | 0.85 |  |  |  | 1 | 2.68 | 0 | 0 | 0 | 0 | 0 | 0 | 0 | 0 | 0 | 0 | 2009 Qtr 1: 0; 2009 Qtr 2: 0; 2009 Qtr 3: 0; 2009 Qtr 4: 2.68; 2010 Qtr 1: 0; 2010 Qtr 2: 0; 2010 Qtr 3: 0; 2010 Qtr 4: 0; 2011 Qtr 1: 0; 2011 Qtr 2: 0; 2011 Qtr 3: 0; 2011 Qtr 4: 0 | 2.68
0 | 267044-Commercial Condensor Coil Cleaning (all units - savings at 50% of DEER) Com All CZ07 VintAll |  | System | Commercial | 01-ALC-AllCommercial-Cooling | 0 |  |  |  |  | 9.9998 | 10 | 0 | 0 | 0 | -0.0002249 | 60 |  | kWh | 0.047 | 0 | Commercial | [7 empty] | 3 | 0.78 |  |  |  | 1 | 4 | 0 | 0 | 0 | 0 | 0 | 0 | 0 | 0 | 0 | 0 | 2009 Qtr 1: 0; 2009 Qtr 2: 0; 2009 Qtr 3: 0; 2009 Qtr 4: 4; 2010 Qtr 1: 0; 2010 Qtr 2: 0; 2010 Qtr 3: 0; 2010 Qtr 4: 0; 2011 Qtr 1: 0; 2011 Qtr 2: 0; 2011 Qtr 3: 0; 2011 Qtr 4: 0 | 4
0 | 267029-Commercial HVAC Diagnostic/Tune-up Com All CZ07 VintAll |  | System | Commercial | 01-ALC-AllCommercial-Cooling | 0 |  |  |  |  | 72.1918 | 82.5373 | 0 | 0 | 0 | -10.3455 | 60.0094 |  | kWh | 0.046765 | 0 | Commercial | [7 empty] | 10 | 0.85 |  |  |  | 1 | 3.35 | 0 | 0 | 0 | 0 | 0 | 0 | 0 | 0 | 0 | 0 | 2009 Qtr 1: 0; 2009 Qtr 2: 0; 2009 Qtr 3: 0; 2009 Qtr 4: 3.35; 2010 Qtr 1: 0; 2010 Qtr 2: 0; 2010 Qtr 3: 0; 2010 Qtr 4: 0; 2011 Qtr 1: 0; 2011 Qtr 2: 0; 2011 Qtr 3: 0; 2011 Qtr 4: 0 | 3.35
0 | 267044-Commercial Condensor Coil Cleaning (all units - savings at 50% of DEER) Com All CZ07 VintAll |  | System | Commercial | 01-ALC-AllCommercial-Cooling | 0 |  |  |  |  | 9.9998 | 10 | 0 | 0 | 0 | -0.0002249 | 60 |  | kWh | 0.047 | 0 | Commercial | [7 empty] | 3 | 0.78 |  |  |  | 1 | 5 | 0 | 0 | 0 | 0 | 0 | 0 | 0 | 0 | 0 | 0 | 2009 Qtr 1: 0; 2009 Qtr 2: 0; 2009 Qtr 3: 0; 2009 Qtr 4: 5; 2010 Qtr 1: 0; 2010 Qtr 2: 0; 2010 Qtr 3: 0; 2010 Qtr 4: 0; 2011 Qtr 1: 0; 2011 Qtr 2: 0; 2011 Qtr 3: 0; 2011 Qtr 4: 0 | 5
0 | 267029-Commercial HVAC Diagnostic/Tune-up Com All CZ07 VintAll |  | System | Commercial | 01-ALC-AllCommercial-Cooling | 0 |  |  |  |  | 72.1918 | 82.5373 | 0 | 0 | 0 | -10.3455 | 60.0094 |  | kWh | 0.046765 | 0 | Commercial | [7 empty] | 10 | 0.85 |  |  |  | 1 | 3.35 | 0 | 0 | 0 | 0 | 0 | 0 | 0 | 0 | 0 | 0 | 2009 Qtr 1: 0; 2009 Qtr 2: 0; 2009 Qtr 3: 0; 2009 Qtr 4: 3.35; 2010 Qtr 1: 0; 2010 Qtr 2: 0; 2010 Qtr 3: 0; 2010 Qtr 4: 0; 2011 Qtr 1: 0; 2011 Qtr 2: 0; 2011 Qtr 3: 0; 2011 Qtr 4: 0 | 3.35
0 | 267044-Commercial Condensor Coil Cleaning (all units - savings at 50% of DEER) Com All CZ07 VintAll |  | System | Commercial | 01-ALC-AllCommercial-Cooling | 0 |  |  |  |  | 9.9998 | 10 | 0 | 0 | 0 | -0.0002249 | 60 |  | kWh | 0.047 | 0 | Commercial | [7 empty] | 3 | 0.78 |  |  |  | 1 | 5 | 0 | 0 | 0 | 0 | 0 | 0 | 0 | 0 | 0 | 0 | 2009 Qtr 1: 0; 2009 Qtr 2: 0; 2009 Qtr 3: 0; 2009 Qtr 4: 5; 2010 Qtr 1: 0; 2010 Qtr 2: 0; 2010 Qtr 3: 0; 2010 Qtr 4: 0; 2011 Qtr 1: 0; 2011 Qtr 2: 0; 2011 Qtr 3: 0; 2011 Qtr 4: 0 | 5
0 | 267029-Commercial HVAC Diagnostic/Tune-up Com All CZ07 VintAll |  | System | Commercial | 01-ALC-AllCommercial-Cooling | 0 |  |  |  |  | 72.1918 | 82.5373 | 0 | 0 | 0 | -10.3455 | 60.0094 |  | kWh | 0.046765 | 0 | Commercial | [7 empty] | 10 | 0.85 |  |  |  | 1 | 3.35 | 0 | 0 | 0 | 0 | 0 | 0 | 0 | 0 | 0 | 0 | 2009 Qtr 1: 0; 2009 Qtr 2: 0; 2009 Qtr 3: 0; 2009 Qtr 4: 3.35; 2010 Qtr 1: 0; 2010 Qtr 2: 0; 2010 Qtr 3: 0; 2010 Qtr 4: 0; 2011 Qtr 1: 0; 2011 Qtr 2: 0; 2011 Qtr 3: 0; 2011 Qtr 4: 0 | 3.35
0 | 267044-Commercial Condensor Coil Cleaning (all units - savings at 50% of DEER) Com All CZ07 VintAll |  | System | Commercial | 01-ALC-AllCommercial-Cooling | 0 |  |  |  |  | 9.9998 | 10 | 0 | 0 | 0 | -0.0002249 | 60 |  | kWh | 0.047 | 0 | Commercial | [7 empty] | 3 | 0.78 |  |  |  | 1 | 5 | 0 | 0 | 0 | 0 | 0 | 0 | 0 | 0 | 0 | 0 | 2009 Qtr 1: 0; 2009 Qtr 2: 0; 2009 Qtr 3: 0; 2009 Qtr 4: 5; 2010 Qtr 1: 0; 2010 Qtr 2: 0; 2010 Qtr 3: 0; 2010 Qtr 4: 0; 2011 Qtr 1: 0; 2011 Qtr 2: 0; 2011 Qtr 3: 0; 2011 Qtr 4: 0 | 5
0 | 267029-Commercial HVAC Diagnostic/Tune-up Com All CZ07 VintAll |  | System | Commercial | 01-ALC-AllCommercial-Cooling | 0 |  |  |  |  | 72.1918 | 82.5373 | 0 | 0 | 0 | -10.3455 | 60.0094 |  | kWh | 0.046765 | 0 | Commercial | [7 empty] | 10 | 0.85 |  |  |  | 1 | 3.35 | 0 | 0 | 0 | 0 | 0 | 0 | 0 | 0 | 0 | 0 | 2009 Qtr 1: 0; 2009 Qtr 2: 0; 2009 Qtr 3: 0; 2009 Qtr 4: 3.35; 2010 Qtr 1: 0; 2010 Qtr 2: 0; 2010 Qtr 3: 0; 2010 Qtr 4: 0; 2011 Qtr 1: 0; 2011 Qtr 2: 0; 2011 Qtr 3: 0; 2011 Qtr 4: 0 | 3.35
0 | 267044-Commercial Condensor Coil Cleaning (all units - savings at 50% of DEER) Com All CZ07 VintAll |  | System | Commercial | 01-ALC-AllCommercial-Cooling | 0 |  |  |  |  | 9.9998 | 10 | 0 | 0 | 0 | -0.0002249 | 60 |  | kWh | 0.047 | 0 | Commercial | [7 empty] | 3 | 0.78 |  |  |  | 1 | 5 | 0 | 0 | 0 | 0 | 0 | 0 | 0 | 0 | 0 | 0 | 2009 Qtr 1: 0; 2009 Qtr 2: 0; 2009 Qtr 3: 0; 2009 Qtr 4: 5; 2010 Qtr 1: 0; 2010 Qtr 2: 0; 2010 Qtr 3: 0; 2010 Qtr 4: 0; 2011 Qtr 1: 0; 2011 Qtr 2: 0; 2011 Qtr 3: 0; 2011 Qtr 4: 0 | 5
0 | 267029-Commercial HVAC Diagnostic/Tune-up Com All CZ07 VintAll |  | System | Commercial | 01-ALC-AllCommercial-Cooling | 0 |  |  |  |  | 72.1918 | 82.5373 | 0 | 0 | 0 | -10.3455 | 60.0094 |  | kWh | 0.046765 | 0 | Commercial | [7 empty] | 10 | 0.85 |  |  |  | 1 | 3.35 | 0 | 0 | 0 | 0 | 0 | 0 | 0 | 0 | 0 | 0 | 2009 Qtr 1: 0; 2009 Qtr 2: 0; 2009 Qtr 3: 0; 2009 Qtr 4: 3.35; 2010 Qtr 1: 0; 2010 Qtr 2: 0; 2010 Qtr 3: 0; 2010 Qtr 4: 0; 2011 Qtr 1: 0; 2011 Qtr 2: 0; 2011 Qtr 3: 0; 2011 Qtr 4: 0 | 3.35
0 | 267044-Commercial Condensor Coil Cleaning (all units - savings at 50% of DEER) Com All CZ07 VintAll |  | System | Commercial | 01-ALC-AllCommercial-Cooling | 0 |  |  |  |  | 9.9998 | 10 | 0 | 0 | 0 | -0.0002249 | 60 |  | kWh | 0.047 | 0 | Commercial | [7 empty] | 3 | 0.78 |  |  |  | 1 | 5 | 0 | 0 | 0 | 0 | 0 | 0 | 0 | 0 | 0 | 0 | 2009 Qtr 1: 0; 2009 Qtr 2: 0; 2009 Qtr 3: 0; 2009 Qtr 4: 5; 2010 Qtr 1: 0; 2010 Qtr 2: 0; 2010 Qtr 3: 0; 2010 Qtr 4: 0; 2011 Qtr 1: 0; 2011 Qtr 2: 0; 2011 Qtr 3: 0; 2011 Qtr 4: 0 | 5
0 | 267029-Commercial HVAC Diagnostic/Tune-up Com All CZ07 VintAll |  | System | Commercial | 01-ALC-AllCommercial-Cooling | 0 |  |  |  |  | 72.1918 | 82.5373 | 0 | 0 | 0 | -10.3455 | 60.0094 |  | kWh | 0.046765 | 0 | Commercial | [7 empty] | 10 | 0.85 |  |  |  | 1 | 3.35 | 0 | 0 | 0 | 0 | 0 | 0 | 0 | 0 | 0 | 0 | 2009 Qtr 1: 0; 2009 Qtr 2: 0; 2009 Qtr 3: 0; 2009 Qtr 4: 3.35; 2010 Qtr 1: 0; 2010 Qtr 2: 0; 2010 Qtr 3: 0; 2010 Qtr 4: 0; 2011 Qtr 1: 0; 2011 Qtr 2: 0; 2011 Qtr 3: 0; 2011 Qtr 4: 0 | 3.35
0 | 267044-Commercial Condensor Coil Cleaning (all units - savings at 50% of DEER) Com All CZ07 VintAll |  | System | Commercial | 01-ALC-AllCommercial-Cooling | 0 |  |  |  |  | 9.9998 | 10 | 0 | 0 | 0 | -0.0002249 | 60 |  | kWh | 0.047 | 0 | Commercial | [7 empty] | 3 | 0.78 |  |  |  | 1 | 5 | 0 | 0 | 0 | 0 | 0 | 0 | 0 | 0 | 0 | 0 | 2009 Qtr 1: 0; 2009 Qtr 2: 0; 2009 Qtr 3: 0; 2009 Qtr 4: 5; 2010 Qtr 1: 0; 2010 Qtr 2: 0; 2010 Qtr 3: 0; 2010 Qtr 4: 0; 2011 Qtr 1: 0; 2011 Qtr 2: 0; 2011 Qtr 3: 0; 2011 Qtr 4: 0 | 5
0 | 267044-Commercial Condensor Coil Cleaning (all units - savings at 50% of DEER) Com All CZ07 VintAll |  | System | Commercial | 01-ALC-AllCommercial-Cooling | 0 |  |  |  |  | 9.9998 | 11.6667 | 0 | 0 | 0 | -1.6669 | 60 |  | kWh | 0.047 | 0 | Commercial | [7 empty] | 3 | 0.78 |  |  |  | 1 | 3 | 0 | 0 | 0 | 0 | 0 | 0 | 0 | 0 | 0 | 0 | 2009 Qtr 1: 0; 2009 Qtr 2: 0; 2009 Qtr 3: 0; 2009 Qtr 4: 3; 2010 Qtr 1: 0; 2010 Qtr 2: 0; 2010 Qtr 3: 0; 2010 Qtr 4: 0; 2011 Qtr 1: 0; 2011 Qtr 2: 0; 2011 Qtr 3: 0; 2011 Qtr 4: 0 | 3
0 | 267029-Commercial HVAC Diagnostic/Tune-up Com All CZ07 VintAll |  | System | Commercial | 01-ALC-AllCommercial-Cooling | 0 |  |  |  |  | 72.1918 | 96.2935 | 0 | 0 | 0 | -24.1017 | 60.0094 |  | kWh | 0.046765 | 0 | Commercial | [7 empty] | 10 | 0.85 |  |  |  | 1 | 2.01 | 0 | 0 | 0 | 0 | 0 | 0 | 0 | 0 | 0 | 0 | 2009 Qtr 1: 0; 2009 Qtr 2: 0; 2009 Qtr 3: 0; 2009 Qtr 4: 2.01; 2010 Qtr 1: 0; 2010 Qtr 2: 0; 2010 Qtr 3: 0; 2010 Qtr 4: 0; 2011 Qtr 1: 0; 2011 Qtr 2: 0; 2011 Qtr 3: 0; 2011 Qtr 4: 0 | 2.01
0 | 267044-Commercial Condensor Coil Cleaning (all units - savings at 50% of DEER) Com All CZ07 VintAll |  | System | Commercial | 01-ALC-AllCommercial-Cooling | 0 |  |  |  |  | 9.9998 | 11.6667 | 0 | 0 | 0 | -1.6669 | 60 |  | kWh | 0.047 | 0 | Commercial | [7 empty] | 3 | 0.78 |  |  |  | 1 | 3 | 0 | 0 | 0 | 0 | 0 | 0 | 0 | 0 | 0 | 0 | 2009 Qtr 1: 0; 2009 Qtr 2: 0; 2009 Qtr 3: 0; 2009 Qtr 4: 3; 2010 Qtr 1: 0; 2010 Qtr 2: 0; 2010 Qtr 3: 0; 2010 Qtr 4: 0; 2011 Qtr 1: 0; 2011 Qtr 2: 0; 2011 Qtr 3: 0; 2011 Qtr 4: 0 | 3
0 | 267029-Commercial HVAC Diagnostic/Tune-up Com All CZ07 VintAll |  | System | Commercial | 01-ALC-AllCommercial-Cooling | 0 |  |  |  |  | 72.1918 | 82.5373 | 0 | 0 | 0 | -10.3455 | 60.0094 |  | kWh | 0.046765 | 0 | Commercial | [7 empty] | 10 | 0.85 |  |  |  | 1 | 2.68 | 0 | 0 | 0 | 0 | 0 | 0 | 0 | 0 | 0 | 0 | 2009 Qtr 1: 0; 2009 Qtr 2: 0; 2009 Qtr 3: 0; 2009 Qtr 4: 2.68; 2010 Qtr 1: 0; 2010 Qtr 2: 0; 2010 Qtr 3: 0; 2010 Qtr 4: 0; 2011 Qtr 1: 0; 2011 Qtr 2: 0; 2011 Qtr 3: 0; 2011 Qtr 4: 0 | 2.68
0 | 267044-Commercial Condensor Coil Cleaning (all units - savings at 50% of DEER) Com All CZ07 VintAll |  | System | Commercial | 01-ALC-AllCommercial-Cooling | 0 |  |  |  |  | 9.9998 | 10 | 0 | 0 | 0 | -0.0002249 | 60 |  | kWh | 0.047 | 0 | Commercial | [7 empty] | 3 | 0.78 |  |  |  | 1 | 4 | 0 | 0 | 0 | 0 | 0 | 0 | 0 | 0 | 0 | 0 | 2009 Qtr 1: 0; 2009 Qtr 2: 0; 2009 Qtr 3: 0; 2009 Qtr 4: 4; 2010 Qtr 1: 0; 2010 Qtr 2: 0; 2010 Qtr 3: 0; 2010 Qtr 4: 0; 2011 Qtr 1: 0; 2011 Qtr 2: 0; 2011 Qtr 3: 0; 2011 Qtr 4: 0 | 4
0 | 267029-Commercial HVAC Diagnostic/Tune-up Com All CZ07 VintAll |  | System | Commercial | 01-ALC-AllCommercial-Cooling | 0 |  |  |  |  | 72.1918 | 82.5373 | 0 | 0 | 0 | -10.3455 | 60.0094 |  | kWh | 0.046765 | 0 | Commercial | [7 empty] | 10 | 0.85 |  |  |  | 1 | 2.68 | 0 | 0 | 0 | 0 | 0 | 0 | 0 | 0 | 0 | 0 | 2009 Qtr 1: 0; 2009 Qtr 2: 0; 2009 Qtr 3: 0; 2009 Qtr 4: 2.68; 2010 Qtr 1: 0; 2010 Qtr 2: 0; 2010 Qtr 3: 0; 2010 Qtr 4: 0; 2011 Qtr 1: 0; 2011 Qtr 2: 0; 2011 Qtr 3: 0; 2011 Qtr 4: 0 | 2.68
0 | 267044-Commercial Condensor Coil Cleaning (all units - savings at 50% of DEER) Com All CZ07 VintAll |  | System | Commercial | 01-ALC-AllCommercial-Cooling | 0 |  |  |  |  | 9.9998 | 10 | 0 | 0 | 0 | -0.0002249 | 60 |  | kWh | 0.047 | 0 | Commercial | [7 empty] | 3 | 0.78 |  |  |  | 1 | 4 | 0 | 0 | 0 | 0 | 0 | 0 | 0 | 0 | 0 | 0 | 2009 Qtr 1: 0; 2009 Qtr 2: 0; 2009 Qtr 3: 0; 2009 Qtr 4: 4; 2010 Qtr 1: 0; 2010 Qtr 2: 0; 2010 Qtr 3: 0; 2010 Qtr 4: 0; 2011 Qtr 1: 0; 2011 Qtr 2: 0; 2011 Qtr 3: 0; 2011 Qtr 4: 0 | 4
0 | 267029-Commercial HVAC Diagnostic/Tune-up Com All CZ07 VintAll |  | System | Commercial | 01-ALC-AllCommercial-Cooling | 0 |  |  |  |  | 72.1918 | 92.8545 | 0 | 0 | 0 | -20.6627 | 60.0094 |  | kWh | 0.046765 | 0 | Commercial | [7 empty] | 10 | 0.85 |  |  |  | 1 | 2.68 | 0 | 0 | 0 | 0 | 0 | 0 | 0 | 0 | 0 | 0 | 2009 Qtr 1: 0; 2009 Qtr 2: 0; 2009 Qtr 3: 0; 2009 Qtr 4: 2.68; 2010 Qtr 1: 0; 2010 Qtr 2: 0; 2010 Qtr 3: 0; 2010 Qtr 4: 0; 2011 Qtr 1: 0; 2011 Qtr 2: 0; 2011 Qtr 3: 0; 2011 Qtr 4: 0 | 2.68
0 | 267044-Commercial Condensor Coil Cleaning (all units - savings at 50% of DEER) Com All CZ07 VintAll |  | System | Commercial | 01-ALC-AllCommercial-Cooling | 0 |  |  |  |  | 9.9998 | 11.25 | 0 | 0 | 0 | -1.2502 | 60 |  | kWh | 0.047 | 0 | Commercial | [7 empty] | 3 | 0.78 |  |  |  | 1 | 4 | 0 | 0 | 0 | 0 | 0 | 0 | 0 | 0 | 0 | 0 | 2009 Qtr 1: 0; 2009 Qtr 2: 0; 2009 Qtr 3: 0; 2009 Qtr 4: 4; 2010 Qtr 1: 0; 2010 Qtr 2: 0; 2010 Qtr 3: 0; 2010 Qtr 4: 0; 2011 Qtr 1: 0; 2011 Qtr 2: 0; 2011 Qtr 3: 0; 2011 Qtr 4: 0 | 4
0 | 267029-Commercial HVAC Diagnostic/Tune-up Com All CZ07 VintAll |  | System | Commercial | 01-ALC-AllCommercial-Cooling | 0 |  |  |  |  | 72.1918 | 82.5373 | 0 | 0 | 0 | -10.3455 | 60.0094 |  | kWh | 0.046765 | 0 | Commercial | [7 empty] | 10 | 0.85 |  |  |  | 1 | 2.68 | 0 | 0 | 0 | 0 | 0 | 0 | 0 | 0 | 0 | 0 | 2009 Qtr 1: 0; 2009 Qtr 2: 0; 2009 Qtr 3: 0; 2009 Qtr 4: 2.68; 2010 Qtr 1: 0; 2010 Qtr 2: 0; 2010 Qtr 3: 0; 2010 Qtr 4: 0; 2011 Qtr 1: 0; 2011 Qtr 2: 0; 2011 Qtr 3: 0; 2011 Qtr 4: 0 | 2.68
0 | 267044-Commercial Condensor Coil Cleaning (all units - savings at 50% of DEER) Com All CZ07 VintAll |  | System | Commercial | 01-ALC-AllCommercial-Cooling | 0 |  |  |  |  | 9.9998 | 10 | 0 | 0 | 0 | -0.0002249 | 60 |  | kWh | 0.047 | 0 | Commercial | [7 empty] | 3 | 0.78 |  |  |  | 1 | 4 | 0 | 0 | 0 | 0 | 0 | 0 | 0 | 0 | 0 | 0 | 2009 Qtr 1: 0; 2009 Qtr 2: 0; 2009 Qtr 3: 0; 2009 Qtr 4: 4; 2010 Qtr 1: 0; 2010 Qtr 2: 0; 2010 Qtr 3: 0; 2010 Qtr 4: 0; 2011 Qtr 1: 0; 2011 Qtr 2: 0; 2011 Qtr 3: 0; 2011 Qtr 4: 0 | 4
0 | 267045-Commercial Condensor Coil Cleaning (all units - savings at 50% of DEER) Com All CZ10 VintAll |  | System | Commercial | 01-ALC-AllCommercial-Cooling | 0 |  |  |  |  | 10 | 10 | 0 | 0 | 0 | 0 | 74 |  | kWh | 0.0665 | 0 | Commercial | [7 empty] | 3 | 0.78 |  |  |  | 1 | 5 | 0 | 0 | 0 | 0 | 0 | 0 | 0 | 0 | 0 | 0 | 2009 Qtr 1: 0; 2009 Qtr 2: 0; 2009 Qtr 3: 0; 2009 Qtr 4: 5; 2010 Qtr 1: 0; 2010 Qtr 2: 0; 2010 Qtr 3: 0; 2010 Qtr 4: 0; 2011 Qtr 1: 0; 2011 Qtr 2: 0; 2011 Qtr 3: 0; 2011 Qtr 4: 0 | 5
0 | 267045-Commercial Condensor Coil Cleaning (all units - savings at 50% of DEER) Com All CZ10 VintAll |  | System | Commercial | 01-ALC-AllCommercial-Cooling | 0 |  |  |  |  | 10 | 10 | 0 | 0 | 0 | 0 | 74 |  | kWh | 0.0665 | 0 | Commercial | [7 empty] | 3 | 0.78 |  |  |  | 1 | 2 | 0 | 0 | 0 | 0 | 0 | 0 | 0 | 0 | 0 | 0 | 2009 Qtr 1: 0; 2009 Qtr 2: 0; 2009 Qtr 3: 0; 2009 Qtr 4: 2; 2010 Qtr 1: 0; 2010 Qtr 2: 0; 2010 Qtr 3: 0; 2010 Qtr 4: 0; 2011 Qtr 1: 0; 2011 Qtr 2: 0; 2011 Qtr 3: 0; 2011 Qtr 4: 0 | 2
0 | 267045-Commercial Condensor Coil Cleaning (all units - savings at 50% of DEER) Com All CZ10 VintAll |  | System | Commercial | 01-ALC-AllCommercial-Cooling | 0 |  |  |  |  | 10 | 10 | 0 | 0 | 0 | 0 | 74 |  | kWh | 0.0665 | 0 | Commercial | [7 empty] | 3 | 0.78 |  |  |  | 1 | 3 | 0 | 0 | 0 | 0 | 0 | 0 | 0 | 0 | 0 | 0 | 2009 Qtr 1: 0; 2009 Qtr 2: 0; 2009 Qtr 3: 0; 2009 Qtr 4: 3; 2010 Qtr 1: 0; 2010 Qtr 2: 0; 2010 Qtr 3: 0; 2010 Qtr 4: 0; 2011 Qtr 1: 0; 2011 Qtr 2: 0; 2011 Qtr 3: 0; 2011 Qtr 4: 0 | 3
0 | 267045-Commercial Condensor Coil Cleaning (all units - savings at 50% of DEER) Com All CZ10 VintAll |  | System | Commercial | 01-ALC-AllCommercial-Cooling | 0 |  |  |  |  | 10 | 10 | 0 | 0 | 0 | 0 | 74 |  | kWh | 0.0665 | 0 | Commercial | [7 empty] | 3 | 0.78 |  |  |  | 1 | 5 | 0 | 0 | 0 | 0 | 0 | 0 | 0 | 0 | 0 | 0 | 2009 Qtr 1: 0; 2009 Qtr 2: 0; 2009 Qtr 3: 0; 2009 Qtr 4: 5; 2010 Qtr 1: 0; 2010 Qtr 2: 0; 2010 Qtr 3: 0; 2010 Qtr 4: 0; 2011 Qtr 1: 0; 2011 Qtr 2: 0; 2011 Qtr 3: 0; 2011 Qtr 4: 0 | 5
0 | 267040-Residential Condensor Coil Cleaning Resid SF CZ10 VintAll |  | System | Residential | 26-SFM-ResidentialSingleFamily-SP_COOL | 0 |  |  |  |  | 50 | 50 | 0 | 0 | 0 | 0 | 270 |  | kWh | 0.3564 | 0 | Residential | [7 empty] | 3 | 0.78 |  |  |  | 1 | 1 | 0 | 0 | 0 | 0 | 0 | 0 | 0 | 0 | 0 | 0 | 2009 Qtr 1: 0; 2009 Qtr 2: 0; 2009 Qtr 3: 0; 2009 Qtr 4: 1; 2010 Qtr 1: 0; 2010 Qtr 2: 0; 2010 Qtr 3: 0; 2010 Qtr 4: 0; 2011 Qtr 1: 0; 2011 Qtr 2: 0; 2011 Qtr 3: 0; 2011 Qtr 4: 0 | 1
0 | 267040-Residential Condensor Coil Cleaning Resid SF CZ10 VintAll |  | System | Residential | 26-SFM-ResidentialSingleFamily-SP_COOL | 0 |  |  |  |  | 50 | 50 | 0 | 0 | 0 | 0 | 270 |  | kWh | 0.3564 | 0 | Residential | [7 empty] | 3 | 0.78 |  |  |  | 1 | 1 | 0 | 0 | 0 | 0 | 0 | 0 | 0 | 0 | 0 | 0 | 2009 Qtr 1: 0; 2009 Qtr 2: 0; 2009 Qtr 3: 0; 2009 Qtr 4: 1; 2010 Qtr 1: 0; 2010 Qtr 2: 0; 2010 Qtr 3: 0; 2010 Qtr 4: 0; 2011 Qtr 1: 0; 2011 Qtr 2: 0; 2011 Qtr 3: 0; 2011 Qtr 4: 0 | 1
0 | 267002-High Refrigerant Charge Adjustment (>= ±20% rated charge) Resid SF CZ10 Vint04 |  | System | Residential | 26-SFM-ResidentialSingleFamily-SP_COOL | 0 |  |  |  |  | 65 | 71.5 | 0 | 0 | 0 | -6.5 | 205.771 |  | kWh | 0.22808 | -0.078078 | Residential |  | Winter Only | [5 empty] | 10 | 0.78 |  |  |  | 1 | 3 | 0 | 0 | 0 | 0 | 0 | 0 | 0 | 0 | 0 | 0 | 2009 Qtr 1: 0; 2009 Qtr 2: 0; 2009 Qtr 3: 0; 2009 Qtr 4: 3; 2010 Qtr 1: 0; 2010 Qtr 2: 0; 2010 Qtr 3: 0; 2010 Qtr 4: 0; 2011 Qtr 1: 0; 2011 Qtr 2: 0; 2011 Qtr 3: 0; 2011 Qtr 4: 0 | 3
0 | 267040-Residential Condensor Coil Cleaning Resid SF CZ10 VintAll |  | System | Residential | 26-SFM-ResidentialSingleFamily-SP_COOL | 0 |  |  |  |  | 50 | 50 | 0 | 0 | 0 | 0 | 270 |  | kWh | 0.3564 | 0 | Residential | [7 empty] | 3 | 0.78 |  |  |  | 1 | 1 | 0 | 0 | 0 | 0 | 0 | 0 | 0 | 0 | 0 | 0 | 2009 Qtr 1: 0; 2009 Qtr 2: 0; 2009 Qtr 3: 0; 2009 Qtr 4: 1; 2010 Qtr 1: 0; 2010 Qtr 2: 0; 2010 Qtr 3: 0; 2010 Qtr 4: 0; 2011 Qtr 1: 0; 2011 Qtr 2: 0; 2011 Qtr 3: 0; 2011 Qtr 4: 0 | 1
0 | 267040-Residential Condensor Coil Cleaning Resid SF CZ10 VintAll |  | System | Residential | 26-SFM-ResidentialSingleFamily-SP_COOL | 0 |  |  |  |  | 50 | 50 | 0 | 0 | 0 | 0 | 270 |  | kWh | 0.3564 | 0 | Residential | [7 empty] | 3 | 0.78 |  |  |  | 1 | 1 | 0 | 0 | 0 | 0 | 0 | 0 | 0 | 0 | 0 | 0 | 2009 Qtr 1: 0; 2009 Qtr 2: 0; 2009 Qtr 3: 0; 2009 Qtr 4: 1; 2010 Qtr 1: 0; 2010 Qtr 2: 0; 2010 Qtr 3: 0; 2010 Qtr 4: 0; 2011 Qtr 1: 0; 2011 Qtr 2: 0; 2011 Qtr 3: 0; 2011 Qtr 4: 0 | 1
0 | 267040-Residential Condensor Coil Cleaning Resid SF CZ10 VintAll |  | System | Residential | 26-SFM-ResidentialSingleFamily-SP_COOL | 0 |  |  |  |  | 50 | 50 | 0 | 0 | 0 | 0 | 270 |  | kWh | 0.3564 | 0 | Residential | [7 empty] | 3 | 0.78 |  |  |  | 1 | 1 | 0 | 0 | 0 | 0 | 0 | 0 | 0 | 0 | 0 | 0 | 2009 Qtr 1: 0; 2009 Qtr 2: 0; 2009 Qtr 3: 0; 2009 Qtr 4: 1; 2010 Qtr 1: 0; 2010 Qtr 2: 0; 2010 Qtr 3: 0; 2010 Qtr 4: 0; 2011 Qtr 1: 0; 2011 Qtr 2: 0; 2011 Qtr 3: 0; 2011 Qtr 4: 0 | 1
0 | 267040-Residential Condensor Coil Cleaning Resid SF CZ10 VintAll |  | System | Residential | 26-SFM-ResidentialSingleFamily-SP_COOL | 0 |  |  |  |  | 50 | 50 | 0 | 0 | 0 | 0 | 270 |  | kWh | 0.3564 | 0 | Residential | [7 empty] | 3 | 0.78 |  |  |  | 1 | 1 | 0 | 0 | 0 | 0 | 0 | 0 | 0 | 0 | 0 | 0 | 2009 Qtr 1: 0; 2009 Qtr 2: 0; 2009 Qtr 3: 0; 2009 Qtr 4: 1; 2010 Qtr 1: 0; 2010 Qtr 2: 0; 2010 Qtr 3: 0; 2010 Qtr 4: 0; 2011 Qtr 1: 0; 2011 Qtr 2: 0; 2011 Qtr 3: 0; 2011 Qtr 4: 0 | 1
0 | 267040-Residential Condensor Coil Cleaning Resid SF CZ10 VintAll |  | System | Residential | 26-SFM-ResidentialSingleFamily-SP_COOL | 0 |  |  |  |  | 50 | 50 | 0 | 0 | 0 | 0 | 270 |  | kWh | 0.3564 | 0 | Residential | [7 empty] | 3 | 0.78 |  |  |  | 1 | 1 | 0 | 0 | 0 | 0 | 0 | 0 | 0 | 0 | 0 | 0 | 2009 Qtr 1: 0; 2009 Qtr 2: 0; 2009 Qtr 3: 0; 2009 Qtr 4: 1; 2010 Qtr 1: 0; 2010 Qtr 2: 0; 2010 Qtr 3: 0; 2010 Qtr 4: 0; 2011 Qtr 1: 0; 2011 Qtr 2: 0; 2011 Qtr 3: 0; 2011 Qtr 4: 0 | 1
0 | 267040-Residential Condensor Coil Cleaning Resid SF CZ10 VintAll |  | System | Residential | 26-SFM-ResidentialSingleFamily-SP_COOL | 0 |  |  |  |  | 50 | 50 | 0 | 0 | 0 | 0 | 270 |  | kWh | 0.3564 | 0 | Residential | [7 empty] | 3 | 0.78 |  |  |  | 1 | 1 | 0 | 0 | 0 | 0 | 0 | 0 | 0 | 0 | 0 | 0 | 2009 Qtr 1: 0; 2009 Qtr 2: 0; 2009 Qtr 3: 0; 2009 Qtr 4: 1; 2010 Qtr 1: 0; 2010 Qtr 2: 0; 2010 Qtr 3: 0; 2010 Qtr 4: 0; 2011 Qtr 1: 0; 2011 Qtr 2: 0; 2011 Qtr 3: 0; 2011 Qtr 4: 0 | 1
0 | 267040-Residential Condensor Coil Cleaning Resid SF CZ10 VintAll |  | System | Residential | 26-SFM-ResidentialSingleFamily-SP_COOL | 0 |  |  |  |  | 50 | 50 | 0 | 0 | 0 | 0 | 270 |  | kWh | 0.3564 | 0 | Residential | [7 empty] | 3 | 0.78 |  |  |  | 1 | 1 | 0 | 0 | 0 | 0 | 0 | 0 | 0 | 0 | 0 | 0 | 2009 Qtr 1: 0; 2009 Qtr 2: 0; 2009 Qtr 3: 0; 2009 Qtr 4: 1; 2010 Qtr 1: 0; 2010 Qtr 2: 0; 2010 Qtr 3: 0; 2010 Qtr 4: 0; 2011 Qtr 1: 0; 2011 Qtr 2: 0; 2011 Qtr 3: 0; 2011 Qtr 4: 0 | 1
0 | 267001-High Refrigerant Charge Adjustment (>= ±20% rated charge) Resid SFCZ10 Vint03 |  | System | Residential | 26-SFM-ResidentialSingleFamily-SP_COOL | 0 |  |  |  |  | 65 | 89.375 | 0 | 0 | 0 | -24.375 | 248.449 |  | kWh | 0.18306 | -0.066637 | Residential |  | Winter Only | [5 empty] | 10 | 0.78 |  |  |  | 1 | 2 | 0 | 0 | 0 | 0 | 0 | 0 | 0 | 0 | 0 | 0 | 2009 Qtr 1: 0; 2009 Qtr 2: 0; 2009 Qtr 3: 0; 2009 Qtr 4: 2; 2010 Qtr 1: 0; 2010 Qtr 2: 0; 2010 Qtr 3: 0; 2010 Qtr 4: 0; 2011 Qtr 1: 0; 2011 Qtr 2: 0; 2011 Qtr 3: 0; 2011 Qtr 4: 0 | 2
0 | 267040-Residential Condensor Coil Cleaning Resid SF CZ10 VintAll |  | System | Residential | 26-SFM-ResidentialSingleFamily-SP_COOL | 0 |  |  |  |  | 50 | 50 | 0 | 0 | 0 | 0 | 270 |  | kWh | 0.3564 | 0 | Residential | [7 empty] | 3 | 0.78 |  |  |  | 1 | 1 | 0 | 0 | 0 | 0 | 0 | 0 | 0 | 0 | 0 | 0 | 2009 Qtr 1: 0; 2009 Qtr 2: 0; 2009 Qtr 3: 0; 2009 Qtr 4: 1; 2010 Qtr 1: 0; 2010 Qtr 2: 0; 2010 Qtr 3: 0; 2010 Qtr 4: 0; 2011 Qtr 1: 0; 2011 Qtr 2: 0; 2011 Qtr 3: 0; 2011 Qtr 4: 0 | 1
0 | 267009-Duct Sealing (Total Leakage Reduced from 40% of AHU flow to 12%) Resid SF CZ10 Vint03 |  | System | Residential | 26-SFM-ResidentialSingleFamily-SP_COOL | 0 |  |  |  |  | 106.2381 | 280 | 0 | 0 | 0 | -173.7619 | 234.764 |  | kWh | 0.17708 | 21.4199 | Residential |  | Winter Only | [5 empty] | 18 | 0.78 |  |  |  | 0.5 | 1 | 0 | 0 | 0 | 0 | 0 | 0 | 0 | 0 | 0 | 0 | 2009 Qtr 1: 0; 2009 Qtr 2: 0; 2009 Qtr 3: 0; 2009 Qtr 4: 1; 2010 Qtr 1: 0; 2010 Qtr 2: 0; 2010 Qtr 3: 0; 2010 Qtr 4: 0; 2011 Qtr 1: 0; 2011 Qtr 2: 0; 2011 Qtr 3: 0; 2011 Qtr 4: 0 | 1
0 | 267010-Duct Sealing (Total Leakage Reduced from 40% of AHU flow to 12%) Resid SF CZ10 Vint04 |  | System | Residential | 26-SFM-ResidentialSingleFamily-SP_COOL | 0 |  |  |  |  | 106.8728 | 200 | 0 | 0 | 0 | -93.1272 | 181.333 |  | kWh | 0.24097 | 10.7341 | Residential |  | Winter Only | [5 empty] | 18 | 0.78 |  |  |  | 0 | 3 | 0 | 0 | 0 | 0 | 0 | 0 | 0 | 0 | 0 | 0 | 2009 Qtr 1: 0; 2009 Qtr 2: 0; 2009 Qtr 3: 0; 2009 Qtr 4: 3; 2010 Qtr 1: 0; 2010 Qtr 2: 0; 2010 Qtr 3: 0; 2010 Qtr 4: 0; 2011 Qtr 1: 0; 2011 Qtr 2: 0; 2011 Qtr 3: 0; 2011 Qtr 4: 0 | 3
0 | 267010-Duct Sealing (Total Leakage Reduced from 40% of AHU flow to 12%) Resid SF CZ10 Vint04 |  | System | Residential | 26-SFM-ResidentialSingleFamily-SP_COOL | 0 |  |  |  |  | 106.8728 | 207 | 0 | 0 | 0 | -100.1272 | 181.333 |  | kWh | 0.24097 | 10.7341 | Residential |  | Winter Only | [5 empty] | 18 | 0.78 |  |  |  | 0 | 1 | 0 | 0 | 0 | 0 | 0 | 0 | 0 | 0 | 0 | 0 | 2009 Qtr 1: 0; 2009 Qtr 2: 0; 2009 Qtr 3: 0; 2009 Qtr 4: 1; 2010 Qtr 1: 0; 2010 Qtr 2: 0; 2010 Qtr 3: 0; 2010 Qtr 4: 0; 2011 Qtr 1: 0; 2011 Qtr 2: 0; 2011 Qtr 3: 0; 2011 Qtr 4: 0 | 1
0 | 267009-Duct Sealing (Total Leakage Reduced from 40% of AHU flow to 12%) Resid SF CZ10 Vint03 |  | System | Residential | 26-SFM-ResidentialSingleFamily-SP_COOL | 0 |  |  |  |  | 106.2381 | 284.4 | 0 | 0 | 0 | -178.1619 | 234.764 |  | kWh | 0.17708 | 21.4199 | Residential |  | Winter Only | [5 empty] | 18 | 0.78 |  |  |  | 0.5 | 1 | 0 | 0 | 0 | 0 | 0 | 0 | 0 | 0 | 0 | 0 | 2009 Qtr 1: 0; 2009 Qtr 2: 0; 2009 Qtr 3: 0; 2009 Qtr 4: 1; 2010 Qtr 1: 0; 2010 Qtr 2: 0; 2010 Qtr 3: 0; 2010 Qtr 4: 0; 2011 Qtr 1: 0; 2011 Qtr 2: 0; 2011 Qtr 3: 0; 2011 Qtr 4: 0 | 1
0 | 267009-Duct Sealing (Total Leakage Reduced from 40% of AHU flow to 12%) Resid SF CZ10 Vint03 |  | System | Residential | 26-SFM-ResidentialSingleFamily-SP_COOL | 0 |  |  |  |  | 106.2381 | 280 | 0 | 0 | 0 | -173.7619 | 234.764 |  | kWh | 0.17708 | 21.4199 | Residential |  | Winter Only | [5 empty] | 18 | 0.78 |  |  |  | 0.5 | 2 | 0 | 0 | 0 | 0 | 0 | 0 | 0 | 0 | 0 | 0 | 2009 Qtr 1: 0; 2009 Qtr 2: 0; 2009 Qtr 3: 0; 2009 Qtr 4: 2; 2010 Qtr 1: 0; 2010 Qtr 2: 0; 2010 Qtr 3: 0; 2010 Qtr 4: 0; 2011 Qtr 1: 0; 2011 Qtr 2: 0; 2011 Qtr 3: 0; 2011 Qtr 4: 0 | 2
0 | 267010-Duct Sealing (Total Leakage Reduced from 40% of AHU flow to 12%) Resid SF CZ10 Vint04 |  | System | Residential | 26-SFM-ResidentialSingleFamily-SP_COOL | 0 |  |  |  |  | 106.8728 | 213.3333 | 0 | 0 | 0 | -106.4605 | 181.333 |  | kWh | 0.24097 | 10.7341 | Residential |  | Winter Only | [5 empty] | 18 | 0.78 |  |  |  | 0 | 3 | 0 | 0 | 0 | 0 | 0 | 0 | 0 | 0 | 0 | 0 | 2009 Qtr 1: 0; 2009 Qtr 2: 0; 2009 Qtr 3: 0; 2009 Qtr 4: 3; 2010 Qtr 1: 0; 2010 Qtr 2: 0; 2010 Qtr 3: 0; 2010 Qtr 4: 0; 2011 Qtr 1: 0; 2011 Qtr 2: 0; 2011 Qtr 3: 0; 2011 Qtr 4: 0 | 3
0 | 267009-Duct Sealing (Total Leakage Reduced from 40% of AHU flow to 12%) Resid SF CZ10 Vint03 |  | System | Residential | 26-SFM-ResidentialSingleFamily-SP_COOL | 0 |  |  |  |  | 106.2381 | 280 | 0 | 0 | 0 | -173.7619 | 234.764 |  | kWh | 0.17708 | 21.4199 | Residential |  | Winter Only | [5 empty] | 18 | 0.78 |  |  |  | 0.5 | 1 | 0 | 0 | 0 | 0 | 0 | 0 | 0 | 0 | 0 | 0 | 2009 Qtr 1: 0; 2009 Qtr 2: 0; 2009 Qtr 3: 0; 2009 Qtr 4: 1; 2010 Qtr 1: 0; 2010 Qtr 2: 0; 2010 Qtr 3: 0; 2010 Qtr 4: 0; 2011 Qtr 1: 0; 2011 Qtr 2: 0; 2011 Qtr 3: 0; 2011 Qtr 4: 0 | 1
0 | 267010-Duct Sealing (Total Leakage Reduced from 40% of AHU flow to 12%) Resid SF CZ10 Vint04 |  | System | Residential | 26-SFM-ResidentialSingleFamily-SP_COOL | 0 |  |  |  |  | 106.8728 | 350 | 0 | 0 | 0 | -243.1272 | 181.333 |  | kWh | 0.24097 | 10.7341 | Residential |  | Winter Only | [5 empty] | 18 | 0.78 |  |  |  | 0 | 1 | 0 | 0 | 0 | 0 | 0 | 0 | 0 | 0 | 0 | 0 | 2009 Qtr 1: 0; 2009 Qtr 2: 0; 2009 Qtr 3: 0; 2009 Qtr 4: 1; 2010 Qtr 1: 0; 2010 Qtr 2: 0; 2010 Qtr 3: 0; 2010 Qtr 4: 0; 2011 Qtr 1: 0; 2011 Qtr 2: 0; 2011 Qtr 3: 0; 2011 Qtr 4: 0 | 1
0 | 267010-Duct Sealing (Total Leakage Reduced from 40% of AHU flow to 12%) Resid SF CZ10 Vint04 |  | System | Residential | 26-SFM-ResidentialSingleFamily-SP_COOL | 0 |  |  |  |  | 106.8728 | 226.6667 | 0 | 0 | 0 | -119.7939 | 181.333 |  | kWh | 0.24097 | 10.7341 | Residential |  | Winter Only | [5 empty] | 18 | 0.78 |  |  |  | 0 | 3 | 0 | 0 | 0 | 0 | 0 | 0 | 0 | 0 | 0 | 0 | 2009 Qtr 1: 0; 2009 Qtr 2: 0; 2009 Qtr 3: 0; 2009 Qtr 4: 3; 2010 Qtr 1: 0; 2010 Qtr 2: 0; 2010 Qtr 3: 0; 2010 Qtr 4: 0; 2011 Qtr 1: 0; 2011 Qtr 2: 0; 2011 Qtr 3: 0; 2011 Qtr 4: 0 | 3
0 | 267010-Duct Sealing (Total Leakage Reduced from 40% of AHU flow to 12%) Resid SF CZ10 Vint04 |  | System | Residential | 26-SFM-ResidentialSingleFamily-SP_COOL | 0 |  |  |  |  | 106.8728 | 226.6667 | 0 | 0 | 0 | -119.7939 | 181.333 |  | kWh | 0.24097 | 10.7341 | Residential |  | Winter Only | [5 empty] | 18 | 0.78 |  |  |  | 0 | 3 | 0 | 0 | 0 | 0 | 0 | 0 | 0 | 0 | 0 | 0 | 2009 Qtr 1: 0; 2009 Qtr 2: 0; 2009 Qtr 3: 0; 2009 Qtr 4: 3; 2010 Qtr 1: 0; 2010 Qtr 2: 0; 2010 Qtr 3: 0; 2010 Qtr 4: 0; 2011 Qtr 1: 0; 2011 Qtr 2: 0; 2011 Qtr 3: 0; 2011 Qtr 4: 0 | 3
0 | 267010-Duct Sealing (Total Leakage Reduced from 40% of AHU flow to 12%) Resid SF CZ10 Vint04 |  | System | Residential | 26-SFM-ResidentialSingleFamily-SP_COOL | 0 |  |  |  |  | 106.8728 | 240 | 0 | 0 | 0 | -133.1272 | 181.333 |  | kWh | 0.24097 | 10.7341 | Residential |  | Winter Only | [5 empty] | 18 | 0.78 |  |  |  | 0 | 3 | 0 | 0 | 0 | 0 | 0 | 0 | 0 | 0 | 0 | 0 | 2009 Qtr 1: 0; 2009 Qtr 2: 0; 2009 Qtr 3: 0; 2009 Qtr 4: 3; 2010 Qtr 1: 0; 2010 Qtr 2: 0; 2010 Qtr 3: 0; 2010 Qtr 4: 0; 2011 Qtr 1: 0; 2011 Qtr 2: 0; 2011 Qtr 3: 0; 2011 Qtr 4: 0 | 3
0 | 267010-Duct Sealing (Total Leakage Reduced from 40% of AHU flow to 12%) Resid SF CZ10 Vint04 |  | System | Residential | 26-SFM-ResidentialSingleFamily-SP_COOL | 0 |  |  |  |  | 106.8728 | 240 | 0 | 0 | 0 | -133.1272 | 181.333 |  | kWh | 0.24097 | 10.7341 | Residential |  | Winter Only | [5 empty] | 18 | 0.78 |  |  |  | 0 | 3 | 0 | 0 | 0 | 0 | 0 | 0 | 0 | 0 | 0 | 0 | 2009 Qtr 1: 0; 2009 Qtr 2: 0; 2009 Qtr 3: 0; 2009 Qtr 4: 3; 2010 Qtr 1: 0; 2010 Qtr 2: 0; 2010 Qtr 3: 0; 2010 Qtr 4: 0; 2011 Qtr 1: 0; 2011 Qtr 2: 0; 2011 Qtr 3: 0; 2011 Qtr 4: 0 | 3
0 | 267010-Duct Sealing (Total Leakage Reduced from 40% of AHU flow to 12%) Resid SF CZ10 Vint04 |  | System | Residential | 26-SFM-ResidentialSingleFamily-SP_COOL | 0 |  |  |  |  | 106.8728 | 300 | 0 | 0 | 0 | -193.1272 | 181.333 |  | kWh | 0.24097 | 10.7341 | Residential |  | Winter Only | [5 empty] | 18 | 0.78 |  |  |  | 0 | 1 | 0 | 0 | 0 | 0 | 0 | 0 | 0 | 0 | 0 | 0 | 2009 Qtr 1: 0; 2009 Qtr 2: 0; 2009 Qtr 3: 0; 2009 Qtr 4: 1; 2010 Qtr 1: 0; 2010 Qtr 2: 0; 2010 Qtr 3: 0; 2010 Qtr 4: 0; 2011 Qtr 1: 0; 2011 Qtr 2: 0; 2011 Qtr 3: 0; 2011 Qtr 4: 0 | 1
0 | 267009-Duct Sealing (Total Leakage Reduced from 40% of AHU flow to 12%) Resid SF CZ10 Vint03 |  | System | Residential | 26-SFM-ResidentialSingleFamily-SP_COOL | 0 |  |  |  |  | 106.2381 | 240 | 0 | 0 | 0 | -133.7619 | 234.764 |  | kWh | 0.17708 | 21.4199 | Residential |  | Winter Only | [5 empty] | 18 | 0.78 |  |  |  | 0.5 | 1 | 0 | 0 | 0 | 0 | 0 | 0 | 0 | 0 | 0 | 0 | 2009 Qtr 1: 0; 2009 Qtr 2: 0; 2009 Qtr 3: 0; 2009 Qtr 4: 1; 2010 Qtr 1: 0; 2010 Qtr 2: 0; 2010 Qtr 3: 0; 2010 Qtr 4: 0; 2011 Qtr 1: 0; 2011 Qtr 2: 0; 2011 Qtr 3: 0; 2011 Qtr 4: 0 | 1
0 | 267010-Duct Sealing (Total Leakage Reduced from 40% of AHU flow to 12%) Resid SF CZ10 Vint04 |  | System | Residential | 26-SFM-ResidentialSingleFamily-SP_COOL | 0 |  |  |  |  | 106.8728 | 330 | 0 | 0 | 0 | -223.1272 | 181.333 |  | kWh | 0.24097 | 10.7341 | Residential |  | Winter Only | [5 empty] | 18 | 0.78 |  |  |  | 0 | 1 | 0 | 0 | 0 | 0 | 0 | 0 | 0 | 0 | 0 | 0 | 2009 Qtr 1: 0; 2009 Qtr 2: 0; 2009 Qtr 3: 0; 2009 Qtr 4: 1; 2010 Qtr 1: 0; 2010 Qtr 2: 0; 2010 Qtr 3: 0; 2010 Qtr 4: 0; 2011 Qtr 1: 0; 2011 Qtr 2: 0; 2011 Qtr 3: 0; 2011 Qtr 4: 0 | 1
0 | 267010-Duct Sealing (Total Leakage Reduced from 40% of AHU flow to 12%) Resid SF CZ10 Vint04 |  | System | Residential | 26-SFM-ResidentialSingleFamily-SP_COOL | 0 |  |  |  |  | 106.8728 | 360 | 0 | 0 | 0 | -253.1272 | 181.333 |  | kWh | 0.24097 | 10.7341 | Residential |  | Winter Only | [5 empty] | 18 | 0.78 |  |  |  | 0 | 1 | 0 | 0 | 0 | 0 | 0 | 0 | 0 | 0 | 0 | 0 | 2009 Qtr 1: 0; 2009 Qtr 2: 0; 2009 Qtr 3: 0; 2009 Qtr 4: 1; 2010 Qtr 1: 0; 2010 Qtr 2: 0; 2010 Qtr 3: 0; 2010 Qtr 4: 0; 2011 Qtr 1: 0; 2011 Qtr 2: 0; 2011 Qtr 3: 0; 2011 Qtr 4: 0 | 1
0 | 267010-Duct Sealing (Total Leakage Reduced from 40% of AHU flow to 12%) Resid SF CZ10 Vint04 |  | System | Residential | 26-SFM-ResidentialSingleFamily-SP_COOL | 0 |  |  |  |  | 106.8728 | 270 | 0 | 0 | 0 | -163.1272 | 181.333 |  | kWh | 0.24097 | 10.7341 | Residential |  | Winter Only | [5 empty] | 18 | 0.78 |  |  |  | 0 | 1 | 0 | 0 | 0 | 0 | 0 | 0 | 0 | 0 | 0 | 0 | 2009 Qtr 1: 0; 2009 Qtr 2: 0; 2009 Qtr 3: 0; 2009 Qtr 4: 1; 2010 Qtr 1: 0; 2010 Qtr 2: 0; 2010 Qtr 3: 0; 2010 Qtr 4: 0; 2011 Qtr 1: 0; 2011 Qtr 2: 0; 2011 Qtr 3: 0; 2011 Qtr 4: 0 | 1
0 | 267029-Commercial HVAC Diagnostic/Tune-up Com All CZ07 VintAll |  | System | Commercial | 01-ALC-AllCommercial-Cooling | 0 |  |  |  |  | 72.1918 | 82.5373 | 0 | 0 | 0 | -10.3455 | 60.0094 |  | kWh | 0.046765 | 0 | Commercial | [7 empty] | 10 | 0.85 |  |  |  | 1 | 2.68 | 0 | 0 | 0 | 0 | 0 | 0 | 0 | 0 | 0 | 0 | 2009 Qtr 1: 0; 2009 Qtr 2: 0; 2009 Qtr 3: 0; 2009 Qtr 4: 2.68; 2010 Qtr 1: 0; 2010 Qtr 2: 0; 2010 Qtr 3: 0; 2010 Qtr 4: 0; 2011 Qtr 1: 0; 2011 Qtr 2: 0; 2011 Qtr 3: 0; 2011 Qtr 4: 0 | 2.68
0 | 267044-Commercial Condensor Coil Cleaning (all units - savings at 50% of DEER) Com All CZ07 VintAll |  | System | Commercial | 01-ALC-AllCommercial-Cooling | 0 |  |  |  |  | 9.9998 | 10 | 0 | 0 | 0 | -0.0002249 | 60 |  | kWh | 0.047 | 0 | Commercial | [7 empty] | 3 | 0.78 |  |  |  | 1 | 4 | 0 | 0 | 0 | 0 | 0 | 0 | 0 | 0 | 0 | 0 | 2009 Qtr 1: 0; 2009 Qtr 2: 0; 2009 Qtr 3: 0; 2009 Qtr 4: 4; 2010 Qtr 1: 0; 2010 Qtr 2: 0; 2010 Qtr 3: 0; 2010 Qtr 4: 0; 2011 Qtr 1: 0; 2011 Qtr 2: 0; 2011 Qtr 3: 0; 2011 Qtr 4: 0 | 4
0 | 267044-Commercial Condensor Coil Cleaning (all units - savings at 50% of DEER) Com All CZ07 VintAll |  | System | Commercial | 01-ALC-AllCommercial-Cooling | 0 |  |  |  |  | 9.9998 | 10.7143 | 0 | 0 | 0 | -0.71451 | 60 |  | kWh | 0.047 | 0 | Commercial | [7 empty] | 3 | 0.78 |  |  |  | 1 | 7 | 0 | 0 | 0 | 0 | 0 | 0 | 0 | 0 | 0 | 0 | 2009 Qtr 1: 0; 2009 Qtr 2: 0; 2009 Qtr 3: 0; 2009 Qtr 4: 7; 2010 Qtr 1: 0; 2010 Qtr 2: 0; 2010 Qtr 3: 0; 2010 Qtr 4: 0; 2011 Qtr 1: 0; 2011 Qtr 2: 0; 2011 Qtr 3: 0; 2011 Qtr 4: 0 | 7
0 | 267002-High Refrigerant Charge Adjustment (>= ±20% rated charge) Resid SF CZ10 Vint04 |  | System | Residential | 26-SFM-ResidentialSingleFamily-SP_COOL | 0 |  |  |  |  | 65 | 71.5 | 0 | 0 | 0 | -6.5 | 205.771 |  | kWh | 0.22808 | -0.078078 | Residential |  | Winter Only | [5 empty] | 10 | 0.78 |  |  |  | 1 | 5 | 0 | 0 | 0 | 0 | 0 | 0 | 0 | 0 | 0 | 0 | 2009 Qtr 1: 0; 2009 Qtr 2: 0; 2009 Qtr 3: 0; 2009 Qtr 4: 5; 2010 Qtr 1: 0; 2010 Qtr 2: 0; 2010 Qtr 3: 0; 2010 Qtr 4: 0; 2011 Qtr 1: 0; 2011 Qtr 2: 0; 2011 Qtr 3: 0; 2011 Qtr 4: 0 | 5
0 | 267040-Residential Condensor Coil Cleaning Resid SF CZ10 VintAll |  | System | Residential | 26-SFM-ResidentialSingleFamily-SP_COOL | 0 |  |  |  |  | 50 | 50 | 0 | 0 | 0 | 0 | 270 |  | kWh | 0.3564 | 0 | Residential | [7 empty] | 3 | 0.78 |  |  |  | 1 | 1 | 0 | 0 | 0 | 0 | 0 | 0 | 0 | 0 | 0 | 0 | 2009 Qtr 1: 0; 2009 Qtr 2: 0; 2009 Qtr 3: 0; 2009 Qtr 4: 1; 2010 Qtr 1: 0; 2010 Qtr 2: 0; 2010 Qtr 3: 0; 2010 Qtr 4: 0; 2011 Qtr 1: 0; 2011 Qtr 2: 0; 2011 Qtr 3: 0; 2011 Qtr 4: 0 | 1
0 | 267040-Residential Condensor Coil Cleaning Resid SF CZ10 VintAll |  | System | Residential | 26-SFM-ResidentialSingleFamily-SP_COOL | 0 |  |  |  |  | 50 | 50 | 0 | 0 | 0 | 0 | 270 |  | kWh | 0.3564 | 0 | Residential | [7 empty] | 3 | 0.78 |  |  |  | 1 | 1 | 0 | 0 | 0 | 0 | 0 | 0 | 0 | 0 | 0 | 0 | 2009 Qtr 1: 0; 2009 Qtr 2: 0; 2009 Qtr 3: 0; 2009 Qtr 4: 1; 2010 Qtr 1: 0; 2010 Qtr 2: 0; 2010 Qtr 3: 0; 2010 Qtr 4: 0; 2011 Qtr 1: 0; 2011 Qtr 2: 0; 2011 Qtr 3: 0; 2011 Qtr 4: 0 | 1
0 | 267033-High Refrigerant Charge Adjustment (>= ±20% rated charge) Resid MF CZ10 Vint04 |  | System | Residential | 13-MFM-ResidentialMulti-family-SP_COOL | 0 |  |  |  |  | 66.33 | 71.5 | 0 | 0 | 0 | -5.17 | 171.246 |  | kWh | 0.22612 | -0.10521 | Residential |  | Winter Only | [5 empty] | 10 | 0.78 |  |  |  | 1 | 3 | 0 | 0 | 0 | 0 | 0 | 0 | 0 | 0 | 0 | 0 | 2009 Qtr 1: 0; 2009 Qtr 2: 0; 2009 Qtr 3: 0; 2009 Qtr 4: 3; 2010 Qtr 1: 0; 2010 Qtr 2: 0; 2010 Qtr 3: 0; 2010 Qtr 4: 0; 2011 Qtr 1: 0; 2011 Qtr 2: 0; 2011 Qtr 3: 0; 2011 Qtr 4: 0 | 3
0 | 267042-Residential Condensor Coil Cleaning Resid MF CZ10 VintAll |  | System | Residential | 13-MFM-ResidentialMulti-family-SP_COOL | 0 |  |  |  |  | 50 | 50 | 0 | 0 | 0 | 0 | 180 |  | kWh | 0.2376 | 0 | Residential | [7 empty] | 3 | 0.78 |  |  |  | 1 | 1 | 0 | 0 | 0 | 0 | 0 | 0 | 0 | 0 | 0 | 0 | 2009 Qtr 1: 0; 2009 Qtr 2: 0; 2009 Qtr 3: 0; 2009 Qtr 4: 1; 2010 Qtr 1: 0; 2010 Qtr 2: 0; 2010 Qtr 3: 0; 2010 Qtr 4: 0; 2011 Qtr 1: 0; 2011 Qtr 2: 0; 2011 Qtr 3: 0; 2011 Qtr 4: 0 | 1
0 | 267033-High Refrigerant Charge Adjustment (>= ±20% rated charge) Resid MF CZ10 Vint04 |  | System | Residential | 13-MFM-ResidentialMulti-family-SP_COOL | 0 |  |  |  |  | 66.33 | 71.5 | 0 | 0 | 0 | -5.17 | 171.246 |  | kWh | 0.22612 | -0.10521 | Residential |  | Winter Only | [5 empty] | 10 | 0.78 |  |  |  | 1 | 2 | 0 | 0 | 0 | 0 | 0 | 0 | 0 | 0 | 0 | 0 | 2009 Qtr 1: 0; 2009 Qtr 2: 0; 2009 Qtr 3: 0; 2009 Qtr 4: 2; 2010 Qtr 1: 0; 2010 Qtr 2: 0; 2010 Qtr 3: 0; 2010 Qtr 4: 0; 2011 Qtr 1: 0; 2011 Qtr 2: 0; 2011 Qtr 3: 0; 2011 Qtr 4: 0 | 2
0 | 267042-Residential Condensor Coil Cleaning Resid MF CZ10 VintAll |  | System | Residential | 13-MFM-ResidentialMulti-family-SP_COOL | 0 |  |  |  |  | 50 | 50 | 0 | 0 | 0 | 0 | 180 |  | kWh | 0.2376 | 0 | Residential | [7 empty] | 3 | 0.78 |  |  |  | 1 | 1 | 0 | 0 | 0 | 0 | 0 | 0 | 0 | 0 | 0 | 0 | 2009 Qtr 1: 0; 2009 Qtr 2: 0; 2009 Qtr 3: 0; 2009 Qtr 4: 1; 2010 Qtr 1: 0; 2010 Qtr 2: 0; 2010 Qtr 3: 0; 2010 Qtr 4: 0; 2011 Qtr 1: 0; 2011 Qtr 2: 0; 2011 Qtr 3: 0; 2011 Qtr 4: 0 | 1
0 | 267002-High Refrigerant Charge Adjustment (>= ±20% rated charge) Resid SF CZ10 Vint04 |  | System | Residential | 26-SFM-ResidentialSingleFamily-SP_COOL | 0 |  |  |  |  | 65 | 71.5 | 0 | 0 | 0 | -6.5 | 205.771 |  | kWh | 0.22808 | -0.078078 | Residential |  | Winter Only | [5 empty] | 10 | 0.78 |  |  |  | 1 | 3 | 0 | 0 | 0 | 0 | 0 | 0 | 0 | 0 | 0 | 0 | 2009 Qtr 1: 0; 2009 Qtr 2: 0; 2009 Qtr 3: 0; 2009 Qtr 4: 3; 2010 Qtr 1: 0; 2010 Qtr 2: 0; 2010 Qtr 3: 0; 2010 Qtr 4: 0; 2011 Qtr 1: 0; 2011 Qtr 2: 0; 2011 Qtr 3: 0; 2011 Qtr 4: 0 | 3
0 | 267040-Residential Condensor Coil Cleaning Resid SF CZ10 VintAll |  | System | Residential | 26-SFM-ResidentialSingleFamily-SP_COOL | 0 |  |  |  |  | 50 | 50 | 0 | 0 | 0 | 0 | 270 |  | kWh | 0.3564 | 0 | Residential | [7 empty] | 3 | 0.78 |  |  |  | 1 | 1 | 0 | 0 | 0 | 0 | 0 | 0 | 0 | 0 | 0 | 0 | 2009 Qtr 1: 0; 2009 Qtr 2: 0; 2009 Qtr 3: 0; 2009 Qtr 4: 1; 2010 Qtr 1: 0; 2010 Qtr 2: 0; 2010 Qtr 3: 0; 2010 Qtr 4: 0; 2011 Qtr 1: 0; 2011 Qtr 2: 0; 2011 Qtr 3: 0; 2011 Qtr 4: 0 | 1
0 | 267040-Residential Condensor Coil Cleaning Resid SF CZ10 VintAll |  | System | Residential | 26-SFM-ResidentialSingleFamily-SP_COOL | 0 |  |  |  |  | 50 | 50 | 0 | 0 | 0 | 0 | 270 |  | kWh | 0.3564 | 0 | Residential | [7 empty] | 3 | 0.78 |  |  |  | 1 | 1 | 0 | 0 | 0 | 0 | 0 | 0 | 0 | 0 | 0 | 0 | 2009 Qtr 1: 0; 2009 Qtr 2: 0; 2009 Qtr 3: 0; 2009 Qtr 4: 1; 2010 Qtr 1: 0; 2010 Qtr 2: 0; 2010 Qtr 3: 0; 2010 Qtr 4: 0; 2011 Qtr 1: 0; 2011 Qtr 2: 0; 2011 Qtr 3: 0; 2011 Qtr 4: 0 | 1
0 | 267010-Duct Sealing (Total Leakage Reduced from 40% of AHU flow to 12%) Resid SF CZ10 Vint04 |  | System | Residential | 26-SFM-ResidentialSingleFamily-SP_COOL | 0 |  |  |  |  | 106.8728 | 286 | 0 | 0 | 0 | -179.1272 | 181.333 |  | kWh | 0.24097 | 10.7341 | Residential |  | Winter Only | [5 empty] | 18 | 0.78 |  |  |  | 0 | 2 | 0 | 0 | 0 | 0 | 0 | 0 | 0 | 0 | 0 | 0 | 2009 Qtr 1: 0; 2009 Qtr 2: 0; 2009 Qtr 3: 0; 2009 Qtr 4: 2; 2010 Qtr 1: 0; 2010 Qtr 2: 0; 2010 Qtr 3: 0; 2010 Qtr 4: 0; 2011 Qtr 1: 0; 2011 Qtr 2: 0; 2011 Qtr 3: 0; 2011 Qtr 4: 0 | 2
0 | 267009-Duct Sealing (Total Leakage Reduced from 40% of AHU flow to 12%) Resid SF CZ10 Vint03 |  | System | Residential | 26-SFM-ResidentialSingleFamily-SP_COOL | 0 |  |  |  |  | 106.2381 | 280 | 0 | 0 | 0 | -173.7619 | 234.764 |  | kWh | 0.17708 | 21.4199 | Residential |  | Winter Only | [5 empty] | 18 | 0.78 |  |  |  | 0.5 | 1 | 0 | 0 | 0 | 0 | 0 | 0 | 0 | 0 | 0 | 0 | 2009 Qtr 1: 0; 2009 Qtr 2: 0; 2009 Qtr 3: 0; 2009 Qtr 4: 1; 2010 Qtr 1: 0; 2010 Qtr 2: 0; 2010 Qtr 3: 0; 2010 Qtr 4: 0; 2011 Qtr 1: 0; 2011 Qtr 2: 0; 2011 Qtr 3: 0; 2011 Qtr 4: 0 | 1
0 | 267010-Duct Sealing (Total Leakage Reduced from 40% of AHU flow to 12%) Resid SF CZ10 Vint04 |  | System | Residential | 26-SFM-ResidentialSingleFamily-SP_COOL | 0 |  |  |  |  | 106.8728 | 210 | 0 | 0 | 0 | -103.1272 | 181.333 |  | kWh | 0.24097 | 10.7341 | Residential |  | Winter Only | [5 empty] | 18 | 0.78 |  |  |  | 0 | 2 | 0 | 0 | 0 | 0 | 0 | 0 | 0 | 0 | 0 | 0 | 2009 Qtr 1: 0; 2009 Qtr 2: 0; 2009 Qtr 3: 0; 2009 Qtr 4: 2; 2010 Qtr 1: 0; 2010 Qtr 2: 0; 2010 Qtr 3: 0; 2010 Qtr 4: 0; 2011 Qtr 1: 0; 2011 Qtr 2: 0; 2011 Qtr 3: 0; 2011 Qtr 4: 0 | 2
0 | 267009-Duct Sealing (Total Leakage Reduced from 40% of AHU flow to 12%) Resid SF CZ10 Vint03 |  | System | Residential | 26-SFM-ResidentialSingleFamily-SP_COOL | 0 |  |  |  |  | 106.2381 | 340 | 0 | 0 | 0 | -233.7619 | 234.764 |  | kWh | 0.17708 | 21.4199 | Residential |  | Winter Only | [5 empty] | 18 | 0.78 |  |  |  | 0.5 | 1 | 0 | 0 | 0 | 0 | 0 | 0 | 0 | 0 | 0 | 0 | 2009 Qtr 1: 0; 2009 Qtr 2: 0; 2009 Qtr 3: 0; 2009 Qtr 4: 1; 2010 Qtr 1: 0; 2010 Qtr 2: 0; 2010 Qtr 3: 0; 2010 Qtr 4: 0; 2011 Qtr 1: 0; 2011 Qtr 2: 0; 2011 Qtr 3: 0; 2011 Qtr 4: 0 | 1
0 | 267010-Duct Sealing (Total Leakage Reduced from 40% of AHU flow to 12%) Resid SF CZ10 Vint04 |  | System | Residential | 26-SFM-ResidentialSingleFamily-SP_COOL | 0 |  |  |  |  | 106.8728 | 200 | 0 | 0 | 0 | -93.1272 | 181.333 |  | kWh | 0.24097 | 10.7341 | Residential |  | Winter Only | [5 empty] | 18 | 0.78 |  |  |  | 0 | 1 | 0 | 0 | 0 | 0 | 0 | 0 | 0 | 0 | 0 | 0 | 2009 Qtr 1: 0; 2009 Qtr 2: 0; 2009 Qtr 3: 0; 2009 Qtr 4: 1; 2010 Qtr 1: 0; 2010 Qtr 2: 0; 2010 Qtr 3: 0; 2010 Qtr 4: 0; 2011 Qtr 1: 0; 2011 Qtr 2: 0; 2011 Qtr 3: 0; 2011 Qtr 4: 0 | 1
0 | 267010-Duct Sealing (Total Leakage Reduced from 40% of AHU flow to 12%) Resid SF CZ10 Vint04 |  | System | Residential | 26-SFM-ResidentialSingleFamily-SP_COOL | 0 |  |  |  |  | 106.8728 | 320 | 0 | 0 | 0 | -213.1272 | 181.333 |  | kWh | 0.24097 | 10.7341 | Residential |  | Winter Only | [5 empty] | 18 | 0.78 |  |  |  | 0 | 1 | 0 | 0 | 0 | 0 | 0 | 0 | 0 | 0 | 0 | 0 | 2009 Qtr 1: 0; 2009 Qtr 2: 0; 2009 Qtr 3: 0; 2009 Qtr 4: 1; 2010 Qtr 1: 0; 2010 Qtr 2: 0; 2010 Qtr 3: 0; 2010 Qtr 4: 0; 2011 Qtr 1: 0; 2011 Qtr 2: 0; 2011 Qtr 3: 0; 2011 Qtr 4: 0 | 1
0 | 267002-High Refrigerant Charge Adjustment (>= ±20% rated charge) Resid SF CZ10 Vint04 |  | System | Residential | 26-SFM-ResidentialSingleFamily-SP_COOL | 0 |  |  |  |  | 65 | 71.5 | 0 | 0 | 0 | -6.5 | 205.771 |  | kWh | 0.22808 | -0.078078 | Residential |  | Winter Only | [5 empty] | 10 | 0.78 |  |  |  | 1 | 2 | 0 | 0 | 0 | 0 | 0 | 0 | 0 | 0 | 0 | 0 | 2009 Qtr 1: 0; 2009 Qtr 2: 0; 2009 Qtr 3: 0; 2009 Qtr 4: 2; 2010 Qtr 1: 0; 2010 Qtr 2: 0; 2010 Qtr 3: 0; 2010 Qtr 4: 0; 2011 Qtr 1: 0; 2011 Qtr 2: 0; 2011 Qtr 3: 0; 2011 Qtr 4: 0 | 2
0 | 267040-Residential Condensor Coil Cleaning Resid SF CZ10 VintAll |  | System | Residential | 26-SFM-ResidentialSingleFamily-SP_COOL | 0 |  |  |  |  | 50 | 50 | 0 | 0 | 0 | 0 | 270 |  | kWh | 0.3564 | 0 | Residential | [7 empty] | 3 | 0.78 |  |  |  | 1 | 1 | 0 | 0 | 0 | 0 | 0 | 0 | 0 | 0 | 0 | 0 | 2009 Qtr 1: 0; 2009 Qtr 2: 0; 2009 Qtr 3: 0; 2009 Qtr 4: 1; 2010 Qtr 1: 0; 2010 Qtr 2: 0; 2010 Qtr 3: 0; 2010 Qtr 4: 0; 2011 Qtr 1: 0; 2011 Qtr 2: 0; 2011 Qtr 3: 0; 2011 Qtr 4: 0 | 1
0 | 267002-High Refrigerant Charge Adjustment (>= ±20% rated charge) Resid SF CZ10 Vint04 |  | System | Residential | 26-SFM-ResidentialSingleFamily-SP_COOL | 0 |  |  |  |  | 65 | 71.5 | 0 | 0 | 0 | -6.5 | 205.771 |  | kWh | 0.22808 | -0.078078 | Residential |  | Winter Only | [5 empty] | 10 | 0.78 |  |  |  | 1 | 2 | 0 | 0 | 0 | 0 | 0 | 0 | 0 | 0 | 0 | 0 | 2009 Qtr 1: 0; 2009 Qtr 2: 0; 2009 Qtr 3: 0; 2009 Qtr 4: 2; 2010 Qtr 1: 0; 2010 Qtr 2: 0; 2010 Qtr 3: 0; 2010 Qtr 4: 0; 2011 Qtr 1: 0; 2011 Qtr 2: 0; 2011 Qtr 3: 0; 2011 Qtr 4: 0 | 2
0 | 267040-Residential Condensor Coil Cleaning Resid SF CZ10 VintAll |  | System | Residential | 26-SFM-ResidentialSingleFamily-SP_COOL | 0 |  |  |  |  | 50 | 50 | 0 | 0 | 0 | 0 | 270 |  | kWh | 0.3564 | 0 | Residential | [7 empty] | 3 | 0.78 |  |  |  | 1 | 1 | 0 | 0 | 0 | 0 | 0 | 0 | 0 | 0 | 0 | 0 | 2009 Qtr 1: 0; 2009 Qtr 2: 0; 2009 Qtr 3: 0; 2009 Qtr 4: 1; 2010 Qtr 1: 0; 2010 Qtr 2: 0; 2010 Qtr 3: 0; 2010 Qtr 4: 0; 2011 Qtr 1: 0; 2011 Qtr 2: 0; 2011 Qtr 3: 0; 2011 Qtr 4: 0 | 1
0 | 267044-Commercial Condensor Coil Cleaning (all units - savings at 50% of DEER) Com All CZ07 VintAll |  | System | Commercial | 01-ALC-AllCommercial-Cooling | 0 |  |  |  |  | 9.9998 | 10 | 0 | 0 | 0 | -0.0002249 | 60 |  | kWh | 0.047 | 0 | Commercial | [7 empty] | 3 | 0.78 |  |  |  | 1 | 5 | 0 | 0 | 0 | 0 | 0 | 0 | 0 | 0 | 0 | 0 | 2009 Qtr 1: 0; 2009 Qtr 2: 0; 2009 Qtr 3: 0; 2009 Qtr 4: 5; 2010 Qtr 1: 0; 2010 Qtr 2: 0; 2010 Qtr 3: 0; 2010 Qtr 4: 0; 2011 Qtr 1: 0; 2011 Qtr 2: 0; 2011 Qtr 3: 0; 2011 Qtr 4: 0 | 5
0 | 267029-Commercial HVAC Diagnostic/Tune-up Com All CZ07 VintAll |  | System | Commercial | 01-ALC-AllCommercial-Cooling | 0 |  |  |  |  | 72.1918 | 82.5373 | 0 | 0 | 0 | -10.3455 | 60.0094 |  | kWh | 0.046765 | 0 | Commercial | [7 empty] | 10 | 0.85 |  |  |  | 1 | 3.35 | 0 | 0 | 0 | 0 | 0 | 0 | 0 | 0 | 0 | 0 | 2009 Qtr 1: 0; 2009 Qtr 2: 0; 2009 Qtr 3: 0; 2009 Qtr 4: 3.35; 2010 Qtr 1: 0; 2010 Qtr 2: 0; 2010 Qtr 3: 0; 2010 Qtr 4: 0; 2011 Qtr 1: 0; 2011 Qtr 2: 0; 2011 Qtr 3: 0; 2011 Qtr 4: 0 | 3.35
0 | 267044-Commercial Condensor Coil Cleaning (all units - savings at 50% of DEER) Com All CZ07 VintAll |  | System | Commercial | 01-ALC-AllCommercial-Cooling | 0 |  |  |  |  | 9.9998 | 10 | 0 | 0 | 0 | -0.0002249 | 60 |  | kWh | 0.047 | 0 | Commercial | [7 empty] | 3 | 0.78 |  |  |  | 1 | 5 | 0 | 0 | 0 | 0 | 0 | 0 | 0 | 0 | 0 | 0 | 2009 Qtr 1: 0; 2009 Qtr 2: 0; 2009 Qtr 3: 0; 2009 Qtr 4: 5; 2010 Qtr 1: 0; 2010 Qtr 2: 0; 2010 Qtr 3: 0; 2010 Qtr 4: 0; 2011 Qtr 1: 0; 2011 Qtr 2: 0; 2011 Qtr 3: 0; 2011 Qtr 4: 0 | 5
0 | 267029-Commercial HVAC Diagnostic/Tune-up Com All CZ07 VintAll |  | System | Commercial | 01-ALC-AllCommercial-Cooling | 0 |  |  |  |  | 72.1918 | 82.5373 | 0 | 0 | 0 | -10.3455 | 60.0094 |  | kWh | 0.046765 | 0 | Commercial | [7 empty] | 10 | 0.85 |  |  |  | 1 | 3.35 | 0 | 0 | 0 | 0 | 0 | 0 | 0 | 0 | 0 | 0 | 2009 Qtr 1: 0; 2009 Qtr 2: 0; 2009 Qtr 3: 0; 2009 Qtr 4: 3.35; 2010 Qtr 1: 0; 2010 Qtr 2: 0; 2010 Qtr 3: 0; 2010 Qtr 4: 0; 2011 Qtr 1: 0; 2011 Qtr 2: 0; 2011 Qtr 3: 0; 2011 Qtr 4: 0 | 3.35
0 | 267044-Commercial Condensor Coil Cleaning (all units - savings at 50% of DEER) Com All CZ07 VintAll |  | System | Commercial | 01-ALC-AllCommercial-Cooling | 0 |  |  |  |  | 9.9998 | 10 | 0 | 0 | 0 | -0.0002249 | 60 |  | kWh | 0.047 | 0 | Commercial | [7 empty] | 3 | 0.78 |  |  |  | 1 | 5 | 0 | 0 | 0 | 0 | 0 | 0 | 0 | 0 | 0 | 0 | 2009 Qtr 1: 0; 2009 Qtr 2: 0; 2009 Qtr 3: 0; 2009 Qtr 4: 5; 2010 Qtr 1: 0; 2010 Qtr 2: 0; 2010 Qtr 3: 0; 2010 Qtr 4: 0; 2011 Qtr 1: 0; 2011 Qtr 2: 0; 2011 Qtr 3: 0; 2011 Qtr 4: 0 | 5
0 | 267044-Commercial Condensor Coil Cleaning (all units - savings at 50% of DEER) Com All CZ07 VintAll |  | System | Commercial | 01-ALC-AllCommercial-Cooling | 0 |  |  |  |  | 9.9998 | 15 | 0 | 0 | 0 | -5.0002 | 60 |  | kWh | 0.047 | 0 | Commercial | [7 empty] | 3 | 0.78 |  |  |  | 1 | 1 | 0 | 0 | 0 | 0 | 0 | 0 | 0 | 0 | 0 | 0 | 2009 Qtr 1: 0; 2009 Qtr 2: 0; 2009 Qtr 3: 0; 2009 Qtr 4: 1; 2010 Qtr 1: 0; 2010 Qtr 2: 0; 2010 Qtr 3: 0; 2010 Qtr 4: 0; 2011 Qtr 1: 0; 2011 Qtr 2: 0; 2011 Qtr 3: 0; 2011 Qtr 4: 0 | 1
0 | 267044-Commercial Condensor Coil Cleaning (all units - savings at 50% of DEER) Com All CZ07 VintAll |  | System | Commercial | 01-ALC-AllCommercial-Cooling | 0 |  |  |  |  | 9.9998 | 10 | 0 | 0 | 0 | -0.0002249 | 60 |  | kWh | 0.047 | 0 | Commercial | [7 empty] | 3 | 0.78 |  |  |  | 1 | 3 | 0 | 0 | 0 | 0 | 0 | 0 | 0 | 0 | 0 | 0 | 2009 Qtr 1: 0; 2009 Qtr 2: 0; 2009 Qtr 3: 0; 2009 Qtr 4: 3; 2010 Qtr 1: 0; 2010 Qtr 2: 0; 2010 Qtr 3: 0; 2010 Qtr 4: 0; 2011 Qtr 1: 0; 2011 Qtr 2: 0; 2011 Qtr 3: 0; 2011 Qtr 4: 0 | 3
0 | 267029-Commercial HVAC Diagnostic/Tune-up Com All CZ07 VintAll |  | System | Commercial | 01-ALC-AllCommercial-Cooling | 0 |  |  |  |  | 72.1918 | 82.5373 | 0 | 0 | 0 | -10.3455 | 60.0094 |  | kWh | 0.046765 | 0 | Commercial | [7 empty] | 10 | 0.85 |  |  |  | 1 | 3.35 | 0 | 0 | 0 | 0 | 0 | 0 | 0 | 0 | 0 | 0 | 2009 Qtr 1: 0; 2009 Qtr 2: 0; 2009 Qtr 3: 0; 2009 Qtr 4: 3.35; 2010 Qtr 1: 0; 2010 Qtr 2: 0; 2010 Qtr 3: 0; 2010 Qtr 4: 0; 2011 Qtr 1: 0; 2011 Qtr 2: 0; 2011 Qtr 3: 0; 2011 Qtr 4: 0 | 3.35
0 | 267044-Commercial Condensor Coil Cleaning (all units - savings at 50% of DEER) Com All CZ07 VintAll |  | System | Commercial | 01-ALC-AllCommercial-Cooling | 0 |  |  |  |  | 9.9998 | 10 | 0 | 0 | 0 | -0.0002249 | 60 |  | kWh | 0.047 | 0 | Commercial | [7 empty] | 3 | 0.78 |  |  |  | 1 | 5 | 0 | 0 | 0 | 0 | 0 | 0 | 0 | 0 | 0 | 0 | 2009 Qtr 1: 0; 2009 Qtr 2: 0; 2009 Qtr 3: 0; 2009 Qtr 4: 5; 2010 Qtr 1: 0; 2010 Qtr 2: 0; 2010 Qtr 3: 0; 2010 Qtr 4: 0; 2011 Qtr 1: 0; 2011 Qtr 2: 0; 2011 Qtr 3: 0; 2011 Qtr 4: 0 | 5
0 | 267044-Commercial Condensor Coil Cleaning (all units - savings at 50% of DEER) Com All CZ07 VintAll |  | System | Commercial | 01-ALC-AllCommercial-Cooling | 0 |  |  |  |  | 9.9998 | 10 | 0 | 0 | 0 | -0.0002249 | 60 |  | kWh | 0.047 | 0 | Commercial | [7 empty] | 3 | 0.78 |  |  |  | 1 | 5 | 0 | 0 | 0 | 0 | 0 | 0 | 0 | 0 | 0 | 0 | 2009 Qtr 1: 0; 2009 Qtr 2: 0; 2009 Qtr 3: 0; 2009 Qtr 4: 5; 2010 Qtr 1: 0; 2010 Qtr 2: 0; 2010 Qtr 3: 0; 2010 Qtr 4: 0; 2011 Qtr 1: 0; 2011 Qtr 2: 0; 2011 Qtr 3: 0; 2011 Qtr 4: 0 | 5
0 | 267044-Commercial Condensor Coil Cleaning (all units - savings at 50% of DEER) Com All CZ07 VintAll |  | System | Commercial | 01-ALC-AllCommercial-Cooling | 0 |  |  |  |  | 9.9998 | 10 | 0 | 0 | 0 | -0.0002249 | 60 |  | kWh | 0.047 | 0 | Commercial | [7 empty] | 3 | 0.78 |  |  |  | 1 | 5 | 0 | 0 | 0 | 0 | 0 | 0 | 0 | 0 | 0 | 0 | 2009 Qtr 1: 0; 2009 Qtr 2: 0; 2009 Qtr 3: 0; 2009 Qtr 4: 5; 2010 Qtr 1: 0; 2010 Qtr 2: 0; 2010 Qtr 3: 0; 2010 Qtr 4: 0; 2011 Qtr 1: 0; 2011 Qtr 2: 0; 2011 Qtr 3: 0; 2011 Qtr 4: 0 | 5
0 | 267029-Commercial HVAC Diagnostic/Tune-up Com All CZ07 VintAll |  | System | Commercial | 01-ALC-AllCommercial-Cooling | 0 |  |  |  |  | 72.1918 | 82.5373 | 0 | 0 | 0 | -10.3455 | 60.0094 |  | kWh | 0.046765 | 0 | Commercial | [7 empty] | 10 | 0.85 |  |  |  | 1 | 3.35 | 0 | 0 | 0 | 0 | 0 | 0 | 0 | 0 | 0 | 0 | 2009 Qtr 1: 0; 2009 Qtr 2: 0; 2009 Qtr 3: 0; 2009 Qtr 4: 3.35; 2010 Qtr 1: 0; 2010 Qtr 2: 0; 2010 Qtr 3: 0; 2010 Qtr 4: 0; 2011 Qtr 1: 0; 2011 Qtr 2: 0; 2011 Qtr 3: 0; 2011 Qtr 4: 0 | 3.35
0 | 267044-Commercial Condensor Coil Cleaning (all units - savings at 50% of DEER) Com All CZ07 VintAll |  | System | Commercial | 01-ALC-AllCommercial-Cooling | 0 |  |  |  |  | 9.9998 | 10 | 0 | 0 | 0 | -0.0002249 | 60 |  | kWh | 0.047 | 0 | Commercial | [7 empty] | 3 | 0.78 |  |  |  | 1 | 5 | 0 | 0 | 0 | 0 | 0 | 0 | 0 | 0 | 0 | 0 | 2009 Qtr 1: 0; 2009 Qtr 2: 0; 2009 Qtr 3: 0; 2009 Qtr 4: 5; 2010 Qtr 1: 0; 2010 Qtr 2: 0; 2010 Qtr 3: 0; 2010 Qtr 4: 0; 2011 Qtr 1: 0; 2011 Qtr 2: 0; 2011 Qtr 3: 0; 2011 Qtr 4: 0 | 5
0 | 267029-Commercial HVAC Diagnostic/Tune-up Com All CZ07 VintAll |  | System | Commercial | 01-ALC-AllCommercial-Cooling | 0 |  |  |  |  | 72.1918 | 96.2935 | 0 | 0 | 0 | -24.1017 | 60.0094 |  | kWh | 0.046765 | 0 | Commercial | [7 empty] | 10 | 0.85 |  |  |  | 1 | 2.01 | 0 | 0 | 0 | 0 | 0 | 0 | 0 | 0 | 0 | 0 | 2009 Qtr 1: 0; 2009 Qtr 2: 0; 2009 Qtr 3: 0; 2009 Qtr 4: 2.01; 2010 Qtr 1: 0; 2010 Qtr 2: 0; 2010 Qtr 3: 0; 2010 Qtr 4: 0; 2011 Qtr 1: 0; 2011 Qtr 2: 0; 2011 Qtr 3: 0; 2011 Qtr 4: 0 | 2.01
0 | 267044-Commercial Condensor Coil Cleaning (all units - savings at 50% of DEER) Com All CZ07 VintAll |  | System | Commercial | 01-ALC-AllCommercial-Cooling | 0 |  |  |  |  | 9.9998 | 11.6667 | 0 | 0 | 0 | -1.6669 | 60 |  | kWh | 0.047 | 0 | Commercial | [7 empty] | 3 | 0.78 |  |  |  | 1 | 3 | 0 | 0 | 0 | 0 | 0 | 0 | 0 | 0 | 0 | 0 | 2009 Qtr 1: 0; 2009 Qtr 2: 0; 2009 Qtr 3: 0; 2009 Qtr 4: 3; 2010 Qtr 1: 0; 2010 Qtr 2: 0; 2010 Qtr 3: 0; 2010 Qtr 4: 0; 2011 Qtr 1: 0; 2011 Qtr 2: 0; 2011 Qtr 3: 0; 2011 Qtr 4: 0 | 3
0 | 267044-Commercial Condensor Coil Cleaning (all units - savings at 50% of DEER) Com All CZ07 VintAll |  | System | Commercial | 01-ALC-AllCommercial-Cooling | 0 |  |  |  |  | 9.9998 | 11.6667 | 0 | 0 | 0 | -1.6669 | 60 |  | kWh | 0.047 | 0 | Commercial | [7 empty] | 3 | 0.78 |  |  |  | 1 | 3 | 0 | 0 | 0 | 0 | 0 | 0 | 0 | 0 | 0 | 0 | 2009 Qtr 1: 0; 2009 Qtr 2: 0; 2009 Qtr 3: 0; 2009 Qtr 4: 3; 2010 Qtr 1: 0; 2010 Qtr 2: 0; 2010 Qtr 3: 0; 2010 Qtr 4: 0; 2011 Qtr 1: 0; 2011 Qtr 2: 0; 2011 Qtr 3: 0; 2011 Qtr 4: 0 | 3
0 | 267044-Commercial Condensor Coil Cleaning (all units - savings at 50% of DEER) Com All CZ07 VintAll |  | System | Commercial | 01-ALC-AllCommercial-Cooling | 0 |  |  |  |  | 9.9998 | 10 | 0 | 0 | 0 | -0.0002249 | 60 |  | kWh | 0.047 | 0 | Commercial | [7 empty] | 3 | 0.78 |  |  |  | 1 | 5 | 0 | 0 | 0 | 0 | 0 | 0 | 0 | 0 | 0 | 0 | 2009 Qtr 1: 0; 2009 Qtr 2: 0; 2009 Qtr 3: 0; 2009 Qtr 4: 5; 2010 Qtr 1: 0; 2010 Qtr 2: 0; 2010 Qtr 3: 0; 2010 Qtr 4: 0; 2011 Qtr 1: 0; 2011 Qtr 2: 0; 2011 Qtr 3: 0; 2011 Qtr 4: 0 | 5
0 | 267044-Commercial Condensor Coil Cleaning (all units - savings at 50% of DEER) Com All CZ07 VintAll |  | System | Commercial | 01-ALC-AllCommercial-Cooling | 0 |  |  |  |  | 9.9998 | 10 | 0 | 0 | 0 | -0.0002249 | 60 |  | kWh | 0.047 | 0 | Commercial | [7 empty] | 3 | 0.78 |  |  |  | 1 | 2 | 0 | 0 | 0 | 0 | 0 | 0 | 0 | 0 | 0 | 0 | 2009 Qtr 1: 0; 2009 Qtr 2: 0; 2009 Qtr 3: 0; 2009 Qtr 4: 2; 2010 Qtr 1: 0; 2010 Qtr 2: 0; 2010 Qtr 3: 0; 2010 Qtr 4: 0; 2011 Qtr 1: 0; 2011 Qtr 2: 0; 2011 Qtr 3: 0; 2011 Qtr 4: 0 | 2
0 | 267029-Commercial HVAC Diagnostic/Tune-up Com All CZ07 VintAll |  | System | Commercial | 01-ALC-AllCommercial-Cooling | 0 |  |  |  |  | 72.1918 | 82.5373 | 0 | 0 | 0 | -10.3455 | 60.0094 |  | kWh | 0.046765 | 0 | Commercial | [7 empty] | 10 | 0.85 |  |  |  | 1 | 1.34 | 0 | 0 | 0 | 0 | 0 | 0 | 0 | 0 | 0 | 0 | 2009 Qtr 1: 0; 2009 Qtr 2: 0; 2009 Qtr 3: 0; 2009 Qtr 4: 1.34; 2010 Qtr 1: 0; 2010 Qtr 2: 0; 2010 Qtr 3: 0; 2010 Qtr 4: 0; 2011 Qtr 1: 0; 2011 Qtr 2: 0; 2011 Qtr 3: 0; 2011 Qtr 4: 0 | 1.34
0 | 267044-Commercial Condensor Coil Cleaning (all units - savings at 50% of DEER) Com All CZ07 VintAll |  | System | Commercial | 01-ALC-AllCommercial-Cooling | 0 |  |  |  |  | 9.9998 | 10 | 0 | 0 | 0 | -0.0002249 | 60 |  | kWh | 0.047 | 0 | Commercial | [7 empty] | 3 | 0.78 |  |  |  | 1 | 2 | 0 | 0 | 0 | 0 | 0 | 0 | 0 | 0 | 0 | 0 | 2009 Qtr 1: 0; 2009 Qtr 2: 0; 2009 Qtr 3: 0; 2009 Qtr 4: 2; 2010 Qtr 1: 0; 2010 Qtr 2: 0; 2010 Qtr 3: 0; 2010 Qtr 4: 0; 2011 Qtr 1: 0; 2011 Qtr 2: 0; 2011 Qtr 3: 0; 2011 Qtr 4: 0 | 2
0 | 267029-Commercial HVAC Diagnostic/Tune-up Com All CZ07 VintAll |  | System | Commercial | 01-ALC-AllCommercial-Cooling | 0 |  |  |  |  | 72.1918 | 82.5373 | 0 | 0 | 0 | -10.3455 | 60.0094 |  | kWh | 0.046765 | 0 | Commercial | [7 empty] | 10 | 0.85 |  |  |  | 1 | 2.01 | 0 | 0 | 0 | 0 | 0 | 0 | 0 | 0 | 0 | 0 | 2009 Qtr 1: 0; 2009 Qtr 2: 0; 2009 Qtr 3: 0; 2009 Qtr 4: 2.01; 2010 Qtr 1: 0; 2010 Qtr 2: 0; 2010 Qtr 3: 0; 2010 Qtr 4: 0; 2011 Qtr 1: 0; 2011 Qtr 2: 0; 2011 Qtr 3: 0; 2011 Qtr 4: 0 | 2.01
0 | 267044-Commercial Condensor Coil Cleaning (all units - savings at 50% of DEER) Com All CZ07 VintAll |  | System | Commercial | 01-ALC-AllCommercial-Cooling | 0 |  |  |  |  | 9.9998 | 10 | 0 | 0 | 0 | -0.0002249 | 60 |  | kWh | 0.047 | 0 | Commercial | [7 empty] | 3 | 0.78 |  |  |  | 1 | 3 | 0 | 0 | 0 | 0 | 0 | 0 | 0 | 0 | 0 | 0 | 2009 Qtr 1: 0; 2009 Qtr 2: 0; 2009 Qtr 3: 0; 2009 Qtr 4: 3; 2010 Qtr 1: 0; 2010 Qtr 2: 0; 2010 Qtr 3: 0; 2010 Qtr 4: 0; 2011 Qtr 1: 0; 2011 Qtr 2: 0; 2011 Qtr 3: 0; 2011 Qtr 4: 0 | 3
0 | 267044-Commercial Condensor Coil Cleaning (all units - savings at 50% of DEER) Com All CZ07 VintAll |  | System | Commercial | 01-ALC-AllCommercial-Cooling | 0 |  |  |  |  | 9.9998 | 12.5 | 0 | 0 | 0 | -2.5002 | 60 |  | kWh | 0.047 | 0 | Commercial | [7 empty] | 3 | 0.78 |  |  |  | 1 | 2 | 0 | 0 | 0 | 0 | 0 | 0 | 0 | 0 | 0 | 0 | 2009 Qtr 1: 0; 2009 Qtr 2: 0; 2009 Qtr 3: 0; 2009 Qtr 4: 2; 2010 Qtr 1: 0; 2010 Qtr 2: 0; 2010 Qtr 3: 0; 2010 Qtr 4: 0; 2011 Qtr 1: 0; 2011 Qtr 2: 0; 2011 Qtr 3: 0; 2011 Qtr 4: 0 | 2
0 | 267044-Commercial Condensor Coil Cleaning (all units - savings at 50% of DEER) Com All CZ07 VintAll |  | System | Commercial | 01-ALC-AllCommercial-Cooling | 0 |  |  |  |  | 9.9998 | 12.5 | 0 | 0 | 0 | -2.5002 | 60 |  | kWh | 0.047 | 0 | Commercial | [7 empty] | 3 | 0.78 |  |  |  | 1 | 2 | 0 | 0 | 0 | 0 | 0 | 0 | 0 | 0 | 0 | 0 | 2009 Qtr 1: 0; 2009 Qtr 2: 0; 2009 Qtr 3: 0; 2009 Qtr 4: 2; 2010 Qtr 1: 0; 2010 Qtr 2: 0; 2010 Qtr 3: 0; 2010 Qtr 4: 0; 2011 Qtr 1: 0; 2011 Qtr 2: 0; 2011 Qtr 3: 0; 2011 Qtr 4: 0 | 2
0 | 267044-Commercial Condensor Coil Cleaning (all units - savings at 50% of DEER) Com All CZ07 VintAll |  | System | Commercial | 01-ALC-AllCommercial-Cooling | 0 |  |  |  |  | 9.9998 | 12.5 | 0 | 0 | 0 | -2.5002 | 60 |  | kWh | 0.047 | 0 | Commercial | [7 empty] | 3 | 0.78 |  |  |  | 1 | 2 | 0 | 0 | 0 | 0 | 0 | 0 | 0 | 0 | 0 | 0 | 2009 Qtr 1: 0; 2009 Qtr 2: 0; 2009 Qtr 3: 0; 2009 Qtr 4: 2; 2010 Qtr 1: 0; 2010 Qtr 2: 0; 2010 Qtr 3: 0; 2010 Qtr 4: 0; 2011 Qtr 1: 0; 2011 Qtr 2: 0; 2011 Qtr 3: 0; 2011 Qtr 4: 0 | 2
0 | 267044-Commercial Condensor Coil Cleaning (all units - savings at 50% of DEER) Com All CZ07 VintAll |  | System | Commercial | 01-ALC-AllCommercial-Cooling | 0 |  |  |  |  | 9.9998 | 12.5 | 0 | 0 | 0 | -2.5002 | 60 |  | kWh | 0.047 | 0 | Commercial | [7 empty] | 3 | 0.78 |  |  |  | 1 | 2 | 0 | 0 | 0 | 0 | 0 | 0 | 0 | 0 | 0 | 0 | 2009 Qtr 1: 0; 2009 Qtr 2: 0; 2009 Qtr 3: 0; 2009 Qtr 4: 2; 2010 Qtr 1: 0; 2010 Qtr 2: 0; 2010 Qtr 3: 0; 2010 Qtr 4: 0; 2011 Qtr 1: 0; 2011 Qtr 2: 0; 2011 Qtr 3: 0; 2011 Qtr 4: 0 | 2
0 | 267029-Commercial HVAC Diagnostic/Tune-up Com All CZ07 VintAll |  | System | Commercial | 01-ALC-AllCommercial-Cooling | 0 |  |  |  |  | 72.1918 | 82.5373 | 0 | 0 | 0 | -10.3455 | 60.0094 |  | kWh | 0.046765 | 0 | Commercial | [7 empty] | 10 | 0.85 |  |  |  | 1 | 2.68 | 0 | 0 | 0 | 0 | 0 | 0 | 0 | 0 | 0 | 0 | 2009 Qtr 1: 0; 2009 Qtr 2: 0; 2009 Qtr 3: 0; 2009 Qtr 4: 2.68; 2010 Qtr 1: 0; 2010 Qtr 2: 0; 2010 Qtr 3: 0; 2010 Qtr 4: 0; 2011 Qtr 1: 0; 2011 Qtr 2: 0; 2011 Qtr 3: 0; 2011 Qtr 4: 0 | 2.68
0 | 267044-Commercial Condensor Coil Cleaning (all units - savings at 50% of DEER) Com All CZ07 VintAll |  | System | Commercial | 01-ALC-AllCommercial-Cooling | 0 |  |  |  |  | 9.9998 | 10 | 0 | 0 | 0 | -0.0002249 | 60 |  | kWh | 0.047 | 0 | Commercial | [7 empty] | 3 | 0.78 |  |  |  | 1 | 4 | 0 | 0 | 0 | 0 | 0 | 0 | 0 | 0 | 0 | 0 | 2009 Qtr 1: 0; 2009 Qtr 2: 0; 2009 Qtr 3: 0; 2009 Qtr 4: 4; 2010 Qtr 1: 0; 2010 Qtr 2: 0; 2010 Qtr 3: 0; 2010 Qtr 4: 0; 2011 Qtr 1: 0; 2011 Qtr 2: 0; 2011 Qtr 3: 0; 2011 Qtr 4: 0 | 4
0 | 267029-Commercial HVAC Diagnostic/Tune-up Com All CZ07 VintAll |  | System | Commercial | 01-ALC-AllCommercial-Cooling | 0 |  |  |  |  | 72.1918 | 82.5373 | 0 | 0 | 0 | -10.3455 | 60.0094 |  | kWh | 0.046765 | 0 | Commercial | [7 empty] | 10 | 0.85 |  |  |  | 1 | 3.35 | 0 | 0 | 0 | 0 | 0 | 0 | 0 | 0 | 0 | 0 | 2009 Qtr 1: 0; 2009 Qtr 2: 0; 2009 Qtr 3: 0; 2009 Qtr 4: 3.35; 2010 Qtr 1: 0; 2010 Qtr 2: 0; 2010 Qtr 3: 0; 2010 Qtr 4: 0; 2011 Qtr 1: 0; 2011 Qtr 2: 0; 2011 Qtr 3: 0; 2011 Qtr 4: 0 | 3.35
0 | 267044-Commercial Condensor Coil Cleaning (all units - savings at 50% of DEER) Com All CZ07 VintAll |  | System | Commercial | 01-ALC-AllCommercial-Cooling | 0 |  |  |  |  | 9.9998 | 10 | 0 | 0 | 0 | -0.0002249 | 60 |  | kWh | 0.047 | 0 | Commercial | [7 empty] | 3 | 0.78 |  |  |  | 1 | 5 | 0 | 0 | 0 | 0 | 0 | 0 | 0 | 0 | 0 | 0 | 2009 Qtr 1: 0; 2009 Qtr 2: 0; 2009 Qtr 3: 0; 2009 Qtr 4: 5; 2010 Qtr 1: 0; 2010 Qtr 2: 0; 2010 Qtr 3: 0; 2010 Qtr 4: 0; 2011 Qtr 1: 0; 2011 Qtr 2: 0; 2011 Qtr 3: 0; 2011 Qtr 4: 0 | 5
0 | 267029-Commercial HVAC Diagnostic/Tune-up Com All CZ07 VintAll |  | System | Commercial | 01-ALC-AllCommercial-Cooling | 0 |  |  |  |  | 72.1918 | 82.5373 | 0 | 0 | 0 | -10.3455 | 60.0094 |  | kWh | 0.046765 | 0 | Commercial | [7 empty] | 10 | 0.85 |  |  |  | 1 | 3.35 | 0 | 0 | 0 | 0 | 0 | 0 | 0 | 0 | 0 | 0 | 2009 Qtr 1: 0; 2009 Qtr 2: 0; 2009 Qtr 3: 0; 2009 Qtr 4: 3.35; 2010 Qtr 1: 0; 2010 Qtr 2: 0; 2010 Qtr 3: 0; 2010 Qtr 4: 0; 2011 Qtr 1: 0; 2011 Qtr 2: 0; 2011 Qtr 3: 0; 2011 Qtr 4: 0 | 3.35
0 | 267044-Commercial Condensor Coil Cleaning (all units - savings at 50% of DEER) Com All CZ07 VintAll |  | System | Commercial | 01-ALC-AllCommercial-Cooling | 0 |  |  |  |  | 9.9998 | 10 | 0 | 0 | 0 | -0.0002249 | 60 |  | kWh | 0.047 | 0 | Commercial | [7 empty] | 3 | 0.78 |  |  |  | 1 | 5 | 0 | 0 | 0 | 0 | 0 | 0 | 0 | 0 | 0 | 0 | 2009 Qtr 1: 0; 2009 Qtr 2: 0; 2009 Qtr 3: 0; 2009 Qtr 4: 5; 2010 Qtr 1: 0; 2010 Qtr 2: 0; 2010 Qtr 3: 0; 2010 Qtr 4: 0; 2011 Qtr 1: 0; 2011 Qtr 2: 0; 2011 Qtr 3: 0; 2011 Qtr 4: 0 | 5
0 | 267029-Commercial HVAC Diagnostic/Tune-up Com All CZ07 VintAll |  | System | Commercial | 01-ALC-AllCommercial-Cooling | 0 |  |  |  |  | 72.1918 | 82.5373 | 0 | 0 | 0 | -10.3455 | 60.0094 |  | kWh | 0.046765 | 0 | Commercial | [7 empty] | 10 | 0.85 |  |  |  | 1 | 3.35 | 0 | 0 | 0 | 0 | 0 | 0 | 0 | 0 | 0 | 0 | 2009 Qtr 1: 0; 2009 Qtr 2: 0; 2009 Qtr 3: 0; 2009 Qtr 4: 3.35; 2010 Qtr 1: 0; 2010 Qtr 2: 0; 2010 Qtr 3: 0; 2010 Qtr 4: 0; 2011 Qtr 1: 0; 2011 Qtr 2: 0; 2011 Qtr 3: 0; 2011 Qtr 4: 0 | 3.35
0 | 267044-Commercial Condensor Coil Cleaning (all units - savings at 50% of DEER) Com All CZ07 VintAll |  | System | Commercial | 01-ALC-AllCommercial-Cooling | 0 |  |  |  |  | 9.9998 | 10 | 0 | 0 | 0 | -0.0002249 | 60 |  | kWh | 0.047 | 0 | Commercial | [7 empty] | 3 | 0.78 |  |  |  | 1 | 5 | 0 | 0 | 0 | 0 | 0 | 0 | 0 | 0 | 0 | 0 | 2009 Qtr 1: 0; 2009 Qtr 2: 0; 2009 Qtr 3: 0; 2009 Qtr 4: 5; 2010 Qtr 1: 0; 2010 Qtr 2: 0; 2010 Qtr 3: 0; 2010 Qtr 4: 0; 2011 Qtr 1: 0; 2011 Qtr 2: 0; 2011 Qtr 3: 0; 2011 Qtr 4: 0 | 5
0 | 267044-Commercial Condensor Coil Cleaning (all units - savings at 50% of DEER) Com All CZ07 VintAll |  | System | Commercial | 01-ALC-AllCommercial-Cooling | 0 |  |  |  |  | 9.9998 | 10 | 0 | 0 | 0 | -0.0002249 | 60 |  | kWh | 0.047 | 0 | Commercial | [7 empty] | 3 | 0.78 |  |  |  | 1 | 5 | 0 | 0 | 0 | 0 | 0 | 0 | 0 | 0 | 0 | 0 | 2009 Qtr 1: 0; 2009 Qtr 2: 0; 2009 Qtr 3: 0; 2009 Qtr 4: 5; 2010 Qtr 1: 0; 2010 Qtr 2: 0; 2010 Qtr 3: 0; 2010 Qtr 4: 0; 2011 Qtr 1: 0; 2011 Qtr 2: 0; 2011 Qtr 3: 0; 2011 Qtr 4: 0 | 5
0 | 267044-Commercial Condensor Coil Cleaning (all units - savings at 50% of DEER) Com All CZ07 VintAll |  | System | Commercial | 01-ALC-AllCommercial-Cooling | 0 |  |  |  |  | 9.9998 | 10 | 0 | 0 | 0 | -0.0002249 | 60 |  | kWh | 0.047 | 0 | Commercial | [7 empty] | 3 | 0.78 |  |  |  | 1 | 5 | 0 | 0 | 0 | 0 | 0 | 0 | 0 | 0 | 0 | 0 | 2009 Qtr 1: 0; 2009 Qtr 2: 0; 2009 Qtr 3: 0; 2009 Qtr 4: 5; 2010 Qtr 1: 0; 2010 Qtr 2: 0; 2010 Qtr 3: 0; 2010 Qtr 4: 0; 2011 Qtr 1: 0; 2011 Qtr 2: 0; 2011 Qtr 3: 0; 2011 Qtr 4: 0 | 5
0 | 267044-Commercial Condensor Coil Cleaning (all units - savings at 50% of DEER) Com All CZ07 VintAll |  | System | Commercial | 01-ALC-AllCommercial-Cooling | 0 |  |  |  |  | 9.9998 | 10 | 0 | 0 | 0 | -0.0002249 | 60 |  | kWh | 0.047 | 0 | Commercial | [7 empty] | 3 | 0.78 |  |  |  | 1 | 5 | 0 | 0 | 0 | 0 | 0 | 0 | 0 | 0 | 0 | 0 | 2009 Qtr 1: 0; 2009 Qtr 2: 0; 2009 Qtr 3: 0; 2009 Qtr 4: 5; 2010 Qtr 1: 0; 2010 Qtr 2: 0; 2010 Qtr 3: 0; 2010 Qtr 4: 0; 2011 Qtr 1: 0; 2011 Qtr 2: 0; 2011 Qtr 3: 0; 2011 Qtr 4: 0 | 5
0 | 267044-Commercial Condensor Coil Cleaning (all units - savings at 50% of DEER) Com All CZ07 VintAll |  | System | Commercial | 01-ALC-AllCommercial-Cooling | 0 |  |  |  |  | 9.9998 | 10 | 0 | 0 | 0 | -0.0002249 | 60 |  | kWh | 0.047 | 0 | Commercial | [7 empty] | 3 | 0.78 |  |  |  | 1 | 5 | 0 | 0 | 0 | 0 | 0 | 0 | 0 | 0 | 0 | 0 | 2009 Qtr 1: 0; 2009 Qtr 2: 0; 2009 Qtr 3: 0; 2009 Qtr 4: 5; 2010 Qtr 1: 0; 2010 Qtr 2: 0; 2010 Qtr 3: 0; 2010 Qtr 4: 0; 2011 Qtr 1: 0; 2011 Qtr 2: 0; 2011 Qtr 3: 0; 2011 Qtr 4: 0 | 5
0 | 267044-Commercial Condensor Coil Cleaning (all units - savings at 50% of DEER) Com All CZ07 VintAll |  | System | Commercial | 01-ALC-AllCommercial-Cooling | 0 |  |  |  |  | 9.9998 | 12.5 | 0 | 0 | 0 | -2.5002 | 60 |  | kWh | 0.047 | 0 | Commercial | [7 empty] | 3 | 0.78 |  |  |  | 1 | 2 | 0 | 0 | 0 | 0 | 0 | 0 | 0 | 0 | 0 | 0 | 2009 Qtr 1: 0; 2009 Qtr 2: 0; 2009 Qtr 3: 0; 2009 Qtr 4: 2; 2010 Qtr 1: 0; 2010 Qtr 2: 0; 2010 Qtr 3: 0; 2010 Qtr 4: 0; 2011 Qtr 1: 0; 2011 Qtr 2: 0; 2011 Qtr 3: 0; 2011 Qtr 4: 0 | 2
0 | 267044-Commercial Condensor Coil Cleaning (all units - savings at 50% of DEER) Com All CZ07 VintAll |  | System | Commercial | 01-ALC-AllCommercial-Cooling | 0 |  |  |  |  | 9.9998 | 10 | 0 | 0 | 0 | -0.0002249 | 60 |  | kWh | 0.047 | 0 | Commercial | [7 empty] | 3 | 0.78 |  |  |  | 1 | 2 | 0 | 0 | 0 | 0 | 0 | 0 | 0 | 0 | 0 | 0 | 2009 Qtr 1: 0; 2009 Qtr 2: 0; 2009 Qtr 3: 0; 2009 Qtr 4: 2; 2010 Qtr 1: 0; 2010 Qtr 2: 0; 2010 Qtr 3: 0; 2010 Qtr 4: 0; 2011 Qtr 1: 0; 2011 Qtr 2: 0; 2011 Qtr 3: 0; 2011 Qtr 4: 0 | 2
0 | 267029-Commercial HVAC Diagnostic/Tune-up Com All CZ07 VintAll |  | System | Commercial | 01-ALC-AllCommercial-Cooling | 0 |  |  |  |  | 72.1918 | 82.5373 | 0 | 0 | 0 | -10.3455 | 60.0094 |  | kWh | 0.046765 | 0 | Commercial | [7 empty] | 10 | 0.85 |  |  |  | 1 | 2.01 | 0 | 0 | 0 | 0 | 0 | 0 | 0 | 0 | 0 | 0 | 2009 Qtr 1: 0; 2009 Qtr 2: 0; 2009 Qtr 3: 0; 2009 Qtr 4: 2.01; 2010 Qtr 1: 0; 2010 Qtr 2: 0; 2010 Qtr 3: 0; 2010 Qtr 4: 0; 2011 Qtr 1: 0; 2011 Qtr 2: 0; 2011 Qtr 3: 0; 2011 Qtr 4: 0 | 2.01
0 | 267044-Commercial Condensor Coil Cleaning (all units - savings at 50% of DEER) Com All CZ07 VintAll |  | System | Commercial | 01-ALC-AllCommercial-Cooling | 0 |  |  |  |  | 9.9998 | 10 | 0 | 0 | 0 | -0.0002249 | 60 |  | kWh | 0.047 | 0 | Commercial | [7 empty] | 3 | 0.78 |  |  |  | 1 | 3 | 0 | 0 | 0 | 0 | 0 | 0 | 0 | 0 | 0 | 0 | 2009 Qtr 1: 0; 2009 Qtr 2: 0; 2009 Qtr 3: 0; 2009 Qtr 4: 3; 2010 Qtr 1: 0; 2010 Qtr 2: 0; 2010 Qtr 3: 0; 2010 Qtr 4: 0; 2011 Qtr 1: 0; 2011 Qtr 2: 0; 2011 Qtr 3: 0; 2011 Qtr 4: 0 | 3
0 | 267029-Commercial HVAC Diagnostic/Tune-up Com All CZ07 VintAll |  | System | Commercial | 01-ALC-AllCommercial-Cooling | 0 |  |  |  |  | 72.1918 | 82.5373 | 0 | 0 | 0 | -10.3455 | 60.0094 |  | kWh | 0.046765 | 0 | Commercial | [7 empty] | 10 | 0.85 |  |  |  | 1 | 3.35 | 0 | 0 | 0 | 0 | 0 | 0 | 0 | 0 | 0 | 0 | 2009 Qtr 1: 0; 2009 Qtr 2: 0; 2009 Qtr 3: 0; 2009 Qtr 4: 3.35; 2010 Qtr 1: 0; 2010 Qtr 2: 0; 2010 Qtr 3: 0; 2010 Qtr 4: 0; 2011 Qtr 1: 0; 2011 Qtr 2: 0; 2011 Qtr 3: 0; 2011 Qtr 4: 0 | 3.35
0 | 267044-Commercial Condensor Coil Cleaning (all units - savings at 50% of DEER) Com All CZ07 VintAll |  | System | Commercial | 01-ALC-AllCommercial-Cooling | 0 |  |  |  |  | 9.9998 | 10 | 0 | 0 | 0 | -0.0002249 | 60 |  | kWh | 0.047 | 0 | Commercial | [7 empty] | 3 | 0.78 |  |  |  | 1 | 5 | 0 | 0 | 0 | 0 | 0 | 0 | 0 | 0 | 0 | 0 | 2009 Qtr 1: 0; 2009 Qtr 2: 0; 2009 Qtr 3: 0; 2009 Qtr 4: 5; 2010 Qtr 1: 0; 2010 Qtr 2: 0; 2010 Qtr 3: 0; 2010 Qtr 4: 0; 2011 Qtr 1: 0; 2011 Qtr 2: 0; 2011 Qtr 3: 0; 2011 Qtr 4: 0 | 5
0 | 267029-Commercial HVAC Diagnostic/Tune-up Com All CZ07 VintAll |  | System | Commercial | 01-ALC-AllCommercial-Cooling | 0 |  |  |  |  | 72.1918 | 103.1716 | 0 | 0 | 0 | -30.9799 | 60.0094 |  | kWh | 0.046765 | 0 | Commercial | [7 empty] | 10 | 0.85 |  |  |  | 1 | 1.34 | 0 | 0 | 0 | 0 | 0 | 0 | 0 | 0 | 0 | 0 | 2009 Qtr 1: 0; 2009 Qtr 2: 0; 2009 Qtr 3: 0; 2009 Qtr 4: 1.34; 2010 Qtr 1: 0; 2010 Qtr 2: 0; 2010 Qtr 3: 0; 2010 Qtr 4: 0; 2011 Qtr 1: 0; 2011 Qtr 2: 0; 2011 Qtr 3: 0; 2011 Qtr 4: 0 | 1.34
0 | 267044-Commercial Condensor Coil Cleaning (all units - savings at 50% of DEER) Com All CZ07 VintAll |  | System | Commercial | 01-ALC-AllCommercial-Cooling | 0 |  |  |  |  | 9.9998 | 12.5 | 0 | 0 | 0 | -2.5002 | 60 |  | kWh | 0.047 | 0 | Commercial | [7 empty] | 3 | 0.78 |  |  |  | 1 | 2 | 0 | 0 | 0 | 0 | 0 | 0 | 0 | 0 | 0 | 0 | 2009 Qtr 1: 0; 2009 Qtr 2: 0; 2009 Qtr 3: 0; 2009 Qtr 4: 2; 2010 Qtr 1: 0; 2010 Qtr 2: 0; 2010 Qtr 3: 0; 2010 Qtr 4: 0; 2011 Qtr 1: 0; 2011 Qtr 2: 0; 2011 Qtr 3: 0; 2011 Qtr 4: 0 | 2
0 | 267044-Commercial Condensor Coil Cleaning (all units - savings at 50% of DEER) Com All CZ07 VintAll |  | System | Commercial | 01-ALC-AllCommercial-Cooling | 0 |  |  |  |  | 9.9998 | 10 | 0 | 0 | 0 | -0.0002249 | 60 |  | kWh | 0.047 | 0 | Commercial | [7 empty] | 3 | 0.78 |  |  |  | 1 | 2 | 0 | 0 | 0 | 0 | 0 | 0 | 0 | 0 | 0 | 0 | 2009 Qtr 1: 0; 2009 Qtr 2: 0; 2009 Qtr 3: 0; 2009 Qtr 4: 2; 2010 Qtr 1: 0; 2010 Qtr 2: 0; 2010 Qtr 3: 0; 2010 Qtr 4: 0; 2011 Qtr 1: 0; 2011 Qtr 2: 0; 2011 Qtr 3: 0; 2011 Qtr 4: 0 | 2
0 | 267029-Commercial HVAC Diagnostic/Tune-up Com All CZ07 VintAll |  | System | Commercial | 01-ALC-AllCommercial-Cooling | 0 |  |  |  |  | 72.1918 | 82.5373 | 0 | 0 | 0 | -10.3455 | 60.0094 |  | kWh | 0.046765 | 0 | Commercial | [7 empty] | 10 | 0.85 |  |  |  | 1 | 1.34 | 0 | 0 | 0 | 0 | 0 | 0 | 0 | 0 | 0 | 0 | 2009 Qtr 1: 0; 2009 Qtr 2: 0; 2009 Qtr 3: 0; 2009 Qtr 4: 1.34; 2010 Qtr 1: 0; 2010 Qtr 2: 0; 2010 Qtr 3: 0; 2010 Qtr 4: 0; 2011 Qtr 1: 0; 2011 Qtr 2: 0; 2011 Qtr 3: 0; 2011 Qtr 4: 0 | 1.34
0 | 267044-Commercial Condensor Coil Cleaning (all units - savings at 50% of DEER) Com All CZ07 VintAll |  | System | Commercial | 01-ALC-AllCommercial-Cooling | 0 |  |  |  |  | 9.9998 | 10 | 0 | 0 | 0 | -0.0002249 | 60 |  | kWh | 0.047 | 0 | Commercial | [7 empty] | 3 | 0.78 |  |  |  | 1 | 2 | 0 | 0 | 0 | 0 | 0 | 0 | 0 | 0 | 0 | 0 | 2009 Qtr 1: 0; 2009 Qtr 2: 0; 2009 Qtr 3: 0; 2009 Qtr 4: 2; 2010 Qtr 1: 0; 2010 Qtr 2: 0; 2010 Qtr 3: 0; 2010 Qtr 4: 0; 2011 Qtr 1: 0; 2011 Qtr 2: 0; 2011 Qtr 3: 0; 2011 Qtr 4: 0 | 2
0 | 267029-Commercial HVAC Diagnostic/Tune-up Com All CZ07 VintAll |  | System | Commercial | 01-ALC-AllCommercial-Cooling | 0 |  |  |  |  | 72.1918 | 82.5373 | 0 | 0 | 0 | -10.3455 | 60.0094 |  | kWh | 0.046765 | 0 | Commercial | [7 empty] | 10 | 0.85 |  |  |  | 1 | 1.34 | 0 | 0 | 0 | 0 | 0 | 0 | 0 | 0 | 0 | 0 | 2009 Qtr 1: 0; 2009 Qtr 2: 0; 2009 Qtr 3: 0; 2009 Qtr 4: 1.34; 2010 Qtr 1: 0; 2010 Qtr 2: 0; 2010 Qtr 3: 0; 2010 Qtr 4: 0; 2011 Qtr 1: 0; 2011 Qtr 2: 0; 2011 Qtr 3: 0; 2011 Qtr 4: 0 | 1.34
0 | 267044-Commercial Condensor Coil Cleaning (all units - savings at 50% of DEER) Com All CZ07 VintAll |  | System | Commercial | 01-ALC-AllCommercial-Cooling | 0 |  |  |  |  | 9.9998 | 10 | 0 | 0 | 0 | -0.0002249 | 60 |  | kWh | 0.047 | 0 | Commercial | [7 empty] | 3 | 0.78 |  |  |  | 1 | 2 | 0 | 0 | 0 | 0 | 0 | 0 | 0 | 0 | 0 | 0 | 2009 Qtr 1: 0; 2009 Qtr 2: 0; 2009 Qtr 3: 0; 2009 Qtr 4: 2; 2010 Qtr 1: 0; 2010 Qtr 2: 0; 2010 Qtr 3: 0; 2010 Qtr 4: 0; 2011 Qtr 1: 0; 2011 Qtr 2: 0; 2011 Qtr 3: 0; 2011 Qtr 4: 0 | 2
0 | 267044-Commercial Condensor Coil Cleaning (all units - savings at 50% of DEER) Com All CZ07 VintAll |  | System | Commercial | 01-ALC-AllCommercial-Cooling | 0 |  |  |  |  | 9.9998 | 10 | 0 | 0 | 0 | -0.0002249 | 60 |  | kWh | 0.047 | 0 | Commercial | [7 empty] | 3 | 0.78 |  |  |  | 1 | 5 | 0 | 0 | 0 | 0 | 0 | 0 | 0 | 0 | 0 | 0 | 2009 Qtr 1: 0; 2009 Qtr 2: 0; 2009 Qtr 3: 0; 2009 Qtr 4: 5; 2010 Qtr 1: 0; 2010 Qtr 2: 0; 2010 Qtr 3: 0; 2010 Qtr 4: 0; 2011 Qtr 1: 0; 2011 Qtr 2: 0; 2011 Qtr 3: 0; 2011 Qtr 4: 0 | 5
0 | 267044-Commercial Condensor Coil Cleaning (all units - savings at 50% of DEER) Com All CZ07 VintAll |  | System | Commercial | 01-ALC-AllCommercial-Cooling | 0 |  |  |  |  | 9.9998 | 10 | 0 | 0 | 0 | -0.0002249 | 60 |  | kWh | 0.047 | 0 | Commercial | [7 empty] | 3 | 0.78 |  |  |  | 1 | 5 | 0 | 0 | 0 | 0 | 0 | 0 | 0 | 0 | 0 | 0 | 2009 Qtr 1: 0; 2009 Qtr 2: 0; 2009 Qtr 3: 0; 2009 Qtr 4: 5; 2010 Qtr 1: 0; 2010 Qtr 2: 0; 2010 Qtr 3: 0; 2010 Qtr 4: 0; 2011 Qtr 1: 0; 2011 Qtr 2: 0; 2011 Qtr 3: 0; 2011 Qtr 4: 0 | 5
0 | 267029-Commercial HVAC Diagnostic/Tune-up Com All CZ07 VintAll |  | System | Commercial | 01-ALC-AllCommercial-Cooling | 0 |  |  |  |  | 72.1918 | 82.5373 | 0 | 0 | 0 | -10.3455 | 60.0094 |  | kWh | 0.046765 | 0 | Commercial | [7 empty] | 10 | 0.85 |  |  |  | 1 | 1.34 | 0 | 0 | 0 | 0 | 0 | 0 | 0 | 0 | 0 | 0 | 2009 Qtr 1: 0; 2009 Qtr 2: 0; 2009 Qtr 3: 0; 2009 Qtr 4: 1.34; 2010 Qtr 1: 0; 2010 Qtr 2: 0; 2010 Qtr 3: 0; 2010 Qtr 4: 0; 2011 Qtr 1: 0; 2011 Qtr 2: 0; 2011 Qtr 3: 0; 2011 Qtr 4: 0 | 1.34
0 | 267044-Commercial Condensor Coil Cleaning (all units - savings at 50% of DEER) Com All CZ07 VintAll |  | System | Commercial | 01-ALC-AllCommercial-Cooling | 0 |  |  |  |  | 9.9998 | 10 | 0 | 0 | 0 | -0.0002249 | 60 |  | kWh | 0.047 | 0 | Commercial | [7 empty] | 3 | 0.78 |  |  |  | 1 | 2 | 0 | 0 | 0 | 0 | 0 | 0 | 0 | 0 | 0 | 0 | 2009 Qtr 1: 0; 2009 Qtr 2: 0; 2009 Qtr 3: 0; 2009 Qtr 4: 2; 2010 Qtr 1: 0; 2010 Qtr 2: 0; 2010 Qtr 3: 0; 2010 Qtr 4: 0; 2011 Qtr 1: 0; 2011 Qtr 2: 0; 2011 Qtr 3: 0; 2011 Qtr 4: 0 | 2
0 | 267044-Commercial Condensor Coil Cleaning (all units - savings at 50% of DEER) Com All CZ07 VintAll |  | System | Commercial | 01-ALC-AllCommercial-Cooling | 0 |  |  |  |  | 9.9998 | 10 | 0 | 0 | 0 | -0.0002249 | 60 |  | kWh | 0.047 | 0 | Commercial | [7 empty] | 3 | 0.78 |  |  |  | 1 | 3 | 0 | 0 | 0 | 0 | 0 | 0 | 0 | 0 | 0 | 0 | 2009 Qtr 1: 0; 2009 Qtr 2: 0; 2009 Qtr 3: 0; 2009 Qtr 4: 3; 2010 Qtr 1: 0; 2010 Qtr 2: 0; 2010 Qtr 3: 0; 2010 Qtr 4: 0; 2011 Qtr 1: 0; 2011 Qtr 2: 0; 2011 Qtr 3: 0; 2011 Qtr 4: 0 | 3
0 | 267029-Commercial HVAC Diagnostic/Tune-up Com All CZ07 VintAll |  | System | Commercial | 01-ALC-AllCommercial-Cooling | 0 |  |  |  |  | 72.1918 | 82.5373 | 0 | 0 | 0 | -10.3455 | 60.0094 |  | kWh | 0.046765 | 0 | Commercial | [7 empty] | 10 | 0.85 |  |  |  | 1 | 3.35 | 0 | 0 | 0 | 0 | 0 | 0 | 0 | 0 | 0 | 0 | 2009 Qtr 1: 0; 2009 Qtr 2: 0; 2009 Qtr 3: 0; 2009 Qtr 4: 3.35; 2010 Qtr 1: 0; 2010 Qtr 2: 0; 2010 Qtr 3: 0; 2010 Qtr 4: 0; 2011 Qtr 1: 0; 2011 Qtr 2: 0; 2011 Qtr 3: 0; 2011 Qtr 4: 0 | 3.35
0 | 267044-Commercial Condensor Coil Cleaning (all units - savings at 50% of DEER) Com All CZ07 VintAll |  | System | Commercial | 01-ALC-AllCommercial-Cooling | 0 |  |  |  |  | 9.9998 | 10 | 0 | 0 | 0 | -0.0002249 | 60 |  | kWh | 0.047 | 0 | Commercial | [7 empty] | 3 | 0.78 |  |  |  | 1 | 5 | 0 | 0 | 0 | 0 | 0 | 0 | 0 | 0 | 0 | 0 | 2009 Qtr 1: 0; 2009 Qtr 2: 0; 2009 Qtr 3: 0; 2009 Qtr 4: 5; 2010 Qtr 1: 0; 2010 Qtr 2: 0; 2010 Qtr 3: 0; 2010 Qtr 4: 0; 2011 Qtr 1: 0; 2011 Qtr 2: 0; 2011 Qtr 3: 0; 2011 Qtr 4: 0 | 5
0 | 267044-Commercial Condensor Coil Cleaning (all units - savings at 50% of DEER) Com All CZ07 VintAll |  | System | Commercial | 01-ALC-AllCommercial-Cooling | 0 |  |  |  |  | 9.9998 | 10 | 0 | 0 | 0 | -0.0002249 | 60 |  | kWh | 0.047 | 0 | Commercial | [7 empty] | 3 | 0.78 |  |  |  | 1 | 2 | 0 | 0 | 0 | 0 | 0 | 0 | 0 | 0 | 0 | 0 | 2009 Qtr 1: 0; 2009 Qtr 2: 0; 2009 Qtr 3: 0; 2009 Qtr 4: 2; 2010 Qtr 1: 0; 2010 Qtr 2: 0; 2010 Qtr 3: 0; 2010 Qtr 4: 0; 2011 Qtr 1: 0; 2011 Qtr 2: 0; 2011 Qtr 3: 0; 2011 Qtr 4: 0 | 2
0 | 267044-Commercial Condensor Coil Cleaning (all units - savings at 50% of DEER) Com All CZ07 VintAll |  | System | Commercial | 01-ALC-AllCommercial-Cooling | 0 |  |  |  |  | 9.9998 | 10 | 0 | 0 | 0 | -0.0002249 | 60 |  | kWh | 0.047 | 0 | Commercial | [7 empty] | 3 | 0.78 |  |  |  | 1 | 14 | 0 | 0 | 0 | 0 | 0 | 0 | 0 | 0 | 0 | 0 | 2009 Qtr 1: 0; 2009 Qtr 2: 0; 2009 Qtr 3: 0; 2009 Qtr 4: 14; 2010 Qtr 1: 0; 2010 Qtr 2: 0; 2010 Qtr 3: 0; 2010 Qtr 4: 0; 2011 Qtr 1: 0; 2011 Qtr 2: 0; 2011 Qtr 3: 0; 2011 Qtr 4: 0 | 14
0 | 267044-Commercial Condensor Coil Cleaning (all units - savings at 50% of DEER) Com All CZ07 VintAll |  | System | Commercial | 01-ALC-AllCommercial-Cooling | 0 |  |  |  |  | 9.9998 | 10 | 0 | 0 | 0 | -0.0002249 | 60 |  | kWh | 0.047 | 0 | Commercial | [7 empty] | 3 | 0.78 |  |  |  | 1 | 14 | 0 | 0 | 0 | 0 | 0 | 0 | 0 | 0 | 0 | 0 | 2009 Qtr 1: 0; 2009 Qtr 2: 0; 2009 Qtr 3: 0; 2009 Qtr 4: 14; 2010 Qtr 1: 0; 2010 Qtr 2: 0; 2010 Qtr 3: 0; 2010 Qtr 4: 0; 2011 Qtr 1: 0; 2011 Qtr 2: 0; 2011 Qtr 3: 0; 2011 Qtr 4: 0 | 14
0 | 267044-Commercial Condensor Coil Cleaning (all units - savings at 50% of DEER) Com All CZ07 VintAll |  | System | Commercial | 01-ALC-AllCommercial-Cooling | 0 |  |  |  |  | 9.9998 | 10 | 0 | 0 | 0 | -0.0002249 | 60 |  | kWh | 0.047 | 0 | Commercial | [7 empty] | 3 | 0.78 |  |  |  | 1 | 5 | 0 | 0 | 0 | 0 | 0 | 0 | 0 | 0 | 0 | 0 | 2009 Qtr 1: 0; 2009 Qtr 2: 0; 2009 Qtr 3: 0; 2009 Qtr 4: 5; 2010 Qtr 1: 0; 2010 Qtr 2: 0; 2010 Qtr 3: 0; 2010 Qtr 4: 0; 2011 Qtr 1: 0; 2011 Qtr 2: 0; 2011 Qtr 3: 0; 2011 Qtr 4: 0 | 5
0 | 267044-Commercial Condensor Coil Cleaning (all units - savings at 50% of DEER) Com All CZ07 VintAll |  | System | Commercial | 01-ALC-AllCommercial-Cooling | 0 |  |  |  |  | 9.9998 | 10 | 0 | 0 | 0 | -0.0002249 | 60 |  | kWh | 0.047 | 0 | Commercial | [7 empty] | 3 | 0.78 |  |  |  | 1 | 4 | 0 | 0 | 0 | 0 | 0 | 0 | 0 | 0 | 0 | 0 | 2009 Qtr 1: 0; 2009 Qtr 2: 0; 2009 Qtr 3: 0; 2009 Qtr 4: 4; 2010 Qtr 1: 0; 2010 Qtr 2: 0; 2010 Qtr 3: 0; 2010 Qtr 4: 0; 2011 Qtr 1: 0; 2011 Qtr 2: 0; 2011 Qtr 3: 0; 2011 Qtr 4: 0 | 4
0 | 267029-Commercial HVAC Diagnostic/Tune-up Com All CZ07 VintAll |  | System | Commercial | 01-ALC-AllCommercial-Cooling | 0 |  |  |  |  | 72.1918 | 82.5373 | 0 | 0 | 0 | -10.3455 | 60.0094 |  | kWh | 0.046765 | 0 | Commercial | [7 empty] | 10 | 0.85 |  |  |  | 1 | 2.01 | 0 | 0 | 0 | 0 | 0 | 0 | 0 | 0 | 0 | 0 | 2009 Qtr 1: 0; 2009 Qtr 2: 0; 2009 Qtr 3: 0; 2009 Qtr 4: 2.01; 2010 Qtr 1: 0; 2010 Qtr 2: 0; 2010 Qtr 3: 0; 2010 Qtr 4: 0; 2011 Qtr 1: 0; 2011 Qtr 2: 0; 2011 Qtr 3: 0; 2011 Qtr 4: 0 | 2.01
0 | 267044-Commercial Condensor Coil Cleaning (all units - savings at 50% of DEER) Com All CZ07 VintAll |  | System | Commercial | 01-ALC-AllCommercial-Cooling | 0 |  |  |  |  | 9.9998 | 10 | 0 | 0 | 0 | -0.0002249 | 60 |  | kWh | 0.047 | 0 | Commercial | [7 empty] | 3 | 0.78 |  |  |  | 1 | 3 | 0 | 0 | 0 | 0 | 0 | 0 | 0 | 0 | 0 | 0 | 2009 Qtr 1: 0; 2009 Qtr 2: 0; 2009 Qtr 3: 0; 2009 Qtr 4: 3; 2010 Qtr 1: 0; 2010 Qtr 2: 0; 2010 Qtr 3: 0; 2010 Qtr 4: 0; 2011 Qtr 1: 0; 2011 Qtr 2: 0; 2011 Qtr 3: 0; 2011 Qtr 4: 0 | 3
0 | 267044-Commercial Condensor Coil Cleaning (all units - savings at 50% of DEER) Com All CZ07 VintAll |  | System | Commercial | 01-ALC-AllCommercial-Cooling | 0 |  |  |  |  | 9.9998 | 10 | 0 | 0 | 0 | -0.0002249 | 60 |  | kWh | 0.047 | 0 | Commercial | [7 empty] | 3 | 0.78 |  |  |  | 1 | 5 | 0 | 0 | 0 | 0 | 0 | 0 | 0 | 0 | 0 | 0 | 2009 Qtr 1: 0; 2009 Qtr 2: 0; 2009 Qtr 3: 0; 2009 Qtr 4: 5; 2010 Qtr 1: 0; 2010 Qtr 2: 0; 2010 Qtr 3: 0; 2010 Qtr 4: 0; 2011 Qtr 1: 0; 2011 Qtr 2: 0; 2011 Qtr 3: 0; 2011 Qtr 4: 0 | 5
0 | 267044-Commercial Condensor Coil Cleaning (all units - savings at 50% of DEER) Com All CZ07 VintAll |  | System | Commercial | 01-ALC-AllCommercial-Cooling | 0 |  |  |  |  | 9.9998 | 12.5 | 0 | 0 | 0 | -2.5002 | 60 |  | kWh | 0.047 | 0 | Commercial | [7 empty] | 3 | 0.78 |  |  |  | 1 | 2 | 0 | 0 | 0 | 0 | 0 | 0 | 0 | 0 | 0 | 0 | 2009 Qtr 1: 0; 2009 Qtr 2: 0; 2009 Qtr 3: 0; 2009 Qtr 4: 2; 2010 Qtr 1: 0; 2010 Qtr 2: 0; 2010 Qtr 3: 0; 2010 Qtr 4: 0; 2011 Qtr 1: 0; 2011 Qtr 2: 0; 2011 Qtr 3: 0; 2011 Qtr 4: 0 | 2
0 | 267044-Commercial Condensor Coil Cleaning (all units - savings at 50% of DEER) Com All CZ07 VintAll |  | System | Commercial | 01-ALC-AllCommercial-Cooling | 0 |  |  |  |  | 9.9998 | 10 | 0 | 0 | 0 | -0.0002249 | 60 |  | kWh | 0.047 | 0 | Commercial | [7 empty] | 3 | 0.78 |  |  |  | 1 | 4 | 0 | 0 | 0 | 0 | 0 | 0 | 0 | 0 | 0 | 0 | 2009 Qtr 1: 0; 2009 Qtr 2: 0; 2009 Qtr 3: 0; 2009 Qtr 4: 4; 2010 Qtr 1: 0; 2010 Qtr 2: 0; 2010 Qtr 3: 0; 2010 Qtr 4: 0; 2011 Qtr 1: 0; 2011 Qtr 2: 0; 2011 Qtr 3: 0; 2011 Qtr 4: 0 | 4
0 | 267029-Commercial HVAC Diagnostic/Tune-up Com All CZ07 VintAll |  | System | Commercial | 01-ALC-AllCommercial-Cooling | 0 |  |  |  |  | 72.1918 | 96.2935 | 0 | 0 | 0 | -24.1017 | 60.0094 |  | kWh | 0.046765 | 0 | Commercial | [7 empty] | 10 | 0.85 |  |  |  | 1 | 2.01 | 0 | 0 | 0 | 0 | 0 | 0 | 0 | 0 | 0 | 0 | 2009 Qtr 1: 0; 2009 Qtr 2: 0; 2009 Qtr 3: 0; 2009 Qtr 4: 2.01; 2010 Qtr 1: 0; 2010 Qtr 2: 0; 2010 Qtr 3: 0; 2010 Qtr 4: 0; 2011 Qtr 1: 0; 2011 Qtr 2: 0; 2011 Qtr 3: 0; 2011 Qtr 4: 0 | 2.01
0 | 267044-Commercial Condensor Coil Cleaning (all units - savings at 50% of DEER) Com All CZ07 VintAll |  | System | Commercial | 01-ALC-AllCommercial-Cooling | 0 |  |  |  |  | 9.9998 | 11.6667 | 0 | 0 | 0 | -1.6669 | 60 |  | kWh | 0.047 | 0 | Commercial | [7 empty] | 3 | 0.78 |  |  |  | 1 | 3 | 0 | 0 | 0 | 0 | 0 | 0 | 0 | 0 | 0 | 0 | 2009 Qtr 1: 0; 2009 Qtr 2: 0; 2009 Qtr 3: 0; 2009 Qtr 4: 3; 2010 Qtr 1: 0; 2010 Qtr 2: 0; 2010 Qtr 3: 0; 2010 Qtr 4: 0; 2011 Qtr 1: 0; 2011 Qtr 2: 0; 2011 Qtr 3: 0; 2011 Qtr 4: 0 | 3
0 | 267029-Commercial HVAC Diagnostic/Tune-up Com All CZ07 VintAll |  | System | Commercial | 01-ALC-AllCommercial-Cooling | 0 |  |  |  |  | 72.1918 | 103.1716 | 0 | 0 | 0 | -30.9799 | 60.0094 |  | kWh | 0.046765 | 0 | Commercial | [7 empty] | 10 | 0.85 |  |  |  | 1 | 1.34 | 0 | 0 | 0 | 0 | 0 | 0 | 0 | 0 | 0 | 0 | 2009 Qtr 1: 0; 2009 Qtr 2: 0; 2009 Qtr 3: 0; 2009 Qtr 4: 1.34; 2010 Qtr 1: 0; 2010 Qtr 2: 0; 2010 Qtr 3: 0; 2010 Qtr 4: 0; 2011 Qtr 1: 0; 2011 Qtr 2: 0; 2011 Qtr 3: 0; 2011 Qtr 4: 0 | 1.34
0 | 267044-Commercial Condensor Coil Cleaning (all units - savings at 50% of DEER) Com All CZ07 VintAll |  | System | Commercial | 01-ALC-AllCommercial-Cooling | 0 |  |  |  |  | 9.9998 | 12.5 | 0 | 0 | 0 | -2.5002 | 60 |  | kWh | 0.047 | 0 | Commercial | [7 empty] | 3 | 0.78 |  |  |  | 1 | 2 | 0 | 0 | 0 | 0 | 0 | 0 | 0 | 0 | 0 | 0 | 2009 Qtr 1: 0; 2009 Qtr 2: 0; 2009 Qtr 3: 0; 2009 Qtr 4: 2; 2010 Qtr 1: 0; 2010 Qtr 2: 0; 2010 Qtr 3: 0; 2010 Qtr 4: 0; 2011 Qtr 1: 0; 2011 Qtr 2: 0; 2011 Qtr 3: 0; 2011 Qtr 4: 0 | 2
0 | 267029-Commercial HVAC Diagnostic/Tune-up Com All CZ07 VintAll |  | System | Commercial | 01-ALC-AllCommercial-Cooling | 0 |  |  |  |  | 72.1918 | 103.1716 | 0 | 0 | 0 | -30.9799 | 60.0094 |  | kWh | 0.046765 | 0 | Commercial | [7 empty] | 10 | 0.85 |  |  |  | 1 | 1.34 | 0 | 0 | 0 | 0 | 0 | 0 | 0 | 0 | 0 | 0 | 2009 Qtr 1: 0; 2009 Qtr 2: 0; 2009 Qtr 3: 0; 2009 Qtr 4: 1.34; 2010 Qtr 1: 0; 2010 Qtr 2: 0; 2010 Qtr 3: 0; 2010 Qtr 4: 0; 2011 Qtr 1: 0; 2011 Qtr 2: 0; 2011 Qtr 3: 0; 2011 Qtr 4: 0 | 1.34
0 | 267044-Commercial Condensor Coil Cleaning (all units - savings at 50% of DEER) Com All CZ07 VintAll |  | System | Commercial | 01-ALC-AllCommercial-Cooling | 0 |  |  |  |  | 9.9998 | 12.5 | 0 | 0 | 0 | -2.5002 | 60 |  | kWh | 0.047 | 0 | Commercial | [7 empty] | 3 | 0.78 |  |  |  | 1 | 2 | 0 | 0 | 0 | 0 | 0 | 0 | 0 | 0 | 0 | 0 | 2009 Qtr 1: 0; 2009 Qtr 2: 0; 2009 Qtr 3: 0; 2009 Qtr 4: 2; 2010 Qtr 1: 0; 2010 Qtr 2: 0; 2010 Qtr 3: 0; 2010 Qtr 4: 0; 2011 Qtr 1: 0; 2011 Qtr 2: 0; 2011 Qtr 3: 0; 2011 Qtr 4: 0 | 2
0 | 267044-Commercial Condensor Coil Cleaning (all units - savings at 50% of DEER) Com All CZ07 VintAll |  | System | Commercial | 01-ALC-AllCommercial-Cooling | 0 |  |  |  |  | 9.9998 | 10 | 0 | 0 | 0 | -0.0002249 | 60 |  | kWh | 0.047 | 0 | Commercial | [7 empty] | 3 | 0.78 |  |  |  | 1 | 5 | 0 | 0 | 0 | 0 | 0 | 0 | 0 | 0 | 0 | 0 | 2009 Qtr 1: 0; 2009 Qtr 2: 0; 2009 Qtr 3: 0; 2009 Qtr 4: 5; 2010 Qtr 1: 0; 2010 Qtr 2: 0; 2010 Qtr 3: 0; 2010 Qtr 4: 0; 2011 Qtr 1: 0; 2011 Qtr 2: 0; 2011 Qtr 3: 0; 2011 Qtr 4: 0 | 5
0 | 267029-Commercial HVAC Diagnostic/Tune-up Com All CZ07 VintAll |  | System | Commercial | 01-ALC-AllCommercial-Cooling | 0 |  |  |  |  | 72.1918 | 82.5373 | 0 | 0 | 0 | -10.3455 | 60.0094 |  | kWh | 0.046765 | 0 | Commercial | [7 empty] | 10 | 0.85 |  |  |  | 1 | 3.35 | 0 | 0 | 0 | 0 | 0 | 0 | 0 | 0 | 0 | 0 | 2009 Qtr 1: 0; 2009 Qtr 2: 0; 2009 Qtr 3: 0; 2009 Qtr 4: 3.35; 2010 Qtr 1: 0; 2010 Qtr 2: 0; 2010 Qtr 3: 0; 2010 Qtr 4: 0; 2011 Qtr 1: 0; 2011 Qtr 2: 0; 2011 Qtr 3: 0; 2011 Qtr 4: 0 | 3.35
0 | 267044-Commercial Condensor Coil Cleaning (all units - savings at 50% of DEER) Com All CZ07 VintAll |  | System | Commercial | 01-ALC-AllCommercial-Cooling | 0 |  |  |  |  | 9.9998 | 10 | 0 | 0 | 0 | -0.0002249 | 60 |  | kWh | 0.047 | 0 | Commercial | [7 empty] | 3 | 0.78 |  |  |  | 1 | 5 | 0 | 0 | 0 | 0 | 0 | 0 | 0 | 0 | 0 | 0 | 2009 Qtr 1: 0; 2009 Qtr 2: 0; 2009 Qtr 3: 0; 2009 Qtr 4: 5; 2010 Qtr 1: 0; 2010 Qtr 2: 0; 2010 Qtr 3: 0; 2010 Qtr 4: 0; 2011 Qtr 1: 0; 2011 Qtr 2: 0; 2011 Qtr 3: 0; 2011 Qtr 4: 0 | 5
0 | 267029-Commercial HVAC Diagnostic/Tune-up Com All CZ07 VintAll |  | System | Commercial | 01-ALC-AllCommercial-Cooling | 0 |  |  |  |  | 72.1918 | 82.5373 | 0 | 0 | 0 | -10.3455 | 60.0094 |  | kWh | 0.046765 | 0 | Commercial | [7 empty] | 10 | 0.85 |  |  |  | 1 | 3.35 | 0 | 0 | 0 | 0 | 0 | 0 | 0 | 0 | 0 | 0 | 2009 Qtr 1: 0; 2009 Qtr 2: 0; 2009 Qtr 3: 0; 2009 Qtr 4: 3.35; 2010 Qtr 1: 0; 2010 Qtr 2: 0; 2010 Qtr 3: 0; 2010 Qtr 4: 0; 2011 Qtr 1: 0; 2011 Qtr 2: 0; 2011 Qtr 3: 0; 2011 Qtr 4: 0 | 3.35
0 | 267044-Commercial Condensor Coil Cleaning (all units - savings at 50% of DEER) Com All CZ07 VintAll |  | System | Commercial | 01-ALC-AllCommercial-Cooling | 0 |  |  |  |  | 9.9998 | 10 | 0 | 0 | 0 | -0.0002249 | 60 |  | kWh | 0.047 | 0 | Commercial | [7 empty] | 3 | 0.78 |  |  |  | 1 | 5 | 0 | 0 | 0 | 0 | 0 | 0 | 0 | 0 | 0 | 0 | 2009 Qtr 1: 0; 2009 Qtr 2: 0; 2009 Qtr 3: 0; 2009 Qtr 4: 5; 2010 Qtr 1: 0; 2010 Qtr 2: 0; 2010 Qtr 3: 0; 2010 Qtr 4: 0; 2011 Qtr 1: 0; 2011 Qtr 2: 0; 2011 Qtr 3: 0; 2011 Qtr 4: 0 | 5
0 | 267029-Commercial HVAC Diagnostic/Tune-up Com All CZ07 VintAll |  | System | Commercial | 01-ALC-AllCommercial-Cooling | 0 |  |  |  |  | 72.1918 | 82.5373 | 0 | 0 | 0 | -10.3455 | 60.0094 |  | kWh | 0.046765 | 0 | Commercial | [7 empty] | 10 | 0.85 |  |  |  | 1 | 3.35 | 0 | 0 | 0 | 0 | 0 | 0 | 0 | 0 | 0 | 0 | 2009 Qtr 1: 0; 2009 Qtr 2: 0; 2009 Qtr 3: 0; 2009 Qtr 4: 3.35; 2010 Qtr 1: 0; 2010 Qtr 2: 0; 2010 Qtr 3: 0; 2010 Qtr 4: 0; 2011 Qtr 1: 0; 2011 Qtr 2: 0; 2011 Qtr 3: 0; 2011 Qtr 4: 0 | 3.35
0 | 267044-Commercial Condensor Coil Cleaning (all units - savings at 50% of DEER) Com All CZ07 VintAll |  | System | Commercial | 01-ALC-AllCommercial-Cooling | 0 |  |  |  |  | 9.9998 | 10 | 0 | 0 | 0 | -0.0002249 | 60 |  | kWh | 0.047 | 0 | Commercial | [7 empty] | 3 | 0.78 |  |  |  | 1 | 5 | 0 | 0 | 0 | 0 | 0 | 0 | 0 | 0 | 0 | 0 | 2009 Qtr 1: 0; 2009 Qtr 2: 0; 2009 Qtr 3: 0; 2009 Qtr 4: 5; 2010 Qtr 1: 0; 2010 Qtr 2: 0; 2010 Qtr 3: 0; 2010 Qtr 4: 0; 2011 Qtr 1: 0; 2011 Qtr 2: 0; 2011 Qtr 3: 0; 2011 Qtr 4: 0 | 5
0 | 267044-Commercial Condensor Coil Cleaning (all units - savings at 50% of DEER) Com All CZ07 VintAll |  | System | Commercial | 01-ALC-AllCommercial-Cooling | 0 |  |  |  |  | 9.9998 | 10 | 0 | 0 | 0 | -0.0002249 | 60 |  | kWh | 0.047 | 0 | Commercial | [7 empty] | 3 | 0.78 |  |  |  | 1 | 3 | 0 | 0 | 0 | 0 | 0 | 0 | 0 | 0 | 0 | 0 | 2009 Qtr 1: 0; 2009 Qtr 2: 0; 2009 Qtr 3: 0; 2009 Qtr 4: 3; 2010 Qtr 1: 0; 2010 Qtr 2: 0; 2010 Qtr 3: 0; 2010 Qtr 4: 0; 2011 Qtr 1: 0; 2011 Qtr 2: 0; 2011 Qtr 3: 0; 2011 Qtr 4: 0 | 3
0 | 267044-Commercial Condensor Coil Cleaning (all units - savings at 50% of DEER) Com All CZ07 VintAll |  | System | Commercial | 01-ALC-AllCommercial-Cooling | 0 |  |  |  |  | 9.9998 | 10 | 0 | 0 | 0 | -0.0002249 | 60 |  | kWh | 0.047 | 0 | Commercial | [7 empty] | 3 | 0.78 |  |  |  | 1 | 5 | 0 | 0 | 0 | 0 | 0 | 0 | 0 | 0 | 0 | 0 | 2009 Qtr 1: 0; 2009 Qtr 2: 0; 2009 Qtr 3: 0; 2009 Qtr 4: 5; 2010 Qtr 1: 0; 2010 Qtr 2: 0; 2010 Qtr 3: 0; 2010 Qtr 4: 0; 2011 Qtr 1: 0; 2011 Qtr 2: 0; 2011 Qtr 3: 0; 2011 Qtr 4: 0 | 5
0 | 267029-Commercial HVAC Diagnostic/Tune-up Com All CZ07 VintAll |  | System | Commercial | 01-ALC-AllCommercial-Cooling | 0 |  |  |  |  | 72.1918 | 82.5373 | 0 | 0 | 0 | -10.3455 | 60.0094 |  | kWh | 0.046765 | 0 | Commercial | [7 empty] | 10 | 0.85 |  |  |  | 1 | 3.35 | 0 | 0 | 0 | 0 | 0 | 0 | 0 | 0 | 0 | 0 | 2009 Qtr 1: 0; 2009 Qtr 2: 0; 2009 Qtr 3: 0; 2009 Qtr 4: 3.35; 2010 Qtr 1: 0; 2010 Qtr 2: 0; 2010 Qtr 3: 0; 2010 Qtr 4: 0; 2011 Qtr 1: 0; 2011 Qtr 2: 0; 2011 Qtr 3: 0; 2011 Qtr 4: 0 | 3.35
0 | 267044-Commercial Condensor Coil Cleaning (all units - savings at 50% of DEER) Com All CZ07 VintAll |  | System | Commercial | 01-ALC-AllCommercial-Cooling | 0 |  |  |  |  | 9.9998 | 10 | 0 | 0 | 0 | -0.0002249 | 60 |  | kWh | 0.047 | 0 | Commercial | [7 empty] | 3 | 0.78 |  |  |  | 1 | 5 | 0 | 0 | 0 | 0 | 0 | 0 | 0 | 0 | 0 | 0 | 2009 Qtr 1: 0; 2009 Qtr 2: 0; 2009 Qtr 3: 0; 2009 Qtr 4: 5; 2010 Qtr 1: 0; 2010 Qtr 2: 0; 2010 Qtr 3: 0; 2010 Qtr 4: 0; 2011 Qtr 1: 0; 2011 Qtr 2: 0; 2011 Qtr 3: 0; 2011 Qtr 4: 0 | 5
0 | 267044-Commercial Condensor Coil Cleaning (all units - savings at 50% of DEER) Com All CZ07 VintAll |  | System | Commercial | 01-ALC-AllCommercial-Cooling | 0 |  |  |  |  | 9.9998 | 10 | 0 | 0 | 0 | -0.0002249 | 60 |  | kWh | 0.047 | 0 | Commercial | [7 empty] | 3 | 0.78 |  |  |  | 1 | 5 | 0 | 0 | 0 | 0 | 0 | 0 | 0 | 0 | 0 | 0 | 2009 Qtr 1: 0; 2009 Qtr 2: 0; 2009 Qtr 3: 0; 2009 Qtr 4: 5; 2010 Qtr 1: 0; 2010 Qtr 2: 0; 2010 Qtr 3: 0; 2010 Qtr 4: 0; 2011 Qtr 1: 0; 2011 Qtr 2: 0; 2011 Qtr 3: 0; 2011 Qtr 4: 0 | 5
0 | 267044-Commercial Condensor Coil Cleaning (all units - savings at 50% of DEER) Com All CZ07 VintAll |  | System | Commercial | 01-ALC-AllCommercial-Cooling | 0 |  |  |  |  | 9.9998 | 10 | 0 | 0 | 0 | -0.0002249 | 60 |  | kWh | 0.047 | 0 | Commercial | [7 empty] | 3 | 0.78 |  |  |  | 1 | 5 | 0 | 0 | 0 | 0 | 0 | 0 | 0 | 0 | 0 | 0 | 2009 Qtr 1: 0; 2009 Qtr 2: 0; 2009 Qtr 3: 0; 2009 Qtr 4: 5; 2010 Qtr 1: 0; 2010 Qtr 2: 0; 2010 Qtr 3: 0; 2010 Qtr 4: 0; 2011 Qtr 1: 0; 2011 Qtr 2: 0; 2011 Qtr 3: 0; 2011 Qtr 4: 0 | 5
0 | 267044-Commercial Condensor Coil Cleaning (all units - savings at 50% of DEER) Com All CZ07 VintAll |  | System | Commercial | 01-ALC-AllCommercial-Cooling | 0 |  |  |  |  | 9.9998 | 10 | 0 | 0 | 0 | -0.0002249 | 60 |  | kWh | 0.047 | 0 | Commercial | [7 empty] | 3 | 0.78 |  |  |  | 1 | 5 | 0 | 0 | 0 | 0 | 0 | 0 | 0 | 0 | 0 | 0 | 2009 Qtr 1: 0; 2009 Qtr 2: 0; 2009 Qtr 3: 0; 2009 Qtr 4: 5; 2010 Qtr 1: 0; 2010 Qtr 2: 0; 2010 Qtr 3: 0; 2010 Qtr 4: 0; 2011 Qtr 1: 0; 2011 Qtr 2: 0; 2011 Qtr 3: 0; 2011 Qtr 4: 0 | 5
0 | 267044-Commercial Condensor Coil Cleaning (all units - savings at 50% of DEER) Com All CZ07 VintAll |  | System | Commercial | 01-ALC-AllCommercial-Cooling | 0 |  |  |  |  | 9.9998 | 10 | 0 | 0 | 0 | -0.0002249 | 60 |  | kWh | 0.047 | 0 | Commercial | [7 empty] | 3 | 0.78 |  |  |  | 1 | 5 | 0 | 0 | 0 | 0 | 0 | 0 | 0 | 0 | 0 | 0 | 2009 Qtr 1: 0; 2009 Qtr 2: 0; 2009 Qtr 3: 0; 2009 Qtr 4: 5; 2010 Qtr 1: 0; 2010 Qtr 2: 0; 2010 Qtr 3: 0; 2010 Qtr 4: 0; 2011 Qtr 1: 0; 2011 Qtr 2: 0; 2011 Qtr 3: 0; 2011 Qtr 4: 0 | 5
0 | 267044-Commercial Condensor Coil Cleaning (all units - savings at 50% of DEER) Com All CZ07 VintAll |  | System | Commercial | 01-ALC-AllCommercial-Cooling | 0 |  |  |  |  | 9.9998 | 10 | 0 | 0 | 0 | -0.0002249 | 60 |  | kWh | 0.047 | 0 | Commercial | [7 empty] | 3 | 0.78 |  |  |  | 1 | 5 | 0 | 0 | 0 | 0 | 0 | 0 | 0 | 0 | 0 | 0 | 2009 Qtr 1: 0; 2009 Qtr 2: 0; 2009 Qtr 3: 0; 2009 Qtr 4: 5; 2010 Qtr 1: 0; 2010 Qtr 2: 0; 2010 Qtr 3: 0; 2010 Qtr 4: 0; 2011 Qtr 1: 0; 2011 Qtr 2: 0; 2011 Qtr 3: 0; 2011 Qtr 4: 0 | 5
0 | 267044-Commercial Condensor Coil Cleaning (all units - savings at 50% of DEER) Com All CZ07 VintAll |  | System | Commercial | 01-ALC-AllCommercial-Cooling | 0 |  |  |  |  | 9.9998 | 10 | 0 | 0 | 0 | -0.0002249 | 60 |  | kWh | 0.047 | 0 | Commercial | [7 empty] | 3 | 0.78 |  |  |  | 1 | 4 | 0 | 0 | 0 | 0 | 0 | 0 | 0 | 0 | 0 | 0 | 2009 Qtr 1: 0; 2009 Qtr 2: 0; 2009 Qtr 3: 0; 2009 Qtr 4: 4; 2010 Qtr 1: 0; 2010 Qtr 2: 0; 2010 Qtr 3: 0; 2010 Qtr 4: 0; 2011 Qtr 1: 0; 2011 Qtr 2: 0; 2011 Qtr 3: 0; 2011 Qtr 4: 0 | 4
0 | 267001-High Refrigerant Charge Adjustment (>= ±20% rated charge) Resid SFCZ10 Vint03 |  | System | Residential | 26-SFM-ResidentialSingleFamily-SP_COOL | 0 |  |  |  |  | 65 | 71.5 | 0 | 0 | 0 | -6.5 | 248.449 |  | kWh | 0.18306 | -0.066637 | Residential |  | Winter Only | [5 empty] | 10 | 0.78 |  |  |  | 1 | 3 | 0 | 0 | 0 | 0 | 0 | 0 | 0 | 0 | 0 | 0 | 2009 Qtr 1: 0; 2009 Qtr 2: 0; 2009 Qtr 3: 0; 2009 Qtr 4: 3; 2010 Qtr 1: 0; 2010 Qtr 2: 0; 2010 Qtr 3: 0; 2010 Qtr 4: 0; 2011 Qtr 1: 0; 2011 Qtr 2: 0; 2011 Qtr 3: 0; 2011 Qtr 4: 0 | 3
0 | 267040-Residential Condensor Coil Cleaning Resid SF CZ10 VintAll |  | System | Residential | 26-SFM-ResidentialSingleFamily-SP_COOL | 0 |  |  |  |  | 50 | 50 | 0 | 0 | 0 | 0 | 270 |  | kWh | 0.3564 | 0 | Residential | [7 empty] | 3 | 0.78 |  |  |  | 1 | 1 | 0 | 0 | 0 | 0 | 0 | 0 | 0 | 0 | 0 | 0 | 2009 Qtr 1: 0; 2009 Qtr 2: 0; 2009 Qtr 3: 0; 2009 Qtr 4: 1; 2010 Qtr 1: 0; 2010 Qtr 2: 0; 2010 Qtr 3: 0; 2010 Qtr 4: 0; 2011 Qtr 1: 0; 2011 Qtr 2: 0; 2011 Qtr 3: 0; 2011 Qtr 4: 0 | 1
0 | 267001-High Refrigerant Charge Adjustment (>= ±20% rated charge) Resid SFCZ10 Vint03 |  | System | Residential | 26-SFM-ResidentialSingleFamily-SP_COOL | 0 |  |  |  |  | 65 | 71.5 | 0 | 0 | 0 | -6.5 | 248.449 |  | kWh | 0.18306 | -0.066637 | Residential |  | Winter Only | [5 empty] | 10 | 0.78 |  |  |  | 1 | 3 | 0 | 0 | 0 | 0 | 0 | 0 | 0 | 0 | 0 | 0 | 2009 Qtr 1: 0; 2009 Qtr 2: 0; 2009 Qtr 3: 0; 2009 Qtr 4: 3; 2010 Qtr 1: 0; 2010 Qtr 2: 0; 2010 Qtr 3: 0; 2010 Qtr 4: 0; 2011 Qtr 1: 0; 2011 Qtr 2: 0; 2011 Qtr 3: 0; 2011 Qtr 4: 0 | 3
0 | 267040-Residential Condensor Coil Cleaning Resid SF CZ10 VintAll |  | System | Residential | 26-SFM-ResidentialSingleFamily-SP_COOL | 0 |  |  |  |  | 50 | 50 | 0 | 0 | 0 | 0 | 270 |  | kWh | 0.3564 | 0 | Residential | [7 empty] | 3 | 0.78 |  |  |  | 1 | 1 | 0 | 0 | 0 | 0 | 0 | 0 | 0 | 0 | 0 | 0 | 2009 Qtr 1: 0; 2009 Qtr 2: 0; 2009 Qtr 3: 0; 2009 Qtr 4: 1; 2010 Qtr 1: 0; 2010 Qtr 2: 0; 2010 Qtr 3: 0; 2010 Qtr 4: 0; 2011 Qtr 1: 0; 2011 Qtr 2: 0; 2011 Qtr 3: 0; 2011 Qtr 4: 0 | 1
0 | 267003-High Refrigerant Charge Adjustment (>= ±20% rated charge) Resid SF CZ10 Vint05 |  | System | Residential | 26-SFM-ResidentialSingleFamily-SP_COOL | 0 |  |  |  |  | 65 | 71.5 | 0 | 0 | 0 | -6.5 | 162.471 |  | kWh | 0.23875 | -0.071356 | Residential |  | Winter Only | [5 empty] | 10 | 0.78 |  |  |  | 1 | 5 | 0 | 0 | 0 | 0 | 0 | 0 | 0 | 0 | 0 | 0 | 2009 Qtr 1: 0; 2009 Qtr 2: 0; 2009 Qtr 3: 0; 2009 Qtr 4: 5; 2010 Qtr 1: 0; 2010 Qtr 2: 0; 2010 Qtr 3: 0; 2010 Qtr 4: 0; 2011 Qtr 1: 0; 2011 Qtr 2: 0; 2011 Qtr 3: 0; 2011 Qtr 4: 0 | 5
0 | 267040-Residential Condensor Coil Cleaning Resid SF CZ10 VintAll |  | System | Residential | 26-SFM-ResidentialSingleFamily-SP_COOL | 0 |  |  |  |  | 50 | 50 | 0 | 0 | 0 | 0 | 270 |  | kWh | 0.3564 | 0 | Residential | [7 empty] | 3 | 0.78 |  |  |  | 1 | 1 | 0 | 0 | 0 | 0 | 0 | 0 | 0 | 0 | 0 | 0 | 2009 Qtr 1: 0; 2009 Qtr 2: 0; 2009 Qtr 3: 0; 2009 Qtr 4: 1; 2010 Qtr 1: 0; 2010 Qtr 2: 0; 2010 Qtr 3: 0; 2010 Qtr 4: 0; 2011 Qtr 1: 0; 2011 Qtr 2: 0; 2011 Qtr 3: 0; 2011 Qtr 4: 0 | 1
0 | 267001-High Refrigerant Charge Adjustment (>= ±20% rated charge) Resid SFCZ10 Vint03 |  | System | Residential | 26-SFM-ResidentialSingleFamily-SP_COOL | 0 |  |  |  |  | 65 | 71.5 | 0 | 0 | 0 | -6.5 | 248.449 |  | kWh | 0.18306 | -0.066637 | Residential |  | Winter Only | [5 empty] | 10 | 0.78 |  |  |  | 1 | 4 | 0 | 0 | 0 | 0 | 0 | 0 | 0 | 0 | 0 | 0 | 2009 Qtr 1: 0; 2009 Qtr 2: 0; 2009 Qtr 3: 0; 2009 Qtr 4: 4; 2010 Qtr 1: 0; 2010 Qtr 2: 0; 2010 Qtr 3: 0; 2010 Qtr 4: 0; 2011 Qtr 1: 0; 2011 Qtr 2: 0; 2011 Qtr 3: 0; 2011 Qtr 4: 0 | 4
0 | 267040-Residential Condensor Coil Cleaning Resid SF CZ10 VintAll |  | System | Residential | 26-SFM-ResidentialSingleFamily-SP_COOL | 0 |  |  |  |  | 50 | 50 | 0 | 0 | 0 | 0 | 270 |  | kWh | 0.3564 | 0 | Residential | [7 empty] | 3 | 0.78 |  |  |  | 1 | 1 | 0 | 0 | 0 | 0 | 0 | 0 | 0 | 0 | 0 | 0 | 2009 Qtr 1: 0; 2009 Qtr 2: 0; 2009 Qtr 3: 0; 2009 Qtr 4: 1; 2010 Qtr 1: 0; 2010 Qtr 2: 0; 2010 Qtr 3: 0; 2010 Qtr 4: 0; 2011 Qtr 1: 0; 2011 Qtr 2: 0; 2011 Qtr 3: 0; 2011 Qtr 4: 0 | 1
0 | 267009-Duct Sealing (Total Leakage Reduced from 40% of AHU flow to 12%) Resid SF CZ10 Vint03 |  | System | Residential | 26-SFM-ResidentialSingleFamily-SP_COOL | 0 |  |  |  |  | 106.2381 | 253.3333 | 0 | 0 | 0 | -147.0952 | 234.764 |  | kWh | 0.17708 | 21.4199 | Residential |  | Winter Only | [5 empty] | 18 | 0.78 |  |  |  | 0.5 | 3 | 0 | 0 | 0 | 0 | 0 | 0 | 0 | 0 | 0 | 0 | 2009 Qtr 1: 0; 2009 Qtr 2: 0; 2009 Qtr 3: 0; 2009 Qtr 4: 3; 2010 Qtr 1: 0; 2010 Qtr 2: 0; 2010 Qtr 3: 0; 2010 Qtr 4: 0; 2011 Qtr 1: 0; 2011 Qtr 2: 0; 2011 Qtr 3: 0; 2011 Qtr 4: 0 | 3
0 | 267009-Duct Sealing (Total Leakage Reduced from 40% of AHU flow to 12%) Resid SF CZ10 Vint03 |  | System | Residential | 26-SFM-ResidentialSingleFamily-SP_COOL | 0 |  |  |  |  | 106.2381 | 380 | 0 | 0 | 0 | -273.7619 | 234.764 |  | kWh | 0.17708 | 21.4199 | Residential |  | Winter Only | [5 empty] | 18 | 0.78 |  |  |  | 0.5 | 1 | 0 | 0 | 0 | 0 | 0 | 0 | 0 | 0 | 0 | 0 | 2009 Qtr 1: 0; 2009 Qtr 2: 0; 2009 Qtr 3: 0; 2009 Qtr 4: 1; 2010 Qtr 1: 0; 2010 Qtr 2: 0; 2010 Qtr 3: 0; 2010 Qtr 4: 0; 2011 Qtr 1: 0; 2011 Qtr 2: 0; 2011 Qtr 3: 0; 2011 Qtr 4: 0 | 1
0 | 267040-Residential Condensor Coil Cleaning Resid SF CZ10 VintAll |  | System | Residential | 26-SFM-ResidentialSingleFamily-SP_COOL | 0 |  |  |  |  | 50 | 50 | 0 | 0 | 0 | 0 | 270 |  | kWh | 0.3564 | 0 | Residential | [7 empty] | 3 | 0.78 |  |  |  | 1 | 1 | 0 | 0 | 0 | 0 | 0 | 0 | 0 | 0 | 0 | 0 | 2009 Qtr 1: 0; 2009 Qtr 2: 0; 2009 Qtr 3: 0; 2009 Qtr 4: 1; 2010 Qtr 1: 0; 2010 Qtr 2: 0; 2010 Qtr 3: 0; 2010 Qtr 4: 0; 2011 Qtr 1: 0; 2011 Qtr 2: 0; 2011 Qtr 3: 0; 2011 Qtr 4: 0 | 1
0 | 267040-Residential Condensor Coil Cleaning Resid SF CZ10 VintAll |  | System | Residential | 26-SFM-ResidentialSingleFamily-SP_COOL | 0 |  |  |  |  | 50 | 50 | 0 | 0 | 0 | 0 | 270 |  | kWh | 0.3564 | 0 | Residential | [7 empty] | 3 | 0.78 |  |  |  | 1 | 1 | 0 | 0 | 0 | 0 | 0 | 0 | 0 | 0 | 0 | 0 | 2009 Qtr 1: 0; 2009 Qtr 2: 0; 2009 Qtr 3: 0; 2009 Qtr 4: 1; 2010 Qtr 1: 0; 2010 Qtr 2: 0; 2010 Qtr 3: 0; 2010 Qtr 4: 0; 2011 Qtr 1: 0; 2011 Qtr 2: 0; 2011 Qtr 3: 0; 2011 Qtr 4: 0 | 1
0 | 267001-High Refrigerant Charge Adjustment (>= ±20% rated charge) Resid SFCZ10 Vint03 |  | System | Residential | 26-SFM-ResidentialSingleFamily-SP_COOL | 0 |  |  |  |  | 65 | 71.5 | 0 | 0 | 0 | -6.5 | 248.449 |  | kWh | 0.18306 | -0.066637 | Residential |  | Winter Only | [5 empty] | 10 | 0.78 |  |  |  | 1 | 3 | 0 | 0 | 0 | 0 | 0 | 0 | 0 | 0 | 0 | 0 | 2009 Qtr 1: 0; 2009 Qtr 2: 0; 2009 Qtr 3: 0; 2009 Qtr 4: 3; 2010 Qtr 1: 0; 2010 Qtr 2: 0; 2010 Qtr 3: 0; 2010 Qtr 4: 0; 2011 Qtr 1: 0; 2011 Qtr 2: 0; 2011 Qtr 3: 0; 2011 Qtr 4: 0 | 3
0 | 267040-Residential Condensor Coil Cleaning Resid SF CZ10 VintAll |  | System | Residential | 26-SFM-ResidentialSingleFamily-SP_COOL | 0 |  |  |  |  | 50 | 50 | 0 | 0 | 0 | 0 | 270 |  | kWh | 0.3564 | 0 | Residential | [7 empty] | 3 | 0.78 |  |  |  | 1 | 1 | 0 | 0 | 0 | 0 | 0 | 0 | 0 | 0 | 0 | 0 | 2009 Qtr 1: 0; 2009 Qtr 2: 0; 2009 Qtr 3: 0; 2009 Qtr 4: 1; 2010 Qtr 1: 0; 2010 Qtr 2: 0; 2010 Qtr 3: 0; 2010 Qtr 4: 0; 2011 Qtr 1: 0; 2011 Qtr 2: 0; 2011 Qtr 3: 0; 2011 Qtr 4: 0 | 1
0 | 267001-High Refrigerant Charge Adjustment (>= ±20% rated charge) Resid SFCZ10 Vint03 |  | System | Residential | 26-SFM-ResidentialSingleFamily-SP_COOL | 0 |  |  |  |  | 65 | 71.5 | 0 | 0 | 0 | -6.5 | 248.449 |  | kWh | 0.18306 | -0.066637 | Residential |  | Winter Only | [5 empty] | 10 | 0.78 |  |  |  | 1 | 3 | 0 | 0 | 0 | 0 | 0 | 0 | 0 | 0 | 0 | 0 | 2009 Qtr 1: 0; 2009 Qtr 2: 0; 2009 Qtr 3: 0; 2009 Qtr 4: 3; 2010 Qtr 1: 0; 2010 Qtr 2: 0; 2010 Qtr 3: 0; 2010 Qtr 4: 0; 2011 Qtr 1: 0; 2011 Qtr 2: 0; 2011 Qtr 3: 0; 2011 Qtr 4: 0 | 3
0 | 267040-Residential Condensor Coil Cleaning Resid SF CZ10 VintAll |  | System | Residential | 26-SFM-ResidentialSingleFamily-SP_COOL | 0 |  |  |  |  | 50 | 50 | 0 | 0 | 0 | 0 | 270 |  | kWh | 0.3564 | 0 | Residential | [7 empty] | 3 | 0.78 |  |  |  | 1 | 1 | 0 | 0 | 0 | 0 | 0 | 0 | 0 | 0 | 0 | 0 | 2009 Qtr 1: 0; 2009 Qtr 2: 0; 2009 Qtr 3: 0; 2009 Qtr 4: 1; 2010 Qtr 1: 0; 2010 Qtr 2: 0; 2010 Qtr 3: 0; 2010 Qtr 4: 0; 2011 Qtr 1: 0; 2011 Qtr 2: 0; 2011 Qtr 3: 0; 2011 Qtr 4: 0 | 1
0 | 267001-High Refrigerant Charge Adjustment (>= ±20% rated charge) Resid SFCZ10 Vint03 |  | System | Residential | 26-SFM-ResidentialSingleFamily-SP_COOL | 0 |  |  |  |  | 65 | 71.5 | 0 | 0 | 0 | -6.5 | 248.449 |  | kWh | 0.18306 | -0.066637 | Residential |  | Winter Only | [5 empty] | 10 | 0.78 |  |  |  | 1 | 3 | 0 | 0 | 0 | 0 | 0 | 0 | 0 | 0 | 0 | 0 | 2009 Qtr 1: 0; 2009 Qtr 2: 0; 2009 Qtr 3: 0; 2009 Qtr 4: 3; 2010 Qtr 1: 0; 2010 Qtr 2: 0; 2010 Qtr 3: 0; 2010 Qtr 4: 0; 2011 Qtr 1: 0; 2011 Qtr 2: 0; 2011 Qtr 3: 0; 2011 Qtr 4: 0 | 3
0 | 267040-Residential Condensor Coil Cleaning Resid SF CZ10 VintAll |  | System | Residential | 26-SFM-ResidentialSingleFamily-SP_COOL | 0 |  |  |  |  | 50 | 50 | 0 | 0 | 0 | 0 | 270 |  | kWh | 0.3564 | 0 | Residential | [7 empty] | 3 | 0.78 |  |  |  | 1 | 1 | 0 | 0 | 0 | 0 | 0 | 0 | 0 | 0 | 0 | 0 | 2009 Qtr 1: 0; 2009 Qtr 2: 0; 2009 Qtr 3: 0; 2009 Qtr 4: 1; 2010 Qtr 1: 0; 2010 Qtr 2: 0; 2010 Qtr 3: 0; 2010 Qtr 4: 0; 2011 Qtr 1: 0; 2011 Qtr 2: 0; 2011 Qtr 3: 0; 2011 Qtr 4: 0 | 1
0 | 267002-High Refrigerant Charge Adjustment (>= ±20% rated charge) Resid SF CZ10 Vint04 |  | System | Residential | 26-SFM-ResidentialSingleFamily-SP_COOL | 0 |  |  |  |  | 65 | 71.5 | 0 | 0 | 0 | -6.5 | 205.771 |  | kWh | 0.22808 | -0.078078 | Residential |  | Winter Only | [5 empty] | 10 | 0.78 |  |  |  | 1 | 4 | 0 | 0 | 0 | 0 | 0 | 0 | 0 | 0 | 0 | 0 | 2009 Qtr 1: 0; 2009 Qtr 2: 0; 2009 Qtr 3: 0; 2009 Qtr 4: 4; 2010 Qtr 1: 0; 2010 Qtr 2: 0; 2010 Qtr 3: 0; 2010 Qtr 4: 0; 2011 Qtr 1: 0; 2011 Qtr 2: 0; 2011 Qtr 3: 0; 2011 Qtr 4: 0 | 4
0 | 267040-Residential Condensor Coil Cleaning Resid SF CZ10 VintAll |  | System | Residential | 26-SFM-ResidentialSingleFamily-SP_COOL | 0 |  |  |  |  | 50 | 50 | 0 | 0 | 0 | 0 | 270 |  | kWh | 0.3564 | 0 | Residential | [7 empty] | 3 | 0.78 |  |  |  | 1 | 1 | 0 | 0 | 0 | 0 | 0 | 0 | 0 | 0 | 0 | 0 | 2009 Qtr 1: 0; 2009 Qtr 2: 0; 2009 Qtr 3: 0; 2009 Qtr 4: 1; 2010 Qtr 1: 0; 2010 Qtr 2: 0; 2010 Qtr 3: 0; 2010 Qtr 4: 0; 2011 Qtr 1: 0; 2011 Qtr 2: 0; 2011 Qtr 3: 0; 2011 Qtr 4: 0 | 1
0 | 267002-High Refrigerant Charge Adjustment (>= ±20% rated charge) Resid SF CZ10 Vint04 |  | System | Residential | 26-SFM-ResidentialSingleFamily-SP_COOL | 0 |  |  |  |  | 65 | 71.5 | 0 | 0 | 0 | -6.5 | 205.771 |  | kWh | 0.22808 | -0.078078 | Residential |  | Winter Only | [5 empty] | 10 | 0.78 |  |  |  | 1 | 4 | 0 | 0 | 0 | 0 | 0 | 0 | 0 | 0 | 0 | 0 | 2009 Qtr 1: 0; 2009 Qtr 2: 0; 2009 Qtr 3: 0; 2009 Qtr 4: 4; 2010 Qtr 1: 0; 2010 Qtr 2: 0; 2010 Qtr 3: 0; 2010 Qtr 4: 0; 2011 Qtr 1: 0; 2011 Qtr 2: 0; 2011 Qtr 3: 0; 2011 Qtr 4: 0 | 4
0 | 267040-Residential Condensor Coil Cleaning Resid SF CZ10 VintAll |  | System | Residential | 26-SFM-ResidentialSingleFamily-SP_COOL | 0 |  |  |  |  | 50 | 50 | 0 | 0 | 0 | 0 | 270 |  | kWh | 0.3564 | 0 | Residential | [7 empty] | 3 | 0.78 |  |  |  | 1 | 1 | 0 | 0 | 0 | 0 | 0 | 0 | 0 | 0 | 0 | 0 | 2009 Qtr 1: 0; 2009 Qtr 2: 0; 2009 Qtr 3: 0; 2009 Qtr 4: 1; 2010 Qtr 1: 0; 2010 Qtr 2: 0; 2010 Qtr 3: 0; 2010 Qtr 4: 0; 2011 Qtr 1: 0; 2011 Qtr 2: 0; 2011 Qtr 3: 0; 2011 Qtr 4: 0 | 1
0 | 267001-High Refrigerant Charge Adjustment (>= ±20% rated charge) Resid SFCZ10 Vint03 |  | System | Residential | 26-SFM-ResidentialSingleFamily-SP_COOL | 0 |  |  |  |  | 65 | 83.4167 | 0 | 0 | 0 | -18.4167 | 248.449 |  | kWh | 0.18306 | -0.066637 | Residential |  | Winter Only | [5 empty] | 10 | 0.78 |  |  |  | 1 | 3 | 0 | 0 | 0 | 0 | 0 | 0 | 0 | 0 | 0 | 0 | 2009 Qtr 1: 0; 2009 Qtr 2: 0; 2009 Qtr 3: 0; 2009 Qtr 4: 3; 2010 Qtr 1: 0; 2010 Qtr 2: 0; 2010 Qtr 3: 0; 2010 Qtr 4: 0; 2011 Qtr 1: 0; 2011 Qtr 2: 0; 2011 Qtr 3: 0; 2011 Qtr 4: 0 | 3
0 | 267040-Residential Condensor Coil Cleaning Resid SF CZ10 VintAll |  | System | Residential | 26-SFM-ResidentialSingleFamily-SP_COOL | 0 |  |  |  |  | 50 | 50 | 0 | 0 | 0 | 0 | 270 |  | kWh | 0.3564 | 0 | Residential | [7 empty] | 3 | 0.78 |  |  |  | 1 | 1 | 0 | 0 | 0 | 0 | 0 | 0 | 0 | 0 | 0 | 0 | 2009 Qtr 1: 0; 2009 Qtr 2: 0; 2009 Qtr 3: 0; 2009 Qtr 4: 1; 2010 Qtr 1: 0; 2010 Qtr 2: 0; 2010 Qtr 3: 0; 2010 Qtr 4: 0; 2011 Qtr 1: 0; 2011 Qtr 2: 0; 2011 Qtr 3: 0; 2011 Qtr 4: 0 | 1
0 | 267040-Residential Condensor Coil Cleaning Resid SF CZ10 VintAll |  | System | Residential | 26-SFM-ResidentialSingleFamily-SP_COOL | 0 |  |  |  |  | 50 | 50 | 0 | 0 | 0 | 0 | 270 |  | kWh | 0.3564 | 0 | Residential | [7 empty] | 3 | 0.78 |  |  |  | 1 | 1 | 0 | 0 | 0 | 0 | 0 | 0 | 0 | 0 | 0 | 0 | 2009 Qtr 1: 0; 2009 Qtr 2: 0; 2009 Qtr 3: 0; 2009 Qtr 4: 1; 2010 Qtr 1: 0; 2010 Qtr 2: 0; 2010 Qtr 3: 0; 2010 Qtr 4: 0; 2011 Qtr 1: 0; 2011 Qtr 2: 0; 2011 Qtr 3: 0; 2011 Qtr 4: 0 | 1
0 | 267040-Residential Condensor Coil Cleaning Resid SF CZ10 VintAll |  | System | Residential | 26-SFM-ResidentialSingleFamily-SP_COOL | 0 |  |  |  |  | 50 | 50 | 0 | 0 | 0 | 0 | 270 |  | kWh | 0.3564 | 0 | Residential | [7 empty] | 3 | 0.78 |  |  |  | 1 | 1 | 0 | 0 | 0 | 0 | 0 | 0 | 0 | 0 | 0 | 0 | 2009 Qtr 1: 0; 2009 Qtr 2: 0; 2009 Qtr 3: 0; 2009 Qtr 4: 1; 2010 Qtr 1: 0; 2010 Qtr 2: 0; 2010 Qtr 3: 0; 2010 Qtr 4: 0; 2011 Qtr 1: 0; 2011 Qtr 2: 0; 2011 Qtr 3: 0; 2011 Qtr 4: 0 | 1
0 | 267040-Residential Condensor Coil Cleaning Resid SF CZ10 VintAll |  | System | Residential | 26-SFM-ResidentialSingleFamily-SP_COOL | 0 |  |  |  |  | 50 | 50 | 0 | 0 | 0 | 0 | 270 |  | kWh | 0.3564 | 0 | Residential | [7 empty] | 3 | 0.78 |  |  |  | 1 | 1 | 0 | 0 | 0 | 0 | 0 | 0 | 0 | 0 | 0 | 0 | 2009 Qtr 1: 0; 2009 Qtr 2: 0; 2009 Qtr 3: 0; 2009 Qtr 4: 1; 2010 Qtr 1: 0; 2010 Qtr 2: 0; 2010 Qtr 3: 0; 2010 Qtr 4: 0; 2011 Qtr 1: 0; 2011 Qtr 2: 0; 2011 Qtr 3: 0; 2011 Qtr 4: 0 | 1
0 | 267009-Duct Sealing (Total Leakage Reduced from 40% of AHU flow to 12%) Resid SF CZ10 Vint03 |  | System | Residential | 26-SFM-ResidentialSingleFamily-SP_COOL | 0 |  |  |  |  | 106.2381 | 218.2 | 0 | 0 | 0 | -111.9619 | 234.764 |  | kWh | 0.17708 | 21.4199 | Residential |  | Winter Only | [5 empty] | 18 | 0.78 |  |  |  | 0.5 | 2 | 0 | 0 | 0 | 0 | 0 | 0 | 0 | 0 | 0 | 0 | 2009 Qtr 1: 0; 2009 Qtr 2: 0; 2009 Qtr 3: 0; 2009 Qtr 4: 2; 2010 Qtr 1: 0; 2010 Qtr 2: 0; 2010 Qtr 3: 0; 2010 Qtr 4: 0; 2011 Qtr 1: 0; 2011 Qtr 2: 0; 2011 Qtr 3: 0; 2011 Qtr 4: 0 | 2
0 | 267009-Duct Sealing (Total Leakage Reduced from 40% of AHU flow to 12%) Resid SF CZ10 Vint03 |  | System | Residential | 26-SFM-ResidentialSingleFamily-SP_COOL | 0 |  |  |  |  | 106.2381 | 280 | 0 | 0 | 0 | -173.7619 | 234.764 |  | kWh | 0.17708 | 21.4199 | Residential |  | Winter Only | [5 empty] | 18 | 0.78 |  |  |  | 0.5 | 1 | 0 | 0 | 0 | 0 | 0 | 0 | 0 | 0 | 0 | 0 | 2009 Qtr 1: 0; 2009 Qtr 2: 0; 2009 Qtr 3: 0; 2009 Qtr 4: 1; 2010 Qtr 1: 0; 2010 Qtr 2: 0; 2010 Qtr 3: 0; 2010 Qtr 4: 0; 2011 Qtr 1: 0; 2011 Qtr 2: 0; 2011 Qtr 3: 0; 2011 Qtr 4: 0 | 1
0 | 267009-Duct Sealing (Total Leakage Reduced from 40% of AHU flow to 12%) Resid SF CZ10 Vint03 |  | System | Residential | 26-SFM-ResidentialSingleFamily-SP_COOL | 0 |  |  |  |  | 106.2381 | 220 | 0 | 0 | 0 | -113.7619 | 234.764 |  | kWh | 0.17708 | 21.4199 | Residential |  | Winter Only | [5 empty] | 18 | 0.78 |  |  |  | 0.5 | 1 | 0 | 0 | 0 | 0 | 0 | 0 | 0 | 0 | 0 | 0 | 2009 Qtr 1: 0; 2009 Qtr 2: 0; 2009 Qtr 3: 0; 2009 Qtr 4: 1; 2010 Qtr 1: 0; 2010 Qtr 2: 0; 2010 Qtr 3: 0; 2010 Qtr 4: 0; 2011 Qtr 1: 0; 2011 Qtr 2: 0; 2011 Qtr 3: 0; 2011 Qtr 4: 0 | 1
0 | 267009-Duct Sealing (Total Leakage Reduced from 40% of AHU flow to 12%) Resid SF CZ10 Vint03 |  | System | Residential | 26-SFM-ResidentialSingleFamily-SP_COOL | 0 |  |  |  |  | 106.2381 | 240 | 0 | 0 | 0 | -133.7619 | 234.764 |  | kWh | 0.17708 | 21.4199 | Residential |  | Winter Only | [5 empty] | 18 | 0.78 |  |  |  | 0.5 | 2 | 0 | 0 | 0 | 0 | 0 | 0 | 0 | 0 | 0 | 0 | 2009 Qtr 1: 0; 2009 Qtr 2: 0; 2009 Qtr 3: 0; 2009 Qtr 4: 2; 2010 Qtr 1: 0; 2010 Qtr 2: 0; 2010 Qtr 3: 0; 2010 Qtr 4: 0; 2011 Qtr 1: 0; 2011 Qtr 2: 0; 2011 Qtr 3: 0; 2011 Qtr 4: 0 | 2
0 | 267009-Duct Sealing (Total Leakage Reduced from 40% of AHU flow to 12%) Resid SF CZ10 Vint03 |  | System | Residential | 26-SFM-ResidentialSingleFamily-SP_COOL | 0 |  |  |  |  | 106.2381 | 336 | 0 | 0 | 0 | -229.7619 | 234.764 |  | kWh | 0.17708 | 21.4199 | Residential |  | Winter Only | [5 empty] | 18 | 0.78 |  |  |  | 0.5 | 1 | 0 | 0 | 0 | 0 | 0 | 0 | 0 | 0 | 0 | 0 | 2009 Qtr 1: 0; 2009 Qtr 2: 0; 2009 Qtr 3: 0; 2009 Qtr 4: 1; 2010 Qtr 1: 0; 2010 Qtr 2: 0; 2010 Qtr 3: 0; 2010 Qtr 4: 0; 2011 Qtr 1: 0; 2011 Qtr 2: 0; 2011 Qtr 3: 0; 2011 Qtr 4: 0 | 1
0 | 267009-Duct Sealing (Total Leakage Reduced from 40% of AHU flow to 12%) Resid SF CZ10 Vint03 |  | System | Residential | 26-SFM-ResidentialSingleFamily-SP_COOL | 0 |  |  |  |  | 106.2381 | 260 | 0 | 0 | 0 | -153.7619 | 234.764 |  | kWh | 0.17708 | 21.4199 | Residential |  | Winter Only | [5 empty] | 18 | 0.78 |  |  |  | 0.5 | 1 | 0 | 0 | 0 | 0 | 0 | 0 | 0 | 0 | 0 | 0 | 2009 Qtr 1: 0; 2009 Qtr 2: 0; 2009 Qtr 3: 0; 2009 Qtr 4: 1; 2010 Qtr 1: 0; 2010 Qtr 2: 0; 2010 Qtr 3: 0; 2010 Qtr 4: 0; 2011 Qtr 1: 0; 2011 Qtr 2: 0; 2011 Qtr 3: 0; 2011 Qtr 4: 0 | 1
0 | 267009-Duct Sealing (Total Leakage Reduced from 40% of AHU flow to 12%) Resid SF CZ10 Vint03 |  | System | Residential | 26-SFM-ResidentialSingleFamily-SP_COOL | 0 |  |  |  |  | 106.2381 | 240 | 0 | 0 | 0 | -133.7619 | 234.764 |  | kWh | 0.17708 | 21.4199 | Residential |  | Winter Only | [5 empty] | 18 | 0.78 |  |  |  | 0.5 | 1 | 0 | 0 | 0 | 0 | 0 | 0 | 0 | 0 | 0 | 0 | 2009 Qtr 1: 0; 2009 Qtr 2: 0; 2009 Qtr 3: 0; 2009 Qtr 4: 1; 2010 Qtr 1: 0; 2010 Qtr 2: 0; 2010 Qtr 3: 0; 2010 Qtr 4: 0; 2011 Qtr 1: 0; 2011 Qtr 2: 0; 2011 Qtr 3: 0; 2011 Qtr 4: 0 | 1
0 | 267009-Duct Sealing (Total Leakage Reduced from 40% of AHU flow to 12%) Resid SF CZ10 Vint03 |  | System | Residential | 26-SFM-ResidentialSingleFamily-SP_COOL | 0 |  |  |  |  | 106.2381 | 220 | 0 | 0 | 0 | -113.7619 | 234.764 |  | kWh | 0.17708 | 21.4199 | Residential |  | Winter Only | [5 empty] | 18 | 0.78 |  |  |  | 0.5 | 1 | 0 | 0 | 0 | 0 | 0 | 0 | 0 | 0 | 0 | 0 | 2009 Qtr 1: 0; 2009 Qtr 2: 0; 2009 Qtr 3: 0; 2009 Qtr 4: 1; 2010 Qtr 1: 0; 2010 Qtr 2: 0; 2010 Qtr 3: 0; 2010 Qtr 4: 0; 2011 Qtr 1: 0; 2011 Qtr 2: 0; 2011 Qtr 3: 0; 2011 Qtr 4: 0 | 1
0 | 267010-Duct Sealing (Total Leakage Reduced from 40% of AHU flow to 12%) Resid SF CZ10 Vint04 |  | System | Residential | 26-SFM-ResidentialSingleFamily-SP_COOL | 0 |  |  |  |  | 106.8728 | 200 | 0 | 0 | 0 | -93.1272 | 181.333 |  | kWh | 0.24097 | 10.7341 | Residential |  | Winter Only | [5 empty] | 18 | 0.78 |  |  |  | 0 | 2 | 0 | 0 | 0 | 0 | 0 | 0 | 0 | 0 | 0 | 0 | 2009 Qtr 1: 0; 2009 Qtr 2: 0; 2009 Qtr 3: 0; 2009 Qtr 4: 2; 2010 Qtr 1: 0; 2010 Qtr 2: 0; 2010 Qtr 3: 0; 2010 Qtr 4: 0; 2011 Qtr 1: 0; 2011 Qtr 2: 0; 2011 Qtr 3: 0; 2011 Qtr 4: 0 | 2
0 | 267010-Duct Sealing (Total Leakage Reduced from 40% of AHU flow to 12%) Resid SF CZ10 Vint04 |  | System | Residential | 26-SFM-ResidentialSingleFamily-SP_COOL | 0 |  |  |  |  | 106.8728 | 230 | 0 | 0 | 0 | -123.1272 | 181.333 |  | kWh | 0.24097 | 10.7341 | Residential |  | Winter Only | [5 empty] | 18 | 0.78 |  |  |  | 0 | 2 | 0 | 0 | 0 | 0 | 0 | 0 | 0 | 0 | 0 | 0 | 2009 Qtr 1: 0; 2009 Qtr 2: 0; 2009 Qtr 3: 0; 2009 Qtr 4: 2; 2010 Qtr 1: 0; 2010 Qtr 2: 0; 2010 Qtr 3: 0; 2010 Qtr 4: 0; 2011 Qtr 1: 0; 2011 Qtr 2: 0; 2011 Qtr 3: 0; 2011 Qtr 4: 0 | 2
0 | 267009-Duct Sealing (Total Leakage Reduced from 40% of AHU flow to 12%) Resid SF CZ10 Vint03 |  | System | Residential | 26-SFM-ResidentialSingleFamily-SP_COOL | 0 |  |  |  |  | 106.2381 | 324.8 | 0 | 0 | 0 | -218.5619 | 234.764 |  | kWh | 0.17708 | 21.4199 | Residential |  | Winter Only | [5 empty] | 18 | 0.78 |  |  |  | 0.5 | 1 | 0 | 0 | 0 | 0 | 0 | 0 | 0 | 0 | 0 | 0 | 2009 Qtr 1: 0; 2009 Qtr 2: 0; 2009 Qtr 3: 0; 2009 Qtr 4: 1; 2010 Qtr 1: 0; 2010 Qtr 2: 0; 2010 Qtr 3: 0; 2010 Qtr 4: 0; 2011 Qtr 1: 0; 2011 Qtr 2: 0; 2011 Qtr 3: 0; 2011 Qtr 4: 0 | 1
0 | 267009-Duct Sealing (Total Leakage Reduced from 40% of AHU flow to 12%) Resid SF CZ10 Vint03 |  | System | Residential | 26-SFM-ResidentialSingleFamily-SP_COOL | 0 |  |  |  |  | 106.2381 | 360 | 0 | 0 | 0 | -253.7619 | 234.764 |  | kWh | 0.17708 | 21.4199 | Residential |  | Winter Only | [5 empty] | 18 | 0.78 |  |  |  | 0.5 | 1 | 0 | 0 | 0 | 0 | 0 | 0 | 0 | 0 | 0 | 0 | 2009 Qtr 1: 0; 2009 Qtr 2: 0; 2009 Qtr 3: 0; 2009 Qtr 4: 1; 2010 Qtr 1: 0; 2010 Qtr 2: 0; 2010 Qtr 3: 0; 2010 Qtr 4: 0; 2011 Qtr 1: 0; 2011 Qtr 2: 0; 2011 Qtr 3: 0; 2011 Qtr 4: 0 | 1
0 | 267009-Duct Sealing (Total Leakage Reduced from 40% of AHU flow to 12%) Resid SF CZ10 Vint03 |  | System | Residential | 26-SFM-ResidentialSingleFamily-SP_COOL | 0 |  |  |  |  | 106.2381 | 340 | 0 | 0 | 0 | -233.7619 | 234.764 |  | kWh | 0.17708 | 21.4199 | Residential |  | Winter Only | [5 empty] | 18 | 0.78 |  |  |  | 0.5 | 1 | 0 | 0 | 0 | 0 | 0 | 0 | 0 | 0 | 0 | 0 | 2009 Qtr 1: 0; 2009 Qtr 2: 0; 2009 Qtr 3: 0; 2009 Qtr 4: 1; 2010 Qtr 1: 0; 2010 Qtr 2: 0; 2010 Qtr 3: 0; 2010 Qtr 4: 0; 2011 Qtr 1: 0; 2011 Qtr 2: 0; 2011 Qtr 3: 0; 2011 Qtr 4: 0 | 1
0 | 267009-Duct Sealing (Total Leakage Reduced from 40% of AHU flow to 12%) Resid SF CZ10 Vint03 |  | System | Residential | 26-SFM-ResidentialSingleFamily-SP_COOL | 0 |  |  |  |  | 106.2381 | 293.4 | 0 | 0 | 0 | -187.1619 | 234.764 |  | kWh | 0.17708 | 21.4199 | Residential |  | Winter Only | [5 empty] | 18 | 0.78 |  |  |  | 0.5 | 1 | 0 | 0 | 0 | 0 | 0 | 0 | 0 | 0 | 0 | 0 | 2009 Qtr 1: 0; 2009 Qtr 2: 0; 2009 Qtr 3: 0; 2009 Qtr 4: 1; 2010 Qtr 1: 0; 2010 Qtr 2: 0; 2010 Qtr 3: 0; 2010 Qtr 4: 0; 2011 Qtr 1: 0; 2011 Qtr 2: 0; 2011 Qtr 3: 0; 2011 Qtr 4: 0 | 1
0 | 267010-Duct Sealing (Total Leakage Reduced from 40% of AHU flow to 12%) Resid SF CZ10 Vint04 |  | System | Residential | 26-SFM-ResidentialSingleFamily-SP_COOL | 0 |  |  |  |  | 106.8728 | 220 | 0 | 0 | 0 | -113.1272 | 181.333 |  | kWh | 0.24097 | 10.7341 | Residential |  | Winter Only | [5 empty] | 18 | 0.78 |  |  |  | 0 | 2 | 0 | 0 | 0 | 0 | 0 | 0 | 0 | 0 | 0 | 0 | 2009 Qtr 1: 0; 2009 Qtr 2: 0; 2009 Qtr 3: 0; 2009 Qtr 4: 2; 2010 Qtr 1: 0; 2010 Qtr 2: 0; 2010 Qtr 3: 0; 2010 Qtr 4: 0; 2011 Qtr 1: 0; 2011 Qtr 2: 0; 2011 Qtr 3: 0; 2011 Qtr 4: 0 | 2
0 | 267009-Duct Sealing (Total Leakage Reduced from 40% of AHU flow to 12%) Resid SF CZ10 Vint03 |  | System | Residential | 26-SFM-ResidentialSingleFamily-SP_COOL | 0 |  |  |  |  | 106.2381 | 230 | 0 | 0 | 0 | -123.7619 | 234.764 |  | kWh | 0.17708 | 21.4199 | Residential |  | Winter Only | [5 empty] | 18 | 0.78 |  |  |  | 0.5 | 2 | 0 | 0 | 0 | 0 | 0 | 0 | 0 | 0 | 0 | 0 | 2009 Qtr 1: 0; 2009 Qtr 2: 0; 2009 Qtr 3: 0; 2009 Qtr 4: 2; 2010 Qtr 1: 0; 2010 Qtr 2: 0; 2010 Qtr 3: 0; 2010 Qtr 4: 0; 2011 Qtr 1: 0; 2011 Qtr 2: 0; 2011 Qtr 3: 0; 2011 Qtr 4: 0 | 2
0 | 267009-Duct Sealing (Total Leakage Reduced from 40% of AHU flow to 12%) Resid SF CZ10 Vint03 |  | System | Residential | 26-SFM-ResidentialSingleFamily-SP_COOL | 0 |  |  |  |  | 106.2381 | 230 | 0 | 0 | 0 | -123.7619 | 234.764 |  | kWh | 0.17708 | 21.4199 | Residential |  | Winter Only | [5 empty] | 18 | 0.78 |  |  |  | 0.5 | 2 | 0 | 0 | 0 | 0 | 0 | 0 | 0 | 0 | 0 | 0 | 2009 Qtr 1: 0; 2009 Qtr 2: 0; 2009 Qtr 3: 0; 2009 Qtr 4: 2; 2010 Qtr 1: 0; 2010 Qtr 2: 0; 2010 Qtr 3: 0; 2010 Qtr 4: 0; 2011 Qtr 1: 0; 2011 Qtr 2: 0; 2011 Qtr 3: 0; 2011 Qtr 4: 0 | 2
0 | 267009-Duct Sealing (Total Leakage Reduced from 40% of AHU flow to 12%) Resid SF CZ10 Vint03 |  | System | Residential | 26-SFM-ResidentialSingleFamily-SP_COOL | 0 |  |  |  |  | 106.2381 | 220 | 0 | 0 | 0 | -113.7619 | 234.764 |  | kWh | 0.17708 | 21.4199 | Residential |  | Winter Only | [5 empty] | 18 | 0.78 |  |  |  | 0.5 | 2 | 0 | 0 | 0 | 0 | 0 | 0 | 0 | 0 | 0 | 0 | 2009 Qtr 1: 0; 2009 Qtr 2: 0; 2009 Qtr 3: 0; 2009 Qtr 4: 2; 2010 Qtr 1: 0; 2010 Qtr 2: 0; 2010 Qtr 3: 0; 2010 Qtr 4: 0; 2011 Qtr 1: 0; 2011 Qtr 2: 0; 2011 Qtr 3: 0; 2011 Qtr 4: 0 | 2
0 | 267009-Duct Sealing (Total Leakage Reduced from 40% of AHU flow to 12%) Resid SF CZ10 Vint03 |  | System | Residential | 26-SFM-ResidentialSingleFamily-SP_COOL | 0 |  |  |  |  | 106.2381 | 280 | 0 | 0 | 0 | -173.7619 | 234.764 |  | kWh | 0.17708 | 21.4199 | Residential |  | Winter Only | [5 empty] | 18 | 0.78 |  |  |  | 0.5 | 1 | 0 | 0 | 0 | 0 | 0 | 0 | 0 | 0 | 0 | 0 | 2009 Qtr 1: 0; 2009 Qtr 2: 0; 2009 Qtr 3: 0; 2009 Qtr 4: 1; 2010 Qtr 1: 0; 2010 Qtr 2: 0; 2010 Qtr 3: 0; 2010 Qtr 4: 0; 2011 Qtr 1: 0; 2011 Qtr 2: 0; 2011 Qtr 3: 0; 2011 Qtr 4: 0 | 1
0 | 267009-Duct Sealing (Total Leakage Reduced from 40% of AHU flow to 12%) Resid SF CZ10 Vint03 |  | System | Residential | 26-SFM-ResidentialSingleFamily-SP_COOL | 0 |  |  |  |  | 106.2381 | 270 | 0 | 0 | 0 | -163.7619 | 234.764 |  | kWh | 0.17708 | 21.4199 | Residential |  | Winter Only | [5 empty] | 18 | 0.78 |  |  |  | 0.5 | 2 | 0 | 0 | 0 | 0 | 0 | 0 | 0 | 0 | 0 | 0 | 2009 Qtr 1: 0; 2009 Qtr 2: 0; 2009 Qtr 3: 0; 2009 Qtr 4: 2; 2010 Qtr 1: 0; 2010 Qtr 2: 0; 2010 Qtr 3: 0; 2010 Qtr 4: 0; 2011 Qtr 1: 0; 2011 Qtr 2: 0; 2011 Qtr 3: 0; 2011 Qtr 4: 0 | 2
0 | 267009-Duct Sealing (Total Leakage Reduced from 40% of AHU flow to 12%) Resid SF CZ10 Vint03 |  | System | Residential | 26-SFM-ResidentialSingleFamily-SP_COOL | 0 |  |  |  |  | 106.2381 | 324 | 0 | 0 | 0 | -217.7619 | 234.764 |  | kWh | 0.17708 | 21.4199 | Residential |  | Winter Only | [5 empty] | 18 | 0.78 |  |  |  | 0.5 | 1 | 0 | 0 | 0 | 0 | 0 | 0 | 0 | 0 | 0 | 0 | 2009 Qtr 1: 0; 2009 Qtr 2: 0; 2009 Qtr 3: 0; 2009 Qtr 4: 1; 2010 Qtr 1: 0; 2010 Qtr 2: 0; 2010 Qtr 3: 0; 2010 Qtr 4: 0; 2011 Qtr 1: 0; 2011 Qtr 2: 0; 2011 Qtr 3: 0; 2011 Qtr 4: 0 | 1
0 | 267009-Duct Sealing (Total Leakage Reduced from 40% of AHU flow to 12%) Resid SF CZ10 Vint03 |  | System | Residential | 26-SFM-ResidentialSingleFamily-SP_COOL | 0 |  |  |  |  | 106.2381 | 357.2 | 0 | 0 | 0 | -250.9619 | 234.764 |  | kWh | 0.17708 | 21.4199 | Residential |  | Winter Only | [5 empty] | 18 | 0.78 |  |  |  | 0.5 | 1 | 0 | 0 | 0 | 0 | 0 | 0 | 0 | 0 | 0 | 0 | 2009 Qtr 1: 0; 2009 Qtr 2: 0; 2009 Qtr 3: 0; 2009 Qtr 4: 1; 2010 Qtr 1: 0; 2010 Qtr 2: 0; 2010 Qtr 3: 0; 2010 Qtr 4: 0; 2011 Qtr 1: 0; 2011 Qtr 2: 0; 2011 Qtr 3: 0; 2011 Qtr 4: 0 | 1
0 | 267009-Duct Sealing (Total Leakage Reduced from 40% of AHU flow to 12%) Resid SF CZ10 Vint03 |  | System | Residential | 26-SFM-ResidentialSingleFamily-SP_COOL | 0 |  |  |  |  | 106.2381 | 280 | 0 | 0 | 0 | -173.7619 | 234.764 |  | kWh | 0.17708 | 21.4199 | Residential |  | Winter Only | [5 empty] | 18 | 0.78 |  |  |  | 0.5 | 1 | 0 | 0 | 0 | 0 | 0 | 0 | 0 | 0 | 0 | 0 | 2009 Qtr 1: 0; 2009 Qtr 2: 0; 2009 Qtr 3: 0; 2009 Qtr 4: 1; 2010 Qtr 1: 0; 2010 Qtr 2: 0; 2010 Qtr 3: 0; 2010 Qtr 4: 0; 2011 Qtr 1: 0; 2011 Qtr 2: 0; 2011 Qtr 3: 0; 2011 Qtr 4: 0 | 1
0 | 267009-Duct Sealing (Total Leakage Reduced from 40% of AHU flow to 12%) Resid SF CZ10 Vint03 |  | System | Residential | 26-SFM-ResidentialSingleFamily-SP_COOL | 0 |  |  |  |  | 106.2381 | 230 | 0 | 0 | 0 | -123.7619 | 234.764 |  | kWh | 0.17708 | 21.4199 | Residential |  | Winter Only | [5 empty] | 18 | 0.78 |  |  |  | 0.5 | 2 | 0 | 0 | 0 | 0 | 0 | 0 | 0 | 0 | 0 | 0 | 2009 Qtr 1: 0; 2009 Qtr 2: 0; 2009 Qtr 3: 0; 2009 Qtr 4: 2; 2010 Qtr 1: 0; 2010 Qtr 2: 0; 2010 Qtr 3: 0; 2010 Qtr 4: 0; 2011 Qtr 1: 0; 2011 Qtr 2: 0; 2011 Qtr 3: 0; 2011 Qtr 4: 0 | 2
0 | 267009-Duct Sealing (Total Leakage Reduced from 40% of AHU flow to 12%) Resid SF CZ10 Vint03 |  | System | Residential | 26-SFM-ResidentialSingleFamily-SP_COOL | 0 |  |  |  |  | 106.2381 | 300 | 0 | 0 | 0 | -193.7619 | 234.764 |  | kWh | 0.17708 | 21.4199 | Residential |  | Winter Only | [5 empty] | 18 | 0.78 |  |  |  | 0.5 | 1 | 0 | 0 | 0 | 0 | 0 | 0 | 0 | 0 | 0 | 0 | 2009 Qtr 1: 0; 2009 Qtr 2: 0; 2009 Qtr 3: 0; 2009 Qtr 4: 1; 2010 Qtr 1: 0; 2010 Qtr 2: 0; 2010 Qtr 3: 0; 2010 Qtr 4: 0; 2011 Qtr 1: 0; 2011 Qtr 2: 0; 2011 Qtr 3: 0; 2011 Qtr 4: 0 | 1
0 | 267009-Duct Sealing (Total Leakage Reduced from 40% of AHU flow to 12%) Resid SF CZ10 Vint03 |  | System | Residential | 26-SFM-ResidentialSingleFamily-SP_COOL | 0 |  |  |  |  | 106.2381 | 360 | 0 | 0 | 0 | -253.7619 | 234.764 |  | kWh | 0.17708 | 21.4199 | Residential |  | Winter Only | [5 empty] | 18 | 0.78 |  |  |  | 0.5 | 1 | 0 | 0 | 0 | 0 | 0 | 0 | 0 | 0 | 0 | 0 | 2009 Qtr 1: 0; 2009 Qtr 2: 0; 2009 Qtr 3: 0; 2009 Qtr 4: 1; 2010 Qtr 1: 0; 2010 Qtr 2: 0; 2010 Qtr 3: 0; 2010 Qtr 4: 0; 2011 Qtr 1: 0; 2011 Qtr 2: 0; 2011 Qtr 3: 0; 2011 Qtr 4: 0 | 1
0 | 267009-Duct Sealing (Total Leakage Reduced from 40% of AHU flow to 12%) Resid SF CZ10 Vint03 |  | System | Residential | 26-SFM-ResidentialSingleFamily-SP_COOL | 0 |  |  |  |  | 106.2381 | 300 | 0 | 0 | 0 | -193.7619 | 234.764 |  | kWh | 0.17708 | 21.4199 | Residential |  | Winter Only | [5 empty] | 18 | 0.78 |  |  |  | 0.5 | 1 | 0 | 0 | 0 | 0 | 0 | 0 | 0 | 0 | 0 | 0 | 2009 Qtr 1: 0; 2009 Qtr 2: 0; 2009 Qtr 3: 0; 2009 Qtr 4: 1; 2010 Qtr 1: 0; 2010 Qtr 2: 0; 2010 Qtr 3: 0; 2010 Qtr 4: 0; 2011 Qtr 1: 0; 2011 Qtr 2: 0; 2011 Qtr 3: 0; 2011 Qtr 4: 0 | 1
0 | 267029-Commercial HVAC Diagnostic/Tune-up Com All CZ07 VintAll |  | System | Commercial | 01-ALC-AllCommercial-Cooling | 0 |  |  |  |  | 72.1918 | 82.5373 | 0 | 0 | 0 | -10.3455 | 60.0094 |  | kWh | 0.046765 | 0 | Commercial | [7 empty] | 10 | 0.85 |  |  |  | 1 | 2.68 | 0 | 0 | 0 | 0 | 0 | 0 | 0 | 0 | 0 | 0 | 2009 Qtr 1: 0; 2009 Qtr 2: 0; 2009 Qtr 3: 0; 2009 Qtr 4: 2.68; 2010 Qtr 1: 0; 2010 Qtr 2: 0; 2010 Qtr 3: 0; 2010 Qtr 4: 0; 2011 Qtr 1: 0; 2011 Qtr 2: 0; 2011 Qtr 3: 0; 2011 Qtr 4: 0 | 2.68
0 | 267044-Commercial Condensor Coil Cleaning (all units - savings at 50% of DEER) Com All CZ07 VintAll |  | System | Commercial | 01-ALC-AllCommercial-Cooling | 0 |  |  |  |  | 9.9998 | 10 | 0 | 0 | 0 | -0.0002249 | 60 |  | kWh | 0.047 | 0 | Commercial | [7 empty] | 3 | 0.78 |  |  |  | 1 | 4 | 0 | 0 | 0 | 0 | 0 | 0 | 0 | 0 | 0 | 0 | 2009 Qtr 1: 0; 2009 Qtr 2: 0; 2009 Qtr 3: 0; 2009 Qtr 4: 4; 2010 Qtr 1: 0; 2010 Qtr 2: 0; 2010 Qtr 3: 0; 2010 Qtr 4: 0; 2011 Qtr 1: 0; 2011 Qtr 2: 0; 2011 Qtr 3: 0; 2011 Qtr 4: 0 | 4
0 | 267029-Commercial HVAC Diagnostic/Tune-up Com All CZ07 VintAll |  | System | Commercial | 01-ALC-AllCommercial-Cooling | 0 |  |  |  |  | 72.1918 | 82.5373 | 0 | 0 | 0 | -10.3455 | 60.0094 |  | kWh | 0.046765 | 0 | Commercial | [7 empty] | 10 | 0.85 |  |  |  | 1 | 3.35 | 0 | 0 | 0 | 0 | 0 | 0 | 0 | 0 | 0 | 0 | 2009 Qtr 1: 0; 2009 Qtr 2: 0; 2009 Qtr 3: 0; 2009 Qtr 4: 3.35; 2010 Qtr 1: 0; 2010 Qtr 2: 0; 2010 Qtr 3: 0; 2010 Qtr 4: 0; 2011 Qtr 1: 0; 2011 Qtr 2: 0; 2011 Qtr 3: 0; 2011 Qtr 4: 0 | 3.35
0 | 267044-Commercial Condensor Coil Cleaning (all units - savings at 50% of DEER) Com All CZ07 VintAll |  | System | Commercial | 01-ALC-AllCommercial-Cooling | 0 |  |  |  |  | 9.9998 | 10 | 0 | 0 | 0 | -0.0002249 | 60 |  | kWh | 0.047 | 0 | Commercial | [7 empty] | 3 | 0.78 |  |  |  | 1 | 5 | 0 | 0 | 0 | 0 | 0 | 0 | 0 | 0 | 0 | 0 | 2009 Qtr 1: 0; 2009 Qtr 2: 0; 2009 Qtr 3: 0; 2009 Qtr 4: 5; 2010 Qtr 1: 0; 2010 Qtr 2: 0; 2010 Qtr 3: 0; 2010 Qtr 4: 0; 2011 Qtr 1: 0; 2011 Qtr 2: 0; 2011 Qtr 3: 0; 2011 Qtr 4: 0 | 5
0 | 267029-Commercial HVAC Diagnostic/Tune-up Com All CZ07 VintAll |  | System | Commercial | 01-ALC-AllCommercial-Cooling | 0 |  |  |  |  | 72.1918 | 82.5373 | 0 | 0 | 0 | -10.3455 | 60.0094 |  | kWh | 0.046765 | 0 | Commercial | [7 empty] | 10 | 0.85 |  |  |  | 1 | 2.01 | 0 | 0 | 0 | 0 | 0 | 0 | 0 | 0 | 0 | 0 | 2009 Qtr 1: 0; 2009 Qtr 2: 0; 2009 Qtr 3: 0; 2009 Qtr 4: 2.01; 2010 Qtr 1: 0; 2010 Qtr 2: 0; 2010 Qtr 3: 0; 2010 Qtr 4: 0; 2011 Qtr 1: 0; 2011 Qtr 2: 0; 2011 Qtr 3: 0; 2011 Qtr 4: 0 | 2.01
0 | 267044-Commercial Condensor Coil Cleaning (all units - savings at 50% of DEER) Com All CZ07 VintAll |  | System | Commercial | 01-ALC-AllCommercial-Cooling | 0 |  |  |  |  | 9.9998 | 10 | 0 | 0 | 0 | -0.0002249 | 60 |  | kWh | 0.047 | 0 | Commercial | [7 empty] | 3 | 0.78 |  |  |  | 1 | 3 | 0 | 0 | 0 | 0 | 0 | 0 | 0 | 0 | 0 | 0 | 2009 Qtr 1: 0; 2009 Qtr 2: 0; 2009 Qtr 3: 0; 2009 Qtr 4: 3; 2010 Qtr 1: 0; 2010 Qtr 2: 0; 2010 Qtr 3: 0; 2010 Qtr 4: 0; 2011 Qtr 1: 0; 2011 Qtr 2: 0; 2011 Qtr 3: 0; 2011 Qtr 4: 0 | 3
0 | 267029-Commercial HVAC Diagnostic/Tune-up Com All CZ07 VintAll |  | System | Commercial | 01-ALC-AllCommercial-Cooling | 0 |  |  |  |  | 72.1918 | 82.5373 | 0 | 0 | 0 | -10.3455 | 60.0094 |  | kWh | 0.046765 | 0 | Commercial | [7 empty] | 10 | 0.85 |  |  |  | 1 | 2.68 | 0 | 0 | 0 | 0 | 0 | 0 | 0 | 0 | 0 | 0 | 2009 Qtr 1: 0; 2009 Qtr 2: 0; 2009 Qtr 3: 0; 2009 Qtr 4: 2.68; 2010 Qtr 1: 0; 2010 Qtr 2: 0; 2010 Qtr 3: 0; 2010 Qtr 4: 0; 2011 Qtr 1: 0; 2011 Qtr 2: 0; 2011 Qtr 3: 0; 2011 Qtr 4: 0 | 2.68
0 | 267044-Commercial Condensor Coil Cleaning (all units - savings at 50% of DEER) Com All CZ07 VintAll |  | System | Commercial | 01-ALC-AllCommercial-Cooling | 0 |  |  |  |  | 9.9998 | 10 | 0 | 0 | 0 | -0.0002249 | 60 |  | kWh | 0.047 | 0 | Commercial | [7 empty] | 3 | 0.78 |  |  |  | 1 | 4 | 0 | 0 | 0 | 0 | 0 | 0 | 0 | 0 | 0 | 0 | 2009 Qtr 1: 0; 2009 Qtr 2: 0; 2009 Qtr 3: 0; 2009 Qtr 4: 4; 2010 Qtr 1: 0; 2010 Qtr 2: 0; 2010 Qtr 3: 0; 2010 Qtr 4: 0; 2011 Qtr 1: 0; 2011 Qtr 2: 0; 2011 Qtr 3: 0; 2011 Qtr 4: 0 | 4
0 | 267029-Commercial HVAC Diagnostic/Tune-up Com All CZ07 VintAll |  | System | Commercial | 01-ALC-AllCommercial-Cooling | 0 |  |  |  |  | 72.1918 | 82.5373 | 0 | 0 | 0 | -10.3455 | 60.0094 |  | kWh | 0.046765 | 0 | Commercial | [7 empty] | 10 | 0.85 |  |  |  | 1 | 3.35 | 0 | 0 | 0 | 0 | 0 | 0 | 0 | 0 | 0 | 0 | 2009 Qtr 1: 0; 2009 Qtr 2: 0; 2009 Qtr 3: 0; 2009 Qtr 4: 3.35; 2010 Qtr 1: 0; 2010 Qtr 2: 0; 2010 Qtr 3: 0; 2010 Qtr 4: 0; 2011 Qtr 1: 0; 2011 Qtr 2: 0; 2011 Qtr 3: 0; 2011 Qtr 4: 0 | 3.35
0 | 267044-Commercial Condensor Coil Cleaning (all units - savings at 50% of DEER) Com All CZ07 VintAll |  | System | Commercial | 01-ALC-AllCommercial-Cooling | 0 |  |  |  |  | 9.9998 | 10 | 0 | 0 | 0 | -0.0002249 | 60 |  | kWh | 0.047 | 0 | Commercial | [7 empty] | 3 | 0.78 |  |  |  | 1 | 5 | 0 | 0 | 0 | 0 | 0 | 0 | 0 | 0 | 0 | 0 | 2009 Qtr 1: 0; 2009 Qtr 2: 0; 2009 Qtr 3: 0; 2009 Qtr 4: 5; 2010 Qtr 1: 0; 2010 Qtr 2: 0; 2010 Qtr 3: 0; 2010 Qtr 4: 0; 2011 Qtr 1: 0; 2011 Qtr 2: 0; 2011 Qtr 3: 0; 2011 Qtr 4: 0 | 5
0 | 267029-Commercial HVAC Diagnostic/Tune-up Com All CZ07 VintAll |  | System | Commercial | 01-ALC-AllCommercial-Cooling | 0 |  |  |  |  | 72.1918 | 82.5373 | 0 | 0 | 0 | -10.3455 | 60.0094 |  | kWh | 0.046765 | 0 | Commercial | [7 empty] | 10 | 0.85 |  |  |  | 1 | 2.68 | 0 | 0 | 0 | 0 | 0 | 0 | 0 | 0 | 0 | 0 | 2009 Qtr 1: 0; 2009 Qtr 2: 0; 2009 Qtr 3: 0; 2009 Qtr 4: 2.68; 2010 Qtr 1: 0; 2010 Qtr 2: 0; 2010 Qtr 3: 0; 2010 Qtr 4: 0; 2011 Qtr 1: 0; 2011 Qtr 2: 0; 2011 Qtr 3: 0; 2011 Qtr 4: 0 | 2.68
0 | 267044-Commercial Condensor Coil Cleaning (all units - savings at 50% of DEER) Com All CZ07 VintAll |  | System | Commercial | 01-ALC-AllCommercial-Cooling | 0 |  |  |  |  | 9.9998 | 10 | 0 | 0 | 0 | -0.0002249 | 60 |  | kWh | 0.047 | 0 | Commercial | [7 empty] | 3 | 0.78 |  |  |  | 1 | 4 | 0 | 0 | 0 | 0 | 0 | 0 | 0 | 0 | 0 | 0 | 2009 Qtr 1: 0; 2009 Qtr 2: 0; 2009 Qtr 3: 0; 2009 Qtr 4: 4; 2010 Qtr 1: 0; 2010 Qtr 2: 0; 2010 Qtr 3: 0; 2010 Qtr 4: 0; 2011 Qtr 1: 0; 2011 Qtr 2: 0; 2011 Qtr 3: 0; 2011 Qtr 4: 0 | 4
0 | 267029-Commercial HVAC Diagnostic/Tune-up Com All CZ07 VintAll |  | System | Commercial | 01-ALC-AllCommercial-Cooling | 0 |  |  |  |  | 72.1918 | 82.5373 | 0 | 0 | 0 | -10.3455 | 60.0094 |  | kWh | 0.046765 | 0 | Commercial | [7 empty] | 10 | 0.85 |  |  |  | 1 | 2.68 | 0 | 0 | 0 | 0 | 0 | 0 | 0 | 0 | 0 | 0 | 2009 Qtr 1: 0; 2009 Qtr 2: 0; 2009 Qtr 3: 0; 2009 Qtr 4: 2.68; 2010 Qtr 1: 0; 2010 Qtr 2: 0; 2010 Qtr 3: 0; 2010 Qtr 4: 0; 2011 Qtr 1: 0; 2011 Qtr 2: 0; 2011 Qtr 3: 0; 2011 Qtr 4: 0 | 2.68
0 | 267044-Commercial Condensor Coil Cleaning (all units - savings at 50% of DEER) Com All CZ07 VintAll |  | System | Commercial | 01-ALC-AllCommercial-Cooling | 0 |  |  |  |  | 9.9998 | 10 | 0 | 0 | 0 | -0.0002249 | 60 |  | kWh | 0.047 | 0 | Commercial | [7 empty] | 3 | 0.78 |  |  |  | 1 | 4 | 0 | 0 | 0 | 0 | 0 | 0 | 0 | 0 | 0 | 0 | 2009 Qtr 1: 0; 2009 Qtr 2: 0; 2009 Qtr 3: 0; 2009 Qtr 4: 4; 2010 Qtr 1: 0; 2010 Qtr 2: 0; 2010 Qtr 3: 0; 2010 Qtr 4: 0; 2011 Qtr 1: 0; 2011 Qtr 2: 0; 2011 Qtr 3: 0; 2011 Qtr 4: 0 | 4
0 | 267029-Commercial HVAC Diagnostic/Tune-up Com All CZ07 VintAll |  | System | Commercial | 01-ALC-AllCommercial-Cooling | 0 |  |  |  |  | 72.1918 | 82.5373 | 0 | 0 | 0 | -10.3455 | 60.0094 |  | kWh | 0.046765 | 0 | Commercial | [7 empty] | 10 | 0.85 |  |  |  | 1 | 2.68 | 0 | 0 | 0 | 0 | 0 | 0 | 0 | 0 | 0 | 0 | 2009 Qtr 1: 0; 2009 Qtr 2: 0; 2009 Qtr 3: 0; 2009 Qtr 4: 2.68; 2010 Qtr 1: 0; 2010 Qtr 2: 0; 2010 Qtr 3: 0; 2010 Qtr 4: 0; 2011 Qtr 1: 0; 2011 Qtr 2: 0; 2011 Qtr 3: 0; 2011 Qtr 4: 0 | 2.68
0 | 267044-Commercial Condensor Coil Cleaning (all units - savings at 50% of DEER) Com All CZ07 VintAll |  | System | Commercial | 01-ALC-AllCommercial-Cooling | 0 |  |  |  |  | 9.9998 | 10 | 0 | 0 | 0 | -0.0002249 | 60 |  | kWh | 0.047 | 0 | Commercial | [7 empty] | 3 | 0.78 |  |  |  | 1 | 4 | 0 | 0 | 0 | 0 | 0 | 0 | 0 | 0 | 0 | 0 | 2009 Qtr 1: 0; 2009 Qtr 2: 0; 2009 Qtr 3: 0; 2009 Qtr 4: 4; 2010 Qtr 1: 0; 2010 Qtr 2: 0; 2010 Qtr 3: 0; 2010 Qtr 4: 0; 2011 Qtr 1: 0; 2011 Qtr 2: 0; 2011 Qtr 3: 0; 2011 Qtr 4: 0 | 4
0 | 267029-Commercial HVAC Diagnostic/Tune-up Com All CZ07 VintAll |  | System | Commercial | 01-ALC-AllCommercial-Cooling | 0 |  |  |  |  | 72.1918 | 82.5373 | 0 | 0 | 0 | -10.3455 | 60.0094 |  | kWh | 0.046765 | 0 | Commercial | [7 empty] | 10 | 0.85 |  |  |  | 1 | 2.68 | 0 | 0 | 0 | 0 | 0 | 0 | 0 | 0 | 0 | 0 | 2009 Qtr 1: 0; 2009 Qtr 2: 0; 2009 Qtr 3: 0; 2009 Qtr 4: 2.68; 2010 Qtr 1: 0; 2010 Qtr 2: 0; 2010 Qtr 3: 0; 2010 Qtr 4: 0; 2011 Qtr 1: 0; 2011 Qtr 2: 0; 2011 Qtr 3: 0; 2011 Qtr 4: 0 | 2.68
0 | 267044-Commercial Condensor Coil Cleaning (all units - savings at 50% of DEER) Com All CZ07 VintAll |  | System | Commercial | 01-ALC-AllCommercial-Cooling | 0 |  |  |  |  | 9.9998 | 10 | 0 | 0 | 0 | -0.0002249 | 60 |  | kWh | 0.047 | 0 | Commercial | [7 empty] | 3 | 0.78 |  |  |  | 1 | 4 | 0 | 0 | 0 | 0 | 0 | 0 | 0 | 0 | 0 | 0 | 2009 Qtr 1: 0; 2009 Qtr 2: 0; 2009 Qtr 3: 0; 2009 Qtr 4: 4; 2010 Qtr 1: 0; 2010 Qtr 2: 0; 2010 Qtr 3: 0; 2010 Qtr 4: 0; 2011 Qtr 1: 0; 2011 Qtr 2: 0; 2011 Qtr 3: 0; 2011 Qtr 4: 0 | 4
0 | 267029-Commercial HVAC Diagnostic/Tune-up Com All CZ07 VintAll |  | System | Commercial | 01-ALC-AllCommercial-Cooling | 0 |  |  |  |  | 72.1918 | 82.5373 | 0 | 0 | 0 | -10.3455 | 60.0094 |  | kWh | 0.046765 | 0 | Commercial | [7 empty] | 10 | 0.85 |  |  |  | 1 | 2.68 | 0 | 0 | 0 | 0 | 0 | 0 | 0 | 0 | 0 | 0 | 2009 Qtr 1: 0; 2009 Qtr 2: 0; 2009 Qtr 3: 0; 2009 Qtr 4: 2.68; 2010 Qtr 1: 0; 2010 Qtr 2: 0; 2010 Qtr 3: 0; 2010 Qtr 4: 0; 2011 Qtr 1: 0; 2011 Qtr 2: 0; 2011 Qtr 3: 0; 2011 Qtr 4: 0 | 2.68
0 | 267044-Commercial Condensor Coil Cleaning (all units - savings at 50% of DEER) Com All CZ07 VintAll |  | System | Commercial | 01-ALC-AllCommercial-Cooling | 0 |  |  |  |  | 9.9998 | 10 | 0 | 0 | 0 | -0.0002249 | 60 |  | kWh | 0.047 | 0 | Commercial | [7 empty] | 3 | 0.78 |  |  |  | 1 | 4 | 0 | 0 | 0 | 0 | 0 | 0 | 0 | 0 | 0 | 0 | 2009 Qtr 1: 0; 2009 Qtr 2: 0; 2009 Qtr 3: 0; 2009 Qtr 4: 4; 2010 Qtr 1: 0; 2010 Qtr 2: 0; 2010 Qtr 3: 0; 2010 Qtr 4: 0; 2011 Qtr 1: 0; 2011 Qtr 2: 0; 2011 Qtr 3: 0; 2011 Qtr 4: 0 | 4
0 | 267029-Commercial HVAC Diagnostic/Tune-up Com All CZ07 VintAll |  | System | Commercial | 01-ALC-AllCommercial-Cooling | 0 |  |  |  |  | 72.1918 | 82.5373 | 0 | 0 | 0 | -10.3455 | 60.0094 |  | kWh | 0.046765 | 0 | Commercial | [7 empty] | 10 | 0.85 |  |  |  | 1 | 2.68 | 0 | 0 | 0 | 0 | 0 | 0 | 0 | 0 | 0 | 0 | 2009 Qtr 1: 0; 2009 Qtr 2: 0; 2009 Qtr 3: 0; 2009 Qtr 4: 2.68; 2010 Qtr 1: 0; 2010 Qtr 2: 0; 2010 Qtr 3: 0; 2010 Qtr 4: 0; 2011 Qtr 1: 0; 2011 Qtr 2: 0; 2011 Qtr 3: 0; 2011 Qtr 4: 0 | 2.68
0 | 267044-Commercial Condensor Coil Cleaning (all units - savings at 50% of DEER) Com All CZ07 VintAll |  | System | Commercial | 01-ALC-AllCommercial-Cooling | 0 |  |  |  |  | 9.9998 | 10 | 0 | 0 | 0 | -0.0002249 | 60 |  | kWh | 0.047 | 0 | Commercial | [7 empty] | 3 | 0.78 |  |  |  | 1 | 4 | 0 | 0 | 0 | 0 | 0 | 0 | 0 | 0 | 0 | 0 | 2009 Qtr 1: 0; 2009 Qtr 2: 0; 2009 Qtr 3: 0; 2009 Qtr 4: 4; 2010 Qtr 1: 0; 2010 Qtr 2: 0; 2010 Qtr 3: 0; 2010 Qtr 4: 0; 2011 Qtr 1: 0; 2011 Qtr 2: 0; 2011 Qtr 3: 0; 2011 Qtr 4: 0 | 4
0 | 267029-Commercial HVAC Diagnostic/Tune-up Com All CZ07 VintAll |  | System | Commercial | 01-ALC-AllCommercial-Cooling | 0 |  |  |  |  | 72.1918 | 82.5373 | 0 | 0 | 0 | -10.3455 | 60.0094 |  | kWh | 0.046765 | 0 | Commercial | [7 empty] | 10 | 0.85 |  |  |  | 1 | 2.68 | 0 | 0 | 0 | 0 | 0 | 0 | 0 | 0 | 0 | 0 | 2009 Qtr 1: 0; 2009 Qtr 2: 0; 2009 Qtr 3: 0; 2009 Qtr 4: 2.68; 2010 Qtr 1: 0; 2010 Qtr 2: 0; 2010 Qtr 3: 0; 2010 Qtr 4: 0; 2011 Qtr 1: 0; 2011 Qtr 2: 0; 2011 Qtr 3: 0; 2011 Qtr 4: 0 | 2.68
0 | 267044-Commercial Condensor Coil Cleaning (all units - savings at 50% of DEER) Com All CZ07 VintAll |  | System | Commercial | 01-ALC-AllCommercial-Cooling | 0 |  |  |  |  | 9.9998 | 10 | 0 | 0 | 0 | -0.0002249 | 60 |  | kWh | 0.047 | 0 | Commercial | [7 empty] | 3 | 0.78 |  |  |  | 1 | 4 | 0 | 0 | 0 | 0 | 0 | 0 | 0 | 0 | 0 | 0 | 2009 Qtr 1: 0; 2009 Qtr 2: 0; 2009 Qtr 3: 0; 2009 Qtr 4: 4; 2010 Qtr 1: 0; 2010 Qtr 2: 0; 2010 Qtr 3: 0; 2010 Qtr 4: 0; 2011 Qtr 1: 0; 2011 Qtr 2: 0; 2011 Qtr 3: 0; 2011 Qtr 4: 0 | 4
0 | 267029-Commercial HVAC Diagnostic/Tune-up Com All CZ07 VintAll |  | System | Commercial | 01-ALC-AllCommercial-Cooling | 0 |  |  |  |  | 72.1918 | 82.5373 | 0 | 0 | 0 | -10.3455 | 60.0094 |  | kWh | 0.046765 | 0 | Commercial | [7 empty] | 10 | 0.85 |  |  |  | 1 | 2.68 | 0 | 0 | 0 | 0 | 0 | 0 | 0 | 0 | 0 | 0 | 2009 Qtr 1: 0; 2009 Qtr 2: 0; 2009 Qtr 3: 0; 2009 Qtr 4: 2.68; 2010 Qtr 1: 0; 2010 Qtr 2: 0; 2010 Qtr 3: 0; 2010 Qtr 4: 0; 2011 Qtr 1: 0; 2011 Qtr 2: 0; 2011 Qtr 3: 0; 2011 Qtr 4: 0 | 2.68
0 | 267044-Commercial Condensor Coil Cleaning (all units - savings at 50% of DEER) Com All CZ07 VintAll |  | System | Commercial | 01-ALC-AllCommercial-Cooling | 0 |  |  |  |  | 9.9998 | 10 | 0 | 0 | 0 | -0.0002249 | 60 |  | kWh | 0.047 | 0 | Commercial | [7 empty] | 3 | 0.78 |  |  |  | 1 | 4 | 0 | 0 | 0 | 0 | 0 | 0 | 0 | 0 | 0 | 0 | 2009 Qtr 1: 0; 2009 Qtr 2: 0; 2009 Qtr 3: 0; 2009 Qtr 4: 4; 2010 Qtr 1: 0; 2010 Qtr 2: 0; 2010 Qtr 3: 0; 2010 Qtr 4: 0; 2011 Qtr 1: 0; 2011 Qtr 2: 0; 2011 Qtr 3: 0; 2011 Qtr 4: 0 | 4
0 | 267029-Commercial HVAC Diagnostic/Tune-up Com All CZ07 VintAll |  | System | Commercial | 01-ALC-AllCommercial-Cooling | 0 |  |  |  |  | 72.1918 | 82.5373 | 0 | 0 | 0 | -10.3455 | 60.0094 |  | kWh | 0.046765 | 0 | Commercial | [7 empty] | 10 | 0.85 |  |  |  | 1 | 2.68 | 0 | 0 | 0 | 0 | 0 | 0 | 0 | 0 | 0 | 0 | 2009 Qtr 1: 0; 2009 Qtr 2: 0; 2009 Qtr 3: 0; 2009 Qtr 4: 2.68; 2010 Qtr 1: 0; 2010 Qtr 2: 0; 2010 Qtr 3: 0; 2010 Qtr 4: 0; 2011 Qtr 1: 0; 2011 Qtr 2: 0; 2011 Qtr 3: 0; 2011 Qtr 4: 0 | 2.68
0 | 267044-Commercial Condensor Coil Cleaning (all units - savings at 50% of DEER) Com All CZ07 VintAll |  | System | Commercial | 01-ALC-AllCommercial-Cooling | 0 |  |  |  |  | 9.9998 | 10 | 0 | 0 | 0 | -0.0002249 | 60 |  | kWh | 0.047 | 0 | Commercial | [7 empty] | 3 | 0.78 |  |  |  | 1 | 4 | 0 | 0 | 0 | 0 | 0 | 0 | 0 | 0 | 0 | 0 | 2009 Qtr 1: 0; 2009 Qtr 2: 0; 2009 Qtr 3: 0; 2009 Qtr 4: 4; 2010 Qtr 1: 0; 2010 Qtr 2: 0; 2010 Qtr 3: 0; 2010 Qtr 4: 0; 2011 Qtr 1: 0; 2011 Qtr 2: 0; 2011 Qtr 3: 0; 2011 Qtr 4: 0 | 4
0 | 267029-Commercial HVAC Diagnostic/Tune-up Com All CZ07 VintAll |  | System | Commercial | 01-ALC-AllCommercial-Cooling | 0 |  |  |  |  | 72.1918 | 82.5373 | 0 | 0 | 0 | -10.3455 | 60.0094 |  | kWh | 0.046765 | 0 | Commercial | [7 empty] | 10 | 0.85 |  |  |  | 1 | 2.68 | 0 | 0 | 0 | 0 | 0 | 0 | 0 | 0 | 0 | 0 | 2009 Qtr 1: 0; 2009 Qtr 2: 0; 2009 Qtr 3: 0; 2009 Qtr 4: 2.68; 2010 Qtr 1: 0; 2010 Qtr 2: 0; 2010 Qtr 3: 0; 2010 Qtr 4: 0; 2011 Qtr 1: 0; 2011 Qtr 2: 0; 2011 Qtr 3: 0; 2011 Qtr 4: 0 | 2.68
0 | 267044-Commercial Condensor Coil Cleaning (all units - savings at 50% of DEER) Com All CZ07 VintAll |  | System | Commercial | 01-ALC-AllCommercial-Cooling | 0 |  |  |  |  | 9.9998 | 10 | 0 | 0 | 0 | -0.0002249 | 60 |  | kWh | 0.047 | 0 | Commercial | [7 empty] | 3 | 0.78 |  |  |  | 1 | 4 | 0 | 0 | 0 | 0 | 0 | 0 | 0 | 0 | 0 | 0 | 2009 Qtr 1: 0; 2009 Qtr 2: 0; 2009 Qtr 3: 0; 2009 Qtr 4: 4; 2010 Qtr 1: 0; 2010 Qtr 2: 0; 2010 Qtr 3: 0; 2010 Qtr 4: 0; 2011 Qtr 1: 0; 2011 Qtr 2: 0; 2011 Qtr 3: 0; 2011 Qtr 4: 0 | 4
0 | 267029-Commercial HVAC Diagnostic/Tune-up Com All CZ07 VintAll |  | System | Commercial | 01-ALC-AllCommercial-Cooling | 0 |  |  |  |  | 72.1918 | 82.5373 | 0 | 0 | 0 | -10.3455 | 60.0094 |  | kWh | 0.046765 | 0 | Commercial | [7 empty] | 10 | 0.85 |  |  |  | 1 | 2.68 | 0 | 0 | 0 | 0 | 0 | 0 | 0 | 0 | 0 | 0 | 2009 Qtr 1: 0; 2009 Qtr 2: 0; 2009 Qtr 3: 0; 2009 Qtr 4: 2.68; 2010 Qtr 1: 0; 2010 Qtr 2: 0; 2010 Qtr 3: 0; 2010 Qtr 4: 0; 2011 Qtr 1: 0; 2011 Qtr 2: 0; 2011 Qtr 3: 0; 2011 Qtr 4: 0 | 2.68
0 | 267044-Commercial Condensor Coil Cleaning (all units - savings at 50% of DEER) Com All CZ07 VintAll |  | System | Commercial | 01-ALC-AllCommercial-Cooling | 0 |  |  |  |  | 9.9998 | 10 | 0 | 0 | 0 | -0.0002249 | 60 |  | kWh | 0.047 | 0 | Commercial | [7 empty] | 3 | 0.78 |  |  |  | 1 | 4 | 0 | 0 | 0 | 0 | 0 | 0 | 0 | 0 | 0 | 0 | 2009 Qtr 1: 0; 2009 Qtr 2: 0; 2009 Qtr 3: 0; 2009 Qtr 4: 4; 2010 Qtr 1: 0; 2010 Qtr 2: 0; 2010 Qtr 3: 0; 2010 Qtr 4: 0; 2011 Qtr 1: 0; 2011 Qtr 2: 0; 2011 Qtr 3: 0; 2011 Qtr 4: 0 | 4
0 | 267029-Commercial HVAC Diagnostic/Tune-up Com All CZ07 VintAll |  | System | Commercial | 01-ALC-AllCommercial-Cooling | 0 |  |  |  |  | 72.1918 | 82.5373 | 0 | 0 | 0 | -10.3455 | 60.0094 |  | kWh | 0.046765 | 0 | Commercial | [7 empty] | 10 | 0.85 |  |  |  | 1 | 2.68 | 0 | 0 | 0 | 0 | 0 | 0 | 0 | 0 | 0 | 0 | 2009 Qtr 1: 0; 2009 Qtr 2: 0; 2009 Qtr 3: 0; 2009 Qtr 4: 2.68; 2010 Qtr 1: 0; 2010 Qtr 2: 0; 2010 Qtr 3: 0; 2010 Qtr 4: 0; 2011 Qtr 1: 0; 2011 Qtr 2: 0; 2011 Qtr 3: 0; 2011 Qtr 4: 0 | 2.68
0 | 267044-Commercial Condensor Coil Cleaning (all units - savings at 50% of DEER) Com All CZ07 VintAll |  | System | Commercial | 01-ALC-AllCommercial-Cooling | 0 |  |  |  |  | 9.9998 | 10 | 0 | 0 | 0 | -0.0002249 | 60 |  | kWh | 0.047 | 0 | Commercial | [7 empty] | 3 | 0.78 |  |  |  | 1 | 4 | 0 | 0 | 0 | 0 | 0 | 0 | 0 | 0 | 0 | 0 | 2009 Qtr 1: 0; 2009 Qtr 2: 0; 2009 Qtr 3: 0; 2009 Qtr 4: 4; 2010 Qtr 1: 0; 2010 Qtr 2: 0; 2010 Qtr 3: 0; 2010 Qtr 4: 0; 2011 Qtr 1: 0; 2011 Qtr 2: 0; 2011 Qtr 3: 0; 2011 Qtr 4: 0 | 4
0 | 267029-Commercial HVAC Diagnostic/Tune-up Com All CZ07 VintAll |  | System | Commercial | 01-ALC-AllCommercial-Cooling | 0 |  |  |  |  | 72.1918 | 82.5373 | 0 | 0 | 0 | -10.3455 | 60.0094 |  | kWh | 0.046765 | 0 | Commercial | [7 empty] | 10 | 0.85 |  |  |  | 1 | 2.68 | 0 | 0 | 0 | 0 | 0 | 0 | 0 | 0 | 0 | 0 | 2009 Qtr 1: 0; 2009 Qtr 2: 0; 2009 Qtr 3: 0; 2009 Qtr 4: 2.68; 2010 Qtr 1: 0; 2010 Qtr 2: 0; 2010 Qtr 3: 0; 2010 Qtr 4: 0; 2011 Qtr 1: 0; 2011 Qtr 2: 0; 2011 Qtr 3: 0; 2011 Qtr 4: 0 | 2.68
0 | 267044-Commercial Condensor Coil Cleaning (all units - savings at 50% of DEER) Com All CZ07 VintAll |  | System | Commercial | 01-ALC-AllCommercial-Cooling | 0 |  |  |  |  | 9.9998 | 10 | 0 | 0 | 0 | -0.0002249 | 60 |  | kWh | 0.047 | 0 | Commercial | [7 empty] | 3 | 0.78 |  |  |  | 1 | 4 | 0 | 0 | 0 | 0 | 0 | 0 | 0 | 0 | 0 | 0 | 2009 Qtr 1: 0; 2009 Qtr 2: 0; 2009 Qtr 3: 0; 2009 Qtr 4: 4; 2010 Qtr 1: 0; 2010 Qtr 2: 0; 2010 Qtr 3: 0; 2010 Qtr 4: 0; 2011 Qtr 1: 0; 2011 Qtr 2: 0; 2011 Qtr 3: 0; 2011 Qtr 4: 0 | 4
0 | 267029-Commercial HVAC Diagnostic/Tune-up Com All CZ07 VintAll |  | System | Commercial | 01-ALC-AllCommercial-Cooling | 0 |  |  |  |  | 72.1918 | 82.5373 | 0 | 0 | 0 | -10.3455 | 60.0094 |  | kWh | 0.046765 | 0 | Commercial | [7 empty] | 10 | 0.85 |  |  |  | 1 | 2.68 | 0 | 0 | 0 | 0 | 0 | 0 | 0 | 0 | 0 | 0 | 2009 Qtr 1: 0; 2009 Qtr 2: 0; 2009 Qtr 3: 0; 2009 Qtr 4: 2.68; 2010 Qtr 1: 0; 2010 Qtr 2: 0; 2010 Qtr 3: 0; 2010 Qtr 4: 0; 2011 Qtr 1: 0; 2011 Qtr 2: 0; 2011 Qtr 3: 0; 2011 Qtr 4: 0 | 2.68
0 | 267044-Commercial Condensor Coil Cleaning (all units - savings at 50% of DEER) Com All CZ07 VintAll |  | System | Commercial | 01-ALC-AllCommercial-Cooling | 0 |  |  |  |  | 9.9998 | 10 | 0 | 0 | 0 | -0.0002249 | 60 |  | kWh | 0.047 | 0 | Commercial | [7 empty] | 3 | 0.78 |  |  |  | 1 | 4 | 0 | 0 | 0 | 0 | 0 | 0 | 0 | 0 | 0 | 0 | 2009 Qtr 1: 0; 2009 Qtr 2: 0; 2009 Qtr 3: 0; 2009 Qtr 4: 4; 2010 Qtr 1: 0; 2010 Qtr 2: 0; 2010 Qtr 3: 0; 2010 Qtr 4: 0; 2011 Qtr 1: 0; 2011 Qtr 2: 0; 2011 Qtr 3: 0; 2011 Qtr 4: 0 | 4
0 | 267029-Commercial HVAC Diagnostic/Tune-up Com All CZ07 VintAll |  | System | Commercial | 01-ALC-AllCommercial-Cooling | 0 |  |  |  |  | 72.1918 | 82.5373 | 0 | 0 | 0 | -10.3455 | 60.0094 |  | kWh | 0.046765 | 0 | Commercial | [7 empty] | 10 | 0.85 |  |  |  | 1 | 2.68 | 0 | 0 | 0 | 0 | 0 | 0 | 0 | 0 | 0 | 0 | 2009 Qtr 1: 0; 2009 Qtr 2: 0; 2009 Qtr 3: 0; 2009 Qtr 4: 2.68; 2010 Qtr 1: 0; 2010 Qtr 2: 0; 2010 Qtr 3: 0; 2010 Qtr 4: 0; 2011 Qtr 1: 0; 2011 Qtr 2: 0; 2011 Qtr 3: 0; 2011 Qtr 4: 0 | 2.68
0 | 267044-Commercial Condensor Coil Cleaning (all units - savings at 50% of DEER) Com All CZ07 VintAll |  | System | Commercial | 01-ALC-AllCommercial-Cooling | 0 |  |  |  |  | 9.9998 | 10 | 0 | 0 | 0 | -0.0002249 | 60 |  | kWh | 0.047 | 0 | Commercial | [7 empty] | 3 | 0.78 |  |  |  | 1 | 4 | 0 | 0 | 0 | 0 | 0 | 0 | 0 | 0 | 0 | 0 | 2009 Qtr 1: 0; 2009 Qtr 2: 0; 2009 Qtr 3: 0; 2009 Qtr 4: 4; 2010 Qtr 1: 0; 2010 Qtr 2: 0; 2010 Qtr 3: 0; 2010 Qtr 4: 0; 2011 Qtr 1: 0; 2011 Qtr 2: 0; 2011 Qtr 3: 0; 2011 Qtr 4: 0 | 4
0 | 267029-Commercial HVAC Diagnostic/Tune-up Com All CZ07 VintAll |  | System | Commercial | 01-ALC-AllCommercial-Cooling | 0 |  |  |  |  | 72.1918 | 82.5373 | 0 | 0 | 0 | -10.3455 | 60.0094 |  | kWh | 0.046765 | 0 | Commercial | [7 empty] | 10 | 0.85 |  |  |  | 1 | 2.68 | 0 | 0 | 0 | 0 | 0 | 0 | 0 | 0 | 0 | 0 | 2009 Qtr 1: 0; 2009 Qtr 2: 0; 2009 Qtr 3: 0; 2009 Qtr 4: 2.68; 2010 Qtr 1: 0; 2010 Qtr 2: 0; 2010 Qtr 3: 0; 2010 Qtr 4: 0; 2011 Qtr 1: 0; 2011 Qtr 2: 0; 2011 Qtr 3: 0; 2011 Qtr 4: 0 | 2.68
0 | 267044-Commercial Condensor Coil Cleaning (all units - savings at 50% of DEER) Com All CZ07 VintAll |  | System | Commercial | 01-ALC-AllCommercial-Cooling | 0 |  |  |  |  | 9.9998 | 10 | 0 | 0 | 0 | -0.0002249 | 60 |  | kWh | 0.047 | 0 | Commercial | [7 empty] | 3 | 0.78 |  |  |  | 1 | 4 | 0 | 0 | 0 | 0 | 0 | 0 | 0 | 0 | 0 | 0 | 2009 Qtr 1: 0; 2009 Qtr 2: 0; 2009 Qtr 3: 0; 2009 Qtr 4: 4; 2010 Qtr 1: 0; 2010 Qtr 2: 0; 2010 Qtr 3: 0; 2010 Qtr 4: 0; 2011 Qtr 1: 0; 2011 Qtr 2: 0; 2011 Qtr 3: 0; 2011 Qtr 4: 0 | 4
0 | 267029-Commercial HVAC Diagnostic/Tune-up Com All CZ07 VintAll |  | System | Commercial | 01-ALC-AllCommercial-Cooling | 0 |  |  |  |  | 72.1918 | 82.5373 | 0 | 0 | 0 | -10.3455 | 60.0094 |  | kWh | 0.046765 | 0 | Commercial | [7 empty] | 10 | 0.85 |  |  |  | 1 | 2.68 | 0 | 0 | 0 | 0 | 0 | 0 | 0 | 0 | 0 | 0 | 2009 Qtr 1: 0; 2009 Qtr 2: 0; 2009 Qtr 3: 0; 2009 Qtr 4: 2.68; 2010 Qtr 1: 0; 2010 Qtr 2: 0; 2010 Qtr 3: 0; 2010 Qtr 4: 0; 2011 Qtr 1: 0; 2011 Qtr 2: 0; 2011 Qtr 3: 0; 2011 Qtr 4: 0 | 2.68
0 | 267044-Commercial Condensor Coil Cleaning (all units - savings at 50% of DEER) Com All CZ07 VintAll |  | System | Commercial | 01-ALC-AllCommercial-Cooling | 0 |  |  |  |  | 9.9998 | 10 | 0 | 0 | 0 | -0.0002249 | 60 |  | kWh | 0.047 | 0 | Commercial | [7 empty] | 3 | 0.78 |  |  |  | 1 | 4 | 0 | 0 | 0 | 0 | 0 | 0 | 0 | 0 | 0 | 0 | 2009 Qtr 1: 0; 2009 Qtr 2: 0; 2009 Qtr 3: 0; 2009 Qtr 4: 4; 2010 Qtr 1: 0; 2010 Qtr 2: 0; 2010 Qtr 3: 0; 2010 Qtr 4: 0; 2011 Qtr 1: 0; 2011 Qtr 2: 0; 2011 Qtr 3: 0; 2011 Qtr 4: 0 | 4
0 | 267029-Commercial HVAC Diagnostic/Tune-up Com All CZ07 VintAll |  | System | Commercial | 01-ALC-AllCommercial-Cooling | 0 |  |  |  |  | 72.1918 | 82.5373 | 0 | 0 | 0 | -10.3455 | 60.0094 |  | kWh | 0.046765 | 0 | Commercial | [7 empty] | 10 | 0.85 |  |  |  | 1 | 2.68 | 0 | 0 | 0 | 0 | 0 | 0 | 0 | 0 | 0 | 0 | 2009 Qtr 1: 0; 2009 Qtr 2: 0; 2009 Qtr 3: 0; 2009 Qtr 4: 2.68; 2010 Qtr 1: 0; 2010 Qtr 2: 0; 2010 Qtr 3: 0; 2010 Qtr 4: 0; 2011 Qtr 1: 0; 2011 Qtr 2: 0; 2011 Qtr 3: 0; 2011 Qtr 4: 0 | 2.68
0 | 267044-Commercial Condensor Coil Cleaning (all units - savings at 50% of DEER) Com All CZ07 VintAll |  | System | Commercial | 01-ALC-AllCommercial-Cooling | 0 |  |  |  |  | 9.9998 | 10 | 0 | 0 | 0 | -0.0002249 | 60 |  | kWh | 0.047 | 0 | Commercial | [7 empty] | 3 | 0.78 |  |  |  | 1 | 4 | 0 | 0 | 0 | 0 | 0 | 0 | 0 | 0 | 0 | 0 | 2009 Qtr 1: 0; 2009 Qtr 2: 0; 2009 Qtr 3: 0; 2009 Qtr 4: 4; 2010 Qtr 1: 0; 2010 Qtr 2: 0; 2010 Qtr 3: 0; 2010 Qtr 4: 0; 2011 Qtr 1: 0; 2011 Qtr 2: 0; 2011 Qtr 3: 0; 2011 Qtr 4: 0 | 4
0 | 267029-Commercial HVAC Diagnostic/Tune-up Com All CZ07 VintAll |  | System | Commercial | 01-ALC-AllCommercial-Cooling | 0 |  |  |  |  | 72.1918 | 82.5373 | 0 | 0 | 0 | -10.3455 | 60.0094 |  | kWh | 0.046765 | 0 | Commercial | [7 empty] | 10 | 0.85 |  |  |  | 1 | 2.68 | 0 | 0 | 0 | 0 | 0 | 0 | 0 | 0 | 0 | 0 | 2009 Qtr 1: 0; 2009 Qtr 2: 0; 2009 Qtr 3: 0; 2009 Qtr 4: 2.68; 2010 Qtr 1: 0; 2010 Qtr 2: 0; 2010 Qtr 3: 0; 2010 Qtr 4: 0; 2011 Qtr 1: 0; 2011 Qtr 2: 0; 2011 Qtr 3: 0; 2011 Qtr 4: 0 | 2.68
0 | 267044-Commercial Condensor Coil Cleaning (all units - savings at 50% of DEER) Com All CZ07 VintAll |  | System | Commercial | 01-ALC-AllCommercial-Cooling | 0 |  |  |  |  | 9.9998 | 10 | 0 | 0 | 0 | -0.0002249 | 60 |  | kWh | 0.047 | 0 | Commercial | [7 empty] | 3 | 0.78 |  |  |  | 1 | 4 | 0 | 0 | 0 | 0 | 0 | 0 | 0 | 0 | 0 | 0 | 2009 Qtr 1: 0; 2009 Qtr 2: 0; 2009 Qtr 3: 0; 2009 Qtr 4: 4; 2010 Qtr 1: 0; 2010 Qtr 2: 0; 2010 Qtr 3: 0; 2010 Qtr 4: 0; 2011 Qtr 1: 0; 2011 Qtr 2: 0; 2011 Qtr 3: 0; 2011 Qtr 4: 0 | 4
0 | 267044-Commercial Condensor Coil Cleaning (all units - savings at 50% of DEER) Com All CZ07 VintAll |  | System | Commercial | 01-ALC-AllCommercial-Cooling | 0 |  |  |  |  | 9.9998 | 10 | 0 | 0 | 0 | -0.0002249 | 60 |  | kWh | 0.047 | 0 | Commercial | [7 empty] | 3 | 0.78 |  |  |  | 1 | 4 | 0 | 0 | 0 | 0 | 0 | 0 | 0 | 0 | 0 | 0 | 2009 Qtr 1: 0; 2009 Qtr 2: 0; 2009 Qtr 3: 0; 2009 Qtr 4: 4; 2010 Qtr 1: 0; 2010 Qtr 2: 0; 2010 Qtr 3: 0; 2010 Qtr 4: 0; 2011 Qtr 1: 0; 2011 Qtr 2: 0; 2011 Qtr 3: 0; 2011 Qtr 4: 0 | 4
0 | 267029-Commercial HVAC Diagnostic/Tune-up Com All CZ07 VintAll |  | System | Commercial | 01-ALC-AllCommercial-Cooling | 0 |  |  |  |  | 72.1918 | 82.5373 | 0 | 0 | 0 | -10.3455 | 60.0094 |  | kWh | 0.046765 | 0 | Commercial | [7 empty] | 10 | 0.85 |  |  |  | 1 | 2.68 | 0 | 0 | 0 | 0 | 0 | 0 | 0 | 0 | 0 | 0 | 2009 Qtr 1: 0; 2009 Qtr 2: 0; 2009 Qtr 3: 0; 2009 Qtr 4: 2.68; 2010 Qtr 1: 0; 2010 Qtr 2: 0; 2010 Qtr 3: 0; 2010 Qtr 4: 0; 2011 Qtr 1: 0; 2011 Qtr 2: 0; 2011 Qtr 3: 0; 2011 Qtr 4: 0 | 2.68
0 | 267044-Commercial Condensor Coil Cleaning (all units - savings at 50% of DEER) Com All CZ07 VintAll |  | System | Commercial | 01-ALC-AllCommercial-Cooling | 0 |  |  |  |  | 9.9998 | 10 | 0 | 0 | 0 | -0.0002249 | 60 |  | kWh | 0.047 | 0 | Commercial | [7 empty] | 3 | 0.78 |  |  |  | 1 | 4 | 0 | 0 | 0 | 0 | 0 | 0 | 0 | 0 | 0 | 0 | 2009 Qtr 1: 0; 2009 Qtr 2: 0; 2009 Qtr 3: 0; 2009 Qtr 4: 4; 2010 Qtr 1: 0; 2010 Qtr 2: 0; 2010 Qtr 3: 0; 2010 Qtr 4: 0; 2011 Qtr 1: 0; 2011 Qtr 2: 0; 2011 Qtr 3: 0; 2011 Qtr 4: 0 | 4
0 | 267029-Commercial HVAC Diagnostic/Tune-up Com All CZ07 VintAll |  | System | Commercial | 01-ALC-AllCommercial-Cooling | 0 |  |  |  |  | 72.1918 | 82.5373 | 0 | 0 | 0 | -10.3455 | 60.0094 |  | kWh | 0.046765 | 0 | Commercial | [7 empty] | 10 | 0.85 |  |  |  | 1 | 2.68 | 0 | 0 | 0 | 0 | 0 | 0 | 0 | 0 | 0 | 0 | 2009 Qtr 1: 0; 2009 Qtr 2: 0; 2009 Qtr 3: 0; 2009 Qtr 4: 2.68; 2010 Qtr 1: 0; 2010 Qtr 2: 0; 2010 Qtr 3: 0; 2010 Qtr 4: 0; 2011 Qtr 1: 0; 2011 Qtr 2: 0; 2011 Qtr 3: 0; 2011 Qtr 4: 0 | 2.68
0 | 267044-Commercial Condensor Coil Cleaning (all units - savings at 50% of DEER) Com All CZ07 VintAll |  | System | Commercial | 01-ALC-AllCommercial-Cooling | 0 |  |  |  |  | 9.9998 | 10 | 0 | 0 | 0 | -0.0002249 | 60 |  | kWh | 0.047 | 0 | Commercial | [7 empty] | 3 | 0.78 |  |  |  | 1 | 4 | 0 | 0 | 0 | 0 | 0 | 0 | 0 | 0 | 0 | 0 | 2009 Qtr 1: 0; 2009 Qtr 2: 0; 2009 Qtr 3: 0; 2009 Qtr 4: 4; 2010 Qtr 1: 0; 2010 Qtr 2: 0; 2010 Qtr 3: 0; 2010 Qtr 4: 0; 2011 Qtr 1: 0; 2011 Qtr 2: 0; 2011 Qtr 3: 0; 2011 Qtr 4: 0 | 4
0 | 267029-Commercial HVAC Diagnostic/Tune-up Com All CZ07 VintAll |  | System | Commercial | 01-ALC-AllCommercial-Cooling | 0 |  |  |  |  | 72.1918 | 82.5373 | 0 | 0 | 0 | -10.3455 | 60.0094 |  | kWh | 0.046765 | 0 | Commercial | [7 empty] | 10 | 0.85 |  |  |  | 1 | 2.68 | 0 | 0 | 0 | 0 | 0 | 0 | 0 | 0 | 0 | 0 | 2009 Qtr 1: 0; 2009 Qtr 2: 0; 2009 Qtr 3: 0; 2009 Qtr 4: 2.68; 2010 Qtr 1: 0; 2010 Qtr 2: 0; 2010 Qtr 3: 0; 2010 Qtr 4: 0; 2011 Qtr 1: 0; 2011 Qtr 2: 0; 2011 Qtr 3: 0; 2011 Qtr 4: 0 | 2.68
0 | 267044-Commercial Condensor Coil Cleaning (all units - savings at 50% of DEER) Com All CZ07 VintAll |  | System | Commercial | 01-ALC-AllCommercial-Cooling | 0 |  |  |  |  | 9.9998 | 10 | 0 | 0 | 0 | -0.0002249 | 60 |  | kWh | 0.047 | 0 | Commercial | [7 empty] | 3 | 0.78 |  |  |  | 1 | 4 | 0 | 0 | 0 | 0 | 0 | 0 | 0 | 0 | 0 | 0 | 2009 Qtr 1: 0; 2009 Qtr 2: 0; 2009 Qtr 3: 0; 2009 Qtr 4: 4; 2010 Qtr 1: 0; 2010 Qtr 2: 0; 2010 Qtr 3: 0; 2010 Qtr 4: 0; 2011 Qtr 1: 0; 2011 Qtr 2: 0; 2011 Qtr 3: 0; 2011 Qtr 4: 0 | 4
0 | 267029-Commercial HVAC Diagnostic/Tune-up Com All CZ07 VintAll |  | System | Commercial | 01-ALC-AllCommercial-Cooling | 0 |  |  |  |  | 72.1918 | 82.5373 | 0 | 0 | 0 | -10.3455 | 60.0094 |  | kWh | 0.046765 | 0 | Commercial | [7 empty] | 10 | 0.85 |  |  |  | 1 | 2.68 | 0 | 0 | 0 | 0 | 0 | 0 | 0 | 0 | 0 | 0 | 2009 Qtr 1: 0; 2009 Qtr 2: 0; 2009 Qtr 3: 0; 2009 Qtr 4: 2.68; 2010 Qtr 1: 0; 2010 Qtr 2: 0; 2010 Qtr 3: 0; 2010 Qtr 4: 0; 2011 Qtr 1: 0; 2011 Qtr 2: 0; 2011 Qtr 3: 0; 2011 Qtr 4: 0 | 2.68
0 | 267044-Commercial Condensor Coil Cleaning (all units - savings at 50% of DEER) Com All CZ07 VintAll |  | System | Commercial | 01-ALC-AllCommercial-Cooling | 0 |  |  |  |  | 9.9998 | 10 | 0 | 0 | 0 | -0.0002249 | 60 |  | kWh | 0.047 | 0 | Commercial | [7 empty] | 3 | 0.78 |  |  |  | 1 | 4 | 0 | 0 | 0 | 0 | 0 | 0 | 0 | 0 | 0 | 0 | 2009 Qtr 1: 0; 2009 Qtr 2: 0; 2009 Qtr 3: 0; 2009 Qtr 4: 4; 2010 Qtr 1: 0; 2010 Qtr 2: 0; 2010 Qtr 3: 0; 2010 Qtr 4: 0; 2011 Qtr 1: 0; 2011 Qtr 2: 0; 2011 Qtr 3: 0; 2011 Qtr 4: 0 | 4
0 | 267029-Commercial HVAC Diagnostic/Tune-up Com All CZ07 VintAll |  | System | Commercial | 01-ALC-AllCommercial-Cooling | 0 |  |  |  |  | 72.1918 | 82.5373 | 0 | 0 | 0 | -10.3455 | 60.0094 |  | kWh | 0.046765 | 0 | Commercial | [7 empty] | 10 | 0.85 |  |  |  | 1 | 2.68 | 0 | 0 | 0 | 0 | 0 | 0 | 0 | 0 | 0 | 0 | 2009 Qtr 1: 0; 2009 Qtr 2: 0; 2009 Qtr 3: 0; 2009 Qtr 4: 2.68; 2010 Qtr 1: 0; 2010 Qtr 2: 0; 2010 Qtr 3: 0; 2010 Qtr 4: 0; 2011 Qtr 1: 0; 2011 Qtr 2: 0; 2011 Qtr 3: 0; 2011 Qtr 4: 0 | 2.68
0 | 267044-Commercial Condensor Coil Cleaning (all units - savings at 50% of DEER) Com All CZ07 VintAll |  | System | Commercial | 01-ALC-AllCommercial-Cooling | 0 |  |  |  |  | 9.9998 | 10 | 0 | 0 | 0 | -0.0002249 | 60 |  | kWh | 0.047 | 0 | Commercial | [7 empty] | 3 | 0.78 |  |  |  | 1 | 4 | 0 | 0 | 0 | 0 | 0 | 0 | 0 | 0 | 0 | 0 | 2009 Qtr 1: 0; 2009 Qtr 2: 0; 2009 Qtr 3: 0; 2009 Qtr 4: 4; 2010 Qtr 1: 0; 2010 Qtr 2: 0; 2010 Qtr 3: 0; 2010 Qtr 4: 0; 2011 Qtr 1: 0; 2011 Qtr 2: 0; 2011 Qtr 3: 0; 2011 Qtr 4: 0 | 4
0 | 267029-Commercial HVAC Diagnostic/Tune-up Com All CZ07 VintAll |  | System | Commercial | 01-ALC-AllCommercial-Cooling | 0 |  |  |  |  | 72.1918 | 96.2935 | 0 | 0 | 0 | -24.1017 | 60.0094 |  | kWh | 0.046765 | 0 | Commercial | [7 empty] | 10 | 0.85 |  |  |  | 1 | 2.01 | 0 | 0 | 0 | 0 | 0 | 0 | 0 | 0 | 0 | 0 | 2009 Qtr 1: 0; 2009 Qtr 2: 0; 2009 Qtr 3: 0; 2009 Qtr 4: 2.01; 2010 Qtr 1: 0; 2010 Qtr 2: 0; 2010 Qtr 3: 0; 2010 Qtr 4: 0; 2011 Qtr 1: 0; 2011 Qtr 2: 0; 2011 Qtr 3: 0; 2011 Qtr 4: 0 | 2.01
0 | 267044-Commercial Condensor Coil Cleaning (all units - savings at 50% of DEER) Com All CZ07 VintAll |  | System | Commercial | 01-ALC-AllCommercial-Cooling | 0 |  |  |  |  | 9.9998 | 11.6667 | 0 | 0 | 0 | -1.6669 | 60 |  | kWh | 0.047 | 0 | Commercial | [7 empty] | 3 | 0.78 |  |  |  | 1 | 3 | 0 | 0 | 0 | 0 | 0 | 0 | 0 | 0 | 0 | 0 | 2009 Qtr 1: 0; 2009 Qtr 2: 0; 2009 Qtr 3: 0; 2009 Qtr 4: 3; 2010 Qtr 1: 0; 2010 Qtr 2: 0; 2010 Qtr 3: 0; 2010 Qtr 4: 0; 2011 Qtr 1: 0; 2011 Qtr 2: 0; 2011 Qtr 3: 0; 2011 Qtr 4: 0 | 3
0 | 267029-Commercial HVAC Diagnostic/Tune-up Com All CZ07 VintAll |  | System | Commercial | 01-ALC-AllCommercial-Cooling | 0 |  |  |  |  | 72.1918 | 96.2935 | 0 | 0 | 0 | -24.1017 | 60.0094 |  | kWh | 0.046765 | 0 | Commercial | [7 empty] | 10 | 0.85 |  |  |  | 1 | 2.01 | 0 | 0 | 0 | 0 | 0 | 0 | 0 | 0 | 0 | 0 | 2009 Qtr 1: 0; 2009 Qtr 2: 0; 2009 Qtr 3: 0; 2009 Qtr 4: 2.01; 2010 Qtr 1: 0; 2010 Qtr 2: 0; 2010 Qtr 3: 0; 2010 Qtr 4: 0; 2011 Qtr 1: 0; 2011 Qtr 2: 0; 2011 Qtr 3: 0; 2011 Qtr 4: 0 | 2.01
0 | 267044-Commercial Condensor Coil Cleaning (all units - savings at 50% of DEER) Com All CZ07 VintAll |  | System | Commercial | 01-ALC-AllCommercial-Cooling | 0 |  |  |  |  | 9.9998 | 11.6667 | 0 | 0 | 0 | -1.6669 | 60 |  | kWh | 0.047 | 0 | Commercial | [7 empty] | 3 | 0.78 |  |  |  | 1 | 3 | 0 | 0 | 0 | 0 | 0 | 0 | 0 | 0 | 0 | 0 | 2009 Qtr 1: 0; 2009 Qtr 2: 0; 2009 Qtr 3: 0; 2009 Qtr 4: 3; 2010 Qtr 1: 0; 2010 Qtr 2: 0; 2010 Qtr 3: 0; 2010 Qtr 4: 0; 2011 Qtr 1: 0; 2011 Qtr 2: 0; 2011 Qtr 3: 0; 2011 Qtr 4: 0 | 3
0 | 267029-Commercial HVAC Diagnostic/Tune-up Com All CZ07 VintAll |  | System | Commercial | 01-ALC-AllCommercial-Cooling | 0 |  |  |  |  | 72.1918 | 82.5373 | 0 | 0 | 0 | -10.3455 | 60.0094 |  | kWh | 0.046765 | 0 | Commercial | [7 empty] | 10 | 0.85 |  |  |  | 1 | 2.68 | 0 | 0 | 0 | 0 | 0 | 0 | 0 | 0 | 0 | 0 | 2009 Qtr 1: 0; 2009 Qtr 2: 0; 2009 Qtr 3: 0; 2009 Qtr 4: 2.68; 2010 Qtr 1: 0; 2010 Qtr 2: 0; 2010 Qtr 3: 0; 2010 Qtr 4: 0; 2011 Qtr 1: 0; 2011 Qtr 2: 0; 2011 Qtr 3: 0; 2011 Qtr 4: 0 | 2.68
0 | 267044-Commercial Condensor Coil Cleaning (all units - savings at 50% of DEER) Com All CZ07 VintAll |  | System | Commercial | 01-ALC-AllCommercial-Cooling | 0 |  |  |  |  | 9.9998 | 10 | 0 | 0 | 0 | -0.0002249 | 60 |  | kWh | 0.047 | 0 | Commercial | [7 empty] | 3 | 0.78 |  |  |  | 1 | 4 | 0 | 0 | 0 | 0 | 0 | 0 | 0 | 0 | 0 | 0 | 2009 Qtr 1: 0; 2009 Qtr 2: 0; 2009 Qtr 3: 0; 2009 Qtr 4: 4; 2010 Qtr 1: 0; 2010 Qtr 2: 0; 2010 Qtr 3: 0; 2010 Qtr 4: 0; 2011 Qtr 1: 0; 2011 Qtr 2: 0; 2011 Qtr 3: 0; 2011 Qtr 4: 0 | 4
0 | 267029-Commercial HVAC Diagnostic/Tune-up Com All CZ07 VintAll |  | System | Commercial | 01-ALC-AllCommercial-Cooling | 0 |  |  |  |  | 72.1918 | 82.5373 | 0 | 0 | 0 | -10.3455 | 60.0094 |  | kWh | 0.046765 | 0 | Commercial | [7 empty] | 10 | 0.85 |  |  |  | 1 | 2.68 | 0 | 0 | 0 | 0 | 0 | 0 | 0 | 0 | 0 | 0 | 2009 Qtr 1: 0; 2009 Qtr 2: 0; 2009 Qtr 3: 0; 2009 Qtr 4: 2.68; 2010 Qtr 1: 0; 2010 Qtr 2: 0; 2010 Qtr 3: 0; 2010 Qtr 4: 0; 2011 Qtr 1: 0; 2011 Qtr 2: 0; 2011 Qtr 3: 0; 2011 Qtr 4: 0 | 2.68
0 | 267044-Commercial Condensor Coil Cleaning (all units - savings at 50% of DEER) Com All CZ07 VintAll |  | System | Commercial | 01-ALC-AllCommercial-Cooling | 0 |  |  |  |  | 9.9998 | 10 | 0 | 0 | 0 | -0.0002249 | 60 |  | kWh | 0.047 | 0 | Commercial | [7 empty] | 3 | 0.78 |  |  |  | 1 | 4 | 0 | 0 | 0 | 0 | 0 | 0 | 0 | 0 | 0 | 0 | 2009 Qtr 1: 0; 2009 Qtr 2: 0; 2009 Qtr 3: 0; 2009 Qtr 4: 4; 2010 Qtr 1: 0; 2010 Qtr 2: 0; 2010 Qtr 3: 0; 2010 Qtr 4: 0; 2011 Qtr 1: 0; 2011 Qtr 2: 0; 2011 Qtr 3: 0; 2011 Qtr 4: 0 | 4
0 | 267029-Commercial HVAC Diagnostic/Tune-up Com All CZ07 VintAll |  | System | Commercial | 01-ALC-AllCommercial-Cooling | 0 |  |  |  |  | 72.1918 | 82.5373 | 0 | 0 | 0 | -10.3455 | 60.0094 |  | kWh | 0.046765 | 0 | Commercial | [7 empty] | 10 | 0.85 |  |  |  | 1 | 3.35 | 0 | 0 | 0 | 0 | 0 | 0 | 0 | 0 | 0 | 0 | 2009 Qtr 1: 0; 2009 Qtr 2: 0; 2009 Qtr 3: 0; 2009 Qtr 4: 3.35; 2010 Qtr 1: 0; 2010 Qtr 2: 0; 2010 Qtr 3: 0; 2010 Qtr 4: 0; 2011 Qtr 1: 0; 2011 Qtr 2: 0; 2011 Qtr 3: 0; 2011 Qtr 4: 0 | 3.35
0 | 267044-Commercial Condensor Coil Cleaning (all units - savings at 50% of DEER) Com All CZ07 VintAll |  | System | Commercial | 01-ALC-AllCommercial-Cooling | 0 |  |  |  |  | 9.9998 | 10 | 0 | 0 | 0 | -0.0002249 | 60 |  | kWh | 0.047 | 0 | Commercial | [7 empty] | 3 | 0.78 |  |  |  | 1 | 5 | 0 | 0 | 0 | 0 | 0 | 0 | 0 | 0 | 0 | 0 | 2009 Qtr 1: 0; 2009 Qtr 2: 0; 2009 Qtr 3: 0; 2009 Qtr 4: 5; 2010 Qtr 1: 0; 2010 Qtr 2: 0; 2010 Qtr 3: 0; 2010 Qtr 4: 0; 2011 Qtr 1: 0; 2011 Qtr 2: 0; 2011 Qtr 3: 0; 2011 Qtr 4: 0 | 5
0 | 267029-Commercial HVAC Diagnostic/Tune-up Com All CZ07 VintAll |  | System | Commercial | 01-ALC-AllCommercial-Cooling | 0 |  |  |  |  | 72.1918 | 82.5373 | 0 | 0 | 0 | -10.3455 | 60.0094 |  | kWh | 0.046765 | 0 | Commercial | [7 empty] | 10 | 0.85 |  |  |  | 1 | 3.35 | 0 | 0 | 0 | 0 | 0 | 0 | 0 | 0 | 0 | 0 | 2009 Qtr 1: 0; 2009 Qtr 2: 0; 2009 Qtr 3: 0; 2009 Qtr 4: 3.35; 2010 Qtr 1: 0; 2010 Qtr 2: 0; 2010 Qtr 3: 0; 2010 Qtr 4: 0; 2011 Qtr 1: 0; 2011 Qtr 2: 0; 2011 Qtr 3: 0; 2011 Qtr 4: 0 | 3.35
0 | 267044-Commercial Condensor Coil Cleaning (all units - savings at 50% of DEER) Com All CZ07 VintAll |  | System | Commercial | 01-ALC-AllCommercial-Cooling | 0 |  |  |  |  | 9.9998 | 10 | 0 | 0 | 0 | -0.0002249 | 60 |  | kWh | 0.047 | 0 | Commercial | [7 empty] | 3 | 0.78 |  |  |  | 1 | 5 | 0 | 0 | 0 | 0 | 0 | 0 | 0 | 0 | 0 | 0 | 2009 Qtr 1: 0; 2009 Qtr 2: 0; 2009 Qtr 3: 0; 2009 Qtr 4: 5; 2010 Qtr 1: 0; 2010 Qtr 2: 0; 2010 Qtr 3: 0; 2010 Qtr 4: 0; 2011 Qtr 1: 0; 2011 Qtr 2: 0; 2011 Qtr 3: 0; 2011 Qtr 4: 0 | 5
0 | 267029-Commercial HVAC Diagnostic/Tune-up Com All CZ07 VintAll |  | System | Commercial | 01-ALC-AllCommercial-Cooling | 0 |  |  |  |  | 72.1918 | 82.5373 | 0 | 0 | 0 | -10.3455 | 60.0094 |  | kWh | 0.046765 | 0 | Commercial | [7 empty] | 10 | 0.85 |  |  |  | 1 | 3.35 | 0 | 0 | 0 | 0 | 0 | 0 | 0 | 0 | 0 | 0 | 2009 Qtr 1: 0; 2009 Qtr 2: 0; 2009 Qtr 3: 0; 2009 Qtr 4: 3.35; 2010 Qtr 1: 0; 2010 Qtr 2: 0; 2010 Qtr 3: 0; 2010 Qtr 4: 0; 2011 Qtr 1: 0; 2011 Qtr 2: 0; 2011 Qtr 3: 0; 2011 Qtr 4: 0 | 3.35
0 | 267044-Commercial Condensor Coil Cleaning (all units - savings at 50% of DEER) Com All CZ07 VintAll |  | System | Commercial | 01-ALC-AllCommercial-Cooling | 0 |  |  |  |  | 9.9998 | 10 | 0 | 0 | 0 | -0.0002249 | 60 |  | kWh | 0.047 | 0 | Commercial | [7 empty] | 3 | 0.78 |  |  |  | 1 | 5 | 0 | 0 | 0 | 0 | 0 | 0 | 0 | 0 | 0 | 0 | 2009 Qtr 1: 0; 2009 Qtr 2: 0; 2009 Qtr 3: 0; 2009 Qtr 4: 5; 2010 Qtr 1: 0; 2010 Qtr 2: 0; 2010 Qtr 3: 0; 2010 Qtr 4: 0; 2011 Qtr 1: 0; 2011 Qtr 2: 0; 2011 Qtr 3: 0; 2011 Qtr 4: 0 | 5
0 | 267029-Commercial HVAC Diagnostic/Tune-up Com All CZ07 VintAll |  | System | Commercial | 01-ALC-AllCommercial-Cooling | 0 |  |  |  |  | 72.1918 | 82.5373 | 0 | 0 | 0 | -10.3455 | 60.0094 |  | kWh | 0.046765 | 0 | Commercial | [7 empty] | 10 | 0.85 |  |  |  | 1 | 3.35 | 0 | 0 | 0 | 0 | 0 | 0 | 0 | 0 | 0 | 0 | 2009 Qtr 1: 0; 2009 Qtr 2: 0; 2009 Qtr 3: 0; 2009 Qtr 4: 3.35; 2010 Qtr 1: 0; 2010 Qtr 2: 0; 2010 Qtr 3: 0; 2010 Qtr 4: 0; 2011 Qtr 1: 0; 2011 Qtr 2: 0; 2011 Qtr 3: 0; 2011 Qtr 4: 0 | 3.35
0 | 267044-Commercial Condensor Coil Cleaning (all units - savings at 50% of DEER) Com All CZ07 VintAll |  | System | Commercial | 01-ALC-AllCommercial-Cooling | 0 |  |  |  |  | 9.9998 | 10 | 0 | 0 | 0 | -0.0002249 | 60 |  | kWh | 0.047 | 0 | Commercial | [7 empty] | 3 | 0.78 |  |  |  | 1 | 5 | 0 | 0 | 0 | 0 | 0 | 0 | 0 | 0 | 0 | 0 | 2009 Qtr 1: 0; 2009 Qtr 2: 0; 2009 Qtr 3: 0; 2009 Qtr 4: 5; 2010 Qtr 1: 0; 2010 Qtr 2: 0; 2010 Qtr 3: 0; 2010 Qtr 4: 0; 2011 Qtr 1: 0; 2011 Qtr 2: 0; 2011 Qtr 3: 0; 2011 Qtr 4: 0 | 5
0 | 267029-Commercial HVAC Diagnostic/Tune-up Com All CZ07 VintAll |  | System | Commercial | 01-ALC-AllCommercial-Cooling | 0 |  |  |  |  | 72.1918 | 82.5373 | 0 | 0 | 0 | -10.3455 | 60.0094 |  | kWh | 0.046765 | 0 | Commercial | [7 empty] | 10 | 0.85 |  |  |  | 1 | 3.35 | 0 | 0 | 0 | 0 | 0 | 0 | 0 | 0 | 0 | 0 | 2009 Qtr 1: 0; 2009 Qtr 2: 0; 2009 Qtr 3: 0; 2009 Qtr 4: 3.35; 2010 Qtr 1: 0; 2010 Qtr 2: 0; 2010 Qtr 3: 0; 2010 Qtr 4: 0; 2011 Qtr 1: 0; 2011 Qtr 2: 0; 2011 Qtr 3: 0; 2011 Qtr 4: 0 | 3.35
0 | 267044-Commercial Condensor Coil Cleaning (all units - savings at 50% of DEER) Com All CZ07 VintAll |  | System | Commercial | 01-ALC-AllCommercial-Cooling | 0 |  |  |  |  | 9.9998 | 10 | 0 | 0 | 0 | -0.0002249 | 60 |  | kWh | 0.047 | 0 | Commercial | [7 empty] | 3 | 0.78 |  |  |  | 1 | 5 | 0 | 0 | 0 | 0 | 0 | 0 | 0 | 0 | 0 | 0 | 2009 Qtr 1: 0; 2009 Qtr 2: 0; 2009 Qtr 3: 0; 2009 Qtr 4: 5; 2010 Qtr 1: 0; 2010 Qtr 2: 0; 2010 Qtr 3: 0; 2010 Qtr 4: 0; 2011 Qtr 1: 0; 2011 Qtr 2: 0; 2011 Qtr 3: 0; 2011 Qtr 4: 0 | 5
0 | 267029-Commercial HVAC Diagnostic/Tune-up Com All CZ07 VintAll |  | System | Commercial | 01-ALC-AllCommercial-Cooling | 0 |  |  |  |  | 72.1918 | 82.5373 | 0 | 0 | 0 | -10.3455 | 60.0094 |  | kWh | 0.046765 | 0 | Commercial | [7 empty] | 10 | 0.85 |  |  |  | 1 | 3.35 | 0 | 0 | 0 | 0 | 0 | 0 | 0 | 0 | 0 | 0 | 2009 Qtr 1: 0; 2009 Qtr 2: 0; 2009 Qtr 3: 0; 2009 Qtr 4: 3.35; 2010 Qtr 1: 0; 2010 Qtr 2: 0; 2010 Qtr 3: 0; 2010 Qtr 4: 0; 2011 Qtr 1: 0; 2011 Qtr 2: 0; 2011 Qtr 3: 0; 2011 Qtr 4: 0 | 3.35
0 | 267044-Commercial Condensor Coil Cleaning (all units - savings at 50% of DEER) Com All CZ07 VintAll |  | System | Commercial | 01-ALC-AllCommercial-Cooling | 0 |  |  |  |  | 9.9998 | 10 | 0 | 0 | 0 | -0.0002249 | 60 |  | kWh | 0.047 | 0 | Commercial | [7 empty] | 3 | 0.78 |  |  |  | 1 | 5 | 0 | 0 | 0 | 0 | 0 | 0 | 0 | 0 | 0 | 0 | 2009 Qtr 1: 0; 2009 Qtr 2: 0; 2009 Qtr 3: 0; 2009 Qtr 4: 5; 2010 Qtr 1: 0; 2010 Qtr 2: 0; 2010 Qtr 3: 0; 2010 Qtr 4: 0; 2011 Qtr 1: 0; 2011 Qtr 2: 0; 2011 Qtr 3: 0; 2011 Qtr 4: 0 | 5
0 | 267029-Commercial HVAC Diagnostic/Tune-up Com All CZ07 VintAll |  | System | Commercial | 01-ALC-AllCommercial-Cooling | 0 |  |  |  |  | 72.1918 | 82.5373 | 0 | 0 | 0 | -10.3455 | 60.0094 |  | kWh | 0.046765 | 0 | Commercial | [7 empty] | 10 | 0.85 |  |  |  | 1 | 3.35 | 0 | 0 | 0 | 0 | 0 | 0 | 0 | 0 | 0 | 0 | 2009 Qtr 1: 0; 2009 Qtr 2: 0; 2009 Qtr 3: 0; 2009 Qtr 4: 3.35; 2010 Qtr 1: 0; 2010 Qtr 2: 0; 2010 Qtr 3: 0; 2010 Qtr 4: 0; 2011 Qtr 1: 0; 2011 Qtr 2: 0; 2011 Qtr 3: 0; 2011 Qtr 4: 0 | 3.35
0 | 267044-Commercial Condensor Coil Cleaning (all units - savings at 50% of DEER) Com All CZ07 VintAll |  | System | Commercial | 01-ALC-AllCommercial-Cooling | 0 |  |  |  |  | 9.9998 | 10 | 0 | 0 | 0 | -0.0002249 | 60 |  | kWh | 0.047 | 0 | Commercial | [7 empty] | 3 | 0.78 |  |  |  | 1 | 5 | 0 | 0 | 0 | 0 | 0 | 0 | 0 | 0 | 0 | 0 | 2009 Qtr 1: 0; 2009 Qtr 2: 0; 2009 Qtr 3: 0; 2009 Qtr 4: 5; 2010 Qtr 1: 0; 2010 Qtr 2: 0; 2010 Qtr 3: 0; 2010 Qtr 4: 0; 2011 Qtr 1: 0; 2011 Qtr 2: 0; 2011 Qtr 3: 0; 2011 Qtr 4: 0 | 5
0 | 267029-Commercial HVAC Diagnostic/Tune-up Com All CZ07 VintAll |  | System | Commercial | 01-ALC-AllCommercial-Cooling | 0 |  |  |  |  | 72.1918 | 82.5373 | 0 | 0 | 0 | -10.3455 | 60.0094 |  | kWh | 0.046765 | 0 | Commercial | [7 empty] | 10 | 0.85 |  |  |  | 1 | 3.35 | 0 | 0 | 0 | 0 | 0 | 0 | 0 | 0 | 0 | 0 | 2009 Qtr 1: 0; 2009 Qtr 2: 0; 2009 Qtr 3: 0; 2009 Qtr 4: 3.35; 2010 Qtr 1: 0; 2010 Qtr 2: 0; 2010 Qtr 3: 0; 2010 Qtr 4: 0; 2011 Qtr 1: 0; 2011 Qtr 2: 0; 2011 Qtr 3: 0; 2011 Qtr 4: 0 | 3.35
0 | 267044-Commercial Condensor Coil Cleaning (all units - savings at 50% of DEER) Com All CZ07 VintAll |  | System | Commercial | 01-ALC-AllCommercial-Cooling | 0 |  |  |  |  | 9.9998 | 10 | 0 | 0 | 0 | -0.0002249 | 60 |  | kWh | 0.047 | 0 | Commercial | [7 empty] | 3 | 0.78 |  |  |  | 1 | 5 | 0 | 0 | 0 | 0 | 0 | 0 | 0 | 0 | 0 | 0 | 2009 Qtr 1: 0; 2009 Qtr 2: 0; 2009 Qtr 3: 0; 2009 Qtr 4: 5; 2010 Qtr 1: 0; 2010 Qtr 2: 0; 2010 Qtr 3: 0; 2010 Qtr 4: 0; 2011 Qtr 1: 0; 2011 Qtr 2: 0; 2011 Qtr 3: 0; 2011 Qtr 4: 0 | 5
0 | 267029-Commercial HVAC Diagnostic/Tune-up Com All CZ07 VintAll |  | System | Commercial | 01-ALC-AllCommercial-Cooling | 0 |  |  |  |  | 72.1918 | 82.5373 | 0 | 0 | 0 | -10.3455 | 60.0094 |  | kWh | 0.046765 | 0 | Commercial | [7 empty] | 10 | 0.85 |  |  |  | 1 | 3.35 | 0 | 0 | 0 | 0 | 0 | 0 | 0 | 0 | 0 | 0 | 2009 Qtr 1: 0; 2009 Qtr 2: 0; 2009 Qtr 3: 0; 2009 Qtr 4: 3.35; 2010 Qtr 1: 0; 2010 Qtr 2: 0; 2010 Qtr 3: 0; 2010 Qtr 4: 0; 2011 Qtr 1: 0; 2011 Qtr 2: 0; 2011 Qtr 3: 0; 2011 Qtr 4: 0 | 3.35
0 | 267044-Commercial Condensor Coil Cleaning (all units - savings at 50% of DEER) Com All CZ07 VintAll |  | System | Commercial | 01-ALC-AllCommercial-Cooling | 0 |  |  |  |  | 9.9998 | 10 | 0 | 0 | 0 | -0.0002249 | 60 |  | kWh | 0.047 | 0 | Commercial | [7 empty] | 3 | 0.78 |  |  |  | 1 | 5 | 0 | 0 | 0 | 0 | 0 | 0 | 0 | 0 | 0 | 0 | 2009 Qtr 1: 0; 2009 Qtr 2: 0; 2009 Qtr 3: 0; 2009 Qtr 4: 5; 2010 Qtr 1: 0; 2010 Qtr 2: 0; 2010 Qtr 3: 0; 2010 Qtr 4: 0; 2011 Qtr 1: 0; 2011 Qtr 2: 0; 2011 Qtr 3: 0; 2011 Qtr 4: 0 | 5
0 | 267029-Commercial HVAC Diagnostic/Tune-up Com All CZ07 VintAll |  | System | Commercial | 01-ALC-AllCommercial-Cooling | 0 |  |  |  |  | 72.1918 | 82.5373 | 0 | 0 | 0 | -10.3455 | 60.0094 |  | kWh | 0.046765 | 0 | Commercial | [7 empty] | 10 | 0.85 |  |  |  | 1 | 3.35 | 0 | 0 | 0 | 0 | 0 | 0 | 0 | 0 | 0 | 0 | 2009 Qtr 1: 0; 2009 Qtr 2: 0; 2009 Qtr 3: 0; 2009 Qtr 4: 3.35; 2010 Qtr 1: 0; 2010 Qtr 2: 0; 2010 Qtr 3: 0; 2010 Qtr 4: 0; 2011 Qtr 1: 0; 2011 Qtr 2: 0; 2011 Qtr 3: 0; 2011 Qtr 4: 0 | 3.35
0 | 267044-Commercial Condensor Coil Cleaning (all units - savings at 50% of DEER) Com All CZ07 VintAll |  | System | Commercial | 01-ALC-AllCommercial-Cooling | 0 |  |  |  |  | 9.9998 | 10 | 0 | 0 | 0 | -0.0002249 | 60 |  | kWh | 0.047 | 0 | Commercial | [7 empty] | 3 | 0.78 |  |  |  | 1 | 5 | 0 | 0 | 0 | 0 | 0 | 0 | 0 | 0 | 0 | 0 | 2009 Qtr 1: 0; 2009 Qtr 2: 0; 2009 Qtr 3: 0; 2009 Qtr 4: 5; 2010 Qtr 1: 0; 2010 Qtr 2: 0; 2010 Qtr 3: 0; 2010 Qtr 4: 0; 2011 Qtr 1: 0; 2011 Qtr 2: 0; 2011 Qtr 3: 0; 2011 Qtr 4: 0 | 5
0 | 267029-Commercial HVAC Diagnostic/Tune-up Com All CZ07 VintAll |  | System | Commercial | 01-ALC-AllCommercial-Cooling | 0 |  |  |  |  | 72.1918 | 82.5373 | 0 | 0 | 0 | -10.3455 | 60.0094 |  | kWh | 0.046765 | 0 | Commercial | [7 empty] | 10 | 0.85 |  |  |  | 1 | 3.35 | 0 | 0 | 0 | 0 | 0 | 0 | 0 | 0 | 0 | 0 | 2009 Qtr 1: 0; 2009 Qtr 2: 0; 2009 Qtr 3: 0; 2009 Qtr 4: 3.35; 2010 Qtr 1: 0; 2010 Qtr 2: 0; 2010 Qtr 3: 0; 2010 Qtr 4: 0; 2011 Qtr 1: 0; 2011 Qtr 2: 0; 2011 Qtr 3: 0; 2011 Qtr 4: 0 | 3.35
0 | 267044-Commercial Condensor Coil Cleaning (all units - savings at 50% of DEER) Com All CZ07 VintAll |  | System | Commercial | 01-ALC-AllCommercial-Cooling | 0 |  |  |  |  | 9.9998 | 10 | 0 | 0 | 0 | -0.0002249 | 60 |  | kWh | 0.047 | 0 | Commercial | [7 empty] | 3 | 0.78 |  |  |  | 1 | 5 | 0 | 0 | 0 | 0 | 0 | 0 | 0 | 0 | 0 | 0 | 2009 Qtr 1: 0; 2009 Qtr 2: 0; 2009 Qtr 3: 0; 2009 Qtr 4: 5; 2010 Qtr 1: 0; 2010 Qtr 2: 0; 2010 Qtr 3: 0; 2010 Qtr 4: 0; 2011 Qtr 1: 0; 2011 Qtr 2: 0; 2011 Qtr 3: 0; 2011 Qtr 4: 0 | 5
0 | 267029-Commercial HVAC Diagnostic/Tune-up Com All CZ07 VintAll |  | System | Commercial | 01-ALC-AllCommercial-Cooling | 0 |  |  |  |  | 72.1918 | 82.5373 | 0 | 0 | 0 | -10.3455 | 60.0094 |  | kWh | 0.046765 | 0 | Commercial | [7 empty] | 10 | 0.85 |  |  |  | 1 | 3.35 | 0 | 0 | 0 | 0 | 0 | 0 | 0 | 0 | 0 | 0 | 2009 Qtr 1: 0; 2009 Qtr 2: 0; 2009 Qtr 3: 0; 2009 Qtr 4: 3.35; 2010 Qtr 1: 0; 2010 Qtr 2: 0; 2010 Qtr 3: 0; 2010 Qtr 4: 0; 2011 Qtr 1: 0; 2011 Qtr 2: 0; 2011 Qtr 3: 0; 2011 Qtr 4: 0 | 3.35
0 | 267044-Commercial Condensor Coil Cleaning (all units - savings at 50% of DEER) Com All CZ07 VintAll |  | System | Commercial | 01-ALC-AllCommercial-Cooling | 0 |  |  |  |  | 9.9998 | 10 | 0 | 0 | 0 | -0.0002249 | 60 |  | kWh | 0.047 | 0 | Commercial | [7 empty] | 3 | 0.78 |  |  |  | 1 | 5 | 0 | 0 | 0 | 0 | 0 | 0 | 0 | 0 | 0 | 0 | 2009 Qtr 1: 0; 2009 Qtr 2: 0; 2009 Qtr 3: 0; 2009 Qtr 4: 5; 2010 Qtr 1: 0; 2010 Qtr 2: 0; 2010 Qtr 3: 0; 2010 Qtr 4: 0; 2011 Qtr 1: 0; 2011 Qtr 2: 0; 2011 Qtr 3: 0; 2011 Qtr 4: 0 | 5
0 | 267029-Commercial HVAC Diagnostic/Tune-up Com All CZ07 VintAll |  | System | Commercial | 01-ALC-AllCommercial-Cooling | 0 |  |  |  |  | 72.1918 | 82.5373 | 0 | 0 | 0 | -10.3455 | 60.0094 |  | kWh | 0.046765 | 0 | Commercial | [7 empty] | 10 | 0.85 |  |  |  | 1 | 2.68 | 0 | 0 | 0 | 0 | 0 | 0 | 0 | 0 | 0 | 0 | 2009 Qtr 1: 0; 2009 Qtr 2: 0; 2009 Qtr 3: 0; 2009 Qtr 4: 2.68; 2010 Qtr 1: 0; 2010 Qtr 2: 0; 2010 Qtr 3: 0; 2010 Qtr 4: 0; 2011 Qtr 1: 0; 2011 Qtr 2: 0; 2011 Qtr 3: 0; 2011 Qtr 4: 0 | 2.68
0 | 267044-Commercial Condensor Coil Cleaning (all units - savings at 50% of DEER) Com All CZ07 VintAll |  | System | Commercial | 01-ALC-AllCommercial-Cooling | 0 |  |  |  |  | 9.9998 | 10 | 0 | 0 | 0 | -0.0002249 | 60 |  | kWh | 0.047 | 0 | Commercial | [7 empty] | 3 | 0.78 |  |  |  | 1 | 4 | 0 | 0 | 0 | 0 | 0 | 0 | 0 | 0 | 0 | 0 | 2009 Qtr 1: 0; 2009 Qtr 2: 0; 2009 Qtr 3: 0; 2009 Qtr 4: 4; 2010 Qtr 1: 0; 2010 Qtr 2: 0; 2010 Qtr 3: 0; 2010 Qtr 4: 0; 2011 Qtr 1: 0; 2011 Qtr 2: 0; 2011 Qtr 3: 0; 2011 Qtr 4: 0 | 4
0 | 267029-Commercial HVAC Diagnostic/Tune-up Com All CZ07 VintAll |  | System | Commercial | 01-ALC-AllCommercial-Cooling | 0 |  |  |  |  | 72.1918 | 82.5373 | 0 | 0 | 0 | -10.3455 | 60.0094 |  | kWh | 0.046765 | 0 | Commercial | [7 empty] | 10 | 0.85 |  |  |  | 1 | 2.68 | 0 | 0 | 0 | 0 | 0 | 0 | 0 | 0 | 0 | 0 | 2009 Qtr 1: 0; 2009 Qtr 2: 0; 2009 Qtr 3: 0; 2009 Qtr 4: 2.68; 2010 Qtr 1: 0; 2010 Qtr 2: 0; 2010 Qtr 3: 0; 2010 Qtr 4: 0; 2011 Qtr 1: 0; 2011 Qtr 2: 0; 2011 Qtr 3: 0; 2011 Qtr 4: 0 | 2.68
0 | 267044-Commercial Condensor Coil Cleaning (all units - savings at 50% of DEER) Com All CZ07 VintAll |  | System | Commercial | 01-ALC-AllCommercial-Cooling | 0 |  |  |  |  | 9.9998 | 10 | 0 | 0 | 0 | -0.0002249 | 60 |  | kWh | 0.047 | 0 | Commercial | [7 empty] | 3 | 0.78 |  |  |  | 1 | 4 | 0 | 0 | 0 | 0 | 0 | 0 | 0 | 0 | 0 | 0 | 2009 Qtr 1: 0; 2009 Qtr 2: 0; 2009 Qtr 3: 0; 2009 Qtr 4: 4; 2010 Qtr 1: 0; 2010 Qtr 2: 0; 2010 Qtr 3: 0; 2010 Qtr 4: 0; 2011 Qtr 1: 0; 2011 Qtr 2: 0; 2011 Qtr 3: 0; 2011 Qtr 4: 0 | 4
0 | 267029-Commercial HVAC Diagnostic/Tune-up Com All CZ07 VintAll |  | System | Commercial | 01-ALC-AllCommercial-Cooling | 0 |  |  |  |  | 72.1918 | 82.5373 | 0 | 0 | 0 | -10.3455 | 60.0094 |  | kWh | 0.046765 | 0 | Commercial | [7 empty] | 10 | 0.85 |  |  |  | 1 | 2.68 | 0 | 0 | 0 | 0 | 0 | 0 | 0 | 0 | 0 | 0 | 2009 Qtr 1: 0; 2009 Qtr 2: 0; 2009 Qtr 3: 0; 2009 Qtr 4: 2.68; 2010 Qtr 1: 0; 2010 Qtr 2: 0; 2010 Qtr 3: 0; 2010 Qtr 4: 0; 2011 Qtr 1: 0; 2011 Qtr 2: 0; 2011 Qtr 3: 0; 2011 Qtr 4: 0 | 2.68
0 | 267044-Commercial Condensor Coil Cleaning (all units - savings at 50% of DEER) Com All CZ07 VintAll |  | System | Commercial | 01-ALC-AllCommercial-Cooling | 0 |  |  |  |  | 9.9998 | 10 | 0 | 0 | 0 | -0.0002249 | 60 |  | kWh | 0.047 | 0 | Commercial | [7 empty] | 3 | 0.78 |  |  |  | 1 | 4 | 0 | 0 | 0 | 0 | 0 | 0 | 0 | 0 | 0 | 0 | 2009 Qtr 1: 0; 2009 Qtr 2: 0; 2009 Qtr 3: 0; 2009 Qtr 4: 4; 2010 Qtr 1: 0; 2010 Qtr 2: 0; 2010 Qtr 3: 0; 2010 Qtr 4: 0; 2011 Qtr 1: 0; 2011 Qtr 2: 0; 2011 Qtr 3: 0; 2011 Qtr 4: 0 | 4
0 | 267029-Commercial HVAC Diagnostic/Tune-up Com All CZ07 VintAll |  | System | Commercial | 01-ALC-AllCommercial-Cooling | 0 |  |  |  |  | 72.1918 | 82.5373 | 0 | 0 | 0 | -10.3455 | 60.0094 |  | kWh | 0.046765 | 0 | Commercial | [7 empty] | 10 | 0.85 |  |  |  | 1 | 2.68 | 0 | 0 | 0 | 0 | 0 | 0 | 0 | 0 | 0 | 0 | 2009 Qtr 1: 0; 2009 Qtr 2: 0; 2009 Qtr 3: 0; 2009 Qtr 4: 2.68; 2010 Qtr 1: 0; 2010 Qtr 2: 0; 2010 Qtr 3: 0; 2010 Qtr 4: 0; 2011 Qtr 1: 0; 2011 Qtr 2: 0; 2011 Qtr 3: 0; 2011 Qtr 4: 0 | 2.68
0 | 267044-Commercial Condensor Coil Cleaning (all units - savings at 50% of DEER) Com All CZ07 VintAll |  | System | Commercial | 01-ALC-AllCommercial-Cooling | 0 |  |  |  |  | 9.9998 | 10 | 0 | 0 | 0 | -0.0002249 | 60 |  | kWh | 0.047 | 0 | Commercial | [7 empty] | 3 | 0.78 |  |  |  | 1 | 4 | 0 | 0 | 0 | 0 | 0 | 0 | 0 | 0 | 0 | 0 | 2009 Qtr 1: 0; 2009 Qtr 2: 0; 2009 Qtr 3: 0; 2009 Qtr 4: 4; 2010 Qtr 1: 0; 2010 Qtr 2: 0; 2010 Qtr 3: 0; 2010 Qtr 4: 0; 2011 Qtr 1: 0; 2011 Qtr 2: 0; 2011 Qtr 3: 0; 2011 Qtr 4: 0 | 4
0 | 267029-Commercial HVAC Diagnostic/Tune-up Com All CZ07 VintAll |  | System | Commercial | 01-ALC-AllCommercial-Cooling | 0 |  |  |  |  | 72.1918 | 82.5373 | 0 | 0 | 0 | -10.3455 | 60.0094 |  | kWh | 0.046765 | 0 | Commercial | [7 empty] | 10 | 0.85 |  |  |  | 1 | 3.35 | 0 | 0 | 0 | 0 | 0 | 0 | 0 | 0 | 0 | 0 | 2009 Qtr 1: 0; 2009 Qtr 2: 0; 2009 Qtr 3: 0; 2009 Qtr 4: 3.35; 2010 Qtr 1: 0; 2010 Qtr 2: 0; 2010 Qtr 3: 0; 2010 Qtr 4: 0; 2011 Qtr 1: 0; 2011 Qtr 2: 0; 2011 Qtr 3: 0; 2011 Qtr 4: 0 | 3.35
0 | 267044-Commercial Condensor Coil Cleaning (all units - savings at 50% of DEER) Com All CZ07 VintAll |  | System | Commercial | 01-ALC-AllCommercial-Cooling | 0 |  |  |  |  | 9.9998 | 10 | 0 | 0 | 0 | -0.0002249 | 60 |  | kWh | 0.047 | 0 | Commercial | [7 empty] | 3 | 0.78 |  |  |  | 1 | 5 | 0 | 0 | 0 | 0 | 0 | 0 | 0 | 0 | 0 | 0 | 2009 Qtr 1: 0; 2009 Qtr 2: 0; 2009 Qtr 3: 0; 2009 Qtr 4: 5; 2010 Qtr 1: 0; 2010 Qtr 2: 0; 2010 Qtr 3: 0; 2010 Qtr 4: 0; 2011 Qtr 1: 0; 2011 Qtr 2: 0; 2011 Qtr 3: 0; 2011 Qtr 4: 0 | 5
0 | 267029-Commercial HVAC Diagnostic/Tune-up Com All CZ07 VintAll |  | System | Commercial | 01-ALC-AllCommercial-Cooling | 0 |  |  |  |  | 72.1918 | 82.5373 | 0 | 0 | 0 | -10.3455 | 60.0094 |  | kWh | 0.046765 | 0 | Commercial | [7 empty] | 10 | 0.85 |  |  |  | 1 | 3.35 | 0 | 0 | 0 | 0 | 0 | 0 | 0 | 0 | 0 | 0 | 2009 Qtr 1: 0; 2009 Qtr 2: 0; 2009 Qtr 3: 0; 2009 Qtr 4: 3.35; 2010 Qtr 1: 0; 2010 Qtr 2: 0; 2010 Qtr 3: 0; 2010 Qtr 4: 0; 2011 Qtr 1: 0; 2011 Qtr 2: 0; 2011 Qtr 3: 0; 2011 Qtr 4: 0 | 3.35
0 | 267044-Commercial Condensor Coil Cleaning (all units - savings at 50% of DEER) Com All CZ07 VintAll |  | System | Commercial | 01-ALC-AllCommercial-Cooling | 0 |  |  |  |  | 9.9998 | 10 | 0 | 0 | 0 | -0.0002249 | 60 |  | kWh | 0.047 | 0 | Commercial | [7 empty] | 3 | 0.78 |  |  |  | 1 | 5 | 0 | 0 | 0 | 0 | 0 | 0 | 0 | 0 | 0 | 0 | 2009 Qtr 1: 0; 2009 Qtr 2: 0; 2009 Qtr 3: 0; 2009 Qtr 4: 5; 2010 Qtr 1: 0; 2010 Qtr 2: 0; 2010 Qtr 3: 0; 2010 Qtr 4: 0; 2011 Qtr 1: 0; 2011 Qtr 2: 0; 2011 Qtr 3: 0; 2011 Qtr 4: 0 | 5
0 | 267029-Commercial HVAC Diagnostic/Tune-up Com All CZ07 VintAll |  | System | Commercial | 01-ALC-AllCommercial-Cooling | 0 |  |  |  |  | 72.1918 | 82.5373 | 0 | 0 | 0 | -10.3455 | 60.0094 |  | kWh | 0.046765 | 0 | Commercial | [7 empty] | 10 | 0.85 |  |  |  | 1 | 3.35 | 0 | 0 | 0 | 0 | 0 | 0 | 0 | 0 | 0 | 0 | 2009 Qtr 1: 0; 2009 Qtr 2: 0; 2009 Qtr 3: 0; 2009 Qtr 4: 3.35; 2010 Qtr 1: 0; 2010 Qtr 2: 0; 2010 Qtr 3: 0; 2010 Qtr 4: 0; 2011 Qtr 1: 0; 2011 Qtr 2: 0; 2011 Qtr 3: 0; 2011 Qtr 4: 0 | 3.35
0 | 267044-Commercial Condensor Coil Cleaning (all units - savings at 50% of DEER) Com All CZ07 VintAll |  | System | Commercial | 01-ALC-AllCommercial-Cooling | 0 |  |  |  |  | 9.9998 | 10 | 0 | 0 | 0 | -0.0002249 | 60 |  | kWh | 0.047 | 0 | Commercial | [7 empty] | 3 | 0.78 |  |  |  | 1 | 5 | 0 | 0 | 0 | 0 | 0 | 0 | 0 | 0 | 0 | 0 | 2009 Qtr 1: 0; 2009 Qtr 2: 0; 2009 Qtr 3: 0; 2009 Qtr 4: 5; 2010 Qtr 1: 0; 2010 Qtr 2: 0; 2010 Qtr 3: 0; 2010 Qtr 4: 0; 2011 Qtr 1: 0; 2011 Qtr 2: 0; 2011 Qtr 3: 0; 2011 Qtr 4: 0 | 5
0 | 267029-Commercial HVAC Diagnostic/Tune-up Com All CZ07 VintAll |  | System | Commercial | 01-ALC-AllCommercial-Cooling | 0 |  |  |  |  | 72.1918 | 82.5373 | 0 | 0 | 0 | -10.3455 | 60.0094 |  | kWh | 0.046765 | 0 | Commercial | [7 empty] | 10 | 0.85 |  |  |  | 1 | 3.35 | 0 | 0 | 0 | 0 | 0 | 0 | 0 | 0 | 0 | 0 | 2009 Qtr 1: 0; 2009 Qtr 2: 0; 2009 Qtr 3: 0; 2009 Qtr 4: 3.35; 2010 Qtr 1: 0; 2010 Qtr 2: 0; 2010 Qtr 3: 0; 2010 Qtr 4: 0; 2011 Qtr 1: 0; 2011 Qtr 2: 0; 2011 Qtr 3: 0; 2011 Qtr 4: 0 | 3.35
0 | 267044-Commercial Condensor Coil Cleaning (all units - savings at 50% of DEER) Com All CZ07 VintAll |  | System | Commercial | 01-ALC-AllCommercial-Cooling | 0 |  |  |  |  | 9.9998 | 10 | 0 | 0 | 0 | -0.0002249 | 60 |  | kWh | 0.047 | 0 | Commercial | [7 empty] | 3 | 0.78 |  |  |  | 1 | 5 | 0 | 0 | 0 | 0 | 0 | 0 | 0 | 0 | 0 | 0 | 2009 Qtr 1: 0; 2009 Qtr 2: 0; 2009 Qtr 3: 0; 2009 Qtr 4: 5; 2010 Qtr 1: 0; 2010 Qtr 2: 0; 2010 Qtr 3: 0; 2010 Qtr 4: 0; 2011 Qtr 1: 0; 2011 Qtr 2: 0; 2011 Qtr 3: 0; 2011 Qtr 4: 0 | 5
0 | 267029-Commercial HVAC Diagnostic/Tune-up Com All CZ07 VintAll |  | System | Commercial | 01-ALC-AllCommercial-Cooling | 0 |  |  |  |  | 72.1918 | 88.4328 | 0 | 0 | 0 | -16.241 | 60.0094 |  | kWh | 0.046765 | 0 | Commercial | [7 empty] | 10 | 0.85 |  |  |  | 1 | 4.69 | 0 | 0 | 0 | 0 | 0 | 0 | 0 | 0 | 0 | 0 | 2009 Qtr 1: 0; 2009 Qtr 2: 0; 2009 Qtr 3: 0; 2009 Qtr 4: 4.69; 2010 Qtr 1: 0; 2010 Qtr 2: 0; 2010 Qtr 3: 0; 2010 Qtr 4: 0; 2011 Qtr 1: 0; 2011 Qtr 2: 0; 2011 Qtr 3: 0; 2011 Qtr 4: 0 | 4.69
0 | 267044-Commercial Condensor Coil Cleaning (all units - savings at 50% of DEER) Com All CZ07 VintAll |  | System | Commercial | 01-ALC-AllCommercial-Cooling | 0 |  |  |  |  | 9.9998 | 10.7143 | 0 | 0 | 0 | -0.71451 | 60 |  | kWh | 0.047 | 0 | Commercial | [7 empty] | 3 | 0.78 |  |  |  | 1 | 7 | 0 | 0 | 0 | 0 | 0 | 0 | 0 | 0 | 0 | 0 | 2009 Qtr 1: 0; 2009 Qtr 2: 0; 2009 Qtr 3: 0; 2009 Qtr 4: 7; 2010 Qtr 1: 0; 2010 Qtr 2: 0; 2010 Qtr 3: 0; 2010 Qtr 4: 0; 2011 Qtr 1: 0; 2011 Qtr 2: 0; 2011 Qtr 3: 0; 2011 Qtr 4: 0 | 7
0 | 267029-Commercial HVAC Diagnostic/Tune-up Com All CZ07 VintAll |  | System | Commercial | 01-ALC-AllCommercial-Cooling | 0 |  |  |  |  | 72.1918 | 88.4328 | 0 | 0 | 0 | -16.241 | 60.0094 |  | kWh | 0.046765 | 0 | Commercial | [7 empty] | 10 | 0.85 |  |  |  | 1 | 4.69 | 0 | 0 | 0 | 0 | 0 | 0 | 0 | 0 | 0 | 0 | 2009 Qtr 1: 0; 2009 Qtr 2: 0; 2009 Qtr 3: 0; 2009 Qtr 4: 4.69; 2010 Qtr 1: 0; 2010 Qtr 2: 0; 2010 Qtr 3: 0; 2010 Qtr 4: 0; 2011 Qtr 1: 0; 2011 Qtr 2: 0; 2011 Qtr 3: 0; 2011 Qtr 4: 0 | 4.69
0 | 267044-Commercial Condensor Coil Cleaning (all units - savings at 50% of DEER) Com All CZ07 VintAll |  | System | Commercial | 01-ALC-AllCommercial-Cooling | 0 |  |  |  |  | 9.9998 | 10.7143 | 0 | 0 | 0 | -0.71451 | 60 |  | kWh | 0.047 | 0 | Commercial | [7 empty] | 3 | 0.78 |  |  |  | 1 | 7 | 0 | 0 | 0 | 0 | 0 | 0 | 0 | 0 | 0 | 0 | 2009 Qtr 1: 0; 2009 Qtr 2: 0; 2009 Qtr 3: 0; 2009 Qtr 4: 7; 2010 Qtr 1: 0; 2010 Qtr 2: 0; 2010 Qtr 3: 0; 2010 Qtr 4: 0; 2011 Qtr 1: 0; 2011 Qtr 2: 0; 2011 Qtr 3: 0; 2011 Qtr 4: 0 | 7
0 | 267029-Commercial HVAC Diagnostic/Tune-up Com All CZ07 VintAll |  | System | Commercial | 01-ALC-AllCommercial-Cooling | 0 |  |  |  |  | 72.1918 | 82.5373 | 0 | 0 | 0 | -10.3455 | 60.0094 |  | kWh | 0.046765 | 0 | Commercial | [7 empty] | 10 | 0.85 |  |  |  | 1 | 2.68 | 0 | 0 | 0 | 0 | 0 | 0 | 0 | 0 | 0 | 0 | 2009 Qtr 1: 0; 2009 Qtr 2: 0; 2009 Qtr 3: 0; 2009 Qtr 4: 2.68; 2010 Qtr 1: 0; 2010 Qtr 2: 0; 2010 Qtr 3: 0; 2010 Qtr 4: 0; 2011 Qtr 1: 0; 2011 Qtr 2: 0; 2011 Qtr 3: 0; 2011 Qtr 4: 0 | 2.68
0 | 267044-Commercial Condensor Coil Cleaning (all units - savings at 50% of DEER) Com All CZ07 VintAll |  | System | Commercial | 01-ALC-AllCommercial-Cooling | 0 |  |  |  |  | 9.9998 | 10 | 0 | 0 | 0 | -0.0002249 | 60 |  | kWh | 0.047 | 0 | Commercial | [7 empty] | 3 | 0.78 |  |  |  | 1 | 4 | 0 | 0 | 0 | 0 | 0 | 0 | 0 | 0 | 0 | 0 | 2009 Qtr 1: 0; 2009 Qtr 2: 0; 2009 Qtr 3: 0; 2009 Qtr 4: 4; 2010 Qtr 1: 0; 2010 Qtr 2: 0; 2010 Qtr 3: 0; 2010 Qtr 4: 0; 2011 Qtr 1: 0; 2011 Qtr 2: 0; 2011 Qtr 3: 0; 2011 Qtr 4: 0 | 4
0 | 267029-Commercial HVAC Diagnostic/Tune-up Com All CZ07 VintAll |  | System | Commercial | 01-ALC-AllCommercial-Cooling | 0 |  |  |  |  | 72.1918 | 82.5373 | 0 | 0 | 0 | -10.3455 | 60.0094 |  | kWh | 0.046765 | 0 | Commercial | [7 empty] | 10 | 0.85 |  |  |  | 1 | 2.68 | 0 | 0 | 0 | 0 | 0 | 0 | 0 | 0 | 0 | 0 | 2009 Qtr 1: 0; 2009 Qtr 2: 0; 2009 Qtr 3: 0; 2009 Qtr 4: 2.68; 2010 Qtr 1: 0; 2010 Qtr 2: 0; 2010 Qtr 3: 0; 2010 Qtr 4: 0; 2011 Qtr 1: 0; 2011 Qtr 2: 0; 2011 Qtr 3: 0; 2011 Qtr 4: 0 | 2.68
0 | 267044-Commercial Condensor Coil Cleaning (all units - savings at 50% of DEER) Com All CZ07 VintAll |  | System | Commercial | 01-ALC-AllCommercial-Cooling | 0 |  |  |  |  | 9.9998 | 10 | 0 | 0 | 0 | -0.0002249 | 60 |  | kWh | 0.047 | 0 | Commercial | [7 empty] | 3 | 0.78 |  |  |  | 1 | 4 | 0 | 0 | 0 | 0 | 0 | 0 | 0 | 0 | 0 | 0 | 2009 Qtr 1: 0; 2009 Qtr 2: 0; 2009 Qtr 3: 0; 2009 Qtr 4: 4; 2010 Qtr 1: 0; 2010 Qtr 2: 0; 2010 Qtr 3: 0; 2010 Qtr 4: 0; 2011 Qtr 1: 0; 2011 Qtr 2: 0; 2011 Qtr 3: 0; 2011 Qtr 4: 0 | 4
0 | 267029-Commercial HVAC Diagnostic/Tune-up Com All CZ07 VintAll |  | System | Commercial | 01-ALC-AllCommercial-Cooling | 0 |  |  |  |  | 72.1918 | 96.2935 | 0 | 0 | 0 | -24.1017 | 60.0094 |  | kWh | 0.046765 | 0 | Commercial | [7 empty] | 10 | 0.85 |  |  |  | 1 | 2.01 | 0 | 0 | 0 | 0 | 0 | 0 | 0 | 0 | 0 | 0 | 2009 Qtr 1: 0; 2009 Qtr 2: 0; 2009 Qtr 3: 0; 2009 Qtr 4: 2.01; 2010 Qtr 1: 0; 2010 Qtr 2: 0; 2010 Qtr 3: 0; 2010 Qtr 4: 0; 2011 Qtr 1: 0; 2011 Qtr 2: 0; 2011 Qtr 3: 0; 2011 Qtr 4: 0 | 2.01
0 | 267044-Commercial Condensor Coil Cleaning (all units - savings at 50% of DEER) Com All CZ07 VintAll |  | System | Commercial | 01-ALC-AllCommercial-Cooling | 0 |  |  |  |  | 9.9998 | 11.6667 | 0 | 0 | 0 | -1.6669 | 60 |  | kWh | 0.047 | 0 | Commercial | [7 empty] | 3 | 0.78 |  |  |  | 1 | 3 | 0 | 0 | 0 | 0 | 0 | 0 | 0 | 0 | 0 | 0 | 2009 Qtr 1: 0; 2009 Qtr 2: 0; 2009 Qtr 3: 0; 2009 Qtr 4: 3; 2010 Qtr 1: 0; 2010 Qtr 2: 0; 2010 Qtr 3: 0; 2010 Qtr 4: 0; 2011 Qtr 1: 0; 2011 Qtr 2: 0; 2011 Qtr 3: 0; 2011 Qtr 4: 0 | 3
0 | 267044-Commercial Condensor Coil Cleaning (all units - savings at 50% of DEER) Com All CZ07 VintAll |  | System | Commercial | 01-ALC-AllCommercial-Cooling | 0 |  |  |  |  | 9.9998 | 11.6667 | 0 | 0 | 0 | -1.6669 | 60 |  | kWh | 0.047 | 0 | Commercial | [7 empty] | 3 | 0.78 |  |  |  | 1 | 3 | 0 | 0 | 0 | 0 | 0 | 0 | 0 | 0 | 0 | 0 | 2009 Qtr 1: 0; 2009 Qtr 2: 0; 2009 Qtr 3: 0; 2009 Qtr 4: 3; 2010 Qtr 1: 0; 2010 Qtr 2: 0; 2010 Qtr 3: 0; 2010 Qtr 4: 0; 2011 Qtr 1: 0; 2011 Qtr 2: 0; 2011 Qtr 3: 0; 2011 Qtr 4: 0 | 3
0 | 267029-Commercial HVAC Diagnostic/Tune-up Com All CZ07 VintAll |  | System | Commercial | 01-ALC-AllCommercial-Cooling | 0 |  |  |  |  | 72.1918 | 82.5373 | 0 | 0 | 0 | -10.3455 | 60.0094 |  | kWh | 0.046765 | 0 | Commercial | [7 empty] | 10 | 0.85 |  |  |  | 1 | 3.35 | 0 | 0 | 0 | 0 | 0 | 0 | 0 | 0 | 0 | 0 | 2009 Qtr 1: 0; 2009 Qtr 2: 0; 2009 Qtr 3: 0; 2009 Qtr 4: 3.35; 2010 Qtr 1: 0; 2010 Qtr 2: 0; 2010 Qtr 3: 0; 2010 Qtr 4: 0; 2011 Qtr 1: 0; 2011 Qtr 2: 0; 2011 Qtr 3: 0; 2011 Qtr 4: 0 | 3.35
0 | 267044-Commercial Condensor Coil Cleaning (all units - savings at 50% of DEER) Com All CZ07 VintAll |  | System | Commercial | 01-ALC-AllCommercial-Cooling | 0 |  |  |  |  | 9.9998 | 10 | 0 | 0 | 0 | -0.0002249 | 60 |  | kWh | 0.047 | 0 | Commercial | [7 empty] | 3 | 0.78 |  |  |  | 1 | 5 | 0 | 0 | 0 | 0 | 0 | 0 | 0 | 0 | 0 | 0 | 2009 Qtr 1: 0; 2009 Qtr 2: 0; 2009 Qtr 3: 0; 2009 Qtr 4: 5; 2010 Qtr 1: 0; 2010 Qtr 2: 0; 2010 Qtr 3: 0; 2010 Qtr 4: 0; 2011 Qtr 1: 0; 2011 Qtr 2: 0; 2011 Qtr 3: 0; 2011 Qtr 4: 0 | 5
0 | 267029-Commercial HVAC Diagnostic/Tune-up Com All CZ07 VintAll |  | System | Commercial | 01-ALC-AllCommercial-Cooling | 0 |  |  |  |  | 72.1918 | 82.5373 | 0 | 0 | 0 | -10.3455 | 60.0094 |  | kWh | 0.046765 | 0 | Commercial | [7 empty] | 10 | 0.85 |  |  |  | 1 | 3.35 | 0 | 0 | 0 | 0 | 0 | 0 | 0 | 0 | 0 | 0 | 2009 Qtr 1: 0; 2009 Qtr 2: 0; 2009 Qtr 3: 0; 2009 Qtr 4: 3.35; 2010 Qtr 1: 0; 2010 Qtr 2: 0; 2010 Qtr 3: 0; 2010 Qtr 4: 0; 2011 Qtr 1: 0; 2011 Qtr 2: 0; 2011 Qtr 3: 0; 2011 Qtr 4: 0 | 3.35
0 | 267044-Commercial Condensor Coil Cleaning (all units - savings at 50% of DEER) Com All CZ07 VintAll |  | System | Commercial | 01-ALC-AllCommercial-Cooling | 0 |  |  |  |  | 9.9998 | 10 | 0 | 0 | 0 | -0.0002249 | 60 |  | kWh | 0.047 | 0 | Commercial | [7 empty] | 3 | 0.78 |  |  |  | 1 | 5 | 0 | 0 | 0 | 0 | 0 | 0 | 0 | 0 | 0 | 0 | 2009 Qtr 1: 0; 2009 Qtr 2: 0; 2009 Qtr 3: 0; 2009 Qtr 4: 5; 2010 Qtr 1: 0; 2010 Qtr 2: 0; 2010 Qtr 3: 0; 2010 Qtr 4: 0; 2011 Qtr 1: 0; 2011 Qtr 2: 0; 2011 Qtr 3: 0; 2011 Qtr 4: 0 | 5
0 | 267029-Commercial HVAC Diagnostic/Tune-up Com All CZ07 VintAll |  | System | Commercial | 01-ALC-AllCommercial-Cooling | 0 |  |  |  |  | 72.1918 | 82.5373 | 0 | 0 | 0 | -10.3455 | 60.0094 |  | kWh | 0.046765 | 0 | Commercial | [7 empty] | 10 | 0.85 |  |  |  | 1 | 3.35 | 0 | 0 | 0 | 0 | 0 | 0 | 0 | 0 | 0 | 0 | 2009 Qtr 1: 0; 2009 Qtr 2: 0; 2009 Qtr 3: 0; 2009 Qtr 4: 3.35; 2010 Qtr 1: 0; 2010 Qtr 2: 0; 2010 Qtr 3: 0; 2010 Qtr 4: 0; 2011 Qtr 1: 0; 2011 Qtr 2: 0; 2011 Qtr 3: 0; 2011 Qtr 4: 0 | 3.35
0 | 267044-Commercial Condensor Coil Cleaning (all units - savings at 50% of DEER) Com All CZ07 VintAll |  | System | Commercial | 01-ALC-AllCommercial-Cooling | 0 |  |  |  |  | 9.9998 | 10 | 0 | 0 | 0 | -0.0002249 | 60 |  | kWh | 0.047 | 0 | Commercial | [7 empty] | 3 | 0.78 |  |  |  | 1 | 5 | 0 | 0 | 0 | 0 | 0 | 0 | 0 | 0 | 0 | 0 | 2009 Qtr 1: 0; 2009 Qtr 2: 0; 2009 Qtr 3: 0; 2009 Qtr 4: 5; 2010 Qtr 1: 0; 2010 Qtr 2: 0; 2010 Qtr 3: 0; 2010 Qtr 4: 0; 2011 Qtr 1: 0; 2011 Qtr 2: 0; 2011 Qtr 3: 0; 2011 Qtr 4: 0 | 5
0 | 267029-Commercial HVAC Diagnostic/Tune-up Com All CZ07 VintAll |  | System | Commercial | 01-ALC-AllCommercial-Cooling | 0 |  |  |  |  | 72.1918 | 82.5373 | 0 | 0 | 0 | -10.3455 | 60.0094 |  | kWh | 0.046765 | 0 | Commercial | [7 empty] | 10 | 0.85 |  |  |  | 1 | 3.35 | 0 | 0 | 0 | 0 | 0 | 0 | 0 | 0 | 0 | 0 | 2009 Qtr 1: 0; 2009 Qtr 2: 0; 2009 Qtr 3: 0; 2009 Qtr 4: 3.35; 2010 Qtr 1: 0; 2010 Qtr 2: 0; 2010 Qtr 3: 0; 2010 Qtr 4: 0; 2011 Qtr 1: 0; 2011 Qtr 2: 0; 2011 Qtr 3: 0; 2011 Qtr 4: 0 | 3.35
0 | 267044-Commercial Condensor Coil Cleaning (all units - savings at 50% of DEER) Com All CZ07 VintAll |  | System | Commercial | 01-ALC-AllCommercial-Cooling | 0 |  |  |  |  | 9.9998 | 10 | 0 | 0 | 0 | -0.0002249 | 60 |  | kWh | 0.047 | 0 | Commercial | [7 empty] | 3 | 0.78 |  |  |  | 1 | 5 | 0 | 0 | 0 | 0 | 0 | 0 | 0 | 0 | 0 | 0 | 2009 Qtr 1: 0; 2009 Qtr 2: 0; 2009 Qtr 3: 0; 2009 Qtr 4: 5; 2010 Qtr 1: 0; 2010 Qtr 2: 0; 2010 Qtr 3: 0; 2010 Qtr 4: 0; 2011 Qtr 1: 0; 2011 Qtr 2: 0; 2011 Qtr 3: 0; 2011 Qtr 4: 0 | 5
0 | 267029-Commercial HVAC Diagnostic/Tune-up Com All CZ07 VintAll |  | System | Commercial | 01-ALC-AllCommercial-Cooling | 0 |  |  |  |  | 72.1918 | 82.5373 | 0 | 0 | 0 | -10.3455 | 60.0094 |  | kWh | 0.046765 | 0 | Commercial | [7 empty] | 10 | 0.85 |  |  |  | 1 | 3.35 | 0 | 0 | 0 | 0 | 0 | 0 | 0 | 0 | 0 | 0 | 2009 Qtr 1: 0; 2009 Qtr 2: 0; 2009 Qtr 3: 0; 2009 Qtr 4: 3.35; 2010 Qtr 1: 0; 2010 Qtr 2: 0; 2010 Qtr 3: 0; 2010 Qtr 4: 0; 2011 Qtr 1: 0; 2011 Qtr 2: 0; 2011 Qtr 3: 0; 2011 Qtr 4: 0 | 3.35
0 | 267044-Commercial Condensor Coil Cleaning (all units - savings at 50% of DEER) Com All CZ07 VintAll |  | System | Commercial | 01-ALC-AllCommercial-Cooling | 0 |  |  |  |  | 9.9998 | 10 | 0 | 0 | 0 | -0.0002249 | 60 |  | kWh | 0.047 | 0 | Commercial | [7 empty] | 3 | 0.78 |  |  |  | 1 | 5 | 0 | 0 | 0 | 0 | 0 | 0 | 0 | 0 | 0 | 0 | 2009 Qtr 1: 0; 2009 Qtr 2: 0; 2009 Qtr 3: 0; 2009 Qtr 4: 5; 2010 Qtr 1: 0; 2010 Qtr 2: 0; 2010 Qtr 3: 0; 2010 Qtr 4: 0; 2011 Qtr 1: 0; 2011 Qtr 2: 0; 2011 Qtr 3: 0; 2011 Qtr 4: 0 | 5
0 | 267029-Commercial HVAC Diagnostic/Tune-up Com All CZ07 VintAll |  | System | Commercial | 01-ALC-AllCommercial-Cooling | 0 |  |  |  |  | 72.1918 | 103.1716 | 0 | 0 | 0 | -30.9799 | 60.0094 |  | kWh | 0.046765 | 0 | Commercial | [7 empty] | 10 | 0.85 |  |  |  | 1 | 2.01 | 0 | 0 | 0 | 0 | 0 | 0 | 0 | 0 | 0 | 0 | 2009 Qtr 1: 0; 2009 Qtr 2: 0; 2009 Qtr 3: 0; 2009 Qtr 4: 2.01; 2010 Qtr 1: 0; 2010 Qtr 2: 0; 2010 Qtr 3: 0; 2010 Qtr 4: 0; 2011 Qtr 1: 0; 2011 Qtr 2: 0; 2011 Qtr 3: 0; 2011 Qtr 4: 0 | 2.01
0 | 267044-Commercial Condensor Coil Cleaning (all units - savings at 50% of DEER) Com All CZ07 VintAll |  | System | Commercial | 01-ALC-AllCommercial-Cooling | 0 |  |  |  |  | 9.9998 | 12.5 | 0 | 0 | 0 | -2.5002 | 60 |  | kWh | 0.047 | 0 | Commercial | [7 empty] | 3 | 0.78 |  |  |  | 1 | 3 | 0 | 0 | 0 | 0 | 0 | 0 | 0 | 0 | 0 | 0 | 2009 Qtr 1: 0; 2009 Qtr 2: 0; 2009 Qtr 3: 0; 2009 Qtr 4: 3; 2010 Qtr 1: 0; 2010 Qtr 2: 0; 2010 Qtr 3: 0; 2010 Qtr 4: 0; 2011 Qtr 1: 0; 2011 Qtr 2: 0; 2011 Qtr 3: 0; 2011 Qtr 4: 0 | 3
0 | 267029-Commercial HVAC Diagnostic/Tune-up Com All CZ07 VintAll |  | System | Commercial | 01-ALC-AllCommercial-Cooling | 0 |  |  |  |  | 72.1918 | 103.1716 | 0 | 0 | 0 | -30.9799 | 60.0094 |  | kWh | 0.046765 | 0 | Commercial | [7 empty] | 10 | 0.85 |  |  |  | 1 | 2.01 | 0 | 0 | 0 | 0 | 0 | 0 | 0 | 0 | 0 | 0 | 2009 Qtr 1: 0; 2009 Qtr 2: 0; 2009 Qtr 3: 0; 2009 Qtr 4: 2.01; 2010 Qtr 1: 0; 2010 Qtr 2: 0; 2010 Qtr 3: 0; 2010 Qtr 4: 0; 2011 Qtr 1: 0; 2011 Qtr 2: 0; 2011 Qtr 3: 0; 2011 Qtr 4: 0 | 2.01
0 | 267044-Commercial Condensor Coil Cleaning (all units - savings at 50% of DEER) Com All CZ07 VintAll |  | System | Commercial | 01-ALC-AllCommercial-Cooling | 0 |  |  |  |  | 9.9998 | 12.5 | 0 | 0 | 0 | -2.5002 | 60 |  | kWh | 0.047 | 0 | Commercial | [7 empty] | 3 | 0.78 |  |  |  | 1 | 3 | 0 | 0 | 0 | 0 | 0 | 0 | 0 | 0 | 0 | 0 | 2009 Qtr 1: 0; 2009 Qtr 2: 0; 2009 Qtr 3: 0; 2009 Qtr 4: 3; 2010 Qtr 1: 0; 2010 Qtr 2: 0; 2010 Qtr 3: 0; 2010 Qtr 4: 0; 2011 Qtr 1: 0; 2011 Qtr 2: 0; 2011 Qtr 3: 0; 2011 Qtr 4: 0 | 3
0 | 267029-Commercial HVAC Diagnostic/Tune-up Com All CZ07 VintAll |  | System | Commercial | 01-ALC-AllCommercial-Cooling | 0 |  |  |  |  | 72.1918 | 82.5373 | 0 | 0 | 0 | -10.3455 | 60.0094 |  | kWh | 0.046765 | 0 | Commercial | [7 empty] | 10 | 0.85 |  |  |  | 1 | 3.35 | 0 | 0 | 0 | 0 | 0 | 0 | 0 | 0 | 0 | 0 | 2009 Qtr 1: 0; 2009 Qtr 2: 0; 2009 Qtr 3: 0; 2009 Qtr 4: 3.35; 2010 Qtr 1: 0; 2010 Qtr 2: 0; 2010 Qtr 3: 0; 2010 Qtr 4: 0; 2011 Qtr 1: 0; 2011 Qtr 2: 0; 2011 Qtr 3: 0; 2011 Qtr 4: 0 | 3.35
0 | 267044-Commercial Condensor Coil Cleaning (all units - savings at 50% of DEER) Com All CZ07 VintAll |  | System | Commercial | 01-ALC-AllCommercial-Cooling | 0 |  |  |  |  | 9.9998 | 10 | 0 | 0 | 0 | -0.0002249 | 60 |  | kWh | 0.047 | 0 | Commercial | [7 empty] | 3 | 0.78 |  |  |  | 1 | 5 | 0 | 0 | 0 | 0 | 0 | 0 | 0 | 0 | 0 | 0 | 2009 Qtr 1: 0; 2009 Qtr 2: 0; 2009 Qtr 3: 0; 2009 Qtr 4: 5; 2010 Qtr 1: 0; 2010 Qtr 2: 0; 2010 Qtr 3: 0; 2010 Qtr 4: 0; 2011 Qtr 1: 0; 2011 Qtr 2: 0; 2011 Qtr 3: 0; 2011 Qtr 4: 0 | 5
0 | 267029-Commercial HVAC Diagnostic/Tune-up Com All CZ07 VintAll |  | System | Commercial | 01-ALC-AllCommercial-Cooling | 0 |  |  |  |  | 72.1918 | 82.5373 | 0 | 0 | 0 | -10.3455 | 60.0094 |  | kWh | 0.046765 | 0 | Commercial | [7 empty] | 10 | 0.85 |  |  |  | 1 | 3.35 | 0 | 0 | 0 | 0 | 0 | 0 | 0 | 0 | 0 | 0 | 2009 Qtr 1: 0; 2009 Qtr 2: 0; 2009 Qtr 3: 0; 2009 Qtr 4: 3.35; 2010 Qtr 1: 0; 2010 Qtr 2: 0; 2010 Qtr 3: 0; 2010 Qtr 4: 0; 2011 Qtr 1: 0; 2011 Qtr 2: 0; 2011 Qtr 3: 0; 2011 Qtr 4: 0 | 3.35
0 | 267044-Commercial Condensor Coil Cleaning (all units - savings at 50% of DEER) Com All CZ07 VintAll |  | System | Commercial | 01-ALC-AllCommercial-Cooling | 0 |  |  |  |  | 9.9998 | 10 | 0 | 0 | 0 | -0.0002249 | 60 |  | kWh | 0.047 | 0 | Commercial | [7 empty] | 3 | 0.78 |  |  |  | 1 | 5 | 0 | 0 | 0 | 0 | 0 | 0 | 0 | 0 | 0 | 0 | 2009 Qtr 1: 0; 2009 Qtr 2: 0; 2009 Qtr 3: 0; 2009 Qtr 4: 5; 2010 Qtr 1: 0; 2010 Qtr 2: 0; 2010 Qtr 3: 0; 2010 Qtr 4: 0; 2011 Qtr 1: 0; 2011 Qtr 2: 0; 2011 Qtr 3: 0; 2011 Qtr 4: 0 | 5
0 | 267029-Commercial HVAC Diagnostic/Tune-up Com All CZ07 VintAll |  | System | Commercial | 01-ALC-AllCommercial-Cooling | 0 |  |  |  |  | 72.1918 | 82.5373 | 0 | 0 | 0 | -10.3455 | 60.0094 |  | kWh | 0.046765 | 0 | Commercial | [7 empty] | 10 | 0.85 |  |  |  | 1 | 3.35 | 0 | 0 | 0 | 0 | 0 | 0 | 0 | 0 | 0 | 0 | 2009 Qtr 1: 0; 2009 Qtr 2: 0; 2009 Qtr 3: 0; 2009 Qtr 4: 3.35; 2010 Qtr 1: 0; 2010 Qtr 2: 0; 2010 Qtr 3: 0; 2010 Qtr 4: 0; 2011 Qtr 1: 0; 2011 Qtr 2: 0; 2011 Qtr 3: 0; 2011 Qtr 4: 0 | 3.35
0 | 267044-Commercial Condensor Coil Cleaning (all units - savings at 50% of DEER) Com All CZ07 VintAll |  | System | Commercial | 01-ALC-AllCommercial-Cooling | 0 |  |  |  |  | 9.9998 | 10 | 0 | 0 | 0 | -0.0002249 | 60 |  | kWh | 0.047 | 0 | Commercial | [7 empty] | 3 | 0.78 |  |  |  | 1 | 5 | 0 | 0 | 0 | 0 | 0 | 0 | 0 | 0 | 0 | 0 | 2009 Qtr 1: 0; 2009 Qtr 2: 0; 2009 Qtr 3: 0; 2009 Qtr 4: 5; 2010 Qtr 1: 0; 2010 Qtr 2: 0; 2010 Qtr 3: 0; 2010 Qtr 4: 0; 2011 Qtr 1: 0; 2011 Qtr 2: 0; 2011 Qtr 3: 0; 2011 Qtr 4: 0 | 5
0 | 267029-Commercial HVAC Diagnostic/Tune-up Com All CZ07 VintAll |  | System | Commercial | 01-ALC-AllCommercial-Cooling | 0 |  |  |  |  | 72.1918 | 82.5373 | 0 | 0 | 0 | -10.3455 | 60.0094 |  | kWh | 0.046765 | 0 | Commercial | [7 empty] | 10 | 0.85 |  |  |  | 1 | 3.35 | 0 | 0 | 0 | 0 | 0 | 0 | 0 | 0 | 0 | 0 | 2009 Qtr 1: 0; 2009 Qtr 2: 0; 2009 Qtr 3: 0; 2009 Qtr 4: 3.35; 2010 Qtr 1: 0; 2010 Qtr 2: 0; 2010 Qtr 3: 0; 2010 Qtr 4: 0; 2011 Qtr 1: 0; 2011 Qtr 2: 0; 2011 Qtr 3: 0; 2011 Qtr 4: 0 | 3.35
0 | 267044-Commercial Condensor Coil Cleaning (all units - savings at 50% of DEER) Com All CZ07 VintAll |  | System | Commercial | 01-ALC-AllCommercial-Cooling | 0 |  |  |  |  | 9.9998 | 10 | 0 | 0 | 0 | -0.0002249 | 60 |  | kWh | 0.047 | 0 | Commercial | [7 empty] | 3 | 0.78 |  |  |  | 1 | 5 | 0 | 0 | 0 | 0 | 0 | 0 | 0 | 0 | 0 | 0 | 2009 Qtr 1: 0; 2009 Qtr 2: 0; 2009 Qtr 3: 0; 2009 Qtr 4: 5; 2010 Qtr 1: 0; 2010 Qtr 2: 0; 2010 Qtr 3: 0; 2010 Qtr 4: 0; 2011 Qtr 1: 0; 2011 Qtr 2: 0; 2011 Qtr 3: 0; 2011 Qtr 4: 0 | 5
0 | 267030-Commercial HVAC Diagnostic/Tune-up Com All CZ10 VintAll |  | System | Commercial | 01-ALC-AllCommercial-Cooling | 0 |  |  |  |  | 67.6133 | 82.5373 | 0 | 0 | 0 | -14.924 | 214 |  | kWh | 0.15 | 0 | Commercial | [7 empty] | 10 | 0.85 |  |  |  | 1 | 3.35 | 0 | 0 | 0 | 0 | 0 | 0 | 0 | 0 | 0 | 0 | 2009 Qtr 1: 0; 2009 Qtr 2: 0; 2009 Qtr 3: 0; 2009 Qtr 4: 3.35; 2010 Qtr 1: 0; 2010 Qtr 2: 0; 2010 Qtr 3: 0; 2010 Qtr 4: 0; 2011 Qtr 1: 0; 2011 Qtr 2: 0; 2011 Qtr 3: 0; 2011 Qtr 4: 0 | 3.35
0 | 267045-Commercial Condensor Coil Cleaning (all units - savings at 50% of DEER) Com All CZ10 VintAll |  | System | Commercial | 01-ALC-AllCommercial-Cooling | 0 |  |  |  |  | 10 | 10 | 0 | 0 | 0 | 0 | 74 |  | kWh | 0.0665 | 0 | Commercial | [7 empty] | 3 | 0.78 |  |  |  | 1 | 5 | 0 | 0 | 0 | 0 | 0 | 0 | 0 | 0 | 0 | 0 | 2009 Qtr 1: 0; 2009 Qtr 2: 0; 2009 Qtr 3: 0; 2009 Qtr 4: 5; 2010 Qtr 1: 0; 2010 Qtr 2: 0; 2010 Qtr 3: 0; 2010 Qtr 4: 0; 2011 Qtr 1: 0; 2011 Qtr 2: 0; 2011 Qtr 3: 0; 2011 Qtr 4: 0 | 5
0 | 267030-Commercial HVAC Diagnostic/Tune-up Com All CZ10 VintAll |  | System | Commercial | 01-ALC-AllCommercial-Cooling | 0 |  |  |  |  | 67.6133 | 82.5373 | 0 | 0 | 0 | -14.924 | 214 |  | kWh | 0.15 | 0 | Commercial | [7 empty] | 10 | 0.85 |  |  |  | 1 | 4.02 | 0 | 0 | 0 | 0 | 0 | 0 | 0 | 0 | 0 | 0 | 2009 Qtr 1: 0; 2009 Qtr 2: 0; 2009 Qtr 3: 0; 2009 Qtr 4: 4.02; 2010 Qtr 1: 0; 2010 Qtr 2: 0; 2010 Qtr 3: 0; 2010 Qtr 4: 0; 2011 Qtr 1: 0; 2011 Qtr 2: 0; 2011 Qtr 3: 0; 2011 Qtr 4: 0 | 4.02
0 | 267045-Commercial Condensor Coil Cleaning (all units - savings at 50% of DEER) Com All CZ10 VintAll |  | System | Commercial | 01-ALC-AllCommercial-Cooling | 0 |  |  |  |  | 10 | 10 | 0 | 0 | 0 | 0 | 74 |  | kWh | 0.0665 | 0 | Commercial | [7 empty] | 3 | 0.78 |  |  |  | 1 | 6 | 0 | 0 | 0 | 0 | 0 | 0 | 0 | 0 | 0 | 0 | 2009 Qtr 1: 0; 2009 Qtr 2: 0; 2009 Qtr 3: 0; 2009 Qtr 4: 6; 2010 Qtr 1: 0; 2010 Qtr 2: 0; 2010 Qtr 3: 0; 2010 Qtr 4: 0; 2011 Qtr 1: 0; 2011 Qtr 2: 0; 2011 Qtr 3: 0; 2011 Qtr 4: 0 | 6
0 | 267030-Commercial HVAC Diagnostic/Tune-up Com All CZ10 VintAll |  | System | Commercial | 01-ALC-AllCommercial-Cooling | 0 |  |  |  |  | 67.6133 | 103.1716 | 0 | 0 | 0 | -35.5584 | 214 |  | kWh | 0.15 | 0 | Commercial | [7 empty] | 10 | 0.85 |  |  |  | 1 | 2.01 | 0 | 0 | 0 | 0 | 0 | 0 | 0 | 0 | 0 | 0 | 2009 Qtr 1: 0; 2009 Qtr 2: 0; 2009 Qtr 3: 0; 2009 Qtr 4: 2.01; 2010 Qtr 1: 0; 2010 Qtr 2: 0; 2010 Qtr 3: 0; 2010 Qtr 4: 0; 2011 Qtr 1: 0; 2011 Qtr 2: 0; 2011 Qtr 3: 0; 2011 Qtr 4: 0 | 2.01
0 | 267045-Commercial Condensor Coil Cleaning (all units - savings at 50% of DEER) Com All CZ10 VintAll |  | System | Commercial | 01-ALC-AllCommercial-Cooling | 0 |  |  |  |  | 10 | 12.5 | 0 | 0 | 0 | -2.5 | 74 |  | kWh | 0.0665 | 0 | Commercial | [7 empty] | 3 | 0.78 |  |  |  | 1 | 3 | 0 | 0 | 0 | 0 | 0 | 0 | 0 | 0 | 0 | 0 | 2009 Qtr 1: 0; 2009 Qtr 2: 0; 2009 Qtr 3: 0; 2009 Qtr 4: 3; 2010 Qtr 1: 0; 2010 Qtr 2: 0; 2010 Qtr 3: 0; 2010 Qtr 4: 0; 2011 Qtr 1: 0; 2011 Qtr 2: 0; 2011 Qtr 3: 0; 2011 Qtr 4: 0 | 3
0 | 267030-Commercial HVAC Diagnostic/Tune-up Com All CZ10 VintAll |  | System | Commercial | 01-ALC-AllCommercial-Cooling | 0 |  |  |  |  | 67.6133 | 103.1716 | 0 | 0 | 0 | -35.5584 | 214 |  | kWh | 0.15 | 0 | Commercial | [7 empty] | 10 | 0.85 |  |  |  | 1 | 2.01 | 0 | 0 | 0 | 0 | 0 | 0 | 0 | 0 | 0 | 0 | 2009 Qtr 1: 0; 2009 Qtr 2: 0; 2009 Qtr 3: 0; 2009 Qtr 4: 2.01; 2010 Qtr 1: 0; 2010 Qtr 2: 0; 2010 Qtr 3: 0; 2010 Qtr 4: 0; 2011 Qtr 1: 0; 2011 Qtr 2: 0; 2011 Qtr 3: 0; 2011 Qtr 4: 0 | 2.01
0 | 267045-Commercial Condensor Coil Cleaning (all units - savings at 50% of DEER) Com All CZ10 VintAll |  | System | Commercial | 01-ALC-AllCommercial-Cooling | 0 |  |  |  |  | 10 | 12.5 | 0 | 0 | 0 | -2.5 | 74 |  | kWh | 0.0665 | 0 | Commercial | [7 empty] | 3 | 0.78 |  |  |  | 1 | 3 | 0 | 0 | 0 | 0 | 0 | 0 | 0 | 0 | 0 | 0 | 2009 Qtr 1: 0; 2009 Qtr 2: 0; 2009 Qtr 3: 0; 2009 Qtr 4: 3; 2010 Qtr 1: 0; 2010 Qtr 2: 0; 2010 Qtr 3: 0; 2010 Qtr 4: 0; 2011 Qtr 1: 0; 2011 Qtr 2: 0; 2011 Qtr 3: 0; 2011 Qtr 4: 0 | 3
0 | 267030-Commercial HVAC Diagnostic/Tune-up Com All CZ10 VintAll |  | System | Commercial | 01-ALC-AllCommercial-Cooling | 0 |  |  |  |  | 67.6133 | 82.5373 | 0 | 0 | 0 | -14.924 | 214 |  | kWh | 0.15 | 0 | Commercial | [7 empty] | 10 | 0.85 |  |  |  | 1 | 4.02 | 0 | 0 | 0 | 0 | 0 | 0 | 0 | 0 | 0 | 0 | 2009 Qtr 1: 0; 2009 Qtr 2: 0; 2009 Qtr 3: 0; 2009 Qtr 4: 4.02; 2010 Qtr 1: 0; 2010 Qtr 2: 0; 2010 Qtr 3: 0; 2010 Qtr 4: 0; 2011 Qtr 1: 0; 2011 Qtr 2: 0; 2011 Qtr 3: 0; 2011 Qtr 4: 0 | 4.02
0 | 267045-Commercial Condensor Coil Cleaning (all units - savings at 50% of DEER) Com All CZ10 VintAll |  | System | Commercial | 01-ALC-AllCommercial-Cooling | 0 |  |  |  |  | 10 | 10 | 0 | 0 | 0 | 0 | 74 |  | kWh | 0.0665 | 0 | Commercial | [7 empty] | 3 | 0.78 |  |  |  | 1 | 6 | 0 | 0 | 0 | 0 | 0 | 0 | 0 | 0 | 0 | 0 | 2009 Qtr 1: 0; 2009 Qtr 2: 0; 2009 Qtr 3: 0; 2009 Qtr 4: 6; 2010 Qtr 1: 0; 2010 Qtr 2: 0; 2010 Qtr 3: 0; 2010 Qtr 4: 0; 2011 Qtr 1: 0; 2011 Qtr 2: 0; 2011 Qtr 3: 0; 2011 Qtr 4: 0 | 6
0 | 267029-Commercial HVAC Diagnostic/Tune-up Com All CZ07 VintAll |  | System | Commercial | 01-ALC-AllCommercial-Cooling | 0 |  |  |  |  | 72.1918 | 82.5373 | 0 | 0 | 0 | -10.3455 | 60.0094 |  | kWh | 0.046765 | 0 | Commercial | [7 empty] | 10 | 0.85 |  |  |  | 1 | 3.35 | 0 | 0 | 0 | 0 | 0 | 0 | 0 | 0 | 0 | 0 | 2009 Qtr 1: 0; 2009 Qtr 2: 0; 2009 Qtr 3: 0; 2009 Qtr 4: 3.35; 2010 Qtr 1: 0; 2010 Qtr 2: 0; 2010 Qtr 3: 0; 2010 Qtr 4: 0; 2011 Qtr 1: 0; 2011 Qtr 2: 0; 2011 Qtr 3: 0; 2011 Qtr 4: 0 | 3.35
0 | 267044-Commercial Condensor Coil Cleaning (all units - savings at 50% of DEER) Com All CZ07 VintAll |  | System | Commercial | 01-ALC-AllCommercial-Cooling | 0 |  |  |  |  | 9.9998 | 10 | 0 | 0 | 0 | -0.0002249 | 60 |  | kWh | 0.047 | 0 | Commercial | [7 empty] | 3 | 0.78 |  |  |  | 1 | 5 | 0 | 0 | 0 | 0 | 0 | 0 | 0 | 0 | 0 | 0 | 2009 Qtr 1: 0; 2009 Qtr 2: 0; 2009 Qtr 3: 0; 2009 Qtr 4: 5; 2010 Qtr 1: 0; 2010 Qtr 2: 0; 2010 Qtr 3: 0; 2010 Qtr 4: 0; 2011 Qtr 1: 0; 2011 Qtr 2: 0; 2011 Qtr 3: 0; 2011 Qtr 4: 0 | 5
0 | 267029-Commercial HVAC Diagnostic/Tune-up Com All CZ07 VintAll |  | System | Commercial | 01-ALC-AllCommercial-Cooling | 0 |  |  |  |  | 72.1918 | 82.5373 | 0 | 0 | 0 | -10.3455 | 60.0094 |  | kWh | 0.046765 | 0 | Commercial | [7 empty] | 10 | 0.85 |  |  |  | 1 | 3.35 | 0 | 0 | 0 | 0 | 0 | 0 | 0 | 0 | 0 | 0 | 2009 Qtr 1: 0; 2009 Qtr 2: 0; 2009 Qtr 3: 0; 2009 Qtr 4: 3.35; 2010 Qtr 1: 0; 2010 Qtr 2: 0; 2010 Qtr 3: 0; 2010 Qtr 4: 0; 2011 Qtr 1: 0; 2011 Qtr 2: 0; 2011 Qtr 3: 0; 2011 Qtr 4: 0 | 3.35
0 | 267044-Commercial Condensor Coil Cleaning (all units - savings at 50% of DEER) Com All CZ07 VintAll |  | System | Commercial | 01-ALC-AllCommercial-Cooling | 0 |  |  |  |  | 9.9998 | 10 | 0 | 0 | 0 | -0.0002249 | 60 |  | kWh | 0.047 | 0 | Commercial | [7 empty] | 3 | 0.78 |  |  |  | 1 | 5 | 0 | 0 | 0 | 0 | 0 | 0 | 0 | 0 | 0 | 0 | 2009 Qtr 1: 0; 2009 Qtr 2: 0; 2009 Qtr 3: 0; 2009 Qtr 4: 5; 2010 Qtr 1: 0; 2010 Qtr 2: 0; 2010 Qtr 3: 0; 2010 Qtr 4: 0; 2011 Qtr 1: 0; 2011 Qtr 2: 0; 2011 Qtr 3: 0; 2011 Qtr 4: 0 | 5
0 | 267029-Commercial HVAC Diagnostic/Tune-up Com All CZ07 VintAll |  | System | Commercial | 01-ALC-AllCommercial-Cooling | 0 |  |  |  |  | 72.1918 | 82.5373 | 0 | 0 | 0 | -10.3455 | 60.0094 |  | kWh | 0.046765 | 0 | Commercial | [7 empty] | 10 | 0.85 |  |  |  | 1 | 3.35 | 0 | 0 | 0 | 0 | 0 | 0 | 0 | 0 | 0 | 0 | 2009 Qtr 1: 0; 2009 Qtr 2: 0; 2009 Qtr 3: 0; 2009 Qtr 4: 3.35; 2010 Qtr 1: 0; 2010 Qtr 2: 0; 2010 Qtr 3: 0; 2010 Qtr 4: 0; 2011 Qtr 1: 0; 2011 Qtr 2: 0; 2011 Qtr 3: 0; 2011 Qtr 4: 0 | 3.35
0 | 267044-Commercial Condensor Coil Cleaning (all units - savings at 50% of DEER) Com All CZ07 VintAll |  | System | Commercial | 01-ALC-AllCommercial-Cooling | 0 |  |  |  |  | 9.9998 | 10 | 0 | 0 | 0 | -0.0002249 | 60 |  | kWh | 0.047 | 0 | Commercial | [7 empty] | 3 | 0.78 |  |  |  | 1 | 5 | 0 | 0 | 0 | 0 | 0 | 0 | 0 | 0 | 0 | 0 | 2009 Qtr 1: 0; 2009 Qtr 2: 0; 2009 Qtr 3: 0; 2009 Qtr 4: 5; 2010 Qtr 1: 0; 2010 Qtr 2: 0; 2010 Qtr 3: 0; 2010 Qtr 4: 0; 2011 Qtr 1: 0; 2011 Qtr 2: 0; 2011 Qtr 3: 0; 2011 Qtr 4: 0 | 5
0 | 267029-Commercial HVAC Diagnostic/Tune-up Com All CZ07 VintAll |  | System | Commercial | 01-ALC-AllCommercial-Cooling | 0 |  |  |  |  | 72.1918 | 96.2935 | 0 | 0 | 0 | -24.1017 | 60.0094 |  | kWh | 0.046765 | 0 | Commercial | [7 empty] | 10 | 0.85 |  |  |  | 1 | 2.01 | 0 | 0 | 0 | 0 | 0 | 0 | 0 | 0 | 0 | 0 | 2009 Qtr 1: 0; 2009 Qtr 2: 0; 2009 Qtr 3: 0; 2009 Qtr 4: 2.01; 2010 Qtr 1: 0; 2010 Qtr 2: 0; 2010 Qtr 3: 0; 2010 Qtr 4: 0; 2011 Qtr 1: 0; 2011 Qtr 2: 0; 2011 Qtr 3: 0; 2011 Qtr 4: 0 | 2.01
0 | 267044-Commercial Condensor Coil Cleaning (all units - savings at 50% of DEER) Com All CZ07 VintAll |  | System | Commercial | 01-ALC-AllCommercial-Cooling | 0 |  |  |  |  | 9.9998 | 11.6667 | 0 | 0 | 0 | -1.6669 | 60 |  | kWh | 0.047 | 0 | Commercial | [7 empty] | 3 | 0.78 |  |  |  | 1 | 3 | 0 | 0 | 0 | 0 | 0 | 0 | 0 | 0 | 0 | 0 | 2009 Qtr 1: 0; 2009 Qtr 2: 0; 2009 Qtr 3: 0; 2009 Qtr 4: 3; 2010 Qtr 1: 0; 2010 Qtr 2: 0; 2010 Qtr 3: 0; 2010 Qtr 4: 0; 2011 Qtr 1: 0; 2011 Qtr 2: 0; 2011 Qtr 3: 0; 2011 Qtr 4: 0 | 3
0 | 267029-Commercial HVAC Diagnostic/Tune-up Com All CZ07 VintAll |  | System | Commercial | 01-ALC-AllCommercial-Cooling | 0 |  |  |  |  | 72.1918 | 82.5373 | 0 | 0 | 0 | -10.3455 | 60.0094 |  | kWh | 0.046765 | 0 | Commercial | [7 empty] | 10 | 0.85 |  |  |  | 1 | 3.35 | 0 | 0 | 0 | 0 | 0 | 0 | 0 | 0 | 0 | 0 | 2009 Qtr 1: 0; 2009 Qtr 2: 0; 2009 Qtr 3: 0; 2009 Qtr 4: 3.35; 2010 Qtr 1: 0; 2010 Qtr 2: 0; 2010 Qtr 3: 0; 2010 Qtr 4: 0; 2011 Qtr 1: 0; 2011 Qtr 2: 0; 2011 Qtr 3: 0; 2011 Qtr 4: 0 | 3.35
0 | 267044-Commercial Condensor Coil Cleaning (all units - savings at 50% of DEER) Com All CZ07 VintAll |  | System | Commercial | 01-ALC-AllCommercial-Cooling | 0 |  |  |  |  | 9.9998 | 10 | 0 | 0 | 0 | -0.0002249 | 60 |  | kWh | 0.047 | 0 | Commercial | [7 empty] | 3 | 0.78 |  |  |  | 1 | 5 | 0 | 0 | 0 | 0 | 0 | 0 | 0 | 0 | 0 | 0 | 2009 Qtr 1: 0; 2009 Qtr 2: 0; 2009 Qtr 3: 0; 2009 Qtr 4: 5; 2010 Qtr 1: 0; 2010 Qtr 2: 0; 2010 Qtr 3: 0; 2010 Qtr 4: 0; 2011 Qtr 1: 0; 2011 Qtr 2: 0; 2011 Qtr 3: 0; 2011 Qtr 4: 0 | 5
0 | 267029-Commercial HVAC Diagnostic/Tune-up Com All CZ07 VintAll |  | System | Commercial | 01-ALC-AllCommercial-Cooling | 0 |  |  |  |  | 72.1918 | 82.5373 | 0 | 0 | 0 | -10.3455 | 60.0094 |  | kWh | 0.046765 | 0 | Commercial | [7 empty] | 10 | 0.85 |  |  |  | 1 | 3.35 | 0 | 0 | 0 | 0 | 0 | 0 | 0 | 0 | 0 | 0 | 2009 Qtr 1: 0; 2009 Qtr 2: 0; 2009 Qtr 3: 0; 2009 Qtr 4: 3.35; 2010 Qtr 1: 0; 2010 Qtr 2: 0; 2010 Qtr 3: 0; 2010 Qtr 4: 0; 2011 Qtr 1: 0; 2011 Qtr 2: 0; 2011 Qtr 3: 0; 2011 Qtr 4: 0 | 3.35
0 | 267044-Commercial Condensor Coil Cleaning (all units - savings at 50% of DEER) Com All CZ07 VintAll |  | System | Commercial | 01-ALC-AllCommercial-Cooling | 0 |  |  |  |  | 9.9998 | 10 | 0 | 0 | 0 | -0.0002249 | 60 |  | kWh | 0.047 | 0 | Commercial | [7 empty] | 3 | 0.78 |  |  |  | 1 | 5 | 0 | 0 | 0 | 0 | 0 | 0 | 0 | 0 | 0 | 0 | 2009 Qtr 1: 0; 2009 Qtr 2: 0; 2009 Qtr 3: 0; 2009 Qtr 4: 5; 2010 Qtr 1: 0; 2010 Qtr 2: 0; 2010 Qtr 3: 0; 2010 Qtr 4: 0; 2011 Qtr 1: 0; 2011 Qtr 2: 0; 2011 Qtr 3: 0; 2011 Qtr 4: 0 | 5
0 | 267029-Commercial HVAC Diagnostic/Tune-up Com All CZ07 VintAll |  | System | Commercial | 01-ALC-AllCommercial-Cooling | 0 |  |  |  |  | 72.1918 | 82.5373 | 0 | 0 | 0 | -10.3455 | 60.0094 |  | kWh | 0.046765 | 0 | Commercial | [7 empty] | 10 | 0.85 |  |  |  | 1 | 6.7 | 0 | 0 | 0 | 0 | 0 | 0 | 0 | 0 | 0 | 0 | 2009 Qtr 1: 0; 2009 Qtr 2: 0; 2009 Qtr 3: 0; 2009 Qtr 4: 6.7; 2010 Qtr 1: 0; 2010 Qtr 2: 0; 2010 Qtr 3: 0; 2010 Qtr 4: 0; 2011 Qtr 1: 0; 2011 Qtr 2: 0; 2011 Qtr 3: 0; 2011 Qtr 4: 0 | 6.7
0 | 267044-Commercial Condensor Coil Cleaning (all units - savings at 50% of DEER) Com All CZ07 VintAll |  | System | Commercial | 01-ALC-AllCommercial-Cooling | 0 |  |  |  |  | 9.9998 | 10 | 0 | 0 | 0 | -0.0002249 | 60 |  | kWh | 0.047 | 0 | Commercial | [7 empty] | 3 | 0.78 |  |  |  | 1 | 10 | 0 | 0 | 0 | 0 | 0 | 0 | 0 | 0 | 0 | 0 | 2009 Qtr 1: 0; 2009 Qtr 2: 0; 2009 Qtr 3: 0; 2009 Qtr 4: 10; 2010 Qtr 1: 0; 2010 Qtr 2: 0; 2010 Qtr 3: 0; 2010 Qtr 4: 0; 2011 Qtr 1: 0; 2011 Qtr 2: 0; 2011 Qtr 3: 0; 2011 Qtr 4: 0 | 10
0 | 267029-Commercial HVAC Diagnostic/Tune-up Com All CZ07 VintAll |  | System | Commercial | 01-ALC-AllCommercial-Cooling | 0 |  |  |  |  | 72.1918 | 96.2935 | 0 | 0 | 0 | -24.1017 | 60.0094 |  | kWh | 0.046765 | 0 | Commercial | [7 empty] | 10 | 0.85 |  |  |  | 1 | 2.01 | 0 | 0 | 0 | 0 | 0 | 0 | 0 | 0 | 0 | 0 | 2009 Qtr 1: 0; 2009 Qtr 2: 0; 2009 Qtr 3: 0; 2009 Qtr 4: 2.01; 2010 Qtr 1: 0; 2010 Qtr 2: 0; 2010 Qtr 3: 0; 2010 Qtr 4: 0; 2011 Qtr 1: 0; 2011 Qtr 2: 0; 2011 Qtr 3: 0; 2011 Qtr 4: 0 | 2.01
0 | 267044-Commercial Condensor Coil Cleaning (all units - savings at 50% of DEER) Com All CZ07 VintAll |  | System | Commercial | 01-ALC-AllCommercial-Cooling | 0 |  |  |  |  | 9.9998 | 11.6667 | 0 | 0 | 0 | -1.6669 | 60 |  | kWh | 0.047 | 0 | Commercial | [7 empty] | 3 | 0.78 |  |  |  | 1 | 3 | 0 | 0 | 0 | 0 | 0 | 0 | 0 | 0 | 0 | 0 | 2009 Qtr 1: 0; 2009 Qtr 2: 0; 2009 Qtr 3: 0; 2009 Qtr 4: 3; 2010 Qtr 1: 0; 2010 Qtr 2: 0; 2010 Qtr 3: 0; 2010 Qtr 4: 0; 2011 Qtr 1: 0; 2011 Qtr 2: 0; 2011 Qtr 3: 0; 2011 Qtr 4: 0 | 3
0 | 267030-Commercial HVAC Diagnostic/Tune-up Com All CZ10 VintAll |  | System | Commercial | 01-ALC-AllCommercial-Cooling | 0 |  |  |  |  | 67.6133 | 82.5373 | 0 | 0 | 0 | -14.924 | 214 |  | kWh | 0.15 | 0 | Commercial | [7 empty] | 10 | 0.85 |  |  |  | 1 | 3.35 | 0 | 0 | 0 | 0 | 0 | 0 | 0 | 0 | 0 | 0 | 2009 Qtr 1: 0; 2009 Qtr 2: 0; 2009 Qtr 3: 0; 2009 Qtr 4: 3.35; 2010 Qtr 1: 0; 2010 Qtr 2: 0; 2010 Qtr 3: 0; 2010 Qtr 4: 0; 2011 Qtr 1: 0; 2011 Qtr 2: 0; 2011 Qtr 3: 0; 2011 Qtr 4: 0 | 3.35
0 | 267045-Commercial Condensor Coil Cleaning (all units - savings at 50% of DEER) Com All CZ10 VintAll |  | System | Commercial | 01-ALC-AllCommercial-Cooling | 0 |  |  |  |  | 10 | 10 | 0 | 0 | 0 | 0 | 74 |  | kWh | 0.0665 | 0 | Commercial | [7 empty] | 3 | 0.78 |  |  |  | 1 | 5 | 0 | 0 | 0 | 0 | 0 | 0 | 0 | 0 | 0 | 0 | 2009 Qtr 1: 0; 2009 Qtr 2: 0; 2009 Qtr 3: 0; 2009 Qtr 4: 5; 2010 Qtr 1: 0; 2010 Qtr 2: 0; 2010 Qtr 3: 0; 2010 Qtr 4: 0; 2011 Qtr 1: 0; 2011 Qtr 2: 0; 2011 Qtr 3: 0; 2011 Qtr 4: 0 | 5
0 | 267030-Commercial HVAC Diagnostic/Tune-up Com All CZ10 VintAll |  | System | Commercial | 01-ALC-AllCommercial-Cooling | 0 |  |  |  |  | 67.6133 | 96.2935 | 0 | 0 | 0 | -28.6802 | 214 |  | kWh | 0.15 | 0 | Commercial | [7 empty] | 10 | 0.85 |  |  |  | 1 | 2.01 | 0 | 0 | 0 | 0 | 0 | 0 | 0 | 0 | 0 | 0 | 2009 Qtr 1: 0; 2009 Qtr 2: 0; 2009 Qtr 3: 0; 2009 Qtr 4: 2.01; 2010 Qtr 1: 0; 2010 Qtr 2: 0; 2010 Qtr 3: 0; 2010 Qtr 4: 0; 2011 Qtr 1: 0; 2011 Qtr 2: 0; 2011 Qtr 3: 0; 2011 Qtr 4: 0 | 2.01
0 | 267045-Commercial Condensor Coil Cleaning (all units - savings at 50% of DEER) Com All CZ10 VintAll |  | System | Commercial | 01-ALC-AllCommercial-Cooling | 0 |  |  |  |  | 10 | 11.6667 | 0 | 0 | 0 | -1.6667 | 74 |  | kWh | 0.0665 | 0 | Commercial | [7 empty] | 3 | 0.78 |  |  |  | 1 | 3 | 0 | 0 | 0 | 0 | 0 | 0 | 0 | 0 | 0 | 0 | 2009 Qtr 1: 0; 2009 Qtr 2: 0; 2009 Qtr 3: 0; 2009 Qtr 4: 3; 2010 Qtr 1: 0; 2010 Qtr 2: 0; 2010 Qtr 3: 0; 2010 Qtr 4: 0; 2011 Qtr 1: 0; 2011 Qtr 2: 0; 2011 Qtr 3: 0; 2011 Qtr 4: 0 | 3
0 | 267030-Commercial HVAC Diagnostic/Tune-up Com All CZ10 VintAll |  | System | Commercial | 01-ALC-AllCommercial-Cooling | 0 |  |  |  |  | 67.6133 | 96.2935 | 0 | 0 | 0 | -28.6802 | 214 |  | kWh | 0.15 | 0 | Commercial | [7 empty] | 10 | 0.85 |  |  |  | 1 | 2.01 | 0 | 0 | 0 | 0 | 0 | 0 | 0 | 0 | 0 | 0 | 2009 Qtr 1: 0; 2009 Qtr 2: 0; 2009 Qtr 3: 0; 2009 Qtr 4: 2.01; 2010 Qtr 1: 0; 2010 Qtr 2: 0; 2010 Qtr 3: 0; 2010 Qtr 4: 0; 2011 Qtr 1: 0; 2011 Qtr 2: 0; 2011 Qtr 3: 0; 2011 Qtr 4: 0 | 2.01
0 | 267045-Commercial Condensor Coil Cleaning (all units - savings at 50% of DEER) Com All CZ10 VintAll |  | System | Commercial | 01-ALC-AllCommercial-Cooling | 0 |  |  |  |  | 10 | 11.6667 | 0 | 0 | 0 | -1.6667 | 74 |  | kWh | 0.0665 | 0 | Commercial | [7 empty] | 3 | 0.78 |  |  |  | 1 | 3 | 0 | 0 | 0 | 0 | 0 | 0 | 0 | 0 | 0 | 0 | 2009 Qtr 1: 0; 2009 Qtr 2: 0; 2009 Qtr 3: 0; 2009 Qtr 4: 3; 2010 Qtr 1: 0; 2010 Qtr 2: 0; 2010 Qtr 3: 0; 2010 Qtr 4: 0; 2011 Qtr 1: 0; 2011 Qtr 2: 0; 2011 Qtr 3: 0; 2011 Qtr 4: 0 | 3
0 | 267030-Commercial HVAC Diagnostic/Tune-up Com All CZ10 VintAll |  | System | Commercial | 01-ALC-AllCommercial-Cooling | 0 |  |  |  |  | 67.6133 | 82.5373 | 0 | 0 | 0 | -14.924 | 214 |  | kWh | 0.15 | 0 | Commercial | [7 empty] | 10 | 0.85 |  |  |  | 1 | 3.35 | 0 | 0 | 0 | 0 | 0 | 0 | 0 | 0 | 0 | 0 | 2009 Qtr 1: 0; 2009 Qtr 2: 0; 2009 Qtr 3: 0; 2009 Qtr 4: 3.35; 2010 Qtr 1: 0; 2010 Qtr 2: 0; 2010 Qtr 3: 0; 2010 Qtr 4: 0; 2011 Qtr 1: 0; 2011 Qtr 2: 0; 2011 Qtr 3: 0; 2011 Qtr 4: 0 | 3.35
0 | 267045-Commercial Condensor Coil Cleaning (all units - savings at 50% of DEER) Com All CZ10 VintAll |  | System | Commercial | 01-ALC-AllCommercial-Cooling | 0 |  |  |  |  | 10 | 10 | 0 | 0 | 0 | 0 | 74 |  | kWh | 0.0665 | 0 | Commercial | [7 empty] | 3 | 0.78 |  |  |  | 1 | 5 | 0 | 0 | 0 | 0 | 0 | 0 | 0 | 0 | 0 | 0 | 2009 Qtr 1: 0; 2009 Qtr 2: 0; 2009 Qtr 3: 0; 2009 Qtr 4: 5; 2010 Qtr 1: 0; 2010 Qtr 2: 0; 2010 Qtr 3: 0; 2010 Qtr 4: 0; 2011 Qtr 1: 0; 2011 Qtr 2: 0; 2011 Qtr 3: 0; 2011 Qtr 4: 0 | 5
0 | 267030-Commercial HVAC Diagnostic/Tune-up Com All CZ10 VintAll |  | System | Commercial | 01-ALC-AllCommercial-Cooling | 0 |  |  |  |  | 67.6133 | 96.2935 | 0 | 0 | 0 | -28.6802 | 214 |  | kWh | 0.15 | 0 | Commercial | [7 empty] | 10 | 0.85 |  |  |  | 1 | 2.01 | 0 | 0 | 0 | 0 | 0 | 0 | 0 | 0 | 0 | 0 | 2009 Qtr 1: 0; 2009 Qtr 2: 0; 2009 Qtr 3: 0; 2009 Qtr 4: 2.01; 2010 Qtr 1: 0; 2010 Qtr 2: 0; 2010 Qtr 3: 0; 2010 Qtr 4: 0; 2011 Qtr 1: 0; 2011 Qtr 2: 0; 2011 Qtr 3: 0; 2011 Qtr 4: 0 | 2.01
0 | 267045-Commercial Condensor Coil Cleaning (all units - savings at 50% of DEER) Com All CZ10 VintAll |  | System | Commercial | 01-ALC-AllCommercial-Cooling | 0 |  |  |  |  | 10 | 11.6667 | 0 | 0 | 0 | -1.6667 | 74 |  | kWh | 0.0665 | 0 | Commercial | [7 empty] | 3 | 0.78 |  |  |  | 1 | 3 | 0 | 0 | 0 | 0 | 0 | 0 | 0 | 0 | 0 | 0 | 2009 Qtr 1: 0; 2009 Qtr 2: 0; 2009 Qtr 3: 0; 2009 Qtr 4: 3; 2010 Qtr 1: 0; 2010 Qtr 2: 0; 2010 Qtr 3: 0; 2010 Qtr 4: 0; 2011 Qtr 1: 0; 2011 Qtr 2: 0; 2011 Qtr 3: 0; 2011 Qtr 4: 0 | 3
0 | 267030-Commercial HVAC Diagnostic/Tune-up Com All CZ10 VintAll |  | System | Commercial | 01-ALC-AllCommercial-Cooling | 0 |  |  |  |  | 67.6133 | 96.2935 | 0 | 0 | 0 | -28.6802 | 214 |  | kWh | 0.15 | 0 | Commercial | [7 empty] | 10 | 0.85 |  |  |  | 1 | 2.01 | 0 | 0 | 0 | 0 | 0 | 0 | 0 | 0 | 0 | 0 | 2009 Qtr 1: 0; 2009 Qtr 2: 0; 2009 Qtr 3: 0; 2009 Qtr 4: 2.01; 2010 Qtr 1: 0; 2010 Qtr 2: 0; 2010 Qtr 3: 0; 2010 Qtr 4: 0; 2011 Qtr 1: 0; 2011 Qtr 2: 0; 2011 Qtr 3: 0; 2011 Qtr 4: 0 | 2.01
0 | 267045-Commercial Condensor Coil Cleaning (all units - savings at 50% of DEER) Com All CZ10 VintAll |  | System | Commercial | 01-ALC-AllCommercial-Cooling | 0 |  |  |  |  | 10 | 11.6667 | 0 | 0 | 0 | -1.6667 | 74 |  | kWh | 0.0665 | 0 | Commercial | [7 empty] | 3 | 0.78 |  |  |  | 1 | 3 | 0 | 0 | 0 | 0 | 0 | 0 | 0 | 0 | 0 | 0 | 2009 Qtr 1: 0; 2009 Qtr 2: 0; 2009 Qtr 3: 0; 2009 Qtr 4: 3; 2010 Qtr 1: 0; 2010 Qtr 2: 0; 2010 Qtr 3: 0; 2010 Qtr 4: 0; 2011 Qtr 1: 0; 2011 Qtr 2: 0; 2011 Qtr 3: 0; 2011 Qtr 4: 0 | 3
0 | 267030-Commercial HVAC Diagnostic/Tune-up Com All CZ10 VintAll |  | System | Commercial | 01-ALC-AllCommercial-Cooling | 0 |  |  |  |  | 67.6133 | 82.5373 | 0 | 0 | 0 | -14.924 | 214 |  | kWh | 0.15 | 0 | Commercial | [7 empty] | 10 | 0.85 |  |  |  | 1 | 2.68 | 0 | 0 | 0 | 0 | 0 | 0 | 0 | 0 | 0 | 0 | 2009 Qtr 1: 0; 2009 Qtr 2: 0; 2009 Qtr 3: 0; 2009 Qtr 4: 2.68; 2010 Qtr 1: 0; 2010 Qtr 2: 0; 2010 Qtr 3: 0; 2010 Qtr 4: 0; 2011 Qtr 1: 0; 2011 Qtr 2: 0; 2011 Qtr 3: 0; 2011 Qtr 4: 0 | 2.68
0 | 267045-Commercial Condensor Coil Cleaning (all units - savings at 50% of DEER) Com All CZ10 VintAll |  | System | Commercial | 01-ALC-AllCommercial-Cooling | 0 |  |  |  |  | 10 | 10 | 0 | 0 | 0 | 0 | 74 |  | kWh | 0.0665 | 0 | Commercial | [7 empty] | 3 | 0.78 |  |  |  | 1 | 4 | 0 | 0 | 0 | 0 | 0 | 0 | 0 | 0 | 0 | 0 | 2009 Qtr 1: 0; 2009 Qtr 2: 0; 2009 Qtr 3: 0; 2009 Qtr 4: 4; 2010 Qtr 1: 0; 2010 Qtr 2: 0; 2010 Qtr 3: 0; 2010 Qtr 4: 0; 2011 Qtr 1: 0; 2011 Qtr 2: 0; 2011 Qtr 3: 0; 2011 Qtr 4: 0 | 4
0 | 267030-Commercial HVAC Diagnostic/Tune-up Com All CZ10 VintAll |  | System | Commercial | 01-ALC-AllCommercial-Cooling | 0 |  |  |  |  | 67.6133 | 82.5373 | 0 | 0 | 0 | -14.924 | 214 |  | kWh | 0.15 | 0 | Commercial | [7 empty] | 10 | 0.85 |  |  |  | 1 | 2.68 | 0 | 0 | 0 | 0 | 0 | 0 | 0 | 0 | 0 | 0 | 2009 Qtr 1: 0; 2009 Qtr 2: 0; 2009 Qtr 3: 0; 2009 Qtr 4: 2.68; 2010 Qtr 1: 0; 2010 Qtr 2: 0; 2010 Qtr 3: 0; 2010 Qtr 4: 0; 2011 Qtr 1: 0; 2011 Qtr 2: 0; 2011 Qtr 3: 0; 2011 Qtr 4: 0 | 2.68
0 | 267045-Commercial Condensor Coil Cleaning (all units - savings at 50% of DEER) Com All CZ10 VintAll |  | System | Commercial | 01-ALC-AllCommercial-Cooling | 0 |  |  |  |  | 10 | 10 | 0 | 0 | 0 | 0 | 74 |  | kWh | 0.0665 | 0 | Commercial | [7 empty] | 3 | 0.78 |  |  |  | 1 | 4 | 0 | 0 | 0 | 0 | 0 | 0 | 0 | 0 | 0 | 0 | 2009 Qtr 1: 0; 2009 Qtr 2: 0; 2009 Qtr 3: 0; 2009 Qtr 4: 4; 2010 Qtr 1: 0; 2010 Qtr 2: 0; 2010 Qtr 3: 0; 2010 Qtr 4: 0; 2011 Qtr 1: 0; 2011 Qtr 2: 0; 2011 Qtr 3: 0; 2011 Qtr 4: 0 | 4
0 | 267030-Commercial HVAC Diagnostic/Tune-up Com All CZ10 VintAll |  | System | Commercial | 01-ALC-AllCommercial-Cooling | 0 |  |  |  |  | 67.6133 | 82.5373 | 0 | 0 | 0 | -14.924 | 214 |  | kWh | 0.15 | 0 | Commercial | [7 empty] | 10 | 0.85 |  |  |  | 1 | 3.35 | 0 | 0 | 0 | 0 | 0 | 0 | 0 | 0 | 0 | 0 | 2009 Qtr 1: 0; 2009 Qtr 2: 0; 2009 Qtr 3: 0; 2009 Qtr 4: 3.35; 2010 Qtr 1: 0; 2010 Qtr 2: 0; 2010 Qtr 3: 0; 2010 Qtr 4: 0; 2011 Qtr 1: 0; 2011 Qtr 2: 0; 2011 Qtr 3: 0; 2011 Qtr 4: 0 | 3.35
0 | 267045-Commercial Condensor Coil Cleaning (all units - savings at 50% of DEER) Com All CZ10 VintAll |  | System | Commercial | 01-ALC-AllCommercial-Cooling | 0 |  |  |  |  | 10 | 10 | 0 | 0 | 0 | 0 | 74 |  | kWh | 0.0665 | 0 | Commercial | [7 empty] | 3 | 0.78 |  |  |  | 1 | 5 | 0 | 0 | 0 | 0 | 0 | 0 | 0 | 0 | 0 | 0 | 2009 Qtr 1: 0; 2009 Qtr 2: 0; 2009 Qtr 3: 0; 2009 Qtr 4: 5; 2010 Qtr 1: 0; 2010 Qtr 2: 0; 2010 Qtr 3: 0; 2010 Qtr 4: 0; 2011 Qtr 1: 0; 2011 Qtr 2: 0; 2011 Qtr 3: 0; 2011 Qtr 4: 0 | 5
0 | 267030-Commercial HVAC Diagnostic/Tune-up Com All CZ10 VintAll |  | System | Commercial | 01-ALC-AllCommercial-Cooling | 0 |  |  |  |  | 67.6133 | 82.5373 | 0 | 0 | 0 | -14.924 | 214 |  | kWh | 0.15 | 0 | Commercial | [7 empty] | 10 | 0.85 |  |  |  | 1 | 3.35 | 0 | 0 | 0 | 0 | 0 | 0 | 0 | 0 | 0 | 0 | 2009 Qtr 1: 0; 2009 Qtr 2: 0; 2009 Qtr 3: 0; 2009 Qtr 4: 3.35; 2010 Qtr 1: 0; 2010 Qtr 2: 0; 2010 Qtr 3: 0; 2010 Qtr 4: 0; 2011 Qtr 1: 0; 2011 Qtr 2: 0; 2011 Qtr 3: 0; 2011 Qtr 4: 0 | 3.35
0 | 267045-Commercial Condensor Coil Cleaning (all units - savings at 50% of DEER) Com All CZ10 VintAll |  | System | Commercial | 01-ALC-AllCommercial-Cooling | 0 |  |  |  |  | 10 | 10 | 0 | 0 | 0 | 0 | 74 |  | kWh | 0.0665 | 0 | Commercial | [7 empty] | 3 | 0.78 |  |  |  | 1 | 5 | 0 | 0 | 0 | 0 | 0 | 0 | 0 | 0 | 0 | 0 | 2009 Qtr 1: 0; 2009 Qtr 2: 0; 2009 Qtr 3: 0; 2009 Qtr 4: 5; 2010 Qtr 1: 0; 2010 Qtr 2: 0; 2010 Qtr 3: 0; 2010 Qtr 4: 0; 2011 Qtr 1: 0; 2011 Qtr 2: 0; 2011 Qtr 3: 0; 2011 Qtr 4: 0 | 5
0 | 267029-Commercial HVAC Diagnostic/Tune-up Com All CZ07 VintAll |  | System | Commercial | 01-ALC-AllCommercial-Cooling | 0 |  |  |  |  | 72.1918 | 82.5373 | 0 | 0 | 0 | -10.3455 | 60.0094 |  | kWh | 0.046765 | 0 | Commercial | [7 empty] | 10 | 0.85 |  |  |  | 1 | 1.34 | 0 | 0 | 0 | 0 | 0 | 0 | 0 | 0 | 0 | 0 | 2009 Qtr 1: 0; 2009 Qtr 2: 0; 2009 Qtr 3: 0; 2009 Qtr 4: 1.34; 2010 Qtr 1: 0; 2010 Qtr 2: 0; 2010 Qtr 3: 0; 2010 Qtr 4: 0; 2011 Qtr 1: 0; 2011 Qtr 2: 0; 2011 Qtr 3: 0; 2011 Qtr 4: 0 | 1.34
0 | 267044-Commercial Condensor Coil Cleaning (all units - savings at 50% of DEER) Com All CZ07 VintAll |  | System | Commercial | 01-ALC-AllCommercial-Cooling | 0 |  |  |  |  | 9.9998 | 10 | 0 | 0 | 0 | -0.0002249 | 60 |  | kWh | 0.047 | 0 | Commercial | [7 empty] | 3 | 0.78 |  |  |  | 1 | 2 | 0 | 0 | 0 | 0 | 0 | 0 | 0 | 0 | 0 | 0 | 2009 Qtr 1: 0; 2009 Qtr 2: 0; 2009 Qtr 3: 0; 2009 Qtr 4: 2; 2010 Qtr 1: 0; 2010 Qtr 2: 0; 2010 Qtr 3: 0; 2010 Qtr 4: 0; 2011 Qtr 1: 0; 2011 Qtr 2: 0; 2011 Qtr 3: 0; 2011 Qtr 4: 0 | 2
0 | 267029-Commercial HVAC Diagnostic/Tune-up Com All CZ07 VintAll |  | System | Commercial | 01-ALC-AllCommercial-Cooling | 0 |  |  |  |  | 72.1918 | 82.5373 | 0 | 0 | 0 | -10.3455 | 60.0094 |  | kWh | 0.046765 | 0 | Commercial | [7 empty] | 10 | 0.85 |  |  |  | 1 | 2.68 | 0 | 0 | 0 | 0 | 0 | 0 | 0 | 0 | 0 | 0 | 2009 Qtr 1: 0; 2009 Qtr 2: 0; 2009 Qtr 3: 0; 2009 Qtr 4: 2.68; 2010 Qtr 1: 0; 2010 Qtr 2: 0; 2010 Qtr 3: 0; 2010 Qtr 4: 0; 2011 Qtr 1: 0; 2011 Qtr 2: 0; 2011 Qtr 3: 0; 2011 Qtr 4: 0 | 2.68
0 | 267044-Commercial Condensor Coil Cleaning (all units - savings at 50% of DEER) Com All CZ07 VintAll |  | System | Commercial | 01-ALC-AllCommercial-Cooling | 0 |  |  |  |  | 9.9998 | 10 | 0 | 0 | 0 | -0.0002249 | 60 |  | kWh | 0.047 | 0 | Commercial | [7 empty] | 3 | 0.78 |  |  |  | 1 | 4 | 0 | 0 | 0 | 0 | 0 | 0 | 0 | 0 | 0 | 0 | 2009 Qtr 1: 0; 2009 Qtr 2: 0; 2009 Qtr 3: 0; 2009 Qtr 4: 4; 2010 Qtr 1: 0; 2010 Qtr 2: 0; 2010 Qtr 3: 0; 2010 Qtr 4: 0; 2011 Qtr 1: 0; 2011 Qtr 2: 0; 2011 Qtr 3: 0; 2011 Qtr 4: 0 | 4
0 | 267029-Commercial HVAC Diagnostic/Tune-up Com All CZ07 VintAll |  | System | Commercial | 01-ALC-AllCommercial-Cooling | 0 |  |  |  |  | 72.1918 | 82.5373 | 0 | 0 | 0 | -10.3455 | 60.0094 |  | kWh | 0.046765 | 0 | Commercial | [7 empty] | 10 | 0.85 |  |  |  | 1 | 2.68 | 0 | 0 | 0 | 0 | 0 | 0 | 0 | 0 | 0 | 0 | 2009 Qtr 1: 0; 2009 Qtr 2: 0; 2009 Qtr 3: 0; 2009 Qtr 4: 2.68; 2010 Qtr 1: 0; 2010 Qtr 2: 0; 2010 Qtr 3: 0; 2010 Qtr 4: 0; 2011 Qtr 1: 0; 2011 Qtr 2: 0; 2011 Qtr 3: 0; 2011 Qtr 4: 0 | 2.68
0 | 267044-Commercial Condensor Coil Cleaning (all units - savings at 50% of DEER) Com All CZ07 VintAll |  | System | Commercial | 01-ALC-AllCommercial-Cooling | 0 |  |  |  |  | 9.9998 | 10 | 0 | 0 | 0 | -0.0002249 | 60 |  | kWh | 0.047 | 0 | Commercial | [7 empty] | 3 | 0.78 |  |  |  | 1 | 4 | 0 | 0 | 0 | 0 | 0 | 0 | 0 | 0 | 0 | 0 | 2009 Qtr 1: 0; 2009 Qtr 2: 0; 2009 Qtr 3: 0; 2009 Qtr 4: 4; 2010 Qtr 1: 0; 2010 Qtr 2: 0; 2010 Qtr 3: 0; 2010 Qtr 4: 0; 2011 Qtr 1: 0; 2011 Qtr 2: 0; 2011 Qtr 3: 0; 2011 Qtr 4: 0 | 4
0 | 267029-Commercial HVAC Diagnostic/Tune-up Com All CZ07 VintAll |  | System | Commercial | 01-ALC-AllCommercial-Cooling | 0 |  |  |  |  | 72.1918 | 88.4328 | 0 | 0 | 0 | -16.241 | 60.0094 |  | kWh | 0.046765 | 0 | Commercial | [7 empty] | 10 | 0.85 |  |  |  | 1 | 4.69 | 0 | 0 | 0 | 0 | 0 | 0 | 0 | 0 | 0 | 0 | 2009 Qtr 1: 0; 2009 Qtr 2: 0; 2009 Qtr 3: 0; 2009 Qtr 4: 4.69; 2010 Qtr 1: 0; 2010 Qtr 2: 0; 2010 Qtr 3: 0; 2010 Qtr 4: 0; 2011 Qtr 1: 0; 2011 Qtr 2: 0; 2011 Qtr 3: 0; 2011 Qtr 4: 0 | 4.69
0 | 267044-Commercial Condensor Coil Cleaning (all units - savings at 50% of DEER) Com All CZ07 VintAll |  | System | Commercial | 01-ALC-AllCommercial-Cooling | 0 |  |  |  |  | 9.9998 | 10.7143 | 0 | 0 | 0 | -0.71451 | 60 |  | kWh | 0.047 | 0 | Commercial | [7 empty] | 3 | 0.78 |  |  |  | 1 | 7 | 0 | 0 | 0 | 0 | 0 | 0 | 0 | 0 | 0 | 0 | 2009 Qtr 1: 0; 2009 Qtr 2: 0; 2009 Qtr 3: 0; 2009 Qtr 4: 7; 2010 Qtr 1: 0; 2010 Qtr 2: 0; 2010 Qtr 3: 0; 2010 Qtr 4: 0; 2011 Qtr 1: 0; 2011 Qtr 2: 0; 2011 Qtr 3: 0; 2011 Qtr 4: 0 | 7
0 | 267029-Commercial HVAC Diagnostic/Tune-up Com All CZ07 VintAll |  | System | Commercial | 01-ALC-AllCommercial-Cooling | 0 |  |  |  |  | 72.1918 | 88.4328 | 0 | 0 | 0 | -16.241 | 60.0094 |  | kWh | 0.046765 | 0 | Commercial | [7 empty] | 10 | 0.85 |  |  |  | 1 | 4.69 | 0 | 0 | 0 | 0 | 0 | 0 | 0 | 0 | 0 | 0 | 2009 Qtr 1: 0; 2009 Qtr 2: 0; 2009 Qtr 3: 0; 2009 Qtr 4: 4.69; 2010 Qtr 1: 0; 2010 Qtr 2: 0; 2010 Qtr 3: 0; 2010 Qtr 4: 0; 2011 Qtr 1: 0; 2011 Qtr 2: 0; 2011 Qtr 3: 0; 2011 Qtr 4: 0 | 4.69
0 | 267044-Commercial Condensor Coil Cleaning (all units - savings at 50% of DEER) Com All CZ07 VintAll |  | System | Commercial | 01-ALC-AllCommercial-Cooling | 0 |  |  |  |  | 9.9998 | 10.7143 | 0 | 0 | 0 | -0.71451 | 60 |  | kWh | 0.047 | 0 | Commercial | [7 empty] | 3 | 0.78 |  |  |  | 1 | 7 | 0 | 0 | 0 | 0 | 0 | 0 | 0 | 0 | 0 | 0 | 2009 Qtr 1: 0; 2009 Qtr 2: 0; 2009 Qtr 3: 0; 2009 Qtr 4: 7; 2010 Qtr 1: 0; 2010 Qtr 2: 0; 2010 Qtr 3: 0; 2010 Qtr 4: 0; 2011 Qtr 1: 0; 2011 Qtr 2: 0; 2011 Qtr 3: 0; 2011 Qtr 4: 0 | 7
0 | 267029-Commercial HVAC Diagnostic/Tune-up Com All CZ07 VintAll |  | System | Commercial | 01-ALC-AllCommercial-Cooling | 0 |  |  |  |  | 72.1918 | 82.5373 | 0 | 0 | 0 | -10.3455 | 60.0094 |  | kWh | 0.046765 | 0 | Commercial | [7 empty] | 10 | 0.85 |  |  |  | 1 | 2.68 | 0 | 0 | 0 | 0 | 0 | 0 | 0 | 0 | 0 | 0 | 2009 Qtr 1: 0; 2009 Qtr 2: 0; 2009 Qtr 3: 0; 2009 Qtr 4: 2.68; 2010 Qtr 1: 0; 2010 Qtr 2: 0; 2010 Qtr 3: 0; 2010 Qtr 4: 0; 2011 Qtr 1: 0; 2011 Qtr 2: 0; 2011 Qtr 3: 0; 2011 Qtr 4: 0 | 2.68
0 | 267044-Commercial Condensor Coil Cleaning (all units - savings at 50% of DEER) Com All CZ07 VintAll |  | System | Commercial | 01-ALC-AllCommercial-Cooling | 0 |  |  |  |  | 9.9998 | 10 | 0 | 0 | 0 | -0.0002249 | 60 |  | kWh | 0.047 | 0 | Commercial | [7 empty] | 3 | 0.78 |  |  |  | 1 | 4 | 0 | 0 | 0 | 0 | 0 | 0 | 0 | 0 | 0 | 0 | 2009 Qtr 1: 0; 2009 Qtr 2: 0; 2009 Qtr 3: 0; 2009 Qtr 4: 4; 2010 Qtr 1: 0; 2010 Qtr 2: 0; 2010 Qtr 3: 0; 2010 Qtr 4: 0; 2011 Qtr 1: 0; 2011 Qtr 2: 0; 2011 Qtr 3: 0; 2011 Qtr 4: 0 | 4
0 | 267029-Commercial HVAC Diagnostic/Tune-up Com All CZ07 VintAll |  | System | Commercial | 01-ALC-AllCommercial-Cooling | 0 |  |  |  |  | 72.1918 | 82.5373 | 0 | 0 | 0 | -10.3455 | 60.0094 |  | kWh | 0.046765 | 0 | Commercial | [7 empty] | 10 | 0.85 |  |  |  | 1 | 2.01 | 0 | 0 | 0 | 0 | 0 | 0 | 0 | 0 | 0 | 0 | 2009 Qtr 1: 0; 2009 Qtr 2: 0; 2009 Qtr 3: 0; 2009 Qtr 4: 2.01; 2010 Qtr 1: 0; 2010 Qtr 2: 0; 2010 Qtr 3: 0; 2010 Qtr 4: 0; 2011 Qtr 1: 0; 2011 Qtr 2: 0; 2011 Qtr 3: 0; 2011 Qtr 4: 0 | 2.01
0 | 267044-Commercial Condensor Coil Cleaning (all units - savings at 50% of DEER) Com All CZ07 VintAll |  | System | Commercial | 01-ALC-AllCommercial-Cooling | 0 |  |  |  |  | 9.9998 | 10 | 0 | 0 | 0 | -0.0002249 | 60 |  | kWh | 0.047 | 0 | Commercial | [7 empty] | 3 | 0.78 |  |  |  | 1 | 3 | 0 | 0 | 0 | 0 | 0 | 0 | 0 | 0 | 0 | 0 | 2009 Qtr 1: 0; 2009 Qtr 2: 0; 2009 Qtr 3: 0; 2009 Qtr 4: 3; 2010 Qtr 1: 0; 2010 Qtr 2: 0; 2010 Qtr 3: 0; 2010 Qtr 4: 0; 2011 Qtr 1: 0; 2011 Qtr 2: 0; 2011 Qtr 3: 0; 2011 Qtr 4: 0 | 3
0 | 267029-Commercial HVAC Diagnostic/Tune-up Com All CZ07 VintAll |  | System | Commercial | 01-ALC-AllCommercial-Cooling | 0 |  |  |  |  | 72.1918 | 82.5373 | 0 | 0 | 0 | -10.3455 | 60.0094 |  | kWh | 0.046765 | 0 | Commercial | [7 empty] | 10 | 0.85 |  |  |  | 1 | 2.68 | 0 | 0 | 0 | 0 | 0 | 0 | 0 | 0 | 0 | 0 | 2009 Qtr 1: 0; 2009 Qtr 2: 0; 2009 Qtr 3: 0; 2009 Qtr 4: 2.68; 2010 Qtr 1: 0; 2010 Qtr 2: 0; 2010 Qtr 3: 0; 2010 Qtr 4: 0; 2011 Qtr 1: 0; 2011 Qtr 2: 0; 2011 Qtr 3: 0; 2011 Qtr 4: 0 | 2.68
0 | 267044-Commercial Condensor Coil Cleaning (all units - savings at 50% of DEER) Com All CZ07 VintAll |  | System | Commercial | 01-ALC-AllCommercial-Cooling | 0 |  |  |  |  | 9.9998 | 10 | 0 | 0 | 0 | -0.0002249 | 60 |  | kWh | 0.047 | 0 | Commercial | [7 empty] | 3 | 0.78 |  |  |  | 1 | 4 | 0 | 0 | 0 | 0 | 0 | 0 | 0 | 0 | 0 | 0 | 2009 Qtr 1: 0; 2009 Qtr 2: 0; 2009 Qtr 3: 0; 2009 Qtr 4: 4; 2010 Qtr 1: 0; 2010 Qtr 2: 0; 2010 Qtr 3: 0; 2010 Qtr 4: 0; 2011 Qtr 1: 0; 2011 Qtr 2: 0; 2011 Qtr 3: 0; 2011 Qtr 4: 0 | 4
0 | 267029-Commercial HVAC Diagnostic/Tune-up Com All CZ07 VintAll |  | System | Commercial | 01-ALC-AllCommercial-Cooling | 0 |  |  |  |  | 72.1918 | 82.5373 | 0 | 0 | 0 | -10.3455 | 60.0094 |  | kWh | 0.046765 | 0 | Commercial | [7 empty] | 10 | 0.85 |  |  |  | 1 | 2.68 | 0 | 0 | 0 | 0 | 0 | 0 | 0 | 0 | 0 | 0 | 2009 Qtr 1: 0; 2009 Qtr 2: 0; 2009 Qtr 3: 0; 2009 Qtr 4: 2.68; 2010 Qtr 1: 0; 2010 Qtr 2: 0; 2010 Qtr 3: 0; 2010 Qtr 4: 0; 2011 Qtr 1: 0; 2011 Qtr 2: 0; 2011 Qtr 3: 0; 2011 Qtr 4: 0 | 2.68
0 | 267044-Commercial Condensor Coil Cleaning (all units - savings at 50% of DEER) Com All CZ07 VintAll |  | System | Commercial | 01-ALC-AllCommercial-Cooling | 0 |  |  |  |  | 9.9998 | 10 | 0 | 0 | 0 | -0.0002249 | 60 |  | kWh | 0.047 | 0 | Commercial | [7 empty] | 3 | 0.78 |  |  |  | 1 | 4 | 0 | 0 | 0 | 0 | 0 | 0 | 0 | 0 | 0 | 0 | 2009 Qtr 1: 0; 2009 Qtr 2: 0; 2009 Qtr 3: 0; 2009 Qtr 4: 4; 2010 Qtr 1: 0; 2010 Qtr 2: 0; 2010 Qtr 3: 0; 2010 Qtr 4: 0; 2011 Qtr 1: 0; 2011 Qtr 2: 0; 2011 Qtr 3: 0; 2011 Qtr 4: 0 | 4
0 | 267029-Commercial HVAC Diagnostic/Tune-up Com All CZ07 VintAll |  | System | Commercial | 01-ALC-AllCommercial-Cooling | 0 |  |  |  |  | 72.1918 | 82.5373 | 0 | 0 | 0 | -10.3455 | 60.0094 |  | kWh | 0.046765 | 0 | Commercial | [7 empty] | 10 | 0.85 |  |  |  | 1 | 2.68 | 0 | 0 | 0 | 0 | 0 | 0 | 0 | 0 | 0 | 0 | 2009 Qtr 1: 0; 2009 Qtr 2: 0; 2009 Qtr 3: 0; 2009 Qtr 4: 2.68; 2010 Qtr 1: 0; 2010 Qtr 2: 0; 2010 Qtr 3: 0; 2010 Qtr 4: 0; 2011 Qtr 1: 0; 2011 Qtr 2: 0; 2011 Qtr 3: 0; 2011 Qtr 4: 0 | 2.68
0 | 267044-Commercial Condensor Coil Cleaning (all units - savings at 50% of DEER) Com All CZ07 VintAll |  | System | Commercial | 01-ALC-AllCommercial-Cooling | 0 |  |  |  |  | 9.9998 | 10 | 0 | 0 | 0 | -0.0002249 | 60 |  | kWh | 0.047 | 0 | Commercial | [7 empty] | 3 | 0.78 |  |  |  | 1 | 4 | 0 | 0 | 0 | 0 | 0 | 0 | 0 | 0 | 0 | 0 | 2009 Qtr 1: 0; 2009 Qtr 2: 0; 2009 Qtr 3: 0; 2009 Qtr 4: 4; 2010 Qtr 1: 0; 2010 Qtr 2: 0; 2010 Qtr 3: 0; 2010 Qtr 4: 0; 2011 Qtr 1: 0; 2011 Qtr 2: 0; 2011 Qtr 3: 0; 2011 Qtr 4: 0 | 4
0 | 267029-Commercial HVAC Diagnostic/Tune-up Com All CZ07 VintAll |  | System | Commercial | 01-ALC-AllCommercial-Cooling | 0 |  |  |  |  | 72.1918 | 82.5373 | 0 | 0 | 0 | -10.3455 | 60.0094 |  | kWh | 0.046765 | 0 | Commercial | [7 empty] | 10 | 0.85 |  |  |  | 1 | 2.68 | 0 | 0 | 0 | 0 | 0 | 0 | 0 | 0 | 0 | 0 | 2009 Qtr 1: 0; 2009 Qtr 2: 0; 2009 Qtr 3: 0; 2009 Qtr 4: 2.68; 2010 Qtr 1: 0; 2010 Qtr 2: 0; 2010 Qtr 3: 0; 2010 Qtr 4: 0; 2011 Qtr 1: 0; 2011 Qtr 2: 0; 2011 Qtr 3: 0; 2011 Qtr 4: 0 | 2.68
0 | 267044-Commercial Condensor Coil Cleaning (all units - savings at 50% of DEER) Com All CZ07 VintAll |  | System | Commercial | 01-ALC-AllCommercial-Cooling | 0 |  |  |  |  | 9.9998 | 10 | 0 | 0 | 0 | -0.0002249 | 60 |  | kWh | 0.047 | 0 | Commercial | [7 empty] | 3 | 0.78 |  |  |  | 1 | 4 | 0 | 0 | 0 | 0 | 0 | 0 | 0 | 0 | 0 | 0 | 2009 Qtr 1: 0; 2009 Qtr 2: 0; 2009 Qtr 3: 0; 2009 Qtr 4: 4; 2010 Qtr 1: 0; 2010 Qtr 2: 0; 2010 Qtr 3: 0; 2010 Qtr 4: 0; 2011 Qtr 1: 0; 2011 Qtr 2: 0; 2011 Qtr 3: 0; 2011 Qtr 4: 0 | 4
0 | 267029-Commercial HVAC Diagnostic/Tune-up Com All CZ07 VintAll |  | System | Commercial | 01-ALC-AllCommercial-Cooling | 0 |  |  |  |  | 72.1918 | 82.5373 | 0 | 0 | 0 | -10.3455 | 60.0094 |  | kWh | 0.046765 | 0 | Commercial | [7 empty] | 10 | 0.85 |  |  |  | 1 | 2.68 | 0 | 0 | 0 | 0 | 0 | 0 | 0 | 0 | 0 | 0 | 2009 Qtr 1: 0; 2009 Qtr 2: 0; 2009 Qtr 3: 0; 2009 Qtr 4: 2.68; 2010 Qtr 1: 0; 2010 Qtr 2: 0; 2010 Qtr 3: 0; 2010 Qtr 4: 0; 2011 Qtr 1: 0; 2011 Qtr 2: 0; 2011 Qtr 3: 0; 2011 Qtr 4: 0 | 2.68
0 | 267044-Commercial Condensor Coil Cleaning (all units - savings at 50% of DEER) Com All CZ07 VintAll |  | System | Commercial | 01-ALC-AllCommercial-Cooling | 0 |  |  |  |  | 9.9998 | 10 | 0 | 0 | 0 | -0.0002249 | 60 |  | kWh | 0.047 | 0 | Commercial | [7 empty] | 3 | 0.78 |  |  |  | 1 | 4 | 0 | 0 | 0 | 0 | 0 | 0 | 0 | 0 | 0 | 0 | 2009 Qtr 1: 0; 2009 Qtr 2: 0; 2009 Qtr 3: 0; 2009 Qtr 4: 4; 2010 Qtr 1: 0; 2010 Qtr 2: 0; 2010 Qtr 3: 0; 2010 Qtr 4: 0; 2011 Qtr 1: 0; 2011 Qtr 2: 0; 2011 Qtr 3: 0; 2011 Qtr 4: 0 | 4
0 | 267029-Commercial HVAC Diagnostic/Tune-up Com All CZ07 VintAll |  | System | Commercial | 01-ALC-AllCommercial-Cooling | 0 |  |  |  |  | 72.1918 | 82.5373 | 0 | 0 | 0 | -10.3455 | 60.0094 |  | kWh | 0.046765 | 0 | Commercial | [7 empty] | 10 | 0.85 |  |  |  | 1 | 2.68 | 0 | 0 | 0 | 0 | 0 | 0 | 0 | 0 | 0 | 0 | 2009 Qtr 1: 0; 2009 Qtr 2: 0; 2009 Qtr 3: 0; 2009 Qtr 4: 2.68; 2010 Qtr 1: 0; 2010 Qtr 2: 0; 2010 Qtr 3: 0; 2010 Qtr 4: 0; 2011 Qtr 1: 0; 2011 Qtr 2: 0; 2011 Qtr 3: 0; 2011 Qtr 4: 0 | 2.68
0 | 267044-Commercial Condensor Coil Cleaning (all units - savings at 50% of DEER) Com All CZ07 VintAll |  | System | Commercial | 01-ALC-AllCommercial-Cooling | 0 |  |  |  |  | 9.9998 | 10 | 0 | 0 | 0 | -0.0002249 | 60 |  | kWh | 0.047 | 0 | Commercial | [7 empty] | 3 | 0.78 |  |  |  | 1 | 4 | 0 | 0 | 0 | 0 | 0 | 0 | 0 | 0 | 0 | 0 | 2009 Qtr 1: 0; 2009 Qtr 2: 0; 2009 Qtr 3: 0; 2009 Qtr 4: 4; 2010 Qtr 1: 0; 2010 Qtr 2: 0; 2010 Qtr 3: 0; 2010 Qtr 4: 0; 2011 Qtr 1: 0; 2011 Qtr 2: 0; 2011 Qtr 3: 0; 2011 Qtr 4: 0 | 4
0 | 267044-Commercial Condensor Coil Cleaning (all units - savings at 50% of DEER) Com All CZ07 VintAll |  | System | Commercial | 01-ALC-AllCommercial-Cooling | 0 |  |  |  |  | 9.9998 | 10 | 0 | 0 | 0 | -0.0002249 | 60 |  | kWh | 0.047 | 0 | Commercial | [7 empty] | 3 | 0.78 |  |  |  | 1 | 4 | 0 | 0 | 0 | 0 | 0 | 0 | 0 | 0 | 0 | 0 | 2009 Qtr 1: 0; 2009 Qtr 2: 0; 2009 Qtr 3: 0; 2009 Qtr 4: 4; 2010 Qtr 1: 0; 2010 Qtr 2: 0; 2010 Qtr 3: 0; 2010 Qtr 4: 0; 2011 Qtr 1: 0; 2011 Qtr 2: 0; 2011 Qtr 3: 0; 2011 Qtr 4: 0 | 4
0 | 267044-Commercial Condensor Coil Cleaning (all units - savings at 50% of DEER) Com All CZ07 VintAll |  | System | Commercial | 01-ALC-AllCommercial-Cooling | 0 |  |  |  |  | 9.9998 | 10 | 0 | 0 | 0 | -0.0002249 | 60 |  | kWh | 0.047 | 0 | Commercial | [7 empty] | 3 | 0.78 |  |  |  | 1 | 13 | 0 | 0 | 0 | 0 | 0 | 0 | 0 | 0 | 0 | 0 | 2009 Qtr 1: 0; 2009 Qtr 2: 0; 2009 Qtr 3: 0; 2009 Qtr 4: 13; 2010 Qtr 1: 0; 2010 Qtr 2: 0; 2010 Qtr 3: 0; 2010 Qtr 4: 0; 2011 Qtr 1: 0; 2011 Qtr 2: 0; 2011 Qtr 3: 0; 2011 Qtr 4: 0 | 13
0 | 267029-Commercial HVAC Diagnostic/Tune-up Com All CZ07 VintAll |  | System | Commercial | 01-ALC-AllCommercial-Cooling | 0 |  |  |  |  | 72.1918 | 82.5373 | 0 | 0 | 0 | -10.3455 | 60.0094 |  | kWh | 0.046765 | 0 | Commercial | [7 empty] | 10 | 0.85 |  |  |  | 1 | 2.68 | 0 | 0 | 0 | 0 | 0 | 0 | 0 | 0 | 0 | 0 | 2009 Qtr 1: 0; 2009 Qtr 2: 0; 2009 Qtr 3: 0; 2009 Qtr 4: 2.68; 2010 Qtr 1: 0; 2010 Qtr 2: 0; 2010 Qtr 3: 0; 2010 Qtr 4: 0; 2011 Qtr 1: 0; 2011 Qtr 2: 0; 2011 Qtr 3: 0; 2011 Qtr 4: 0 | 2.68
0 | 267044-Commercial Condensor Coil Cleaning (all units - savings at 50% of DEER) Com All CZ07 VintAll |  | System | Commercial | 01-ALC-AllCommercial-Cooling | 0 |  |  |  |  | 9.9998 | 10 | 0 | 0 | 0 | -0.0002249 | 60 |  | kWh | 0.047 | 0 | Commercial | [7 empty] | 3 | 0.78 |  |  |  | 1 | 4 | 0 | 0 | 0 | 0 | 0 | 0 | 0 | 0 | 0 | 0 | 2009 Qtr 1: 0; 2009 Qtr 2: 0; 2009 Qtr 3: 0; 2009 Qtr 4: 4; 2010 Qtr 1: 0; 2010 Qtr 2: 0; 2010 Qtr 3: 0; 2010 Qtr 4: 0; 2011 Qtr 1: 0; 2011 Qtr 2: 0; 2011 Qtr 3: 0; 2011 Qtr 4: 0 | 4
0 | 267029-Commercial HVAC Diagnostic/Tune-up Com All CZ07 VintAll |  | System | Commercial | 01-ALC-AllCommercial-Cooling | 0 |  |  |  |  | 72.1918 | 82.5373 | 0 | 0 | 0 | -10.3455 | 60.0094 |  | kWh | 0.046765 | 0 | Commercial | [7 empty] | 10 | 0.85 |  |  |  | 1 | 2.68 | 0 | 0 | 0 | 0 | 0 | 0 | 0 | 0 | 0 | 0 | 2009 Qtr 1: 0; 2009 Qtr 2: 0; 2009 Qtr 3: 0; 2009 Qtr 4: 2.68; 2010 Qtr 1: 0; 2010 Qtr 2: 0; 2010 Qtr 3: 0; 2010 Qtr 4: 0; 2011 Qtr 1: 0; 2011 Qtr 2: 0; 2011 Qtr 3: 0; 2011 Qtr 4: 0 | 2.68
0 | 267044-Commercial Condensor Coil Cleaning (all units - savings at 50% of DEER) Com All CZ07 VintAll |  | System | Commercial | 01-ALC-AllCommercial-Cooling | 0 |  |  |  |  | 9.9998 | 10 | 0 | 0 | 0 | -0.0002249 | 60 |  | kWh | 0.047 | 0 | Commercial | [7 empty] | 3 | 0.78 |  |  |  | 1 | 4 | 0 | 0 | 0 | 0 | 0 | 0 | 0 | 0 | 0 | 0 | 2009 Qtr 1: 0; 2009 Qtr 2: 0; 2009 Qtr 3: 0; 2009 Qtr 4: 4; 2010 Qtr 1: 0; 2010 Qtr 2: 0; 2010 Qtr 3: 0; 2010 Qtr 4: 0; 2011 Qtr 1: 0; 2011 Qtr 2: 0; 2011 Qtr 3: 0; 2011 Qtr 4: 0 | 4
0 | 267029-Commercial HVAC Diagnostic/Tune-up Com All CZ07 VintAll |  | System | Commercial | 01-ALC-AllCommercial-Cooling | 0 |  |  |  |  | 72.1918 | 82.5373 | 0 | 0 | 0 | -10.3455 | 60.0094 |  | kWh | 0.046765 | 0 | Commercial | [7 empty] | 10 | 0.85 |  |  |  | 1 | 2.68 | 0 | 0 | 0 | 0 | 0 | 0 | 0 | 0 | 0 | 0 | 2009 Qtr 1: 0; 2009 Qtr 2: 0; 2009 Qtr 3: 0; 2009 Qtr 4: 2.68; 2010 Qtr 1: 0; 2010 Qtr 2: 0; 2010 Qtr 3: 0; 2010 Qtr 4: 0; 2011 Qtr 1: 0; 2011 Qtr 2: 0; 2011 Qtr 3: 0; 2011 Qtr 4: 0 | 2.68
0 | 267044-Commercial Condensor Coil Cleaning (all units - savings at 50% of DEER) Com All CZ07 VintAll |  | System | Commercial | 01-ALC-AllCommercial-Cooling | 0 |  |  |  |  | 9.9998 | 10 | 0 | 0 | 0 | -0.0002249 | 60 |  | kWh | 0.047 | 0 | Commercial | [7 empty] | 3 | 0.78 |  |  |  | 1 | 4 | 0 | 0 | 0 | 0 | 0 | 0 | 0 | 0 | 0 | 0 | 2009 Qtr 1: 0; 2009 Qtr 2: 0; 2009 Qtr 3: 0; 2009 Qtr 4: 4; 2010 Qtr 1: 0; 2010 Qtr 2: 0; 2010 Qtr 3: 0; 2010 Qtr 4: 0; 2011 Qtr 1: 0; 2011 Qtr 2: 0; 2011 Qtr 3: 0; 2011 Qtr 4: 0 | 4
0 | 267030-Commercial HVAC Diagnostic/Tune-up Com All CZ10 VintAll |  | System | Commercial | 01-ALC-AllCommercial-Cooling | 0 |  |  |  |  | 67.6133 | 82.5373 | 0 | 0 | 0 | -14.924 | 214 |  | kWh | 0.15 | 0 | Commercial | [7 empty] | 10 | 0.85 |  |  |  | 1 | 3.35 | 0 | 0 | 0 | 0 | 0 | 0 | 0 | 0 | 0 | 0 | 2009 Qtr 1: 0; 2009 Qtr 2: 0; 2009 Qtr 3: 0; 2009 Qtr 4: 3.35; 2010 Qtr 1: 0; 2010 Qtr 2: 0; 2010 Qtr 3: 0; 2010 Qtr 4: 0; 2011 Qtr 1: 0; 2011 Qtr 2: 0; 2011 Qtr 3: 0; 2011 Qtr 4: 0 | 3.35
0 | 267045-Commercial Condensor Coil Cleaning (all units - savings at 50% of DEER) Com All CZ10 VintAll |  | System | Commercial | 01-ALC-AllCommercial-Cooling | 0 |  |  |  |  | 10 | 10 | 0 | 0 | 0 | 0 | 74 |  | kWh | 0.0665 | 0 | Commercial | [7 empty] | 3 | 0.78 |  |  |  | 1 | 5 | 0 | 0 | 0 | 0 | 0 | 0 | 0 | 0 | 0 | 0 | 2009 Qtr 1: 0; 2009 Qtr 2: 0; 2009 Qtr 3: 0; 2009 Qtr 4: 5; 2010 Qtr 1: 0; 2010 Qtr 2: 0; 2010 Qtr 3: 0; 2010 Qtr 4: 0; 2011 Qtr 1: 0; 2011 Qtr 2: 0; 2011 Qtr 3: 0; 2011 Qtr 4: 0 | 5
0 | 267045-Commercial Condensor Coil Cleaning (all units - savings at 50% of DEER) Com All CZ10 VintAll |  | System | Commercial | 01-ALC-AllCommercial-Cooling | 0 |  |  |  |  | 10 | 10 | 0 | 0 | 0 | 0 | 74 |  | kWh | 0.0665 | 0 | Commercial | [7 empty] | 3 | 0.78 |  |  |  | 1 | 5 | 0 | 0 | 0 | 0 | 0 | 0 | 0 | 0 | 0 | 0 | 2009 Qtr 1: 0; 2009 Qtr 2: 0; 2009 Qtr 3: 0; 2009 Qtr 4: 5; 2010 Qtr 1: 0; 2010 Qtr 2: 0; 2010 Qtr 3: 0; 2010 Qtr 4: 0; 2011 Qtr 1: 0; 2011 Qtr 2: 0; 2011 Qtr 3: 0; 2011 Qtr 4: 0 | 5
0 | 267030-Commercial HVAC Diagnostic/Tune-up Com All CZ10 VintAll |  | System | Commercial | 01-ALC-AllCommercial-Cooling | 0 |  |  |  |  | 67.6133 | 82.5373 | 0 | 0 | 0 | -14.924 | 214 |  | kWh | 0.15 | 0 | Commercial | [7 empty] | 10 | 0.85 |  |  |  | 1 | 3.35 | 0 | 0 | 0 | 0 | 0 | 0 | 0 | 0 | 0 | 0 | 2009 Qtr 1: 0; 2009 Qtr 2: 0; 2009 Qtr 3: 0; 2009 Qtr 4: 3.35; 2010 Qtr 1: 0; 2010 Qtr 2: 0; 2010 Qtr 3: 0; 2010 Qtr 4: 0; 2011 Qtr 1: 0; 2011 Qtr 2: 0; 2011 Qtr 3: 0; 2011 Qtr 4: 0 | 3.35
0 | 267045-Commercial Condensor Coil Cleaning (all units - savings at 50% of DEER) Com All CZ10 VintAll |  | System | Commercial | 01-ALC-AllCommercial-Cooling | 0 |  |  |  |  | 10 | 10 | 0 | 0 | 0 | 0 | 74 |  | kWh | 0.0665 | 0 | Commercial | [7 empty] | 3 | 0.78 |  |  |  | 1 | 5 | 0 | 0 | 0 | 0 | 0 | 0 | 0 | 0 | 0 | 0 | 2009 Qtr 1: 0; 2009 Qtr 2: 0; 2009 Qtr 3: 0; 2009 Qtr 4: 5; 2010 Qtr 1: 0; 2010 Qtr 2: 0; 2010 Qtr 3: 0; 2010 Qtr 4: 0; 2011 Qtr 1: 0; 2011 Qtr 2: 0; 2011 Qtr 3: 0; 2011 Qtr 4: 0 | 5
0 | 267045-Commercial Condensor Coil Cleaning (all units - savings at 50% of DEER) Com All CZ10 VintAll |  | System | Commercial | 01-ALC-AllCommercial-Cooling | 0 |  |  |  |  | 10 | 10 | 0 | 0 | 0 | 0 | 74 |  | kWh | 0.0665 | 0 | Commercial | [7 empty] | 3 | 0.78 |  |  |  | 1 | 4 | 0 | 0 | 0 | 0 | 0 | 0 | 0 | 0 | 0 | 0 | 2009 Qtr 1: 0; 2009 Qtr 2: 0; 2009 Qtr 3: 0; 2009 Qtr 4: 4; 2010 Qtr 1: 0; 2010 Qtr 2: 0; 2010 Qtr 3: 0; 2010 Qtr 4: 0; 2011 Qtr 1: 0; 2011 Qtr 2: 0; 2011 Qtr 3: 0; 2011 Qtr 4: 0 | 4
0 | 267030-Commercial HVAC Diagnostic/Tune-up Com All CZ10 VintAll |  | System | Commercial | 01-ALC-AllCommercial-Cooling | 0 |  |  |  |  | 67.6133 | 82.5373 | 0 | 0 | 0 | -14.924 | 214 |  | kWh | 0.15 | 0 | Commercial | [7 empty] | 10 | 0.85 |  |  |  | 1 | 2.68 | 0 | 0 | 0 | 0 | 0 | 0 | 0 | 0 | 0 | 0 | 2009 Qtr 1: 0; 2009 Qtr 2: 0; 2009 Qtr 3: 0; 2009 Qtr 4: 2.68; 2010 Qtr 1: 0; 2010 Qtr 2: 0; 2010 Qtr 3: 0; 2010 Qtr 4: 0; 2011 Qtr 1: 0; 2011 Qtr 2: 0; 2011 Qtr 3: 0; 2011 Qtr 4: 0 | 2.68
0 | 267045-Commercial Condensor Coil Cleaning (all units - savings at 50% of DEER) Com All CZ10 VintAll |  | System | Commercial | 01-ALC-AllCommercial-Cooling | 0 |  |  |  |  | 10 | 10 | 0 | 0 | 0 | 0 | 74 |  | kWh | 0.0665 | 0 | Commercial | [7 empty] | 3 | 0.78 |  |  |  | 1 | 4 | 0 | 0 | 0 | 0 | 0 | 0 | 0 | 0 | 0 | 0 | 2009 Qtr 1: 0; 2009 Qtr 2: 0; 2009 Qtr 3: 0; 2009 Qtr 4: 4; 2010 Qtr 1: 0; 2010 Qtr 2: 0; 2010 Qtr 3: 0; 2010 Qtr 4: 0; 2011 Qtr 1: 0; 2011 Qtr 2: 0; 2011 Qtr 3: 0; 2011 Qtr 4: 0 | 4
0 | 267030-Commercial HVAC Diagnostic/Tune-up Com All CZ10 VintAll |  | System | Commercial | 01-ALC-AllCommercial-Cooling | 0 |  |  |  |  | 67.6133 | 82.5373 | 0 | 0 | 0 | -14.924 | 214 |  | kWh | 0.15 | 0 | Commercial | [7 empty] | 10 | 0.85 |  |  |  | 1 | 3.35 | 0 | 0 | 0 | 0 | 0 | 0 | 0 | 0 | 0 | 0 | 2009 Qtr 1: 0; 2009 Qtr 2: 0; 2009 Qtr 3: 0; 2009 Qtr 4: 3.35; 2010 Qtr 1: 0; 2010 Qtr 2: 0; 2010 Qtr 3: 0; 2010 Qtr 4: 0; 2011 Qtr 1: 0; 2011 Qtr 2: 0; 2011 Qtr 3: 0; 2011 Qtr 4: 0 | 3.35
0 | 267045-Commercial Condensor Coil Cleaning (all units - savings at 50% of DEER) Com All CZ10 VintAll |  | System | Commercial | 01-ALC-AllCommercial-Cooling | 0 |  |  |  |  | 10 | 10 | 0 | 0 | 0 | 0 | 74 |  | kWh | 0.0665 | 0 | Commercial | [7 empty] | 3 | 0.78 |  |  |  | 1 | 5 | 0 | 0 | 0 | 0 | 0 | 0 | 0 | 0 | 0 | 0 | 2009 Qtr 1: 0; 2009 Qtr 2: 0; 2009 Qtr 3: 0; 2009 Qtr 4: 5; 2010 Qtr 1: 0; 2010 Qtr 2: 0; 2010 Qtr 3: 0; 2010 Qtr 4: 0; 2011 Qtr 1: 0; 2011 Qtr 2: 0; 2011 Qtr 3: 0; 2011 Qtr 4: 0 | 5
0 | 267029-Commercial HVAC Diagnostic/Tune-up Com All CZ07 VintAll |  | System | Commercial | 01-ALC-AllCommercial-Cooling | 0 |  |  |  |  | 72.1918 | 82.5373 | 0 | 0 | 0 | -10.3455 | 60.0094 |  | kWh | 0.046765 | 0 | Commercial | [7 empty] | 10 | 0.85 |  |  |  | 1 | 2.68 | 0 | 0 | 0 | 0 | 0 | 0 | 0 | 0 | 0 | 0 | 2009 Qtr 1: 0; 2009 Qtr 2: 0; 2009 Qtr 3: 0; 2009 Qtr 4: 2.68; 2010 Qtr 1: 0; 2010 Qtr 2: 0; 2010 Qtr 3: 0; 2010 Qtr 4: 0; 2011 Qtr 1: 0; 2011 Qtr 2: 0; 2011 Qtr 3: 0; 2011 Qtr 4: 0 | 2.68
0 | 267044-Commercial Condensor Coil Cleaning (all units - savings at 50% of DEER) Com All CZ07 VintAll |  | System | Commercial | 01-ALC-AllCommercial-Cooling | 0 |  |  |  |  | 9.9998 | 10 | 0 | 0 | 0 | -0.0002249 | 60 |  | kWh | 0.047 | 0 | Commercial | [7 empty] | 3 | 0.78 |  |  |  | 1 | 4 | 0 | 0 | 0 | 0 | 0 | 0 | 0 | 0 | 0 | 0 | 2009 Qtr 1: 0; 2009 Qtr 2: 0; 2009 Qtr 3: 0; 2009 Qtr 4: 4; 2010 Qtr 1: 0; 2010 Qtr 2: 0; 2010 Qtr 3: 0; 2010 Qtr 4: 0; 2011 Qtr 1: 0; 2011 Qtr 2: 0; 2011 Qtr 3: 0; 2011 Qtr 4: 0 | 4
0 | 267029-Commercial HVAC Diagnostic/Tune-up Com All CZ07 VintAll |  | System | Commercial | 01-ALC-AllCommercial-Cooling | 0 |  |  |  |  | 72.1918 | 82.5373 | 0 | 0 | 0 | -10.3455 | 60.0094 |  | kWh | 0.046765 | 0 | Commercial | [7 empty] | 10 | 0.85 |  |  |  | 1 | 2.68 | 0 | 0 | 0 | 0 | 0 | 0 | 0 | 0 | 0 | 0 | 2009 Qtr 1: 0; 2009 Qtr 2: 0; 2009 Qtr 3: 0; 2009 Qtr 4: 2.68; 2010 Qtr 1: 0; 2010 Qtr 2: 0; 2010 Qtr 3: 0; 2010 Qtr 4: 0; 2011 Qtr 1: 0; 2011 Qtr 2: 0; 2011 Qtr 3: 0; 2011 Qtr 4: 0 | 2.68
0 | 267044-Commercial Condensor Coil Cleaning (all units - savings at 50% of DEER) Com All CZ07 VintAll |  | System | Commercial | 01-ALC-AllCommercial-Cooling | 0 |  |  |  |  | 9.9998 | 10 | 0 | 0 | 0 | -0.0002249 | 60 |  | kWh | 0.047 | 0 | Commercial | [7 empty] | 3 | 0.78 |  |  |  | 1 | 4 | 0 | 0 | 0 | 0 | 0 | 0 | 0 | 0 | 0 | 0 | 2009 Qtr 1: 0; 2009 Qtr 2: 0; 2009 Qtr 3: 0; 2009 Qtr 4: 4; 2010 Qtr 1: 0; 2010 Qtr 2: 0; 2010 Qtr 3: 0; 2010 Qtr 4: 0; 2011 Qtr 1: 0; 2011 Qtr 2: 0; 2011 Qtr 3: 0; 2011 Qtr 4: 0 | 4
0 | 267029-Commercial HVAC Diagnostic/Tune-up Com All CZ07 VintAll |  | System | Commercial | 01-ALC-AllCommercial-Cooling | 0 |  |  |  |  | 72.1918 | 82.5373 | 0 | 0 | 0 | -10.3455 | 60.0094 |  | kWh | 0.046765 | 0 | Commercial | [7 empty] | 10 | 0.85 |  |  |  | 1 | 2.68 | 0 | 0 | 0 | 0 | 0 | 0 | 0 | 0 | 0 | 0 | 2009 Qtr 1: 0; 2009 Qtr 2: 0; 2009 Qtr 3: 0; 2009 Qtr 4: 2.68; 2010 Qtr 1: 0; 2010 Qtr 2: 0; 2010 Qtr 3: 0; 2010 Qtr 4: 0; 2011 Qtr 1: 0; 2011 Qtr 2: 0; 2011 Qtr 3: 0; 2011 Qtr 4: 0 | 2.68
0 | 267044-Commercial Condensor Coil Cleaning (all units - savings at 50% of DEER) Com All CZ07 VintAll |  | System | Commercial | 01-ALC-AllCommercial-Cooling | 0 |  |  |  |  | 9.9998 | 10 | 0 | 0 | 0 | -0.0002249 | 60 |  | kWh | 0.047 | 0 | Commercial | [7 empty] | 3 | 0.78 |  |  |  | 1 | 4 | 0 | 0 | 0 | 0 | 0 | 0 | 0 | 0 | 0 | 0 | 2009 Qtr 1: 0; 2009 Qtr 2: 0; 2009 Qtr 3: 0; 2009 Qtr 4: 4; 2010 Qtr 1: 0; 2010 Qtr 2: 0; 2010 Qtr 3: 0; 2010 Qtr 4: 0; 2011 Qtr 1: 0; 2011 Qtr 2: 0; 2011 Qtr 3: 0; 2011 Qtr 4: 0 | 4
0 | 267029-Commercial HVAC Diagnostic/Tune-up Com All CZ07 VintAll |  | System | Commercial | 01-ALC-AllCommercial-Cooling | 0 |  |  |  |  | 72.1918 | 82.5373 | 0 | 0 | 0 | -10.3455 | 60.0094 |  | kWh | 0.046765 | 0 | Commercial | [7 empty] | 10 | 0.85 |  |  |  | 1 | 2.68 | 0 | 0 | 0 | 0 | 0 | 0 | 0 | 0 | 0 | 0 | 2009 Qtr 1: 0; 2009 Qtr 2: 0; 2009 Qtr 3: 0; 2009 Qtr 4: 2.68; 2010 Qtr 1: 0; 2010 Qtr 2: 0; 2010 Qtr 3: 0; 2010 Qtr 4: 0; 2011 Qtr 1: 0; 2011 Qtr 2: 0; 2011 Qtr 3: 0; 2011 Qtr 4: 0 | 2.68
0 | 267044-Commercial Condensor Coil Cleaning (all units - savings at 50% of DEER) Com All CZ07 VintAll |  | System | Commercial | 01-ALC-AllCommercial-Cooling | 0 |  |  |  |  | 9.9998 | 10 | 0 | 0 | 0 | -0.0002249 | 60 |  | kWh | 0.047 | 0 | Commercial | [7 empty] | 3 | 0.78 |  |  |  | 1 | 4 | 0 | 0 | 0 | 0 | 0 | 0 | 0 | 0 | 0 | 0 | 2009 Qtr 1: 0; 2009 Qtr 2: 0; 2009 Qtr 3: 0; 2009 Qtr 4: 4; 2010 Qtr 1: 0; 2010 Qtr 2: 0; 2010 Qtr 3: 0; 2010 Qtr 4: 0; 2011 Qtr 1: 0; 2011 Qtr 2: 0; 2011 Qtr 3: 0; 2011 Qtr 4: 0 | 4
0 | 267029-Commercial HVAC Diagnostic/Tune-up Com All CZ07 VintAll |  | System | Commercial | 01-ALC-AllCommercial-Cooling | 0 |  |  |  |  | 72.1918 | 103.1716 | 0 | 0 | 0 | -30.9799 | 60.0094 |  | kWh | 0.046765 | 0 | Commercial | [7 empty] | 10 | 0.85 |  |  |  | 1 | 1.34 | 0 | 0 | 0 | 0 | 0 | 0 | 0 | 0 | 0 | 0 | 2009 Qtr 1: 0; 2009 Qtr 2: 0; 2009 Qtr 3: 0; 2009 Qtr 4: 1.34; 2010 Qtr 1: 0; 2010 Qtr 2: 0; 2010 Qtr 3: 0; 2010 Qtr 4: 0; 2011 Qtr 1: 0; 2011 Qtr 2: 0; 2011 Qtr 3: 0; 2011 Qtr 4: 0 | 1.34
0 | 267044-Commercial Condensor Coil Cleaning (all units - savings at 50% of DEER) Com All CZ07 VintAll |  | System | Commercial | 01-ALC-AllCommercial-Cooling | 0 |  |  |  |  | 9.9998 | 12.5 | 0 | 0 | 0 | -2.5002 | 60 |  | kWh | 0.047 | 0 | Commercial | [7 empty] | 3 | 0.78 |  |  |  | 1 | 2 | 0 | 0 | 0 | 0 | 0 | 0 | 0 | 0 | 0 | 0 | 2009 Qtr 1: 0; 2009 Qtr 2: 0; 2009 Qtr 3: 0; 2009 Qtr 4: 2; 2010 Qtr 1: 0; 2010 Qtr 2: 0; 2010 Qtr 3: 0; 2010 Qtr 4: 0; 2011 Qtr 1: 0; 2011 Qtr 2: 0; 2011 Qtr 3: 0; 2011 Qtr 4: 0 | 2
0 | 267029-Commercial HVAC Diagnostic/Tune-up Com All CZ07 VintAll |  | System | Commercial | 01-ALC-AllCommercial-Cooling | 0 |  |  |  |  | 72.1918 | 82.5373 | 0 | 0 | 0 | -10.3455 | 60.0094 |  | kWh | 0.046765 | 0 | Commercial | [7 empty] | 10 | 0.85 |  |  |  | 1 | 4.02 | 0 | 0 | 0 | 0 | 0 | 0 | 0 | 0 | 0 | 0 | 2009 Qtr 1: 0; 2009 Qtr 2: 0; 2009 Qtr 3: 0; 2009 Qtr 4: 4.02; 2010 Qtr 1: 0; 2010 Qtr 2: 0; 2010 Qtr 3: 0; 2010 Qtr 4: 0; 2011 Qtr 1: 0; 2011 Qtr 2: 0; 2011 Qtr 3: 0; 2011 Qtr 4: 0 | 4.02
0 | 267044-Commercial Condensor Coil Cleaning (all units - savings at 50% of DEER) Com All CZ07 VintAll |  | System | Commercial | 01-ALC-AllCommercial-Cooling | 0 |  |  |  |  | 9.9998 | 10 | 0 | 0 | 0 | -0.0002249 | 60 |  | kWh | 0.047 | 0 | Commercial | [7 empty] | 3 | 0.78 |  |  |  | 1 | 6 | 0 | 0 | 0 | 0 | 0 | 0 | 0 | 0 | 0 | 0 | 2009 Qtr 1: 0; 2009 Qtr 2: 0; 2009 Qtr 3: 0; 2009 Qtr 4: 6; 2010 Qtr 1: 0; 2010 Qtr 2: 0; 2010 Qtr 3: 0; 2010 Qtr 4: 0; 2011 Qtr 1: 0; 2011 Qtr 2: 0; 2011 Qtr 3: 0; 2011 Qtr 4: 0 | 6
0 | 267029-Commercial HVAC Diagnostic/Tune-up Com All CZ07 VintAll |  | System | Commercial | 01-ALC-AllCommercial-Cooling | 0 |  |  |  |  | 72.1918 | 82.5373 | 0 | 0 | 0 | -10.3455 | 60.0094 |  | kWh | 0.046765 | 0 | Commercial | [7 empty] | 10 | 0.85 |  |  |  | 1 | 2.01 | 0 | 0 | 0 | 0 | 0 | 0 | 0 | 0 | 0 | 0 | 2009 Qtr 1: 0; 2009 Qtr 2: 0; 2009 Qtr 3: 0; 2009 Qtr 4: 2.01; 2010 Qtr 1: 0; 2010 Qtr 2: 0; 2010 Qtr 3: 0; 2010 Qtr 4: 0; 2011 Qtr 1: 0; 2011 Qtr 2: 0; 2011 Qtr 3: 0; 2011 Qtr 4: 0 | 2.01
0 | 267044-Commercial Condensor Coil Cleaning (all units - savings at 50% of DEER) Com All CZ07 VintAll |  | System | Commercial | 01-ALC-AllCommercial-Cooling | 0 |  |  |  |  | 9.9998 | 10 | 0 | 0 | 0 | -0.0002249 | 60 |  | kWh | 0.047 | 0 | Commercial | [7 empty] | 3 | 0.78 |  |  |  | 1 | 3 | 0 | 0 | 0 | 0 | 0 | 0 | 0 | 0 | 0 | 0 | 2009 Qtr 1: 0; 2009 Qtr 2: 0; 2009 Qtr 3: 0; 2009 Qtr 4: 3; 2010 Qtr 1: 0; 2010 Qtr 2: 0; 2010 Qtr 3: 0; 2010 Qtr 4: 0; 2011 Qtr 1: 0; 2011 Qtr 2: 0; 2011 Qtr 3: 0; 2011 Qtr 4: 0 | 3
0 | 267029-Commercial HVAC Diagnostic/Tune-up Com All CZ07 VintAll |  | System | Commercial | 01-ALC-AllCommercial-Cooling | 0 |  |  |  |  | 72.1918 | 82.5373 | 0 | 0 | 0 | -10.3455 | 60.0094 |  | kWh | 0.046765 | 0 | Commercial | [7 empty] | 10 | 0.85 |  |  |  | 1 | 2.68 | 0 | 0 | 0 | 0 | 0 | 0 | 0 | 0 | 0 | 0 | 2009 Qtr 1: 0; 2009 Qtr 2: 0; 2009 Qtr 3: 0; 2009 Qtr 4: 2.68; 2010 Qtr 1: 0; 2010 Qtr 2: 0; 2010 Qtr 3: 0; 2010 Qtr 4: 0; 2011 Qtr 1: 0; 2011 Qtr 2: 0; 2011 Qtr 3: 0; 2011 Qtr 4: 0 | 2.68
0 | 267044-Commercial Condensor Coil Cleaning (all units - savings at 50% of DEER) Com All CZ07 VintAll |  | System | Commercial | 01-ALC-AllCommercial-Cooling | 0 |  |  |  |  | 9.9998 | 10 | 0 | 0 | 0 | -0.0002249 | 60 |  | kWh | 0.047 | 0 | Commercial | [7 empty] | 3 | 0.78 |  |  |  | 1 | 4 | 0 | 0 | 0 | 0 | 0 | 0 | 0 | 0 | 0 | 0 | 2009 Qtr 1: 0; 2009 Qtr 2: 0; 2009 Qtr 3: 0; 2009 Qtr 4: 4; 2010 Qtr 1: 0; 2010 Qtr 2: 0; 2010 Qtr 3: 0; 2010 Qtr 4: 0; 2011 Qtr 1: 0; 2011 Qtr 2: 0; 2011 Qtr 3: 0; 2011 Qtr 4: 0 | 4
0 | 267029-Commercial HVAC Diagnostic/Tune-up Com All CZ07 VintAll |  | System | Commercial | 01-ALC-AllCommercial-Cooling | 0 |  |  |  |  | 72.1918 | 82.5373 | 0 | 0 | 0 | -10.3455 | 60.0094 |  | kWh | 0.046765 | 0 | Commercial | [7 empty] | 10 | 0.85 |  |  |  | 1 | 1.34 | 0 | 0 | 0 | 0 | 0 | 0 | 0 | 0 | 0 | 0 | 2009 Qtr 1: 0; 2009 Qtr 2: 0; 2009 Qtr 3: 0; 2009 Qtr 4: 1.34; 2010 Qtr 1: 0; 2010 Qtr 2: 0; 2010 Qtr 3: 0; 2010 Qtr 4: 0; 2011 Qtr 1: 0; 2011 Qtr 2: 0; 2011 Qtr 3: 0; 2011 Qtr 4: 0 | 1.34
0 | 267044-Commercial Condensor Coil Cleaning (all units - savings at 50% of DEER) Com All CZ07 VintAll |  | System | Commercial | 01-ALC-AllCommercial-Cooling | 0 |  |  |  |  | 9.9998 | 10 | 0 | 0 | 0 | -0.0002249 | 60 |  | kWh | 0.047 | 0 | Commercial | [7 empty] | 3 | 0.78 |  |  |  | 1 | 2 | 0 | 0 | 0 | 0 | 0 | 0 | 0 | 0 | 0 | 0 | 2009 Qtr 1: 0; 2009 Qtr 2: 0; 2009 Qtr 3: 0; 2009 Qtr 4: 2; 2010 Qtr 1: 0; 2010 Qtr 2: 0; 2010 Qtr 3: 0; 2010 Qtr 4: 0; 2011 Qtr 1: 0; 2011 Qtr 2: 0; 2011 Qtr 3: 0; 2011 Qtr 4: 0 | 2
0 | 267030-Commercial HVAC Diagnostic/Tune-up Com All CZ10 VintAll |  | System | Commercial | 01-ALC-AllCommercial-Cooling | 0 |  |  |  |  | 67.6133 | 82.5373 | 0 | 0 | 0 | -14.924 | 214 |  | kWh | 0.15 | 0 | Commercial | [7 empty] | 10 | 0.85 |  |  |  | 1 | 3.35 | 0 | 0 | 0 | 0 | 0 | 0 | 0 | 0 | 0 | 0 | 2009 Qtr 1: 0; 2009 Qtr 2: 0; 2009 Qtr 3: 0; 2009 Qtr 4: 3.35; 2010 Qtr 1: 0; 2010 Qtr 2: 0; 2010 Qtr 3: 0; 2010 Qtr 4: 0; 2011 Qtr 1: 0; 2011 Qtr 2: 0; 2011 Qtr 3: 0; 2011 Qtr 4: 0 | 3.35
0 | 267045-Commercial Condensor Coil Cleaning (all units - savings at 50% of DEER) Com All CZ10 VintAll |  | System | Commercial | 01-ALC-AllCommercial-Cooling | 0 |  |  |  |  | 10 | 10 | 0 | 0 | 0 | 0 | 74 |  | kWh | 0.0665 | 0 | Commercial | [7 empty] | 3 | 0.78 |  |  |  | 1 | 5 | 0 | 0 | 0 | 0 | 0 | 0 | 0 | 0 | 0 | 0 | 2009 Qtr 1: 0; 2009 Qtr 2: 0; 2009 Qtr 3: 0; 2009 Qtr 4: 5; 2010 Qtr 1: 0; 2010 Qtr 2: 0; 2010 Qtr 3: 0; 2010 Qtr 4: 0; 2011 Qtr 1: 0; 2011 Qtr 2: 0; 2011 Qtr 3: 0; 2011 Qtr 4: 0 | 5
0 | 267030-Commercial HVAC Diagnostic/Tune-up Com All CZ10 VintAll |  | System | Commercial | 01-ALC-AllCommercial-Cooling | 0 |  |  |  |  | 67.6133 | 82.5373 | 0 | 0 | 0 | -14.924 | 214 |  | kWh | 0.15 | 0 | Commercial | [7 empty] | 10 | 0.85 |  |  |  | 1 | 4.02 | 0 | 0 | 0 | 0 | 0 | 0 | 0 | 0 | 0 | 0 | 2009 Qtr 1: 0; 2009 Qtr 2: 0; 2009 Qtr 3: 0; 2009 Qtr 4: 4.02; 2010 Qtr 1: 0; 2010 Qtr 2: 0; 2010 Qtr 3: 0; 2010 Qtr 4: 0; 2011 Qtr 1: 0; 2011 Qtr 2: 0; 2011 Qtr 3: 0; 2011 Qtr 4: 0 | 4.02
0 | 267045-Commercial Condensor Coil Cleaning (all units - savings at 50% of DEER) Com All CZ10 VintAll |  | System | Commercial | 01-ALC-AllCommercial-Cooling | 0 |  |  |  |  | 10 | 10 | 0 | 0 | 0 | 0 | 74 |  | kWh | 0.0665 | 0 | Commercial | [7 empty] | 3 | 0.78 |  |  |  | 1 | 6 | 0 | 0 | 0 | 0 | 0 | 0 | 0 | 0 | 0 | 0 | 2009 Qtr 1: 0; 2009 Qtr 2: 0; 2009 Qtr 3: 0; 2009 Qtr 4: 6; 2010 Qtr 1: 0; 2010 Qtr 2: 0; 2010 Qtr 3: 0; 2010 Qtr 4: 0; 2011 Qtr 1: 0; 2011 Qtr 2: 0; 2011 Qtr 3: 0; 2011 Qtr 4: 0 | 6
0 | 267044-Commercial Condensor Coil Cleaning (all units - savings at 50% of DEER) Com All CZ07 VintAll |  | System | Commercial | 01-ALC-AllCommercial-Cooling | 0 |  |  |  |  | 9.9998 | 10 | 0 | 0 | 0 | -0.0002249 | 60 |  | kWh | 0.047 | 0 | Commercial | [7 empty] | 3 | 0.78 |  |  |  | 1 | 5 | 0 | 0 | 0 | 0 | 0 | 0 | 0 | 0 | 0 | 0 | 2009 Qtr 1: 0; 2009 Qtr 2: 0; 2009 Qtr 3: 0; 2009 Qtr 4: 5; 2010 Qtr 1: 0; 2010 Qtr 2: 0; 2010 Qtr 3: 0; 2010 Qtr 4: 0; 2011 Qtr 1: 0; 2011 Qtr 2: 0; 2011 Qtr 3: 0; 2011 Qtr 4: 0 | 5
0 | 267029-Commercial HVAC Diagnostic/Tune-up Com All CZ07 VintAll |  | System | Commercial | 01-ALC-AllCommercial-Cooling | 0 |  |  |  |  | 72.1918 | 82.5373 | 0 | 0 | 0 | -10.3455 | 60.0094 |  | kWh | 0.046765 | 0 | Commercial | [7 empty] | 10 | 0.85 |  |  |  | 1 | 3.35 | 0 | 0 | 0 | 0 | 0 | 0 | 0 | 0 | 0 | 0 | 2009 Qtr 1: 0; 2009 Qtr 2: 0; 2009 Qtr 3: 0; 2009 Qtr 4: 3.35; 2010 Qtr 1: 0; 2010 Qtr 2: 0; 2010 Qtr 3: 0; 2010 Qtr 4: 0; 2011 Qtr 1: 0; 2011 Qtr 2: 0; 2011 Qtr 3: 0; 2011 Qtr 4: 0 | 3.35
0 | 267044-Commercial Condensor Coil Cleaning (all units - savings at 50% of DEER) Com All CZ07 VintAll |  | System | Commercial | 01-ALC-AllCommercial-Cooling | 0 |  |  |  |  | 9.9998 | 10 | 0 | 0 | 0 | -0.0002249 | 60 |  | kWh | 0.047 | 0 | Commercial | [7 empty] | 3 | 0.78 |  |  |  | 1 | 5 | 0 | 0 | 0 | 0 | 0 | 0 | 0 | 0 | 0 | 0 | 2009 Qtr 1: 0; 2009 Qtr 2: 0; 2009 Qtr 3: 0; 2009 Qtr 4: 5; 2010 Qtr 1: 0; 2010 Qtr 2: 0; 2010 Qtr 3: 0; 2010 Qtr 4: 0; 2011 Qtr 1: 0; 2011 Qtr 2: 0; 2011 Qtr 3: 0; 2011 Qtr 4: 0 | 5
0 | 267029-Commercial HVAC Diagnostic/Tune-up Com All CZ07 VintAll |  | System | Commercial | 01-ALC-AllCommercial-Cooling | 0 |  |  |  |  | 72.1918 | 82.5373 | 0 | 0 | 0 | -10.3455 | 60.0094 |  | kWh | 0.046765 | 0 | Commercial | [7 empty] | 10 | 0.85 |  |  |  | 1 | 3.35 | 0 | 0 | 0 | 0 | 0 | 0 | 0 | 0 | 0 | 0 | 2009 Qtr 1: 0; 2009 Qtr 2: 0; 2009 Qtr 3: 0; 2009 Qtr 4: 3.35; 2010 Qtr 1: 0; 2010 Qtr 2: 0; 2010 Qtr 3: 0; 2010 Qtr 4: 0; 2011 Qtr 1: 0; 2011 Qtr 2: 0; 2011 Qtr 3: 0; 2011 Qtr 4: 0 | 3.35
0 | 267044-Commercial Condensor Coil Cleaning (all units - savings at 50% of DEER) Com All CZ07 VintAll |  | System | Commercial | 01-ALC-AllCommercial-Cooling | 0 |  |  |  |  | 9.9998 | 10 | 0 | 0 | 0 | -0.0002249 | 60 |  | kWh | 0.047 | 0 | Commercial | [7 empty] | 3 | 0.78 |  |  |  | 1 | 5 | 0 | 0 | 0 | 0 | 0 | 0 | 0 | 0 | 0 | 0 | 2009 Qtr 1: 0; 2009 Qtr 2: 0; 2009 Qtr 3: 0; 2009 Qtr 4: 5; 2010 Qtr 1: 0; 2010 Qtr 2: 0; 2010 Qtr 3: 0; 2010 Qtr 4: 0; 2011 Qtr 1: 0; 2011 Qtr 2: 0; 2011 Qtr 3: 0; 2011 Qtr 4: 0 | 5
0 | 267030-Commercial HVAC Diagnostic/Tune-up Com All CZ10 VintAll |  | System | Commercial | 01-ALC-AllCommercial-Cooling | 0 |  |  |  |  | 67.6133 | 82.5373 | 0 | 0 | 0 | -14.924 | 214 |  | kWh | 0.15 | 0 | Commercial | [7 empty] | 10 | 0.85 |  |  |  | 1 | 3.35 | 0 | 0 | 0 | 0 | 0 | 0 | 0 | 0 | 0 | 0 | 2009 Qtr 1: 0; 2009 Qtr 2: 0; 2009 Qtr 3: 0; 2009 Qtr 4: 3.35; 2010 Qtr 1: 0; 2010 Qtr 2: 0; 2010 Qtr 3: 0; 2010 Qtr 4: 0; 2011 Qtr 1: 0; 2011 Qtr 2: 0; 2011 Qtr 3: 0; 2011 Qtr 4: 0 | 3.35
0 | 267045-Commercial Condensor Coil Cleaning (all units - savings at 50% of DEER) Com All CZ10 VintAll |  | System | Commercial | 01-ALC-AllCommercial-Cooling | 0 |  |  |  |  | 10 | 10 | 0 | 0 | 0 | 0 | 74 |  | kWh | 0.0665 | 0 | Commercial | [7 empty] | 3 | 0.78 |  |  |  | 1 | 5 | 0 | 0 | 0 | 0 | 0 | 0 | 0 | 0 | 0 | 0 | 2009 Qtr 1: 0; 2009 Qtr 2: 0; 2009 Qtr 3: 0; 2009 Qtr 4: 5; 2010 Qtr 1: 0; 2010 Qtr 2: 0; 2010 Qtr 3: 0; 2010 Qtr 4: 0; 2011 Qtr 1: 0; 2011 Qtr 2: 0; 2011 Qtr 3: 0; 2011 Qtr 4: 0 | 5
0 | 267030-Commercial HVAC Diagnostic/Tune-up Com All CZ10 VintAll |  | System | Commercial | 01-ALC-AllCommercial-Cooling | 0 |  |  |  |  | 67.6133 | 82.5373 | 0 | 0 | 0 | -14.924 | 214 |  | kWh | 0.15 | 0 | Commercial | [7 empty] | 10 | 0.85 |  |  |  | 1 | 3.35 | 0 | 0 | 0 | 0 | 0 | 0 | 0 | 0 | 0 | 0 | 2009 Qtr 1: 0; 2009 Qtr 2: 0; 2009 Qtr 3: 0; 2009 Qtr 4: 3.35; 2010 Qtr 1: 0; 2010 Qtr 2: 0; 2010 Qtr 3: 0; 2010 Qtr 4: 0; 2011 Qtr 1: 0; 2011 Qtr 2: 0; 2011 Qtr 3: 0; 2011 Qtr 4: 0 | 3.35
0 | 267045-Commercial Condensor Coil Cleaning (all units - savings at 50% of DEER) Com All CZ10 VintAll |  | System | Commercial | 01-ALC-AllCommercial-Cooling | 0 |  |  |  |  | 10 | 10 | 0 | 0 | 0 | 0 | 74 |  | kWh | 0.0665 | 0 | Commercial | [7 empty] | 3 | 0.78 |  |  |  | 1 | 5 | 0 | 0 | 0 | 0 | 0 | 0 | 0 | 0 | 0 | 0 | 2009 Qtr 1: 0; 2009 Qtr 2: 0; 2009 Qtr 3: 0; 2009 Qtr 4: 5; 2010 Qtr 1: 0; 2010 Qtr 2: 0; 2010 Qtr 3: 0; 2010 Qtr 4: 0; 2011 Qtr 1: 0; 2011 Qtr 2: 0; 2011 Qtr 3: 0; 2011 Qtr 4: 0 | 5
0 | 267019-Economizer Repair Com All CZ07 Vint04 |  | System | Commercial | 01-ALC-AllCommercial-Cooling | 0 |  |  |  |  | 41.71 | 41 | 0 | 0 | 0 | 0.71 | 555 |  | kWh | 0.003 | 0 | Commercial |  | Winter Only | [5 empty] | 5 | 0.85 |  |  |  | 0 | 5 | 0 | 0 | 0 | 0 | 0 | 0 | 0 | 0 | 0 | 0 | 2009 Qtr 1: 0; 2009 Qtr 2: 0; 2009 Qtr 3: 0; 2009 Qtr 4: 5; 2010 Qtr 1: 0; 2010 Qtr 2: 0; 2010 Qtr 3: 0; 2010 Qtr 4: 0; 2011 Qtr 1: 0; 2011 Qtr 2: 0; 2011 Qtr 3: 0; 2011 Qtr 4: 0 | 5
0 | 267017-Economizer Repair Com All CZ07 Vint01 |  | System | Commercial | 01-ALC-AllCommercial-Cooling | 0 |  |  |  |  | 41.71 | 41 | 0 | 0 | 0 | 0.71 | 294 |  | kWh | 0.0083 | 0 | Commercial |  | Winter Only | [5 empty] | 5 | 0.85 |  |  |  | 0 | 4 | 0 | 0 | 0 | 0 | 0 | 0 | 0 | 0 | 0 | 0 | 2009 Qtr 1: 0; 2009 Qtr 2: 0; 2009 Qtr 3: 0; 2009 Qtr 4: 4; 2010 Qtr 1: 0; 2010 Qtr 2: 0; 2010 Qtr 3: 0; 2010 Qtr 4: 0; 2011 Qtr 1: 0; 2011 Qtr 2: 0; 2011 Qtr 3: 0; 2011 Qtr 4: 0 | 4
0 | 267017-Economizer Repair Com All CZ07 Vint01 |  | System | Commercial | 01-ALC-AllCommercial-Cooling | 0 |  |  |  |  | 41.71 | 41 | 0 | 0 | 0 | 0.71 | 294 |  | kWh | 0.0083 | 0 | Commercial |  | Winter Only | [5 empty] | 5 | 0.85 |  |  |  | 0 | 4 | 0 | 0 | 0 | 0 | 0 | 0 | 0 | 0 | 0 | 0 | 2009 Qtr 1: 0; 2009 Qtr 2: 0; 2009 Qtr 3: 0; 2009 Qtr 4: 4; 2010 Qtr 1: 0; 2010 Qtr 2: 0; 2010 Qtr 3: 0; 2010 Qtr 4: 0; 2011 Qtr 1: 0; 2011 Qtr 2: 0; 2011 Qtr 3: 0; 2011 Qtr 4: 0 | 4
0 | 267017-Economizer Repair Com All CZ07 Vint01 |  | System | Commercial | 01-ALC-AllCommercial-Cooling | 0 |  |  |  |  | 41.71 | 41 | 0 | 0 | 0 | 0.71 | 294 |  | kWh | 0.0083 | 0 | Commercial |  | Winter Only | [5 empty] | 5 | 0.85 |  |  |  | 0 | 4 | 0 | 0 | 0 | 0 | 0 | 0 | 0 | 0 | 0 | 0 | 2009 Qtr 1: 0; 2009 Qtr 2: 0; 2009 Qtr 3: 0; 2009 Qtr 4: 4; 2010 Qtr 1: 0; 2010 Qtr 2: 0; 2010 Qtr 3: 0; 2010 Qtr 4: 0; 2011 Qtr 1: 0; 2011 Qtr 2: 0; 2011 Qtr 3: 0; 2011 Qtr 4: 0 | 4
0 | 267017-Economizer Repair Com All CZ07 Vint01 |  | System | Commercial | 01-ALC-AllCommercial-Cooling | 0 |  |  |  |  | 41.71 | 41 | 0 | 0 | 0 | 0.71 | 294 |  | kWh | 0.0083 | 0 | Commercial |  | Winter Only | [5 empty] | 5 | 0.85 |  |  |  | 0 | 4 | 0 | 0 | 0 | 0 | 0 | 0 | 0 | 0 | 0 | 0 | 2009 Qtr 1: 0; 2009 Qtr 2: 0; 2009 Qtr 3: 0; 2009 Qtr 4: 4; 2010 Qtr 1: 0; 2010 Qtr 2: 0; 2010 Qtr 3: 0; 2010 Qtr 4: 0; 2011 Qtr 1: 0; 2011 Qtr 2: 0; 2011 Qtr 3: 0; 2011 Qtr 4: 0 | 4
0 | 267017-Economizer Repair Com All CZ07 Vint01 |  | System | Commercial | 01-ALC-AllCommercial-Cooling | 0 |  |  |  |  | 41.71 | 41 | 0 | 0 | 0 | 0.71 | 294 |  | kWh | 0.0083 | 0 | Commercial |  | Winter Only | [5 empty] | 5 | 0.85 |  |  |  | 0 | 4 | 0 | 0 | 0 | 0 | 0 | 0 | 0 | 0 | 0 | 0 | 2009 Qtr 1: 0; 2009 Qtr 2: 0; 2009 Qtr 3: 0; 2009 Qtr 4: 4; 2010 Qtr 1: 0; 2010 Qtr 2: 0; 2010 Qtr 3: 0; 2010 Qtr 4: 0; 2011 Qtr 1: 0; 2011 Qtr 2: 0; 2011 Qtr 3: 0; 2011 Qtr 4: 0 | 4
0 | 267017-Economizer Repair Com All CZ07 Vint01 |  | System | Commercial | 01-ALC-AllCommercial-Cooling | 0 |  |  |  |  | 41.71 | 41 | 0 | 0 | 0 | 0.71 | 294 |  | kWh | 0.0083 | 0 | Commercial |  | Winter Only | [5 empty] | 5 | 0.85 |  |  |  | 0 | 4 | 0 | 0 | 0 | 0 | 0 | 0 | 0 | 0 | 0 | 0 | 2009 Qtr 1: 0; 2009 Qtr 2: 0; 2009 Qtr 3: 0; 2009 Qtr 4: 4; 2010 Qtr 1: 0; 2010 Qtr 2: 0; 2010 Qtr 3: 0; 2010 Qtr 4: 0; 2011 Qtr 1: 0; 2011 Qtr 2: 0; 2011 Qtr 3: 0; 2011 Qtr 4: 0 | 4
0 | 267017-Economizer Repair Com All CZ07 Vint01 |  | System | Commercial | 01-ALC-AllCommercial-Cooling | 0 |  |  |  |  | 41.71 | 41 | 0 | 0 | 0 | 0.71 | 294 |  | kWh | 0.0083 | 0 | Commercial |  | Winter Only | [5 empty] | 5 | 0.85 |  |  |  | 0 | 4 | 0 | 0 | 0 | 0 | 0 | 0 | 0 | 0 | 0 | 0 | 2009 Qtr 1: 0; 2009 Qtr 2: 0; 2009 Qtr 3: 0; 2009 Qtr 4: 4; 2010 Qtr 1: 0; 2010 Qtr 2: 0; 2010 Qtr 3: 0; 2010 Qtr 4: 0; 2011 Qtr 1: 0; 2011 Qtr 2: 0; 2011 Qtr 3: 0; 2011 Qtr 4: 0 | 4
0 | 267017-Economizer Repair Com All CZ07 Vint01 |  | System | Commercial | 01-ALC-AllCommercial-Cooling | 0 |  |  |  |  | 41.71 | 41 | 0 | 0 | 0 | 0.71 | 294 |  | kWh | 0.0083 | 0 | Commercial |  | Winter Only | [5 empty] | 5 | 0.85 |  |  |  | 0 | 10 | 0 | 0 | 0 | 0 | 0 | 0 | 0 | 0 | 0 | 0 | 2009 Qtr 1: 0; 2009 Qtr 2: 0; 2009 Qtr 3: 0; 2009 Qtr 4: 10; 2010 Qtr 1: 0; 2010 Qtr 2: 0; 2010 Qtr 3: 0; 2010 Qtr 4: 0; 2011 Qtr 1: 0; 2011 Qtr 2: 0; 2011 Qtr 3: 0; 2011 Qtr 4: 0 | 10
0 | 267017-Economizer Repair Com All CZ07 Vint01 |  | System | Commercial | 01-ALC-AllCommercial-Cooling | 0 |  |  |  |  | 41.71 | 41 | 0 | 0 | 0 | 0.71 | 294 |  | kWh | 0.0083 | 0 | Commercial |  | Winter Only | [5 empty] | 5 | 0.85 |  |  |  | 0 | 5 | 0 | 0 | 0 | 0 | 0 | 0 | 0 | 0 | 0 | 0 | 2009 Qtr 1: 0; 2009 Qtr 2: 0; 2009 Qtr 3: 0; 2009 Qtr 4: 5; 2010 Qtr 1: 0; 2010 Qtr 2: 0; 2010 Qtr 3: 0; 2010 Qtr 4: 0; 2011 Qtr 1: 0; 2011 Qtr 2: 0; 2011 Qtr 3: 0; 2011 Qtr 4: 0 | 5
0 | 267017-Economizer Repair Com All CZ07 Vint01 |  | System | Commercial | 01-ALC-AllCommercial-Cooling | 0 |  |  |  |  | 41.71 | 41 | 0 | 0 | 0 | 0.71 | 294 |  | kWh | 0.0083 | 0 | Commercial |  | Winter Only | [5 empty] | 5 | 0.85 |  |  |  | 0 | 15 | 0 | 0 | 0 | 0 | 0 | 0 | 0 | 0 | 0 | 0 | 2009 Qtr 1: 0; 2009 Qtr 2: 0; 2009 Qtr 3: 0; 2009 Qtr 4: 15; 2010 Qtr 1: 0; 2010 Qtr 2: 0; 2010 Qtr 3: 0; 2010 Qtr 4: 0; 2011 Qtr 1: 0; 2011 Qtr 2: 0; 2011 Qtr 3: 0; 2011 Qtr 4: 0 | 15
0 | 267017-Economizer Repair Com All CZ07 Vint01 |  | System | Commercial | 01-ALC-AllCommercial-Cooling | 0 |  |  |  |  | 41.71 | 41 | 0 | 0 | 0 | 0.71 | 294 |  | kWh | 0.0083 | 0 | Commercial |  | Winter Only | [5 empty] | 5 | 0.85 |  |  |  | 0 | 5 | 0 | 0 | 0 | 0 | 0 | 0 | 0 | 0 | 0 | 0 | 2009 Qtr 1: 0; 2009 Qtr 2: 0; 2009 Qtr 3: 0; 2009 Qtr 4: 5; 2010 Qtr 1: 0; 2010 Qtr 2: 0; 2010 Qtr 3: 0; 2010 Qtr 4: 0; 2011 Qtr 1: 0; 2011 Qtr 2: 0; 2011 Qtr 3: 0; 2011 Qtr 4: 0 | 5
0 | 267017-Economizer Repair Com All CZ07 Vint01 |  | System | Commercial | 01-ALC-AllCommercial-Cooling | 0 |  |  |  |  | 41.71 | 41 | 0 | 0 | 0 | 0.71 | 294 |  | kWh | 0.0083 | 0 | Commercial |  | Winter Only | [5 empty] | 5 | 0.85 |  |  |  | 0 | 5 | 0 | 0 | 0 | 0 | 0 | 0 | 0 | 0 | 0 | 0 | 2009 Qtr 1: 0; 2009 Qtr 2: 0; 2009 Qtr 3: 0; 2009 Qtr 4: 5; 2010 Qtr 1: 0; 2010 Qtr 2: 0; 2010 Qtr 3: 0; 2010 Qtr 4: 0; 2011 Qtr 1: 0; 2011 Qtr 2: 0; 2011 Qtr 3: 0; 2011 Qtr 4: 0 | 5
0 | 267017-Economizer Repair Com All CZ07 Vint01 |  | System | Commercial | 01-ALC-AllCommercial-Cooling | 0 |  |  |  |  | 41.71 | 41 | 0 | 0 | 0 | 0.71 | 294 |  | kWh | 0.0083 | 0 | Commercial |  | Winter Only | [5 empty] | 5 | 0.85 |  |  |  | 0 | 5 | 0 | 0 | 0 | 0 | 0 | 0 | 0 | 0 | 0 | 0 | 2009 Qtr 1: 0; 2009 Qtr 2: 0; 2009 Qtr 3: 0; 2009 Qtr 4: 5; 2010 Qtr 1: 0; 2010 Qtr 2: 0; 2010 Qtr 3: 0; 2010 Qtr 4: 0; 2011 Qtr 1: 0; 2011 Qtr 2: 0; 2011 Qtr 3: 0; 2011 Qtr 4: 0 | 5
0 | 267017-Economizer Repair Com All CZ07 Vint01 |  | System | Commercial | 01-ALC-AllCommercial-Cooling | 0 |  |  |  |  | 41.71 | 41 | 0 | 0 | 0 | 0.71 | 294 |  | kWh | 0.0083 | 0 | Commercial |  | Winter Only | [5 empty] | 5 | 0.85 |  |  |  | 0 | 5 | 0 | 0 | 0 | 0 | 0 | 0 | 0 | 0 | 0 | 0 | 2009 Qtr 1: 0; 2009 Qtr 2: 0; 2009 Qtr 3: 0; 2009 Qtr 4: 5; 2010 Qtr 1: 0; 2010 Qtr 2: 0; 2010 Qtr 3: 0; 2010 Qtr 4: 0; 2011 Qtr 1: 0; 2011 Qtr 2: 0; 2011 Qtr 3: 0; 2011 Qtr 4: 0 | 5
0 | 267017-Economizer Repair Com All CZ07 Vint01 |  | System | Commercial | 01-ALC-AllCommercial-Cooling | 0 |  |  |  |  | 41.71 | 41 | 0 | 0 | 0 | 0.71 | 294 |  | kWh | 0.0083 | 0 | Commercial |  | Winter Only | [5 empty] | 5 | 0.85 |  |  |  | 0 | 5 | 0 | 0 | 0 | 0 | 0 | 0 | 0 | 0 | 0 | 0 | 2009 Qtr 1: 0; 2009 Qtr 2: 0; 2009 Qtr 3: 0; 2009 Qtr 4: 5; 2010 Qtr 1: 0; 2010 Qtr 2: 0; 2010 Qtr 3: 0; 2010 Qtr 4: 0; 2011 Qtr 1: 0; 2011 Qtr 2: 0; 2011 Qtr 3: 0; 2011 Qtr 4: 0 | 5
0 | 267017-Economizer Repair Com All CZ07 Vint01 |  | System | Commercial | 01-ALC-AllCommercial-Cooling | 0 |  |  |  |  | 41.71 | 47.8333 | 0 | 0 | 0 | -6.1233 | 294 |  | kWh | 0.0083 | 0 | Commercial |  | Winter Only | [5 empty] | 5 | 0.85 |  |  |  | 0 | 3 | 0 | 0 | 0 | 0 | 0 | 0 | 0 | 0 | 0 | 0 | 2009 Qtr 1: 0; 2009 Qtr 2: 0; 2009 Qtr 3: 0; 2009 Qtr 4: 3; 2010 Qtr 1: 0; 2010 Qtr 2: 0; 2010 Qtr 3: 0; 2010 Qtr 4: 0; 2011 Qtr 1: 0; 2011 Qtr 2: 0; 2011 Qtr 3: 0; 2011 Qtr 4: 0 | 3
0 | 267017-Economizer Repair Com All CZ07 Vint01 |  | System | Commercial | 01-ALC-AllCommercial-Cooling | 0 |  |  |  |  | 41.71 | 43.9286 | 0 | 0 | 0 | -2.2186 | 294 |  | kWh | 0.0083 | 0 | Commercial |  | Winter Only | [5 empty] | 5 | 0.85 |  |  |  | 0 | 7 | 0 | 0 | 0 | 0 | 0 | 0 | 0 | 0 | 0 | 0 | 2009 Qtr 1: 0; 2009 Qtr 2: 0; 2009 Qtr 3: 0; 2009 Qtr 4: 7; 2010 Qtr 1: 0; 2010 Qtr 2: 0; 2010 Qtr 3: 0; 2010 Qtr 4: 0; 2011 Qtr 1: 0; 2011 Qtr 2: 0; 2011 Qtr 3: 0; 2011 Qtr 4: 0 | 7
0 | 267017-Economizer Repair Com All CZ07 Vint01 |  | System | Commercial | 01-ALC-AllCommercial-Cooling | 0 |  |  |  |  | 41.71 | 41 | 0 | 0 | 0 | 0.71 | 294 |  | kWh | 0.0083 | 0 | Commercial |  | Winter Only | [5 empty] | 5 | 0.85 |  |  |  | 0 | 5 | 0 | 0 | 0 | 0 | 0 | 0 | 0 | 0 | 0 | 0 | 2009 Qtr 1: 0; 2009 Qtr 2: 0; 2009 Qtr 3: 0; 2009 Qtr 4: 5; 2010 Qtr 1: 0; 2010 Qtr 2: 0; 2010 Qtr 3: 0; 2010 Qtr 4: 0; 2011 Qtr 1: 0; 2011 Qtr 2: 0; 2011 Qtr 3: 0; 2011 Qtr 4: 0 | 5
0 | 267017-Economizer Repair Com All CZ07 Vint01 |  | System | Commercial | 01-ALC-AllCommercial-Cooling | 0 |  |  |  |  | 41.71 | 41 | 0 | 0 | 0 | 0.71 | 294 |  | kWh | 0.0083 | 0 | Commercial |  | Winter Only | [5 empty] | 5 | 0.85 |  |  |  | 0 | 5 | 0 | 0 | 0 | 0 | 0 | 0 | 0 | 0 | 0 | 0 | 2009 Qtr 1: 0; 2009 Qtr 2: 0; 2009 Qtr 3: 0; 2009 Qtr 4: 5; 2010 Qtr 1: 0; 2010 Qtr 2: 0; 2010 Qtr 3: 0; 2010 Qtr 4: 0; 2011 Qtr 1: 0; 2011 Qtr 2: 0; 2011 Qtr 3: 0; 2011 Qtr 4: 0 | 5
0 | 267017-Economizer Repair Com All CZ07 Vint01 |  | System | Commercial | 01-ALC-AllCommercial-Cooling | 0 |  |  |  |  | 41.71 | 41 | 0 | 0 | 0 | 0.71 | 294 |  | kWh | 0.0083 | 0 | Commercial |  | Winter Only | [5 empty] | 5 | 0.85 |  |  |  | 0 | 5 | 0 | 0 | 0 | 0 | 0 | 0 | 0 | 0 | 0 | 0 | 2009 Qtr 1: 0; 2009 Qtr 2: 0; 2009 Qtr 3: 0; 2009 Qtr 4: 5; 2010 Qtr 1: 0; 2010 Qtr 2: 0; 2010 Qtr 3: 0; 2010 Qtr 4: 0; 2011 Qtr 1: 0; 2011 Qtr 2: 0; 2011 Qtr 3: 0; 2011 Qtr 4: 0 | 5
0 | 267017-Economizer Repair Com All CZ07 Vint01 |  | System | Commercial | 01-ALC-AllCommercial-Cooling | 0 |  |  |  |  | 41.71 | 41 | 0 | 0 | 0 | 0.71 | 294 |  | kWh | 0.0083 | 0 | Commercial |  | Winter Only | [5 empty] | 5 | 0.85 |  |  |  | 0 | 5 | 0 | 0 | 0 | 0 | 0 | 0 | 0 | 0 | 0 | 0 | 2009 Qtr 1: 0; 2009 Qtr 2: 0; 2009 Qtr 3: 0; 2009 Qtr 4: 5; 2010 Qtr 1: 0; 2010 Qtr 2: 0; 2010 Qtr 3: 0; 2010 Qtr 4: 0; 2011 Qtr 1: 0; 2011 Qtr 2: 0; 2011 Qtr 3: 0; 2011 Qtr 4: 0 | 5
0 | 267024-Economizer Repair Com All CZ10 Vint05 |  | System | Commercial | 01-ALC-AllCommercial-Cooling | 0 |  |  |  |  | 41.71 | 41 | 0 | 0 | 0 | 0.71 | 381 |  | kWh | 0.0017 | 0 | Commercial |  | Winter Only | [5 empty] | 5 | 0.85 |  |  |  | 0 | 5 | 0 | 0 | 0 | 0 | 0 | 0 | 0 | 0 | 0 | 0 | 2009 Qtr 1: 0; 2009 Qtr 2: 0; 2009 Qtr 3: 0; 2009 Qtr 4: 5; 2010 Qtr 1: 0; 2010 Qtr 2: 0; 2010 Qtr 3: 0; 2010 Qtr 4: 0; 2011 Qtr 1: 0; 2011 Qtr 2: 0; 2011 Qtr 3: 0; 2011 Qtr 4: 0 | 5
0 | 267024-Economizer Repair Com All CZ10 Vint05 |  | System | Commercial | 01-ALC-AllCommercial-Cooling | 0 |  |  |  |  | 41.71 | 43.9286 | 0 | 0 | 0 | -2.2186 | 381 |  | kWh | 0.0017 | 0 | Commercial |  | Winter Only | [5 empty] | 5 | 0.85 |  |  |  | 0 | 7 | 0 | 0 | 0 | 0 | 0 | 0 | 0 | 0 | 0 | 0 | 2009 Qtr 1: 0; 2009 Qtr 2: 0; 2009 Qtr 3: 0; 2009 Qtr 4: 7; 2010 Qtr 1: 0; 2010 Qtr 2: 0; 2010 Qtr 3: 0; 2010 Qtr 4: 0; 2011 Qtr 1: 0; 2011 Qtr 2: 0; 2011 Qtr 3: 0; 2011 Qtr 4: 0 | 7
0 | 267024-Economizer Repair Com All CZ10 Vint05 |  | System | Commercial | 01-ALC-AllCommercial-Cooling | 0 |  |  |  |  | 41.71 | 41 | 0 | 0 | 0 | 0.71 | 381 |  | kWh | 0.0017 | 0 | Commercial |  | Winter Only | [5 empty] | 5 | 0.85 |  |  |  | 0 | 6 | 0 | 0 | 0 | 0 | 0 | 0 | 0 | 0 | 0 | 0 | 2009 Qtr 1: 0; 2009 Qtr 2: 0; 2009 Qtr 3: 0; 2009 Qtr 4: 6; 2010 Qtr 1: 0; 2010 Qtr 2: 0; 2010 Qtr 3: 0; 2010 Qtr 4: 0; 2011 Qtr 1: 0; 2011 Qtr 2: 0; 2011 Qtr 3: 0; 2011 Qtr 4: 0 | 6
0 | 267001-High Refrigerant Charge Adjustment (>= ±20% rated charge) Resid SFCZ10 Vint03 |  | System | Residential | 26-SFM-ResidentialSingleFamily-SP_COOL | 0 |  |  |  |  | 65 | 71.5 | 0 | 0 | 0 | -6.5 | 248.449 |  | kWh | 0.18306 | -0.066637 | Residential |  | Winter Only | [5 empty] | 10 | 0.78 |  |  |  | 1 | 4 | 0 | 0 | 0 | 0 | 0 | 0 | 0 | 0 | 0 | 0 | 2009 Qtr 1: 0; 2009 Qtr 2: 0; 2009 Qtr 3: 0; 2009 Qtr 4: 4; 2010 Qtr 1: 0; 2010 Qtr 2: 0; 2010 Qtr 3: 0; 2010 Qtr 4: 0; 2011 Qtr 1: 0; 2011 Qtr 2: 0; 2011 Qtr 3: 0; 2011 Qtr 4: 0 | 4
0 | 267040-Residential Condensor Coil Cleaning Resid SF CZ10 VintAll |  | System | Residential | 26-SFM-ResidentialSingleFamily-SP_COOL | 0 |  |  |  |  | 50 | 50 | 0 | 0 | 0 | 0 | 270 |  | kWh | 0.3564 | 0 | Residential | [7 empty] | 3 | 0.78 |  |  |  | 1 | 1 | 0 | 0 | 0 | 0 | 0 | 0 | 0 | 0 | 0 | 0 | 2009 Qtr 1: 0; 2009 Qtr 2: 0; 2009 Qtr 3: 0; 2009 Qtr 4: 1; 2010 Qtr 1: 0; 2010 Qtr 2: 0; 2010 Qtr 3: 0; 2010 Qtr 4: 0; 2011 Qtr 1: 0; 2011 Qtr 2: 0; 2011 Qtr 3: 0; 2011 Qtr 4: 0 | 1
0 | 267001-High Refrigerant Charge Adjustment (>= ±20% rated charge) Resid SFCZ10 Vint03 |  | System | Residential | 26-SFM-ResidentialSingleFamily-SP_COOL | 0 |  |  |  |  | 65 | 71.5 | 0 | 0 | 0 | -6.5 | 248.449 |  | kWh | 0.18306 | -0.066637 | Residential |  | Winter Only | [5 empty] | 10 | 0.78 |  |  |  | 1 | 3 | 0 | 0 | 0 | 0 | 0 | 0 | 0 | 0 | 0 | 0 | 2009 Qtr 1: 0; 2009 Qtr 2: 0; 2009 Qtr 3: 0; 2009 Qtr 4: 3; 2010 Qtr 1: 0; 2010 Qtr 2: 0; 2010 Qtr 3: 0; 2010 Qtr 4: 0; 2011 Qtr 1: 0; 2011 Qtr 2: 0; 2011 Qtr 3: 0; 2011 Qtr 4: 0 | 3
0 | 267040-Residential Condensor Coil Cleaning Resid SF CZ10 VintAll |  | System | Residential | 26-SFM-ResidentialSingleFamily-SP_COOL | 0 |  |  |  |  | 50 | 50 | 0 | 0 | 0 | 0 | 270 |  | kWh | 0.3564 | 0 | Residential | [7 empty] | 3 | 0.78 |  |  |  | 1 | 1 | 0 | 0 | 0 | 0 | 0 | 0 | 0 | 0 | 0 | 0 | 2009 Qtr 1: 0; 2009 Qtr 2: 0; 2009 Qtr 3: 0; 2009 Qtr 4: 1; 2010 Qtr 1: 0; 2010 Qtr 2: 0; 2010 Qtr 3: 0; 2010 Qtr 4: 0; 2011 Qtr 1: 0; 2011 Qtr 2: 0; 2011 Qtr 3: 0; 2011 Qtr 4: 0 | 1
0 | 267040-Residential Condensor Coil Cleaning Resid SF CZ10 VintAll |  | System | Residential | 26-SFM-ResidentialSingleFamily-SP_COOL | 0 |  |  |  |  | 50 | 50 | 0 | 0 | 0 | 0 | 270 |  | kWh | 0.3564 | 0 | Residential | [7 empty] | 3 | 0.78 |  |  |  | 1 | 1 | 0 | 0 | 0 | 0 | 0 | 0 | 0 | 0 | 0 | 0 | 2009 Qtr 1: 0; 2009 Qtr 2: 0; 2009 Qtr 3: 0; 2009 Qtr 4: 1; 2010 Qtr 1: 0; 2010 Qtr 2: 0; 2010 Qtr 3: 0; 2010 Qtr 4: 0; 2011 Qtr 1: 0; 2011 Qtr 2: 0; 2011 Qtr 3: 0; 2011 Qtr 4: 0 | 1
0 | 267044-Commercial Condensor Coil Cleaning (all units - savings at 50% of DEER) Com All CZ07 VintAll |  | System | Commercial | 01-ALC-AllCommercial-Cooling | 0 |  |  |  |  | 9.9998 | 10 | 0 | 0 | 0 | -0.0002249 | 60 |  | kWh | 0.047 | 0 | Commercial | [7 empty] | 3 | 0.78 |  |  |  | 1 | 3 | 0 | 0 | 0 | 0 | 0 | 0 | 0 | 0 | 0 | 0 | 2009 Qtr 1: 0; 2009 Qtr 2: 0; 2009 Qtr 3: 0; 2009 Qtr 4: 3; 2010 Qtr 1: 0; 2010 Qtr 2: 0; 2010 Qtr 3: 0; 2010 Qtr 4: 0; 2011 Qtr 1: 0; 2011 Qtr 2: 0; 2011 Qtr 3: 0; 2011 Qtr 4: 0 | 3
0 | 267010-Duct Sealing (Total Leakage Reduced from 40% of AHU flow to 12%) Resid SF CZ10 Vint04 |  | System | Residential | 26-SFM-ResidentialSingleFamily-SP_COOL | 0 |  |  |  |  | 106.8728 | 230 | 0 | 0 | 0 | -123.1272 | 181.333 |  | kWh | 0.24097 | 10.7341 | Residential |  | Winter Only | [5 empty] | 18 | 0.78 |  |  |  | 0 | 2 | 0 | 0 | 0 | 0 | 0 | 0 | 0 | 0 | 0 | 0 | 2009 Qtr 1: 0; 2009 Qtr 2: 0; 2009 Qtr 3: 0; 2009 Qtr 4: 2; 2010 Qtr 1: 0; 2010 Qtr 2: 0; 2010 Qtr 3: 0; 2010 Qtr 4: 0; 2011 Qtr 1: 0; 2011 Qtr 2: 0; 2011 Qtr 3: 0; 2011 Qtr 4: 0 | 2
0 | 267010-Duct Sealing (Total Leakage Reduced from 40% of AHU flow to 12%) Resid SF CZ10 Vint04 |  | System | Residential | 26-SFM-ResidentialSingleFamily-SP_COOL | 0 |  |  |  |  | 106.8728 | 246.6667 | 0 | 0 | 0 | -139.7939 | 181.333 |  | kWh | 0.24097 | 10.7341 | Residential |  | Winter Only | [5 empty] | 18 | 0.78 |  |  |  | 0 | 3 | 0 | 0 | 0 | 0 | 0 | 0 | 0 | 0 | 0 | 0 | 2009 Qtr 1: 0; 2009 Qtr 2: 0; 2009 Qtr 3: 0; 2009 Qtr 4: 3; 2010 Qtr 1: 0; 2010 Qtr 2: 0; 2010 Qtr 3: 0; 2010 Qtr 4: 0; 2011 Qtr 1: 0; 2011 Qtr 2: 0; 2011 Qtr 3: 0; 2011 Qtr 4: 0 | 3
0 | 267010-Duct Sealing (Total Leakage Reduced from 40% of AHU flow to 12%) Resid SF CZ10 Vint04 |  | System | Residential | 26-SFM-ResidentialSingleFamily-SP_COOL | 0 |  |  |  |  | 106.8728 | 370 | 0 | 0 | 0 | -263.1272 | 181.333 |  | kWh | 0.24097 | 10.7341 | Residential |  | Winter Only | [5 empty] | 18 | 0.78 |  |  |  | 0 | 1 | 0 | 0 | 0 | 0 | 0 | 0 | 0 | 0 | 0 | 0 | 2009 Qtr 1: 0; 2009 Qtr 2: 0; 2009 Qtr 3: 0; 2009 Qtr 4: 1; 2010 Qtr 1: 0; 2010 Qtr 2: 0; 2010 Qtr 3: 0; 2010 Qtr 4: 0; 2011 Qtr 1: 0; 2011 Qtr 2: 0; 2011 Qtr 3: 0; 2011 Qtr 4: 0 | 1
0 | 267010-Duct Sealing (Total Leakage Reduced from 40% of AHU flow to 12%) Resid SF CZ10 Vint04 |  | System | Residential | 26-SFM-ResidentialSingleFamily-SP_COOL | 0 |  |  |  |  | 106.8728 | 280 | 0 | 0 | 0 | -173.1272 | 181.333 |  | kWh | 0.24097 | 10.7341 | Residential |  | Winter Only | [5 empty] | 18 | 0.78 |  |  |  | 0 | 2 | 0 | 0 | 0 | 0 | 0 | 0 | 0 | 0 | 0 | 0 | 2009 Qtr 1: 0; 2009 Qtr 2: 0; 2009 Qtr 3: 0; 2009 Qtr 4: 2; 2010 Qtr 1: 0; 2010 Qtr 2: 0; 2010 Qtr 3: 0; 2010 Qtr 4: 0; 2011 Qtr 1: 0; 2011 Qtr 2: 0; 2011 Qtr 3: 0; 2011 Qtr 4: 0 | 2
0 | 267010-Duct Sealing (Total Leakage Reduced from 40% of AHU flow to 12%) Resid SF CZ10 Vint04 |  | System | Residential | 26-SFM-ResidentialSingleFamily-SP_COOL | 0 |  |  |  |  | 106.8728 | 220 | 0 | 0 | 0 | -113.1272 | 181.333 |  | kWh | 0.24097 | 10.7341 | Residential |  | Winter Only | [5 empty] | 18 | 0.78 |  |  |  | 0 | 2 | 0 | 0 | 0 | 0 | 0 | 0 | 0 | 0 | 0 | 0 | 2009 Qtr 1: 0; 2009 Qtr 2: 0; 2009 Qtr 3: 0; 2009 Qtr 4: 2; 2010 Qtr 1: 0; 2010 Qtr 2: 0; 2010 Qtr 3: 0; 2010 Qtr 4: 0; 2011 Qtr 1: 0; 2011 Qtr 2: 0; 2011 Qtr 3: 0; 2011 Qtr 4: 0 | 2
0 | 267030-Commercial HVAC Diagnostic/Tune-up Com All CZ10 VintAll |  | System | Commercial | 01-ALC-AllCommercial-Cooling | 0 |  |  |  |  | 67.6133 | 82.5373 | 0 | 0 | 0 | -14.924 | 214 |  | kWh | 0.15 | 0 | Commercial | [7 empty] | 10 | 0.85 |  |  |  | 1 | 1.34 | 0 | 0 | 0 | 0 | 0 | 0 | 0 | 0 | 0 | 0 | 2009 Qtr 1: 0; 2009 Qtr 2: 0; 2009 Qtr 3: 0; 2009 Qtr 4: 1.34; 2010 Qtr 1: 0; 2010 Qtr 2: 0; 2010 Qtr 3: 0; 2010 Qtr 4: 0; 2011 Qtr 1: 0; 2011 Qtr 2: 0; 2011 Qtr 3: 0; 2011 Qtr 4: 0 | 1.34
0 | 267045-Commercial Condensor Coil Cleaning (all units - savings at 50% of DEER) Com All CZ10 VintAll |  | System | Commercial | 01-ALC-AllCommercial-Cooling | 0 |  |  |  |  | 10 | 10 | 0 | 0 | 0 | 0 | 74 |  | kWh | 0.0665 | 0 | Commercial | [7 empty] | 3 | 0.78 |  |  |  | 1 | 2 | 0 | 0 | 0 | 0 | 0 | 0 | 0 | 0 | 0 | 0 | 2009 Qtr 1: 0; 2009 Qtr 2: 0; 2009 Qtr 3: 0; 2009 Qtr 4: 2; 2010 Qtr 1: 0; 2010 Qtr 2: 0; 2010 Qtr 3: 0; 2010 Qtr 4: 0; 2011 Qtr 1: 0; 2011 Qtr 2: 0; 2011 Qtr 3: 0; 2011 Qtr 4: 0 | 2
0 | 267030-Commercial HVAC Diagnostic/Tune-up Com All CZ10 VintAll |  | System | Commercial | 01-ALC-AllCommercial-Cooling | 0 |  |  |  |  | 67.6133 | 82.5373 | 0 | 0 | 0 | -14.924 | 214 |  | kWh | 0.15 | 0 | Commercial | [7 empty] | 10 | 0.85 |  |  |  | 1 | 1.34 | 0 | 0 | 0 | 0 | 0 | 0 | 0 | 0 | 0 | 0 | 2009 Qtr 1: 0; 2009 Qtr 2: 0; 2009 Qtr 3: 0; 2009 Qtr 4: 1.34; 2010 Qtr 1: 0; 2010 Qtr 2: 0; 2010 Qtr 3: 0; 2010 Qtr 4: 0; 2011 Qtr 1: 0; 2011 Qtr 2: 0; 2011 Qtr 3: 0; 2011 Qtr 4: 0 | 1.34
0 | 267045-Commercial Condensor Coil Cleaning (all units - savings at 50% of DEER) Com All CZ10 VintAll |  | System | Commercial | 01-ALC-AllCommercial-Cooling | 0 |  |  |  |  | 10 | 10 | 0 | 0 | 0 | 0 | 74 |  | kWh | 0.0665 | 0 | Commercial | [7 empty] | 3 | 0.78 |  |  |  | 1 | 2 | 0 | 0 | 0 | 0 | 0 | 0 | 0 | 0 | 0 | 0 | 2009 Qtr 1: 0; 2009 Qtr 2: 0; 2009 Qtr 3: 0; 2009 Qtr 4: 2; 2010 Qtr 1: 0; 2010 Qtr 2: 0; 2010 Qtr 3: 0; 2010 Qtr 4: 0; 2011 Qtr 1: 0; 2011 Qtr 2: 0; 2011 Qtr 3: 0; 2011 Qtr 4: 0 | 2
0 | 267030-Commercial HVAC Diagnostic/Tune-up Com All CZ10 VintAll |  | System | Commercial | 01-ALC-AllCommercial-Cooling | 0 |  |  |  |  | 67.6133 | 82.5373 | 0 | 0 | 0 | -14.924 | 214 |  | kWh | 0.15 | 0 | Commercial | [7 empty] | 10 | 0.85 |  |  |  | 1 | 1.34 | 0 | 0 | 0 | 0 | 0 | 0 | 0 | 0 | 0 | 0 | 2009 Qtr 1: 0; 2009 Qtr 2: 0; 2009 Qtr 3: 0; 2009 Qtr 4: 1.34; 2010 Qtr 1: 0; 2010 Qtr 2: 0; 2010 Qtr 3: 0; 2010 Qtr 4: 0; 2011 Qtr 1: 0; 2011 Qtr 2: 0; 2011 Qtr 3: 0; 2011 Qtr 4: 0 | 1.34
0 | 267045-Commercial Condensor Coil Cleaning (all units - savings at 50% of DEER) Com All CZ10 VintAll |  | System | Commercial | 01-ALC-AllCommercial-Cooling | 0 |  |  |  |  | 10 | 10 | 0 | 0 | 0 | 0 | 74 |  | kWh | 0.0665 | 0 | Commercial | [7 empty] | 3 | 0.78 |  |  |  | 1 | 2 | 0 | 0 | 0 | 0 | 0 | 0 | 0 | 0 | 0 | 0 | 2009 Qtr 1: 0; 2009 Qtr 2: 0; 2009 Qtr 3: 0; 2009 Qtr 4: 2; 2010 Qtr 1: 0; 2010 Qtr 2: 0; 2010 Qtr 3: 0; 2010 Qtr 4: 0; 2011 Qtr 1: 0; 2011 Qtr 2: 0; 2011 Qtr 3: 0; 2011 Qtr 4: 0 | 2
0 | 267030-Commercial HVAC Diagnostic/Tune-up Com All CZ10 VintAll |  | System | Commercial | 01-ALC-AllCommercial-Cooling | 0 |  |  |  |  | 67.6133 | 123.806 | 0 | 0 | 0 | -56.1927 | 214 |  | kWh | 0.15 | 0 | Commercial | [7 empty] | 10 | 0.85 |  |  |  | 1 | 0.67 | 0 | 0 | 0 | 0 | 0 | 0 | 0 | 0 | 0 | 0 | 2009 Qtr 1: 0; 2009 Qtr 2: 0; 2009 Qtr 3: 0; 2009 Qtr 4: 0.67; 2010 Qtr 1: 0; 2010 Qtr 2: 0; 2010 Qtr 3: 0; 2010 Qtr 4: 0; 2011 Qtr 1: 0; 2011 Qtr 2: 0; 2011 Qtr 3: 0; 2011 Qtr 4: 0 | 0.67
0 | 267045-Commercial Condensor Coil Cleaning (all units - savings at 50% of DEER) Com All CZ10 VintAll |  | System | Commercial | 01-ALC-AllCommercial-Cooling | 0 |  |  |  |  | 10 | 15 | 0 | 0 | 0 | -5 | 74 |  | kWh | 0.0665 | 0 | Commercial | [7 empty] | 3 | 0.78 |  |  |  | 1 | 1 | 0 | 0 | 0 | 0 | 0 | 0 | 0 | 0 | 0 | 0 | 2009 Qtr 1: 0; 2009 Qtr 2: 0; 2009 Qtr 3: 0; 2009 Qtr 4: 1; 2010 Qtr 1: 0; 2010 Qtr 2: 0; 2010 Qtr 3: 0; 2010 Qtr 4: 0; 2011 Qtr 1: 0; 2011 Qtr 2: 0; 2011 Qtr 3: 0; 2011 Qtr 4: 0 | 1
0 | 267030-Commercial HVAC Diagnostic/Tune-up Com All CZ10 VintAll |  | System | Commercial | 01-ALC-AllCommercial-Cooling | 0 |  |  |  |  | 67.6133 | 123.806 | 0 | 0 | 0 | -56.1927 | 214 |  | kWh | 0.15 | 0 | Commercial | [7 empty] | 10 | 0.85 |  |  |  | 1 | 0.67 | 0 | 0 | 0 | 0 | 0 | 0 | 0 | 0 | 0 | 0 | 2009 Qtr 1: 0; 2009 Qtr 2: 0; 2009 Qtr 3: 0; 2009 Qtr 4: 0.67; 2010 Qtr 1: 0; 2010 Qtr 2: 0; 2010 Qtr 3: 0; 2010 Qtr 4: 0; 2011 Qtr 1: 0; 2011 Qtr 2: 0; 2011 Qtr 3: 0; 2011 Qtr 4: 0 | 0.67
0 | 267045-Commercial Condensor Coil Cleaning (all units - savings at 50% of DEER) Com All CZ10 VintAll |  | System | Commercial | 01-ALC-AllCommercial-Cooling | 0 |  |  |  |  | 10 | 15 | 0 | 0 | 0 | -5 | 74 |  | kWh | 0.0665 | 0 | Commercial | [7 empty] | 3 | 0.78 |  |  |  | 1 | 1 | 0 | 0 | 0 | 0 | 0 | 0 | 0 | 0 | 0 | 0 | 2009 Qtr 1: 0; 2009 Qtr 2: 0; 2009 Qtr 3: 0; 2009 Qtr 4: 1; 2010 Qtr 1: 0; 2010 Qtr 2: 0; 2010 Qtr 3: 0; 2010 Qtr 4: 0; 2011 Qtr 1: 0; 2011 Qtr 2: 0; 2011 Qtr 3: 0; 2011 Qtr 4: 0 | 1
0 | 267030-Commercial HVAC Diagnostic/Tune-up Com All CZ10 VintAll |  | System | Commercial | 01-ALC-AllCommercial-Cooling | 0 |  |  |  |  | 67.6133 | 123.806 | 0 | 0 | 0 | -56.1927 | 214 |  | kWh | 0.15 | 0 | Commercial | [7 empty] | 10 | 0.85 |  |  |  | 1 | 0.67 | 0 | 0 | 0 | 0 | 0 | 0 | 0 | 0 | 0 | 0 | 2009 Qtr 1: 0; 2009 Qtr 2: 0; 2009 Qtr 3: 0; 2009 Qtr 4: 0.67; 2010 Qtr 1: 0; 2010 Qtr 2: 0; 2010 Qtr 3: 0; 2010 Qtr 4: 0; 2011 Qtr 1: 0; 2011 Qtr 2: 0; 2011 Qtr 3: 0; 2011 Qtr 4: 0 | 0.67
0 | 267045-Commercial Condensor Coil Cleaning (all units - savings at 50% of DEER) Com All CZ10 VintAll |  | System | Commercial | 01-ALC-AllCommercial-Cooling | 0 |  |  |  |  | 10 | 15 | 0 | 0 | 0 | -5 | 74 |  | kWh | 0.0665 | 0 | Commercial | [7 empty] | 3 | 0.78 |  |  |  | 1 | 1 | 0 | 0 | 0 | 0 | 0 | 0 | 0 | 0 | 0 | 0 | 2009 Qtr 1: 0; 2009 Qtr 2: 0; 2009 Qtr 3: 0; 2009 Qtr 4: 1; 2010 Qtr 1: 0; 2010 Qtr 2: 0; 2010 Qtr 3: 0; 2010 Qtr 4: 0; 2011 Qtr 1: 0; 2011 Qtr 2: 0; 2011 Qtr 3: 0; 2011 Qtr 4: 0 | 1
0 | 267040-Residential Condensor Coil Cleaning Resid SF CZ10 VintAll |  | System | Residential | 26-SFM-ResidentialSingleFamily-SP_COOL | 0 |  |  |  |  | 50 | 50 | 0 | 0 | 0 | 0 | 270 |  | kWh | 0.3564 | 0 | Residential | [7 empty] | 3 | 0.78 |  |  |  | 1 | 1 | 0 | 0 | 0 | 0 | 0 | 0 | 0 | 0 | 0 | 0 | 2009 Qtr 1: 0; 2009 Qtr 2: 0; 2009 Qtr 3: 0; 2009 Qtr 4: 1; 2010 Qtr 1: 0; 2010 Qtr 2: 0; 2010 Qtr 3: 0; 2010 Qtr 4: 0; 2011 Qtr 1: 0; 2011 Qtr 2: 0; 2011 Qtr 3: 0; 2011 Qtr 4: 0 | 1
0 | 267009-Duct Sealing (Total Leakage Reduced from 40% of AHU flow to 12%) Resid SF CZ10 Vint03 |  | System | Residential | 26-SFM-ResidentialSingleFamily-SP_COOL | 0 |  |  |  |  | 106.2381 | 203.8 | 0 | 0 | 0 | -97.5619 | 234.764 |  | kWh | 0.17708 | 21.4199 | Residential |  | Winter Only | [5 empty] | 18 | 0.78 |  |  |  | 0.5 | 2 | 0 | 0 | 0 | 0 | 0 | 0 | 0 | 0 | 0 | 0 | 2009 Qtr 1: 0; 2009 Qtr 2: 0; 2009 Qtr 3: 0; 2009 Qtr 4: 2; 2010 Qtr 1: 0; 2010 Qtr 2: 0; 2010 Qtr 3: 0; 2010 Qtr 4: 0; 2011 Qtr 1: 0; 2011 Qtr 2: 0; 2011 Qtr 3: 0; 2011 Qtr 4: 0 | 2
0 | 267029-Commercial HVAC Diagnostic/Tune-up Com All CZ07 VintAll |  | System | Commercial | 01-ALC-AllCommercial-Cooling | 0 |  |  |  |  | 72.1918 | 82.5373 | 0 | 0 | 0 | -10.3455 | 60.0094 |  | kWh | 0.046765 | 0 | Commercial | [7 empty] | 10 | 0.85 |  |  |  | 1 | 3.35 | 0 | 0 | 0 | 0 | 0 | 0 | 0 | 0 | 0 | 0 | 2009 Qtr 1: 0; 2009 Qtr 2: 0; 2009 Qtr 3: 0; 2009 Qtr 4: 3.35; 2010 Qtr 1: 0; 2010 Qtr 2: 0; 2010 Qtr 3: 0; 2010 Qtr 4: 0; 2011 Qtr 1: 0; 2011 Qtr 2: 0; 2011 Qtr 3: 0; 2011 Qtr 4: 0 | 3.35
0 | 267044-Commercial Condensor Coil Cleaning (all units - savings at 50% of DEER) Com All CZ07 VintAll |  | System | Commercial | 01-ALC-AllCommercial-Cooling | 0 |  |  |  |  | 9.9998 | 10 | 0 | 0 | 0 | -0.0002249 | 60 |  | kWh | 0.047 | 0 | Commercial | [7 empty] | 3 | 0.78 |  |  |  | 1 | 5 | 0 | 0 | 0 | 0 | 0 | 0 | 0 | 0 | 0 | 0 | 2009 Qtr 1: 0; 2009 Qtr 2: 0; 2009 Qtr 3: 0; 2009 Qtr 4: 5; 2010 Qtr 1: 0; 2010 Qtr 2: 0; 2010 Qtr 3: 0; 2010 Qtr 4: 0; 2011 Qtr 1: 0; 2011 Qtr 2: 0; 2011 Qtr 3: 0; 2011 Qtr 4: 0 | 5
0 | 267029-Commercial HVAC Diagnostic/Tune-up Com All CZ07 VintAll |  | System | Commercial | 01-ALC-AllCommercial-Cooling | 0 |  |  |  |  | 72.1918 | 82.5373 | 0 | 0 | 0 | -10.3455 | 60.0094 |  | kWh | 0.046765 | 0 | Commercial | [7 empty] | 10 | 0.85 |  |  |  | 1 | 3.35 | 0 | 0 | 0 | 0 | 0 | 0 | 0 | 0 | 0 | 0 | 2009 Qtr 1: 0; 2009 Qtr 2: 0; 2009 Qtr 3: 0; 2009 Qtr 4: 3.35; 2010 Qtr 1: 0; 2010 Qtr 2: 0; 2010 Qtr 3: 0; 2010 Qtr 4: 0; 2011 Qtr 1: 0; 2011 Qtr 2: 0; 2011 Qtr 3: 0; 2011 Qtr 4: 0 | 3.35
0 | 267044-Commercial Condensor Coil Cleaning (all units - savings at 50% of DEER) Com All CZ07 VintAll |  | System | Commercial | 01-ALC-AllCommercial-Cooling | 0 |  |  |  |  | 9.9998 | 10 | 0 | 0 | 0 | -0.0002249 | 60 |  | kWh | 0.047 | 0 | Commercial | [7 empty] | 3 | 0.78 |  |  |  | 1 | 5 | 0 | 0 | 0 | 0 | 0 | 0 | 0 | 0 | 0 | 0 | 2009 Qtr 1: 0; 2009 Qtr 2: 0; 2009 Qtr 3: 0; 2009 Qtr 4: 5; 2010 Qtr 1: 0; 2010 Qtr 2: 0; 2010 Qtr 3: 0; 2010 Qtr 4: 0; 2011 Qtr 1: 0; 2011 Qtr 2: 0; 2011 Qtr 3: 0; 2011 Qtr 4: 0 | 5
0 | 267044-Commercial Condensor Coil Cleaning (all units - savings at 50% of DEER) Com All CZ07 VintAll |  | System | Commercial | 01-ALC-AllCommercial-Cooling | 0 |  |  |  |  | 9.9998 | 10 | 0 | 0 | 0 | -0.0002249 | 60 |  | kWh | 0.047 | 0 | Commercial | [7 empty] | 3 | 0.78 |  |  |  | 1 | 5 | 0 | 0 | 0 | 0 | 0 | 0 | 0 | 0 | 0 | 0 | 2009 Qtr 1: 0; 2009 Qtr 2: 0; 2009 Qtr 3: 0; 2009 Qtr 4: 5; 2010 Qtr 1: 0; 2010 Qtr 2: 0; 2010 Qtr 3: 0; 2010 Qtr 4: 0; 2011 Qtr 1: 0; 2011 Qtr 2: 0; 2011 Qtr 3: 0; 2011 Qtr 4: 0 | 5
0 | 267019-Economizer Repair Com All CZ07 Vint04 |  | System | Commercial | 01-ALC-AllCommercial-Cooling | 0 |  |  |  |  | 41.71 | 41 | 0 | 0 | 0 | 0.71 | 555 |  | kWh | 0.003 | 0 | Commercial |  | Winter Only | [5 empty] | 5 | 0.85 |  |  |  | 0 | 5 | 0 | 0 | 0 | 0 | 0 | 0 | 0 | 0 | 0 | 0 | 2009 Qtr 1: 0; 2009 Qtr 2: 0; 2009 Qtr 3: 0; 2009 Qtr 4: 5; 2010 Qtr 1: 0; 2010 Qtr 2: 0; 2010 Qtr 3: 0; 2010 Qtr 4: 0; 2011 Qtr 1: 0; 2011 Qtr 2: 0; 2011 Qtr 3: 0; 2011 Qtr 4: 0 | 5
0 | 267019-Economizer Repair Com All CZ07 Vint04 |  | System | Commercial | 01-ALC-AllCommercial-Cooling | 0 |  |  |  |  | 41.71 | 41 | 0 | 0 | 0 | 0.71 | 555 |  | kWh | 0.003 | 0 | Commercial |  | Winter Only | [5 empty] | 5 | 0.85 |  |  |  | 0 | 10 | 0 | 0 | 0 | 0 | 0 | 0 | 0 | 0 | 0 | 0 | 2009 Qtr 1: 0; 2009 Qtr 2: 0; 2009 Qtr 3: 0; 2009 Qtr 4: 10; 2010 Qtr 1: 0; 2010 Qtr 2: 0; 2010 Qtr 3: 0; 2010 Qtr 4: 0; 2011 Qtr 1: 0; 2011 Qtr 2: 0; 2011 Qtr 3: 0; 2011 Qtr 4: 0 | 10
0 | 267029-Commercial HVAC Diagnostic/Tune-up Com All CZ07 VintAll |  | System | Commercial | 01-ALC-AllCommercial-Cooling | 0 |  |  |  |  | 72.1918 | 82.5373 | 0 | 0 | 0 | -10.3455 | 60.0094 |  | kWh | 0.046765 | 0 | Commercial | [7 empty] | 10 | 0.85 |  |  |  | 1 | 3.35 | 0 | 0 | 0 | 0 | 0 | 0 | 0 | 0 | 0 | 0 | 2009 Qtr 1: 0; 2009 Qtr 2: 0; 2009 Qtr 3: 0; 2009 Qtr 4: 3.35; 2010 Qtr 1: 0; 2010 Qtr 2: 0; 2010 Qtr 3: 0; 2010 Qtr 4: 0; 2011 Qtr 1: 0; 2011 Qtr 2: 0; 2011 Qtr 3: 0; 2011 Qtr 4: 0 | 3.35
0 | 267044-Commercial Condensor Coil Cleaning (all units - savings at 50% of DEER) Com All CZ07 VintAll |  | System | Commercial | 01-ALC-AllCommercial-Cooling | 0 |  |  |  |  | 9.9998 | 10 | 0 | 0 | 0 | -0.0002249 | 60 |  | kWh | 0.047 | 0 | Commercial | [7 empty] | 3 | 0.78 |  |  |  | 1 | 5 | 0 | 0 | 0 | 0 | 0 | 0 | 0 | 0 | 0 | 0 | 2009 Qtr 1: 0; 2009 Qtr 2: 0; 2009 Qtr 3: 0; 2009 Qtr 4: 5; 2010 Qtr 1: 0; 2010 Qtr 2: 0; 2010 Qtr 3: 0; 2010 Qtr 4: 0; 2011 Qtr 1: 0; 2011 Qtr 2: 0; 2011 Qtr 3: 0; 2011 Qtr 4: 0 | 5
0 | 267029-Commercial HVAC Diagnostic/Tune-up Com All CZ07 VintAll |  | System | Commercial | 01-ALC-AllCommercial-Cooling | 0 |  |  |  |  | 72.1918 | 82.5373 | 0 | 0 | 0 | -10.3455 | 60.0094 |  | kWh | 0.046765 | 0 | Commercial | [7 empty] | 10 | 0.85 |  |  |  | 1 | 3.35 | 0 | 0 | 0 | 0 | 0 | 0 | 0 | 0 | 0 | 0 | 2009 Qtr 1: 0; 2009 Qtr 2: 0; 2009 Qtr 3: 0; 2009 Qtr 4: 3.35; 2010 Qtr 1: 0; 2010 Qtr 2: 0; 2010 Qtr 3: 0; 2010 Qtr 4: 0; 2011 Qtr 1: 0; 2011 Qtr 2: 0; 2011 Qtr 3: 0; 2011 Qtr 4: 0 | 3.35
0 | 267044-Commercial Condensor Coil Cleaning (all units - savings at 50% of DEER) Com All CZ07 VintAll |  | System | Commercial | 01-ALC-AllCommercial-Cooling | 0 |  |  |  |  | 9.9998 | 10 | 0 | 0 | 0 | -0.0002249 | 60 |  | kWh | 0.047 | 0 | Commercial | [7 empty] | 3 | 0.78 |  |  |  | 1 | 5 | 0 | 0 | 0 | 0 | 0 | 0 | 0 | 0 | 0 | 0 | 2009 Qtr 1: 0; 2009 Qtr 2: 0; 2009 Qtr 3: 0; 2009 Qtr 4: 5; 2010 Qtr 1: 0; 2010 Qtr 2: 0; 2010 Qtr 3: 0; 2010 Qtr 4: 0; 2011 Qtr 1: 0; 2011 Qtr 2: 0; 2011 Qtr 3: 0; 2011 Qtr 4: 0 | 5
0 | 267029-Commercial HVAC Diagnostic/Tune-up Com All CZ07 VintAll |  | System | Commercial | 01-ALC-AllCommercial-Cooling | 0 |  |  |  |  | 72.1918 | 82.5373 | 0 | 0 | 0 | -10.3455 | 60.0094 |  | kWh | 0.046765 | 0 | Commercial | [7 empty] | 10 | 0.85 |  |  |  | 1 | 3.35 | 0 | 0 | 0 | 0 | 0 | 0 | 0 | 0 | 0 | 0 | 2009 Qtr 1: 0; 2009 Qtr 2: 0; 2009 Qtr 3: 0; 2009 Qtr 4: 3.35; 2010 Qtr 1: 0; 2010 Qtr 2: 0; 2010 Qtr 3: 0; 2010 Qtr 4: 0; 2011 Qtr 1: 0; 2011 Qtr 2: 0; 2011 Qtr 3: 0; 2011 Qtr 4: 0 | 3.35
0 | 267044-Commercial Condensor Coil Cleaning (all units - savings at 50% of DEER) Com All CZ07 VintAll |  | System | Commercial | 01-ALC-AllCommercial-Cooling | 0 |  |  |  |  | 9.9998 | 10 | 0 | 0 | 0 | -0.0002249 | 60 |  | kWh | 0.047 | 0 | Commercial | [7 empty] | 3 | 0.78 |  |  |  | 1 | 5 | 0 | 0 | 0 | 0 | 0 | 0 | 0 | 0 | 0 | 0 | 2009 Qtr 1: 0; 2009 Qtr 2: 0; 2009 Qtr 3: 0; 2009 Qtr 4: 5; 2010 Qtr 1: 0; 2010 Qtr 2: 0; 2010 Qtr 3: 0; 2010 Qtr 4: 0; 2011 Qtr 1: 0; 2011 Qtr 2: 0; 2011 Qtr 3: 0; 2011 Qtr 4: 0 | 5
Do NOT enter program data in this row or below. The Spreadsheet will not evaluate any such data. | bar: 2012 Qtr 1; 2014 Qtr 2 to 2014 Qtr 4; 2016 Qtr 2 to 2016 Qtr 4; 2018 Qtr 2 to 2018 Qtr 4
Lists of Dimensions and their Labels
|  |  | Climate Zones | Sectors | End Use Validation List |  | Measure Types for Measure Life | Measure Types for NTGR | Gas Sector | Gas Savings Profile | Combustor Type
|  |  | 7 | RES | res:DEER:Indoor_CFL_Ltg |  | NONRESIDENTIAL MEASURES: |  | Residential | Summer Only | Large Boilers (>100 MMBtu/hr Heat Input):Uncontrolled
|  |  | 10 | NON_RES | res:DEER:Indoor_CFL_Ltg |  | **************************************************************** | Appliance early retirement and replacement 0.80 | Commercial | Winter Only | Large Boilers (>100 MMBtu/hr Heat Input):Controlled Low NOx Burner
|  |  | 14 | Residential | res:DEER:Indoor_CFL_Ltg |  | Ballast – Dimmable: NR - 11 | California Home Energy Efficiency Rating System (CHEERS) | Core | Annual | Large Boilers (>100 MMBtu/hr Heat Input):Controlled – Flue Gas Recirculation
|  |  | 15 | Commercial | res:DEER:Indoor_CFL_Ltg |  | Ballast – Electronic: NR - 11 | Residential Audits 0.72 |  |  | Small Boilers (<100 MMBtu/hr Heat Input):Uncontrolled
|  |  | System | Industrial | res:DEER:Indoor_CFL_Ltg |  | Fluorescent Fixture – T8: C/I/A - 11 | Refrigerator Recycling 0.35 |  |  | Small Boilers (<100 MMBtu/hr Heat Input):Controlled Low NOx Burner
|  |  |  | Agricultural | res:DEER:RefgFrzr_HighEff |  | Fixture: T8 Lamp & Electronic Ballast: C/I/A - 11 | Freezer Recycling 0.54 |  |  | Small Boilers (<100 MMBtu/hr Heat Input):Controlled – Flue Gas Recirculation
|  |  |  | Not Used | res:DEER:RefgFrzr_HighEff |  | T8 Fixtures – 17 Watt Lamp, 2ft or 32-watt Lamp, 4ft 11 | Residential Contractor Program 0.89 |  |  | Residential Furnaces (<0.3):Uncontrolled
[5 empty] | res:DEER:RefgFrzr_HighEff |  | T8 Lamps: C/I/A - 5 | Emerging Technologies 0.83
[5 empty] | res:DEER:RefgFrzr_HighEff |  | High Efficiency Lighting (HID): NR - 16 | All other residential programs 0.80
[5 empty] | res:DEER:RefgFrzr_HighEff |  | High Output T5 Fixture: NR - 16 |  | Electric Rate | Gas Rate
[5 empty] | res:DEER:RefgFrzr_Recyc-Conditioned |  | Indoor or Outdoor Lighting System Modification: NR - 13.5 | Advanced water heating systems 1.00 | Residential | 0
[5 empty] | res:DEER:RefgFrzr_Recyc-Conditioned |  | Lighting Controls: NR - 16 | Agricultural and Dairy Incentives 0.75 | Commercial | Residential
[5 empty] | res:DEER:RefgFrzr_Recyc-Conditioned |  | Daylighting Controls; NR - 16 | Coin Laundry and Dry Cleaner Education 0.70 | Not Used | Not Used
[5 empty] | res:DEER:RefgFrzr_Recyc-Conditioned |  | Lighting Power Density: NR - 11 | Commercial and agricultural information, tools, or design assistance services | Not Used
[5 empty] | res:DEER:RefgFrzr_Recyc-Conditioned |  | Exit Sign – CF Hardware Kit/LED/ Electro-Luminescent: NR - 16 | Comprehensive Space Conditioning 1.00 | Not Used
[5 empty] | res:DEER:RefgFrzr_Recyc-UnConditioned |  | Occupancy Sensor: NR - 8 | Lodging Education 0.70
[5 empty] | res:DEER:RefgFrzr_Recyc-UnConditioned |  | Photocell: NR - 8 | Express Efficiency (rebates) 0.96
[5 empty] | res:DEER:RefgFrzr_Recyc-UnConditioned |  | Time Clock – Lighting: NR - 8 | Energy Management Services, including audits (for small and medium customers)
[5 empty] | res:DEER:RefgFrzr_Recyc-UnConditioned |  | Induction Lamps: NR - 2 | Food Services Equipment Retrofit 1.00
[5 empty] | res:DEER:RefgFrzr_Recyc-UnConditioned |  | Induction Fixture: NR - 16 | Industrial Information and Services 0.74
[5 empty] | res:DEER:HVAC_Eff_AC |  | Delamp/reflectors: C/I - 11 | Large Standard Performance Contract 0.70
[5 empty] | res:DEER:HVAC_Eff_AC |  | Optical Reflectors- new construction: Ind, NRNC - 12 | All other nonresidential programs 0.80
[5 empty] | res:DEER:HVAC_Eff_AC |  | Optical Reflectors- retrofit: NR - 10 | New Construction
[5 empty] | res:DEER:HVAC_Eff_AC |  | HID fixture: Interior, >= 176 Watts lamp: Ind - 16 | Industrial and Agricultural Process 0.94
[5 empty] | res:DEER:HVAC_Eff_AC |  | HID fixture: Interior, 251-400 Watt lamp: Com - 16 | Industrial new construction incentives 0.62
[5 empty] | res:DEER:HVAC_Duct_Sealing |  | CFL Fixture: Pin based CFL fixture: Com - 12.0 | Savings by Design 0.82
[5 empty] | res:DEER:HVAC_Duct_Sealing |  | Screw-in CFL: Education - Primary School: NR - 5.6 | All other new construction programs 0.80
[5 empty] | res:DEER:HVAC_Duct_Sealing |  | Screw-in CFL: Education - Secondary School: NR - 3.5 | Large Standard Performance Contract 0.7011
[5 empty] | res:DEER:HVAC_Duct_Sealing |  | Screw-in CFL: Education - Community College: NR - 2.1 | Savings by Design 0.8212
[5 empty] | res:DEER:HVAC_Duct_Sealing |  | Screw-in CFL: Education - University: NR - 2.6 | Codes and Standards
[5 empty] | res:DEER:HVAC_Refrig_Charge |  | Screw-in CFL: Grocery: NR - 1.4
[5 empty] | res:DEER:HVAC_Refrig_Charge |  | Screw-in CFL: Health/Medical - Hospital: NR - 0.9
[5 empty] | res:DEER:HVAC_Refrig_Charge |  | Screw-in CFL: Health/Medical - Nursing Home: NR - 0.9
[5 empty] | res:DEER:HVAC_Refrig_Charge |  | Screw-in CFL: Lodging - Hotel: NR - 0.9
[5 empty] | res:DEER:HVAC_Refrig_Charge |  | Screw-in CFL: Lodging - Motel: NR - 0.9
[5 empty] | res:DEER:Refg_Chrg_Duct_Seal |  | Screw-in CFL: Lodging - Guest Rooms: NR - 7.0
[5 empty] | res:DEER:Refg_Chrg_Duct_Seal |  | Screw-in CFL: Manufacturing - Light Industrial: NR - 2.8
[5 empty] | res:DEER:Refg_Chrg_Duct_Seal |  | Screw-in CFL: Office - Large: NR - 2.9
[5 empty] | res:DEER:Refg_Chrg_Duct_Seal |  | Screw-in CFL: Office - Small: NR - 3.2
[5 empty] | res:DEER:Refg_Chrg_Duct_Seal |  | Screw-in CFL: Restaurant - Sit-Down: NR - 2.3
[5 empty] | res:DEER:RefgFrzr_Recycling |  | Screw-in CFL: Restaurant - Fast-Food: NR - 1.3
[5 empty] | res:DEER:RefgFrzr_Recycling |  | Screw-in CFL: Retail - 3-Story Large: NR - 1.9
[5 empty] | res:DEER:RefgFrzr_Recycling |  | Screw-in CFL: Retail - Single-Story Large: NR - 1.8
[5 empty] | res:DEER:RefgFrzr_Recycling |  | Screw-in CFL: Retail - Small: NR - 2.1
[5 empty] | res:DEER:RefgFrzr_Recycling |  | Screw-in CFL: Storage - Conditioned: NR - 2.8
[5 empty] | NON_res:DEER:Indoor_CFL_Ltg |  | Screw-in CFL: Storage - Unconditioned: NR - 2.8
[5 empty] | NON_res:DEER:Indoor_CFL_Ltg |  | Screw-in CFL: Warehouse - Refrigerated: NR - 3.1
NON_res:DEER:Indoor_CFL_Ltg
[5 empty] | NON_res:DEER:Indoor_CFL_Ltg |  | HVAC/Refrigeration – SPC: NR - 16
[5 empty] | NON_res:DEER:Indoor_CFL_Ltg |  | Chiller – High Efficiency: NR - 20
[5 empty] | NON_res:DEER:Indoor_Non-CFL_Ltg |  | Chiller – Variable Speed Drive: NR - 20
[5 empty] | NON_res:DEER:Indoor_Non-CFL_Ltg |  | Water Cooled Chillers: NR - 20
[5 empty] | NON_res:DEER:Indoor_Non-CFL_Ltg |  | Air Conditioners – High Efficiency: NR - 15
[5 empty] | NON_res:DEER:Indoor_Non-CFL_Ltg |  | Packaged HVAC Systems: NR - 15
[5 empty] | NON_res:DEER:Indoor_Non-CFL_Ltg |  | Install HVAC EMS: Com - 14
[5 empty] | NON_res:DEER:HVAC_Chillers |  | AC Packaged Terminal Units: NR - 15
[5 empty] | NON_res:DEER:HVAC_Chillers |  | Evaporative Coolers: NR - 15
[5 empty] | NON_res:DEER:HVAC_Chillers |  | Boiler – High Efficiency: NR - 20
[5 empty] | NON_res:DEER:HVAC_Chillers |  | Cooling Towers/Evaporative Condenser: NR - 15
[5 empty] | NON_res:DEER:HVAC_Chillers |  | Heat Pump – Split System: NR - 15
[5 empty] | NON_res:DEER:HVAC_Refrig_Charge |  | Heat Pump with Integrated Water Heating: NR - 10
[5 empty] | NON_res:DEER:HVAC_Refrig_Charge |  | Ground Source Heat Pump: NR - 15
[5 empty] | NON_res:DEER:HVAC_Refrig_Charge |  | Reduce Internal Load: NR - 15
[5 empty] | NON_res:DEER:HVAC_Refrig_Charge |  | Insulation: NR - 20
[5 empty] | NON_res:DEER:HVAC_Refrig_Charge |  | Insulation Package: NR - 20
[5 empty] | NON_res:DEER:HVAC_Split-Package_AC |  | Reflective Window Film: NR - 10
[5 empty] | NON_res:DEER:HVAC_Split-Package_AC |  | Bypass/Delay Timer(lighting): NR - 8
[5 empty] | NON_res:DEER:HVAC_Split-Package_AC |  | Set-Back Thermostat: NR - 11
[5 empty] | NON_res:DEER:HVAC_Split-Package_AC |  | Time Clock - HVAC: NR - 10
[5 empty] | NON_res:DEER:HVAC_Split-Package_AC |  | HVAC/Space Heating/Efficiency (Gas): NR - 18
[5 empty] | NON_res:DEER:HVAC_Duct_Sealing |  | Nonresidential Gas – AC: NR - 20
NON_res:DEER:HVAC_Duct_Sealing
[5 empty] | NON_res:DEER:HVAC_Duct_Sealing |  | Adjustable speed drive, application unknown: Ag - 10
[5 empty] | NON_res:DEER:HVAC_Duct_Sealing |  | Adjustable speed drive, application unknown: Com - 10
[5 empty] | NON_res:DEER:HVAC_Duct_Sealing |  | Adjustable Speed Drive: HVAC fan, 50 HP Max: Com - 10
[5 empty] | 01-ALC-AllCommercial-Cooling |  | Pump repair: Ag - 11
[5 empty] | 01-ALC-AllCommercial-ExtLight |  | Injection molding machines: Ind - 15
[5 empty] | 01-ALC-AllCommercial-IntLight |  | Plastic extusion equipment: Ind - 15
[5 empty] | 01-ALC-AllCommercial-OffEquip |  | Process cooling: Ind - 15
[5 empty] | 01-ALC-AllCommercial-Refrig |  | Process equipment insulation: Ind - 15
01-ALC-AllCommercial-Vent/Fan
[5 empty] | 02-ASM-Assembly-Cooling |  | Horizontal Clothes Washer: NR - 10
[5 empty] | 02-ASM-Assembly-Exit |  | Efficient Dishwashing: NR - 5
[5 empty] | 02-ASM-Assembly-ExtLight |  | Water Heater Controls: NR - 15
[5 empty] | 02-ASM-Assembly-IntLight |  | Cooking measures , Assorted: Com - 12
[5 empty] | 03-BCR-BothResidentialandCommercial-COOL |  | Water Heater – Gas: NR - 15
[5 empty] | 03-BCR-BothResidentialandCommercial-LIT_INT |  | Domestic Hot Water Boiler (Gas): NR - 20
03-BCR-BothResidentialandCommercial-OFF_EQ
[5 empty] | 03-BCR-BothResidentialandCommercial-LIT_EXT |  | Auto Closer for Cooler/Freezer: NR - 8
[5 empty] | 03-BCR-BothResidentialandCommercial-REFG |  | Door Gaskets: NR - 4
[5 empty] | 03-BCR-BothResidentialandCommercial-VENT |  | Floating Head Pressure: NR - 16
[5 empty] | 04-DMO-ResidentialMobileHome–DoubleWide-CL_DRY |  | Heatless Door: NR - 16
[5 empty] | 04-DMO-ResidentialMobileHome–DoubleWide-CL_WASH |  | Humidistat Control for Anti-Sweat Heater: NR - 12
[5 empty] | 04-DMO-ResidentialMobileHome–DoubleWide-DSH_WASH |  | Insulation on Refrigeration Suction Line: NR - 11
[5 empty] | 04-DMO-ResidentialMobileHome–DoubleWide-FREEZ |  | Night Covers for Display Cases: NR - 5
[5 empty] | 04-DMO-ResidentialMobileHome–DoubleWide-LIGHT |  | PSC Evaporator Motor – Walkin/ Display: NR - 15
[5 empty] | 04-DMO-ResidentialMobileHome–DoubleWide-POOL_PMP |  | Refrigeration Case Doors – Glass/Acrylic: NR - 12
[5 empty] | 04-DMO-ResidentialMobileHome–DoubleWide-REFG |  | Refrigerator Case with Doors: NR - 12
[5 empty] | 04-DMO-ResidentialMobileHome–DoubleWide-SP_COOL |  | Refrigerator Condensate Evaporator – Elec/Non Elec: NR - 8
[5 empty] | 04-DMO-ResidentialMobileHome–DoubleWide-SP_HEAT |  | Strip Curtains for Walk-Ins: NR - 4
[5 empty] | 04-DMO-ResidentialMobileHome–DoubleWide-WAT_HEAT |  | Ballast: Electronic, for display case: NR - 11
[5 empty] | 05-ECC-Education–CommunityCollege-COOL |  | Defrost: NR - 16
[5 empty] | 05-ECC-Education–CommunityCollege-LIT_INT |  | FHP & EFF Conditioner: NR - 16
[5 empty] | 05-ECC-Education–CommunityCollege-OFF_EQ |  | High-efficiency Liquid Suction Heat Exchangers: NR - 16
[5 empty] | 05-ECC-Education–CommunityCollege-LIT_EXT |  | Night Shields on Refrigerator and Freezer Cases: NR - 5
[5 empty] | 05-ECC-Education–CommunityCollege-REFG |  | Walk-in Refrigerator or Freezer: Evaporative Fan Controller: NR - 5
[5 empty] | 05-ECC-Education–CommunityCollege-VENT |  | Multiplec Refrigeration Systems/Supermarket Systems: NR - 10
06-EPR-Education–PrimarySchool-COOL
[5 empty] | 06-EPR-Education–PrimarySchool-LIT_INT |  | Kiln/Oven/Furnace: NR - 18
[5 empty] | 06-EPR-Education–PrimarySchool-OFF_EQ |  | Thermal Night Curtains: NR - 5
[5 empty] | 06-EPR-Education–PrimarySchool-LIT_EXT |  | Custom Measures – SPC: NR - 15
[5 empty] | 06-EPR-Education–PrimarySchool-REFG |  | Local Government Partnership: NR - 11
[5 empty] | 06-EPR-Education–PrimarySchool-VENT |  | Audits: NR - 3
[5 empty] | 07-ESE-Education–SecondarySchool-COOL |  | Plug Load Sensor: NR - 10
[5 empty] | 07-ESE-Education–SecondarySchool-LIT_INT |  | Information: NR - 1
[5 empty] | 07-ESE-Education–SecondarySchool-OFF_EQ |  | High Efficiency Motors: NR - 15
[5 empty] | 07-ESE-Education–SecondarySchool-LIT_EXT |  | Process Overhaul: NR - 20
[5 empty] | 07-ESE-Education–SecondarySchool-REFG |  | System Controls: NR - 15
07-ESE-Education–SecondarySchool-VENT
08-EUN-Education–University-COOL
[5 empty] | 08-EUN-Education–University-LIT_INT |  | RESIDENTIAL MEASURES
[5 empty] | 08-EUN-Education–University-OFF_EQ |  | ****************************************************************
[5 empty] | 08-EUN-Education–University-LIT_EXT |  | T8 Fixtures ; lamp or ballast: Res - 15
[5 empty] | 08-EUN-Education–University-REFG |  | Pin based CFL Fixture: Res - 16
[5 empty] | 08-EUN-Education–University-VENT |  | CFL: Indoor Screw in: Res - 9.4
[5 empty] | 09-GRO-Grocery-COOL |  | CFL: Outdoor Screw in: Res - 7
[5 empty] | 09-GRO-Grocery-LIT_INT |  | Torchiere: Res - 9
09-GRO-Grocery-OFF_EQ
[5 empty] | 09-GRO-Grocery-LIT_EXT |  | Air Conditioners with SEER >= 11.0: Res - 18
[5 empty] | 09-GRO-Grocery-REFG |  | Central Air Conditioners: Res - 18
[5 empty] | 09-GRO-Grocery-VENT |  | Duct Testing: Res NC - 18
[5 empty] | 10-HSP-Health/Medical–Hospital-COOL |  | High Energy Efficiency Ducts: Res - 18
[5 empty] | 10-HSP-Health/Medical–Hospital-LIT_INT |  | Whole House Fan: Res - 15
[5 empty] | 10-HSP-Health/Medical–Hospital-OFF_EQ |  | Evaporative Cooler: Res - 15
[5 empty] | 10-HSP-Health/Medical–Hospital-LIT_EXT |  | Glazing - Low E Double / Low Shade Coefficient: Res - 20
[5 empty] | 10-HSP-Health/Medical–Hospital-REFG |  | Heat Pump - Electric: Res - 15
[5 empty] | 10-HSP-Health/Medical–Hospital-VENT |  | Insulation - Ceiling / Floor / Walls: Res - 20
[5 empty] | 11-HTL-Lodging–Hotel(GuestRooms)-COOL |  | A/C with Integrated Water Heating: Res - 10
[5 empty] | 11-HTL-Lodging–Hotel(GuestRooms)-LIT_INT |  | Programmable Thermostat: Res - 12
11-HTL-Lodging–Hotel(GuestRooms)-OFF_EQ
[5 empty] | 11-HTL-Lodging–Hotel(GuestRooms)-LIT_EXT |  | Audits: Res - 3
[5 empty] | 11-HTL-Lodging–Hotel(GuestRooms)-REFG |  | Gas Cooktops: Res - 20
[5 empty] | 11-HTL-Lodging–Hotel(GuestRooms)-VENT |  | Gas Dryer Stub: Res - 18
[5 empty] | 12-MBT-Manufacturing–Bio/Tech-AG_PUMP |  | Energy-Efficient Furnaces: Res - 18
12-MBT-Manufacturing–Bio/Tech-COMP_AIR
[5 empty] | 12-MBT-Manufacturing–Bio/Tech-COOL |  | Refrigerator Recycling: Res - 10
[5 empty] | 12-MBT-Manufacturing–Bio/Tech-LIGHT |  | Refrigerator - Energy Efficient; 20% more efficient: Res - 18
[5 empty] | 12-MBT-Manufacturing–Bio/Tech-MOTOR |  | Refrigerators: Res - 18
12-MBT-Manufacturing–Bio/Tech-PROC_OTH
13-MFM-ResidentialMulti-family-CL_DRY
[5 empty] | 13-MFM-ResidentialMulti-family-CL_WASH |  | GENERIC USEFUL LIVES:
[5 empty] | 13-MFM-ResidentialMulti-family-DSH_WASH |  | ****************************************************************
[5 empty] | 13-MFM-ResidentialMulti-family-FREEZ |  | 0.1
[5 empty] | 13-MFM-ResidentialMulti-family-LIGHT |  | 0.2
[5 empty] | 13-MFM-ResidentialMulti-family-POOL_PMP |  | 0.3
[5 empty] | 13-MFM-ResidentialMulti-family-REFG |  | 0.4
[5 empty] | 13-MFM-ResidentialMulti-family-SP_COOL |  | 0.5
[5 empty] | 13-MFM-ResidentialMulti-family-SP_HEAT |  | 0.6
[5 empty] | 13-MFM-ResidentialMulti-family-WAT_HEAT |  | 0.7
[5 empty] | 14-MLI-Manufacturing–LightIndustry-AG_PUMP |  | 0.8
[5 empty] | 14-MLI-Manufacturing–LightIndustry-COMP_AIR |  | 0.9
[5 empty] | 14-MLI-Manufacturing–LightIndustry-COOL |  | 1
[5 empty] | 14-MLI-Manufacturing–LightIndustry-LIGHT |  | 1.1
[5 empty] | 14-MLI-Manufacturing–LightIndustry-MOTOR |  | 1.2
[5 empty] | 14-MLI-Manufacturing–LightIndustry-PROC_OTH |  | 1.3
[5 empty] | 15-MTL-Lodging–Motel-COOL |  | 1.4
[5 empty] | 15-MTL-Lodging–Motel-LIT_INT |  | 1.5
[5 empty] | 15-MTL-Lodging–Motel-OFF_EQ |  | 1.6
[5 empty] | 15-MTL-Lodging–Motel-LIT_EXT |  | 1.7
[5 empty] | 15-MTL-Lodging–Motel-REFG |  | 1.8
[5 empty] | 15-MTL-Lodging–Motel-VENT |  | 1.9
[5 empty] | 16-NRS-Health/Medical–Clinic-COOL |  | 2
[5 empty] | 16-NRS-Health/Medical–Clinic-LIT_INT |  | 2.1
[5 empty] | 16-NRS-Health/Medical–Clinic-OFF_EQ |  | 2.2
[5 empty] | 16-NRS-Health/Medical–Clinic-LIT_EXT |  | 2.3
[5 empty] | 16-NRS-Health/Medical–Clinic-REFG |  | 2.4
[5 empty] | 16-NRS-Health/Medical–Clinic-VENT |  | 2.5
[5 empty] | 17-OFL-Office–Large-Cooling |  | 2.6
[5 empty] | 17-OFL-Office–Large-ExtLight |  | 2.7
[5 empty] | 17-OFL-Office–Large-IntLight |  | 2.8
[5 empty] | 17-OFL-Office–Large-OffEquip |  | 2.9
[5 empty] | 17-OFL-Office–Large-Refrig |  | 3
[5 empty] | 17-OFL-Office–Large-Vent/Fan |  | 3.1
[5 empty] | 18-OFS-Office–Small-Cooling |  | 3.2
[5 empty] | 18-OFS-Office–Small-ExtLight |  | 3.3
[5 empty] | 18-OFS-Office–Small-IntLight |  | 3.4
[5 empty] | 18-OFS-Office–Small-OffEquip |  | 3.5
[5 empty] | 18-OFS-Office–Small-Refrig |  | 3.6
[5 empty] | 18-OFS-Office–Small-Vent/Fan |  | 3.7
[5 empty] | 19-RES-AllResidential-CL_DRY |  | 3.8
[5 empty] | 19-RES-AllResidential-CL_WASH |  | 3.9
[5 empty] | 19-RES-AllResidential-DSH_WASH |  | 4
[5 empty] | 19-RES-AllResidential-FREEZ |  | 4.1
[5 empty] | 19-RES-AllResidential-LIGHT |  | 4.2
[5 empty] | 19-RES-AllResidential-POOL_PMP |  | 4.3
[5 empty] | 19-RES-AllResidential-REFG |  | 4.4
[5 empty] | 19-RES-AllResidential-SP_COOL |  | 4.5
[5 empty] | 19-RES-AllResidential-SP_HEAT |  | 4.6
[5 empty] | 19-RES-AllResidential-WAT_HEAT |  | 4.7
[5 empty] | 20-RFF-Restaurant–FastFood-Cooling |  | 4.8
[5 empty] | 20-RFF-Restaurant–FastFood-ExtLight |  | 4.9
[5 empty] | 20-RFF-Restaurant–FastFood-IntLight |  | 5
[5 empty] | 20-RFF-Restaurant–FastFood-OffEquip |  | 5.1
[5 empty] | 20-RFF-Restaurant–FastFood-Refrig |  | 5.2
[5 empty] | 20-RFF-Restaurant–FastFood-Vent/Fan |  | 5.3
[5 empty] | 21-RSD-Restaurant–SitDown-COOL |  | 5.4
[5 empty] | 21-RSD-Restaurant–SitDown-LIT_INT |  | 5.5
[5 empty] | 21-RSD-Restaurant–SitDown-OFF_EQ |  | 5.6
[5 empty] | 21-RSD-Restaurant–SitDown-LIT_EXT |  | 5.7
[5 empty] | 21-RSD-Restaurant–SitDown-PROC_OTH |  | 5.8
[5 empty] | 21-RSD-Restaurant–SitDown-REFG |  | 5.9
[5 empty] | 21-RSD-Restaurant–SitDown-VENT |  | 6
[5 empty] | 22-RT3-Retail–3StoryLarge-COOL |  | 6.1
[5 empty] | 22-RT3-Retail–3StoryLarge-LIT_INT |  | 6.2
[5 empty] | 22-RT3-Retail–3StoryLarge-OFF_EQ |  | 6.3
[5 empty] | 22-RT3-Retail–3StoryLarge-LIT_EXT |  | 6.4
[5 empty] | 22-RT3-Retail–3StoryLarge-REFG |  | 6.5
[5 empty] | 22-RT3-Retail–3StoryLarge-VENT |  | 6.6
[5 empty] | 23-RTL-Retail–SingleStorylarge-COOL |  | 6.7
[5 empty] | 23-RTL-Retail–SingleStorylarge-LIT_INT |  | 6.8
[5 empty] | 23-RTL-Retail–SingleStorylarge-OFF_EQ |  | 6.9
[5 empty] | 23-RTL-Retail–SingleStorylarge-LIT_EXT |  | 7
[5 empty] | 23-RTL-Retail–SingleStorylarge-REFG |  | 7.1
[5 empty] | 23-RTL-Retail–SingleStorylarge-VENT |  | 7.2
[5 empty] | 24-RTS-Retail–Small-COOL |  | 7.3
[5 empty] | 24-RTS-Retail–Small-LIT_INT |  | 7.4
[5 empty] | 24-RTS-Retail–Small-OFF_EQ |  | 7.5
[5 empty] | 24-RTS-Retail–Small-LIT_EXT |  | 7.6
[5 empty] | 24-RTS-Retail–Small-REFG |  | 7.7
[5 empty] | 24-RTS-Retail–Small-VENT |  | 7.8
[5 empty] | 25-SCN-Storage–Conditioned-Cooling |  | 7.9
[5 empty] | 25-SCN-Storage–Conditioned-Exit |  | 8
[5 empty] | 25-SCN-Storage–Conditioned-ExtLight |  | 8.1
[5 empty] | 26-SFM-ResidentialSingleFamily-CL_DRY |  | 8.2
[5 empty] | 26-SFM-ResidentialSingleFamily-CL_WASH |  | 8.3
[5 empty] | 26-SFM-ResidentialSingleFamily-DSH_WASH |  | 8.4
[5 empty] | 26-SFM-ResidentialSingleFamily-FREEZ |  | 8.5
[5 empty] | 26-SFM-ResidentialSingleFamily-LIGHT |  | 8.6
[5 empty] | 26-SFM-ResidentialSingleFamily-POOL_PMP |  | 8.7
[5 empty] | 26-SFM-ResidentialSingleFamily-REFG |  | 8.8
[5 empty] | 26-SFM-ResidentialSingleFamily-SP_COOL |  | 8.9
[5 empty] | 26-SFM-ResidentialSingleFamily-SP_HEAT |  | 9
[5 empty] | 26-SFM-ResidentialSingleFamily-WAT_HEAT |  | 9.1
[5 empty] | 27-SMO-ResidentialMobileHome–SingleWide-CL_DRY |  | 9.2
[5 empty] | 27-SMO-ResidentialMobileHome–SingleWide-CL_WASH |  | 9.3
[5 empty] | 27-SMO-ResidentialMobileHome–SingleWide-DSH_WASH |  | 9.4
[5 empty] | 27-SMO-ResidentialMobileHome–SingleWide-FREEZ |  | 9.5
[5 empty] | 27-SMO-ResidentialMobileHome–SingleWide-LIGHT |  | 9.6
[5 empty] | 27-SMO-ResidentialMobileHome–SingleWide-POOL_PMP |  | 9.7
[5 empty] | 27-SMO-ResidentialMobileHome–SingleWide-REFG |  | 9.8
[5 empty] | 27-SMO-ResidentialMobileHome–SingleWide-SP_COOL |  | 9.9
[5 empty] | 27-SMO-ResidentialMobileHome–SingleWide-SP_HEAT |  | 10
[5 empty] | 27-SMO-ResidentialMobileHome–SingleWide-WAT_HEAT |  | 10.1
[5 empty] | 28-SUN-Storage–Unconditioned-Exit |  | 10.2
[5 empty] | 28-SUN-Storage–Unconditioned-ExtLight |  | 10.3
[5 empty] | 29-WRF-Storage–Refrigerated-Cooling |  | 10.4
[5 empty] | 29-WRF-Storage–Refrigerated-Exit |  | 10.5
[5 empty] | 29-WRF-Storage–Refrigerated-ExtLight |  | 10.6
[5 empty] | 30-S20-SIC20Food&KindredProducts-AG_PUMP |  | 10.7
[5 empty] | 30-S20-SIC20Food&KindredProducts-COMP_AIR |  | 10.8
[5 empty] | 30-S20-SIC20Food&KindredProducts-COOL |  | 10.9
[5 empty] | 30-S20-SIC20Food&KindredProducts-LIGHT |  | 11
[5 empty] | 30-S20-SIC20Food&KindredProducts-MOTOR |  | 11.1
[5 empty] | 30-S20-SIC20Food&KindredProducts-PROC_OTH |  | 11.2
[5 empty] | 31-S26-SIC26Paper&AlliedProducts-AG_PUMP |  | 11.3
[5 empty] | 31-S26-SIC26Paper&AlliedProducts-COMP_AIR |  | 11.4
[5 empty] | 31-S26-SIC26Paper&AlliedProducts-COOL |  | 11.5
[5 empty] | 31-S26-SIC26Paper&AlliedProducts-LIGHT |  | 11.6
[5 empty] | 31-S26-SIC26Paper&AlliedProducts-MOTOR |  | 11.7
[5 empty] | 31-S26-SIC26Paper&AlliedProducts-PROC_OTH |  | 11.8
[5 empty] | 32-S28-SIC28Chemicals&AlliedProducts-AG_PUMP |  | 11.9
[5 empty] | 32-S28-SIC28Chemicals&AlliedProducts-COMP_AIR |  | 12
[5 empty] | 32-S28-SIC28Chemicals&AlliedProducts-COOL |  | 12.1
[5 empty] | 32-S28-SIC28Chemicals&AlliedProducts-LIGHT |  | 12.2
[5 empty] | 32-S28-SIC28Chemicals&AlliedProducts-MOTOR |  | 12.3
[5 empty] | 32-S28-SIC28Chemicals&AlliedProducts-PROC_OTH |  | 12.4
[5 empty] | 33-S29-SIC29Petroleum&CoalProducts-AG_PUMP |  | 12.5
[5 empty] | 33-S29-SIC29Petroleum&CoalProducts-COMP_AIR |  | 12.6
[5 empty] | 33-S29-SIC29Petroleum&CoalProducts-COOL |  | 12.7
[5 empty] | 33-S29-SIC29Petroleum&CoalProducts-LIGHT |  | 12.8
[5 empty] | 33-S29-SIC29Petroleum&CoalProducts-MOTOR |  | 12.9
[5 empty] | 33-S29-SIC29Petroleum&CoalProducts-PROC_OTH |  | 13
[5 empty] | 34-S33-SIC33Metals-AG_PUMP |  | 13.1
[5 empty] | 34-S33-SIC33Metals-COMP_AIR |  | 13.2
[5 empty] | 34-S33-SIC33Metals-COOL |  | 13.3
[5 empty] | 34-S33-SIC33Metals-LIGHT |  | 13.4
[5 empty] | 34-S33-SIC33Metals-MOTOR |  | 13.5
[5 empty] | 34-S33-SIC33Metals-PROC_OTH |  | 13.6
[5 empty] | 35-OTI-OtherIndustrial-AG_PUMP |  | 13.7
[5 empty] | 35-OTI-OtherIndustrial-COMP_AIR |  | 13.8
[5 empty] | 35-OTI-OtherIndustrial-COOL |  | 13.9
[5 empty] | 35-OTI-OtherIndustrial-LIGHT |  | 14
[5 empty] | 35-OTI-OtherIndustrial-MOTOR |  | 14.1
[5 empty] | 35-OTI-OtherIndustrial-PROC_OTH |  | 14.2
[5 empty] | 36-GST-Lodging-GuestRooms-Cooling |  | 14.3
[5 empty] | 36-GST-Lodging-GuestRooms-ExtLight |  | 14.4
[5 empty] | 36-GST-Lodging-GuestRooms-IntLight |  | 14.5
[5 empty] | 36-GST-Lodging-GuestRooms-OffEquip |  | 14.6
[5 empty] | 36-GST-Lodging-GuestRooms-Refrig |  | 14.7
[5 empty] | 36-GST-Lodging-GuestRooms-Vent/Fan |  | 14.8
14.9
15
15.1
15.2
15.3
15.4
15.5
15.6
15.7
15.8
15.9
16
16.1
16.2
16.3
16.4
16.5
16.6
16.7
16.8
16.9
17
17.1
17.2
17.3
17.4
17.5
17.6
17.7
17.8
17.9
18
18.1
18.2
18.3
18.4
18.5
18.6
18.7
18.8
18.9
19
19.1
19.2
19.3
19.4
19.5
19.6
19.7
19.8
19.9
20
21
22
23
24
25
26
27
28
29
30
Last Row Used is above