## Export
PROGRAM NAME | 0000_TotalPortfolio
BUDGET |  |  | SDG&E 2013 v1c4-Draft.xls
Administrative Costs
Overhead and G&A | 6945539.9517
Other Administrative Costs | 0
Marketing/Outreach | 6991401.5713
Direct Implementation
d.i. User Input Incentive (No rebates) | 0
d.ii. - d.v. Rebates etc | 49943801.0827
Activity | 36522795.9603
Installation | 0
Hardware & Materials | 0
Rebate Processing & Inspection | 0
EM&V Costs | 4449314.456
Budget | 104852853.0221
Costs recovered from other sources | 7326531.2966
Budget (plus other costs) | 112179384.3187
PROGRAM IMPACTS
Program Reductions | 2013-2014 | 2013 | 2014 | 2015 | 2013-2015
User Entered kW (kW) | 0 | 0 | 0 | 20743.3917 | 20743.3917
Net Jul-Sept Peak (kW) | 0 | 0 | 0 | 26048.5963 | 26048.5963
Net Dec-Feb Peak (kW) | 0 | 0 | 0 | 13948.1702 | 13948.1702
Net NCP (kW) | 0 | 0 | 0 | 13948.1702 | 13948.1702
Net CEC (kW) | 0 | 0 | 0 | 0 | 0
Annual Net kWh | 0 | 0 | 0 | 120728929.9038 | 120728929.9038
Lifecycle Net kWh | 0 | 0 | 0 | 1345130418.6754 | 1345130418.6754
Annual Net Therms | 0 | 0 | 0 | 1724102.2138 | 1724102.2138
Lifecycle Net Therms | 0 | 0 | 0 | 24584797.4227 | 24584797.4227
Program Reductions for Measures installed through 2024
TRC
Costs | 135205034.0164
Electric Benefits | 125790152.2999
Gas Benefits | 16643987.7481
Net Benefits (NPV) | 7229106.0315
BC Ratio | 1.0535
PAC
Costs | 112179384.3187
Electric Benefits | 125790152.2999
Gas Benefits | 16643987.7481
Net Benefits (NPV) | 30254755.7293
BC Ratio | 1.2697
Levelized Cost
Levelized Cost TRC ($/kWh )
Discounted kWh | 754291623.6427
Cost | 0.15137
Benefits | 0.16677
Benefit-Cost | 0.015399
Levelized Cost PAC ($/kWh)
Discounted kWh | 754291623.6427
Cost | 0.12453
Benefits | 0.16677
Benefit-Cost | 0.042241
Levelized Cost TRC ($/therm)
Discounted Therms | 13420272.1022
Cost | 1.5324
Benefits | 1.2402
Benefit-Cost | -0.29215
Levelized Cost PAC ($/therm)
Discounted Therms | 13420272.1022
Cost | 1.2409
Benefits | 1.2402
Benefit-Cost | -0.00066754
Emission Annual Reductions (2014-2016) |  |  |  | Energy Division File sheet "Attachment II" Total Electricity and Gas Emission Reductions
Electric Annual CO2 (tons) - 2014 | 0 |  |  |  | 2013 | 2014 | 2015 | 2016 | 2017 | 2018 | 2019
2015 | 0 |  |  |  | Total | Total | Total | Total | Total | Total | Total
2016 | 62587.0989 |  |  | Annual CO2 Emission Reductions (tons) | 0 | 0 | 72673.0968 | 0 | 0 | 0 | 0
Electric Lifecycle CO2 (tons) - 2014 | 0 |  |  | Lifecycle CO2 Emission Reductions (tons) | 0 | 0 | 841966.0237 | 0 | 0 | 0 | 0
2015 | 0 |  |  | Annual NOx Emission Reductions (tons) | 0 | 0 | 16.1388 | 0 | 0 | 0 | 0
2016 | 698144.9588 |  |  | Lifecycle NOx Emission Reductions (tons) | 0 | 0 | 205.3561 | 0 | 0 | 0 | 0
Electric Annual NOX (tons) - 2014 | 0 |  |  | Annual SO2 Emission Reductions (tons)
2015 | 0 |  |  | Lifecycle SO2 Emission Reductions (tons)
2016 | 7.7651
Electric Lifecycle NOX (tons) - 2014 | 0
2015 | 0
2016 | 86.7141
Electric Annual SO2 (lbs) - 2014
2015
2016
Electric Lifecycle SO2 (lbs) - 2014
2015
2016
Gas Annual CO2 (tons) - 2014 | 0
2015 | 0
2016 | 10085.998
Gas Lifecycle CO2 (tons) - 2014 | 0
2015 | 0
2016 | 143821.0649
Gas Annual NOX (tons) - 2014 | 0
2015 | 0
2016 | 8.3737
Gas Lifecycle NOX (tons) - 2014 | 0
2015 | 0
2016 | 118.642
Gas Annual SO2 (lbs) - 2014
2015
2016
Gas Lifecycle SO2 (lbs) - 2014
2015
2016
Data below not currently used in Energy Division workbook
Levelized Cost RIM ($/therm)
Discounted Therms | 13420272.1022
Cost | 2.2422
Benefits | 1.2402
Benefit-Cost | -1.002
Levelized Cost RIM ($/kWh)
Discounted kWh | 754291623.6427
Cost | 0.3015
Benefits | 0.16677
Benefit-Cost | -1.002
RIM
Costs | 257506299.6219
Electric Benefits | 125790152.2999
Gas Benefits | 16643987.7481
Net Benefits (NPV) | -115072159.574
BC Ratio | 0.55313
Impacts for all programs
Net July-Sept Wtd Avg Peak** (kW)
Clothes Dryer | 0
Clothes Washer | 0
Consumer Electronics | 0
Cooking | 0
Dishwasher | 0
Net Wtd Avg Dec-Feb** (kW)
Clothes Dryer | 0
Clothes Washer | 0
Consumer Electronics | 0
Cooking | 0
Dishwasher | 0
0
Clothes Dryer | 0
Clothes Washer | 0
Consumer Electronics | 0
Cooking | 0
Dishwasher | 0
Annual Wtd Avg Net kWh
Clothes Dryer | 0
Clothes Washer | 0
Consumer Electronics | 0
Cooking | 0
Dishwasher | 0
Lifecycle Net kWh
Clothes Dryer | 0
Clothes Washer | 0
Consumer Electronics | 0
Cooking | 0
Dishwasher | 0
Annual Wtd Avg Net Therms
Clothes Dryer | 0
Clothes Washer | 102168
Consumer Electronics | 0
Cooking | 0
Dishwasher | 0
Lifecycle Net Therms
Clothes Dryer | 0
Clothes Washer | 1123848
Consumer Electronics | 0
Cooking | 0
Dishwasher | 0
Goal Attainment | Net Annual Savings
kWh
2013 | 0
2014 | 0
2015 | 179425970.1651
2016 | -438688.125
2017 | -263212.875
2018 | -10092886.3847
2019 | -12025532.8518
2020 | -11949200.3483
2021 | -10256290.9541
2022 | -16096398.6751
kW
2013 | 0
2014 | 0
2015 | 29687.4865
2016 | -105.075
2017 | -63.045
2018 | -2722.7409
2019 | -2826.8823
2020 | -1954.7041
2021 | -1428.4142
2022 | -1678.0664
Therms
2013 | 0
2014 | 0
2015 | 2365124.7899
2016 | 0
2017 | 0
2018 | 9499.7376
2019 | 63962.8946
2020 | 168373.7337
2021 | 148792.9126
2022 | 271302.8962

## Output by Measure
0000_TotalPortfolio
2015
SDG&E | [7 empty] | Levelized Benefits less Costs (TRC) |  |  |  | Levelized Benefits less Costs (PAC) |  |  |  | Benefit Cost Ratios
Net Impacts by Measure | [7 empty] | No Allocated Admin |  | w/ Allocated Admin |  | No Allocated Admin |  | w/ Allocated Admin |  | No Allocated Admin |  | w/ Allocated Admin
| Wtd Avg Net Avg Jul-Sep (kW) | Wtd Avg Net Dec-Feb Pk (kW) | Wtd Avg Net User Entered kW | Wtd Avg Annual kWh adj for Net to gross | Wtd Avg Lifecycle kWh (Annual * Measure Life) | Wtd Avg Annual Therms | Wtd Avg Lifecycle Therms | Electric ($/kWh) | Gas ($/Th) | Electric ($/kWh) | Gas ($/Th) | Electric ($/kWh) | Gas ($/Th) | Electric ($/kWh) | Gas ($/Th) | TRC | PAC | TRC | PAC
Total or Average | 26048.5963 | 13948.1702 | 20743.3917 | 120728929.9038 | 1345130418.6754 | 1724102.2138 | 24584797.4227 | 0.086588 | 0.3441 | 0.015399 | -0.29215 | 0.11343 | 0.63558 | 0.042241 | -0.00066754
404002-Wall R-0 to R-13 Insulation | 5.9181 | 0.19789 | 4.0777 | 8155.4004 | 163108.0076 | 4941.213 | 98824.2599 | 0.040977 | 0.20746 | -0.084044 | -0.4255 | 0.20255 | 1.0255 | 0.077528 | 0.39251 | 1.1626 | 3.2415 | 0.77705 | 1.3599
404011-Motor - Pool Pump/Motor variable speed | 191.4518 | 191.46 | 498 | 3507000 | 35070000 | 0 | 0 | 0.047095 | 0 | -0.0099277 | 0 | 0.095154 | 0 | 0.038131 | 0 | 1.5444 | 3.475 | 0.93083 | 1.3994
404012-Motor - Pool Pump variable speed - Incentive to Contractor/Installer | 0 | 0 | 0 | 0 | 0 | 0 | 0 | 0 | 0 | 0 | 0 | 0 | 0 | 0 | 0 | 0 | 0 | 0 | 0
404013-Refrigerator - CEE Tier 2 | 53.6191 | 41.8505 | 60.7692 | 344621.7 | 4824703.8 | -7944.7139 | -111225.9953 | 0.0053128 | 1.3643 | -0.055706 | 1.3643 | 0.10835 | 1.3643 | 0.047332 | 1.3643 | 0.81011 | 3.2218 | 0.56129 | 1.1661
404026-Water Saving Kit | 0 | 0 | 0 | 0 | 0 | 194009.267 | 1940092.6695 | 0 | 0.83119 | 0 | 0.35495 | 0 | 0.84474 | 0 | 0.3685 | 3.9206 | 4.1166 | 1.4665 | 1.4931
444009-Attic Insulation | 13.1461 | 0.43959 | 15.0191 | 18115.8115 | 362316.2302 | 6472.1451 | 129442.9011 | -2.1119 | -10.6918 | -2.2369 | -11.3248 | -0.50654 | -2.5645 | -0.63156 | -3.1975 | 0.12181 | 0.36639 | 0.11579 | 0.31684
461797-Gas HE Storage Water Heater (EF>=0.67) | 0 | 0 | 0 | 0 | 0 | 41939.9986 | 461339.9849 | 0 | -0.05567 | 0 | -0.5411 | 0 | 0.2328 | 0 | -0.25263 | 0.95334 | 1.2574 | 0.67761 | 0.81825
461798-Furnace - Energy Star Central Gas (AFUE>=95%) | 0 | 0 | 0 | 0 | 0 | 3443.9062 | 68878.1239 | 0 | -0.76119 | 0 | -1.3941 | 0 | 1.0367 | 0 | 0.40378 | 0.66081 | 3.3234 | 0.51543 | 1.3742
461799-A/C - Room unit - Energy Star | 8.2351 | 0.27537 | 1.0334 | 11348.2715 | 102134.4434 | 0 | 0 | -0.53707 | 0 | -0.65179 | 0 | -0.49869 | 0 | -0.61342 | 0 | 0.33355 | 0.35023 | 0.29198 | 0.30468
461800-HIGH-EFFICIENCY CLOTHES WASHER, MEF>=2.4, MEF >=4 | 0 | 0 | 0 | 0 | 0 | 88236 | 970596 | 0 | -1.2498 | 0 | -1.7352 | 0 | -0.22413 | 0 | -0.70956 | 0.47644 | 0.83537 | 0.39593 | 0.6158
462278-High-Performance Heat Pump Water Heater 50gal. | 23.9999 | 24.0011 | 19.2211 | 186230.7837 | 2421000.1878 | 0 | 0 | 0.0068772 | 0 | -0.046399 | 0 | 0.086651 | 0 | 0.033375 | 0 | 1.0583 | 3.2702 | 0.72901 | 1.365
432001-HE Electric Water Heater (EF>=0.92) | 0.83509 | 0.83513 | 0.648 | 6480 | 84240 | 0 | 0 | -0.24934 | 0 | -0.30262 | 0 | -0.050693 | 0 | -0.10397 | 0 | 0.3336 | 0.71117 | 0.29202 | 0.54557
432002-A/C - Room unit - Energy Star | 25.7346 | 0.86053 | 54.2522 | 35463.3484 | 319170.1357 | 0 | 0 | -0.053548 | 0 | -0.16828 | 0 | -0.038198 | 0 | -0.15293 | 0 | 0.83388 | 0.87557 | 0.61499 | 0.63738
432003-Refrigerator - CEE Tier 2 | 21.9846 | 17.1593 | 24.93 | 141300 | 1978200 | -3257.9999 | -45611.9986 | -0.086746 | 1.3643 | -0.14776 | 1.3643 | 0.085204 | 1.3643 | 0.024185 | 1.3643 | 0.48542 | 1.9305 | 0.38354 | 0.93877
461825-High Efficiency Clothes Washer, MEF>=2.4,WF>=4 | 0 | 0 | 0 | 0 | 0 | 13932 | 153252 | 0 | -1.2498 | 0 | -1.7352 | 0 | -0.22413 | 0 | -0.70956 | 0.47644 | 0.83537 | 0.39593 | 0.6158
461840-Gas HE Storage Water Heater (EF>=0.67) | 0 | 0 | 0 | 0 | 0 | 3065.7 | 33722.6999 | 0 | -1.8548 | 0 | -2.3402 | 0 | -1.1313 | 0 | -1.6167 | 0.38011 | 0.50133 | 0.32705 | 0.41297
462243-POS Retailer Processing | 0 | 0 | 0 | 0 | 0 | 0 | 0 | 0 | 0 | 0 | 0 | 0 | 0 | 0 | 0 | 0 | 0 | 0 | 0
462283-High-Performance Heat Pump Water Heater 40gal. | 5.1733 | 5.1736 | 4.1477 | 40143.2394 | 521862.1121 | 0 | 0 | 0.049876 | 0 | -0.0033999 | 0 | 0.089406 | 0 | 0.03613 | 0 | 1.6655 | 3.5245 | 0.97348 | 1.4074
422004-Remove and Recycle Refrigerator - Residence | 1106.033 | 792.165 | 1231.2 | 6912000 | 34560000 | -141480.0041 | -707400.0206 | 0.032445 | 1.1654 | -0.021556 | 1.1654 | 0.036925 | 1.1654 | -0.017076 | 1.1654 | 1.0913 | 1.1459 | 0.69334 | 0.71497
422005-Remove and Recycle Freezer - Residence | 385.9594 | 276.4326 | 420 | 2412000 | 9648000 | -45300.0011 | -181200.0046 | 0.033685 | 1.1441 | -0.019325 | 1.1441 | 0.037995 | 1.1441 | -0.015015 | 1.1441 | 1.1348 | 1.1915 | 0.71564 | 0.7378
462156-Remove and Recycle Refrigerator Retail Pick-up | 71.2777 | 51.0506 | 79.344 | 445440 | 2227200 | -9117.6003 | -45588.0013 | 0.051761 | 1.1654 | -0.0022404 | 1.1654 | 0.066585 | 1.1654 | 0.012583 | 1.1654 | 1.3733 | 1.7129 | 0.79735 | 0.90108
462157-Remove and Recycle Freezer Retail Pick-up | 9.649 | 6.9108 | 10.5 | 60300 | 241200 | -1132.5 | -4530.0001 | 0.065993 | 1.1441 | 0.012984 | 1.1441 | 0.079602 | 1.1441 | 0.026592 | 1.1441 | 1.7647 | 2.3032 | 0.92354 | 1.0523
462158-Remove and Recycle Refrigerator - Multi-Family Pick-up | 28.8637 | 20.6728 | 29.29 | 180380 | 901900 | -3625 | -18125 | 0.043621 | 1.1654 | -0.01038 | 1.1654 | 0.052134 | 1.1654 | -0.0018671 | 1.1654 | 1.2437 | 1.386 | 0.75311 | 0.80305
405010-Lighting-Energy Star Interior Hardwired Fluorescent Fixtures >=30 Watt | 127.221 | 177.3938 | 98.28 | 949200.016 | 8770608.148 | -16191.0006 | -149604.8454 | -0.17112 | 1.256 | -0.22782 | 1.256 | -0.077269 | 1.256 | -0.13398 | 1.256 | 0.36661 | 0.53033 | 0.30897 | 0.41763
405011-Lighting-Interior CFL Fixtures (ENERGY STAR Qualified) 22-29 Watt | 17.7562 | 24.7589 | 13.68 | 132479.9973 | 1224115.1746 | -2257.1999 | -20856.5271 | -0.11414 | 1.256 | -0.17085 | 1.256 | -0.028447 | 1.256 | -0.085157 | 1.256 | 0.45127 | 0.69099 | 0.36701 | 0.51126
405033-Water Heating-Low-Flow Showerhead | 0 | 0 | 0 | 0 | 0 | 30444.4593 | 304444.5928 | 0 | 0.65984 | 0 | 0.18361 | 0 | 0.91205 | 0 | 0.43582 | 2.4472 | 5.4769 | 1.197 | 1.6409
405034-Water Heating-Faucet Aerators | 0 | 0 | 0 | 0 | 0 | 9271.9911 | 92719.9109 | 0 | -1.0013 | 0 | -1.4775 | 0 | 0.84312 | 0 | 0.36688 | 0.52705 | 4.0922 | 0.43026 | 1.4899
405036-Lighting-Energy Star Exterior Hardwired Fluorescent Fixtures 15 Watt | 34.6207 | 48.2742 | 0 | 258306.1385 | 2386748.72 | 0 | 0 | -0.037063 | 0 | -0.093772 | 0 | -0.0077569 | 0 | -0.064466 | 0 | 0.78189 | 0.94484 | 0.58625 | 0.67331
405053-Lighting -Ext. Hardwired Fluorescent Porch Light (19-27 Watts) | 17.9358 | 25.0093 | 0 | 133819.932 | 1236496.1715 | 0 | 0 | -0.010288 | 0 | -0.066997 | 0 | 0.074272 | 0 | 0.017563 | 0 | 0.92813 | 2.2676 | 0.66478 | 1.1523
405056-W/H-Boiler Controllers = < 34 Units | 0 | 0 | 0 | 0 | 0 | 94.4661 | 944.6606 | 0 | 0.8648 | 0 | 0.38857 | 0 | 0.91202 | 0 | 0.43579 | 4.4457 | 5.4761 | 1.5343 | 1.6409
405057-W/H-Boiler Controllers = > 35 Units | 0 | 0 | 0 | 0 | 0 | 62.9774 | 629.7737 | 0 | 0.89276 | 0 | 0.41652 | 0 | 0.97415 | 0 | 0.49791 | 5.003 | 7.8779 | 1.5957 | 1.8059
462655-Advanced Home Upgrade | 791.4017 | 26.4634 | 1032.264 | 1090584 | 17994636 | 90396 | 1491534 | 0.018217 | 0.09014 | -0.10406 | -0.5149 | 0.17213 | 0.85171 | 0.04985 | 0.24666 | 1.0679 | 2.5052 | 0.73355 | 1.2107
462656-Home Upgrade | 59.9547 | 2.0048 | 67.23 | 82620 | 1363230 | 7776 | 128304 | -0.021357 | -0.10568 | -0.14363 | -0.71072 | 0.20275 | 1.0032 | 0.080477 | 0.39821 | 0.93062 | 3.4215 | 0.66606 | 1.3906
462657-MF Advanced Home Upgrade | 802.1535 | 26.823 | 126.3924 | 1105400.52 | 18239108.58 | 14618.88 | 241211.52 | 0.13332 | 0.6597 | 0.011045 | 0.054654 | 0.21672 | 1.0724 | 0.094445 | 0.46732 | 1.8705 | 4.1065 | 1.0401 | 1.4918
434001-M01:LED Night Light | 12.4295 | 17.3313 | 0 | 92736.5712 | 1483785.1391 | 0 | 0 | 0.13213 | 0 | 0.070358 | 0 | 0.13273 | 0 | 0.070958 | 0 | 11.484 | 12.0582 | 1.9459 | 1.9617
434002-M02: CFL, 14W lamp | 10.0108 | 13.9588 | 7.74 | 74690.997 | 690144.8127 | -1273.23 | -11764.6451 | 0.089804 | 1.256 | 0.033094 | 1.256 | 0.091854 | 1.256 | 0.035145 | 1.256 | 2.5883 | 2.7177 | 1.1171 | 1.1405
434004-M04: CFL, 23W lamp | 28.679 | 39.9893 | 22.2075 | 213975.0051 | 1977129.0476 | -3651.7501 | -33742.1705 | 0.096161 | 1.256 | 0.039452 | 1.256 | 0.097909 | 1.256 | 0.0412 | 1.256 | 3.0359 | 3.1877 | 1.1929 | 1.2156
434005-M05: 18W CF Fixture | 9.1918 | 12.8168 | 7.101 | 68579.999 | 633679.1905 | -1171.8 | -10827.4316 | -0.26311 | 1.256 | -0.31982 | 1.256 | -0.24425 | 1.256 | -0.30096 | 1.256 | 0.28134 | 0.29541 | 0.2461 | 0.25679
434007-M07: Porch Light 18 Watt | 7.0748 | 9.8649 | 0 | 52785 | 487733.4 | 0 | 0 | 0.025595 | 0 | -0.031114 | 0 | 0.030703 | 0 | -0.026006 | 0 | 1.2386 | 1.3005 | 0.81026 | 0.83631
434008-M08: Torchiere Lamp | 18.6971 | 26.0708 | 14.67 | 139500 | 2232000 | -2753.9999 | -44063.9992 | 0.026459 | 1.4075 | -0.035318 | 1.4075 | 0.032091 | 1.4075 | -0.029686 | 1.4075 | 0.98877 | 1.0382 | 0.64952 | 0.6705
434009-M09: R19-R38 Attic Insulation | 2.9096 | 0.097292 | 4.0343 | 4009.5001 | 80190.0021 | 1697.85 | 33957.0004 | -1.198 | -6.0652 | -1.323 | -6.6982 | -1.127 | -5.7058 | -1.252 | -6.3387 | 0.19646 | 0.20629 | 0.18127 | 0.18959
434010-M10: R11-R38 Attic Insulation | 4.2321 | 0.14152 | 5.868 | 5832.0002 | 116640.003 | 2469.6 | 49392.0006 | -1.7571 | -8.8958 | -1.8821 | -9.5288 | -1.6595 | -8.4016 | -1.7845 | -9.0345 | 0.14288 | 0.15003 | 0.13467 | 0.141
434011-M11: R0-R38 Attic Insulation | 52.4832 | 1.755 | 63.2835 | 72323.9981 | 1446479.9622 | 22693.5006 | 453870.0125 | 0.17651 | 0.89362 | 0.051487 | 0.26067 | 0.18205 | 0.92169 | 0.057031 | 0.28873 | 2.5163 | 2.6421 | 1.2133 | 1.2418
434012-M12: Knee Wall Insulation R19 | 0.065677 | 0.0021961 | 0.091064 | 90.5052 | 1810.1041 | 38.325 | 766.5009 | -2.0263 | -10.2587 | -2.1513 | -10.8916 | -1.9159 | -9.6995 | -2.0409 | -10.3325 | 0.1263 | 0.13261 | 0.11984 | 0.12551
434014-M13b: Duct Sealing w/AC(24% flow to 12%) | 0.53592 | 0.059797 | 1.2708 | 779.1435 | 14024.5833 | 373.6863 | 6726.3535 | -2.0023 | -9.6227 | -2.1308 | -10.2403 | -1.8926 | -9.0955 | -2.0211 | -9.7131 | 0.13072 | 0.13725 | 0.12381 | 0.12966
434015-M13c: Duct Sealing No AC(40% flow to 12%) | 0.26804 | 0.029908 | -0.0030233 | 389.6868 | 7014.3625 | 903.9518 | 16271.1332 | -0.95708 | -4.5996 | -1.0856 | -5.2172 | -0.89716 | -4.3117 | -1.0257 | -4.9293 | 0.23931 | 0.25127 | 0.21713 | 0.22693
434016-M13d: Duct Sealing w/AC(40% flow to 12%) | 2.3632 | 0.26369 | 4.4174 | 3435.7516 | 61843.5292 | 473.2923 | 8519.2617 | -0.1803 | -0.86652 | -0.30881 | -1.4841 | -0.15738 | -0.75635 | -0.28589 | -1.374 | 0.62545 | 0.65672 | 0.49367 | 0.51294
434017-M14a:Air Sealing No/AC | 0 | 0 | 0 | 0 | 0 | 2786.5293 | 30651.8224 | 0 | 1.2962 | 0 | 0.74297 | 0 | 1.2962 | 0 | 0.74297 | 0 | 0 | 2.3429 | 2.3429
434018-M14b:Air Sealing w/AC | 0 | 0 | 0 | 0 | 0 | 1194.2268 | 13136.4953 | 0 | 1.2962 | 0 | 0.74297 | 0 | 1.2962 | 0 | 0.74297 | 0 | 0 | 2.3429 | 2.3429
434019-M15: Faucet Aerators | 0 | 0 | 0 | 0 | 0 | 3886.6595 | 38866.5947 | 0 | 0.30184 | 0 | -0.1744 | 0 | 0.34059 | 0 | -0.13564 | 1.3708 | 1.4394 | 0.86482 | 0.89161
434020-M16: Low Flow SH - 1.5gpm | 0 | 0 | 0 | 0 | 0 | 4539.1412 | 45391.4118 | 0 | 0.33692 | 0 | -0.13931 | 0 | 0.37401 | 0 | -0.10223 | 1.4326 | 1.5042 | 0.889 | 0.91607
434021-M17: Low Flow SH - 1.5gpm Hand held | 0 | 0 | 0 | 0 | 0 | 10237.3558 | 102373.5578 | 0 | 0.097124 | 0 | -0.37911 | 0 | 0.14563 | 0 | -0.3306 | 1.0953 | 1.1501 | 0.7464 | 0.77143
434023-M19: Thermostatic Valve | 0 | 0 | 0 | 0 | 0 | 898.0137 | 8980.1367 | 0 | -3.0226 | 0 | -3.4988 | 0 | -2.8255 | 0 | -3.3018 | 0.26962 | 0.2831 | 0.24179 | 0.25258
434024-M20: Pipe Wrap | 0 | 0 | 0 | 0 | 0 | 0 | 0 | 0 | 0 | 0 | 0 | 0 | 0 | 0 | 0 | 0 | 0 | 0 | 0
434025-M16a: Low Flow SH w/ Adapter - 1.5gpm | 0 | 0 | 0 | 0 | 0 | 405.2969 | 4052.9692 | 0 | 0.27718 | 0 | -0.19906 | 0 | 0.31711 | 0 | -0.15912 | 1.3305 | 1.3971 | 0.84861 | 0.87519
434027-M21: CAZ/CAS Test Per Appliance | 0 | 0 | 0 | 0 | 0 | 0 | 0 | 0 | 0 | 0 | 0 | 0 | 0 | 0 | 0 | 0 | 0 | 0 | 0
434031-M25: Vent Pipe Water Heater | 0 | 0 | 0 | 0 | 0 | 0 | 0 | 0 | 0 | 0 | 0 | 0 | 0 | 0 | 0 | 0 | 0 | 0 | 0
420089-Adjust refrigerant charge in residential AC unit | 0.90752 | 0.14265 | 1.6149 | 1351.23 | 13512.3002 | -1.0071 | -10.0714 | 0.019475 | 1.2733 | -0.097551 | 1.2733 | 0.031604 | 1.2733 | -0.085422 | 1.2733 | 1.0727 | 1.1264 | 0.73502 | 0.75982
420090-Residential refrigerant charge and airflow adjustment | 0.90752 | 0.14265 | 1.6149 | 1351.23 | 13512.3002 | -1.0071 | -10.0714 | 0.096065 | 1.2733 | -0.020961 | 1.2733 | 0.10455 | 1.2733 | -0.012479 | 1.2733 | 1.534 | 1.6107 | 0.92577 | 0.95316
420138-Residential SF Condensor Coil Cleaning | 1.3701 | 0.045816 | 2.5905 | 1888.1172 | 5664.3516 | -1.5596 | -4.6788 | -5.7119 | 1.1229 | -5.818 | 1.1229 | -5.4281 | 1.1229 | -5.5341 | 1.1229 | 0.041531 | 0.043607 | 0.040805 | 0.042808
420142-Quality Installation - SEER 14 | 2.6744 | 0.08943 | 1.8091 | 3685.5 | 55282.5 | 495.6946 | 7435.4195 | -0.34575 | -1.6919 | -0.46667 | -2.2836 | -0.3158 | -1.5453 | -0.43672 | -2.137 | 0.45037 | 0.47288 | 0.37775 | 0.39347
420144-Quality Installation - SEER 15 | 19.0297 | 0.63633 | 15.246 | 26223.75 | 393356.25 | 895.0998 | 13426.4975 | -0.50178 | -2.4554 | -0.6227 | -3.0471 | -0.46439 | -2.2724 | -0.58531 | -2.8642 | 0.36086 | 0.3789 | 0.3127 | 0.32616
420146-Complete ACCA 4 Assessment Report | 0 | 0 | 0 | 0 | 0 | 0 | 0 | 0 | 0 | 0 | 0 | 0 | 0 | 0 | 0 | 0 | 0 | 0 | 0
420147-Airflow Correction | 0.16199 | 0.0054169 | 0.40736 | 223.2347 | 1116.1733 | -0.11352 | -0.56759 | -31.8391 | 1.1654 | -31.9485 | 1.1654 | -30.3108 | 1.1654 | -30.4201 | 1.1654 | 0.0079639 | 0.0083621 | 0.0079369 | 0.0083323
420149-New Blower Motor | 2.7966 | 0.093515 | 5.8269 | 3853.8643 | 57807.9648 | -11.4673 | -172.0102 | -0.24965 | 1.3863 | -0.37057 | 1.3863 | -0.22427 | 1.3863 | -0.34519 | 1.3863 | 0.52384 | 0.55003 | 0.42697 | 0.44421
420151-One Year QM Service Agreement | 0 | 0 | 0 | 0 | 0 | 0 | 0 | 0 | 0 | 0 | 0 | 0 | 0 | 0 | 0 | 0 | 0 | 0 | 0
420156-Efficient Fan Controller | 153.4288 | 5.1305 | 99.9 | 211431.1858 | 2325743.0436 | 9231.6594 | 101548.2533 | 0.24516 | 1.1596 | 0.12819 | 0.60634 | 0.24654 | 1.1661 | 0.12957 | 0.61285 | 9.487 | 9.9614 | 1.8789 | 1.8968
462658-Res. NC - Typical Home | 410.9254 | 13.7408 | 28.8396 | 566272.0629 | 9343489.0376 | 24701.7551 | 407578.9598 | -0.0022799 | -0.011281 | -0.12456 | -0.61632 | 0.13172 | 0.65177 | 0.0094432 | 0.046726 | 0.9921 | 1.8511 | 0.69697 | 1.0341
425001-Climate Zone 10 Electric Heat | 19.1424 | 0.6401 | 4.95 | 26379 | 342927 | 0 | 0 | 0.20445 | 0 | 0.085441 | 0 | 0.2465 | 0 | 0.12749 | 0 | 3.7487 | 8.6229 | 1.4418 | 1.8423
425002-Climate Zone 14 Electric Heat | 4.4425 | 0.14855 | 0.66 | 6121.932 | 79585.116 | 0 | 0 | 0.2361 | 0 | 0.11709 | 0 | 0.26026 | 0 | 0.14124 | 0 | 6.5249 | 15.0088 | 1.7239 | 2.0266
425004-Climate Zone 10 Gas Heat | 4.7245 | 0.15798 | 4.95 | 6510.6 | 71616.6 | 421.47 | 4636.17 | 0.09403 | 0.44475 | -0.02294 | -0.1085 | 0.16253 | 0.76875 | 0.04556 | 0.21549 | 1.5223 | 2.4574 | 0.92276 | 1.1994
425005-Climate Zone 14 Gas Heat | 0.82751 | 0.027671 | 0.99 | 1140.336 | 12543.696 | 100.296 | 1103.256 | 0.084431 | 0.39935 | -0.032539 | -0.1539 | 0.15658 | 0.74062 | 0.039614 | 0.18737 | 1.4453 | 2.333 | 0.89387 | 1.169
462659-Comp. Air | 1372.8412 | 1515.6745 | 0 | 10085625.225 | 151284378.375 | 0 | 0 | 0.12737 | 0 | 0.069784 | 0 | 0.13154 | 0 | 0.07395 | 0 | 17.8696 | 39.867 | 2.0713 | 2.2129
462660-Process Heat | 50.1058 | 55.3189 | 49.2278 | 368104.23 | 3653775.32 | 123487.065 | 1225723.46 | 0.054228 | 0.46185 | 0.00013387 | 0.0011401 | 0.087855 | 0.74824 | 0.03376 | 0.28753 | 1.7479 | 3.2594 | 1.0011 | 1.3631
462661-ProcRefr | 35.6365 | 39.3442 | 35.2053 | 261804.6113 | 2864142.4471 | 0 | 0 | 0.033357 | 0 | -0.021458 | 0 | 0.056158 | 0 | 0.0013424 | 0 | 1.3509 | 1.7771 | 0.85684 | 1.0106
462662-Swimming Pool Equimpent | 67.3005 | 74.3026 | 60.2667 | 494425.62 | 6551139.465 | 17821.44 | 236134.08 | 0.087102 | 0.83651 | 0.030678 | 0.29463 | 0.11198 | 1.0755 | 0.055559 | 0.53358 | 2.9316 | 6.5403 | 1.3022 | 1.725
462663-Water Heating | 4.2799 | 4.7252 | 0 | 31442.4 | 547330.6667 | 171309.6 | 2982056 | 0.031763 | 0.28309 | -0.027305 | -0.24336 | 0.043164 | 0.3847 | -0.015905 | -0.14175 | 1.2979 | 1.4533 | 0.83521 | 0.89692
462664-Pumping | 54.6433 | 60.3285 | 40.68 | 401438.8755 | 6021583.1325 | 0 | 0 | 0.043137 | 0 | -0.01445 | 0 | 0.09378 | 0 | 0.036194 | 0 | 1.47 | 3.2795 | 0.90326 | 1.3666
462665-RetroComm | 164.4809 | 181.5939 | 33.0067 | 1208364.777 | 14407426.1873 | 173452.9788 | 2068093.2088 | 0.087103 | 0.83059 | 0.031596 | 0.30129 | 0.099489 | 0.94871 | 0.043983 | 0.41941 | 3.0283 | 4.2558 | 1.3209 | 1.511
462666-Lighting - Exterior | 37.5929 | 31.2638 | 27.299 | 237978.8775 | 3323771.6558 | 0 | 0 | -0.0010881 | 0 | -0.068726 | 0 | 0.086951 | 0 | 0.019313 | 0 | 0.99318 | 2.2158 | 0.6975 | 1.1388
462667-Lighting - Int. CF/LED | 226.5872 | 188.4388 | 193.3425 | 1434390.75 | 16684833.204 | -1784.25 | -20754.396 | 0.10747 | 1.2335 | 0.041644 | 1.2335 | 0.13327 | 1.2335 | 0.067444 | 1.2335 | 3.2657 | 7.2859 | 1.3563 | 1.7595
462668-Lighting - Int. LF | 191.9383 | 159.6234 | 226.9918 | 1215048.6 | 18225729 | -1256.4275 | -18846.4128 | 0.13444 | 1.3055 | 0.066104 | 1.3055 | 0.14203 | 1.3055 | 0.0737 | 1.3055 | 6.1865 | 8.7881 | 1.6889 | 1.8374
462669-Chiller DB | 123.8527 | 22.3626 | 36.4701 | 407291.8966 | 8145837.9324 | 0 | 0 | 0.085334 | 0 | -0.0051277 | 0 | 0.12359 | 0 | 0.03313 | 0 | 1.674 | 2.3989 | 0.97638 | 1.1853
462670-Chiller ROB | 432.0496 | 78.01 | 10.4045 | 1420802.775 | 28416055.5 | 0 | 0 | 0.20723 | 0 | 0.11457 | 0 | 0.20955 | 0 | 0.11689 | 0 | 22.0257 | 28.7948 | 2.1177 | 2.1666
462671-HVAC - ASD and Flow | 1481.4454 | 369.5782 | 431.145 | 5046824.25 | 76933296.4939 | 13484.25 | 205552.5915 | 0.14224 | 0.93222 | 0.056737 | 0.37185 | 0.16918 | 1.1088 | 0.083674 | 0.54839 | 3.4487 | 6.4312 | 1.3951 | 1.7173
462672-HVAC Controlls | 1602.4915 | 399.7758 | 103.545 | 5459190.75 | 79648193.25 | 77307.75 | 1127900.25 | 0.15549 | 1.0144 | 0.070511 | 0.46 | 0.17956 | 1.1714 | 0.094576 | 0.617 | 4.5652 | 10.1849 | 1.5483 | 1.9048
462673-HVAC Distribution | 234.2034 | 58.427 | 90.207 | 797858.1 | 9690784.4826 | -1918.8 | -23305.7448 | 0.018386 | 1.245 | -0.064545 | 1.245 | 0.099965 | 1.245 | 0.017034 | 1.245 | 1.0875 | 2.0279 | 0.73907 | 1.0792
462674-HVAC DXAC/HP_equip | 55.6279 | 13.8776 | 41.3712 | 189506.9475 | 2842604.2125 | 11764.935 | 176474.025 | 0.029161 | 0.19083 | -0.056144 | -0.36741 | 0.071261 | 0.46634 | -0.014044 | -0.091906 | 1.1708 | 1.5541 | 0.78069 | 0.93434
462681-Retro Commissioning (Typical Site) | 677.2744 | 747.7394 | 135.9099 | 4975619.67 | 59324696.0654 | 714218.148 | 8515677.9185 | 0.087103 | 0.83059 | 0.031596 | 0.30129 | 0.099489 | 0.94871 | 0.043983 | 0.41941 | 3.0283 | 4.2558 | 1.3209 | 1.511
462675-HVAC Systems | 29.8117 | 7.4372 | 67.0974 | 101559.1473 | 2031182.946 | 83.9592 | 1679.184 | 0.16171 | 1.0898 | 0.072853 | 0.49095 | 0.17499 | 1.1792 | 0.086127 | 0.5804 | 4.4793 | 6.27 | 1.5383 | 1.7056
462676-Interior Lighting Systems | 32.3422 | 26.897 | 51.6137 | 204739.4876 | 3071092.3133 | -378.2376 | -5673.564 | 0.12971 | 1.3079 | 0.061299 | 1.3079 | 0.14966 | 1.3079 | 0.081243 | 1.3079 | 5.1635 | 14.8514 | 1.5948 | 1.9973
462677-Other Systems | 205.3045 | 51.2176 | 79.3248 | 699408.6021 | 10491129.0315 | 23692.383 | 355385.745 | 0.15539 | 1.0169 | 0.070089 | 0.45867 | 0.16774 | 1.0977 | 0.082434 | 0.53945 | 4.4945 | 6.2217 | 1.5401 | 1.702
462678-Refrigeration Systems | 22.8978 | 17.7202 | 9.8719 | 198605.0138 | 2979075.2063 | 3628.9013 | 54433.5188 | 0.10387 | 1.0707 | 0.049712 | 0.51246 | 0.10641 | 1.0969 | 0.052252 | 0.53864 | 5.5137 | 6.1978 | 1.6442 | 1.7002
462679-Whole Bldg - All Enduses | 1962.6297 | 489.62 | 2005.4179 | 6686069.5044 | 100291042.566 | -1743.5048 | -26152.5713 | 0.15011 | 1.3079 | 0.06481 | 1.3079 | 0.16761 | 1.3079 | 0.082303 | 1.3079 | 4.0107 | 6.1859 | 1.4774 | 1.6972
462680-Design Team & other Incentives | 0 | 0 | 0 | 0 | 0 | 0 | 0 | 0 | 0 | 0 | 0 | 0 | 0 | 0 | 0 | 0 | 0 | 0 | 0
401064-Agriculture - Low Pressure Sprinkler Nozzles (per nozzle) | 0.26477 | 0.29231 | 1.5561 | 1945.125 | 38902.5 | 0 | 0 | 0.11523 | 0 | 0.054744 | 0 | 0.1204 | 0 | 0.059908 | 0 | 5.3503 | 6.646 | 1.6294 | 1.7322
402001-Food Service - Hot Food Holding Cabinet-Full-Size | 0.19376 | 0.21392 | 0.234 | 1423.5 | 17082 | 0 | 0 | 0.016832 | 0 | -0.038729 | 0 | 0.10498 | 0 | 0.049423 | 0 | 1.1485 | 5.1675 | 0.7707 | 1.612
402003-Food Service - Hot Food Holding Cabinet-Half-Size | 1.0657 | 1.1766 | 1.287 | 7829.25 | 93951 | 0 | 0 | 0.039563 | 0 | -0.015998 | 0 | 0.096587 | 0 | 0.041026 | 0 | 1.4366 | 3.8756 | 0.89055 | 1.4602
402005-Food Service - Commercial Gas Fryer | 0 | 0 | 0 | 0 | 0 | 28921.75 | 347061 | 0 | 1.0248 | 0 | 0.49478 | 0 | 1.0716 | 0 | 0.54156 | 5.7219 | 7.2941 | 1.6623 | 1.7733
402007-Food Service-Commercial Gas Large Vat Fryer, Cooking Efficiency >= 50% | 0 | 0 | 0 | 0 | 0 | 4732.65 | 56791.8 | 0 | 1.0248 | 0 | 0.49478 | 0 | 1.0716 | 0 | 0.54156 | 5.7219 | 7.2941 | 1.6623 | 1.7733
402008-Ice Machines 301-400 - Energy Star | 0.051334 | 0.039727 | 0.0455 | 445.25 | 4452.5 | 0 | 0 | 0.054737 | 0 | 0.003889 | 0 | 0.096421 | 0 | 0.045573 | 0 | 1.85 | 5.2454 | 1.0337 | 1.6195
402015-Ice Machines 301-400 - CEE Tier III | 0.23381 | 0.18094 | 0.23205 | 2028 | 24336 | 0 | 0 | -0.31482 | 0 | -0.36702 | 0 | 0.095787 | 0 | 0.043583 | 0 | 0.27981 | 4.6115 | 0.24995 | 1.5536
402017-Ice Machines 501-1000 - CEE Tier III | 0.13542 | 0.1048 | 0.1339 | 1174.55 | 11745.5 | 0 | 0 | 0.063928 | 0 | 0.01308 | 0 | 0.090434 | 0 | 0.039586 | 0 | 2.158 | 4.1511 | 1.1233 | 1.4976
402018-Ice Machines 1001-1500 - CEE Tier III | 1.0914 | 0.84464 | 1.0816 | 9466.6 | 94666 | 0 | 0 | 0.060654 | 0 | 0.0098058 | 0 | 0.096344 | 0 | 0.045496 | 0 | 2.0372 | 5.2277 | 1.0897 | 1.6178
402022-Food Service - Griddle-Electric | 5.2794 | 5.8287 | 8.775 | 38785.5 | 465426 | 0 | 0 | 0.10137 | 0 | 0.045809 | 0 | 0.11631 | 0 | 0.060745 | 0 | 4.5192 | 9.3865 | 1.543 | 1.8749
402025-Food Service - Combination Oven-Gas | 0 | 0 | 0 | 0 | 0 | 1309.75 | 15717 | 0 | -0.70857 | 0 | -1.1883 | 0 | 0.78177 | 0 | 0.30203 | 0.61335 | 3.2843 | 0.48609 | 1.3674
402026-Food Service - Convection Oven-Electric | 5.1541 | 5.6904 | 7.7805 | 37865.1 | 454381.2 | 0 | 0 | 0.077502 | 0 | 0.021941 | 0 | 0.10697 | 0 | 0.051411 | 0 | 2.4714 | 5.6104 | 1.2027 | 1.6527
402027-Food Service - Convection Oven-Gas | 0 | 0 | 0 | 0 | 0 | 4176.9 | 50122.8 | 0 | 0.74475 | 0 | 0.21471 | 0 | 0.9843 | 0 | 0.45426 | 2.4982 | 4.8217 | 1.209 | 1.5768
402029-Food Service-Commercial Gas Rack Oven- Double, Cooking Efficiency >= 50% | 0 | 0 | 0 | 0 | 0 | 2735.2 | 32822.4 | 0 | 0.7594 | 0 | 0.27966 | 0 | 0.9492 | 0 | 0.46946 | 3.0828 | 6.4301 | 1.3312 | 1.7172
402032-Ventilation Control - Retrofit | 62.4832 | 15.5878 | 36.062 | 212860.7 | 3192910.5 | 0 | 0 | 0.14848 | 0 | 0.063178 | 0 | 0.18731 | 0 | 0.102 | 0 | 3.89 | 15.9177 | 1.4622 | 2.0423
402033-Ventilation Control- New | 11.1271 | 2.7759 | 6.422 | 37906.7 | 568600.5 | 0 | 0 | 0.17166 | 0 | 0.086357 | 0 | 0.18731 | 0 | 0.102 | 0 | 7.0872 | 15.9177 | 1.7608 | 2.0423
402034-Water Heating - HE Storage Water Heater | 0.0011191 | 0.0012355 | 0.0027952 | 8.2212 | 123.318 | 152.0922 | 2281.383 | 0.024986 | 0.21984 | -0.032601 | -0.28683 | 0.053033 | 0.46661 | -0.0045539 | -0.040067 | 1.2273 | 1.6476 | 0.80539 | 0.96735
402037-Heating - Space Heating Boilers - Large | 0 | 0 | 0 | 0 | 0 | 368.5392 | 7370.7847 | 0 | 1.0717 | 0 | 0.47284 | 0 | 1.3624 | 0 | 0.76363 | 4.2345 | 34.6129 | 1.5084 | 2.1944
402038-Water Heating -Commercial Boiler | 0 | 0 | 0 | 0 | 0 | 2062.6019 | 41252.0375 | 0 | 1.1786 | 0 | 0.63327 | 0 | 1.1947 | 0 | 0.6493 | 12.8896 | 15.3772 | 1.9826 | 2.0331
402039-Water Heating -Instantaneous - Gas <=200MBtuh | 0.0014912 | 0.0016463 | 0.004103 | 10.9551 | 219.102 | 217.035 | 4340.6998 | 0.1092 | 0.98452 | 0.048706 | 0.43914 | 0.12711 | 1.1461 | 0.066624 | 0.60069 | 4.3572 | 9.7013 | 1.5236 | 1.8872
402046-Tank Insulation - High Temperature Applic. (LF) 2 in | 0 | 0 | 0 | 0 | 0 | 16393.8837 | 180332.7206 | 0 | 1.0499 | 0 | 0.57939 | 0 | 1.0741 | 0 | 0.60356 | 20.9862 | 38.8823 | 2.1076 | 2.2098
402050-High Efficiency Clothes Washer, CEE Tier 3 Models | 0 | 0 | 0 | 0 | 0 | 8.385 | 92.235 | 0 | -0.68085 | 0 | -1.2013 | 0 | 0.08824 | 0 | -0.43218 | 0.64168 | 1.078 | 0.50372 | 0.73831
402051-Steam Trap Replacement, Commercial operating system <12 hrs/day, Dry Cleaners excluded | 0 | 0 | 0 | 0 | 0 | 2780.9877 | 16685.9264 | 0 | 0.55151 | 0 | 0.12452 | 0 | 0.76593 | 0 | 0.33894 | 2.2286 | 4.2667 | 1.1422 | 1.5124
402057-A/C - Reflective Window Film Coastal | 4.3157 | 1.0766 | 8.7975 | 14702.246 | 147022.46 | -742.5678 | -7425.678 | 0.012849 | 1.1968 | -0.06817 | 1.1968 | 0.13302 | 1.1968 | 0.051999 | 1.1968 | 0.73105 | 2.2776 | 0.50147 | 0.93872
402058-A/C - Reflective Window Film Inland | 4.0053 | 0.9992 | 8.1647 | 13644.761 | 136447.61 | -689.1573 | -6891.573 | 0.012849 | 1.1968 | -0.06817 | 1.1968 | 0.13302 | 1.1968 | 0.051999 | 1.1968 | 0.73105 | 2.2776 | 0.50147 | 0.93872
402060-Motors - VFD - HVAC Fans (per Hp) | 47.4541 | 11.8384 | 27.9851 | 161661.5 | 2424922.5 | -290.719 | -4360.7852 | 0.17421 | 1.3079 | 0.088903 | 1.3079 | 0.18904 | 1.3079 | 0.10374 | 1.3079 | 7.699 | 18.256 | 1.78 | 2.0547
402065-Network Power Management Software | 289.1723 | 319.2584 | 226.2777 | 2124414.2311 | 10622071.1554 | 0 | 0 | 0.075106 | 0 | 0.024946 | 0 | 0.090325 | 0 | 0.040165 | 0 | 2.7707 | 4.3212 | 1.2695 | 1.5192
402067-Refrigerator - Early Replacement | 0.52758 | 0.40828 | 0.8151 | 4576 | 22880 | -93.665 | -468.325 | -0.17188 | 1.0911 | -0.21891 | 1.0911 | -0.041445 | 1.0911 | -0.088471 | 1.0911 | 0.31144 | 0.57937 | 0.26694 | 0.44222
402135-Food Service - Steamer-Electric | 13.3406 | 14.7286 | 22.425 | 98007 | 1176084 | 0 | 0 | 0.11867 | 0 | 0.063114 | 0 | 0.12255 | 0 | 0.066991 | 0 | 11.3198 | 17.0774 | 1.9411 | 2.0603
402136-Food Service - Steamer-Gas | 0 | 0 | 0 | 0 | 0 | 9638.2 | 115658.4 | 0 | 0.99078 | 0 | 0.51103 | 0 | 1.0248 | 0 | 0.54504 | 8.4367 | 11.3291 | 1.8337 | 1.9414
402140-Lighting - 8 Ft T-8 with Elec. Ballast | 1.8496 | 1.5382 | 2.9055 | 11708.6024 | 175629.0362 | -36.8238 | -552.3566 | 0.13827 | 1.3079 | 0.069861 | 1.3079 | 0.15297 | 1.3079 | 0.084556 | 1.3079 | 7.0949 | 21.3438 | 1.7271 | 2.0622
402144-Lighting - Remove 8 Ft T-8 (De-Lamp) | 4.152 | 3.5814 | 7.0659 | 28474.6097 | 427119.1458 | -89.5532 | -1343.2977 | 0.14247 | 1.3079 | 0.07698 | 1.3079 | 0.14656 | 1.3079 | 0.081064 | 1.3079 | 13.6095 | 21.6799 | 1.9529 | 2.0631
402145-Lighting - Screw in 14-26 Watt Reflector Lamp | 8.8307 | 7.6172 | 13.2006 | 60562.0224 | 199854.6739 | -179.7935 | -593.3186 | 0.081886 | 1.0552 | 0.026332 | 1.0552 | 0.1123 | 1.0552 | 0.056745 | 1.0552 | 2.6315 | 7.1129 | 1.2235 | 1.7303
402150-Refrigeration - Food Service -Auto Closer for Main Cooler Doors | 0.93691 | 0.72506 | 1.7316 | 8126.352 | 65010.816 | 0 | 0 | 0.085067 | 0 | 0.035606 | 0 | 0.098364 | 0 | 0.048904 | 0 | 3.7605 | 6.6152 | 1.4435 | 1.7301
402151-Refrigeration - Food Service -Auto Closer for Main Freezer Doors | 0.40625 | 0.31439 | 0.1924 | 3523.598 | 28188.784 | 0 | 0 | 0.10404 | 0 | 0.054577 | 0 | 0.10915 | 0 | 0.059688 | 0 | 9.7835 | 17.2102 | 1.8902 | 2.0622
402152-Refrigeration - New Refrigeration Case w/Doors-Low Temperature Case | 1.982 | 1.5339 | 6.4995 | 17191.2 | 206294.4 | 3272.3601 | 39268.3214 | -0.10053 | -1.0207 | -0.15273 | -1.5507 | 0.026053 | 0.26453 | -0.026151 | -0.26552 | 0.54888 | 1.2707 | 0.4447 | 0.82385
402153-Refrigeration - New Refrigeration Case w/Doors-Medium Temperature Case | 0.14523 | 0.11239 | 0.47625 | 1259.7 | 15116.4 | 239.785 | 2877.4201 | -0.078524 | -0.79728 | -0.13073 | -1.3273 | 0.081058 | 0.823 | 0.028853 | 0.29295 | 0.60901 | 2.9649 | 0.48337 | 1.3087
402156-Refrigeration - Night Covers for Display Cases Med Temp | 0.19236 | 0.14886 | -0.4494 | 1668.4199 | 8342.0997 | 164.151 | 820.755 | -0.30537 | -3.024 | -0.3524 | -3.4897 | 0.05973 | 0.59148 | 0.012704 | 0.1258 | 0.26514 | 2.184 | 0.23818 | 1.1303
402159-Food Service - Glass-Door Reach In Freezer >50' | 0.20241 | 0.15664 | 0.1807 | 1755.65 | 21067.8 | 0 | 0 | -0.083418 | 0 | -0.13562 | 0 | -0.013857 | 0 | -0.066061 | 0 | 0.59453 | 0.89824 | 0.4742 | 0.6493
402161-Food Service - Glass-Door Reach In Freezer 30-49' | 0.1017 | 0.078703 | 0.1007 | 882.0955 | 10585.146 | 0 | 0 | -0.06677 | 0 | -0.11897 | 0 | 0.054557 | 0 | 0.0023522 | 0 | 0.64687 | 1.8052 | 0.50691 | 1.0196
402162-Food Service - Glass-Door Reach In Refrigerator <15' | 0.053339 | 0.041278 | 0.052813 | 462.6375 | 5551.65 | 0 | 0 | 0.048727 | 0 | -0.0034772 | 0 | 0.10293 | 0 | 0.050729 | 0 | 1.6622 | 6.3119 | 0.97236 | 1.7087
402164-Food Service - Glass-Door Reach In Refrigerator 15-29' | 0.097378 | 0.075359 | 0.0871 | 844.61 | 10135.32 | 0 | 0 | -0.090284 | 0 | -0.14249 | 0 | 0.094006 | 0 | 0.041802 | 0 | 0.57532 | 4.3213 | 0.4619 | 1.5192
402165-Food Service - Glass-Door Reach In Refrigerator 30-49' | 0.3051 | 0.23611 | 0.30209 | 2646.2865 | 31755.438 | 0 | 0 | -0.046444 | 0 | -0.098649 | 0 | 0.10537 | 0 | 0.053168 | 0 | 0.72478 | 7.2209 | 0.55354 | 1.769
402166-Food Service - Solid-Door Reach In Freezer <15' | 0.044039 | 0.034081 | 0.039 | 381.9725 | 4583.67 | 0 | 0 | -0.010216 | 0 | -0.06242 | 0 | 0.091018 | 0 | 0.038813 | 0 | 0.92292 | 3.9086 | 0.6621 | 1.4648
402168-Food Service - Solid-Door Reach In Freezer 15-29' | 0.89992 | 0.69643 | 0.7995 | 7805.525 | 93666.3 | 0 | 0 | 0.053897 | 0 | 0.0016925 | 0 | 0.09934 | 0 | 0.047136 | 0 | 1.7878 | 5.3247 | 1.014 | 1.627
402169-Food Service - Solid-Door Reach In Freezer 30-49' | 1.2451 | 0.96358 | 1.1076 | 10799.62 | 129595.44 | 0 | 0 | 0.074851 | 0 | 0.022646 | 0 | 0.095747 | 0 | 0.043543 | 0 | 2.5771 | 4.6045 | 1.2272 | 1.5528
402170-Food Service - Solid-Door Reach In Refrigerator <15' | 0.2336 | 0.18078 | 0.2093 | 2026.115 | 24313.38 | 0 | 0 | 0.079156 | 0 | 0.026951 | 0 | 0.10166 | 0 | 0.049458 | 0 | 2.8342 | 5.9235 | 1.2826 | 1.6789
402171-Food Service - Solid-Door Reach In Refrigerator >50' | 0.10121 | 0.078322 | 0.09035 | 877.825 | 10533.9 | 0 | 0 | -0.039844 | 0 | -0.092048 | 0 | 0.095077 | 0 | 0.042873 | 0 | 0.75428 | 4.4912 | 0.57059 | 1.5397
402172-Food Service - Solid-Door Reach In Refrigerator 15-29' | 0.29213 | 0.22608 | 0.2613 | 2533.83 | 30405.96 | 0 | 0 | -0.087453 | 0 | -0.13966 | 0 | 0.10108 | 0 | 0.048878 | 0 | 0.58309 | 5.7617 | 0.46689 | 1.6656
402173-Food Service - Solid-Door Reach In Refrigerator 30-49' | 0.070572 | 0.054614 | 0.0624 | 612.105 | 7345.26 | 0 | 0 | -0.062491 | 0 | -0.1147 | 0 | 0.097901 | 0 | 0.045696 | 0 | 0.66185 | 5.0107 | 0.51606 | 1.5964
402175-Lighting - Exterior Compact Fluorescent Fixture <=70 watts | 1.0594 | 0.88102 | 1.4901 | 6706.3095 | 100594.642 | -19.8473 | -297.7102 | 0.044704 | 1.3079 | -0.023709 | 1.3079 | 0.14812 | 1.3079 | 0.079706 | 1.3079 | 1.3533 | 12.8562 | 0.85011 | 1.9411
402176-Lighting - Exterior Induction Fixture <=100 watts | 71.3883 | 59.3693 | 0 | 451917.375 | 6778760.625 | 0 | 0 | 0.089446 | 0 | 0.021033 | 0 | 0.1472 | 0 | 0.078789 | 0 | 2.2627 | 12.2507 | 1.151 | 1.9668
402177-Lighting - Exterior Induction Fixture <=120 watts | 0.88407 | 0.73522 | 0 | 5596.5 | 83947.5 | 0 | 0 | 0.016457 | 0 | -0.051956 | 0 | 0.13786 | 0 | 0.069443 | 0 | 1.1144 | 7.1462 | 0.7552 | 1.7644
402178-Lighting - Exterior Induction Fixture <=180 watts | 22.919 | 19.0604 | 0 | 145086.942 | 2176304.13 | 0 | 0 | -0.052562 | 0 | -0.12097 | 0 | 0.13697 | 0 | 0.068556 | 0 | 0.75306 | 6.8743 | 0.56988 | 1.7474
402179-Lighting - Exterior Induction Fixture <=250 watts | 4.3782 | 3.6411 | 0 | 27716 | 415740 | 0 | 0 | 0.083575 | 0 | 0.015163 | 0 | 0.1433 | 0 | 0.074889 | 0 | 2.0895 | 9.4376 | 1.1045 | 1.877
402180-Lighting - Exterior Induction Fixture <=70 watts | 1.8439 | 1.5335 | 0 | 11672.7 | 175090.5 | 0 | 0 | 0.060544 | 0 | -0.0078691 | 0 | 0.14684 | 0 | 0.078431 | 0 | 1.607 | 11.924 | 0.9532 | 1.9582
402181-Lighting - Exterior Pulse Start/Ceramic Metal Halide Fixtures <=100 watts | 0.30942 | 0.25733 | 0 | 1958.775 | 29381.625 | 0 | 0 | 0.093184 | 0 | 0.024771 | 0 | 0.15655 | 0 | 0.088135 | 0 | 2.3887 | 42.8773 | 1.1828 | 2.2215
402182-Lighting - Exterior Pulse Start/Ceramic Metal Halide Fixtures <=125 watts | 0.058938 | 0.049015 | 0 | 373.1 | 5596.5 | 0 | 0 | 0.023186 | 0 | -0.045227 | 0 | 0.15468 | 0 | 0.086265 | 0 | 1.1691 | 28.5849 | 0.77993 | 2.1654
402183-Lighting - Exterior Pulse Start/Ceramic Metal Halide Fixtures <=175 watts | 0.52089 | 0.43319 | 0 | 3297.4305 | 49461.4575 | 0 | 0 | -0.047232 | 0 | -0.11565 | 0 | 0.15029 | 0 | 0.08188 | 0 | 0.7724 | 16.0401 | 0.58089 | 2.0443
402184-Lighting - Exterior Pulse Start/Ceramic Metal Halide Fixtures <=250 watts | 2.7145 | 2.2575 | 0 | 17183.92 | 257758.8 | 0 | 0 | 0.089237 | 0 | 0.020824 | 0 | 0.15746 | 0 | 0.089042 | 0 | 2.256 | 56.6253 | 1.1493 | 2.2498
402185-Lighting - Exterior Pulse Start/Ceramic Metal Halide Fixtures <=70 watts | 1.1063 | 0.92008 | 0 | 7003.62 | 105054.3 | 0 | 0 | 0.064845 | 0 | -0.0035675 | 0 | 0.1576 | 0 | 0.089184 | 0 | 1.6794 | 59.6199 | 0.97823 | 2.2543
402186-Lighting - Exterior Pulse Start/Ceramic Metal Halide Fixtures <=750 watts | 2.014 | 1.6749 | 0 | 12749.36 | 191240.4 | 0 | 0 | 0.088859 | 0 | 0.020446 | 0 | 0.15651 | 0 | 0.088099 | 0 | 2.2441 | 42.469 | 1.1462 | 2.2204
402187-Lighting - Interior Compact Fluorescent Fixture <=128 watts | 0.21731 | 0.18072 | 0.30566 | 1375.6532 | 20634.7984 | -4.0713 | -61.0688 | 0.084245 | 1.3079 | 0.015832 | 1.3079 | 0.14812 | 1.3079 | 0.079706 | 1.3079 | 2.057 | 12.8562 | 1.0828 | 1.9411
402191-Lighting - Interior Compact Fluorescent Fixture <=70 watts | 2.7028 | 2.2477 | 3.8016 | 17109.687 | 256645.3047 | -50.6362 | -759.5427 | -0.016534 | 1.3079 | -0.084947 | 1.3079 | 0.14204 | 1.3079 | 0.073623 | 1.3079 | 0.8846 | 8.5708 | 0.63782 | 1.8049
402197-Lighting - Interior Linear Fluorescent Fixture <=128 watts replacing 101-175 Watts | 13.801 | 11.4775 | 21.6797 | 87366.2296 | 1310493.4435 | -274.7684 | -4121.5263 | 0.046096 | 1.3079 | -0.022317 | 1.3079 | 0.14275 | 1.3079 | 0.074332 | 1.3079 | 1.3677 | 8.9034 | 0.85526 | 1.8169
402198-Lighting - Interior Linear Fluorescent Fixture <=192 watts replacing 176-399 Watts | 10.2292 | 8.507 | 16.0688 | 64755.0591 | 971325.8867 | -203.6559 | -3054.838 | 0.092978 | 1.3079 | 0.024565 | 1.3079 | 0.14538 | 1.3079 | 0.076971 | 1.3079 | 2.3203 | 10.4799 | 1.1507 | 1.8745
402199-Lighting - Interior Linear Fluorescent Fixture <=244 watts replacing 400 Watts (Tier 1) | 32.9142 | 27.3727 | 51.2671 | 208360.62 | 3125409.3 | -658.476 | -9877.1398 | 0.07282 | 1.3079 | 0.0044073 | 1.3079 | 0.13758 | 1.3079 | 0.069168 | 1.3079 | 1.7853 | 6.8775 | 1.0018 | 1.7137
402200-Lighting - Interior Linear Fluorescent Fixture <=600 watts replacing >=400 Watts (Tier 1) | 0.7436 | 0.61841 | 1.1602 | 4707.3 | 70609.5 | -14.9838 | -224.757 | 0.048305 | 1.3079 | -0.020108 | 1.3079 | 0.12251 | 1.3079 | 0.054096 | 1.3079 | 1.3942 | 4.1327 | 0.86546 | 1.4702
402201-Lighting - Interior Linear Fluorescent Fixture <=64 watts replacing <=100 Watts | 4.6099 | 3.8338 | 7.2416 | 29182.6653 | 437739.9788 | -91.78 | -1376.7004 | -0.01316 | 1.3079 | -0.081573 | 1.3079 | 0.14476 | 1.3079 | 0.076352 | 1.3079 | 0.90041 | 10.0621 | 0.64572 | 1.8607
402202-Lighting - Interior Linear Fluorescent Fixture 245-360 watts replacing 400 Watts (Tier 2) | 4.0964 | 3.4067 | 6.4349 | 25931.9776 | 388979.6644 | -81.5566 | -1223.3483 | 0.081256 | 1.3079 | 0.012843 | 1.3079 | 0.14413 | 1.3079 | 0.075717 | 1.3079 | 1.9761 | 9.6668 | 1.0592 | 1.8467
402207-Lighting - Interior Pulse Start/Ceramic Metal Halide Fixtures <=70 watts | 0.1355 | 0.11269 | 0.21285 | 857.7731 | 12866.5961 | -2.6977 | -40.4657 | -0.29428 | 1.3079 | -0.3627 | 1.3079 | 0.14748 | 1.3079 | 0.079068 | 1.3079 | 0.34356 | 12.1965 | 0.29862 | 1.9229
402221-Lighting - T8 to 4ft 25 Watt Lamp | 79.2696 | 68.3766 | 134.9023 | 543638.4636 | 8154576.9546 | -1709.7531 | -25646.2961 | 0.1374 | 1.3079 | 0.071911 | 1.3079 | 0.14078 | 1.3079 | 0.075288 | 1.3079 | 9.3094 | 11.7919 | 1.8315 | 1.9107
402222-Lighting - T8 to 4ft 28 Watt Lamp | 30.8648 | 26.6234 | 52.5261 | 211673.4776 | 3175102.1635 | -665.717 | -9985.7555 | 0.11996 | 1.3079 | 0.054463 | 1.3079 | 0.13375 | 1.3079 | 0.068253 | 1.3079 | 4.4591 | 7.5805 | 1.5087 | 1.7529
402244-Pipe Insulation - Hot Water Applic. >=1 in. | 0 | 0 | 0 | 0 | 0 | 2335.619 | 25691.8085 | 0 | 0.97558 | 0 | 0.50502 | 0 | 1.0419 | 0 | 0.57139 | 8.6878 | 18.214 | 1.8453 | 2.0759
402246-Pipe Insulation - Low Pressure (<=15 psi) Steam Applic. >=1 in. | 0 | 0 | 0 | 0 | 0 | 11322.4512 | 124546.9637 | 0 | 1.0213 | 0 | 0.55072 | 0 | 1.0494 | 0 | 0.57888 | 13.5771 | 20.7866 | 1.9981 | 2.1056
402250-Refrigeration - Vending Machine Controller | 0.1208 | 0.093488 | 0 | 1047.8 | 5239 | 0 | 0 | 0.07076 | 0 | 0.023734 | 0 | 0.088288 | 0 | 0.041262 | 0 | 2.7951 | 5.0332 | 1.2746 | 1.5987
402255-Refrigeration - Anti-Sweat Heater Controls | 1.7199 | 1.331 | 0.22807 | 14917.5 | 179010 | 0 | 0 | 0.10045 | 0 | 0.048243 | 0 | 0.10528 | 0 | 0.053079 | 0 | 5.5944 | 7.1832 | 1.6513 | 1.7667
402256-Refrigeration - Food Service -Evaporator Fan Controller for Walk-In Coolers | 1.3331 | 1.0316 | 1.5889 | 11562.3202 | 184997.124 | 0 | 0 | 0.096838 | 0 | 0.042073 | 0 | 0.11849 | 0 | 0.063721 | 0 | 4.0769 | 13.0611 | 1.4879 | 1.9866
402257-Lighting - Exterior LED Fixtures <=130 watts | 4.0627 | 3.3787 | 0 | 25718.875 | 411502 | 0 | 0 | -0.57556 | 0 | -0.6447 | 0 | 0.1023 | 0 | 0.033168 | 0 | 0.21961 | 2.7144 | 0.20079 | 1.2575
402258-Lighting - Exterior LED Fixtures <=110 watts | 9.6637 | 8.0367 | 0 | 61175.52 | 978808.32 | 0 | 0 | -0.48608 | 0 | -0.55521 | 0 | 0.1081 | 0 | 0.03897 | 0 | 0.24994 | 3.0067 | 0.22584 | 1.3168
402259-Lighting - Exterior LED Fixtures <=192watts | 38.3625 | 31.9037 | 0 | 242850.321 | 3885605.136 | 0 | 0 | -0.54556 | 0 | -0.61469 | 0 | 0.10392 | 0 | 0.03479 | 0 | 0.22893 | 2.7902 | 0.20855 | 1.2735
402260-Lighting - Exterior LED Fixtures <=350 watts | 0.79939 | 0.6648 | 0 | 5060.475 | 80967.6 | 0 | 0 | -0.82748 | 0 | -0.89661 | 0 | 0.094635 | 0 | 0.025502 | 0 | 0.1637 | 2.4054 | 0.15301 | 1.1869
402261-Lighting - Exterior LED Fixtures <=80 watts | 10.7296 | 8.9232 | 0 | 67922.82 | 1086765.12 | 0 | 0 | -0.50898 | 0 | -0.57811 | 0 | 0.11708 | 0 | 0.047948 | 0 | 0.24141 | 3.6081 | 0.21886 | 1.4205
402262-Lighting - Interior LED Fixtures <=110 watts | 7.1091 | 5.9122 | 11.1675 | 45003.5861 | 720057.3773 | -141.5371 | -2264.5938 | -0.14605 | 1.3288 | -0.21518 | 1.3288 | 0.13642 | 1.3288 | 0.067286 | 1.3288 | 0.51227 | 6.175 | 0.41837 | 1.6665
402266-Lighting - LED System <=15 watts Surface/Pendant/Recessed Down Lighting | 16.3049 | 13.5598 | 22.9339 | 103216.7266 | 1651467.6259 | -305.4703 | -4887.5243 | -0.054964 | 1.3288 | -0.1241 | 1.3288 | 0.13916 | 1.3288 | 0.070028 | 1.3288 | 0.72851 | 6.9281 | 0.55245 | 1.7189
402269-Lighting - Linear LED Systems (T8 Basecase) | 0.068991 | 0.057376 | 0.10838 | 436.7416 | 6987.8656 | -1.3736 | -21.977 | -2.1517 | 1.3288 | -2.2208 | 1.3288 | -0.60924 | 1.3288 | -0.67837 | 1.3288 | 0.068201 | 0.2046 | 0.066222 | 0.18777
402270-Lighting - Premium Tier 5' Case Door | 6.5807 | 5.4727 | 6.3801 | 41658.3 | 333266.4 | 0 | 0 | 0.021431 | 0 | -0.041406 | 0 | 0.11292 | 0 | 0.050081 | 0 | 1.1704 | 4.2917 | 0.78049 | 1.5155
402271-Lighting - Premium Tier 6' Case Door | 28.6294 | 23.8093 | 27.6408 | 181235.7 | 1449885.6 | 0 | 0 | 0.060691 | 0 | -0.0021465 | 0 | 0.11677 | 0 | 0.053927 | 0 | 1.7014 | 4.8336 | 0.98563 | 1.578
402273-Lighting - Standard Tier 5' Case Door | 0.5827 | 0.4846 | 0.56875 | 3688.75 | 29510 | 0 | 0 | -0.031636 | 0 | -0.094474 | 0 | 0.098984 | 0 | 0.036147 | 0 | 0.82312 | 3.052 | 0.60912 | 1.3254
402402-Heating - Greenhouse Heat Curtain | 0.14317 | 0.035716 | 0 | 487.7262 | 2438.6312 | 1145.8629 | 5729.3143 | 0.051931 | 0.31909 | -0.023857 | -0.14659 | 0.10736 | 0.65967 | 0.031571 | 0.19399 | 1.4133 | 2.5292 | 0.88156 | 1.2162
402403-Heating - Infrared Film for Greenhouse | 0.24224 | 0.060431 | 0 | 825.2234 | 4126.1169 | 12142.5722 | 60712.8608 | 0.14067 | 0.86432 | 0.064878 | 0.39864 | 0.14242 | 0.87512 | 0.066635 | 0.40944 | 4.8122 | 5.0528 | 1.5757 | 1.6007
402411-Lighting - Remove 4 Ft T-8 (De-Lamp 32W) | 29.5216 | 25.4648 | 50.2403 | 202461.6756 | 3036925.1335 | -636.7457 | -9551.186 | 0.12516 | 1.3079 | 0.059666 | 1.3079 | 0.1473 | 1.3079 | 0.081806 | 1.3079 | 5.2793 | 24.2964 | 1.5924 | 2.0845
402422-LED MR16 Up to 6 watt Interior LED Integral Lamp | 4.09 | 3.528 | 6.2324 | 28049.8338 | 224398.6704 | -83.0136 | -664.1087 | 0.053663 | 1.1538 | -0.0064032 | 1.1538 | 0.10382 | 1.1538 | 0.043757 | 1.1538 | 1.5771 | 3.7206 | 0.93327 | 1.416
402423-LED MR16 7 -10 watt Interior lamp | 22.5963 | 19.4912 | 33.1406 | 154967.6427 | 1239741.1418 | -387.4191 | -3099.3529 | 0.093281 | 1.1538 | 0.033215 | 1.1538 | 0.11256 | 1.1538 | 0.052493 | 1.1538 | 2.9052 | 4.8932 | 1.2821 | 1.5622
402424-LED Integral PAR-20 lamp Up to 10 watt Interior | 13.1517 | 11.3444 | 20.0406 | 90195.4363 | 604122.145 | -266.9337 | -1787.9016 | 0.074245 | 1.1267 | 0.015326 | 1.1267 | 0.10463 | 1.1267 | 0.045716 | 1.1267 | 2.1115 | 4.0323 | 1.0977 | 1.459
402425-LED Integral PAR-30 lamp Up to 15 watt Interior | 21.256 | 18.335 | 32.39 | 145775.3267 | 2332405.2272 | -431.4226 | -6902.7615 | 0.080259 | 1.3288 | 0.014064 | 1.3288 | 0.13801 | 1.3288 | 0.071811 | 1.3288 | 2.02 | 8.8475 | 1.0718 | 1.815
402426-LED Integral PAR30 lamp 16-21watt | 7.8759 | 6.7936 | 12.0014 | 54013.8436 | 864221.497 | -159.8542 | -2557.6666 | 0.13216 | 1.3288 | 0.065964 | 1.3288 | 0.14014 | 1.3288 | 0.073946 | 1.3288 | 6.5918 | 10.1114 | 1.696 | 1.8628
402427-LED Integral PAR38 lamp Up to 16 watt | 5.6032 | 4.8332 | 8.5382 | 38427.1227 | 614833.9637 | -113.7252 | -1819.6033 | 0.099342 | 1.3288 | 0.033147 | 1.3288 | 0.13828 | 1.3288 | 0.07208 | 1.3288 | 2.7114 | 8.9892 | 1.2396 | 1.8209
402428-LED Integral PAR38 lamp 17-22 watt | 160.7412 | 138.6526 | 244.9388 | 1102378.0834 | 17638049.3338 | -3262.4918 | -52199.8694 | 0.13034 | 1.3288 | 0.064147 | 1.3288 | 0.14124 | 1.3288 | 0.075047 | 1.3288 | 6.1079 | 10.9154 | 1.6621 | 1.8884
402429-LED Integral PAR38 lamp 23-25 watt | 2.7903 | 2.4069 | 4.2519 | 19136.364 | 306181.8243 | -56.6341 | -906.1462 | 0.13231 | 1.3288 | 0.066113 | 1.3288 | 0.14486 | 1.3288 | 0.07866 | 1.3288 | 6.6347 | 14.7679 | 1.6988 | 1.9777
461831-LED Integral Candelabra lamp Up to 4 watt | 28.0316 | 24.1796 | 42.7148 | 192243.3664 | 3075893.862 | -568.9449 | -9103.1188 | 0.13193 | 1.3288 | 0.065732 | 1.3288 | 0.14641 | 1.3288 | 0.080214 | 1.3288 | 6.5256 | 17.4116 | 1.6916 | 2.0188
461832-LED Integral A-lamp Up to 7 watt Interior | 1.2632 | 1.0896 | 1.9249 | 8663.1965 | 138611.1445 | -25.6388 | -410.2202 | 0.088707 | 1.3288 | 0.022511 | 1.3288 | 0.134 | 1.3288 | 0.067801 | 1.3288 | 2.277 | 7.1657 | 1.1401 | 1.7317
461833-LED Integral A-lamp 8-10 watt Interior | 17.5453 | 15.1343 | 26.7357 | 120327.4921 | 1925239.8742 | -356.1096 | -5697.7542 | 0.12234 | 1.3288 | 0.05614 | 1.3288 | 0.14454 | 1.3288 | 0.078348 | 1.3288 | 4.6147 | 14.3315 | 1.5276 | 1.9697
461834-LED Integral A-lamp Up to 11 watt Interior | 10.8053 | 9.3205 | 16.4652 | 74103.8344 | 1185661.3506 | -219.3106 | -3508.969 | 0.12962 | 1.3288 | 0.063421 | 1.3288 | 0.13208 | 1.3288 | 0.065883 | 1.3288 | 5.9337 | 6.5686 | 1.6489 | 1.6944
461835-LED Integral A-lamp 12-17 watt Interior | 90.93 | 78.4347 | 138.5599 | 623606.5613 | 9977704.9807 | -1845.5658 | -29529.0531 | 0.12553 | 1.3288 | 0.059329 | 1.3288 | 0.134 | 1.3288 | 0.067801 | 1.3288 | 5.1125 | 7.1657 | 1.5785 | 1.7317
461836-LED Integral A-lamp 18-30 watt Interior | 11.4317 | 9.8608 | 17.4197 | 78399.5355 | 1254392.5672 | -232.0237 | -3712.3792 | 0.12473 | 1.3288 | 0.058536 | 1.3288 | 0.14103 | 1.3288 | 0.074832 | 1.3288 | 4.979 | 10.7486 | 1.5655 | 1.8834
461838-High Density Universal Holding Cabinets - 24 hr operation | 2.3464 | 2.5905 | 4.3875 | 17238 | 206856 | 0 | 0 | -0.01045 | 0 | -0.066011 | 0 | 0.10313 | 0 | 0.04757 | 0 | 0.92569 | 4.8136 | 0.66353 | 1.5759
416172-Pkg AC <65k Single Phase SEER = 14.0-UP Stream | 0.5312 | 0.13252 | 0.40794 | 1809.648 | 27144.72 | -11.502 | -172.53 | 0.14604 | 1.3079 | 0.060733 | 1.3079 | 0.17524 | 1.3079 | 0.089933 | 1.3079 | 3.5588 | 7.7788 | 1.3768 | 1.7425
416176-Pkg AC <65k Three Phase SEER = 14.0-UP Stream | 0.84107 | 0.20982 | 0.6459 | 2865.276 | 42979.14 | -18.2115 | -273.1725 | 0.14604 | 1.3079 | 0.060733 | 1.3079 | 0.17524 | 1.3079 | 0.089933 | 1.3079 | 3.5588 | 7.7788 | 1.3768 | 1.7425
416177-Pkg AC <65k Three Phase SEER = 14.0-Rebate | 0.73532 | 0.18344 | 0.56469 | 2505.022 | 37575.33 | -15.9217 | -238.8262 | 0.13609 | 1.3079 | 0.050788 | 1.3079 | 0.16577 | 1.3079 | 0.080462 | 1.3079 | 3.0038 | 5.618 | 1.2849 | 1.6043
416178-Pkg AC or HP <65k Single Phase SEER = 15.0 or 12.5 EER-UP Stream | 5.2047 | 1.2984 | 5.37 | 17730.691 | 265960.3643 | -249.9891 | -3749.8367 | 0.091749 | 1.3079 | 0.0064443 | 1.3079 | 0.11818 | 1.3079 | 0.032876 | 1.3079 | 1.6781 | 2.2211 | 0.93798 | 1.0864
416179-Pkg AC or HP <65k Single Phase SEER = 15.0 or 12.5 EER-Rebate | 6.448 | 1.6086 | 6.6529 | 21966.356 | 329495.3402 | -309.7087 | -4645.6311 | 0.058763 | 1.3079 | -0.026542 | 1.3079 | 0.086765 | 1.3079 | 0.0014605 | 1.3079 | 1.2858 | 1.6041 | 0.80132 | 0.91442
416180-Pkg AC or HP <65k Single Phase SEER = 16.0 or 13 EER-UP Stream | 2.6964 | 0.67266 | 2.1687 | 9185.6552 | 137784.8274 | -164.5773 | -2468.6601 | 0.03343 | 1.3079 | -0.051874 | 1.3079 | 0.086666 | 1.3079 | 0.0013615 | 1.3079 | 1.0601 | 1.5586 | 0.70085 | 0.88881
416181-Pkg AC or HP <65k Single Phase SEER = 16.0 or 13 EER-Rebate | 0.2782 | 0.069402 | 0.22375 | 947.7263 | 14215.8949 | -16.9802 | -254.703 | -0.012283 | 1.3079 | -0.097588 | 1.3079 | 0.04313 | 1.3079 | -0.042175 | 1.3079 | 0.83164 | 1.1257 | 0.59314 | 0.72893
416195-Pkg HP <65k Single Phase SEER = 14.0-Rebate | 0.082002 | 0.018826 | 0.089531 | 251.5175 | 3772.7625 | -0.00030459 | -0.0045689 | 0.078136 | 1.3079 | -0.014144 | 1.3079 | 0.14238 | 1.3079 | 0.050103 | 1.3079 | 1.5659 | 2.9287 | 0.93859 | 1.3016
416198-Pkg HP <65k Three Phase SEER = 14.0-UP Stream | 0.2725 | 0.062559 | 0.29752 | 835.812 | 12537.18 | -0.0010122 | -0.015183 | 0.099668 | 1.3079 | 0.0073874 | 1.3079 | 0.16289 | 1.3079 | 0.070609 | 1.3079 | 1.8552 | 4.0552 | 1.0354 | 1.485
416202-Pkg AC 135-239k EER=11.5-UP Stream | 0.52667 | 0.13139 | 0.85554 | 1794.1896 | 26912.8446 | -20.093 | -301.3945 | -0.021785 | 1.3079 | -0.10709 | 1.3079 | 0.041513 | 1.3079 | -0.043792 | 1.3079 | 0.83563 | 1.1697 | 0.6034 | 0.76016
416204-Pkg AC 135-239k EER=12.0 ER-Rebate | 9.1985 | 2.2948 | 10.2291 | 31336.56 | 470048.4 | -187.0992 | -2806.4879 | 0.13084 | 1.1888 | 0.052891 | 1.1888 | 0.15447 | 1.1888 | 0.076522 | 1.1888 | 3.3992 | 6.2524 | 1.3569 | 1.6591
416205-Pkg AC 135-239k EER=12.0-UP Stream | 0.54865 | 0.13687 | 0.5767 | 1869.075 | 28036.125 | -20.6077 | -309.1162 | 0.11536 | 1.3079 | 0.030056 | 1.3079 | 0.15019 | 1.3079 | 0.064887 | 1.3079 | 2.1946 | 3.7335 | 1.0921 | 1.3739
416206-Pkg AC 135-239k EER=12.0-Rebate | 0.4755 | 0.11862 | 0.4998 | 1619.865 | 24297.975 | -17.86 | -267.9007 | 0.095302 | 1.3079 | 0.0099973 | 1.3079 | 0.13109 | 1.3079 | 0.045783 | 1.3079 | 1.7735 | 2.6964 | 0.9767 | 1.2035
416220-Pkg AC 65-89k EER=12.0 ER-Rebate | 0.53086 | 0.13243 | 0.53423 | 1808.469 | 27127.035 | -7.0445 | -105.6673 | 0.13946 | 1.1882 | 0.061299 | 1.1882 | 0.15237 | 1.1882 | 0.074211 | 1.1882 | 4.0947 | 5.814 | 1.4676 | 1.6416
416221-Pkg AC 65-89k EER=12.0-UP Stream | 0.36689 | 0.091529 | 0.62724 | 1249.884 | 18748.26 | -8.2048 | -123.0714 | 0.15901 | 1.3079 | 0.073708 | 1.3079 | 0.16421 | 1.3079 | 0.078904 | 1.3079 | 4.6825 | 5.365 | 1.5162 | 1.5814
416222-Pkg AC 65-89k EER=12.0-Rebate | 0.33122 | 0.08263 | 0.56626 | 1128.3675 | 16925.5125 | -7.4071 | -111.1061 | 0.14461 | 1.3079 | 0.059309 | 1.3079 | 0.1505 | 1.3079 | 0.065192 | 1.3079 | 3.4622 | 3.8747 | 1.3609 | 1.4203
416224-Pkg AC 90-134k EER=11.5-UP Stream | 0.19808 | 0.049414 | 0.30468 | 674.784 | 10121.76 | -4.8922 | -73.3828 | 0.10632 | 1.3079 | 0.021012 | 1.3079 | 0.15584 | 1.3079 | 0.070531 | 1.3079 | 2.0352 | 4.3243 | 1.0645 | 1.472
416226-Pkg AC 90-134k EER=12.0 ER-UP Stream | 0.77905 | 0.19435 | 0.98534 | 2653.98 | 39809.7 | -12.9717 | -194.5755 | 0.1175 | 1.1884 | 0.038657 | 1.1884 | 0.15613 | 1.1884 | 0.07729 | 1.1884 | 2.6651 | 6.2668 | 1.2265 | 1.6676
416227-Pkg AC 90-134k EER=12.0 ER-Rebate | 1.7534 | 0.43743 | 2.2177 | 5973.324 | 89599.86 | -29.1955 | -437.9319 | 0.1175 | 1.1884 | 0.038657 | 1.1884 | 0.15613 | 1.1884 | 0.07729 | 1.1884 | 2.6651 | 6.2668 | 1.2265 | 1.6676
416228-Pkg AC 90-134k EER=12.0-UP Stream | 3.3175 | 0.82763 | 5.6717 | 11301.768 | 169526.52 | -74.1895 | -1112.8429 | 0.097841 | 1.3079 | 0.012536 | 1.3079 | 0.16421 | 1.3079 | 0.078904 | 1.3079 | 1.8749 | 5.365 | 1.0211 | 1.5814
416229-Pkg AC 90-134k EER=12.0-Rebate | 2.8155 | 0.7024 | 4.8135 | 9591.6535 | 143874.8025 | -62.9636 | -944.4543 | 0.083443 | 1.3079 | -0.0018622 | 1.3079 | 0.1505 | 1.3079 | 0.065192 | 1.3079 | 1.643 | 3.8747 | 0.94821 | 1.4203
416240-Pkg HP 240-759k EER=10.5-UP Stream | 3.2812 | 0.75329 | 9.5658 | 10064.25 | 150963.75 | 0 | 0 | 0.015977 | 0 | -0.076303 | 0 | 0.16086 | 0 | 0.068578 | 0 | 1.0798 | 3.9064 | 0.73914 | 1.4645
416281-Packaged Terminal AC 7-15k ER-Rebate | 0.35901 | 0.089563 | 0.51744 | 1223.04 | 18345.6 | 0 | 0 | 0.11406 | 0 | 0.030991 | 0 | 0.16899 | 0 | 0.085919 | 0 | 2.4157 | 7.5903 | 1.1894 | 1.7903
416282-Packaged Terminal AC 7-15k-Rebate | 0.17611 | 0.043935 | 0.25416 | 599.963 | 8999.445 | 0 | 0 | 0.086955 | 0 | 0.0016503 | 0 | 0.18363 | 0 | 0.098325 | 0 | 1.7701 | 12.3127 | 1.0083 | 1.9684
416287-Packaged Terminal HP 7-15k ER-Rebate | 28.0799 | 6.4464 | 35.7482 | 86126.976 | 1291904.64 | 0 | 0 | 0.06842 | 0 | -0.021652 | 0 | 0.1585 | 0 | 0.068428 | 0 | 1.4798 | 4.0172 | 0.90695 | 1.4798
416288-Packaged Terminal HP 7-15k-Rebate | 1.4237 | 0.32685 | 1.8153 | 4366.908 | 65503.62 | 0 | 0 | 0.09015 | 0 | -0.0021303 | 0 | 0.16942 | 0 | 0.077142 | 0 | 1.7152 | 4.6215 | 0.99024 | 1.5547
416291-Comb Condenser Fan Coil-DI | 0.0086914 | 0.0001534 | 0.0065848 | 17.5594 | 52.6781 | 0 | 0 | 0.14723 | 0 | 0.04609 | 0 | 0.1515 | 0 | 0.050362 | 0 | 2.6408 | 2.7729 | 1.2415 | 1.2699
416305-Commercial Packaged Economizer Retrofit-UP Stream | 4.2835 | 1.0686 | 0.10631 | 14592.63 | 145926.3 | -0.33853 | -3.3853 | 0.14918 | 1.1968 | 0.06816 | 1.1968 | 0.16194 | 1.1968 | 0.080921 | 1.1968 | 4.6699 | 6.8073 | 1.56 | 1.7428
416330-Split AC <65k Single Phase SEER = 14.0-UP Stream | 0.1178 | 0.029387 | 0.075913 | 401.292 | 6019.38 | -2.5432 | -38.1483 | 0.15941 | 1.3079 | 0.074103 | 1.3079 | 0.18135 | 1.3079 | 0.09605 | 1.3079 | 4.7356 | 10.351 | 1.5233 | 1.8454
416331-Split AC <65k Single Phase SEER = 14.0-Rebate | 1.7015 | 0.42447 | 1.0965 | 5796.44 | 86946.6 | -36.7354 | -551.031 | 0.15193 | 1.3079 | 0.066629 | 1.3079 | 0.17424 | 1.3079 | 0.088931 | 1.3079 | 3.9971 | 7.4757 | 1.4379 | 1.727
416359-PTAC/PTHP Controllers EMS-DI | 87.6686 | 20.1264 | 110.6897 | 268897.759 | 2957875.349 | 0 | 0 | 0.10185 | 0 | 0.013062 | 0 | 0.1069 | 0 | 0.018118 | 0 | 1.9593 | 2.0573 | 1.067 | 1.0954
416361-PTAC/PTHP Controllers ACC-DI | 2.1564 | 0.49505 | 2.5454 | 6614.128 | 99211.9197 | 0 | 0 | 0.13509 | 0 | 0.042809 | 0 | 0.15381 | 0 | 0.061533 | 0 | 2.6654 | 3.4653 | 1.2469 | 1.3978
416363-Amana PTAC/PTHP Controllers EMS-DI | 24.9502 | 5.7279 | 31.5019 | 76527.3405 | 1147910.1075 | 0 | 0 | 0.12084 | 0 | 0.028563 | 0 | 0.16602 | 0 | 0.073738 | 0 | 2.2672 | 4.308 | 1.1522 | 1.5176
416381-Commercial Coil Cleaning Less than 3 tons - Incentive | 0 | 0 | 0 | 0 | 0 | 0 | 0 | 0 | 0 | 0 | 0 | 0 | 0 | 0 | 0 | 0 | 0 | 0 | 0
416382-Commercial Coil Cleaning 3 to 5 tons - Incentive | 0 | 0 | 0 | 0 | 0 | 0 | 0 | 0 | 0 | 0 | 0 | 0 | 0 | 0 | 0 | 0 | 0 | 0 | 0
416383-Commercial Coil Cleaning over 25 tons - Incentive | 0 | 0 | 0 | 0 | 0 | 0 | 0 | 0 | 0 | 0 | 0 | 0 | 0 | 0 | 0 | 0 | 0 | 0 | 0
416384-Commercial Condenser Coil Cleaning (Typical Unit) Savings Only | 863.33 | 15.237 | 638.861 | 1744191.9029 | 5232575.7086 | 0 | 0 | 0.1424 | 0 | 0.04126 | 0 | 0.23695 | 0 | 0.13582 | 0 | 2.5059 | 0 | 1.2108 | 2.3429
416394-RCA Refr Chg Less than 3 tons-Incentive | 0 | 0 | 0 | 0 | 0 | 0 | 0 | 0 | 0 | 0 | 0 | 0 | 0 | 0 | 0 | 0 | 0 | 0 | 0
416395-Commercial Coil Cleaning 6 to 25 tons - Incentive | 0 | 0 | 0 | 0 | 0 | 0 | 0 | 0 | 0 | 0 | 0 | 0 | 0 | 0 | 0 | 0 | 0 | 0 | 0
416396-RCA Refr Chg - 3 to 5 tons-Incentive | 0 | 0 | 0 | 0 | 0 | 0 | 0 | 0 | 0 | 0 | 0 | 0 | 0 | 0 | 0 | 0 | 0 | 0 | 0
416397-RCA Refr Chg - 6 to 25 tons-Incentive | 0 | 0 | 0 | 0 | 0 | 0 | 0 | 0 | 0 | 0 | 0 | 0 | 0 | 0 | 0 | 0 | 0 | 0 | 0
416398-RCA Refr Chg - over 25 tons-Incentive | 0 | 0 | 0 | 0 | 0 | 0 | 0 | 0 | 0 | 0 | 0 | 0 | 0 | 0 | 0 | 0 | 0 | 0 | 0
416404-Commercial Evaporator Coil Cleaning - Savings Only 2013 | 394.469 | 6.962 | 180.5476 | 796948.5897 | 2390845.769 | 0 | 0 | -0.035164 | 0 | -0.1363 | 0 | -0.022206 | 0 | -0.12334 | 0 | 0.87078 | 0.91431 | 0.63483 | 0.65766
416409-RCA Inc Refr Chg - Savings Only | 558.3603 | 9.8546 | 754.4397 | 1128059.317 | 11280593.1701 | -74.4839 | -744.8391 | 0.2267 | 1.1968 | 0.116 | 1.1968 | 0.22825 | 1.1968 | 0.11755 | 1.1968 | 7.9383 | 8.3352 | 1.8086 | 1.8284
416410-RCA Test Only Less than 3 tons - Incentive | 0 | 0 | 0 | 0 | 0 | 0 | 0 | 0 | 0 | 0 | 0 | 0 | 0 | 0 | 0 | 0 | 0 | 0 | 0
416412-RCA Test Only 3 to 5 tons - Incentive | 0 | 0 | 0 | 0 | 0 | 0 | 0 | 0 | 0 | 0 | 0 | 0 | 0 | 0 | 0 | 0 | 0 | 0 | 0
416414-RCA Test Only 6 to 25 tons - Incentive | 0 | 0 | 0 | 0 | 0 | 0 | 0 | 0 | 0 | 0 | 0 | 0 | 0 | 0 | 0 | 0 | 0 | 0 | 0
416416-RCA Test Only - Over 25 tons - Incentive | 0 | 0 | 0 | 0 | 0 | 0 | 0 | 0 | 0 | 0 | 0 | 0 | 0 | 0 | 0 | 0 | 0 | 0 | 0
461793-Customer Service and Maintenance Agreement Incentives | 0 | 0 | 0 | 0 | 0 | 0 | 0 | 0 | 0 | 0 | 0 | 0 | 0 | 0 | 0 | 0 | 0 | 0 | 0
428002-1-Small Pkg AC, increase refrigerant charge from typical under-charge to factory specified level | 18.645 | 4.6514 | 42.4804 | 63517.8492 | 635178.492 | -4.194 | -41.9398 | 0.11716 | 1.1968 | 0.036138 | 1.1968 | 0.12062 | 1.1968 | 0.039598 | 1.1968 | 2.6112 | 2.7418 | 1.2346 | 1.2631
428003-1-Small Pkg AC, increase refrigerant charge from high under-charge to factory specified level | 29.5465 | 7.371 | 67.3181 | 100655.8956 | 1006558.956 | -6.6461 | -66.4614 | 0.11716 | 1.1968 | 0.036138 | 1.1968 | 0.12062 | 1.1968 | 0.039598 | 1.1968 | 2.6112 | 2.7418 | 1.2346 | 1.2631
428004-1-Small Pkg AC, decrease refrigerant charge from typical over-charge to factory specified level | 8.5655 | 2.1368 | 19.5153 | 29179.8936 | 291798.936 | -1.9267 | -19.267 | 0.11679 | 1.1968 | 0.035773 | 1.1968 | 0.12027 | 1.1968 | 0.039251 | 1.1968 | 2.5982 | 2.7281 | 1.2317 | 1.2602
428005-1-Small Pkg AC, decrease refrigerant charge from high over-charge to factory specified level | 15.4871 | 3.8636 | 35.2853 | 52759.6056 | 527596.056 | -3.4836 | -34.8363 | 0.1174 | 1.1968 | 0.036381 | 1.1968 | 0.12252 | 1.1968 | 0.041501 | 1.1968 | 2.62 | 2.8193 | 1.2366 | 1.2793
428006-1-Replaced refrig. line insulation (A/C) | 0.55763 | 0.43154 | 0.62741 | 4836.6533 | 53203.1858 | 0 | 0 | -1.6475 | 0 | -1.6991 | 0 | -1.5633 | 0 | -1.6149 | 0 | 0.068276 | 0.071689 | 0.066342 | 0.069561
428008-1-Cleaned Condenser Coil | 576.4649 | 143.8115 | 577.0924 | 1963836.732 | 5891510.196 | 0 | 0 | 0.072445 | 0 | -0.00086839 | 0 | 0.077175 | 0 | 0.0038613 | 0 | 1.7294 | 1.8159 | 0.99497 | 1.023
428009-1-Cleaned Evap. Coil | 305.29 | 76.1611 | 235.617 | 1040028.325 | 3120084.975 | 0 | 0 | -0.1112 | 0 | -0.18451 | 0 | -0.097721 | 0 | -0.17103 | 0 | 0.60703 | 0.63738 | 0.48212 | 0.50107
428010-1-Checked and re-positioned outside air dampers | 2.4765 | 0.56854 | 0.072154 | 7595.991 | 37979.955 | -145.4657 | -727.3285 | 0.1839 | 1.0911 | 0.10154 | 1.0911 | 0.18433 | 1.0911 | 0.10197 | 1.0911 | 18.9919 | 19.9415 | 1.8822 | 1.8911
428014-1-Replaced air filter | 115.7801 | 26.5801 | 85.059 | 355121.325 | 355121.325 | 0 | 0 | -0.21559 | 0 | -0.29133 | 0 | -0.19687 | 0 | -0.27262 | 0 | 0.45148 | 0.47406 | 0.37854 | 0.39428
428015-1-Replaced hot water line insulation (electric) | 1.5031 | 1.6595 | 0 | 11042.7855 | 33128.3565 | 0 | 0 | -0.59568 | 0 | -0.6441 | 0 | -0.56191 | 0 | -0.61033 | 0 | 0.15998 | 0.16798 | 0.14976 | 0.15675
428016-1-Replaced hot water line insulation (gas) | 0 | 0 | 0 | 0 | 0 | 3993.8723 | 43932.5952 | 0 | -3.3848 | 0 | -3.8553 | 0 | -3.1711 | 0 | -3.6416 | 0.24569 | 0.25798 | 0.22237 | 0.23239
428019-1-Super Low Flow Showerhead | 0 | 0 | 0 | 0 | 0 | 433.7784 | 4337.7839 | 0 | -0.11873 | 0 | -0.58013 | 0 | -0.061604 | 0 | -0.523 | 0.90103 | 0.94609 | 0.65076 | 0.67394
428020-1-Super Low Flow Batheroom Aerator | 0 | 0 | 0 | 0 | 0 | 218.6817 | 2186.8167 | 0 | -0.81852 | 0 | -1.2799 | 0 | -0.72807 | 0 | -1.1895 | 0.56909 | 0.59755 | 0.45788 | 0.47612
428021-1-Cleaned Condenser Coil for Refrigeration Unit Serving Walkins | 26.123 | 6.5169 | 32.5962 | 88992.8 | 266978.4 | 0 | 0 | 0.074832 | 0 | 0.001518 | 0 | 0.079448 | 0 | 0.006134 | 0 | 1.772 | 1.8606 | 1.0089 | 1.037
428022-1-Cleaned Condenser Coil Refrigeration Unit Serving Reach-ins | 120.5069 | 30.063 | 150.3684 | 410529.6 | 1231588.8 | 0 | 0 | 0.066209 | 0 | -0.0071053 | 0 | 0.071235 | 0 | -0.0020787 | 0 | 1.6272 | 1.7086 | 0.96028 | 0.98804
428023-1-Suction Line Insulation for Walk-In Refrigeration Units | 0.86362 | 0.66834 | 0.97169 | 7490.6117 | 82396.7287 | 0 | 0 | -2.0315 | 0 | -2.083 | 0 | -1.929 | 0 | -1.9805 | 0 | 0.056096 | 0.058901 | 0.054785 | 0.057457
428029-1-Refrigeration - Night Covers for Display Cases Med Temp | 0.1524 | 0.11794 | -0.35604 | 1321.84 | 6609.1998 | 130.052 | 650.26 | -0.36671 | -3.6314 | -0.41374 | -4.0971 | -0.344 | -3.4065 | -0.39103 | -3.8722 | 0.23103 | 0.24259 | 0.2103 | 0.21983
428030-1-Refrigeration - Anti-Sweat Heater Controls | 1.6592 | 1.284 | 0.22002 | 14391 | 172692 | 0 | 0 | 0.092847 | 0 | 0.040642 | 0 | 0.09425 | 0 | 0.042045 | 0 | 4.1512 | 4.3588 | 1.4977 | 1.5238
428031-1-Refrigeration - Food Service -Auto Closer for Main Cooler Doors | 0.78076 | 0.60422 | 1.443 | 6771.96 | 54175.68 | 0 | 0 | 0.093898 | 0 | 0.044437 | 0 | 0.094945 | 0 | 0.045484 | 0 | 5.2712 | 5.5348 | 1.622 | 1.6461
428035-1-CFL, 15W lamp, Integral or Modular, Tube or Spiral or Flood | 12.0103 | 10.3599 | 17.9536 | 82368 | 271814.4 | -244.53 | -806.949 | 0.095103 | 1.0552 | 0.03955 | 1.0552 | 0.096773 | 1.0552 | 0.041219 | 1.0552 | 3.6237 | 3.8049 | 1.4019 | 1.4282
428036-1-CFL, 20W lamp, Integral or Modular, Tube or Spiral or Flood | 0.15951 | 0.13759 | 0.23938 | 1093.95 | 3610.035 | -3.2625 | -10.7664 | 0.097906 | 1.0552 | 0.042352 | 1.0552 | 0.099441 | 1.0552 | 0.043888 | 1.0552 | 3.9381 | 4.1351 | 1.4465 | 1.4723
428037-1-CFL, 7W lamp, Integral or Modular, Tube or Spiral or Flood | 0.83885 | 0.72357 | 1.2548 | 5752.8899 | 18984.5365 | -17.0849 | -56.3803 | 0.054875 | 1.0552 | -0.00067868 | 1.0552 | 0.058459 | 1.0552 | 0.0029062 | 1.0552 | 1.6873 | 1.7717 | 0.97086 | 0.99821
428038-1-CFL, 9W lamp, Integral or Modular, Tube or Spiral or Flood | 12.2346 | 10.5533 | 18.269 | 83905.9617 | 276889.6735 | -249.4206 | -823.088 | 0.071658 | 1.0552 | 0.016105 | 1.0552 | 0.074444 | 1.0552 | 0.018891 | 1.0552 | 2.1713 | 2.2799 | 1.1137 | 1.1416
428039-1-CFL, 11W lamp, Integral or Modular, Tube or Spiral or Flood | 0.29013 | 0.25026 | 0.4332 | 1989.7663 | 6566.2287 | -5.9247 | -19.5515 | 0.081757 | 1.0552 | 0.026204 | 1.0552 | 0.084062 | 1.0552 | 0.028509 | 1.0552 | 2.6243 | 2.7555 | 1.2219 | 1.2496
428040-1-CFL, 13W lamp, Integral or Modular, Tube or Spiral or Flood | 5.2076 | 4.492 | 7.7863 | 35714.25 | 117857.025 | -105.8557 | -349.324 | 0.089735 | 1.0552 | 0.034182 | 1.0552 | 0.09166 | 1.0552 | 0.036106 | 1.0552 | 3.1426 | 3.2997 | 1.3236 | 1.3507
428041-1-CFL, 16W lamp, Integral or Modular, Tube or Spiral or Flood | 8.9327 | 7.7052 | 13.3784 | 61261.2 | 202161.96 | -182.4323 | -602.0264 | 0.096142 | 1.0552 | 0.040589 | 1.0552 | 0.097762 | 1.0552 | 0.042208 | 1.0552 | 3.7341 | 3.9208 | 1.4181 | 1.4442
428042-1-CFL, 17W lamp, Integral or Modular, Tube or Spiral or Flood | 0.040816 | 0.035207 | 0.061004 | 279.9225 | 923.7442 | -0.83205 | -2.7458 | 0.099213 | 1.0552 | 0.04366 | 1.0552 | 0.10069 | 1.0552 | 0.045133 | 1.0552 | 4.1049 | 4.3101 | 1.4685 | 1.4939
428043-1-CFL, 18W lamp, Integral or Modular, Tube or Spiral or Flood | 0.40197 | 0.34673 | 0.6018 | 2756.754 | 9097.2882 | -8.2162 | -27.1135 | 0.10083 | 1.0552 | 0.045278 | 1.0552 | 0.10223 | 1.0552 | 0.046674 | 1.0552 | 4.3311 | 4.5476 | 1.4964 | 1.5214
428044-1-CFL, 23W lamp, Integral or Modular, Tube or Spiral or Flood | 11.0345 | 9.5182 | 16.4865 | 75675.6 | 249729.48 | -225.0963 | -742.8178 | 0.10726 | 1.0552 | 0.051711 | 1.0552 | 0.10835 | 1.0552 | 0.052802 | 1.0552 | 5.5486 | 5.826 | 1.6192 | 1.642
428046-1-CFL, 28W lamp, Integral or Modular, Tube or Spiral or Flood | 0.17865 | 0.1541 | 0.2677 | 1225.224 | 4043.2392 | -3.6551 | -12.0618 | 0.1113 | 1.0552 | 0.055751 | 1.0552 | 0.1122 | 1.0552 | 0.056649 | 1.0552 | 6.7371 | 7.074 | 1.707 | 1.7278
428056-1-CFL, 14W w/Reflector | 6.2491 | 5.3904 | 9.3436 | 42857.1 | 141428.43 | -127.0269 | -419.1888 | 0.078834 | 1.0552 | 0.02328 | 1.0552 | 0.081278 | 1.0552 | 0.025724 | 1.0552 | 2.4751 | 2.5988 | 1.1886 | 1.2164
428057-1-CFL, 18W w/Reflector | 1.1485 | 0.99067 | 1.7194 | 7876.44 | 25992.252 | -23.4749 | -77.4671 | 0.081934 | 1.0552 | 0.026381 | 1.0552 | 0.08423 | 1.0552 | 0.028677 | 1.0552 | 2.6339 | 2.7656 | 1.2239 | 1.2516
428058-1-CFL, 23W w/Reflector | 4.8184 | 4.1563 | 7.1991 | 33045.012 | 109048.5396 | -98.2921 | -324.3638 | 0.092513 | 1.0552 | 0.03696 | 1.0552 | 0.094306 | 1.0552 | 0.038753 | 1.0552 | 3.3743 | 3.543 | 1.3629 | 1.3896
428059-1-CFL, 13W Globe (dimmable,Reflective) | 0.3437 | 0.29647 | 0.5139 | 2357.1405 | 7778.5636 | -6.9865 | -23.0554 | 0.066775 | 1.0552 | 0.011221 | 1.0552 | 0.069793 | 1.0552 | 0.01424 | 1.0552 | 2.0042 | 2.1044 | 1.0681 | 1.0959
428061-1-Lighting - Standard Tier 5' Case Door | 9.6818 | 8.0518 | 9.45 | 61290 | 490320 | 0 | 0 | -0.073756 | 0 | -0.13659 | 0 | -0.063234 | 0 | -0.12607 | 0 | 0.66623 | 0.69954 | 0.51873 | 0.5387
428062-1-Lighting - Standard Tier 6' Case Door | 57.5969 | 47.8999 | 55.9125 | 364612.5 | 2916900 | 0 | 0 | 0.023758 | 0 | -0.039079 | 0 | 0.029638 | 0 | -0.0332 | 0 | 1.1924 | 1.2521 | 0.79024 | 0.81599
428066-1-LED OPEN Sign Replacing Neon OPEN Sign | 0.94465 | 0.7856 | 0.81575 | 5980 | 95680 | -20.1175 | -321.88 | 0.068492 | 1.3288 | -0.00064066 | 1.3288 | 0.072943 | 1.3288 | 0.0038108 | 1.3288 | 1.6849 | 1.7691 | 0.96857 | 0.99583
428071-1-Lighting - 2 Ft 4th Gen. T-8 with Elec. Ballast (1 Lamp) | 1.3663 | 1.1363 | 2.1463 | 8649.2118 | 129738.1769 | -27.2019 | -408.029 | -0.038099 | 1.3079 | -0.10651 | 1.3079 | -0.028652 | 1.3079 | -0.097065 | 1.3079 | 0.78722 | 0.82658 | 0.58536 | 0.60685
428072-1-Lighting - 3 Ft 4th Gen. T-8 with Elec. Ballast (1 Lamp) | 2.0325 | 1.6903 | 3.1928 | 12866.5961 | 192998.9409 | -40.4657 | -606.9853 | 0.042854 | 1.3079 | -0.025559 | 1.3079 | 0.048446 | 1.3079 | -0.019967 | 1.3079 | 1.3299 | 1.3964 | 0.84034 | 0.86641
428073-1-Lighting - 4 Ft 4th Gen. T-8 with Elec. Ballast (1 Lamp) | 2.0325 | 1.6903 | 3.1928 | 12866.5961 | 192998.9409 | -40.4657 | -606.9853 | -0.019109 | 1.3079 | -0.087522 | 1.3079 | -0.010566 | 1.3079 | -0.078979 | 1.3079 | 0.87055 | 0.91408 | 0.63022 | 0.65272
428074-1-Lighting - 4 Ft 4th Gen. T-8 with Elec. Ballast (2-Lamp) | 42.1557 | 35.0583 | 66.2212 | 266862.7331 | 4002940.9964 | -839.2883 | -12589.3239 | 0.073936 | 1.3079 | 0.0055232 | 1.3079 | 0.078048 | 1.3079 | 0.0096351 | 1.3079 | 1.8086 | 1.899 | 1.0091 | 1.0367
428075-1-Lighting - 4 Ft 4th Gen. T-8 with Elec. Ballast (3-Lamp) | 4.0106 | 3.3354 | 6.2517 | 25389.0005 | 406224.0083 | -80.535 | -1288.56 | -0.081422 | 1.3288 | -0.15055 | 1.3288 | -0.069832 | 1.3288 | -0.13896 | 1.3288 | 0.64815 | 0.68056 | 0.50478 | 0.52422
428076-1-Lighting - 4 Ft 4th Gen. T-8 with Elec. Ballast (4-Lamp) | 19.7108 | 16.3923 | 30.7514 | 124777.5137 | 1996440.2189 | -395.0058 | -6320.092 | -0.12806 | 1.3288 | -0.19719 | 1.3288 | -0.11425 | 1.3288 | -0.18338 | 1.3288 | 0.54397 | 0.57116 | 0.43926 | 0.45683
428077-1-Lighting - T8 to 4ft 28 Watt Lamp & Ballast (1 Lamp) | 3.0533 | 2.5392 | 4.7963 | 19328.4865 | 289927.2979 | -60.7884 | -911.8267 | -0.22316 | 1.3079 | -0.29158 | 1.3079 | -0.20491 | 1.3079 | -0.27332 | 1.3079 | 0.40728 | 0.42765 | 0.34562 | 0.36017
428078-1-Lighting - T8 to 4ft 28 Watt Lamp & Ballast (2 Lamp) | 174.7277 | 145.3103 | 274.475 | 1106098.3746 | 16591475.6193 | -3478.7 | -52180.4997 | -0.00086951 | 1.3079 | -0.069282 | 1.3079 | 0.0068046 | 1.3079 | -0.061608 | 1.3079 | 0.96908 | 1.0175 | 0.68029 | 0.70381
428079-1-Lighting - T8 to 4ft 28 Watt Lamp & Ballast (3 Lamp) | 132.5012 | 110.1932 | 208.1427 | 838787.6934 | 12581815.4005 | -2638.0029 | -39570.0436 | 0.048328 | 1.3079 | -0.020085 | 1.3079 | 0.053659 | 1.3079 | -0.014754 | 1.3079 | 1.3949 | 1.4647 | 0.86584 | 0.89221
428080-1-Lighting - T8 to 4ft 28 Watt Lamp & Ballast (4 Lamp) | 255.3187 | 212.333 | 401.0734 | 1616273.2046 | 24244098.0693 | -5083.2093 | -76248.1396 | 0.03907 | 1.3079 | -0.029343 | 1.3079 | 0.044842 | 1.3079 | -0.023571 | 1.3079 | 1.2884 | 1.3528 | 0.82357 | 0.84942
428081-1-4-foot (4-lamp) - (2) 48in (2) Premium Instant Start Ballast - Reduced Light Ouput w/Reflector T8 LF | 34.0286 | 28.2996 | 53.4547 | 215415.4105 | 3231231.1572 | -677.4855 | -10162.2821 | 0.040145 | 1.3079 | -0.028268 | 1.3079 | 0.045866 | 1.3079 | -0.022547 | 1.3079 | 1.2999 | 1.3649 | 0.82827 | 0.85418
428084-1-FL, (1) 96in, T8 lamp, IS EB, RLO (BF<.85), Tandem 2 Lamp Ballast, Lumens=4152, W/fixt=49 (Retrofit) | 1.3416 | 1.1157 | 2.0919 | 8492.9614 | 135887.3829 | -26.9014 | -430.4216 | -0.28091 | 1.3288 | -0.35005 | 1.3288 | -0.25982 | 1.3288 | -0.32896 | 1.3288 | 0.35622 | 0.37403 | 0.30812 | 0.32136
428085-1-FL, (2) 96in, T8 lamp, IS EB, RLO (BF<0.85), Lumens=8304, W/fixt=98 (Retrofit) | 25.0825 | 20.8596 | 39.0981 | 158782.8093 | 2540524.9481 | -503.6659 | -8058.6543 | -0.10568 | 1.3288 | -0.17482 | 1.3288 | -0.092937 | 1.3288 | -0.16207 | 1.3288 | 0.58941 | 0.61888 | 0.46842 | 0.48684
428086-1-FL, (4) 46in, T5HO lamp, (2) Programmed Start Ballast, (BF: 1.00), Lumens=19000, W/fixt=234 (Replace) | 28.357 | 23.5828 | 44.1687 | 179511.3525 | 2872181.64 | -567.3045 | -9076.8718 | 0.09966 | 1.3288 | 0.030527 | 1.3288 | 0.10263 | 1.3288 | 0.033494 | 1.3288 | 2.532 | 2.6586 | 1.2003 | 1.228
428087-1-FL, (6) 46in, T5HO lamp, (3) Programmed Start Ballast, (BF: 1.00), Lumens=28500, W/fixt=351 (Replace, code reference) | 28.8843 | 24.0213 | 45.0686 | 182849.85 | 2925597.6 | -582.0291 | -9312.4656 | 0.076664 | 1.3288 | 0.0075317 | 1.3288 | 0.080727 | 1.3288 | 0.011594 | 1.3288 | 1.8491 | 1.9416 | 1.0214 | 1.049
428089-1-Suction Line Insulation for Walk-In Freezer Units | 0.20018 | 0.15491 | 0.22523 | 1736.2345 | 19098.5795 | 0 | 0 | -2.0338 | 0 | -2.0854 | 0 | -1.9312 | 0 | -1.9828 | 0 | 0.056035 | 0.058837 | 0.054726 | 0.057395
428092-1-Lighting - T8 to 4ft 25 Watt Lamp & Ballast (2 Lamp) | 16.1087 | 13.3966 | 25.3048 | 101974.9219 | 1529623.8283 | -320.713 | -4810.6954 | 0.045175 | 1.3079 | -0.023238 | 1.3079 | 0.050656 | 1.3079 | -0.017757 | 1.3079 | 1.3567 | 1.4245 | 0.85096 | 0.87716
428093-1-Lighting - T8 to 4ft 25 Watt Lamp & Ballast (4 Lamp) | 12.2357 | 10.1757 | 19.2207 | 77456.9083 | 1161853.6243 | -243.6034 | -3654.0513 | 0.079475 | 1.3079 | 0.011062 | 1.3079 | 0.083323 | 1.3079 | 0.01491 | 1.3079 | 1.9326 | 2.0292 | 1.0466 | 1.0743
429002-2-Small Pkg AC, increase refrigerant charge from typical under-charge to factory specified level | 85.3951 | 21.3036 | 194.5621 | 290914.6968 | 2909146.968 | -19.2086 | -192.0862 | 0.097579 | 1.1968 | 0.01656 | 1.1968 | 0.10197 | 1.1968 | 0.020953 | 1.1968 | 2.057 | 2.1599 | 1.0951 | 1.1236
429003-2-Small Pkg AC, increase refrigerant charge from high under-charge to factory specified level | 6.5539 | 1.635 | 14.9322 | 22327.0398 | 223270.398 | -1.4742 | -14.7422 | 0.097579 | 1.1968 | 0.01656 | 1.1968 | 0.10197 | 1.1968 | 0.020953 | 1.1968 | 2.057 | 2.1599 | 1.0951 | 1.1236
429004-2-Small Pkg AC, decrease refrigerant charge from typical over-charge to factory specified level | 8.0464 | 2.0073 | 18.3326 | 27411.4152 | 274114.152 | -1.8099 | -18.0993 | 0.097579 | 1.1968 | 0.01656 | 1.1968 | 0.10197 | 1.1968 | 0.020953 | 1.1968 | 2.057 | 2.1599 | 1.0951 | 1.1236
429005-2-Small Pkg AC, decrease refrigerant charge from high over-charge to factory specified level | 47.2615 | 11.7904 | 107.6794 | 161005.221 | 1610052.21 | -10.6309 | -106.3091 | 0.098477 | 1.1968 | 0.017458 | 1.1968 | 0.10528 | 1.1968 | 0.024264 | 1.1968 | 2.0772 | 2.2445 | 1.1008 | 1.1461
429006-2-Replaced refrig. line insulation (A/C) | 0.31586 | 0.24444 | 0.35539 | 2739.6427 | 30136.0703 | 0 | 0 | -1.7432 | 0 | -1.7947 | 0 | -1.6542 | 0 | -1.7057 | 0 | 0.064772 | 0.06802 | 0.063029 | 0.066101
429008-2-Cleaned Condenser Coil | 318.8309 | 79.5392 | 319.178 | 1086157.8 | 3258473.4 | 0 | 0 | 0.083555 | 0 | 0.010241 | 0 | 0.087755 | 0 | 0.014441 | 0 | 1.9472 | 2.0445 | 1.0634 | 1.0918
429009-2-Cleaned Evap. Coil | 91.6082 | 22.8536 | 70.7015 | 312080.7384 | 936242.2152 | 0 | 0 | -0.13196 | 0 | -0.20528 | 0 | -0.11748 | 0 | -0.1908 | 0 | 0.56552 | 0.59384 | 0.45556 | 0.47376
429012-2-Straighten Condenser Coil Fins | 41.9463 | 10.4644 | 29.9089 | 142898.1762 | 428694.5286 | 0 | 0 | -0.091986 | 0 | -0.1653 | 0 | -0.079427 | 0 | -0.15274 | 0 | 0.65124 | 0.6838 | 0.50959 | 0.52932
429013-2-Duct Seal Testing | 0.45437 | 0.11335 | 0.70434 | 1547.91 | 27862.3794 | -9.8689 | -177.6411 | -1.3785 | 1.3676 | -1.4661 | 1.3676 | -1.3031 | 1.3676 | -1.3907 | 1.3676 | 0.124 | 0.1302 | 0.1175 | 0.12306
429014-2-Replaced air filter | 32.9663 | 7.5682 | 24.219 | 101114.325 | 101114.325 | 0 | 0 | -0.32006 | 0 | -0.3958 | 0 | -0.29637 | 0 | -0.37211 | 0 | 0.35668 | 0.37452 | 0.30956 | 0.3229
429015-2-Replaced hot water line insulation (electric) | 0.2811 | 0.31035 | 0 | 2065.1443 | 6195.4329 | 0 | 0 | -0.64734 | 0 | -0.69576 | 0 | -0.61111 | 0 | -0.65953 | 0 | 0.14912 | 0.15658 | 0.1402 | 0.14677
429016-2-Replaced hot water line insulation (gas) | 0 | 0 | 0 | 0 | 0 | 817.9376 | 8997.3132 | 0 | -3.5887 | 0 | -4.0593 | 0 | -3.3653 | 0 | -3.8359 | 0.23501 | 0.24676 | 0.21359 | 0.22325
429018-2-Boiler Cleaning - Laundry Dry Cleaners (Gas) | 0 | 0 | 0 | 0 | 0 | 2172.6688 | 10863.344 | 0 | 0.77867 | 0 | 0.36014 | 0 | 0.78829 | 0 | 0.36975 | 4.8563 | 5.0991 | 1.5804 | 1.6053
429019-2-Super Low Flow Showerhead | 0 | 0 | 0 | 0 | 0 | 1950.2103 | 19502.1029 | 0 | -0.1839 | 0 | -0.64529 | 0 | -0.12366 | 0 | -0.58506 | 0.85461 | 0.89735 | 0.6262 | 0.64884
429020-2-Super Low Flow Batheroom Aerator | 0 | 0 | 0 | 0 | 0 | 2565.3869 | 25653.8692 | 0 | -0.94566 | 0 | -1.4071 | 0 | -0.84842 | 0 | -1.3098 | 0.53339 | 0.56027 | 0.43448 | 0.45215
429021-2-Cleaned Condenser Coil for Refrigeration Unit Serving Walkins | 3.2818 | 0.81871 | 4.095 | 11180 | 33540 | 0 | 0 | 0.054834 | 0 | -0.01848 | 0 | 0.060402 | 0 | -0.012912 | 0 | 1.4689 | 1.5424 | 0.90286 | 0.93009
429022-2-Cleaned Condenser Coil Refrigeration Unit Serving Reach-ins | 3.1177 | 0.77777 | 3.8902 | 10621 | 31863 | 0 | 0 | 0.054834 | 0 | -0.01848 | 0 | 0.060402 | 0 | -0.012912 | 0 | 1.4689 | 1.5424 | 0.90286 | 0.93009
429023-2-Suction Line Insulation for Walk-In Refrigeration Units | 0.008579 | 0.0066391 | 0.0096525 | 74.41 | 818.5105 | 0 | 0 | -2.1481 | 0 | -2.1996 | 0 | -2.04 | 0 | -2.0916 | 0 | 0.053214 | 0.055874 | 0.052032 | 0.054573
429029-2-Refrigeration - Night Covers for Display Cases Med Temp | 0.65141 | 0.50412 | -1.5219 | 5650.0598 | 28250.2991 | 555.893 | 2779.4651 | -0.40349 | -3.9956 | -0.45052 | -4.4613 | -0.37903 | -3.7534 | -0.42606 | -4.2191 | 0.21449 | 0.22522 | 0.1965 | 0.20547
429030-2-Refrigeration - Anti-Sweat Heater Controls | 0.28328 | 0.21922 | 0.037565 | 2457 | 29484 | 0 | 0 | 0.066551 | 0 | 0.014347 | 0 | 0.069206 | 0 | 0.017002 | 0 | 2.1935 | 2.3032 | 1.1329 | 1.1614
429031-2-Refrigeration - Food Service -Auto Closer for Main Cooler Doors | 8.9007 | 6.8881 | 16.4502 | 77200.344 | 617602.752 | 0 | 0 | 0.083813 | 0 | 0.034353 | 0 | 0.085341 | 0 | 0.03588 | 0 | 3.6136 | 3.7943 | 1.4214 | 1.4485
429032-2-Refrigeration - Food Service -Auto Closer for Main Freezer Doors | 7.3124 | 5.659 | 3.4632 | 63424.764 | 507398.112 | 0 | 0 | 0.10356 | 0 | 0.054095 | 0 | 0.10414 | 0 | 0.054682 | 0 | 9.4012 | 9.8712 | 1.8755 | 1.8935
429033-2-Refrigeration - Vending Machine Controller | 2.0537 | 1.5893 | 0 | 17812.6 | 89063 | 0 | 0 | 0.052319 | 0 | 0.005293 | 0 | 0.055074 | 0 | 0.0080482 | 0 | 1.9042 | 1.9995 | 1.0505 | 1.0788
429036-2-CFL, 20W lamp, Integral or Modular, Tube or Spiral or Flood | 9.5707 | 8.2556 | 14.3629 | 65637 | 216602.1 | -195.7527 | -645.9839 | 0.096142 | 1.0552 | 0.040589 | 1.0552 | 0.097762 | 1.0552 | 0.042208 | 1.0552 | 3.7339 | 3.9206 | 1.418 | 1.4441
429039-2-CFL, 11W lamp, Integral or Modular, Tube or Spiral or Flood | 0.52752 | 0.45503 | 0.78764 | 3617.7569 | 11938.5977 | -10.7722 | -35.5482 | 0.079186 | 1.0552 | 0.023633 | 1.0552 | 0.081613 | 1.0552 | 0.02606 | 1.0552 | 2.4919 | 2.6165 | 1.1924 | 1.2202
429040-2-CFL, 13W lamp, Integral or Modular, Tube or Spiral or Flood | 10.4152 | 8.984 | 15.5727 | 71428.5 | 235714.05 | -211.7115 | -698.6479 | 0.087601 | 1.0552 | 0.032048 | 1.0552 | 0.089638 | 1.0552 | 0.034085 | 1.0552 | 2.985 | 3.1351 | 1.2948 | 1.3222
429044-2-CFL, 23W lamp, Integral or Modular, Tube or Spiral or Flood | 20.2299 | 17.45 | 30.2252 | 138738.6 | 457837.38 | -412.6766 | -1361.8326 | 0.10606 | 1.0552 | 0.050503 | 1.0552 | 0.10721 | 1.0552 | 0.051657 | 1.0552 | 5.2704 | 5.5354 | 1.5946 | 1.6181
429056-2-CFL, 14W w/Reflector | 6.7699 | 5.8396 | 10.1223 | 46428.525 | 153214.1325 | -137.6125 | -454.1212 | 0.060022 | 1.0552 | 0.0044683 | 1.0552 | 0.063361 | 1.0552 | 0.0078081 | 1.0552 | 1.8112 | 1.9018 | 1.0107 | 1.0383
429057-2-CFL, 18W w/Reflector | 21.5342 | 18.575 | 32.2393 | 147683.25 | 487354.725 | -440.154 | -1452.5082 | 0.079904 | 1.0552 | 0.024351 | 1.0552 | 0.082297 | 1.0552 | 0.026744 | 1.0552 | 2.5275 | 2.6538 | 1.2004 | 1.2282
429058-2-CFL, 23W w/Reflector | 25.7472 | 22.209 | 38.4684 | 176576.4 | 582702.12 | -525.2247 | -1733.2415 | 0.090929 | 1.0552 | 0.035376 | 1.0552 | 0.092797 | 1.0552 | 0.037244 | 1.0552 | 3.238 | 3.3999 | 1.3401 | 1.3671
429060-2-CF Hardwired Fixture 28W | 5.8649 | 5.059 | 8.788 | 40222 | 132732.6 | -119.99 | -395.967 | -0.0031836 | 1.0552 | -0.058737 | 1.0552 | 0.003166 | 1.0552 | -0.052387 | 1.0552 | 0.95252 | 1.0001 | 0.67238 | 0.69577
429061-2-Lighting - Standard Tier 5' Case Door | 16.2978 | 13.5538 | 15.9075 | 103171.5 | 825372 | 0 | 0 | -0.11386 | 0 | -0.1767 | 0 | -0.10143 | 0 | -0.16426 | 0 | 0.5639 | 0.59209 | 0.4545 | 0.47265
429062-2-Lighting - Standard Tier 6' Case Door | 87.7668 | 72.9903 | 85.2 | 555600 | 4444800 | 0 | 0 | 0.0034074 | 0 | -0.05943 | 0 | 0.010256 | 0 | -0.052581 | 0 | 1.0237 | 1.0749 | 0.71242 | 0.73684
429066-2-LED OPEN Sign Replacing Neon OPEN Sign | 5.4034 | 4.4937 | 4.6661 | 34205.6 | 547289.6 | -115.0721 | -1841.1537 | 0.063427 | 1.3288 | -0.0057056 | 1.3288 | 0.068123 | 1.3288 | -0.0010096 | 1.3288 | 1.5983 | 1.6782 | 0.93931 | 0.96638
429071-2-Lighting - 2 Ft 4th Gen. T-8 with Elec. Ballast (1 Lamp) | 4.1403 | 3.4432 | 6.5039 | 26209.7327 | 393145.9907 | -82.4301 | -1236.4515 | -0.058557 | 1.3079 | -0.12697 | 1.3079 | -0.048129 | 1.3079 | -0.11654 | 1.3079 | 0.71363 | 0.74934 | 0.54367 | 0.56415
429072-2-Lighting - 3 Ft 4th Gen. T-8 with Elec. Ballast (1 Lamp) | 7.5278 | 6.2604 | 11.8252 | 47654.0595 | 714810.8922 | -149.8729 | -2248.0936 | 0.036377 | 1.3079 | -0.032036 | 1.3079 | 0.042277 | 1.3079 | -0.026136 | 1.3079 | 1.2604 | 1.3234 | 0.81204 | 0.83774
429073-2-Lighting - 4 Ft 4th Gen. T-8 with Elec. Ballast (1 Lamp) | 67.7502 | 56.3437 | 106.4269 | 428886.5353 | 6433298.03 | -1348.8561 | -20232.842 | -0.079035 | 1.3079 | -0.14745 | 1.3079 | -0.067639 | 1.3079 | -0.13605 | 1.3079 | 0.65257 | 0.68519 | 0.50749 | 0.52701
429074-2-Lighting - 4 Ft 4th Gen. T-8 with Elec. Ballast (2-Lamp) | 52.6946 | 43.8229 | 82.7765 | 333578.4164 | 5003676.2456 | -1049.1103 | -15736.6549 | 0.06222 | 1.3079 | -0.0061934 | 1.3079 | 0.07764 | 1.3079 | 0.0092274 | 1.3079 | 1.5925 | 1.8897 | 0.93809 | 1.0339
429075-2-Lighting - 4 Ft 2nd Gen. T-8 with Elec. Ballast (3-Lamp) | 4.8128 | 4.0025 | 7.502 | 30466.8006 | 487468.81 | -96.642 | -1546.272 | -0.18101 | 1.3288 | -0.25014 | 1.3288 | -0.16468 | 1.3288 | -0.23381 | 1.3288 | 0.45996 | 0.48296 | 0.3828 | 0.3986
429076-2-Lighting - 4 Ft 2nd Gen. T-8 with Elec. Ballast (4-Lamp) | 12.7543 | 10.6069 | 19.8983 | 80739.7482 | 1291835.9708 | -255.5963 | -4089.54 | -0.22801 | 1.3288 | -0.29714 | 1.3288 | -0.20944 | 1.3288 | -0.27857 | 1.3288 | 0.40454 | 0.42477 | 0.34363 | 0.35811
429077-2-Lighting - T8 to 4ft 28 Watt Lamp & Ballast (1 Lamp) | 11.2917 | 9.3906 | 17.7378 | 71481.0892 | 1072216.3384 | -224.8094 | -3372.1403 | -0.24483 | 1.3079 | -0.31324 | 1.3079 | -0.22554 | 1.3079 | -0.29395 | 1.3079 | 0.3855 | 0.40478 | 0.32981 | 0.34381
429078-2-Lighting - T8 to 4ft 28 Watt Lamp & Ballast (2 Lamp) | 9.0334 | 7.5125 | 14.1903 | 57184.8714 | 857773.0707 | -179.8475 | -2697.7123 | -0.031191 | 1.3079 | -0.099604 | 1.3079 | -0.022054 | 1.3079 | -0.090467 | 1.3079 | 0.81562 | 0.85649 | 0.60092 | 0.62282
429079-2-Lighting - T8 to 4ft 28 Watt Lamp & Ballast (3 Lamp) | 45.1668 | 37.5625 | 70.9513 | 285924.3569 | 4288865.3533 | -899.2374 | -13488.5613 | 0.0025186 | 1.3079 | -0.065894 | 1.3079 | 0.010031 | 1.3079 | -0.058382 | 1.3079 | 0.98989 | 1.0394 | 0.69048 | 0.7142
429081-2-4-foot (4-lamp) - (2) 48in (2) Premium Instant Start Ballast - Reduced Light Ouput w/Reflector T8 LF | 31.6167 | 26.2937 | 49.6659 | 200147.0498 | 3002205.7473 | -629.4662 | -9441.9929 | -0.0027633 | 1.3079 | -0.071176 | 1.3079 | 0.0050009 | 1.3079 | -0.063412 | 1.3079 | 0.95782 | 1.0057 | 0.67472 | 0.69814
429084-2-FL, (1) 96in, T8 lamp, IS EB, RLO (BF<.85), Tandem 2 Lamp Ballast, Lumens=4152, W/fixt=49 (Retrofit) | 1.4248 | 1.1849 | 2.2215 | 9019.4419 | 144311.0706 | -28.569 | -457.1036 | -0.42058 | 1.3288 | -0.48971 | 1.3288 | -0.39282 | 1.3288 | -0.46195 | 1.3288 | 0.27081 | 0.28436 | 0.24209 | 0.25286
429085-2-FL, (2) 96in, T8 lamp, IS EB, RLO (BF<0.85), Lumens=8304, W/fixt=98 (Retrofit) | 30.8057 | 25.6192 | 48.0193 | 195012.913 | 3120206.608 | -618.5893 | -9897.4294 | -0.19634 | 1.3288 | -0.26547 | 1.3288 | -0.17927 | 1.3288 | -0.2484 | 1.3288 | 0.44028 | 0.4623 | 0.36907 | 0.38442
429086-2-FL, (4) 46in, T5HO lamp, (2) Programmed Start Ballast, (BF: 1.00), Lumens=19000, W/fixt=234 (Replace) | 19.295 | 16.0464 | 30.0538 | 122145.0675 | 1954321.08 | -386.0115 | -6176.1839 | 0.057209 | 1.3288 | -0.011924 | 1.3288 | 0.062198 | 1.3288 | -0.0069349 | 1.3288 | 1.506 | 1.5813 | 0.90728 | 0.93408
429087-2-FL, (6) 46in, T5HO lamp, (3) Programmed Start Ballast, (BF: 1.00), Lumens=28500, W/fixt=351 (Replace, code reference) | 42.5922 | 35.4213 | 66.4571 | 269626.05 | 4314016.8 | -858.2463 | -13731.9407 | 0.00063781 | 1.3288 | -0.068495 | 1.3288 | 0.0083204 | 1.3288 | -0.060812 | 1.3288 | 0.97774 | 1.0266 | 0.68445 | 0.70805
429089-2-Suction Line Insulation for Walk-In Freezer Units | 0.0015598 | 0.0012071 | 0.001755 | 13.5291 | 148.8201 | 0 | 0 | -2.1501 | 0 | -2.2016 | 0 | -2.0417 | 0 | -2.0932 | 0 | 0.053167 | 0.055831 | 0.051987 | 0.054531
429092-2-Lighting - T8 to 4ft 25 Watt Lamp & Ballast (2 Lamp) | 459.494 | 382.1332 | 721.8069 | 2908787.1118 | 43631806.6775 | -9148.1896 | -137222.8438 | 0.023516 | 1.3079 | -0.044897 | 1.3079 | 0.030043 | 1.3079 | -0.03837 | 1.3079 | 1.1419 | 1.1991 | 0.76114 | 0.78615
429093-2-Lighting - T8 to 4ft 25 Watt Lamp & Ballast (4 Lamp) | 179.8089 | 149.5361 | 282.4571 | 1138264.8648 | 17073972.9723 | -3579.8642 | -53697.9626 | 0.051625 | 1.3079 | -0.016788 | 1.3079 | 0.056799 | 1.3079 | -0.011614 | 1.3079 | 1.4372 | 1.5091 | 0.88196 | 0.90851
462161-1-Pre-Rinse Spray Head In Restaurants | 0 | 0 | 0 | 0 | 0 | 1540.89 | 15408.9 | 0 | 0.82879 | 0 | 0.31798 | 0 | 0.86029 | 0 | 0.34949 | 3.2522 | 3.5567 | 1.3618 | 1.4125
462169-2-Pre-Rinse Spray Head In Restaurants | 0 | 0 | 0 | 0 | 0 | 8018.335 | 80183.35 | 0 | 0.56865 | 0 | 0.05785 | 0 | 0.59856 | 0 | 0.087761 | 1.9053 | 2.0006 | 1.0508 | 1.0791
462173-2-Bi-Level Light Fixture Stairwell/Hall/Garage Fixtures | 0.53475 | 0.44472 | 0.3822 | 3385.2 | 27081.6 | 0 | 0 | -0.094203 | 0 | -0.15704 | 0 | -0.082702 | 0 | -0.14554 | 0 | 0.60981 | 0.64031 | 0.48387 | 0.50287
462659-Comp. Air | 54.9136 | 60.627 | 0 | 403425.009 | 6051375.135 | 0 | 0 | 0.12737 | 0 | 0.069784 | 0 | 0.13154 | 0 | 0.07395 | 0 | 17.8696 | 39.867 | 2.0713 | 2.2129
462660-Process Heat | 5.8948 | 6.5081 | 5.7915 | 43306.38 | 429855.92 | 14527.89 | 144202.76 | 0.054228 | 0.46185 | 0.00013387 | 0.0011401 | 0.087855 | 0.74824 | 0.03376 | 0.28753 | 1.7479 | 3.2594 | 1.0011 | 1.3631
462661-ProcRefr | 4.1925 | 4.6287 | 4.1418 | 30800.5425 | 336957.935 | 0 | 0 | 0.033357 | 0 | -0.021458 | 0 | 0.056158 | 0 | 0.0013424 | 0 | 1.3509 | 1.7771 | 0.85684 | 1.0106
462662-Swimming Pool Equimpent | 7.9177 | 8.7415 | 7.0902 | 58167.72 | 770722.29 | 2096.64 | 27780.48 | 0.087102 | 0.83651 | 0.030678 | 0.29463 | 0.11198 | 1.0755 | 0.055559 | 0.53358 | 2.9316 | 6.5403 | 1.3022 | 1.725
462663-Water Heating | 0.096298 | 0.10632 | 0 | 707.454 | 12314.94 | 3854.466 | 67096.26 | 0.031763 | 0.28309 | -0.027305 | -0.24336 | 0.043164 | 0.3847 | -0.015905 | -0.14175 | 1.2979 | 1.4533 | 0.83521 | 0.89692
462664-Pumping | 6.4286 | 7.0975 | 4.7859 | 47228.103 | 708421.545 | 0 | 0 | 0.043137 | 0 | -0.01445 | 0 | 0.09378 | 0 | 0.036194 | 0 | 1.47 | 3.2795 | 0.90326 | 1.3666
462665-RetroComm | 19.3507 | 21.364 | 3.8831 | 142160.562 | 1694991.3162 | 20406.2328 | 243305.0834 | 0.087103 | 0.83059 | 0.031596 | 0.30129 | 0.099489 | 0.94871 | 0.043983 | 0.41941 | 3.0283 | 4.2558 | 1.3209 | 1.511
462666-Lighting - Exterior | 4.4227 | 3.6781 | 3.2117 | 27997.515 | 391031.9595 | 0 | 0 | -0.0010881 | 0 | -0.068726 | 0 | 0.086951 | 0 | 0.019313 | 0 | 0.99318 | 2.2158 | 0.6975 | 1.1388
462667-Lighting - Int. CF/LED | 45.3174 | 37.6878 | 38.6685 | 286878.15 | 3336966.6408 | -356.85 | -4150.8792 | 0.10747 | 1.2335 | 0.041644 | 1.2335 | 0.13327 | 1.2335 | 0.067444 | 1.2335 | 3.2657 | 7.2859 | 1.3563 | 1.7595
462668-Lighting - Int. LF | 30.7101 | 25.5397 | 36.3187 | 194407.776 | 2916116.64 | -201.0284 | -3015.426 | 0.13444 | 1.3055 | 0.066104 | 1.3055 | 0.14203 | 1.3055 | 0.0737 | 1.3055 | 6.1865 | 8.7881 | 1.6889 | 1.8374
462669-Chiller DB | 14.5709 | 2.6309 | 4.2906 | 47916.6937 | 958333.8744 | 0 | 0 | 0.085334 | 0 | -0.0051277 | 0 | 0.12359 | 0 | 0.03313 | 0 | 1.674 | 2.3989 | 0.97638 | 1.1853
462670-Chiller ROB | 25.923 | 4.6806 | 0.62427 | 85248.1665 | 1704963.33 | 0 | 0 | 0.20723 | 0 | 0.11457 | 0 | 0.20955 | 0 | 0.11689 | 0 | 22.0257 | 28.7948 | 2.1177 | 2.1666
462671-HVAC - ASD and Flow | 133.3301 | 33.262 | 38.8031 | 454214.1825 | 6923996.6845 | 1213.5825 | 18499.7332 | 0.14224 | 0.93222 | 0.056737 | 0.37185 | 0.16918 | 1.1088 | 0.083674 | 0.54839 | 3.4487 | 6.4312 | 1.3951 | 1.7173
462672-HVAC Controlls | 213.6655 | 53.3034 | 13.806 | 727892.1 | 10619759.1 | 10307.7 | 150386.7 | 0.15549 | 1.0144 | 0.070511 | 0.46 | 0.17956 | 1.1714 | 0.094576 | 0.617 | 4.5652 | 10.1849 | 1.5483 | 1.9048
462673-HVAC Distribution | 35.1305 | 8.7641 | 13.5311 | 119678.715 | 1453617.6724 | -287.82 | -3495.8617 | 0.018386 | 1.245 | -0.064545 | 1.245 | 0.099965 | 1.245 | 0.017034 | 1.245 | 1.0875 | 2.0279 | 0.73907 | 1.0792
462674-HVAC DXAC/HP_equip | 6.5445 | 1.6327 | 4.8672 | 22294.935 | 334424.025 | 1384.11 | 20761.65 | 0.029161 | 0.19083 | -0.056144 | -0.36741 | 0.071261 | 0.46634 | -0.014044 | -0.091906 | 1.1708 | 1.5541 | 0.78069 | 0.93434
401064-Agriculture - Low Pressure Sprinkler Nozzles (per nozzle) | 0.031188 | 0.034433 | 0.1833 | 229.125 | 4582.5 | 0 | 0 | 0.11523 | 0 | 0.054744 | 0 | 0.1204 | 0 | 0.059908 | 0 | 5.3503 | 6.646 | 1.6294 | 1.7322
402003-Food Service - Hot Food Holding Cabinet-Half-Size | 0.096882 | 0.10696 | 0.117 | 711.75 | 8541 | 0 | 0 | 0.039563 | 0 | -0.015998 | 0 | 0.096587 | 0 | 0.041026 | 0 | 1.4366 | 3.8756 | 0.89055 | 1.4602
402005-Food Service - Commercial Gas Fryer | 0 | 0 | 0 | 0 | 0 | 3155.1 | 37861.2 | 0 | 1.0248 | 0 | 0.49478 | 0 | 1.0716 | 0 | 0.54156 | 5.7219 | 7.2941 | 1.6623 | 1.7733
402007-Food Service-Commercial Gas Large Vat Fryer, Cooking Efficiency >= 50% | 0 | 0 | 0 | 0 | 0 | 525.85 | 6310.2 | 0 | 1.0248 | 0 | 0.49478 | 0 | 1.0716 | 0 | 0.54156 | 5.7219 | 7.2941 | 1.6623 | 1.7733
402022-Food Service - Griddle-Electric | 0.70392 | 0.77716 | 1.17 | 5171.4 | 62056.8 | 0 | 0 | 0.10137 | 0 | 0.045809 | 0 | 0.11631 | 0 | 0.060745 | 0 | 4.5192 | 9.3865 | 1.543 | 1.8749
402025-Food Service - Combination Oven-Gas | 0 | 0 | 0 | 0 | 0 | 261.95 | 3143.4 | 0 | -0.70857 | 0 | -1.1883 | 0 | 0.78177 | 0 | 0.30203 | 0.61335 | 3.2843 | 0.48609 | 1.3674
402026-Food Service - Convection Oven-Electric | 0.49087 | 0.54194 | 0.741 | 3606.2 | 43274.4 | 0 | 0 | 0.077502 | 0 | 0.021941 | 0 | 0.10697 | 0 | 0.051411 | 0 | 2.4714 | 5.6104 | 1.2027 | 1.6527
402027-Food Service - Convection Oven-Gas | 0 | 0 | 0 | 0 | 0 | 464.1 | 5569.2 | 0 | 0.74475 | 0 | 0.21471 | 0 | 0.9843 | 0 | 0.45426 | 2.4982 | 4.8217 | 1.209 | 1.5768
402032-Ventilation Control - Retrofit | 7.7034 | 1.9218 | 4.446 | 26243.1 | 393646.5 | 0 | 0 | 0.14848 | 0 | 0.063178 | 0 | 0.18731 | 0 | 0.102 | 0 | 3.89 | 15.9177 | 1.4622 | 2.0423
402033-Ventilation Control- New | 1.7119 | 0.42706 | 0.988 | 5831.8 | 87477 | 0 | 0 | 0.17166 | 0 | 0.086357 | 0 | 0.18731 | 0 | 0.102 | 0 | 7.0872 | 15.9177 | 1.7608 | 2.0423
402034-Water Heating - HE Storage Water Heater | 0.00013165 | 0.00014535 | 0.00032885 | 0.9672 | 14.508 | 17.8932 | 268.398 | 0.024986 | 0.21984 | -0.032601 | -0.28683 | 0.053033 | 0.46661 | -0.0045539 | -0.040067 | 1.2273 | 1.6476 | 0.80539 | 0.96735
402037-Heating - Space Heating Boilers - Large | 0 | 0 | 0 | 0 | 0 | 43.4887 | 869.7749 | 0 | 1.0717 | 0 | 0.47284 | 0 | 1.3624 | 0 | 0.76363 | 4.2345 | 34.6129 | 1.5084 | 2.1944
402038-Water Heating -Commercial Boiler | 0 | 0 | 0 | 0 | 0 | 242.5951 | 4851.901 | 0 | 1.1786 | 0 | 0.63327 | 0 | 1.1947 | 0 | 0.6493 | 12.8896 | 15.3772 | 1.9826 | 2.0331
402039-Water Heating -Instantaneous - Gas <=200MBtuh | 0.00017819 | 0.00019673 | 0.0004903 | 1.3091 | 26.182 | 25.935 | 518.7 | 0.1092 | 0.98452 | 0.048706 | 0.43914 | 0.12711 | 1.1461 | 0.066624 | 0.60069 | 4.3572 | 9.7013 | 1.5236 | 1.8872
402046-Tank Insulation - High Temperature Applic. (LF) 2 in | 0 | 0 | 0 | 0 | 0 | 1926.5935 | 21192.5286 | 0 | 1.0499 | 0 | 0.57939 | 0 | 1.0741 | 0 | 0.60356 | 20.9862 | 38.8823 | 2.1076 | 2.2098
402051-Steam Trap Replacement, Commercial operating system <12 hrs/day, Dry Cleaners excluded | 0 | 0 | 0 | 0 | 0 | 337.0894 | 2022.5365 | 0 | 0.55151 | 0 | 0.12452 | 0 | 0.76593 | 0 | 0.33894 | 2.2286 | 4.2667 | 1.1422 | 1.5124
402057-A/C - Reflective Window Film Coastal | 0.50795 | 0.12672 | 1.0354 | 1730.43 | 17304.3 | -87.399 | -873.99 | 0.012849 | 1.1968 | -0.06817 | 1.1968 | 0.13302 | 1.1968 | 0.051999 | 1.1968 | 0.73105 | 2.2776 | 0.50147 | 0.93872
402058-A/C - Reflective Window Film Inland | 0.47127 | 0.11757 | 0.96067 | 1605.4545 | 16054.545 | -81.0869 | -810.8685 | 0.012849 | 1.1968 | -0.06817 | 1.1968 | 0.13302 | 1.1968 | 0.051999 | 1.1968 | 0.73105 | 2.2776 | 0.50147 | 0.93872
402060-Motors - VFD - HVAC Fans (per Hp) | 5.6763 | 1.4161 | 3.3475 | 19337.5 | 290062.5 | -34.775 | -521.625 | 0.17421 | 1.3079 | 0.088903 | 1.3079 | 0.18904 | 1.3079 | 0.10374 | 1.3079 | 7.699 | 18.256 | 1.78 | 2.0547
402065-Network Power Management Software | 34.0263 | 37.5665 | 26.6257 | 249975.7352 | 1249878.6758 | 0 | 0 | 0.075106 | 0 | 0.024946 | 0 | 0.090325 | 0 | 0.040165 | 0 | 2.7707 | 4.3212 | 1.2695 | 1.5192
402067-Refrigerator - Early Replacement | 0.047962 | 0.037117 | 0.0741 | 416 | 2080 | -8.515 | -42.575 | -0.17188 | 1.0911 | -0.21891 | 1.0911 | -0.041445 | 1.0911 | -0.088471 | 1.0911 | 0.31144 | 0.57937 | 0.26694 | 0.44222
402135-Food Service - Steamer-Electric | 2.6681 | 2.9457 | 4.485 | 19601.4 | 235216.8 | 0 | 0 | 0.11867 | 0 | 0.063114 | 0 | 0.12255 | 0 | 0.066991 | 0 | 11.3198 | 17.0774 | 1.9411 | 2.0603
402140-Lighting - 8 Ft T-8 with Elec. Ballast | 0.22358 | 0.18593 | 0.35121 | 1415.3256 | 21229.8835 | -4.4512 | -66.7684 | 0.13827 | 1.3079 | 0.069861 | 1.3079 | 0.15297 | 1.3079 | 0.084556 | 1.3079 | 7.0949 | 21.3438 | 1.7271 | 2.0622
402144-Lighting - Remove 8 Ft T-8 (De-Lamp) | 0.49824 | 0.42977 | 0.84791 | 3416.9532 | 51254.2975 | -10.7464 | -161.1957 | 0.14247 | 1.3079 | 0.07698 | 1.3079 | 0.14656 | 1.3079 | 0.081064 | 1.3079 | 13.6095 | 21.6799 | 1.9529 | 2.0631
402145-Lighting - Screw in 14-26 Watt Reflector Lamp | 1.0395 | 0.89669 | 1.554 | 7129.2672 | 23526.5818 | -21.165 | -69.8445 | 0.081886 | 1.0552 | 0.026332 | 1.0552 | 0.1123 | 1.0552 | 0.056745 | 1.0552 | 2.6315 | 7.1129 | 1.2235 | 1.7303
402150-Refrigeration - Food Service -Auto Closer for Main Cooler Doors | 0.078076 | 0.060422 | 0.1443 | 677.196 | 5417.568 | 0 | 0 | 0.085067 | 0 | 0.035606 | 0 | 0.098364 | 0 | 0.048904 | 0 | 3.7605 | 6.6152 | 1.4435 | 1.7301
402152-Refrigeration - New Refrigeration Case w/Doors-Low Temperature Case | 0.23067 | 0.17851 | 0.7564 | 2000.7 | 24008.4 | 380.835 | 4570.0202 | -0.10053 | -1.0207 | -0.15273 | -1.5507 | 0.026053 | 0.26453 | -0.026151 | -0.26552 | 0.54888 | 1.2707 | 0.4447 | 0.82385
402153-Refrigeration - New Refrigeration Case w/Doors-Medium Temperature Case | 0.017086 | 0.013223 | 0.05603 | 148.2 | 1778.4 | 28.21 | 338.52 | -0.078524 | -0.79728 | -0.13073 | -1.3273 | 0.081058 | 0.823 | 0.028853 | 0.29295 | 0.60901 | 2.9649 | 0.48337 | 1.3087
402156-Refrigeration - Night Covers for Display Cases Med Temp | 0.022302 | 0.017259 | -0.052104 | 193.44 | 967.2 | 19.032 | 95.16 | -0.30537 | -3.024 | -0.3524 | -3.4897 | 0.05973 | 0.59148 | 0.012704 | 0.1258 | 0.26514 | 2.184 | 0.23818 | 1.1303
402168-Food Service - Solid-Door Reach In Freezer 15-29' | 0.089992 | 0.069643 | 0.07995 | 780.5525 | 9366.63 | 0 | 0 | 0.053897 | 0 | 0.0016925 | 0 | 0.09934 | 0 | 0.047136 | 0 | 1.7878 | 5.3247 | 1.014 | 1.627
402169-Food Service - Solid-Door Reach In Freezer 30-49' | 0.15564 | 0.12045 | 0.13845 | 1349.9525 | 16199.43 | 0 | 0 | 0.074851 | 0 | 0.022646 | 0 | 0.095747 | 0 | 0.043543 | 0 | 2.5771 | 4.6045 | 1.2272 | 1.5528
402170-Food Service - Solid-Door Reach In Refrigerator <15' | 0.033371 | 0.025825 | 0.0299 | 289.445 | 3473.34 | 0 | 0 | 0.079156 | 0 | 0.026951 | 0 | 0.10166 | 0 | 0.049458 | 0 | 2.8342 | 5.9235 | 1.2826 | 1.6789
402172-Food Service - Solid-Door Reach In Refrigerator 15-29' | 0.048689 | 0.037679 | 0.04355 | 422.305 | 5067.66 | 0 | 0 | -0.087453 | 0 | -0.13966 | 0 | 0.10108 | 0 | 0.048878 | 0 | 0.58309 | 5.7617 | 0.46689 | 1.6656
402175-Lighting - Exterior Compact Fluorescent Fixture <=70 watts | 0.12224 | 0.10166 | 0.17193 | 773.8049 | 11607.0741 | -2.2901 | -34.3512 | 0.044704 | 1.3079 | -0.023709 | 1.3079 | 0.14812 | 1.3079 | 0.079706 | 1.3079 | 1.3533 | 12.8562 | 0.85011 | 1.9411
402176-Lighting - Exterior Induction Fixture <=100 watts | 8.3986 | 6.9846 | 0 | 53166.75 | 797501.25 | 0 | 0 | 0.089446 | 0 | 0.021033 | 0 | 0.1472 | 0 | 0.078789 | 0 | 2.2627 | 12.2507 | 1.151 | 1.9668
402177-Lighting - Exterior Induction Fixture <=120 watts | 0.11788 | 0.09803 | 0 | 746.2 | 11193 | 0 | 0 | 0.016457 | 0 | -0.051956 | 0 | 0.13786 | 0 | 0.069443 | 0 | 1.1144 | 7.1462 | 0.7552 | 1.7644
402178-Lighting - Exterior Induction Fixture <=180 watts | 2.7037 | 2.2485 | 0 | 17115.2345 | 256728.5175 | 0 | 0 | -0.052562 | 0 | -0.12097 | 0 | 0.13697 | 0 | 0.068556 | 0 | 0.75306 | 6.8743 | 0.56988 | 1.7474
402179-Lighting - Exterior Induction Fixture <=250 watts | 0.52539 | 0.43693 | 0 | 3325.92 | 49888.8 | 0 | 0 | 0.083575 | 0 | 0.015163 | 0 | 0.1433 | 0 | 0.074889 | 0 | 2.0895 | 9.4376 | 1.1045 | 1.877
402180-Lighting - Exterior Induction Fixture <=70 watts | 0.21512 | 0.1789 | 0 | 1361.815 | 20427.225 | 0 | 0 | 0.060544 | 0 | -0.0078691 | 0 | 0.14684 | 0 | 0.078431 | 0 | 1.607 | 11.924 | 0.9532 | 1.9582
402181-Lighting - Exterior Pulse Start/Ceramic Metal Halide Fixtures <=100 watts | 0.044203 | 0.036761 | 0 | 279.825 | 4197.375 | 0 | 0 | 0.093184 | 0 | 0.024771 | 0 | 0.15655 | 0 | 0.088135 | 0 | 2.3887 | 42.8773 | 1.1828 | 2.2215
402183-Lighting - Exterior Pulse Start/Ceramic Metal Halide Fixtures <=175 watts | 0.049608 | 0.041256 | 0 | 314.041 | 4710.615 | 0 | 0 | -0.047232 | 0 | -0.11565 | 0 | 0.15029 | 0 | 0.08188 | 0 | 0.7724 | 16.0401 | 0.58089 | 2.0443
402184-Lighting - Exterior Pulse Start/Ceramic Metal Halide Fixtures <=250 watts | 0.35026 | 0.29129 | 0 | 2217.28 | 33259.2 | 0 | 0 | 0.089237 | 0 | 0.020824 | 0 | 0.15746 | 0 | 0.089042 | 0 | 2.256 | 56.6253 | 1.1493 | 2.2498
402185-Lighting - Exterior Pulse Start/Ceramic Metal Halide Fixtures <=70 watts | 0.12293 | 0.10223 | 0 | 778.18 | 11672.7 | 0 | 0 | 0.064845 | 0 | -0.0035675 | 0 | 0.1576 | 0 | 0.089184 | 0 | 1.6794 | 59.6199 | 0.97823 | 2.2543
402186-Lighting - Exterior Pulse Start/Ceramic Metal Halide Fixtures <=750 watts | 0.26269 | 0.21847 | 0 | 1662.96 | 24944.4 | 0 | 0 | 0.088859 | 0 | 0.020446 | 0 | 0.15651 | 0 | 0.088099 | 0 | 2.2441 | 42.469 | 1.1462 | 2.2204
402187-Lighting - Interior Compact Fluorescent Fixture <=128 watts | 0.027164 | 0.02259 | 0.038207 | 171.9567 | 2579.3498 | -0.50891 | -7.6336 | 0.084245 | 1.3079 | 0.015832 | 1.3079 | 0.14812 | 1.3079 | 0.079706 | 1.3079 | 2.057 | 12.8562 | 1.0828 | 1.9411
402191-Lighting - Interior Compact Fluorescent Fixture <=70 watts | 0.31238 | 0.25979 | 0.43938 | 1977.5015 | 29662.5227 | -5.8524 | -87.7863 | -0.016534 | 1.3079 | -0.084947 | 1.3079 | 0.14204 | 1.3079 | 0.073623 | 1.3079 | 0.8846 | 8.5708 | 0.63782 | 1.8049
402197-Lighting - Interior Linear Fluorescent Fixture <=128 watts replacing 101-175 Watts | 1.625 | 1.3514 | 2.5527 | 10287.1499 | 154307.2485 | -32.3533 | -485.2992 | 0.046096 | 1.3079 | -0.022317 | 1.3079 | 0.14275 | 1.3079 | 0.074332 | 1.3079 | 1.3677 | 8.9034 | 0.85526 | 1.8169
402198-Lighting - Interior Linear Fluorescent Fixture <=192 watts replacing 176-399 Watts | 1.1976 | 0.99594 | 1.8812 | 7581.0801 | 113716.2014 | -23.8426 | -357.6396 | 0.092978 | 1.3079 | 0.024565 | 1.3079 | 0.14538 | 1.3079 | 0.076971 | 1.3079 | 2.3203 | 10.4799 | 1.1507 | 1.8745
402199-Lighting - Interior Linear Fluorescent Fixture <=244 watts replacing 400 Watts (Tier 1) | 3.8755 | 3.223 | 6.0364 | 24533.34 | 368000.1 | -77.532 | -1162.98 | 0.07282 | 1.3079 | 0.0044073 | 1.3079 | 0.13758 | 1.3079 | 0.069168 | 1.3079 | 1.7853 | 6.8775 | 1.0018 | 1.7137
402200-Lighting - Interior Linear Fluorescent Fixture <=600 watts replacing >=400 Watts (Tier 1) | 0.087482 | 0.072754 | 0.1365 | 553.8 | 8307 | -1.7628 | -26.442 | 0.048305 | 1.3079 | -0.020108 | 1.3079 | 0.12251 | 1.3079 | 0.054096 | 1.3079 | 1.3942 | 4.1327 | 0.86546 | 1.4702
402201-Lighting - Interior Linear Fluorescent Fixture <=64 watts replacing <=100 Watts | 0.54297 | 0.45155 | 0.85294 | 3437.2192 | 51558.2885 | -10.8101 | -162.1518 | -0.01316 | 1.3079 | -0.081573 | 1.3079 | 0.14476 | 1.3079 | 0.076352 | 1.3079 | 0.90041 | 10.0621 | 0.64572 | 1.8607
402202-Lighting - Interior Linear Fluorescent Fixture 245-360 watts replacing 400 Watts (Tier 2) | 0.5063 | 0.42106 | 0.79533 | 3205.0759 | 48076.1383 | -10.08 | -151.2003 | 0.081256 | 1.3079 | 0.012843 | 1.3079 | 0.14413 | 1.3079 | 0.075717 | 1.3079 | 1.9761 | 9.6668 | 1.0592 | 1.8467
402207-Lighting - Interior Pulse Start/Ceramic Metal Halide Fixtures <=70 watts | 0.012905 | 0.010732 | 0.020272 | 81.6927 | 1225.3901 | -0.25692 | -3.8539 | -0.29428 | 1.3079 | -0.3627 | 1.3079 | 0.14748 | 1.3079 | 0.079068 | 1.3079 | 0.34356 | 12.1965 | 0.29862 | 1.9229
402221-Lighting - T8 to 4ft 25 Watt Lamp | 9.3258 | 8.0443 | 15.8709 | 63957.4663 | 959361.9947 | -201.1474 | -3017.2113 | 0.1374 | 1.3079 | 0.071911 | 1.3079 | 0.14078 | 1.3079 | 0.075288 | 1.3079 | 9.3094 | 11.7919 | 1.8315 | 1.9107
402222-Lighting - T8 to 4ft 28 Watt Lamp | 3.6313 | 3.1323 | 6.1799 | 24904.0115 | 373560.1723 | -78.3236 | -1174.8537 | 0.11996 | 1.3079 | 0.054463 | 1.3079 | 0.13375 | 1.3079 | 0.068253 | 1.3079 | 4.4591 | 7.5805 | 1.5087 | 1.7529
402244-Pipe Insulation - Hot Water Applic. >=1 in. | 0 | 0 | 0 | 0 | 0 | 275.7618 | 3033.3799 | 0 | 0.97558 | 0 | 0.50502 | 0 | 1.0419 | 0 | 0.57139 | 8.6878 | 18.214 | 1.8453 | 2.0759
402246-Pipe Insulation - Low Pressure (<=15 psi) Steam Applic. >=1 in. | 0 | 0 | 0 | 0 | 0 | 1330.3701 | 14634.0715 | 0 | 1.0213 | 0 | 0.55072 | 0 | 1.0494 | 0 | 0.57888 | 13.5771 | 20.7866 | 1.9981 | 2.1056
402255-Refrigeration - Anti-Sweat Heater Controls | 0.20234 | 0.15659 | 0.026832 | 1755 | 21060 | 0 | 0 | 0.10045 | 0 | 0.048243 | 0 | 0.10528 | 0 | 0.053079 | 0 | 5.5944 | 7.1832 | 1.6513 | 1.7667
402256-Refrigeration - Food Service -Evaporator Fan Controller for Walk-In Coolers | 0.17774 | 0.13755 | 0.21185 | 1541.6427 | 24666.2832 | 0 | 0 | 0.096838 | 0 | 0.042073 | 0 | 0.11849 | 0 | 0.063721 | 0 | 4.0769 | 13.0611 | 1.4879 | 1.9866
402257-Lighting - Exterior LED Fixtures <=130 watts | 0.47042 | 0.39122 | 0 | 2977.975 | 47647.6 | 0 | 0 | -0.57556 | 0 | -0.6447 | 0 | 0.1023 | 0 | 0.033168 | 0 | 0.21961 | 2.7144 | 0.20079 | 1.2575
402258-Lighting - Exterior LED Fixtures <=110 watts | 1.1369 | 0.9455 | 0 | 7197.12 | 115153.92 | 0 | 0 | -0.48608 | 0 | -0.55521 | 0 | 0.1081 | 0 | 0.03897 | 0 | 0.24994 | 3.0067 | 0.22584 | 1.3168
402259-Lighting - Exterior LED Fixtures <=192watts | 4.4991 | 3.7416 | 0 | 28481.103 | 455697.648 | 0 | 0 | -0.54556 | 0 | -0.61469 | 0 | 0.10392 | 0 | 0.03479 | 0 | 0.22893 | 2.7902 | 0.20855 | 1.2735
402260-Lighting - Exterior LED Fixtures <=350 watts | 0.088821 | 0.073867 | 0 | 562.275 | 8996.4 | 0 | 0 | -0.82748 | 0 | -0.89661 | 0 | 0.094635 | 0 | 0.025502 | 0 | 0.1637 | 2.4054 | 0.15301 | 1.1869
402261-Lighting - Exterior LED Fixtures <=80 watts | 1.2613 | 1.0489 | 0 | 7984.305 | 127748.88 | 0 | 0 | -0.50898 | 0 | -0.57811 | 0 | 0.11708 | 0 | 0.047948 | 0 | 0.24141 | 3.6081 | 0.21886 | 1.4205
402262-Lighting - Interior LED Fixtures <=110 watts | 0.84885 | 0.70594 | 1.3334 | 5373.5625 | 85977.0003 | -16.9 | -270.3993 | -0.14605 | 1.3288 | -0.21518 | 1.3288 | 0.13642 | 1.3288 | 0.067286 | 1.3288 | 0.51227 | 6.175 | 0.41837 | 1.6665
402266-Lighting - LED System <=15 watts Surface/Pendant/Recessed Down Lighting | 1.9158 | 1.5932 | 2.6946 | 12127.5228 | 194040.3643 | -35.8914 | -574.2631 | -0.054964 | 1.3288 | -0.1241 | 1.3288 | 0.13916 | 1.3288 | 0.070028 | 1.3288 | 0.72851 | 6.9281 | 0.55245 | 1.7189
402269-Lighting - Linear LED Systems (T8 Basecase) | 0.0081896 | 0.0068108 | 0.012865 | 51.8434 | 829.4948 | -0.16305 | -2.6088 | -2.1517 | 1.3288 | -2.2208 | 1.3288 | -0.60924 | 1.3288 | -0.67837 | 1.3288 | 0.068201 | 0.2046 | 0.066222 | 0.18777
402270-Lighting - Premium Tier 5' Case Door | 0.75749 | 0.62995 | 0.7344 | 4795.2 | 38361.6 | 0 | 0 | 0.021431 | 0 | -0.041406 | 0 | 0.11292 | 0 | 0.050081 | 0 | 1.1704 | 4.2917 | 0.78049 | 1.5155
402271-Lighting - Premium Tier 6' Case Door | 3.3633 | 2.7971 | 3.2472 | 21291.3 | 170330.4 | 0 | 0 | 0.060691 | 0 | -0.0021465 | 0 | 0.11677 | 0 | 0.053927 | 0 | 1.7014 | 4.8336 | 0.98563 | 1.578
402273-Lighting - Standard Tier 5' Case Door | 0.069924 | 0.058152 | 0.06825 | 442.65 | 3541.2 | 0 | 0 | -0.031636 | 0 | -0.094474 | 0 | 0.098984 | 0 | 0.036147 | 0 | 0.82312 | 3.052 | 0.60912 | 1.3254
402402-Heating - Greenhouse Heat Curtain | 0.016837 | 0.0042003 | 0 | 57.3571 | 286.7857 | 134.7547 | 673.7737 | 0.051931 | 0.31909 | -0.023857 | -0.14659 | 0.10736 | 0.65967 | 0.031571 | 0.19399 | 1.4133 | 2.5292 | 0.88156 | 1.2162
402403-Heating - Infrared Film for Greenhouse | 0.028499 | 0.0071096 | 0 | 97.0862 | 485.4308 | 1428.5534 | 7142.7668 | 0.14067 | 0.86432 | 0.064878 | 0.39864 | 0.14242 | 0.87512 | 0.066635 | 0.40944 | 4.8122 | 5.0528 | 1.5757 | 1.6007
402411-Lighting - Remove 4 Ft T-8 (De-Lamp 32W) | 3.4743 | 2.9969 | 5.9126 | 23827.0297 | 357405.4461 | -74.9365 | -1124.0468 | 0.12516 | 1.3079 | 0.059666 | 1.3079 | 0.1473 | 1.3079 | 0.081806 | 1.3079 | 5.2793 | 24.2964 | 1.5924 | 2.0845
402422-LED MR16 Up to 6 watt Interior LED Integral Lamp | 0.48118 | 0.41506 | 0.73323 | 3299.9804 | 26399.8436 | -9.7663 | -78.1304 | 0.053663 | 1.1538 | -0.0064032 | 1.1538 | 0.10382 | 1.1538 | 0.043757 | 1.1538 | 1.5771 | 3.7206 | 0.93327 | 1.416
402423-LED MR16 7 -10 watt Interior lamp | 2.6608 | 2.2952 | 3.9024 | 18248.0014 | 145984.0113 | -45.62 | -364.96 | 0.093281 | 1.1538 | 0.033215 | 1.1538 | 0.11256 | 1.1538 | 0.052493 | 1.1538 | 2.9052 | 4.8932 | 1.2821 | 1.5622
402424-LED Integral PAR-20 lamp Up to 10 watt Interior | 1.5513 | 1.3381 | 2.3639 | 10639.1311 | 71260.0877 | -31.4865 | -210.8945 | 0.074245 | 1.1267 | 0.015326 | 1.1267 | 0.10463 | 1.1267 | 0.045716 | 1.1267 | 2.1115 | 4.0323 | 1.0977 | 1.459
402425-LED Integral PAR-30 lamp Up to 15 watt Interior | 2.5011 | 2.1574 | 3.8112 | 17152.6456 | 274442.3299 | -50.7633 | -812.213 | 0.080259 | 1.3288 | 0.014064 | 1.3288 | 0.13801 | 1.3288 | 0.071811 | 1.3288 | 2.02 | 8.8475 | 1.0718 | 1.815
402426-LED Integral PAR30 lamp 16-21watt | 0.93063 | 0.80275 | 1.4181 | 6382.3798 | 102118.0762 | -18.8887 | -302.2188 | 0.13216 | 1.3288 | 0.065964 | 1.3288 | 0.14014 | 1.3288 | 0.073946 | 1.3288 | 6.5918 | 10.1114 | 1.696 | 1.8628
402427-LED Integral PAR38 lamp Up to 16 watt | 0.65662 | 0.56639 | 1.0006 | 4503.1784 | 72050.8551 | -13.3272 | -213.2348 | 0.099342 | 1.3288 | 0.033147 | 1.3288 | 0.13828 | 1.3288 | 0.07208 | 1.3288 | 2.7114 | 8.9892 | 1.2396 | 1.8209
402428-LED Integral PAR38 lamp 17-22 watt | 18.9232 | 16.3229 | 28.8354 | 129777.314 | 2076437.0247 | -384.0764 | -6145.2227 | 0.13034 | 1.3288 | 0.064147 | 1.3288 | 0.14124 | 1.3288 | 0.075047 | 1.3288 | 6.1079 | 10.9154 | 1.6621 | 1.8884
402429-LED Integral PAR38 lamp 23-25 watt | 0.31643 | 0.27295 | 0.48218 | 2170.1031 | 34721.6502 | -6.4224 | -102.7588 | 0.13231 | 1.3288 | 0.066113 | 1.3288 | 0.14486 | 1.3288 | 0.07866 | 1.3288 | 6.6347 | 14.7679 | 1.6988 | 1.9777
461831-LED Integral Candelabra lamp Up to 4 watt | 3.2983 | 2.8451 | 5.026 | 22620.2872 | 361924.5954 | -66.9448 | -1071.1171 | 0.13193 | 1.3288 | 0.065732 | 1.3288 | 0.14641 | 1.3288 | 0.080214 | 1.3288 | 6.5256 | 17.4116 | 1.6916 | 2.0188
461832-LED Integral A-lamp Up to 7 watt Interior | 0.15005 | 0.12943 | 0.22865 | 1029.0537 | 16464.8597 | -3.0455 | -48.7278 | 0.088707 | 1.3288 | 0.022511 | 1.3288 | 0.134 | 1.3288 | 0.067801 | 1.3288 | 2.277 | 7.1657 | 1.1401 | 1.7317
461833-LED Integral A-lamp 8-10 watt Interior | 2.0658 | 1.7819 | 3.1479 | 14167.4374 | 226678.9987 | -41.9286 | -670.8573 | 0.12234 | 1.3288 | 0.05614 | 1.3288 | 0.14454 | 1.3288 | 0.078348 | 1.3288 | 4.6147 | 14.3315 | 1.5276 | 1.9697
461834-LED Integral A-lamp Up to 11 watt Interior | 1.2667 | 1.0926 | 1.9302 | 8687.128 | 138994.0482 | -25.7096 | -411.3534 | 0.12962 | 1.3288 | 0.063421 | 1.3288 | 0.13208 | 1.3288 | 0.065883 | 1.3288 | 5.9337 | 6.5686 | 1.6489 | 1.6944
461835-LED Integral A-lamp 12-17 watt Interior | 10.6989 | 9.2287 | 16.303 | 73373.9242 | 1173982.7873 | -217.1504 | -3474.4062 | 0.12553 | 1.3288 | 0.059329 | 1.3288 | 0.134 | 1.3288 | 0.067801 | 1.3288 | 5.1125 | 7.1657 | 1.5785 | 1.7317
461836-LED Integral A-lamp 18-30 watt Interior | 1.3504 | 1.1649 | 2.0578 | 9261.4836 | 148183.7373 | -27.4094 | -438.5503 | 0.12473 | 1.3288 | 0.058536 | 1.3288 | 0.14103 | 1.3288 | 0.074832 | 1.3288 | 4.979 | 10.7486 | 1.5655 | 1.8834
462659-Comp. Air | 27.4568 | 30.3135 | 0 | 201712.5045 | 3025687.5675 | 0 | 0 | 0.12737 | 0 | 0.069784 | 0 | 0.13154 | 0 | 0.07395 | 0 | 17.8696 | 39.867 | 2.0713 | 2.2129
462660-Process Heat | 2.9474 | 3.2541 | 2.8958 | 21653.19 | 214927.96 | 7263.945 | 72101.38 | 0.054228 | 0.46185 | 0.00013387 | 0.0011401 | 0.087855 | 0.74824 | 0.03376 | 0.28753 | 1.7479 | 3.2594 | 1.0011 | 1.3631
462661-ProcRefr | 2.0963 | 2.3144 | 2.0709 | 15400.2713 | 168478.9675 | 0 | 0 | 0.033357 | 0 | -0.021458 | 0 | 0.056158 | 0 | 0.0013424 | 0 | 1.3509 | 1.7771 | 0.85684 | 1.0106
462662-Swimming Pool Equimpent | 3.9589 | 4.3707 | 3.5451 | 29083.86 | 385361.145 | 1048.32 | 13890.24 | 0.087102 | 0.83651 | 0.030678 | 0.29463 | 0.11198 | 1.0755 | 0.055559 | 0.53358 | 2.9316 | 6.5403 | 1.3022 | 1.725
462663-Water Heating | 0.048149 | 0.053158 | 0 | 353.727 | 6157.47 | 1927.233 | 33548.13 | 0.031763 | 0.28309 | -0.027305 | -0.24336 | 0.043164 | 0.3847 | -0.015905 | -0.14175 | 1.2979 | 1.4533 | 0.83521 | 0.89692
462664-Pumping | 3.2143 | 3.5487 | 2.3929 | 23614.0515 | 354210.7725 | 0 | 0 | 0.043137 | 0 | -0.01445 | 0 | 0.09378 | 0 | 0.036194 | 0 | 1.47 | 3.2795 | 0.90326 | 1.3666
462665-RetroComm | 9.6753 | 10.682 | 1.9416 | 71080.281 | 847495.6581 | 10203.1164 | 121652.5417 | 0.087103 | 0.83059 | 0.031596 | 0.30129 | 0.099489 | 0.94871 | 0.043983 | 0.41941 | 3.0283 | 4.2558 | 1.3209 | 1.511
462666-Lighting - Exterior | 2.2113 | 1.839 | 1.6058 | 13998.7575 | 195515.9798 | 0 | 0 | -0.0010881 | 0 | -0.068726 | 0 | 0.086951 | 0 | 0.019313 | 0 | 0.99318 | 2.2158 | 0.6975 | 1.1388
462667-Lighting - Int. CF/LED | 22.6587 | 18.8439 | 19.3343 | 143439.075 | 1668483.3204 | -178.425 | -2075.4396 | 0.10747 | 1.2335 | 0.041644 | 1.2335 | 0.13327 | 1.2335 | 0.067444 | 1.2335 | 3.2657 | 7.2859 | 1.3563 | 1.7595
462668-Lighting - Int. LF | 15.3551 | 12.7699 | 18.1593 | 97203.888 | 1458058.32 | -100.5142 | -1507.713 | 0.13444 | 1.3055 | 0.066104 | 1.3055 | 0.14203 | 1.3055 | 0.0737 | 1.3055 | 6.1865 | 8.7881 | 1.6889 | 1.8374
462669-Chiller DB | 7.2855 | 1.3154 | 2.1453 | 23958.3469 | 479166.9372 | 0 | 0 | 0.085334 | 0 | -0.0051277 | 0 | 0.12359 | 0 | 0.03313 | 0 | 1.674 | 2.3989 | 0.97638 | 1.1853
462670-Chiller ROB | 12.9615 | 2.3403 | 0.31213 | 42624.0833 | 852481.665 | 0 | 0 | 0.20723 | 0 | 0.11457 | 0 | 0.20955 | 0 | 0.11689 | 0 | 22.0257 | 28.7948 | 2.1177 | 2.1666
462671-HVAC - ASD and Flow | 66.665 | 16.631 | 19.4015 | 227107.0912 | 3461998.3422 | 606.7913 | 9249.8666 | 0.14224 | 0.93222 | 0.056737 | 0.37185 | 0.16918 | 1.1088 | 0.083674 | 0.54839 | 3.4487 | 6.4312 | 1.3951 | 1.7173
462672-HVAC Controlls | 106.8328 | 26.6517 | 6.903 | 363946.05 | 5309879.55 | 5153.85 | 75193.35 | 0.15549 | 1.0144 | 0.070511 | 0.46 | 0.17956 | 1.1714 | 0.094576 | 0.617 | 4.5652 | 10.1849 | 1.5483 | 1.9048
462673-HVAC Distribution | 17.5653 | 4.382 | 6.7655 | 59839.3575 | 726808.8362 | -143.91 | -1747.9309 | 0.018386 | 1.245 | -0.064545 | 1.245 | 0.099965 | 1.245 | 0.017034 | 1.245 | 1.0875 | 2.0279 | 0.73907 | 1.0792
462674-HVAC DXAC/HP_equip | 3.2722 | 0.81633 | 2.4336 | 11147.4675 | 167212.0125 | 692.055 | 10380.825 | 0.029161 | 0.19083 | -0.056144 | -0.36741 | 0.071261 | 0.46634 | -0.014044 | -0.091906 | 1.1708 | 1.5541 | 0.78069 | 0.93434
401064-Agriculture - Low Pressure Sprinkler Nozzles (per nozzle) | 0.015262 | 0.01685 | 0.0897 | 112.125 | 2242.5 | 0 | 0 | 0.11523 | 0 | 0.054744 | 0 | 0.1204 | 0 | 0.059908 | 0 | 5.3503 | 6.646 | 1.6294 | 1.7322
402003-Food Service - Hot Food Holding Cabinet-Half-Size | 0.096882 | 0.10696 | 0.117 | 711.75 | 8541 | 0 | 0 | 0.039563 | 0 | -0.015998 | 0 | 0.096587 | 0 | 0.041026 | 0 | 1.4366 | 3.8756 | 0.89055 | 1.4602
402005-Food Service - Commercial Gas Fryer | 0 | 0 | 0 | 0 | 0 | 1577.55 | 18930.6 | 0 | 1.0248 | 0 | 0.49478 | 0 | 1.0716 | 0 | 0.54156 | 5.7219 | 7.2941 | 1.6623 | 1.7733
402007-Food Service-Commercial Gas Large Vat Fryer, Cooking Efficiency >= 50% | 0 | 0 | 0 | 0 | 0 | 525.85 | 6310.2 | 0 | 1.0248 | 0 | 0.49478 | 0 | 1.0716 | 0 | 0.54156 | 5.7219 | 7.2941 | 1.6623 | 1.7733
402022-Food Service - Griddle-Electric | 0.35196 | 0.38858 | 0.585 | 2585.7 | 31028.4 | 0 | 0 | 0.10137 | 0 | 0.045809 | 0 | 0.11631 | 0 | 0.060745 | 0 | 4.5192 | 9.3865 | 1.543 | 1.8749
402024-Food Service - Combination Oven-Electric | 1.6307 | 1.8004 | 2.457 | 11980.15 | 143761.8 | 0 | 0 | 0.10138 | 0 | 0.045823 | 0 | 0.1202 | 0 | 0.064636 | 0 | 4.5214 | 13.0469 | 1.5432 | 1.9862
402025-Food Service - Combination Oven-Gas | 0 | 0 | 0 | 0 | 0 | 261.95 | 3143.4 | 0 | -0.70857 | 0 | -1.1883 | 0 | 0.78177 | 0 | 0.30203 | 0.61335 | 3.2843 | 0.48609 | 1.3674
402026-Food Service - Convection Oven-Electric | 0.24544 | 0.27097 | 0.3705 | 1803.1 | 21637.2 | 0 | 0 | 0.077502 | 0 | 0.021941 | 0 | 0.10697 | 0 | 0.051411 | 0 | 2.4714 | 5.6104 | 1.2027 | 1.6527
402027-Food Service - Convection Oven-Gas | 0 | 0 | 0 | 0 | 0 | 232.05 | 2784.6 | 0 | 0.74475 | 0 | 0.21471 | 0 | 0.9843 | 0 | 0.45426 | 2.4982 | 4.8217 | 1.209 | 1.5768
402032-Ventilation Control - Retrofit | 3.4237 | 0.85412 | 1.976 | 11663.6 | 174954 | 0 | 0 | 0.14848 | 0 | 0.063178 | 0 | 0.18731 | 0 | 0.102 | 0 | 3.89 | 15.9177 | 1.4622 | 2.0423
402033-Ventilation Control- New | 0.85593 | 0.21353 | 0.494 | 2915.9 | 43738.5 | 0 | 0 | 0.17166 | 0 | 0.086357 | 0 | 0.18731 | 0 | 0.102 | 0 | 7.0872 | 15.9177 | 1.7608 | 2.0423
402034-Water Heating - HE Storage Water Heater | 6.5827e-05 | 7.2676e-05 | 0.00016442 | 0.4836 | 7.254 | 8.9466 | 134.199 | 0.024986 | 0.21984 | -0.032601 | -0.28683 | 0.053033 | 0.46661 | -0.0045539 | -0.040067 | 1.2273 | 1.6476 | 0.80539 | 0.96735
402037-Heating - Space Heating Boilers - Large | 0 | 0 | 0 | 0 | 0 | 21.7444 | 434.8874 | 0 | 1.0717 | 0 | 0.47284 | 0 | 1.3624 | 0 | 0.76363 | 4.2345 | 34.6129 | 1.5084 | 2.1944
402038-Water Heating -Commercial Boiler | 0 | 0 | 0 | 0 | 0 | 121.2975 | 2425.9505 | 0 | 1.1786 | 0 | 0.63327 | 0 | 1.1947 | 0 | 0.6493 | 12.8896 | 15.3772 | 1.9826 | 2.0331
402039-Water Heating -Instantaneous - Gas <=200MBtuh | 8.4407e-05 | 9.3189e-05 | 0.00023225 | 0.6201 | 12.402 | 12.285 | 245.7 | 0.1092 | 0.98452 | 0.048706 | 0.43914 | 0.12711 | 1.1461 | 0.066624 | 0.60069 | 4.3572 | 9.7013 | 1.5236 | 1.8872
402046-Tank Insulation - High Temperature Applic. (LF) 2 in | 0 | 0 | 0 | 0 | 0 | 963.2968 | 10596.2643 | 0 | 1.0499 | 0 | 0.57939 | 0 | 1.0741 | 0 | 0.60356 | 20.9862 | 38.8823 | 2.1076 | 2.2098
402051-Steam Trap Replacement, Commercial operating system <12 hrs/day, Dry Cleaners excluded | 0 | 0 | 0 | 0 | 0 | 168.5447 | 1011.2683 | 0 | 0.55151 | 0 | 0.12452 | 0 | 0.76593 | 0 | 0.33894 | 2.2286 | 4.2667 | 1.1422 | 1.5124
402057-A/C - Reflective Window Film Coastal | 0.25398 | 0.06336 | 0.51772 | 865.215 | 8652.15 | -43.6995 | -436.995 | 0.012849 | 1.1968 | -0.06817 | 1.1968 | 0.13302 | 1.1968 | 0.051999 | 1.1968 | 0.73105 | 2.2776 | 0.50147 | 0.93872
402058-A/C - Reflective Window Film Inland | 0.23516 | 0.058666 | 0.47937 | 801.125 | 8011.25 | -40.4625 | -404.625 | 0.012849 | 1.1968 | -0.06817 | 1.1968 | 0.13302 | 1.1968 | 0.051999 | 1.1968 | 0.73105 | 2.2776 | 0.50147 | 0.93872
402060-Motors - VFD - HVAC Fans (per Hp) | 2.7246 | 0.67972 | 1.6068 | 9282 | 139230 | -16.692 | -250.38 | 0.17421 | 1.3079 | 0.088903 | 1.3079 | 0.18904 | 1.3079 | 0.10374 | 1.3079 | 7.699 | 18.256 | 1.78 | 2.0547
402065-Network Power Management Software | 17.0132 | 18.7833 | 13.3128 | 124987.8676 | 624939.3379 | 0 | 0 | 0.075106 | 0 | 0.024946 | 0 | 0.090325 | 0 | 0.040165 | 0 | 2.7707 | 4.3212 | 1.2695 | 1.5192
402067-Refrigerator - Early Replacement | 0.047962 | 0.037117 | 0.0741 | 416 | 2080 | -8.515 | -42.575 | -0.17188 | 1.0911 | -0.21891 | 1.0911 | -0.041445 | 1.0911 | -0.088471 | 1.0911 | 0.31144 | 0.57937 | 0.26694 | 0.44222
402140-Lighting - 8 Ft T-8 with Elec. Ballast | 0.10163 | 0.084516 | 0.15964 | 643.3298 | 9649.947 | -2.0233 | -30.3493 | 0.13827 | 1.3079 | 0.069861 | 1.3079 | 0.15297 | 1.3079 | 0.084556 | 1.3079 | 7.0949 | 21.3438 | 1.7271 | 2.0622
402144-Lighting - Remove 8 Ft T-8 (De-Lamp) | 0.23251 | 0.20056 | 0.39569 | 1594.5781 | 23918.6722 | -5.015 | -75.2247 | 0.14247 | 1.3079 | 0.07698 | 1.3079 | 0.14656 | 1.3079 | 0.081064 | 1.3079 | 13.6095 | 21.6799 | 1.9529 | 2.0631
402145-Lighting - Screw in 14-26 Watt Reflector Lamp | 0.51441 | 0.44372 | 0.76897 | 3527.8848 | 11642.0198 | -10.4734 | -34.5622 | 0.081886 | 1.0552 | 0.026332 | 1.0552 | 0.1123 | 1.0552 | 0.056745 | 1.0552 | 2.6315 | 7.1129 | 1.2235 | 1.7303
402150-Refrigeration - Food Service -Auto Closer for Main Cooler Doors | 0.078076 | 0.060422 | 0.1443 | 677.196 | 5417.568 | 0 | 0 | 0.085067 | 0 | 0.035606 | 0 | 0.098364 | 0 | 0.048904 | 0 | 3.7605 | 6.6152 | 1.4435 | 1.7301
402152-Refrigeration - New Refrigeration Case w/Doors-Low Temperature Case | 0.11961 | 0.09256 | 0.39221 | 1037.4 | 12448.8 | 197.47 | 2369.6401 | -0.10053 | -1.0207 | -0.15273 | -1.5507 | 0.026053 | 0.26453 | -0.026151 | -0.26552 | 0.54888 | 1.2707 | 0.4447 | 0.82385
402153-Refrigeration - New Refrigeration Case w/Doors-Medium Temperature Case | 0.0085432 | 0.0066114 | 0.028015 | 74.1 | 889.2 | 14.105 | 169.26 | -0.078524 | -0.79728 | -0.13073 | -1.3273 | 0.081058 | 0.823 | 0.028853 | 0.29295 | 0.60901 | 2.9649 | 0.48337 | 1.3087
402156-Refrigeration - Night Covers for Display Cases Med Temp | 0.011151 | 0.0086297 | -0.026052 | 96.72 | 483.6 | 9.516 | 47.58 | -0.30537 | -3.024 | -0.3524 | -3.4897 | 0.05973 | 0.59148 | 0.012704 | 0.1258 | 0.26514 | 2.184 | 0.23818 | 1.1303
402168-Food Service - Solid-Door Reach In Freezer 15-29' | 0.089992 | 0.069643 | 0.07995 | 780.5525 | 9366.63 | 0 | 0 | 0.053897 | 0 | 0.0016925 | 0 | 0.09934 | 0 | 0.047136 | 0 | 1.7878 | 5.3247 | 1.014 | 1.627
402175-Lighting - Exterior Compact Fluorescent Fixture <=70 watts | 0.067909 | 0.056476 | 0.095518 | 429.8916 | 6448.3745 | -1.2723 | -19.084 | 0.044704 | 1.3079 | -0.023709 | 1.3079 | 0.14812 | 1.3079 | 0.079706 | 1.3079 | 1.3533 | 12.8562 | 0.85011 | 1.9411
402176-Lighting - Exterior Induction Fixture <=100 watts | 4.1993 | 3.4923 | 0 | 26583.375 | 398750.625 | 0 | 0 | 0.089446 | 0 | 0.021033 | 0 | 0.1472 | 0 | 0.078789 | 0 | 2.2627 | 12.2507 | 1.151 | 1.9668
402177-Lighting - Exterior Induction Fixture <=120 watts | 0.14734 | 0.12254 | 0 | 932.75 | 13991.25 | 0 | 0 | 0.016457 | 0 | -0.051956 | 0 | 0.13786 | 0 | 0.069443 | 0 | 1.1144 | 7.1462 | 0.7552 | 1.7644
402178-Lighting - Exterior Induction Fixture <=180 watts | 1.3394 | 1.1139 | 0 | 8479.107 | 127186.605 | 0 | 0 | -0.052562 | 0 | -0.12097 | 0 | 0.13697 | 0 | 0.068556 | 0 | 0.75306 | 6.8743 | 0.56988 | 1.7474
402179-Lighting - Exterior Induction Fixture <=250 watts | 0.26269 | 0.21847 | 0 | 1662.96 | 24944.4 | 0 | 0 | 0.083575 | 0 | 0.015163 | 0 | 0.1433 | 0 | 0.074889 | 0 | 2.0895 | 9.4376 | 1.1045 | 1.877
402180-Lighting - Exterior Induction Fixture <=70 watts | 0.12293 | 0.10223 | 0 | 778.18 | 11672.7 | 0 | 0 | 0.060544 | 0 | -0.0078691 | 0 | 0.14684 | 0 | 0.078431 | 0 | 1.607 | 11.924 | 0.9532 | 1.9582
402183-Lighting - Exterior Pulse Start/Ceramic Metal Halide Fixtures <=175 watts | 0.024804 | 0.020628 | 0 | 157.0205 | 2355.3075 | 0 | 0 | -0.047232 | 0 | -0.11565 | 0 | 0.15029 | 0 | 0.08188 | 0 | 0.7724 | 16.0401 | 0.58089 | 2.0443
402184-Lighting - Exterior Pulse Start/Ceramic Metal Halide Fixtures <=250 watts | 0.17513 | 0.14564 | 0 | 1108.64 | 16629.6 | 0 | 0 | 0.089237 | 0 | 0.020824 | 0 | 0.15746 | 0 | 0.089042 | 0 | 2.256 | 56.6253 | 1.1493 | 2.2498
402185-Lighting - Exterior Pulse Start/Ceramic Metal Halide Fixtures <=70 watts | 0.061464 | 0.051116 | 0 | 389.09 | 5836.35 | 0 | 0 | 0.064845 | 0 | -0.0035675 | 0 | 0.1576 | 0 | 0.089184 | 0 | 1.6794 | 59.6199 | 0.97823 | 2.2543
402186-Lighting - Exterior Pulse Start/Ceramic Metal Halide Fixtures <=750 watts | 0.087565 | 0.072822 | 0 | 554.32 | 8314.8 | 0 | 0 | 0.088859 | 0 | 0.020446 | 0 | 0.15651 | 0 | 0.088099 | 0 | 2.2441 | 42.469 | 1.1462 | 2.2204
402191-Lighting - Interior Compact Fluorescent Fixture <=70 watts | 0.16298 | 0.13554 | 0.22924 | 1031.7399 | 15476.0988 | -3.0534 | -45.8016 | -0.016534 | 1.3079 | -0.084947 | 1.3079 | 0.14204 | 1.3079 | 0.073623 | 1.3079 | 0.8846 | 8.5708 | 0.63782 | 1.8049
402197-Lighting - Interior Linear Fluorescent Fixture <=128 watts replacing 101-175 Watts | 0.80074 | 0.66593 | 1.2579 | 5069.0304 | 76035.4558 | -15.9422 | -239.1329 | 0.046096 | 1.3079 | -0.022317 | 1.3079 | 0.14275 | 1.3079 | 0.074332 | 1.3079 | 1.3677 | 8.9034 | 0.85526 | 1.8169
402198-Lighting - Interior Linear Fluorescent Fixture <=192 watts replacing 176-399 Watts | 0.59878 | 0.49797 | 0.94061 | 3790.54 | 56858.1007 | -11.9213 | -178.8198 | 0.092978 | 1.3079 | 0.024565 | 1.3079 | 0.14538 | 1.3079 | 0.076971 | 1.3079 | 2.3203 | 10.4799 | 1.1507 | 1.8745
402199-Lighting - Interior Linear Fluorescent Fixture <=244 watts replacing 400 Watts (Tier 1) | 1.9104 | 1.5888 | 2.9757 | 12093.9 | 181408.5 | -38.22 | -573.3 | 0.07282 | 1.3079 | 0.0044073 | 1.3079 | 0.13758 | 1.3079 | 0.069168 | 1.3079 | 1.7853 | 6.8775 | 1.0018 | 1.7137
402200-Lighting - Interior Linear Fluorescent Fixture <=600 watts replacing >=400 Watts (Tier 1) | 0.043741 | 0.036377 | 0.06825 | 276.9 | 4153.5 | -0.8814 | -13.221 | 0.048305 | 1.3079 | -0.020108 | 1.3079 | 0.12251 | 1.3079 | 0.054096 | 1.3079 | 1.3942 | 4.1327 | 0.86546 | 1.4702
402201-Lighting - Interior Linear Fluorescent Fixture <=64 watts replacing <=100 Watts | 0.26616 | 0.22135 | 0.41811 | 1684.9114 | 25273.6708 | -5.2991 | -79.4862 | -0.01316 | 1.3079 | -0.081573 | 1.3079 | 0.14476 | 1.3079 | 0.076352 | 1.3079 | 0.90041 | 10.0621 | 0.64572 | 1.8607
402202-Lighting - Interior Linear Fluorescent Fixture 245-360 watts replacing 400 Watts (Tier 2) | 0.092054 | 0.076556 | 0.14461 | 582.7411 | 8741.1161 | -1.8327 | -27.491 | 0.081256 | 1.3079 | 0.012843 | 1.3079 | 0.14413 | 1.3079 | 0.075717 | 1.3079 | 1.9761 | 9.6668 | 1.0592 | 1.8467
402207-Lighting - Interior Pulse Start/Ceramic Metal Halide Fixtures <=70 watts | 0.0064524 | 0.0053661 | 0.010136 | 40.8463 | 612.6951 | -0.12846 | -1.9269 | -0.29428 | 1.3079 | -0.3627 | 1.3079 | 0.14748 | 1.3079 | 0.079068 | 1.3079 | 0.34356 | 12.1965 | 0.29862 | 1.9229
402221-Lighting - T8 to 4ft 25 Watt Lamp | 4.6629 | 4.0222 | 7.9354 | 31978.7332 | 479680.9973 | -100.5737 | -1508.6057 | 0.1374 | 1.3079 | 0.071911 | 1.3079 | 0.14078 | 1.3079 | 0.075288 | 1.3079 | 9.3094 | 11.7919 | 1.8315 | 1.9107
402222-Lighting - T8 to 4ft 28 Watt Lamp | 1.8157 | 1.5662 | 3.0899 | 12452.0057 | 186780.0861 | -39.1618 | -587.4269 | 0.11996 | 1.3079 | 0.054463 | 1.3079 | 0.13375 | 1.3079 | 0.068253 | 1.3079 | 4.4591 | 7.5805 | 1.5087 | 1.7529
402244-Pipe Insulation - Hot Water Applic. >=1 in. | 0 | 0 | 0 | 0 | 0 | 137.8809 | 1516.6899 | 0 | 0.97558 | 0 | 0.50502 | 0 | 1.0419 | 0 | 0.57139 | 8.6878 | 18.214 | 1.8453 | 2.0759
402246-Pipe Insulation - Low Pressure (<=15 psi) Steam Applic. >=1 in. | 0 | 0 | 0 | 0 | 0 | 665.1851 | 7317.0358 | 0 | 1.0213 | 0 | 0.55072 | 0 | 1.0494 | 0 | 0.57888 | 13.5771 | 20.7866 | 1.9981 | 2.1056
402255-Refrigeration - Anti-Sweat Heater Controls | 0.10117 | 0.078293 | 0.013416 | 877.5 | 10530 | 0 | 0 | 0.10045 | 0 | 0.048243 | 0 | 0.10528 | 0 | 0.053079 | 0 | 5.5944 | 7.1832 | 1.6513 | 1.7667
402256-Refrigeration - Food Service -Evaporator Fan Controller for Walk-In Coolers | 0.08887 | 0.068775 | 0.10593 | 770.8213 | 12333.1416 | 0 | 0 | 0.096838 | 0 | 0.042073 | 0 | 0.11849 | 0 | 0.063721 | 0 | 4.0769 | 13.0611 | 1.4879 | 1.9866
402257-Lighting - Exterior LED Fixtures <=130 watts | 0.23521 | 0.19561 | 0 | 1488.9875 | 23823.8 | 0 | 0 | -0.57556 | 0 | -0.6447 | 0 | 0.1023 | 0 | 0.033168 | 0 | 0.21961 | 2.7144 | 0.20079 | 1.2575
402258-Lighting - Exterior LED Fixtures <=110 watts | 0.56846 | 0.47275 | 0 | 3598.56 | 57576.96 | 0 | 0 | -0.48608 | 0 | -0.55521 | 0 | 0.1081 | 0 | 0.03897 | 0 | 0.24994 | 3.0067 | 0.22584 | 1.3168
402259-Lighting - Exterior LED Fixtures <=192watts | 2.2667 | 1.8851 | 0 | 14349.258 | 229588.128 | 0 | 0 | -0.54556 | 0 | -0.61469 | 0 | 0.10392 | 0 | 0.03479 | 0 | 0.22893 | 2.7902 | 0.20855 | 1.2735
402260-Lighting - Exterior LED Fixtures <=350 watts | 0.059214 | 0.049245 | 0 | 374.85 | 5997.6 | 0 | 0 | -0.82748 | 0 | -0.89661 | 0 | 0.094635 | 0 | 0.025502 | 0 | 0.1637 | 2.4054 | 0.15301 | 1.1869
402261-Lighting - Exterior LED Fixtures <=80 watts | 0.63951 | 0.53184 | 0 | 4048.38 | 64774.08 | 0 | 0 | -0.50898 | 0 | -0.57811 | 0 | 0.11708 | 0 | 0.047948 | 0 | 0.24141 | 3.6081 | 0.21886 | 1.4205
402262-Lighting - Interior LED Fixtures <=110 watts | 0.42442 | 0.35297 | 0.66672 | 2686.7813 | 42988.5001 | -8.45 | -135.1996 | -0.14605 | 1.3288 | -0.21518 | 1.3288 | 0.13642 | 1.3288 | 0.067286 | 1.3288 | 0.51227 | 6.175 | 0.41837 | 1.6665
402266-Lighting - LED System <=15 watts Surface/Pendant/Recessed Down Lighting | 0.96487 | 0.80242 | 1.3571 | 6108.0224 | 97728.3587 | -18.0767 | -289.2274 | -0.054964 | 1.3288 | -0.1241 | 1.3288 | 0.13916 | 1.3288 | 0.070028 | 1.3288 | 0.72851 | 6.9281 | 0.55245 | 1.7189
402269-Lighting - Linear LED Systems (T8 Basecase) | 0.0039707 | 0.0033022 | 0.0062375 | 25.1362 | 402.1793 | -0.079054 | -1.2649 | -2.1517 | 1.3288 | -2.2208 | 1.3288 | -0.60924 | 1.3288 | -0.67837 | 1.3288 | 0.068201 | 0.2046 | 0.066222 | 0.18777
402270-Lighting - Premium Tier 5' Case Door | 0.37874 | 0.31498 | 0.3672 | 2397.6 | 19180.8 | 0 | 0 | 0.021431 | 0 | -0.041406 | 0 | 0.11292 | 0 | 0.050081 | 0 | 1.1704 | 4.2917 | 0.78049 | 1.5155
402271-Lighting - Premium Tier 6' Case Door | 1.7227 | 1.4327 | 1.6632 | 10905.3 | 87242.4 | 0 | 0 | 0.060691 | 0 | -0.0021465 | 0 | 0.11677 | 0 | 0.053927 | 0 | 1.7014 | 4.8336 | 0.98563 | 1.578
402273-Lighting - Standard Tier 5' Case Door | 0.023308 | 0.019384 | 0.02275 | 147.55 | 1180.4 | 0 | 0 | -0.031636 | 0 | -0.094474 | 0 | 0.098984 | 0 | 0.036147 | 0 | 0.82312 | 3.052 | 0.60912 | 1.3254
402402-Heating - Greenhouse Heat Curtain | 0.0084245 | 0.0021017 | 0 | 28.6997 | 143.4987 | 67.4271 | 337.1355 | 0.051931 | 0.31909 | -0.023857 | -0.14659 | 0.10736 | 0.65967 | 0.031571 | 0.19399 | 1.4133 | 2.5292 | 0.88156 | 1.2162
402403-Heating - Infrared Film for Greenhouse | 0.014249 | 0.0035547 | 0 | 48.5413 | 242.7065 | 714.2504 | 3571.2521 | 0.14067 | 0.86432 | 0.064878 | 0.39864 | 0.14242 | 0.87512 | 0.066635 | 0.40944 | 4.8122 | 5.0528 | 1.5757 | 1.6007
402411-Lighting - Remove 4 Ft T-8 (De-Lamp 32W) | 1.7371 | 1.4984 | 2.9563 | 11913.5149 | 178702.7231 | -37.4682 | -562.0234 | 0.12516 | 1.3079 | 0.059666 | 1.3079 | 0.1473 | 1.3079 | 0.081806 | 1.3079 | 5.2793 | 24.2964 | 1.5924 | 2.0845
402422-LED MR16 Up to 6 watt Interior LED Integral Lamp | 0.24059 | 0.20753 | 0.36661 | 1649.9902 | 13199.9218 | -4.8832 | -39.0652 | 0.053663 | 1.1538 | -0.0064032 | 1.1538 | 0.10382 | 1.1538 | 0.043757 | 1.1538 | 1.5771 | 3.7206 | 0.93327 | 1.416
402423-LED MR16 7 -10 watt Interior lamp | 1.3304 | 1.1476 | 1.9512 | 9124.0007 | 72992.0056 | -22.81 | -182.48 | 0.093281 | 1.1538 | 0.033215 | 1.1538 | 0.11256 | 1.1538 | 0.052493 | 1.1538 | 2.9052 | 4.8932 | 1.2821 | 1.5622
402424-LED Integral PAR-20 lamp Up to 10 watt Interior | 0.77072 | 0.66481 | 1.1744 | 5285.683 | 35403.1009 | -15.643 | -104.7756 | 0.074245 | 1.1267 | 0.015326 | 1.1267 | 0.10463 | 1.1267 | 0.045716 | 1.1267 | 2.1115 | 4.0323 | 1.0977 | 1.459
402425-LED Integral PAR-30 lamp Up to 15 watt Interior | 1.2473 | 1.0759 | 1.9007 | 8554.1618 | 136866.5883 | -25.3161 | -405.0572 | 0.080259 | 1.3288 | 0.014064 | 1.3288 | 0.13801 | 1.3288 | 0.071811 | 1.3288 | 2.02 | 8.8475 | 1.0718 | 1.815
402426-LED Integral PAR30 lamp 16-21watt | 0.46532 | 0.40137 | 0.70905 | 3191.1899 | 51059.0381 | -9.4443 | -151.1094 | 0.13216 | 1.3288 | 0.065964 | 1.3288 | 0.14014 | 1.3288 | 0.073946 | 1.3288 | 6.5918 | 10.1114 | 1.696 | 1.8628
402427-LED Integral PAR38 lamp Up to 16 watt | 0.33269 | 0.28697 | 0.50695 | 2281.6104 | 36505.7666 | -6.7524 | -108.0389 | 0.099342 | 1.3288 | 0.033147 | 1.3288 | 0.13828 | 1.3288 | 0.07208 | 1.3288 | 2.7114 | 8.9892 | 1.2396 | 1.8209
402428-LED Integral PAR38 lamp 17-22 watt | 9.4404 | 8.1431 | 14.3853 | 64742.8398 | 1035885.4371 | -191.6067 | -3065.7066 | 0.13034 | 1.3288 | 0.064147 | 1.3288 | 0.14124 | 1.3288 | 0.075047 | 1.3288 | 6.1079 | 10.9154 | 1.6621 | 1.8884
402429-LED Integral PAR38 lamp 23-25 watt | 0.1726 | 0.14888 | 0.26301 | 1183.6926 | 18939.0819 | -3.5031 | -56.0503 | 0.13231 | 1.3288 | 0.066113 | 1.3288 | 0.14486 | 1.3288 | 0.07866 | 1.3288 | 6.6347 | 14.7679 | 1.6988 | 1.9777
461831-LED Integral Candelabra lamp Up to 4 watt | 1.6449 | 1.4189 | 2.5066 | 11281.0687 | 180497.099 | -33.3864 | -534.1818 | 0.13193 | 1.3288 | 0.065732 | 1.3288 | 0.14641 | 1.3288 | 0.080214 | 1.3288 | 6.5256 | 17.4116 | 1.6916 | 2.0188
461832-LED Integral A-lamp Up to 7 watt Interior | 0.07328 | 0.06321 | 0.11166 | 502.5611 | 8040.978 | -1.4873 | -23.7973 | 0.088707 | 1.3288 | 0.022511 | 1.3288 | 0.134 | 1.3288 | 0.067801 | 1.3288 | 2.277 | 7.1657 | 1.1401 | 1.7317
461833-LED Integral A-lamp 8-10 watt Interior | 1.0329 | 0.89096 | 1.5739 | 7083.7187 | 113339.4994 | -20.9643 | -335.4286 | 0.12234 | 1.3288 | 0.05614 | 1.3288 | 0.14454 | 1.3288 | 0.078348 | 1.3288 | 4.6147 | 14.3315 | 1.5276 | 1.9697
461834-LED Integral A-lamp Up to 11 watt Interior | 0.63335 | 0.54632 | 0.9651 | 4343.564 | 69497.0241 | -12.8548 | -205.6767 | 0.12962 | 1.3288 | 0.063421 | 1.3288 | 0.13208 | 1.3288 | 0.065883 | 1.3288 | 5.9337 | 6.5686 | 1.6489 | 1.6944
461835-LED Integral A-lamp 12-17 watt Interior | 5.3494 | 4.6143 | 8.1515 | 36686.9621 | 586991.3936 | -108.5752 | -1737.2031 | 0.12553 | 1.3288 | 0.059329 | 1.3288 | 0.134 | 1.3288 | 0.067801 | 1.3288 | 5.1125 | 7.1657 | 1.5785 | 1.7317
461836-LED Integral A-lamp 18-30 watt Interior | 0.67522 | 0.58244 | 1.0289 | 4630.7418 | 74091.8687 | -13.7047 | -219.2751 | 0.12473 | 1.3288 | 0.058536 | 1.3288 | 0.14103 | 1.3288 | 0.074832 | 1.3288 | 4.979 | 10.7486 | 1.5655 | 1.8834
413002-Screw-in CFL (15 watt) <800 Lumens | 0.0057468 | 0.0080133 | 0.0044327 | 42.8774 | 282.9909 | -0.73119 | -4.8259 | 0.10084 | 1.1995 | 0.046324 | 1.1995 | 0.10759 | 1.1995 | 0.053065 | 1.1995 | 3.9893 | 5.324 | 1.3177 | 1.4367
413003-Screw-in CFL (20 watt ) <1,100 Lumens | 36.2187 | 50.5025 | 28.002 | 270229.201 | 1783512.7263 | -4611.5199 | -30436.0311 | 0.10757 | 1.1995 | 0.053047 | 1.1995 | 0.11262 | 1.1995 | 0.058103 | 1.1995 | 5.3183 | 7.0977 | 1.4362 | 1.5404
413004-Screw-in CFL (25 watt) <1,600 Lumens | 0.2372 | 0.33075 | 0.18313 | 1769.7838 | 11680.573 | -30.1633 | -199.0776 | 0.1116 | 1.1995 | 0.057081 | 1.1995 | 0.11565 | 1.1995 | 0.061126 | 1.1995 | 6.6495 | 8.8742 | 1.5185 | 1.6107
413007-Screw-in CFL (<= 12 watt) <800 Lumens | 26.3612 | 36.7575 | 20.3152 | 196682.0976 | 1298101.844 | -3351.3595 | -22118.9728 | 0.091113 | 1.1995 | 0.036593 | 1.1995 | 0.10029 | 1.1995 | 0.045774 | 1.1995 | 2.9298 | 3.91 | 1.1772 | 1.3091
413008-Screw-in CFL (>39 watt) >=1,600 Lumens | 3.7865 | 5.2797 | 2.9225 | 28250.913 | 186456.0258 | -481.2397 | -3176.1819 | 0.087935 | 1.1995 | 0.033415 | 1.1995 | 0.12054 | 1.1995 | 0.066024 | 1.1995 | 2.696 | 14.9205 | 1.1376 | 1.7388
413009-Screw-in CFL (13 watt) 800-1,099 Lumens | 98.9667 | 137.9967 | 76.727 | 738393.9071 | 4873399.7867 | -12622.8232 | -83310.6334 | 0.096637 | 1.1995 | 0.042117 | 1.1995 | 0.10443 | 1.1995 | 0.049913 | 1.1995 | 3.448 | 4.6017 | 1.2524 | 1.3779
413010-Screw-in CFL (18 watt) >= 1,100-1,599 Lumens | 38.672 | 53.9233 | 29.9004 | 288533.1706 | 1904318.9261 | -4921.3523 | -32480.9252 | 0.10529 | 1.1995 | 0.05077 | 1.1995 | 0.11092 | 1.1995 | 0.056397 | 1.1995 | 4.7792 | 6.3782 | 1.3938 | 1.5037
413011-Screw-in CFL (19 watt) >= 1,100-1,599 Lumens | 74.9558 | 104.5165 | 57.8458 | 559247.5676 | 3691033.9463 | -9541.3608 | -62972.9815 | 0.10649 | 1.1995 | 0.051969 | 1.1995 | 0.11182 | 1.1995 | 0.057296 | 1.1995 | 5.0488 | 6.738 | 1.4158 | 1.5229
413012-Screw-in CFL (23 watt) <1,600 Lumens | 0.29061 | 0.40522 | 0.22503 | 2168.2407 | 14310.3887 | -37.0037 | -244.2246 | 0.11018 | 1.1995 | 0.055655 | 1.1995 | 0.11458 | 1.1995 | 0.060058 | 1.1995 | 6.1083 | 8.1519 | 1.4881 | 1.5849
413013-Screw-in CFL (26 watt <1,600 Lumens | 4.8917 | 6.8209 | 3.7717 | 36497.1097 | 240880.9243 | -622.1791 | -4106.3821 | 0.11223 | 1.1995 | 0.05771 | 1.1995 | 0.11612 | 1.1995 | 0.061597 | 1.1995 | 6.919 | 9.234 | 1.5321 | 1.6221
413014-Screw-in CFL (26 watt) >=1,600 Lumens | 22.0263 | 30.713 | 16.9833 | 164339.3129 | 1084639.465 | -2801.5502 | -18490.2315 | 0.11223 | 1.1995 | 0.05771 | 1.1995 | 0.11612 | 1.1995 | 0.061597 | 1.1995 | 6.919 | 9.234 | 1.5321 | 1.6221
413015-Screw-in CFL (25 watt) >=1,600 Lumens | 3.8527 | 5.3722 | 2.9745 | 28745.4511 | 189719.9772 | -489.9225 | -3233.4883 | 0.1116 | 1.1995 | 0.057081 | 1.1995 | 0.11565 | 1.1995 | 0.061126 | 1.1995 | 6.6495 | 8.8742 | 1.5185 | 1.6107
413017-Screw-in CFL (23 watt) >=1,600 Lumens | 205.7637 | 286.9119 | 159.3325 | 1535210.036 | 10132386.2379 | -26200.272 | -172921.7953 | 0.11018 | 1.1995 | 0.055655 | 1.1995 | 0.11458 | 1.1995 | 0.060058 | 1.1995 | 6.1083 | 8.1519 | 1.4881 | 1.5849
413021-Screw-in CFL (14 watt) 800-1,099 Lumens | 421.6707 | 587.9673 | 326.0207 | 3146099.6533 | 20764257.7115 | -53630.4049 | -353960.6724 | 0.098893 | 1.1995 | 0.044373 | 1.1995 | 0.10612 | 1.1995 | 0.051604 | 1.1995 | 3.7197 | 4.9643 | 1.287 | 1.4092
413022-Screw-in CFL (15 watt) 800-1,099 Lumens | 0.92254 | 1.2864 | 0.71159 | 6883.1323 | 45428.6729 | -117.379 | -774.7015 | 0.10084 | 1.1995 | 0.046324 | 1.1995 | 0.10759 | 1.1995 | 0.053065 | 1.1995 | 3.9893 | 5.324 | 1.3177 | 1.4367
413023-Screw-in CFL (20 watt) >=1,100 Lumens | 12.174 | 16.9751 | 9.4121 | 90830.4825 | 599481.1846 | -1550.0419 | -10230.2763 | 0.10757 | 1.1995 | 0.053047 | 1.1995 | 0.11262 | 1.1995 | 0.058103 | 1.1995 | 5.3183 | 7.0977 | 1.4362 | 1.5404
413025-Screw-in CFL (<=12 watt) <800 Lumens | 7.9876 | 11.1378 | 6.1556 | 59596.0819 | 393334.1403 | -1015.4859 | -6702.2069 | 0.091113 | 1.1995 | 0.036593 | 1.1995 | 0.10029 | 1.1995 | 0.045774 | 1.1995 | 2.9298 | 3.91 | 1.1772 | 1.3091
413026-Screw-in CFL (15 watt) >=1,100-1,599 Lumens | 0.49021 | 0.68354 | 0.37812 | 3657.5079 | 24139.5518 | -62.372 | -411.6551 | 0.10084 | 1.1995 | 0.046324 | 1.1995 | 0.10759 | 1.1995 | 0.053065 | 1.1995 | 3.9893 | 5.324 | 1.3177 | 1.4367
413038-Commercial-Screw-in CFL (<= 12 watt) <800 Lumens | 13.7527 | 11.8629 | 20.5345 | 94317.5493 | 311247.9126 | -280.8388 | -926.7681 | 0.12078 | 1.0552 | 0.065223 | 1.0552 | 0.12313 | 1.0552 | 0.067574 | 1.0552 | 13.54 | 18.0702 | 1.9561 | 2.0296
413039-Commercial-Screw-in CFL (>39 watt) >=1,600 Lumens | 0.39729 | 0.3427 | 0.59321 | 2724.6778 | 8991.4369 | -8.113 | -26.7728 | 0.090178 | 1.0552 | 0.034625 | 1.0552 | 0.12078 | 1.0552 | 0.065231 | 1.0552 | 3.1771 | 13.5527 | 1.3296 | 1.9563
413040-Commercial-Screw-in CFL (13 watt) 800-1,099 Lumens | 39.8603 | 34.3828 | 59.5986 | 273365.4502 | 902105.9858 | -810.2453 | -2673.8096 | 0.12224 | 1.0552 | 0.066685 | 1.0552 | 0.12422 | 1.0552 | 0.06867 | 1.0552 | 16.0418 | 21.409 | 2.0013 | 2.066
413041-Commercial-Screw-in CFL (18 watt) >= 1,100-1,599 Lumens | 15.4959 | 13.3665 | 23.1993 | 106272.199 | 350698.2567 | -316.7328 | -1045.2183 | 0.12441 | 1.0552 | 0.068858 | 1.0552 | 0.12585 | 1.0552 | 0.070299 | 1.0552 | 22.1086 | 29.5057 | 2.072 | 2.1219
413042-Commercial-Screw-in CFL (19 watt) >= 1,100-1,599 Lumens | 31.0314 | 26.7671 | 47.6606 | 212816.1688 | 702293.3569 | -629.5281 | -2077.4426 | 0.12489 | 1.0552 | 0.06934 | 1.0552 | 0.12621 | 1.0552 | 0.07066 | 1.0552 | 24.1361 | 32.2115 | 2.0888 | 2.1352
413043-Commercial-Screw-in CFL (23 watt) >=1,600 Lumens | 82.6317 | 71.2767 | 123.4588 | 566695.9015 | 1870096.475 | -1685.6312 | -5562.5829 | 0.12567 | 1.0552 | 0.070119 | 1.0552 | 0.1268 | 1.0552 | 0.071243 | 1.0552 | 28.3236 | 37.8 | 2.1156 | 2.156
413044-Commercial-Screw-in CFL (14 watt) 800-1,099 Lumens | 168.8667 | 145.6615 | 253.031 | 1158103.4185 | 3821741.2811 | -3454.8462 | -11400.9926 | 0.12277 | 1.0552 | 0.067217 | 1.0552 | 0.12462 | 1.0552 | 0.069069 | 1.0552 | 17.1952 | 22.9483 | 2.0179 | 2.0791
413045-Commercial-Screw-in CFL (15 watt) 800-1,099 Lumens | 0.37049 | 0.31958 | 0.55383 | 2540.8855 | 8384.9222 | -7.5433 | -24.8927 | 0.12329 | 1.0552 | 0.067736 | 1.0552 | 0.12501 | 1.0552 | 0.069458 | 1.0552 | 18.4979 | 24.6869 | 2.035 | 2.0927
413046-Commercial-Screw-in CFL (20 watt) >=1,100 Lumens | 4.8703 | 4.201 | 7.3089 | 33400.8228 | 110222.7151 | -99.613 | -328.7231 | 0.12499 | 1.0552 | 0.069433 | 1.0552 | 0.12628 | 1.0552 | 0.070729 | 1.0552 | 24.5647 | 32.7835 | 2.0916 | 2.1372
414018-Reflectors (15 watt) <800 Lumens | 214.7926 | 299.5015 | 165.8263 | 1602574.7767 | 10576993.5265 | -27287.0853 | -180094.7632 | 0.087494 | 1.1995 | 0.032974 | 1.1995 | 0.11163 | 1.1995 | 0.057111 | 1.1995 | 2.6666 | 6.6633 | 1.1324 | 1.5195
414020-Globes (15 watt) 800-1099 Lumens | 1.3288 | 1.8529 | 1.025 | 9914.4991 | 65435.6941 | -169.0733 | -1115.884 | 0.043382 | 1.1995 | -0.011139 | 1.1995 | 0.10759 | 1.1995 | 0.053065 | 1.1995 | 1.2718 | 5.324 | 0.7725 | 1.4367
414021-Reflectors (18 watt) 800-1,099 Lumens | 6.4265 | 8.9609 | 4.9644 | 47948.0275 | 316456.9818 | -817.1207 | -5392.9964 | 0.090109 | 1.1995 | 0.035589 | 1.1995 | 0.10538 | 1.1995 | 0.050863 | 1.1995 | 2.8515 | 4.7999 | 1.1644 | 1.3957
414022-A-Lamp (13 watt) < 800 Lumens | 0.034326 | 0.047863 | 0.026612 | 256.1042 | 1690.288 | -4.3781 | -28.8954 | 0.083936 | 1.1995 | 0.029416 | 1.1995 | 0.10171 | 1.1995 | 0.047195 | 1.1995 | 2.4482 | 4.1209 | 1.0906 | 1.3314
414024-A-Lamp (13 watt) >=800 Lumens | 0.19766 | 0.27561 | 0.15324 | 1474.7528 | 9733.3684 | -25.2109 | -166.3917 | 0.062362 | 1.1995 | 0.0078423 | 1.1995 | 0.088899 | 1.1995 | 0.034379 | 1.1995 | 1.6403 | 2.761 | 0.89438 | 1.1486
414026-A-Lamp (15 watt) <1,100 Lumens | 1.7939 | 2.5013 | 1.3837 | 13384.1319 | 88335.2708 | -228.2415 | -1506.3936 | 0.075168 | 1.1995 | 0.020648 | 1.1995 | 0.094152 | 1.1995 | 0.039632 | 1.1995 | 2.0408 | 3.1944 | 1.0018 | 1.2177
414027-A-Lamp (18 watt) <1,100 Lumens | 49.4825 | 68.9972 | 38.2589 | 369190.5786 | 2436657.8188 | -6297.0816 | -41560.7382 | 0.086438 | 1.1995 | 0.031918 | 1.1995 | 0.10531 | 1.1995 | 0.05079 | 1.1995 | 2.5976 | 4.7837 | 1.1196 | 1.3942
414030-Reflectors (20 watt) 800-1,099 Lumens | 1.0232 | 1.4267 | 0.78993 | 7633.7865 | 50382.9911 | -130.3275 | -860.1618 | 0.095671 | 1.1995 | 0.041151 | 1.1995 | 0.11162 | 1.1995 | 0.057096 | 1.1995 | 3.345 | 6.6535 | 1.2388 | 1.5184
414031-Reflectors (23 watt) 1,100-1,599 Lumens | 64.5099 | 89.9511 | 49.8284 | 481310.9305 | 3176652.141 | -8207.7453 | -54171.1187 | 0.087611 | 1.1995 | 0.033091 | 1.1995 | 0.11373 | 1.1995 | 0.059207 | 1.1995 | 2.6737 | 7.6581 | 1.1335 | 1.5655
414034-Reflectors (25 watt) 1,100-1,599 Lumens | 89.2858 | 124.498 | 68.9295 | 666164.5367 | 4396685.9424 | -11349.4697 | -74906.5001 | 0.089381 | 1.1995 | 0.034861 | 1.1995 | 0.11164 | 1.1995 | 0.057124 | 1.1995 | 2.7976 | 6.6677 | 1.1553 | 1.5196
414036-Reflectors (26 Watt) >= 1,600 Lumens | 3.2399 | 4.5176 | 2.5034 | 24172.8555 | 159540.8465 | -411.8538 | -2718.2348 | 0.090834 | 1.1995 | 0.036314 | 1.1995 | 0.11225 | 1.1995 | 0.057733 | 1.1995 | 2.9076 | 6.9301 | 1.1737 | 1.5328
414042-Globes (<= 12 watt) <800 Lumens | 8.2275 | 11.4723 | 6.3405 | 61385.9117 | 405147.0172 | -1045.9837 | -6903.4921 | 0.0044431 | 1.1995 | -0.050077 | 1.1995 | 0.082 | 1.1995 | 0.02748 | 1.1995 | 0.87026 | 2.346 | 0.60342 | 1.0702
414043-Reflectors (<= 12 watt) <800 Lumens | 1.9221 | 2.6801 | 1.4826 | 14340.6089 | 94648.019 | -244.5524 | -1614.0458 | 0.071205 | 1.1995 | 0.016685 | 1.1995 | 0.094152 | 1.1995 | 0.039632 | 1.1995 | 1.8977 | 3.1944 | 0.96604 | 1.2177
414044-A-Lamp (18 watt) >=1,100 Lumens | 0.23337 | 0.32541 | 0.18044 | 1741.1889 | 11491.8469 | -29.6985 | -196.0101 | 0.083859 | 1.1995 | 0.029339 | 1.1995 | 0.099704 | 1.1995 | 0.045184 | 1.1995 | 2.4449 | 3.8269 | 1.0902 | 1.2995
414045-A-Lamp (14 watt) >=800 Lumens | 201.707 | 281.2554 | 155.9527 | 1504943.2338 | 9932625.343 | -25654.2144 | -169317.815 | 0.071355 | 1.1995 | 0.016835 | 1.1995 | 0.091716 | 1.1995 | 0.037196 | 1.1995 | 1.9029 | 2.9786 | 0.96742 | 1.185
414046-A-Lamp (15 watt) >=1,100 Lumens | 0.82158 | 1.1456 | 0.63371 | 6129.8319 | 40456.8908 | -104.5329 | -689.917 | 0.078258 | 1.1995 | 0.023738 | 1.1995 | 0.10087 | 1.1995 | 0.046349 | 1.1995 | 2.1682 | 3.993 | 1.0316 | 1.3181
414049-Reflectors (<=12 watt) 800-1,099 Lumens | 11.2118 | 15.6335 | 8.648 | 83651.6019 | 552100.5728 | -1426.5224 | -9415.0477 | 0.074295 | 1.1995 | 0.019775 | 1.1995 | 0.10087 | 1.1995 | 0.046349 | 1.1995 | 2.0074 | 3.993 | 0.99369 | 1.3181
414050-Reflectors (18 watt) 1,100-1,599 Lumens | 4.6977 | 6.5504 | 3.6289 | 35049.7098 | 231328.0844 | -597.3101 | -3942.2468 | 0.092166 | 1.1995 | 0.037646 | 1.1995 | 0.10985 | 1.1995 | 0.055333 | 1.1995 | 3.0164 | 5.9999 | 1.191 | 1.4819
414051-Reflectors (15 watt) 800-1,099 Lumens | 40.4437 | 56.3937 | 31.2237 | 301751.7082 | 1991561.2741 | -5137.9347 | -33910.3693 | 0.082555 | 1.1995 | 0.028035 | 1.1995 | 0.10089 | 1.1995 | 0.046375 | 1.1995 | 2.3751 | 3.998 | 1.0763 | 1.3189
414054-A-Lamp (<=12 watt) <800 Lumens | 9.2166 | 12.8514 | 7.1028 | 68765.5649 | 453852.7284 | -1171.7291 | -7733.4118 | 0.056147 | 1.1995 | 0.0016267 | 1.1995 | 0.082 | 1.1995 | 0.02748 | 1.1995 | 1.4988 | 2.346 | 0.85082 | 1.0702
414065-Commercial-Reflectors (15 watt) <800 Lumens | 71.1008 | 61.3303 | 108.9747 | 487615.6829 | 1609131.7537 | -1440.6826 | -4754.2527 | 0.11616 | 1.0552 | 0.060606 | 1.0552 | 0.12184 | 1.0552 | 0.066288 | 1.0552 | 9.0757 | 15.2768 | 1.8266 | 1.9891
414067-Commercial-Globes (15 watt) 800-1099 Lumens | 0.53369 | 0.46035 | 0.79779 | 3660.0919 | 12078.3033 | -10.8659 | -35.8575 | 0.10862 | 1.0552 | 0.053063 | 1.0552 | 0.12501 | 1.0552 | 0.069458 | 1.0552 | 5.8971 | 24.6869 | 1.6477 | 2.0927
414068-Commercial-Reflectors (18 watt) 800-1,099 Lumens | 2.1205 | 1.8291 | 3.2583 | 14542.8047 | 47991.2557 | -43.0762 | -142.1513 | 0.1191 | 1.0552 | 0.063548 | 1.0552 | 0.1246 | 1.0552 | 0.069045 | 1.0552 | 11.4907 | 22.8559 | 1.9071 | 2.0787
414069-Commercial-A-Lamp (15 watt) <1,100 Lumens | 0.72049 | 0.62148 | 1.077 | 4941.1528 | 16305.8041 | -14.669 | -48.4079 | 0.11831 | 1.0552 | 0.062758 | 1.0552 | 0.12501 | 1.0552 | 0.069458 | 1.0552 | 10.7236 | 24.6869 | 1.8847 | 2.0927
414070-Commercial-A-Lamp (18 watt) <1,100 Lumens | 19.8277 | 17.103 | 29.6846 | 135980.3088 | 448735.0189 | -405.2746 | -1337.4063 | 0.11893 | 1.0552 | 0.063373 | 1.0552 | 0.12298 | 1.0552 | 0.067429 | 1.0552 | 11.3101 | 17.7034 | 1.9019 | 2.0248
414072-Commercial-Reflectors (20 watt) 800-1,099 Lumens | 0.33901 | 0.29242 | 0.51915 | 2324.9361 | 7672.289 | -6.8691 | -22.6681 | 0.11966 | 1.0552 | 0.064105 | 1.0552 | 0.12392 | 1.0552 | 0.068366 | 1.0552 | 12.1009 | 20.3691 | 1.9233 | 2.056
414073-Commercial-Reflectors (23 watt) 1,100-1,599 Lumens | 21.3191 | 18.3895 | 32.7159 | 146208.1648 | 482486.9438 | -433.5579 | -1430.7409 | 0.1172 | 1.0552 | 0.061652 | 1.0552 | 0.12472 | 1.0552 | 0.069169 | 1.0552 | 9.8079 | 23.376 | 1.8543 | 2.0829
414076-Commercial-A-Lamp (14 watt) >=800 Lumens | 80.7777 | 69.6774 | 121.0379 | 553980.968 | 1828137.1944 | -1652.6322 | -5453.6864 | 0.11657 | 1.0552 | 0.061014 | 1.0552 | 0.12278 | 1.0552 | 0.067224 | 1.0552 | 9.3459 | 17.2112 | 1.8369 | 2.0182
414077-Com-Reflectors (15 watt) 800-1,099 Lumens | 12.3058 | 17.159 | 20.5191 | 91814.2584 | 302987.0529 | -271.2694 | -895.189 | 0.10635 | 1.1286 | 0.054985 | 1.1286 | 0.11203 | 1.1286 | 0.060667 | 1.1286 | 8.3596 | 14.0715 | 1.7902 | 1.9606
414079-Commercial-A-Lamp (<=12 watt) <800 Lumens | 3.6902 | 3.1831 | 5.5099 | 25307.7826 | 83515.6826 | -75.3562 | -248.6753 | 0.1129 | 1.0552 | 0.057344 | 1.0552 | 0.12078 | 1.0552 | 0.065231 | 1.0552 | 7.3592 | 13.5527 | 1.7444 | 1.9563
414080-Globes (14 watt) 800-1099 Lumens | 10.9313 | 15.2424 | 8.4517 | 81559.1668 | 538290.5008 | -1390.3092 | -9176.0404 | 0.067104 | 1.1995 | 0.012584 | 1.1995 | 0.091716 | 1.1995 | 0.037196 | 1.1995 | 1.7695 | 2.9786 | 0.93171 | 1.185
414081-Reflectors (16 watt) 800-1,099 Lumens | 0.96031 | 1.339 | 0.74245 | 7164.8901 | 47288.2745 | -122.2704 | -806.9846 | 0.085338 | 1.1995 | 0.030818 | 1.1995 | 0.10255 | 1.1995 | 0.048028 | 1.1995 | 2.53 | 4.2586 | 1.1068 | 1.3457
414084-Screw-in CFL (32 watt) >=2,001 Lumens | 5.6129 | 7.8264 | 4.3299 | 41877.6882 | 276392.7422 | -713.4366 | -4708.6818 | 0.077222 | 1.1995 | 0.022702 | 1.1995 | 0.11201 | 1.1995 | 0.057488 | 1.1995 | 2.1242 | 6.8222 | 1.0216 | 1.5274
414085-38-42W Bare Spiral CFL >1600 lumens | 0.1458 | 0.2033 | 0.11247 | 1087.8229 | 10053.8163 | -18.5324 | -171.2788 | 0.0852 | 1.256 | 0.02849 | 1.256 | 0.12064 | 1.256 | 0.063929 | 1.256 | 2.3385 | 9.1151 | 1.0679 | 1.6169
414086-Screw-in CFL (>39 watt) <1,600 Lumens | 0.10675 | 0.14886 | 0.082396 | 796.4979 | 5256.886 | -13.5679 | -89.5483 | 0.079545 | 1.1995 | 0.025025 | 1.1995 | 0.11255 | 1.1995 | 0.058034 | 1.1995 | 2.2266 | 7.0676 | 1.0447 | 1.5394
414097-39 - 42 Watt Fixture CFL - Interior | 0.0089509 | 0.012481 | 0.0069147 | 66.783 | 1068.528 | -1.1394 | -18.2312 | 0.09237 | 1.4075 | 0.030593 | 1.4075 | 0.13908 | 1.4075 | 0.077302 | 1.4075 | 2.3053 | 21.3335 | 1.0576 | 1.7902
446749-LED Screw-in PAR20 7 Watt | 16.8228 | 23.4573 | 12.992 | 125515.6163 | 2008249.8609 | -2139.774 | -34236.3836 | -0.027998 | 1.4075 | -0.089775 | 1.4075 | 0.13001 | 1.4075 | 0.068231 | 1.4075 | 0.699 | 8.1971 | 0.51487 | 1.5782
446751-LED Screw-in PAR20 9 watt | 62.5199 | 87.1762 | 48.2833 | 466463.1521 | 7463410.4334 | -7952.2034 | -127235.2548 | 0.0030617 | 1.4075 | -0.058715 | 1.4075 | 0.08444 | 1.4075 | 0.022663 | 1.4075 | 0.85224 | 2.0024 | 0.59347 | 0.98909
446761-LED Screw-in R30 11 Watt | 0.42189 | 0.58827 | 0.32582 | 3147.7128 | 50363.4046 | -53.6618 | -858.5888 | -0.0071944 | 1.4075 | -0.068971 | 1.4075 | 0.085664 | 1.4075 | 0.023887 | 1.4075 | 0.79471 | 2.0439 | 0.56499 | 0.9991
446762-LED Screw-in R30 12 Watt | 0.92048 | 1.2835 | 0.71088 | 6867.737 | 109883.7919 | -117.0803 | -1873.2847 | 0.0054667 | 1.4075 | -0.05631 | 1.4075 | 0.090587 | 1.4075 | 0.02881 | 1.4075 | 0.86696 | 2.2297 | 0.60056 | 1.0415
446764-LED Screw-in R30 14 Watt | 22.97 | 32.0288 | 17.7394 | 171379.9696 | 2742079.5136 | -2921.6635 | -46746.6165 | 0.025363 | 1.4075 | -0.036414 | 1.4075 | 0.098323 | 1.4075 | 0.036546 | 1.4075 | 1.0115 | 2.6014 | 0.66652 | 1.116
446800-LED Screw-in PAR30 15 Watt | 30.0829 | 41.9469 | 23.2326 | 224449.6001 | 3591193.6016 | -3826.3877 | -61222.2035 | 0.0024741 | 1.4075 | -0.059303 | 1.4075 | 0.089423 | 1.4075 | 0.027646 | 1.4075 | 0.84872 | 2.1828 | 0.59176 | 1.0312
446813-LED Screw-in PAR38 17 Watt | 10.1914 | 14.2107 | 7.8707 | 76038.7471 | 1216619.9541 | -1296.2987 | -20740.7795 | 0.0053854 | 1.4075 | -0.056391 | 1.4075 | 0.1027 | 1.4075 | 0.040928 | 1.4075 | 0.86645 | 2.8726 | 0.60032 | 1.1631
461841-LED Screw-in PAR38 20 Watt | 35.0067 | 48.8125 | 27.0352 | 261186.2745 | 4178980.3924 | -4452.6698 | -71242.7167 | 0.022398 | 1.4075 | -0.039379 | 1.4075 | 0.10901 | 1.4075 | 0.047233 | 1.4075 | 0.98694 | 3.3795 | 0.65579 | 1.2383
461845-LED Screw-in A-Lamp 12 Watt | 23.3782 | 32.598 | 18.0547 | 174425.8326 | 2790813.3219 | -2973.589 | -47577.4241 | 0.004004 | 1.4075 | -0.057773 | 1.4075 | 0.059367 | 1.4075 | -0.0024098 | 1.4075 | 0.85795 | 1.4143 | 0.59623 | 0.82055
461846-LED Recessed Downlight/Retrofit 9 Watt | 11.7477 | 16.3807 | 9.0726 | 87649.859 | 1402397.744 | -1494.2434 | -23907.8952 | -0.041401 | 1.4075 | -0.10318 | 1.4075 | 0.052926 | 1.4075 | -0.0088507 | 1.4075 | 0.64867 | 1.3151 | 0.48703 | 0.78614
461847-LED Recessed Downlight 10 Watt | 25.9396 | 36.1695 | 20.0328 | 193536.1487 | 3096578.3785 | -3299.3792 | -52790.0673 | -0.022787 | 1.4075 | -0.084564 | 1.4075 | 0.062107 | 1.4075 | 0.00033048 | 1.4075 | 0.72074 | 1.4612 | 0.52656 | 0.83612
461848-LED Recessed Downlight 11 Watt | 0.32706 | 0.45604 | 0.25258 | 2440.171 | 39042.7357 | -41.5997 | -665.5955 | -0.0075578 | 1.4075 | -0.069335 | 1.4075 | 0.069619 | 1.4075 | 0.0078424 | 1.4075 | 0.79282 | 1.6074 | 0.56403 | 0.882
461850-LED Recessed Downlight 15 Watt | 0.024148 | 0.033671 | 0.018649 | 180.1674 | 2882.6776 | -3.0715 | -49.1435 | 0.033054 | 1.4075 | -0.028722 | 1.4075 | 0.089651 | 1.4075 | 0.027874 | 1.4075 | 1.0811 | 2.1918 | 0.69608 | 1.0332
421014-Faucet Aerator | 0 | 0 | 0 | 0 | 0 | 5094.7548 | 50947.5481 | 0 | -0.19185 | 0 | -0.66808 | 0 | -0.12958 | 0 | -0.60582 | 0.85329 | 0.89595 | 0.62549 | 0.64811
421015-Low Flow Showerheads | 0 | 0 | 0 | 0 | 0 | 12351.3698 | 123513.6975 | 0 | 0.038488 | 0 | -0.43775 | 0 | 0.089788 | 0 | -0.38645 | 1.0357 | 1.0875 | 0.71822 | 0.74275
421018-Int Energy Star Hardwire Fixture (30-36 Watt) | 29.6123 | 41.2907 | 23.3392 | 220938.757 | 2041474.115 | -3228.7499 | -29833.6495 | -0.052471 | 1.256 | -0.10918 | 1.256 | -0.043646 | 1.256 | -0.10035 | 1.256 | 0.61785 | 0.64874 | 0.47309 | 0.491
421019-Ext Energy Star Hardwire Fixture (18 Watt) | 25.877 | 36.0822 | 0 | 193068.9 | 1783956.636 | 0 | 0 | 0.0018673 | 0 | -0.054842 | 0 | 0.0081052 | 0 | -0.048604 | 0 | 1.0143 | 1.065 | 0.70783 | 0.73216
421023-Duct Test and Seal 1976-1994 | 154.4171 | 17.2298 | 233.7098 | 224499.6 | 4040992.8 | 19686.8884 | 354363.9919 | 0.069614 | 0.33455 | -0.058896 | -0.28305 | 0.080636 | 0.38753 | -0.047873 | -0.23007 | 1.3007 | 1.3658 | 0.83639 | 0.86281
421024-Duct Test and Seal 1995-2005 | 318.6338 | 35.5531 | 482.2513 | 463246.29 | 8338433.22 | 40623.1371 | 731216.4679 | 0.069614 | 0.33455 | -0.058896 | -0.28305 | 0.080636 | 0.38753 | -0.047873 | -0.23007 | 1.3007 | 1.3658 | 0.83639 | 0.86281
421025-AC Diagnostic, Repair and Tune-up 1976-1994 | 24.2783 | 3.8163 | 53.5703 | 36148.5 | 361485 | -32.8207 | -328.2075 | -0.098182 | 1.2733 | -0.21521 | 1.2733 | -0.080451 | 1.2733 | -0.19748 | 1.2733 | 0.73322 | 0.76988 | 0.55789 | 0.57886
421026-AC Diagnostic, Repair and Tune-up 1995-2005 | 157.259 | 24.7195 | 292.2561 | 234146.7 | 2341467 | -15.7408 | -157.4081 | 0.1236 | 1.2733 | 0.0065794 | 1.2733 | 0.13078 | 1.2733 | 0.01375 | 1.2733 | 1.8203 | 1.9113 | 1.0243 | 1.0525
421028-Int. Energy Star CFL - 14 Watt | 2.7937 | 3.8955 | 2.16 | 20843.9992 | 192598.5524 | -355.32 | -3283.1568 | 0.060522 | 1.256 | 0.0038129 | 1.256 | 0.063967 | 1.256 | 0.0072578 | 1.256 | 1.5406 | 1.6177 | 0.86364 | 0.88733
421029-Int. Energy Star CFL - 23 Watt | 15.1616 | 21.141 | 11.7404 | 113121.4527 | 1045242.2232 | -1930.5585 | -17838.3608 | 0.076865 | 1.256 | 0.020156 | 1.256 | 0.079532 | 1.256 | 0.022823 | 1.256 | 1.9898 | 2.0893 | 0.98865 | 1.0126
421030-Ext. Energy Star CFL - 13 Watt | 0.40248 | 0.56121 | 0 | 3002.94 | 27747.1652 | 0 | 0 | 0.10483 | 0 | 0.048119 | 0 | 0.10616 | 0 | 0.049454 | 0 | 4.739 | 4.976 | 1.5678 | 1.5929
421031-Ext. Energy Star CFL - 23 Watt | 0.26598 | 0.37088 | 0 | 1984.4999 | 18336.7794 | 0 | 0 | 0.11274 | 0 | 0.056029 | 0 | 0.1137 | 0 | 0.056987 | 0 | 6.6014 | 6.9314 | 1.7292 | 1.751
421034-255009-Interior Energy Star CFL Common 14 & 15 watt | 0.52615 | 0.73365 | 0.4068 | 3925.6198 | 25909.091 | -66.9186 | -441.6628 | 0.034709 | 1.1995 | -0.019811 | 1.1995 | 0.039139 | 1.1995 | -0.015381 | 1.1995 | 1.1533 | 1.211 | 0.72715 | 0.74965
421040-Int CF Fixture Common (30-36 Watts) - Energy Star | 2.7349 | 2.2744 | 3.7791 | 17312.8 | 57132.24 | -51.5508 | -170.1176 | 0.055533 | 1.0552 | -0.0026483 | 1.0552 | 0.05938 | 1.0552 | 0.0011984 | 1.0552 | 1.6486 | 1.731 | 0.95833 | 0.98562
462281-Efficient Fan Control (EFC) No/AC | -7.0488 | -0.2357 | 0 | -9713.4976 | -106848.4739 | 19468.4903 | 214153.3929 | 0.27405 | 0.30734 | 0.27405 | -0.24592 | 0.27405 | 0.35443 | 0.27405 | -0.19883 | 1.1725 | 1.2311 | 0.75187 | 0.77555
462282-Efficient Fan Control (EFC) w/AC | 729.8235 | 24.4043 | 475.2 | 1005726.7216 | 11062993.9373 | 43912.7582 | 483040.3402 | 0.23915 | 1.1311 | 0.12218 | 0.57788 | 0.24081 | 1.139 | 0.12384 | 0.58574 | 7.8513 | 8.2439 | 1.8044 | 1.8244
0 | 0 | 0 | 0 | 0 | 0 | 0 | 0 | 0 | 0 | 0 | 0 | 0 | 0 | 0 | 0 | 0 | 0 | 0 | 0
0 | 0 | 0 | 0 | 0 | 0 | 0 | 0 | 0 | 0 | 0 | 0 | 0 | 0 | 0 | 0 | 0 | 0 | 0 | 0
0 | 0 | 0 | 0 | 0 | 0 | 0 | 0 | 0 | 0 | 0 | 0 | 0 | 0 | 0 | 0 | 0 | 0 | 0 | 0
0 | 0 | 0 | 0 | 0 | 0 | 0 | 0 | 0 | 0 | 0 | 0 | 0 | 0 | 0 | 0 | 0 | 0 | 0 | 0
0 | 0 | 0 | 0 | 0 | 0 | 0 | 0 | 0 | 0 | 0 | 0 | 0 | 0 | 0 | 0 | 0 | 0 | 0 | 0
0 | 0 | 0 | 0 | 0 | 0 | 0 | 0 | 0 | 0 | 0 | 0 | 0 | 0 | 0 | 0 | 0 | 0 | 0 | 0
0 | 0 | 0 | 0 | 0 | 0 | 0 | 0 | 0 | 0 | 0 | 0 | 0 | 0 | 0 | 0 | 0 | 0 | 0 | 0
0 | 0 | 0 | 0 | 0 | 0 | 0 | 0 | 0 | 0 | 0 | 0 | 0 | 0 | 0 | 0 | 0 | 0 | 0 | 0
0 | 0 | 0 | 0 | 0 | 0 | 0 | 0 | 0 | 0 | 0 | 0 | 0 | 0 | 0 | 0 | 0 | 0 | 0 | 0
0 | 0 | 0 | 0 | 0 | 0 | 0 | 0 | 0 | 0 | 0 | 0 | 0 | 0 | 0 | 0 | 0 | 0 | 0 | 0
0 | 0 | 0 | 0 | 0 | 0 | 0 | 0 | 0 | 0 | 0 | 0 | 0 | 0 | 0 | 0 | 0 | 0 | 0 | 0
0 | 0 | 0 | 0 | 0 | 0 | 0 | 0 | 0 | 0 | 0 | 0 | 0 | 0 | 0 | 0 | 0 | 0 | 0 | 0
0 | 0 | 0 | 0 | 0 | 0 | 0 | 0 | 0 | 0 | 0 | 0 | 0 | 0 | 0 | 0 | 0 | 0 | 0 | 0
0 | 0 | 0 | 0 | 0 | 0 | 0 | 0 | 0 | 0 | 0 | 0 | 0 | 0 | 0 | 0 | 0 | 0 | 0 | 0
0 | 0 | 0 | 0 | 0 | 0 | 0 | 0 | 0 | 0 | 0 | 0 | 0 | 0 | 0 | 0 | 0 | 0 | 0 | 0
0 | 0 | 0 | 0 | 0 | 0 | 0 | 0 | 0 | 0 | 0 | 0 | 0 | 0 | 0 | 0 | 0 | 0 | 0 | 0
0 | 0 | 0 | 0 | 0 | 0 | 0 | 0 | 0 | 0 | 0 | 0 | 0 | 0 | 0 | 0 | 0 | 0 | 0 | 0
0 | 0 | 0 | 0 | 0 | 0 | 0 | 0 | 0 | 0 | 0 | 0 | 0 | 0 | 0 | 0 | 0 | 0 | 0 | 0
0 | 0 | 0 | 0 | 0 | 0 | 0 | 0 | 0 | 0 | 0 | 0 | 0 | 0 | 0 | 0 | 0 | 0 | 0 | 0
0 | 0 | 0 | 0 | 0 | 0 | 0 | 0 | 0 | 0 | 0 | 0 | 0 | 0 | 0 | 0 | 0 | 0 | 0 | 0
0 | 0 | 0 | 0 | 0 | 0 | 0 | 0 | 0 | 0 | 0 | 0 | 0 | 0 | 0 | 0 | 0 | 0 | 0 | 0
0 | 0 | 0 | 0 | 0 | 0 | 0 | 0 | 0 | 0 | 0 | 0 | 0 | 0 | 0 | 0 | 0 | 0 | 0 | 0
0 | 0 | 0 | 0 | 0 | 0 | 0 | 0 | 0 | 0 | 0 | 0 | 0 | 0 | 0 | 0 | 0 | 0 | 0 | 0
0 | 0 | 0 | 0 | 0 | 0 | 0 | 0 | 0 | 0 | 0 | 0 | 0 | 0 | 0 | 0 | 0 | 0 | 0 | 0
0 | 0 | 0 | 0 | 0 | 0 | 0 | 0 | 0 | 0 | 0 | 0 | 0 | 0 | 0 | 0 | 0 | 0 | 0 | 0
0 | 0 | 0 | 0 | 0 | 0 | 0 | 0 | 0 | 0 | 0 | 0 | 0 | 0 | 0 | 0 | 0 | 0 | 0 | 0
0 | 0 | 0 | 0 | 0 | 0 | 0 | 0 | 0 | 0 | 0 | 0 | 0 | 0 | 0 | 0 | 0 | 0 | 0 | 0
0 | 0 | 0 | 0 | 0 | 0 | 0 | 0 | 0 | 0 | 0 | 0 | 0 | 0 | 0 | 0 | 0 | 0 | 0 | 0
0 | 0 | 0 | 0 | 0 | 0 | 0 | 0 | 0 | 0 | 0 | 0 | 0 | 0 | 0 | 0 | 0 | 0 | 0 | 0
0 | 0 | 0 | 0 | 0 | 0 | 0 | 0 | 0 | 0 | 0 | 0 | 0 | 0 | 0 | 0 | 0 | 0 | 0 | 0
0 | 0 | 0 | 0 | 0 | 0 | 0 | 0 | 0 | 0 | 0 | 0 | 0 | 0 | 0 | 0 | 0 | 0 | 0 | 0
0 | 0 | 0 | 0 | 0 | 0 | 0 | 0 | 0 | 0 | 0 | 0 | 0 | 0 | 0 | 0 | 0 | 0 | 0 | 0
0 | 0 | 0 | 0 | 0 | 0 | 0 | 0 | 0 | 0 | 0 | 0 | 0 | 0 | 0 | 0 | 0 | 0 | 0 | 0
0 | 0 | 0 | 0 | 0 | 0 | 0 | 0 | 0 | 0 | 0 | 0 | 0 | 0 | 0 | 0 | 0 | 0 | 0 | 0
0 | 0 | 0 | 0 | 0 | 0 | 0 | 0 | 0 | 0 | 0 | 0 | 0 | 0 | 0 | 0 | 0 | 0 | 0 | 0
0 | 0 | 0 | 0 | 0 | 0 | 0 | 0 | 0 | 0 | 0 | 0 | 0 | 0 | 0 | 0 | 0 | 0 | 0 | 0
0 | 0 | 0 | 0 | 0 | 0 | 0 | 0 | 0 | 0 | 0 | 0 | 0 | 0 | 0 | 0 | 0 | 0 | 0 | 0
0 | 0 | 0 | 0 | 0 | 0 | 0 | 0 | 0 | 0 | 0 | 0 | 0 | 0 | 0 | 0 | 0 | 0 | 0 | 0
0 | 0 | 0 | 0 | 0 | 0 | 0 | 0 | 0 | 0 | 0 | 0 | 0 | 0 | 0 | 0 | 0 | 0 | 0 | 0
0 | 0 | 0 | 0 | 0 | 0 | 0 | 0 | 0 | 0 | 0 | 0 | 0 | 0 | 0 | 0 | 0 | 0 | 0 | 0
0 | 0 | 0 | 0 | 0 | 0 | 0 | 0 | 0 | 0 | 0 | 0 | 0 | 0 | 0 | 0 | 0 | 0 | 0 | 0
0 | 0 | 0 | 0 | 0 | 0 | 0 | 0 | 0 | 0 | 0 | 0 | 0 | 0 | 0 | 0 | 0 | 0 | 0 | 0
0 | 0 | 0 | 0 | 0 | 0 | 0 | 0 | 0 | 0 | 0 | 0 | 0 | 0 | 0 | 0 | 0 | 0 | 0 | 0
0 | 0 | 0 | 0 | 0 | 0 | 0 | 0 | 0 | 0 | 0 | 0 | 0 | 0 | 0 | 0 | 0 | 0 | 0 | 0
0 | 0 | 0 | 0 | 0 | 0 | 0 | 0 | 0 | 0 | 0 | 0 | 0 | 0 | 0 | 0 | 0 | 0 | 0 | 0
0 | 0 | 0 | 0 | 0 | 0 | 0 | 0 | 0 | 0 | 0 | 0 | 0 | 0 | 0 | 0 | 0 | 0 | 0 | 0
0 | 0 | 0 | 0 | 0 | 0 | 0 | 0 | 0 | 0 | 0 | 0 | 0 | 0 | 0 | 0 | 0 | 0 | 0 | 0
0 | 0 | 0 | 0 | 0 | 0 | 0 | 0 | 0 | 0 | 0 | 0 | 0 | 0 | 0 | 0 | 0 | 0 | 0 | 0
0 | 0 | 0 | 0 | 0 | 0 | 0 | 0 | 0 | 0 | 0 | 0 | 0 | 0 | 0 | 0 | 0 | 0 | 0 | 0
0 | 0 | 0 | 0 | 0 | 0 | 0 | 0 | 0 | 0 | 0 | 0 | 0 | 0 | 0 | 0 | 0 | 0 | 0 | 0
0 | 0 | 0 | 0 | 0 | 0 | 0 | 0 | 0 | 0 | 0 | 0 | 0 | 0 | 0 | 0 | 0 | 0 | 0 | 0
0 | 0 | 0 | 0 | 0 | 0 | 0 | 0 | 0 | 0 | 0 | 0 | 0 | 0 | 0 | 0 | 0 | 0 | 0 | 0
0 | 0 | 0 | 0 | 0 | 0 | 0 | 0 | 0 | 0 | 0 | 0 | 0 | 0 | 0 | 0 | 0 | 0 | 0 | 0
0 | 0 | 0 | 0 | 0 | 0 | 0 | 0 | 0 | 0 | 0 | 0 | 0 | 0 | 0 | 0 | 0 | 0 | 0 | 0
0 | 0 | 0 | 0 | 0 | 0 | 0 | 0 | 0 | 0 | 0 | 0 | 0 | 0 | 0 | 0 | 0 | 0 | 0 | 0
0 | 0 | 0 | 0 | 0 | 0 | 0 | 0 | 0 | 0 | 0 | 0 | 0 | 0 | 0 | 0 | 0 | 0 | 0 | 0
0 | 0 | 0 | 0 | 0 | 0 | 0 | 0 | 0 | 0 | 0 | 0 | 0 | 0 | 0 | 0 | 0 | 0 | 0 | 0
0 | 0 | 0 | 0 | 0 | 0 | 0 | 0 | 0 | 0 | 0 | 0 | 0 | 0 | 0 | 0 | 0 | 0 | 0 | 0
0 | 0 | 0 | 0 | 0 | 0 | 0 | 0 | 0 | 0 | 0 | 0 | 0 | 0 | 0 | 0 | 0 | 0 | 0 | 0
0 | 0 | 0 | 0 | 0 | 0 | 0 | 0 | 0 | 0 | 0 | 0 | 0 | 0 | 0 | 0 | 0 | 0 | 0 | 0
0 | 0 | 0 | 0 | 0 | 0 | 0 | 0 | 0 | 0 | 0 | 0 | 0 | 0 | 0 | 0 | 0 | 0 | 0 | 0
0 | 0 | 0 | 0 | 0 | 0 | 0 | 0 | 0 | 0 | 0 | 0 | 0 | 0 | 0 | 0 | 0 | 0 | 0 | 0
0 | 0 | 0 | 0 | 0 | 0 | 0 | 0 | 0 | 0 | 0 | 0 | 0 | 0 | 0 | 0 | 0 | 0 | 0 | 0
0 | 0 | 0 | 0 | 0 | 0 | 0 | 0 | 0 | 0 | 0 | 0 | 0 | 0 | 0 | 0 | 0 | 0 | 0 | 0
0 | 0 | 0 | 0 | 0 | 0 | 0 | 0 | 0 | 0 | 0 | 0 | 0 | 0 | 0 | 0 | 0 | 0 | 0 | 0
0 | 0 | 0 | 0 | 0 | 0 | 0 | 0 | 0 | 0 | 0 | 0 | 0 | 0 | 0 | 0 | 0 | 0 | 0 | 0
0 | 0 | 0 | 0 | 0 | 0 | 0 | 0 | 0 | 0 | 0 | 0 | 0 | 0 | 0 | 0 | 0 | 0 | 0 | 0
0 | 0 | 0 | 0 | 0 | 0 | 0 | 0 | 0 | 0 | 0 | 0 | 0 | 0 | 0 | 0 | 0 | 0 | 0 | 0
0 | 0 | 0 | 0 | 0 | 0 | 0 | 0 | 0 | 0 | 0 | 0 | 0 | 0 | 0 | 0 | 0 | 0 | 0 | 0
0 | 0 | 0 | 0 | 0 | 0 | 0 | 0 | 0 | 0 | 0 | 0 | 0 | 0 | 0 | 0 | 0 | 0 | 0 | 0
0 | 0 | 0 | 0 | 0 | 0 | 0 | 0 | 0 | 0 | 0 | 0 | 0 | 0 | 0 | 0 | 0 | 0 | 0 | 0
0 | 0 | 0 | 0 | 0 | 0 | 0 | 0 | 0 | 0 | 0 | 0 | 0 | 0 | 0 | 0 | 0 | 0 | 0 | 0
0 | 0 | 0 | 0 | 0 | 0 | 0 | 0 | 0 | 0 | 0 | 0 | 0 | 0 | 0 | 0 | 0 | 0 | 0 | 0
0 | 0 | 0 | 0 | 0 | 0 | 0 | 0 | 0 | 0 | 0 | 0 | 0 | 0 | 0 | 0 | 0 | 0 | 0 | 0
0 | 0 | 0 | 0 | 0 | 0 | 0 | 0 | 0 | 0 | 0 | 0 | 0 | 0 | 0 | 0 | 0 | 0 | 0 | 0
0 | 0 | 0 | 0 | 0 | 0 | 0 | 0 | 0 | 0 | 0 | 0 | 0 | 0 | 0 | 0 | 0 | 0 | 0 | 0
0 | 0 | 0 | 0 | 0 | 0 | 0 | 0 | 0 | 0 | 0 | 0 | 0 | 0 | 0 | 0 | 0 | 0 | 0 | 0
0 | 0 | 0 | 0 | 0 | 0 | 0 | 0 | 0 | 0 | 0 | 0 | 0 | 0 | 0 | 0 | 0 | 0 | 0 | 0
0 | 0 | 0 | 0 | 0 | 0 | 0 | 0 | 0 | 0 | 0 | 0 | 0 | 0 | 0 | 0 | 0 | 0 | 0 | 0
0 | 0 | 0 | 0 | 0 | 0 | 0 | 0 | 0 | 0 | 0 | 0 | 0 | 0 | 0 | 0 | 0 | 0 | 0 | 0
0 | 0 | 0 | 0 | 0 | 0 | 0 | 0 | 0 | 0 | 0 | 0 | 0 | 0 | 0 | 0 | 0 | 0 | 0 | 0
0 | 0 | 0 | 0 | 0 | 0 | 0 | 0 | 0 | 0 | 0 | 0 | 0 | 0 | 0 | 0 | 0 | 0 | 0 | 0
0 | 0 | 0 | 0 | 0 | 0 | 0 | 0 | 0 | 0 | 0 | 0 | 0 | 0 | 0 | 0 | 0 | 0 | 0 | 0
0 | 0 | 0 | 0 | 0 | 0 | 0 | 0 | 0 | 0 | 0 | 0 | 0 | 0 | 0 | 0 | 0 | 0 | 0 | 0
0 | 0 | 0 | 0 | 0 | 0 | 0 | 0 | 0 | 0 | 0 | 0 | 0 | 0 | 0 | 0 | 0 | 0 | 0 | 0
0 | 0 | 0 | 0 | 0 | 0 | 0 | 0 | 0 | 0 | 0 | 0 | 0 | 0 | 0 | 0 | 0 | 0 | 0 | 0
0 | 0 | 0 | 0 | 0 | 0 | 0 | 0 | 0 | 0 | 0 | 0 | 0 | 0 | 0 | 0 | 0 | 0 | 0 | 0
0 | 0 | 0 | 0 | 0 | 0 | 0 | 0 | 0 | 0 | 0 | 0 | 0 | 0 | 0 | 0 | 0 | 0 | 0 | 0
0 | 0 | 0 | 0 | 0 | 0 | 0 | 0 | 0 | 0 | 0 | 0 | 0 | 0 | 0 | 0 | 0 | 0 | 0 | 0
0 | 0 | 0 | 0 | 0 | 0 | 0 | 0 | 0 | 0 | 0 | 0 | 0 | 0 | 0 | 0 | 0 | 0 | 0 | 0
0 | 0 | 0 | 0 | 0 | 0 | 0 | 0 | 0 | 0 | 0 | 0 | 0 | 0 | 0 | 0 | 0 | 0 | 0 | 0
0 | 0 | 0 | 0 | 0 | 0 | 0 | 0 | 0 | 0 | 0 | 0 | 0 | 0 | 0 | 0 | 0 | 0 | 0 | 0
0 | 0 | 0 | 0 | 0 | 0 | 0 | 0 | 0 | 0 | 0 | 0 | 0 | 0 | 0 | 0 | 0 | 0 | 0 | 0
0 | 0 | 0 | 0 | 0 | 0 | 0 | 0 | 0 | 0 | 0 | 0 | 0 | 0 | 0 | 0 | 0 | 0 | 0 | 0
0 | 0 | 0 | 0 | 0 | 0 | 0 | 0 | 0 | 0 | 0 | 0 | 0 | 0 | 0 | 0 | 0 | 0 | 0 | 0
0 | 0 | 0 | 0 | 0 | 0 | 0 | 0 | 0 | 0 | 0 | 0 | 0 | 0 | 0 | 0 | 0 | 0 | 0 | 0
0 | 0 | 0 | 0 | 0 | 0 | 0 | 0 | 0 | 0 | 0 | 0 | 0 | 0 | 0 | 0 | 0 | 0 | 0 | 0
0 | 0 | 0 | 0 | 0 | 0 | 0 | 0 | 0 | 0 | 0 | 0 | 0 | 0 | 0 | 0 | 0 | 0 | 0 | 0
0 | 0 | 0 | 0 | 0 | 0 | 0 | 0 | 0 | 0 | 0 | 0 | 0 | 0 | 0 | 0 | 0 | 0 | 0 | 0
0 | 0 | 0 | 0 | 0 | 0 | 0 | 0 | 0 | 0 | 0 | 0 | 0 | 0 | 0 | 0 | 0 | 0 | 0 | 0
0 | 0 | 0 | 0 | 0 | 0 | 0 | 0 | 0 | 0 | 0 | 0 | 0 | 0 | 0 | 0 | 0 | 0 | 0 | 0
0 | 0 | 0 | 0 | 0 | 0 | 0 | 0 | 0 | 0 | 0 | 0 | 0 | 0 | 0 | 0 | 0 | 0 | 0 | 0
0 | 0 | 0 | 0 | 0 | 0 | 0 | 0 | 0 | 0 | 0 | 0 | 0 | 0 | 0 | 0 | 0 | 0 | 0 | 0
0 | 0 | 0 | 0 | 0 | 0 | 0 | 0 | 0 | 0 | 0 | 0 | 0 | 0 | 0 | 0 | 0 | 0 | 0 | 0
0 | 0 | 0 | 0 | 0 | 0 | 0 | 0 | 0 | 0 | 0 | 0 | 0 | 0 | 0 | 0 | 0 | 0 | 0 | 0
0 | 0 | 0 | 0 | 0 | 0 | 0 | 0 | 0 | 0 | 0 | 0 | 0 | 0 | 0 | 0 | 0 | 0 | 0 | 0
0 | 0 | 0 | 0 | 0 | 0 | 0 | 0 | 0 | 0 | 0 | 0 | 0 | 0 | 0 | 0 | 0 | 0 | 0 | 0
0 | 0 | 0 | 0 | 0 | 0 | 0 | 0 | 0 | 0 | 0 | 0 | 0 | 0 | 0 | 0 | 0 | 0 | 0 | 0
0 | 0 | 0 | 0 | 0 | 0 | 0 | 0 | 0 | 0 | 0 | 0 | 0 | 0 | 0 | 0 | 0 | 0 | 0 | 0
0 | 0 | 0 | 0 | 0 | 0 | 0 | 0 | 0 | 0 | 0 | 0 | 0 | 0 | 0 | 0 | 0 | 0 | 0 | 0
0 | 0 | 0 | 0 | 0 | 0 | 0 | 0 | 0 | 0 | 0 | 0 | 0 | 0 | 0 | 0 | 0 | 0 | 0 | 0
0 | 0 | 0 | 0 | 0 | 0 | 0 | 0 | 0 | 0 | 0 | 0 | 0 | 0 | 0 | 0 | 0 | 0 | 0 | 0
0 | 0 | 0 | 0 | 0 | 0 | 0 | 0 | 0 | 0 | 0 | 0 | 0 | 0 | 0 | 0 | 0 | 0 | 0 | 0
0 | 0 | 0 | 0 | 0 | 0 | 0 | 0 | 0 | 0 | 0 | 0 | 0 | 0 | 0 | 0 | 0 | 0 | 0 | 0
0 | 0 | 0 | 0 | 0 | 0 | 0 | 0 | 0 | 0 | 0 | 0 | 0 | 0 | 0 | 0 | 0 | 0 | 0 | 0
0 | 0 | 0 | 0 | 0 | 0 | 0 | 0 | 0 | 0 | 0 | 0 | 0 | 0 | 0 | 0 | 0 | 0 | 0 | 0
0 | 0 | 0 | 0 | 0 | 0 | 0 | 0 | 0 | 0 | 0 | 0 | 0 | 0 | 0 | 0 | 0 | 0 | 0 | 0
0 | 0 | 0 | 0 | 0 | 0 | 0 | 0 | 0 | 0 | 0 | 0 | 0 | 0 | 0 | 0 | 0 | 0 | 0 | 0
0 | 0 | 0 | 0 | 0 | 0 | 0 | 0 | 0 | 0 | 0 | 0 | 0 | 0 | 0 | 0 | 0 | 0 | 0 | 0
0 | 0 | 0 | 0 | 0 | 0 | 0 | 0 | 0 | 0 | 0 | 0 | 0 | 0 | 0 | 0 | 0 | 0 | 0 | 0
0 | 0 | 0 | 0 | 0 | 0 | 0 | 0 | 0 | 0 | 0 | 0 | 0 | 0 | 0 | 0 | 0 | 0 | 0 | 0
0 | 0 | 0 | 0 | 0 | 0 | 0 | 0 | 0 | 0 | 0 | 0 | 0 | 0 | 0 | 0 | 0 | 0 | 0 | 0
0 | 0 | 0 | 0 | 0 | 0 | 0 | 0 | 0 | 0 | 0 | 0 | 0 | 0 | 0 | 0 | 0 | 0 | 0 | 0
0 | 0 | 0 | 0 | 0 | 0 | 0 | 0 | 0 | 0 | 0 | 0 | 0 | 0 | 0 | 0 | 0 | 0 | 0 | 0
0 | 0 | 0 | 0 | 0 | 0 | 0 | 0 | 0 | 0 | 0 | 0 | 0 | 0 | 0 | 0 | 0 | 0 | 0 | 0
0 | 0 | 0 | 0 | 0 | 0 | 0 | 0 | 0 | 0 | 0 | 0 | 0 | 0 | 0 | 0 | 0 | 0 | 0 | 0
0 | 0 | 0 | 0 | 0 | 0 | 0 | 0 | 0 | 0 | 0 | 0 | 0 | 0 | 0 | 0 | 0 | 0 | 0 | 0
0 | 0 | 0 | 0 | 0 | 0 | 0 | 0 | 0 | 0 | 0 | 0 | 0 | 0 | 0 | 0 | 0 | 0 | 0 | 0
0 | 0 | 0 | 0 | 0 | 0 | 0 | 0 | 0 | 0 | 0 | 0 | 0 | 0 | 0 | 0 | 0 | 0 | 0 | 0
0 | 0 | 0 | 0 | 0 | 0 | 0 | 0 | 0 | 0 | 0 | 0 | 0 | 0 | 0 | 0 | 0 | 0 | 0 | 0
0 | 0 | 0 | 0 | 0 | 0 | 0 | 0 | 0 | 0 | 0 | 0 | 0 | 0 | 0 | 0 | 0 | 0 | 0 | 0
0 | 0 | 0 | 0 | 0 | 0 | 0 | 0 | 0 | 0 | 0 | 0 | 0 | 0 | 0 | 0 | 0 | 0 | 0 | 0
0 | 0 | 0 | 0 | 0 | 0 | 0 | 0 | 0 | 0 | 0 | 0 | 0 | 0 | 0 | 0 | 0 | 0 | 0 | 0
0 | 0 | 0 | 0 | 0 | 0 | 0 | 0 | 0 | 0 | 0 | 0 | 0 | 0 | 0 | 0 | 0 | 0 | 0 | 0
0 | 0 | 0 | 0 | 0 | 0 | 0 | 0 | 0 | 0 | 0 | 0 | 0 | 0 | 0 | 0 | 0 | 0 | 0 | 0
0 | 0 | 0 | 0 | 0 | 0 | 0 | 0 | 0 | 0 | 0 | 0 | 0 | 0 | 0 | 0 | 0 | 0 | 0 | 0
0 | 0 | 0 | 0 | 0 | 0 | 0 | 0 | 0 | 0 | 0 | 0 | 0 | 0 | 0 | 0 | 0 | 0 | 0 | 0
0 | 0 | 0 | 0 | 0 | 0 | 0 | 0 | 0 | 0 | 0 | 0 | 0 | 0 | 0 | 0 | 0 | 0 | 0 | 0
0 | 0 | 0 | 0 | 0 | 0 | 0 | 0 | 0 | 0 | 0 | 0 | 0 | 0 | 0 | 0 | 0 | 0 | 0 | 0
0 | 0 | 0 | 0 | 0 | 0 | 0 | 0 | 0 | 0 | 0 | 0 | 0 | 0 | 0 | 0 | 0 | 0 | 0 | 0
0 | 0 | 0 | 0 | 0 | 0 | 0 | 0 | 0 | 0 | 0 | 0 | 0 | 0 | 0 | 0 | 0 | 0 | 0 | 0
0 | 0 | 0 | 0 | 0 | 0 | 0 | 0 | 0 | 0 | 0 | 0 | 0 | 0 | 0 | 0 | 0 | 0 | 0 | 0
0 | 0 | 0 | 0 | 0 | 0 | 0 | 0 | 0 | 0 | 0 | 0 | 0 | 0 | 0 | 0 | 0 | 0 | 0 | 0
0 | 0 | 0 | 0 | 0 | 0 | 0 | 0 | 0 | 0 | 0 | 0 | 0 | 0 | 0 | 0 | 0 | 0 | 0 | 0
0 | 0 | 0 | 0 | 0 | 0 | 0 | 0 | 0 | 0 | 0 | 0 | 0 | 0 | 0 | 0 | 0 | 0 | 0 | 0
0 | 0 | 0 | 0 | 0 | 0 | 0 | 0 | 0 | 0 | 0 | 0 | 0 | 0 | 0 | 0 | 0 | 0 | 0 | 0
0 | 0 | 0 | 0 | 0 | 0 | 0 | 0 | 0 | 0 | 0 | 0 | 0 | 0 | 0 | 0 | 0 | 0 | 0 | 0

## Output
Program Summary |  | Nominal |  |  | Present Value |  |  |  | Avoided Cost Version
Proposer Name |  | SDGE | [6 empty] | 2011-08-04
Program Name |  | 0000_TotalPortfolio | [6 empty] | 2012-02-17 | 2014-03-24 09:07 | `
Total Program Budget ($) |  | 127285355.7724 |  |  | 112179384.3187 |  |  |  | Base Year
2013
Net Participant Cost ($) |  |  |  |  | 23025649.6978 |  |  |  | SDG&E 2013 v1c4-Draft.xls
2013-2015 | 120728929.9038 | 1345130418.6754 | 1724102.2138 | 24584797.4227 | 26048.5963 | 13948.1702 |  | 20743.3917
Program Impacts | [10 empty] | Program Impacts (Gross)
| Wtd Annual Net kWh | Lifecycle Net kWh | Wtd Annual Net Therms | Lifecycle Net Therms | Wtd Net Jul-Sept Pk** (kW) | Wtd Net Dec-Feb Pk** (kW) |  | Wtd User Entered kW |  |  |  | Wtd Annual Gross kWh | Lifecycle Gross kWh | Wtd Annual Gross Therms | Lifecycle Gross Therms | Wtd User Entered kW
2013 | 0 | 0 | 0 | 0 | 0 | 0 |  | 0 |  |  | 2013 | 0 | 0 | 0 | 0 | 0
2014 | 0 | 0 | 0 | 0 | 0 | 0 |  | 0 |  |  | 2014 | 0 | 0 | 0 | 0 | 0
2013-2014 | 0 | 0 | 0 | 0 | 0 | 0 |  | 0 |  |  | 2013-2014 | 0 | 0 | 0 | 0 | 0
2015 | 120728929.9038 | 1345130418.6754 | 1724102.2138 | 24584797.4227 | 26048.5963 | 13948.1702 |  | 20743.3917 |  |  | 2015 | 179162954.0837 | 1951731526.7927 | 2365390.5392 | 34661192.7094 | 29642.0396
Cost Effectiveness (Lifecycle Present Value Dollars) | [10 empty] | 2013-2015 | 179162954.0837 | 1951731526.7927 | 2365390.5392 | 34661192.7094 | 29642.0396
|  | Benefits |  |  | Benefit - Cost
| Cost | Electric | Gas | Incentives | NPV | B/C Ratio | Notes
Program TRC ($) | 135205034.0164 | 125790152.2999 | 16643987.7481 | NA | 7229106.0315 | 1.0535 | *1
Program PAC ($) | 112179384.3187 | 125790152.2999 | 16643987.7481 | NA | 30254755.7293 | 1.2697 | *1,2
Program RIM ($) | 257506299.6219 | 125790152.2999 | 16643987.7481 | NA | -115072159.574 | 0.55313 | *1
*1 B/C Ratio is an approximation because any supply cost increases are treated as negative benefits rather than as a cost as in the Standard Practice Manual
*2 PAC benefits include environmental costs. This is to be consistent with the TRC benefits, but is not strictly consistent with the Standard Practice Manual.
Levelized Cost and Benefit (All Measures Installed through 2023)
| Discounted Savings |  |  |  | Benefit - Cost
| kWh | Therms | Cost | Benefits | NPV
TRC ($/kWh ) | 754291623.6427 |  | 0.15137 | 0.16677 | 0.015399
PAC ($/kWh) | 754291623.6427 |  | 0.12453 | 0.16677 | 0.042241
RIM ($/kWh) | 754291623.6427 |  | 0.3015 | 0.16677 | -0.13473
TRC ($/therm) |  | 13420272.1022 | 1.5324 | 1.2402 | -0.29215
PAC ($/therm) |  | 13420272.1022 | 1.2409 | 1.2402 | -0.00066754
RIM ($/therm) |  | 13420272.1022 | 2.2422 | 1.2402 | -1.002
Wtd Avg Emissions Reductions | [10 empty] | Wtd Avg Emissions Reductions (Gross)
| Electric Reductions |  |  | Gas Reductions | [7 empty] | Electric Reductions |  |  | Gas Reductions
Annual Reductions | CO2 (tons) | NOX (lbs) | PM-10 (lbs) | CO2 (tons) | NOX (lbs) | [5 empty] | Annual Reductions | CO2 (tons) | NOX (lbs) | PM-10 (lbs) | CO2 (tons) | NOX (lbs)
2013 | 0 | 0 | 0 | 0 | 0 | * annual reductions are the units |  |  |  |  | 2013 | 0 | 0 | 0 | 0 | 0 | * annual reductions are the units
2014 | 0 | 0 | 0 | 0 | 0 | implemented in the year, times |  |  |  |  | 2014 | 0 | 0 | 0 | 0 | 0 | implemented in the year, times
2015 | 62587.0989 | 15530.134 | 8214.8008 | 10085.998 | 16747.4291 | the annual emission reduction |  |  |  |  | 2015 | 92815.0373 | 23015.3966 | 12184.2743 | 13837.5347 | 22949.8824 | the annual emission reduction
2016 | 0 | 0 | 0 | 0 | 0 | for the measure, weighted |  |  |  |  | 2016 | 0 | 0 | 0 | 0 | 0 | for the measure, weighted for
2017 | 0 | 0 | 0 | 0 | 0 | for dual baseline. |  |  |  |  | 2017 | 0 | 0 | 0 | 0 | 0 | split baseline performance
2018 | 0 | 0 | 0 | 0 | 0 | [5 empty] | 2018 | 0 | 0 | 0 | 0 | 0
2019 | 0 | 0 | 0 | 0 | 0 | [5 empty] | 2019 | 0 | 0 | 0 | 0 | 0
2020 | 0 | 0 | 0 | 0 | 0 | [5 empty] | 2020 | 0 | 0 | 0 | 0 | 0
2021 | 0 | 0 | 0 | 0 | 0 | [5 empty] | 2021 | 0 | 0 | 0 | 0 | 0
2022 | 0 | 0 | 0 | 0 | 0 | [5 empty] | 2022 | 0 | 0 | 0 | 0 | 0
2023 | 0 | 0 | 0 | 0 | 0 | [5 empty] | 2023 | 0 | 0 | 0 | 0 | 0
Total Annual | 62587.0989 | 15530.134 | 8214.8008 | 10085.998 | 16747.4291 | [5 empty] | Total Annual | 92815.0373 | 23015.3966 | 12184.2743 | 13837.5347 | 22949.8824
Lifecycle Reductions | [10 empty] | Lifecycle Reductions
2013 | 0 | 0 | 0 | 0 | 0 | [5 empty] | 2013 | 0 | 0 | 0 | 0 | 0
2014 | 0 | 0 | 0 | 0 | 0 | [5 empty] | 2014 | 0 | 0 | 0 | 0 | 0
2015 | 698144.9588 | 173428.1225 | 91609.9344 | 143821.0649 | 237284.0922 | [5 empty] | 2015 | 1012544.742 | 251425.511 | 132878.2267 | 202751.1043 | 334030.1691
2016 | 0 | 0 | 0 | 0 | 0 | [5 empty] | 2016 | 0 | 0 | 0 | 0 | 0
2017 | 0 | 0 | 0 | 0 | 0 | [5 empty] | 2017 | 0 | 0 | 0 | 0 | 0
2018 | 0 | 0 | 0 | 0 | 0 | [5 empty] | 2018 | 0 | 0 | 0 | 0 | 0
2019 | 0 | 0 | 0 | 0 | 0 | [5 empty] | 2019 | 0 | 0 | 0 | 0 | 0
2020 | 0 | 0 | 0 | 0 | 0 | [5 empty] | 2020 | 0 | 0 | 0 | 0 | 0
2021 | 0 | 0 | 0 | 0 | 0 | [5 empty] | 2021 | 0 | 0 | 0 | 0 | 0
2022 | 0 | 0 | 0 | 0 | 0 | [5 empty] | 2022 | 0 | 0 | 0 | 0 | 0
2023 | 0 | 0 | 0 | 0 | 0 | [5 empty] | 2023 | 0 | 0 | 0 | 0 | 0
Total Lifecycle | 698144.9588 | 173428.1225 | 91609.9344 | 143821.0649 | 237284.0922 | [5 empty] | Total Lifecycle | 1012544.742 | 251425.511 | 132878.2267 | 202751.1043 | 334030.1691
Reductions based on total annual installations | [10 empty] | Wtd Avg Reductions based on total annual installations (Gross)
| Annual Wtd Avg Net kWh | Lifecycle Net kWh | Annual Wtd Avg Net Therms | Lifecycle Net Therms | Net July-Sept Wtd Avg Peak** (kW) | Net Wtd Avg Dec-Feb** (kW) |  | Wtd Avg User Entered kW | Net Annual NCP (kW) |  |  | Wtd Avg Annual Gross kWh | Wtd Avg Lifecycle Gross kWh | Wtd Avg Annual Gross Therms | Wtd Avg Lifecycle Gross Therms | Wtd Avg User Entered kW
2013 | 0 | 0 | 0 | 0 | 0 | 0 |  | 0 | 0 |  | 2013 | 0 | 0 | 0 | 0 | 0
2014 | 0 | 0 | 0 | 0 | 0 | 0 |  | 0 | 0 |  | 2014 | 0 | 0 | 0 | 0 | 0
2015 | 120728929.9038 | 1345130418.6754 | 1724102.2138 | 24584797.4227 | 26048.5963 | 13948.1702 |  | 20743.3917 | 29634.8361 |  | 2015 | 179162954.0837 | 1951731526.7927 | 2365390.5392 | 34661192.7094 | 29642.0396
2016 | 0 | 0 | 0 | 0 | 0 | 0 |  | 0 | 12456.6731 |  | 2016 | 0 | 0 | 0 | 0 | 0
2017 | 0 | 0 | 0 | 0 | 0 | 0 |  | 0 | -152.6265 |  | 2017 | 0 | 0 | 0 | 0 | 0
2018 | 0 | 0 | 0 | 0 | 0 | 0 |  | 0 | -2755.426 |  | 2018 | 0 | 0 | 0 | 0 | 0
2019 | 0 | 0 | 0 | 0 | 0 | 0 |  | 0 | -3507.1716 |  | 2019 | 0 | 0 | 0 | 0 | 0
2020 | 0 | 0 | 0 | 0 | 0 | 0 |  | 0 | -1145.1895 |  | 2020 | 0 | 0 | 0 | 0 | 0
2021 | 0 | 0 | 0 | 0 | 0 | 0 |  | 0 | -914.5183 |  | 2021 | 0 | 0 | 0 | 0 | 0
2022 | 0 | 0 | 0 | 0 | 0 | 0 |  | 0 | -3206.9868 |  | 2022 | 0 | 0 | 0 | 0 | 0
2023 | 0 | 0 | 0 | 0 | 0 | 0 |  | 0 | -190.7052 |  | 2023 | 0 | 0 | 0 | 0 | 0
Total | 120728929.9038 | 1345130418.6754 | 1724102.2138 | 24584797.4227 | 26048.5963 | 13948.1702 |  | 20743.3917 | 30218.8854 |  | Total | 179162954.0837 | 1951731526.7927 | 2365390.5392 | 34661192.7094 | 29642.0396
Wtd Average Net Impacts by Sector (All Measures Installed through 2023) | [10 empty] | Gross Savings for Goal Attainment - kWh
| Annual Wtd Avg Net kWh | Lifecycle Net kWh | Annual Wtd Avg Net Therms | Lifecycle Net Therms | Net July-Sept Wtd Avg Peak** (kW) | Net Wtd Avg Dec-Feb** (kW) |  | Wtd Avg User Entered kW | TRC Lifecycle Net Benefits* ($) |  |  | 1st Year Annual Savings | Decay of single or first baseline | 2nd Baseline Savings | 2nd Baseline Decay | Total Cumulative | Net Annual Savings
Total | 120728929.9038 | 1345130418.6754 | 1724102.2138 | 24584797.4227 | 26048.5963 | 13948.1702 |  | 20743.3917 | 7229106.0315 |  |  | kWh | kWh | kWh | kWh | kWh | kWh
RES | 0 | 0 | 0 | 0 | 0 | 0 |  | 0 | 0 |  | 2013 | 0 |  | 0 | 0 | 0 | 0
NON_RES | 0 | 0 | 0 | 0 | 0 | 0 |  | 0 | 0 |  | 2014 | 0 | 0 | 0 | 0 | 0 | 0
Residential | 36634498.804 | 309865371.5562 | 247954.3691 | 6078204.2536 | 7965.501 | 4818.6577 |  | 7175.6072 | -9167276.7364 |  | 2015 | 179425970.1651 | 0 | 0 | 0 | 179425970.1651 | 179425970.1651
Commercial | 84094431.0998 | 1035265047.1193 | 1476147.8447 | 18506593.1691 | 18043.0059 | 9120.2976 |  | 13567.7844 | 16396382.7679 |  | 2016 | 179425970.1651 | -438688.125 | 0 | 0 | 178987282.0401 | -438688.125
Industrial | 0 | 0 | 0 | 0 | 0 | 0 |  | 0 | 0 |  | 2017 | 179425970.1651 | -701901 | 0 | 0 | 178724069.1651 | -263212.875
Agricultural | 0 | 0 | 0 | 0 | 0 | 0 |  | 0 | 0 |  | 2018 | 179425970.1651 | -10794787.3847 | 0 | 0 | 168631182.7804 | -10092886.3847
Not Used | 0 | 0 | 0 | 0 | 0 | 0 |  | 0 | 0 |  | 2019 | 179425970.1651 | -22820320.2364 | 0 | 0 | 156605649.9286 | -12025532.8518
0 | 0 | 0 | 0 | 0 | 0 | 0 |  | 0 | 0 |  | 2020 | 179425970.1651 | -34828797.7035 | 59277.1187 | 0 | 144656449.5804 | -11949200.3483
0 | 0 | 0 | 0 | 0 | 0 | 0 |  | 0 | 0 |  | 2021 | 179425970.1651 | -45120654.9288 | 94843.39 | 0 | 134400158.6263 | -10256290.9541
0 | 0 | 0 | 0 | 0 | 0 | 0 |  | 0 | 0 |  | 2022 | 179425970.1651 | -61217053.6039 | 94843.39 | 0 | 118303759.9512 | -16096398.6751
0 | 0 | 0 | 0 | 0 | 0 | 0 |  | 0 | 0
0 | 0 | 0 | 0 | 0 | 0 | 0 |  | 0 | 0 |  | Gross Savings for Goal Attainment - kW
0 | 0 | 0 | 0 | 0 | 0 | 0 |  | 0 | 0 |  |  | 1st Year Annual | Decay or single or | 2nd Baseline | 2nd Baseline | Total | Net Annual
0 | 0 | 0 | 0 | 0 | 0 | 0 |  | 0 | 0 |  |  | Savings | first baseline | Savings | Decay | Cummulative | Savings
0 | 0 | 0 | 0 | 0 | 0 | 0 |  | 0 | 0 |  |  | kW | kW | kW | kW | kW | kW
0 | 0 | 0 | 0 | 0 | 0 | 0 |  | 0 | 0 |  | 2013 | 0 |  | 0 | 0 | 0 | 0
0 | 0 | 0 | 0 | 0 | 0 | 0 | 0 | 0 | 0 |  | 2014 | 0 | 0 | 0 | 0 | 0 | 0
0 | 0 | 0 | 0 | 0 | 0 | 0 | 0 | 0 | 0 |  | 2015 | 29687.4865 | 0 | 0 | 0 | 29687.4865 | 29687.4865
0 | 0 | 0 | 0 | 0 | 0 | 0 | 0 | 0 | 0 |  | 2016 | 29687.4865 | -105.075 | 0 | 0 | 29582.4115 | -105.075
0 | 0 | 0 | 0 | 0 | 0 | 0 | 0 | 0 | 0 |  | 2017 | 29687.4865 | -168.12 | 0 | 0 | 29519.3665 | -63.045
0 | 0 | 0 | 0 | 0 | 0 | 0 | 0 | 0 | 0 |  | 2018 | 29687.4865 | -2890.8609 | 0 | 0 | 26796.6256 | -2722.7409
0 | 0 | 0 | 0 | 0 | 0 | 0 | 0 | 0 | 0 |  | 2019 | 29687.4865 | -5717.7432 | 0 | 0 | 23969.7433 | -2826.8823
0 | 0 | 0 | 0 | 0 | 0 | 0 | 0 | 0 | 0 |  | 2020 | 29687.4865 | -7696.6759 | 24.2286 | 0 | 22015.0392 | -1954.7041
Other and upspecified | 0 | 0 | 0 | 0 | 40.0894 | 9.2149 | 0 | 0 | -3.539e-08 |  | 2021 | 29687.4865 | -9139.6273 | 38.7658 | 0 | 20586.625 | -1428.4142
* Include program-level and admin costs allocated based to total gas and electric programs at the measure level. | [10 empty] | 2022 | 29687.4865 | -10817.6937 | 38.7658 | 0 | 18908.5586 | -1678.0664
**These values are only approximations if there are dual baseline measures in the program
Net Impacts by CPUC End Use Categories (All Measures Installed through 2023) | [10 empty] | Gross Savings for Goal Attainment - Therms
| Annual Wtd Avg Net kWh | Lifecycle Net kWh | Annual Wtd Avg Net Therms | Lifecycle Net Therms | Net July-Sept Wtd Avg Peak** (kW) | Net Wtd Avg Dec-Feb** (kW) |  | Wtd Avg User Entered kW | TRC Lifecycle Net Benefits* ($) |  |  | 1st Year Annual Savings | Decay of single or first baseline | 2nd Baseline Savings | 2nd Baseline Decay | Total Cumulative | Net Annual Savings
Total | 120728929.9038 | 1345130418.6754 | 1724102.2138 | 24584797.4227 | 26048.5963 | 13948.1702 |  | 20743.3917 | 7229106.0315 |  |  | Therms | Therms | Therms | Therms | Therms | Therms
Clothes Dryer | 0 | 0 | 0 | 0 | 0 | 0 |  | 0 | 0 |  | 2013 | 0 |  | 0 | 0 | 0 | 0
Clothes Washer | 0 | 0 | 102168 | 1123848 | 0 | 0 |  | 0 | -1157967.3422 |  | 2014 | 0 | 0 | 0 | 0 | 0 | 0
Consumer Electronics | 0 | 0 | 0 | 0 | 0 | 0 |  | 0 | 0 |  | 2015 | 2365124.7899 | 0 | 0 | 0 | 2365124.7899 | 2365124.7899
Cooking | 0 | 0 | 0 | 0 | 0 | 0 |  | 0 | 0 |  | 2016 | 2365124.7899 | 0 | 0 | 0 | 2365124.7899 | 0
Dishwasher | 0 | 0 | 0 | 0 | 0 | 0 |  | 0 | 0 |  | 2017 | 2365124.7899 | 0 | 0 | 0 | 2365124.7899 | 0
Other Appliance | 0 | 0 | 0 | 0 | 0 | 0 |  | 0 | 0 |  | 2018 | 2365124.7899 | 9499.7376 | 0 | 0 | 2374624.5276 | 9499.7376
Office Equipment | 0 | 0 | 0 | 0 | 0 | 0 |  | 0 | 0 |  | 2019 | 2365124.7899 | 73462.6322 | 0 | 0 | 2438587.4221 | 63962.8946
Building shell | 0 | 0 | 0 | 0 | 0 | 0 |  | 0 | 0 |  | 2020 | 2365124.7899 | 241924.0576 | -87.6917 | 0 | 2606961.1559 | 168373.7337
Space Cooling | 39319014.1799 | 488184849.747 | 473832.3739 | 7229605.5359 | 14520.955 | 2400.7495 |  | 10013.4484 | 8429495.053 |  | 2021 | 2365124.7899 | 390769.5853 | -140.3067 | 0 | 2755754.0685 | 148792.9126
Space Heating | 0 | 0 | 0 | 0 | 0 | 0 |  | 0 | 0 |  | 2022 | 2365124.7899 | 662072.4815 | -140.3067 | 0 | 3027056.9647 | 271302.8962
Ventilation | 0 | 0 | 0 | 0 | 0 | 0 |  | 0 | 0
Interior Lighting | 44968940.4928 | 483188047.8408 | -348225.8234 | -3100407.9618 | 6577.1652 | 6805.7048 |  | 7586.0848 | -6679478.7983
Exterior Lighting | 0 | 0 | 0 | 0 | 0 | 0 |  | 0 | 0
Daylighting | 0 | 0 | 0 | 0 | 0 | 0 |  | 0 | 0
Motors | 0 | 0 | 0 | 0 | 0 | 0 |  | 0 | 0
Process | 21677633.5594 | 275211611.1052 | 1383354.4163 | 17129546.2153 | 2950.7291 | 3257.7292 |  | 715.8201 | 9109173.5185
Compressed Air | 0 | 0 | 0 | 0 | 0 | 0 |  | 0 | 0
Food Processor | 0 | 0 | 0 | 0 | 0 | 0 |  | 0 | 0
Refrigeration | 11023487.6486 | 60448807.6825 | -203328.204 | -1005814.5749 | 1738.1975 | 1253.302 |  | 1906.0217 | -2086810.5432
Freezers | 0 | 0 | 0 | 0 | 0 | 0 |  | 0 | 0
Pumps | 0 | 0 | 0 | 0 | 0 | 0 |  | 0 | 0
Pool Pump | 3507000 | 35070000 | 0 | 0 | 191.4518 | 191.46 |  | 498 | -213273.4568
Domestic Hot Water | 0 | 0 | 0 | 0 | 0 | 0 |  | 0 | 0
Water Heating | 232854.0231 | 3027102.2999 | 316301.451 | 3208020.2082 | 30.0083 | 30.0098 |  | 24.0168 | -59317.0954
Other or unspecified | 0 | 0 | 0 | 0 | 40.0894 | 9.2149 | 0 | 0 | -112715.3042
* Include program-level and admin costs allocated based to total gas and electric programs at the measure level.
**These values are only approximations if there are dual baseline measures in the program
Net Impacts by Climate Zone (All Measures Installed through 2023)
| Annual Wtd Avg Net kWh | Lifecycle Net kWh | Annual Wtd Avg Net Therms | Lifecycle Net Therms | Net July-Sept Wtd Avg Peak** (kW) | Net Wtd Avg Dec-Feb** (kW) |  | Wtd Avg User Entered kW | TRC Lifecycle Net Benefits* ($)
Total | 120728929.9038 | 1345130418.6754 | 1724102.2138 | 24584797.4227 | 26008.5069 | 13938.9553 |  | 20743.3917 | 7229106.0315
7 | 0 | 0 | 0 | 0 | 0 | 0 |  | 0 | 0
10 | 0 | 0 | 0 | 0 | 0 | 0 |  | 0 | 0
15 | 0 | 0 | 0 | 0 | 0 | 0 |  | 0 | 0
15 | 0 | 0 | 0 | 0 | 0 | 0 |  | 0 | 0
System | 120728929.9038 | 1345130418.6754 | 1724102.2138 | 24584797.4227 | 26008.5069 | 13938.9553 |  | 20743.3917 | 7229106.0315
0 | 0 | 0 | 0 | 0 | 0 | 0 |  | 0 | 0
0 | 0 | 0 | 0 | 0 | 0 | 0 |  | 0 | 0
0 | 0 | 0 | 0 | 0 | 0 | 0 |  | 0 | 0
0 | 0 | 0 | 0 | 0 | 0 | 0 |  | 0 | 0
0 | 0 | 0 | 0 | 0 | 0 | 0 |  | 0 | 0
0 | 0 | 0 | 0 | 0 | 0 | 0 |  | 0 | 0
* Include program-level and admin costs allocated based to total gas and electric programs at the measure level.
Persistent reductions in the summer (3rd Qtr) or winter (4th Qtr) of each year
| Net July-Sept Peak (kW) | Net Annual Dec-Feb (kW)
2013 | 0 | 0
2014 | 0 | 0
2015 | 13052.8851 | 13961.2805
2016 | 26031.3971 | 13927.1322
2017 | 25957.0239 | 13927.1322
2018 | 24396.0379 | 13043.3645
2019 | 22263.4077 | 12597.1723
2020 | 21268.8591 | 11344.292
2021 | 20472.1147 | 10164.0967
2022 | 18772.5016 | 8977.2278
2023 | 18636.6938 | 8757.8724
2024 | 18406.0823 | 8415.0284
These values are only approximations if there are dual baseline measures in the program
Monthly Impacts
First Year for Impact Table: | 2013 | These values are only approximations if there are dual baseline measures in the program
| Quarter | Monthly Five Hour Avg or TOU Peak | Net Monthly NCP (kW) |  | Monthly Net kWh | Monthly Net Therms
2013-01-01 | 1 | 0 | 0 |  | 0 | 0
2013-02-01 | 1 | 0 | 0 |  | 0 | 0
2013-03-01 | 1 | 0 | 0 |  | 0 | 0
2013-04-01 | 2 | 0 | 0 |  | 0 | 0
2013-05-01 | 2 | 0 | 0 |  | 0 | 0
2013-06-01 | 2 | 0 | 0 |  | 0 | 0
2013-07-01 | 3 | 0 | 0 |  | 0 | 0
2013-08-01 | 3 | 0 | 0 |  | 0 | 0
2013-09-01 | 3 | 0 | 0 |  | 0 | 0
2013-10-01 | 4 | 0 | 0 |  | 0 | 0
2013-11-01 | 4 | 0 | 0 |  | 0 | 0
2013-12-01 | 4 | 0 | 0 |  | 0 | 0
2014-01-01 | 5 | 0 | 0 |  | 0 | 0
2014-02-01 | 5 | 0 | 0 |  | 0 | 0
2014-03-01 | 5 | 0 | 0 |  | 0 | 0
2014-04-01 | 6 | 0 | 0 |  | 0 | 0
2014-05-01 | 6 | 0 | 0 |  | 0 | 0
2014-06-01 | 6 | 0 | 0 |  | 0 | 0
2014-07-01 | 7 | 0 | 0 |  | 0 | 0
2014-08-01 | 7 | 0 | 0 |  | 0 | 0
2014-09-01 | 7 | 0 | 0 |  | 0 | 0
2014-10-01 | 8 | 0 | 0 |  | 0 | 0
2014-11-01 | 8 | 0 | 0 |  | 0 | 0
2014-12-01 | 8 | 0 | 0 |  | 0 | 0
2015-01-01 | 9 | 0 | 0 |  | 0 | 0
2015-02-01 | 9 | 0 | 0 |  | 0 | 0
2015-03-01 | 9 | 0 | 0 |  | 0 | 0
2015-04-01 | 10 | 3534.4646 | 8166.5566 |  | 2263073.4747 | 16847.8663
2015-05-01 | 10 | 4796.7941 | 8242.9733 |  | 2455463.9031 | 16847.8663
2015-06-01 | 10 | 3493.5448 | 9320.1402 |  | 2588358.6108 | 16847.8663
2015-07-01 | 11 | 13165.7673 | 21122.0679 |  | 6264572.7151 | 33695.7326
2015-08-01 | 11 | 13124.4648 | 21054.7922 |  | 6402346.5037 | 33695.7326
2015-09-01 | 11 | 12868.4232 | 20714.0102 |  | 6029692.0393 | 33695.7326
2015-10-01 | 12 | 10939.1629 | 29634.8361 |  | 8431558.7099 | 164939.8871
2015-11-01 | 12 | 10500.6903 | 25154.7695 |  | 6731061.2384 | 164939.8871
2015-12-01 | 12 | 10363.8136 | 21456.1257 |  | 6299746.9069 | 164939.8871
2016-01-01 | 13 | 14141.0979 | 31498.0326 |  | 8587381.4999 | 219919.8495
2016-02-01 | 13 | 13924.3256 | 31092.1096 |  | 8183515.7307 | 219919.8495
2016-03-01 | 13 | 12877.9594 | 29965.9057 |  | 8910755.028 | 219919.8495
2016-04-01 | 14 | 14126.9755 | 32627.3123 |  | 9045152.7045 | 67391.4651
2016-05-01 | 14 | 19166.0161 | 32930.2601 |  | 9813737.5969 | 67391.4651
2016-06-01 | 14 | 13961.1957 | 37222.8575 |  | 10343193.5932 | 67391.4651
2016-07-01 | 15 | 26255.2908 | 42091.5092 |  | 12498303.9826 | 67391.4651
2016-08-01 | 15 | 26176.4459 | 41961.261 |  | 12773726.9758 | 67391.4651
2016-09-01 | 15 | 25662.4544 | 41295.1137 |  | 12031698.8116 | 67391.4651
2016-10-01 | 16 | 14567.1671 | 39337.1364 |  | 11210371.6547 | 219919.8495
2016-11-01 | 16 | 13978.6187 | 33428.3373 |  | 8953547.9941 | 219919.8495
2016-12-01 | 16 | 13792.1129 | 28523.1087 |  | 8380280.5174 | 219919.8495
2017-01-01 | 17 | 14104.9755 | 31365.5871 |  | 8560577.5219 | 219919.8495
2017-02-01 | 17 | 13893.0767 | 30972.4806 |  | 8158659.1908 | 219919.8495
2017-03-01 | 17 | 12857.3097 | 29848.2994 |  | 8883555.062 | 219919.8495
2017-04-01 | 18 | 14094.3275 | 32510.5699 |  | 9023729.1218 | 67391.4651
2017-05-01 | 18 | 19102.5354 | 32805.3608 |  | 9789383.5501 | 67391.4651
2017-06-01 | 18 | 13922.2448 | 37049.7478 |  | 10312471.0429 | 67391.4651
2017-07-01 | 19 | 26179.0471 | 41938.8827 |  | 12467462.5349 | 67391.4651
2017-08-01 | 19 | 26103.9622 | 41812.9376 |  | 12742760.9443 | 67391.4651
2017-09-01 | 19 | 25588.0624 | 41162.207 |  | 12004013.5446 | 67391.4651
2017-10-01 | 20 | 14561.0393 | 39278.477 |  | 11199802.7796 | 219919.8495
2017-11-01 | 20 | 13971.1848 | 33391.2188 |  | 8946481.2194 | 219919.8495
2017-12-01 | 20 | 13783.3446 | 28494.7557 |  | 8373819.8424 | 219919.8495
2018-01-01 | 21 | 14104.9755 | 31365.5871 |  | 8560577.5219 | 219919.8495
2018-02-01 | 21 | 13893.0767 | 30972.4806 |  | 8158659.1908 | 219919.8495
2018-03-01 | 21 | 12857.3097 | 29848.2994 |  | 8883555.062 | 219919.8495
2018-04-01 | 22 | 13932.4288 | 31711.0205 |  | 8914538.3564 | 67391.4651
2018-05-01 | 22 | 18763.798 | 31840.4951 |  | 9652309.71 | 67391.4651
2018-06-01 | 22 | 13660.3551 | 36056.4362 |  | 10129548.5687 | 67391.4651
2018-07-01 | 23 | 24610.0793 | 39183.4568 |  | 11800437.6776 | 67391.4651
2018-08-01 | 23 | 24606.8973 | 39096.5897 |  | 12052590.1416 | 67391.4651
2018-09-01 | 23 | 23971.1372 | 38410.3449 |  | 11371097.7197 | 67391.4651
2018-10-01 | 24 | 14053.8494 | 35199.1569 |  | 10375669.5534 | 221192.2372
2018-11-01 | 24 | 13315.1972 | 30037.2697 |  | 8398002.8453 | 221192.2372
2018-12-01 | 24 | 13154.705 | 25933.4926 |  | 7935139.3024 | 221192.2372
2019-01-01 | 25 | 13199.183 | 27556.2842 |  | 7935652.4342 | 221828.3985
2019-02-01 | 25 | 13040.3109 | 26913.1915 |  | 7539052.9893 | 221828.3985
2019-03-01 | 25 | 12237.8957 | 25825.1983 |  | 8180134.6817 | 221828.3985
2019-04-01 | 26 | 12853.9966 | 28014.9181 |  | 8115843.7586 | 67391.4651
2019-05-01 | 26 | 16742.6279 | 27632.9699 |  | 8738289.6265 | 67391.4651
2019-06-01 | 26 | 12343.5973 | 31770.527 |  | 9107677.3119 | 67391.4651
2019-07-01 | 27 | 22493.4426 | 35676.2852 |  | 10796148.3787 | 67391.4651
2019-08-01 | 27 | 22521.6171 | 35543.1814 |  | 11011053.4339 | 67391.4651
2019-09-01 | 27 | 21775.1633 | 34826.1329 |  | 10394842.7513 | 67391.4651
2019-10-01 | 28 | 13469.9723 | 33104.5576 |  | 9769656.7049 | 228268.5575
2019-11-01 | 28 | 12652.8573 | 28232.3241 |  | 7932655.8203 | 228268.5575
2019-12-01 | 28 | 12511.0564 | 24437.5266 |  | 7522280.5216 | 228268.5575
2020-01-01 | 29 | 12754.0224 | 26892.3091 |  | 7650094.1582 | 230203.2451
2020-02-01 | 29 | 12598.3938 | 26250.4526 |  | 7276160.2495 | 230203.2451
2020-03-01 | 29 | 11843.1372 | 25184.3122 |  | 7886868.1287 | 230203.2451
2020-04-01 | 30 | 12280.3978 | 27343.9615 |  | 7777521.7967 | 67346.2012
2020-05-01 | 30 | 16208.6137 | 26953.4834 |  | 8378775.6507 | 67346.2012
2020-06-01 | 30 | 11756.5541 | 31016.8186 |  | 8727465.2654 | 67346.2012
2020-07-01 | 31 | 21504.2722 | 34531.0957 |  | 10178961.283 | 67300.9372
2020-08-01 | 31 | 21525.7244 | 34424.5712 |  | 10383307.2527 | 67300.9372
2020-09-01 | 31 | 20776.5806 | 33752.9634 |  | 9802231.7533 | 67300.9372
2020-10-01 | 32 | 12334.21 | 31660.3426 |  | 9015190.8993 | 247355.1027
2020-11-01 | 32 | 11595.0956 | 26937.3006 |  | 7286638.4835 | 247355.1027
2020-12-01 | 32 | 11488.8636 | 23232.3104 |  | 6903595.0915 | 247355.1027
2021-01-01 | 33 | 11519.4863 | 25335.8803 |  | 6879657.5111 | 253072.3886
2021-02-01 | 33 | 11341.2719 | 24694.2063 |  | 6558309.9002 | 253072.3886
2021-03-01 | 33 | 10666.1211 | 23697.0256 |  | 7110612.7835 | 253072.3886
2021-04-01 | 34 | 11266.486 | 26170.1045 |  | 7186894.7975 | 67141.9381
2021-05-01 | 34 | 15262.372 | 25779.9675 |  | 7748393.9094 | 67141.9381
2021-06-01 | 34 | 10734.4434 | 29725.9511 |  | 8064954.621 | 67141.9381
2021-07-01 | 35 | 20711.4177 | 33616.5774 |  | 9684515.5323 | 67073.4668
2021-08-01 | 35 | 20727.995 | 33530.2361 |  | 9880865.6429 | 67073.4668
2021-09-01 | 35 | 19976.9312 | 32893.3435 |  | 9326459.5589 | 67073.4668
2021-10-01 | 36 | 11144.8769 | 30310.5151 |  | 8497887.9988 | 261814.2135
2021-11-01 | 36 | 10732.33 | 25684.6452 |  | 6832952.4295 | 261814.2135
2021-12-01 | 36 | 10636.2414 | 21992.2043 |  | 6435843.2739 | 261814.2135
2022-01-01 | 37 | 10335.5865 | 23560.4267 |  | 6320441.9083 | 270706.0669
2022-02-01 | 37 | 10059.7011 | 22916.7712 |  | 6050825.1029 | 270706.0669
2022-03-01 | 37 | 9165.9699 | 21938.5264 |  | 6550505.9212 | 270706.0669
2022-04-01 | 38 | 10219.3523 | 23559.2118 |  | 6412197.5208 | 66936.5242
2022-05-01 | 38 | 14077.2778 | 23272.1244 |  | 6953299.1124 | 66936.5242
2022-06-01 | 38 | 9744.6758 | 27412.1732 |  | 7349557.2198 | 66936.5242
2022-07-01 | 39 | 18973.846 | 30409.5907 |  | 8639909.5315 | 66936.5242
2022-08-01 | 39 | 19015.5593 | 30364.9075 |  | 8835126.2245 | 66936.5242
2022-09-01 | 39 | 18328.0995 | 29705.9643 |  | 8337716.1365 | 66936.5242
2022-10-01 | 40 | 8619.389 | 27570.6892 |  | 7632393.9143 | 288639.8022
2022-11-01 | 40 | 9112.9013 | 23101.0835 |  | 6061329.3402 | 288639.8022
2022-12-01 | 40 | 9015.163 | 19365.6961 |  | 5597801.2794 | 288639.8022
2023-01-01 | 41 | 9144.7967 | 21772.962 |  | 5757015.5536 | 288639.8022
2023-02-01 | 41 | 8771.7236 | 21127.4302 |  | 5539354.4281 | 288639.8022
2023-03-01 | 41 | 7660.3714 | 20168.0722 |  | 5985933.4526 | 288639.8022
2023-04-01 | 42 | 9819.7897 | 22573.1592 |  | 6115251.6487 | 66936.5242
2023-05-01 | 42 | 13593.3157 | 22320.0336 |  | 6647103.6 | 66936.5242
2023-06-01 | 42 | 9369.9035 | 26526.4106 |  | 7072742.6845 | 66936.5242
2023-07-01 | 43 | 18847.4709 | 30218.8854 |  | 8565275.7063 | 66936.5242
2023-08-01 | 43 | 18873.1635 | 30142.3988 |  | 8756683.5234 | 66936.5242
2023-09-01 | 43 | 18189.447 | 29481.2572 |  | 8259136.5836 | 66936.5242
2023-10-01 | 44 | 8510.1197 | 27244.8297 |  | 7514705.4726 | 288708.9913
2023-11-01 | 44 | 8948.3872 | 22780.7548 |  | 5956235.2044 | 288708.9913
2023-12-01 | 44 | 8848.7736 | 19061.4031 |  | 5498418.2756 | 288708.9913

## Input
| SDG&E 2013 v1c4-Draft.xls |  |  |  | Program Budget ($) | [10 empty] | Import file format 5
[5 empty] | a. Administrative Costs | 2013 | 2014 | 2015 | NPV |  |  |  | Nominal | Nominal | Nominal
| Proposer General Information |  |  |  | a.i. Overhead and G&A |  |  | 7456731.6921 | 6945539.9517 | d. Incentives and Rebates ($) |  |  | 2013 | 2014 | 2015 | NPV |  | Market Effects Adjustments
[5 empty] | a.ii. Other Admin costs |  |  |  | 0 | d.i. User Input Incentive (treated like admin) |  |  | 0 | 0 | 0 | 0 |  | Adjustment type |  | Uniform
[5 empty] | b. Marketing/Outreach |  |  | 7505968.727 | 6991401.5713 | d.ii. Rebate |  |  | 0 | 0 | 29094078.3126 |  |  | Enter Custom values in columns AO through AT
| Service Territory |  | SDG&E |  | c. Direct Implementation (non incentive) |  |  |  |  | d.iii. Direct Install Labor |  |  | 0 | 0 | 13663733.354 |  |  | Uniform Factors to apply to all measures
| First Year of Program Implementation |  |  | 2013 | c.i. Activity |  |  | 39210873.743 | 36522795.9603 | d.iv. Direct Install Materials |  |  | 0 | 0 | 14622917.6017 |  |  |  | Benefit Adj | Cost Adj
| Contact Information |  |  |  | c.ii. Installation |  |  | 0 | 0 | d.v. Upstream payments |  |  | 0 | 0 | 3088504.342 |  |  | Participant Inside
[5 empty] | c.iii. Hardware & Materials |  |  | 0 | 0 | Subtotal Incentives and Rebates |  |  | 0 | 0 | 60469233.6103 | 49943801.0827 |  | Participant Outside
[5 empty] | c.iv. Rebate Processing and Inspection |  |  | 0 | 0 | [8 empty] | Non-participant | 5% | 5% | [39 empty] | Formulas for spreading annual installations to quarters
[5 empty] | d. Total Incentives and Rebates | 0 | 0 | 60469233.6103 | 49943801.0827 | [8 empty] | Total Factor | 5% | 5% | [39 empty] | 0 | 0 | 0 | 0 | 0 | 0 | 0 | 0 | 0 | 0 | 0 | 0 | 0 | 0 | 0 | 0 | 0 | 0 | 0 | 0 | 0 | 0 | 0 | 0 | 0 | 0 | 0 | 0 | 0 | 0 | 0 | 0 | 0 | 0 | 0 | 0 | 0 | 0 | 0 | 0 | 0 | 0 | 0 | 0
[5 empty] | e. EM&V |  |  | 4776784 | 4449314.456 | [5 empty] | 7865764 | 7326531.2966
[5 empty] | Total | 0 | 0 | 119419591.7724 | 104852853.0221 | Program Budget w/ Other Costs (a to f) |  |  | 0 | 0 | 127285355.7724 | 112179384.3187
[15 empty] | Number of measures that have negative participant cost: | 14 |  |  | Total Excess incentive: | 102309.6906 | [39 empty] | Quarterly Installation Schedule
| Program Inputs | [10 empty] | Transfer | Admin | Admin | Admin | Participant | [8 empty] | Second Baseline (For savings after the RUL) | [7 empty] | Table Lookup Values |  |  |  |  | Benefits Adj Factors |  | Market Effects Adjustments | [8 empty] | Annual Installation Schedule (enter quarterly values to the right) | [10 empty] | 2013 |  |  |  | 2014 |  |  |  | 2015 |  |  |  | 2016 |  |  |  | 2017 |  |  |  | 2018 |  |  |  | 2019 |  |  |  | 2020 |  |  |  | 2021 |  |  |  | 2022 |  |  |  | 2023
| Measure Name | DEER RunID | Climate Zone | Target sector | Measure Electric End Use Shape | CZ, Sector, Measure combination found? | Expected Useful Life for New/ROB, RUL for retrofit. (yrs) | Program Type (To look up Net-to-gross Ratio) | Unit Definition (e.g. homes) | Program Type (NEW/ROB or Early Repl(RET)) | Gross Measure Cost (Total Cost for Retrofit, Incr Cost for New/ROB) ($/unit) | Rebate to end use customer or its assignee ($/unit) | Incentives to entities other than the end use customer or its assignee($/unit) | Direct Install Labor ($/unit) | Direct Install Material ($/unit) | Gross Participant Cost ($/unit) | Gross Unit Annual Electricity Savings (kwh/unit) | Electric Rate Schedule | Demand Scaler | User Entered kW Savings per unit (kW/unit) | Gross Unit Annual Gas Savings (therm/unit) | Gas Sector | Gas Rate Schedule | Gas Savings Profile | Total Life. Can be left blank for single baseline measures (Yrs) | Incremental Cost (relative to standard efficiency default device) ($/unit) | Measure Cost Inflation (%/year escalation) | Early retrofit incremental kWh savings (kWh/unit) | Early retrofit incremental kW savings (kW/unit) | Early retrofit incremental Th savings (Th/unit) | Combustion Type | Expected Useful Life for New/ROB, RUL for retrofit. (yrs) | Net-to-Gross Ratio - kWh | Net-to-Gross Ratio -Therms | Net-to-Gross Ratio - kW | Net-to-Gross Ratio - Therms (overides lookup value) | Net-to-Gross Ratio - Costs | Installation Rate (Blank gets 100%) (IR) | Gross Realization Rate (Blank gets 100%) (GRR) | Benefits - Participants Inside | Benefits - Participants Outside | Benefits- Non-participants | Costs - Participants Inside | Costs - Participants Outside | Costs- Non-participants | Total Benefits Factor | Total Cost Factor | % Eligible for TOU AC adjustment | 2013 | 2014 | 2015 | 2016 | 2017 | 2018 | 2019 | 2020 | 2021 | 2022 | 2023 | Qtr 1 | Qtr 2 | Qtr 3 | Qtr 4 | Qtr 1 | Qtr 2 | Qtr 3 | Qtr 4 | Qtr 1 | Qtr 2 | Qtr 3 | Qtr 4 | Qtr 1 | Qtr 2 | Qtr 3 | Qtr 4 | Qtr 1 | Qtr 2 | Qtr 3 | Qtr 4 | Qtr 1 | Qtr 2 | Qtr 3 | Qtr 4 | Qtr 1 | Qtr 2 | Qtr 3 | Qtr 4 | Qtr 1 | Qtr 2 | Qtr 3 | Qtr 4 | Qtr 1 | Qtr 2 | Qtr 3 | Qtr 4 | Qtr 1 | Qtr 2 | Qtr 3 | Qtr 4 | Qtr 1 | Qtr 2 | Qtr 3 | Qtr 4 | Total Number of Units | Comments
0000_TotalPortfolio | 404002-Wall R-0 to R-13 Insulation | RB-BS-BlowInIns-R0-R13 | System | Residential | res:DEER:HVAC_Eff_AC | TRUE |  |  | Sq Ft | RET | 0.94 | 0.15 | 0 | 0 | 0 | 0.79 | 0.136 |  | kWh | 6.8e-05 | 0.0824 | Residential |  | Winter Only | [6 empty] | Residential Furnaces (<0.3):Uncontrolled | 20 | 0.28 | 0.28 | 0.28 |  |  | 0.822 | [7 empty] | 0% | 0% | 0% | 0 | 0 | 221065.31 | 0 | 0 | 0 | 0 | 0 | 0 | 0 | 0 | 2013 Qtr 1: 0; 2013 Qtr 2: 0; 2013 Qtr 3: 0; 2013 Qtr 4: 0; 2014 Qtr 1: 0; 2014 Qtr 2: 0; 2014 Qtr 3: 0; 2014 Qtr 4: 0; 2015 Qtr 1: 55266.3275; 2015 Qtr 2: 55266.3275; 2015 Qtr 3: 55266.3275; 2015 Qtr 4: 55266.3275 | 221065.31
0000_TotalPortfolio | 404011-Motor - Pool Pump/Motor variable speed | WPSDGEREWP0002-Rev02-Msr001 | System | Residential | 19-RES-AllResidential-POOL_PMP | TRUE |  |  | Pump | ROB | 600 | 200 | 0 | 0 | 0 | 400 | 1169 |  | kWh | 0.166 | 0 | Residential |  | Winter Only | [6 empty] | Residential Furnaces (<0.3):Uncontrolled | 10 | 0.55 | 0.55 | 0.55 | [10 empty] | 0% | 0% | 0% | 0 | 0 | 5000 | 0 | 0 | 0 | 0 | 0 | 0 | 0 | 0 | 2013 Qtr 1: 0; 2013 Qtr 2: 0; 2013 Qtr 3: 0; 2013 Qtr 4: 0; 2014 Qtr 1: 0; 2014 Qtr 2: 0; 2014 Qtr 3: 0; 2014 Qtr 4: 0; 2015 Qtr 1: 1250; 2015 Qtr 2: 1250; 2015 Qtr 3: 1250; 2015 Qtr 4: 1250 | 5000
0000_TotalPortfolio | 404012-Motor - Pool Pump variable speed - Incentive to Contractor/Installer | WPSDGEAllIncOnly-Rev00-Msr001 | System | Residential | [5 empty] | ROB | 0 | 0 | 100 | 0 | 0 | 0 | 0 |  | #N/A | 0 | 0 | Residential |  | Winter Only | [6 empty] | Residential Furnaces (<0.3):Uncontrolled | 0 | 0.55 | 0.55 | 0.55 | [10 empty] | 0% | 0% | 0% | 0 | 0 | 302.21 | 0 | 0 | 0 | 0 | 0 | 0 | 0 | 0 | 2013 Qtr 1: 0; 2013 Qtr 2: 0; 2013 Qtr 3: 0; 2013 Qtr 4: 0; 2014 Qtr 1: 0; 2014 Qtr 2: 0; 2014 Qtr 3: 0; 2014 Qtr 4: 0; 2015 Qtr 1: 75.5525; 2015 Qtr 2: 75.5525; 2015 Qtr 3: 75.5525; 2015 Qtr 4: 75.5525 | 302.21
0000_TotalPortfolio | 404013-Refrigerator - CEE Tier 2 | RE-Appl-ESRefg-SMMedIce-835kWh-543kWh | System | Residential | res:DEER:RefgFrzr_HighEff | TRUE |  |  | Unit | ROB | 293.92 | 50 | 0 | 0 | 0 | 243.92 | 262 |  | kWh | 0.0462 | -6.04 | Residential |  | Winter Only | [6 empty] | Residential Furnaces (<0.3):Uncontrolled | 14 | 0.55 | 0.55 | 0.55 | [10 empty] | 0% | 0% | 0% | 0 | 0 | 2192.25 | 0 | 0 | 0 | 0 | 0 | 0 | 0 | 0 | 2013 Qtr 1: 0; 2013 Qtr 2: 0; 2013 Qtr 3: 0; 2013 Qtr 4: 0; 2014 Qtr 1: 0; 2014 Qtr 2: 0; 2014 Qtr 3: 0; 2014 Qtr 4: 0; 2015 Qtr 1: 548.0625; 2015 Qtr 2: 548.0625; 2015 Qtr 3: 548.0625; 2015 Qtr 4: 548.0625 | 2192.25
0000_TotalPortfolio | 404026-Water Saving Kit | WPSDGEREWH1063-Rev04-Msr001 | System | Residential | 19-RES-AllResidential-WAT_HEAT | TRUE |  |  | Kit | ROB | 15 | 15 | 0 | 0 | 0 | 0 | 0 |  | kWh | 0 | 16.3638 | Residential |  | Annual | [6 empty] | Residential Furnaces (<0.3):Uncontrolled | 10 | 0.55 | 0.55 | 0.55 |  |  | 0.76 | [7 empty] | 0% | 0% | 0% | 0 | 0 | 26000 | 0 | 0 | 0 | 0 | 0 | 0 | 0 | 0 | 2013 Qtr 1: 0; 2013 Qtr 2: 0; 2013 Qtr 3: 0; 2013 Qtr 4: 0; 2014 Qtr 1: 0; 2014 Qtr 2: 0; 2014 Qtr 3: 0; 2014 Qtr 4: 0; 2015 Qtr 1: 6500; 2015 Qtr 2: 6500; 2015 Qtr 3: 6500; 2015 Qtr 4: 6500 | 26000
0000_TotalPortfolio | 444009-Attic Insulation | RB-BS-CeilIns-VintR-AddR19 | System | Residential | res:DEER:HVAC_Eff_AC | TRUE |  |  | Sqft | RET | 1.04 | 0.15 | 0 | 0 | 0 | 0.89 | 0.0234 |  | kWh | 1.94e-05 | 0.00836 | Residential |  | Winter Only | [6 empty] | Residential Furnaces (<0.3):Uncontrolled | 20 | 0.28 | 0.28 | 0.28 |  |  | 0.782 | [7 empty] | 0% | 0% | 0% | 0 | 0 | 3000000 | 0 | 0 | 0 | 0 | 0 | 0 | 0 | 0 | 2013 Qtr 1: 0; 2013 Qtr 2: 0; 2013 Qtr 3: 0; 2013 Qtr 4: 0; 2014 Qtr 1: 0; 2014 Qtr 2: 0; 2014 Qtr 3: 0; 2014 Qtr 4: 0; 2015 Qtr 1: 750000; 2015 Qtr 2: 750000; 2015 Qtr 3: 750000; 2015 Qtr 4: 750000 | 3000000
0000_TotalPortfolio | 461797-Gas HE Storage Water Heater (EF>=0.67) | RG-WtrHt-SmlStrg-Gas-lte75kBtuh-40G-0p67EF | System | Residential | 19-RES-AllResidential-WAT_HEAT | TRUE |  |  | Unit | ROB | 144.82 | 100 | 0 | 0 | 0 | 44.82 | 0 |  | kWh | 0 | 23.3 | Residential |  | Annual | [6 empty] | Residential Furnaces (<0.3):Uncontrolled | 11 | 0.55 | 0.55 | 0.55 | [10 empty] | 0% | 0% | 0% | 0 | 0 | 3000 | 0 | 0 | 0 | 0 | 0 | 0 | 0 | 0 | 2013 Qtr 1: 0; 2013 Qtr 2: 0; 2013 Qtr 3: 0; 2013 Qtr 4: 0; 2014 Qtr 1: 0; 2014 Qtr 2: 0; 2014 Qtr 3: 0; 2014 Qtr 4: 0; 2015 Qtr 1: 750; 2015 Qtr 2: 750; 2015 Qtr 3: 750; 2015 Qtr 4: 750 | 3000
0000_TotalPortfolio | 461798-Furnace - Energy Star Central Gas (AFUE>=95%) | Res 92% AFUE - Adjustment (convert to home from kBTU)-Rev00-Msr002 | System | Residential | res:DEER:HVAC_Eff_AC | TRUE |  |  | Unit | ROB | 763.2 | 100 | 0 | 0 | 0 | 663.2 | 0 |  | kWh | 0 | 33.7638 | Residential |  | Winter Only | [6 empty] | Residential Furnaces (<0.3):Uncontrolled | 20 | 0.55 | 0.55 | 0.55 | [10 empty] | 0% | 0% | 0% | 0 | 0 | 170 | 0 | 0 | 0 | 0 | 0 | 0 | 0 | 0 | 2013 Qtr 1: 0; 2013 Qtr 2: 0; 2013 Qtr 3: 0; 2013 Qtr 4: 0; 2014 Qtr 1: 0; 2014 Qtr 2: 0; 2014 Qtr 3: 0; 2014 Qtr 4: 0; 2015 Qtr 1: 42.5; 2015 Qtr 2: 42.5; 2015 Qtr 3: 42.5; 2015 Qtr 4: 42.5 | 170
0000_TotalPortfolio | 461799-A/C - Room unit - Energy Star | WPSDGEREHC1060-Rev03-Msr001 | System | Residential | res:DEER:HVAC_Eff_AC | TRUE |  |  | Unit | ROB | 50 | 50 | 0 | 0 | 0 | 0 | 23.0656 |  | kWh | 0.0021004 | 0 | Residential |  | Winter Only | [6 empty] | Residential Furnaces (<0.3):Uncontrolled | 9 | 0.36 | 0.36 | 0.36 | [10 empty] | 0% | 0% | 0% | 0 | 0 | 1200 | 0 | 0 | 0 | 0 | 0 | 0 | 0 | 0 | 2013 Qtr 1: 0; 2013 Qtr 2: 0; 2013 Qtr 3: 0; 2013 Qtr 4: 0; 2014 Qtr 1: 0; 2014 Qtr 2: 0; 2014 Qtr 3: 0; 2014 Qtr 4: 0; 2015 Qtr 1: 300; 2015 Qtr 2: 300; 2015 Qtr 3: 300; 2015 Qtr 4: 300 | 1200
0000_TotalPortfolio | 461800-HIGH-EFFICIENCY CLOTHES WASHER, MEF>=2.4, MEF >=4 | WPSDGEREWH0011-Rev00-Msr002 | System | Residential | res:DEER:Res_ClothesDishWasher | TRUE |  |  | Unit | ROB | 147.69 | 50 | 0 | 0 | 0 | 97.69 | 0 |  | kWh | 0 | 12.9 | Residential |  | Annual | [6 empty] | Residential Furnaces (<0.3):Uncontrolled | 11 | 0.31 | 0.31 | 0.31 | [10 empty] | 0% | 0% | 0% | 0 | 0 | 19000 | 0 | 0 | 0 | 0 | 0 | 0 | 0 | 0 | 2013 Qtr 1: 0; 2013 Qtr 2: 0; 2013 Qtr 3: 0; 2013 Qtr 4: 0; 2014 Qtr 1: 0; 2014 Qtr 2: 0; 2014 Qtr 3: 0; 2014 Qtr 4: 0; 2015 Qtr 1: 4750; 2015 Qtr 2: 4750; 2015 Qtr 3: 4750; 2015 Qtr 4: 4750 | 19000
0000_TotalPortfolio | 462278-High-Performance Heat Pump Water Heater 50gal. | WPSDGEREWH0022-Rev00-Msr002 | System | Residential | 19-RES-AllResidential-WAT_HEAT | TRUE |  |  | Unit | ROB | 930 | 250 | 0 | 0 | 0 | 680 | 993.2308 |  | kWh | 0.10251 | 0 | Residential |  | Annual | [6 empty] | Residential Furnaces (<0.3):Uncontrolled | 13 | 0.7 | 0.7 | 0.7 | [10 empty] | 0% | 0% | 0% | 0 | 0 | 250 | 0 | 0 | 0 | 0 | 0 | 0 | 0 | 0 | 2013 Qtr 1: 0; 2013 Qtr 2: 0; 2013 Qtr 3: 0; 2013 Qtr 4: 0; 2014 Qtr 1: 0; 2014 Qtr 2: 0; 2014 Qtr 3: 0; 2014 Qtr 4: 0; 2015 Qtr 1: 62.5; 2015 Qtr 2: 62.5; 2015 Qtr 3: 62.5; 2015 Qtr 4: 62.5 | 250
0000_TotalPortfolio | 432001-HE Electric Water Heater (EF>=0.92) | RE-WtrHt-SmlStrg-Elec-lte12kW-40G-0p94EF | System | Residential | 19-RES-AllResidential-WAT_HEAT | TRUE |  |  | Unit | ROB | 280.3 | 100 | 0 | 0 | 0 | 180.3 | 108 |  | kWh | 0.0108 | 0 | Residential |  | Annual | [6 empty] | Residential Furnaces (<0.3):Uncontrolled | 13 | 0.55 | 0.55 | 0.55 | [10 empty] | 0% | 0% | 0% | 0 | 0 | 100 | 0 | 0 | 0 | 0 | 0 | 0 | 0 | 0 | 2013 Qtr 1: 0; 2013 Qtr 2: 0; 2013 Qtr 3: 0; 2013 Qtr 4: 0; 2014 Qtr 1: 0; 2014 Qtr 2: 0; 2014 Qtr 3: 0; 2014 Qtr 4: 0; 2015 Qtr 1: 25; 2015 Qtr 2: 25; 2015 Qtr 3: 25; 2015 Qtr 4: 25 | 100
0000_TotalPortfolio | 432002-A/C - Room unit - Energy Star | WPSDGEREHC1060-Rev03-Msr001 | System | Residential | res:DEER:HVAC_Eff_AC | TRUE |  |  | Unit | ROB | 50 | 50 | 0 | 0 | 0 | 0 | 57.664 |  | kWh | 0.088215 | 0 | Residential |  | Winter Only | [6 empty] | Residential Furnaces (<0.3):Uncontrolled | 9 | 0.36 | 0.36 | 0.36 | [10 empty] | 0% | 0% | 100% | 0 | 0 | 1500 | 0 | 0 | 0 | 0 | 0 | 0 | 0 | 0 | 2013 Qtr 1: 0; 2013 Qtr 2: 0; 2013 Qtr 3: 0; 2013 Qtr 4: 0; 2014 Qtr 1: 0; 2014 Qtr 2: 0; 2014 Qtr 3: 0; 2014 Qtr 4: 0; 2015 Qtr 1: 375; 2015 Qtr 2: 375; 2015 Qtr 3: 375; 2015 Qtr 4: 375 | 1500
0000_TotalPortfolio | 432003-Refrigerator - CEE Tier 2 | RE-Appl-ESRefg-SMMed-703kWh-528kWh | System | Residential | res:DEER:RefgFrzr_HighEff | TRUE |  |  | Unit | ROB | 293.92 | 50 | 0 | 0 | 0 | 243.92 | 157 |  | kWh | 0.0277 | -3.62 | Residential |  | Winter Only | [6 empty] | Residential Furnaces (<0.3):Uncontrolled | 14 | 0.55 | 0.55 | 0.55 | [10 empty] | 0% | 0% | 0% | 0 | 0 | 1500 | 0 | 0 | 0 | 0 | 0 | 0 | 0 | 0 | 2013 Qtr 1: 0; 2013 Qtr 2: 0; 2013 Qtr 3: 0; 2013 Qtr 4: 0; 2014 Qtr 1: 0; 2014 Qtr 2: 0; 2014 Qtr 3: 0; 2014 Qtr 4: 0; 2015 Qtr 1: 375; 2015 Qtr 2: 375; 2015 Qtr 3: 375; 2015 Qtr 4: 375 | 1500
0000_TotalPortfolio | 461825-High Efficiency Clothes Washer, MEF>=2.4,WF>=4 | WPSDGEREWH0011-Rev00-Msr002 | System | Residential | res:DEER:Res_ClothesDishWasher | TRUE |  |  | Unit | ROB | 147.69 | 50 | 0 | 0 | 0 | 97.69 | 0 |  | kWh | 0 | 12.9 | Residential |  | Annual | [6 empty] | Residential Furnaces (<0.3):Uncontrolled | 11 | 0.31 | 0.31 | 0.31 | [10 empty] | 0% | 0% | 0% | 0 | 0 | 3000 | 0 | 0 | 0 | 0 | 0 | 0 | 0 | 0 | 2013 Qtr 1: 0; 2013 Qtr 2: 0; 2013 Qtr 3: 0; 2013 Qtr 4: 0; 2014 Qtr 1: 0; 2014 Qtr 2: 0; 2014 Qtr 3: 0; 2014 Qtr 4: 0; 2015 Qtr 1: 750; 2015 Qtr 2: 750; 2015 Qtr 3: 750; 2015 Qtr 4: 750 | 3000
0000_TotalPortfolio | 461840-Gas HE Storage Water Heater (EF>=0.67) | RG-WtrHt-SmlStrg-Gas-lte75kBtuh-40G-0p62EF | System | Residential | 19-RES-AllResidential-WAT_HEAT | TRUE |  |  | Unit | ROB | 144.82 | 100 | 0 | 0 | 0 | 44.82 | 0 |  | kWh | 0 | 9.29 | Residential |  | Annual | [6 empty] | Residential Furnaces (<0.3):Uncontrolled | 11 | 0.55 | 0.55 | 0.55 | [10 empty] | 0% | 0% | 0% | 0 | 0 | 550 | 0 | 0 | 0 | 0 | 0 | 0 | 0 | 0 | 2013 Qtr 1: 0; 2013 Qtr 2: 0; 2013 Qtr 3: 0; 2013 Qtr 4: 0; 2014 Qtr 1: 0; 2014 Qtr 2: 0; 2014 Qtr 3: 0; 2014 Qtr 4: 0; 2015 Qtr 1: 137.5; 2015 Qtr 2: 137.5; 2015 Qtr 3: 137.5; 2015 Qtr 4: 137.5 | 550
0000_TotalPortfolio | 462243-POS Retailer Processing | WPSDGEAllIncOnly-Rev00-Msr001 | System | Residential | [5 empty] | ROB | 0 | 0 | 1.5 | 0 | 0 | 0 | 0 |  | #N/A | 0 | 0 | Residential |  | Winter Only | [6 empty] | Residential Furnaces (<0.3):Uncontrolled | 0 | 0.55 | 0.55 | 0.55 | [10 empty] | 0% | 0% | 0% | 0 | 0 | 1500 | 0 | 0 | 0 | 0 | 0 | 0 | 0 | 0 | 2013 Qtr 1: 0; 2013 Qtr 2: 0; 2013 Qtr 3: 0; 2013 Qtr 4: 0; 2014 Qtr 1: 0; 2014 Qtr 2: 0; 2014 Qtr 3: 0; 2014 Qtr 4: 0; 2015 Qtr 1: 375; 2015 Qtr 2: 375; 2015 Qtr 3: 375; 2015 Qtr 4: 375 | 1500
0000_TotalPortfolio | 462283-High-Performance Heat Pump Water Heater 40gal. | WPSDGEREWH0022-Rev00-Msr001 | System | Residential | 19-RES-AllResidential-WAT_HEAT | TRUE |  |  | Unit | ROB | 605.4 | 250 | 0 | 0 | 0 | 355.4 | 1070.4864 |  | kWh | 0.11061 | 0 | Residential |  | Annual | [6 empty] | Residential Furnaces (<0.3):Uncontrolled | 13 | 0.7 | 0.7 | 0.7 | [10 empty] | 0% | 0% | 0% | 0 | 0 | 50 | 0 | 0 | 0 | 0 | 0 | 0 | 0 | 0 | 2013 Qtr 1: 0; 2013 Qtr 2: 0; 2013 Qtr 3: 0; 2013 Qtr 4: 0; 2014 Qtr 1: 0; 2014 Qtr 2: 0; 2014 Qtr 3: 0; 2014 Qtr 4: 0; 2015 Qtr 1: 12.5; 2015 Qtr 2: 12.5; 2015 Qtr 3: 12.5; 2015 Qtr 4: 12.5 | 50
0000_TotalPortfolio | 422004-Remove and Recycle Refrigerator - Residence | Res-Refrig-ARP | System | Residential | res:DEER:RefgFrzr_Recycling | TRUE |  |  | Unit | RET | 150 | 50 | 0 | 100 | 0 | 0 | 640 |  | kWh | 0.114 | -13.1 | Residential |  | Winter Only |  | 150 |  |  |  |  | Residential Furnaces (<0.3):Uncontrolled | 5 | 0.55 | 0.55 | 0.55 | [10 empty] | 0% | 0% | 0% | 0 | 0 | 18000 | 0 | 0 | 0 | 0 | 0 | 0 | 0 | 0 | 2013 Qtr 1: 0; 2013 Qtr 2: 0; 2013 Qtr 3: 0; 2013 Qtr 4: 0; 2014 Qtr 1: 0; 2014 Qtr 2: 0; 2014 Qtr 3: 0; 2014 Qtr 4: 0; 2015 Qtr 1: 4500; 2015 Qtr 2: 4500; 2015 Qtr 3: 4500; 2015 Qtr 4: 4500 | 18000
0000_TotalPortfolio | 422005-Remove and Recycle Freezer - Residence | Res-Freezer-ARP | System | Residential | res:DEER:RefgFrzr_Recycling | TRUE |  |  | Unit | RET | 150 | 50 | 0 | 100 | 0 | 0 | 804 |  | kWh | 0.14 | -15.1 | Residential |  | Winter Only |  | 150 |  |  |  |  | Residential Furnaces (<0.3):Uncontrolled | 4 | 0.55 | 0.55 | 0.55 | [10 empty] | 0% | 0% | 0% | 0 | 0 | 5000 | 0 | 0 | 0 | 0 | 0 | 0 | 0 | 0 | 2013 Qtr 1: 0; 2013 Qtr 2: 0; 2013 Qtr 3: 0; 2013 Qtr 4: 0; 2014 Qtr 1: 0; 2014 Qtr 2: 0; 2014 Qtr 3: 0; 2014 Qtr 4: 0; 2015 Qtr 1: 1250; 2015 Qtr 2: 1250; 2015 Qtr 3: 1250; 2015 Qtr 4: 1250 | 5000
0000_TotalPortfolio | 462156-Remove and Recycle Refrigerator Retail Pick-up | Res-Refrig-ARP | System | Residential | res:DEER:RefgFrzr_Recycling | TRUE |  |  | Unit | RET | 130 | 50 | 0 | 47 | 0 | 33 | 640 |  | kWh | 0.114 | -13.1 | Residential |  | Winter Only |  | 130 |  |  |  |  | Residential Furnaces (<0.3):Uncontrolled | 5 | 0.53 | 0.53 | 0.53 | [10 empty] | 0% | 0% | 0% | 0 | 0 | 1200 | 0 | 0 | 0 | 0 | 0 | 0 | 0 | 0 | 2013 Qtr 1: 0; 2013 Qtr 2: 0; 2013 Qtr 3: 0; 2013 Qtr 4: 0; 2014 Qtr 1: 0; 2014 Qtr 2: 0; 2014 Qtr 3: 0; 2014 Qtr 4: 0; 2015 Qtr 1: 300; 2015 Qtr 2: 300; 2015 Qtr 3: 300; 2015 Qtr 4: 300 | 1200
0000_TotalPortfolio | 462157-Remove and Recycle Freezer Retail Pick-up | Res-Freezer-ARP | System | Residential | res:DEER:RefgFrzr_Recycling | TRUE |  |  | Unit | RET | 130 | 50 | 0 | 47 | 0 | 33 | 804 |  | kWh | 0.14 | -15.1 | Residential |  | Winter Only |  | 130 |  |  |  |  | Residential Furnaces (<0.3):Uncontrolled | 4 | 0.7 | 0.7 | 0.7 | [10 empty] | 0% | 0% | 0% | 0 | 0 | 100 | 0 | 0 | 0 | 0 | 0 | 0 | 0 | 0 | 2013 Qtr 1: 0; 2013 Qtr 2: 0; 2013 Qtr 3: 0; 2013 Qtr 4: 0; 2014 Qtr 1: 0; 2014 Qtr 2: 0; 2014 Qtr 3: 0; 2014 Qtr 4: 0; 2015 Qtr 1: 25; 2015 Qtr 2: 25; 2015 Qtr 3: 25; 2015 Qtr 4: 25 | 100
0000_TotalPortfolio | 462158-Remove and Recycle Refrigerator - Multi-Family Pick-up | Res-Refrig-ARP | System | Residential | res:DEER:RefgFrzr_Recycling | TRUE |  |  | Unit | RET | 130 | 50 | 0 | 67 | 0 | 13 | 622 |  | kWh | 0.101 | -12.5 | Residential |  | Winter Only |  | 130 |  |  |  |  | Residential Furnaces (<0.3):Uncontrolled | 5 | 0.53 | 0.53 | 0.53 | [10 empty] | 0% | 0% | 0% | 0 | 0 | 500 | 0 | 0 | 0 | 0 | 0 | 0 | 0 | 0 | 2013 Qtr 1: 0; 2013 Qtr 2: 0; 2013 Qtr 3: 0; 2013 Qtr 4: 0; 2014 Qtr 1: 0; 2014 Qtr 2: 0; 2014 Qtr 3: 0; 2014 Qtr 4: 0; 2015 Qtr 1: 125; 2015 Qtr 2: 125; 2015 Qtr 3: 125; 2015 Qtr 4: 125 | 500
0000_TotalPortfolio | 405010-Lighting-Energy Star Interior Hardwired Fluorescent Fixtures >=30 Watt | Res-Lighting-InGen_CFLratio0353_CFLfixt-32W | System | Residential | res:DEER:Indoor_CFL_Ltg | TRUE |  |  | Lamp | ROB | 66.44 | 40 | 0 | 0 | 0 | 26.44 | 45.2 |  | kWh | 0.00468 | -0.771 | Residential |  | Winter Only | [6 empty] | Residential Furnaces (<0.3):Uncontrolled | 9.24 | 0.55 | 0.55 | 0.55 | [10 empty] | 0% | 0% | 0% | 0 | 0 | 35000 | 0 | 0 | 0 | 0 | 0 | 0 | 0 | 0 | 2013 Qtr 1: 0; 2013 Qtr 2: 0; 2013 Qtr 3: 0; 2013 Qtr 4: 0; 2014 Qtr 1: 0; 2014 Qtr 2: 0; 2014 Qtr 3: 0; 2014 Qtr 4: 0; 2015 Qtr 1: 8750; 2015 Qtr 2: 8750; 2015 Qtr 3: 8750; 2015 Qtr 4: 8750 | 35000
0000_TotalPortfolio | 405011-Lighting-Interior CFL Fixtures (ENERGY STAR Qualified) 22-29 Watt | Res-Lighting-InGen_CFLratio0353_CFLfixt-26W | System | Residential | res:DEER:Indoor_CFL_Ltg | TRUE |  |  | Lamp | ROB | 45.05 | 25 | 0 | 0 | 0 | 20.05 | 36.8 |  | kWh | 0.0038 | -0.627 | Residential |  | Winter Only | [6 empty] | Residential Furnaces (<0.3):Uncontrolled | 9.24 | 0.55 | 0.55 | 0.55 | [10 empty] | 0% | 0% | 0% | 0 | 0 | 6000 | 0 | 0 | 0 | 0 | 0 | 0 | 0 | 0 | 2013 Qtr 1: 0; 2013 Qtr 2: 0; 2013 Qtr 3: 0; 2013 Qtr 4: 0; 2014 Qtr 1: 0; 2014 Qtr 2: 0; 2014 Qtr 3: 0; 2014 Qtr 4: 0; 2015 Qtr 1: 1500; 2015 Qtr 2: 1500; 2015 Qtr 3: 1500; 2015 Qtr 4: 1500 | 6000
0000_TotalPortfolio | 405033-Water Heating-Low-Flow Showerhead | WPSDGEREWH1061A-Rev04-Msr001 | System | Residential | 19-RES-AllResidential-WAT_HEAT | TRUE |  |  | Showerhead | ROB | 14.9 | 5 | 0 | 0 | 0 | 9.9 | 0 |  | kWh | 0 | 7.4834 | Residential |  | Annual | [6 empty] | Residential Furnaces (<0.3):Uncontrolled | 10 | 0.55 | 0.55 | 0.55 |  |  | 0.737 | [7 empty] | 0% | 0% | 0% | 0 | 0 | 9200 | 0 | 0 | 0 | 0 | 0 | 0 | 0 | 0 | 2013 Qtr 1: 0; 2013 Qtr 2: 0; 2013 Qtr 3: 0; 2013 Qtr 4: 0; 2014 Qtr 1: 0; 2014 Qtr 2: 0; 2014 Qtr 3: 0; 2014 Qtr 4: 0; 2015 Qtr 1: 2300; 2015 Qtr 2: 2300; 2015 Qtr 3: 2300; 2015 Qtr 4: 2300 | 9200
0000_TotalPortfolio | 405034-Water Heating-Faucet Aerators | WPSDGEREWH1012-Rev01-Msr001 | System | Residential | 19-RES-AllResidential-WAT_HEAT | TRUE |  |  | Aerator | ROB | 13.24 | 1.25 | 0 | 0 | 0 | 11.99 | 0 |  | kWh | 0 | 1.4967 | Residential |  | Annual | [6 empty] | Residential Furnaces (<0.3):Uncontrolled | 10 | 0.65 | 0.65 | 0.65 |  |  | 0.59 | [7 empty] | 0% | 0% | 0% | 0 | 0 | 15000 | 0 | 0 | 0 | 0 | 0 | 0 | 0 | 0 | 2013 Qtr 1: 0; 2013 Qtr 2: 0; 2013 Qtr 3: 0; 2013 Qtr 4: 0; 2014 Qtr 1: 0; 2014 Qtr 2: 0; 2014 Qtr 3: 0; 2014 Qtr 4: 0; 2015 Qtr 1: 3750; 2015 Qtr 2: 3750; 2015 Qtr 3: 3750; 2015 Qtr 4: 3750 | 15000
0000_TotalPortfolio | 405036-Lighting-Energy Star Exterior Hardwired Fluorescent Fixtures 15 Watt | Res-Lighting-OutGen_CFLratio0407_CFLfixt-15W | System | Residential | res:DEER:Indoor_CFL_Ltg | TRUE |  |  | Unit | RET | 37.92 | 30 | 0 | 0 | 0 | 7.92 | 57.5 |  | kWh | 0 | 0 | Residential |  | Winter Only | [6 empty] | Residential Furnaces (<0.3):Uncontrolled | 9.24 | 0.55 | 0.55 | 0.55 |  |  | 0.881 | [7 empty] | 0% | 0% | 0% | 0 | 0 | 8498.45 | 0 | 0 | 0 | 0 | 0 | 0 | 0 | 0 | 2013 Qtr 1: 0; 2013 Qtr 2: 0; 2013 Qtr 3: 0; 2013 Qtr 4: 0; 2014 Qtr 1: 0; 2014 Qtr 2: 0; 2014 Qtr 3: 0; 2014 Qtr 4: 0; 2015 Qtr 1: 2124.6125; 2015 Qtr 2: 2124.6125; 2015 Qtr 3: 2124.6125; 2015 Qtr 4: 2124.6125 | 8498.45
0000_TotalPortfolio | 405053-Lighting -Ext. Hardwired Fluorescent Porch Light (19-27 Watts) | Res-Lighting-OutGen_CFLratio0407_CFLfixt-24W | System | Residential | res:DEER:Indoor_CFL_Ltg | TRUE |  |  | Lamp | RET | 66.44 | 20 | 0 | 0 | 0 | 46.44 | 92 |  | kWh | 0 | 0 | Residential |  | Winter Only | [6 empty] | Residential Furnaces (<0.3):Uncontrolled | 9.24 | 0.55 | 0.55 | 0.55 |  |  | 0.881 | [7 empty] | 0% | 0% | 0% | 0 | 0 | 2751.73 | 0 | 0 | 0 | 0 | 0 | 0 | 0 | 0 | 2013 Qtr 1: 0; 2013 Qtr 2: 0; 2013 Qtr 3: 0; 2013 Qtr 4: 0; 2014 Qtr 1: 0; 2014 Qtr 2: 0; 2014 Qtr 3: 0; 2014 Qtr 4: 0; 2015 Qtr 1: 687.9325; 2015 Qtr 2: 687.9325; 2015 Qtr 3: 687.9325; 2015 Qtr 4: 687.9325 | 2751.73
0000_TotalPortfolio | 405056-W/H-Boiler Controllers = < 34 Units | WPSDGERECS0001-Rev00-Msr001 | System | Residential | 19-RES-AllResidential-WAT_HEAT | TRUE |  |  | Dwelling Unit | RET | 40 | 30.7 | 0 | 0 | 0 | 9.3 | 0 |  | kWh | 0 | 33.8588 | Residential |  | Annual | [6 empty] | Residential Furnaces (<0.3):Uncontrolled | 10 | 0.55 | 0.55 | 0.55 | [10 empty] | 0% | 0% | 0% | 0 | 0 | 4.65 | 0 | 0 | 0 | 0 | 0 | 0 | 0 | 0 | 2013 Qtr 1: 0; 2013 Qtr 2: 0; 2013 Qtr 3: 0; 2013 Qtr 4: 0; 2014 Qtr 1: 0; 2014 Qtr 2: 0; 2014 Qtr 3: 0; 2014 Qtr 4: 0; 2015 Qtr 1: 1.1625; 2015 Qtr 2: 1.1625; 2015 Qtr 3: 1.1625; 2015 Qtr 4: 1.1625 | 4.65
0000_TotalPortfolio | 405057-W/H-Boiler Controllers = > 35 Units | WPSDGERECS0001-Rev00-Msr001 | System | Residential | 19-RES-AllResidential-WAT_HEAT | TRUE |  |  | Dwelling Unit | RET | 40 | 21.34 | 0 | 0 | 0 | 18.66 | 0 |  | kWh | 0 | 33.8588 | Residential |  | Annual | [6 empty] | Residential Furnaces (<0.3):Uncontrolled | 10 | 0.55 | 0.55 | 0.55 | [10 empty] | 0% | 0% | 0% | 0 | 0 | 3.1 | 0 | 0 | 0 | 0 | 0 | 0 | 0 | 0 | 2013 Qtr 1: 0; 2013 Qtr 2: 0; 2013 Qtr 3: 0; 2013 Qtr 4: 0; 2014 Qtr 1: 0; 2014 Qtr 2: 0; 2014 Qtr 3: 0; 2014 Qtr 4: 0; 2015 Qtr 1: 0.775; 2015 Qtr 2: 0.775; 2015 Qtr 3: 0.775; 2015 Qtr 4: 0.775 | 3.1
0000_TotalPortfolio | 462655-Advanced Home Upgrade | SDGECUSTOMFORECASTMEASURES2015-Rev00-Msr007 | System | Residential | res:DEER:HVAC_Eff_AC | TRUE |  |  | Home | RET | 6000 | 2459.1667 | 0 | 0 | 0 | 3540.8333 | 1870 |  | kWh | 1.77 | 155 | Residential |  | Winter Only | [6 empty] | Residential Furnaces (<0.3):Uncontrolled | 16.5 | 0.85 | 0.85 | 0.85 |  |  |  | 0.9 | [6 empty] | 0% | 0% | 0% | 0 | 0 | 720 | 0 | 0 | 0 | 0 | 0 | 0 | 0 | 0 | 2013 Qtr 1: 0; 2013 Qtr 2: 0; 2013 Qtr 3: 0; 2013 Qtr 4: 0; 2014 Qtr 1: 0; 2014 Qtr 2: 0; 2014 Qtr 3: 0; 2014 Qtr 4: 0; 2015 Qtr 1: 180; 2015 Qtr 2: 180; 2015 Qtr 3: 180; 2015 Qtr 4: 180 | 720
0000_TotalPortfolio | 462656-Home Upgrade | SDGECUSTOMFORECASTMEASURES2015-Rev00-Msr008 | System | Residential | res:DEER:HVAC_Eff_AC | TRUE |  |  | Home | RET | 4000 | 1020.8333 | 0 | 0 | 0 | 2979.1667 | 1020 |  | kWh | 0.83 | 96 | Residential |  | Winter Only | [6 empty] | Residential Furnaces (<0.3):Uncontrolled | 16.5 | 0.85 | 0.85 | 0.85 |  |  |  | 0.9 | [6 empty] | 0% | 0% | 0% | 0 | 0 | 100 | 0 | 0 | 0 | 0 | 0 | 0 | 0 | 0 | 2013 Qtr 1: 0; 2013 Qtr 2: 0; 2013 Qtr 3: 0; 2013 Qtr 4: 0; 2014 Qtr 1: 0; 2014 Qtr 2: 0; 2014 Qtr 3: 0; 2014 Qtr 4: 0; 2015 Qtr 1: 25; 2015 Qtr 2: 25; 2015 Qtr 3: 25; 2015 Qtr 4: 25 | 100
0000_TotalPortfolio | 462657-MF Advanced Home Upgrade | SDGECUSTOMFORECASTMEASURES2015-Rev00-Msr009 | System | Residential | res:DEER:HVAC_Eff_AC | TRUE |  |  | Home | RET | 10000 | 4400 | 0 | 0 | 0 | 5600 | 7259 |  | kWh | 0.83 | 96 | Residential |  | Winter Only | [6 empty] | Residential Furnaces (<0.3):Uncontrolled | 16.5 | 0.85 | 0.85 | 0.85 |  |  |  | 0.9 | [6 empty] | 0% | 0% | 0% | 0 | 0 | 188 | 0 | 0 | 0 | 0 | 0 | 0 | 0 | 0 | 2013 Qtr 1: 0; 2013 Qtr 2: 0; 2013 Qtr 3: 0; 2013 Qtr 4: 0; 2014 Qtr 1: 0; 2014 Qtr 2: 0; 2014 Qtr 3: 0; 2014 Qtr 4: 0; 2015 Qtr 1: 47; 2015 Qtr 2: 47; 2015 Qtr 3: 47; 2015 Qtr 4: 47 | 188
0000_TotalPortfolio | 434001-M01:LED Night Light | LED Night Light-Rev00-Msr001 | System | Residential | res:DEER:Indoor_CFL_Ltg | TRUE |  |  | Each | ROB | 3.15 | 0 | 0 | 0 | 3.15 | 0 | 29.4402 |  | kWh | 0 | 0 | Residential |  | Winter Only | [6 empty] | Residential Furnaces (<0.3):Uncontrolled | 16 | 0.85 | 0.85 | 0.85 | [10 empty] | 0% | 0% | 0% | 0 | 0 | 3500 | 0 | 0 | 0 | 0 | 0 | 0 | 0 | 0 | 2013 Qtr 1: 0; 2013 Qtr 2: 0; 2013 Qtr 3: 0; 2013 Qtr 4: 0; 2014 Qtr 1: 0; 2014 Qtr 2: 0; 2014 Qtr 3: 0; 2014 Qtr 4: 0; 2015 Qtr 1: 875; 2015 Qtr 2: 875; 2015 Qtr 3: 875; 2015 Qtr 4: 875 | 3500
0000_TotalPortfolio | 434002-M02: CFL, 14W lamp | Res-Lighting-InGen_CFLratio0347_CFLscw-14w | System | Residential | res:DEER:Indoor_CFL_Ltg | TRUE |  |  | Lamp | ROB | 5 | 0 | 0 | 0 | 5 | 0 | 19.3 |  | kWh | 0.002 | -0.329 | Residential |  | Winter Only | [6 empty] | Residential Furnaces (<0.3):Uncontrolled | 9.24 | 0.85 | 0.85 | 0.85 | [10 empty] | 0% | 0% | 0% | 0 | 0 | 4300 | 0 | 0 | 0 | 0 | 0 | 0 | 0 | 0 | 2013 Qtr 1: 0; 2013 Qtr 2: 0; 2013 Qtr 3: 0; 2013 Qtr 4: 0; 2014 Qtr 1: 0; 2014 Qtr 2: 0; 2014 Qtr 3: 0; 2014 Qtr 4: 0; 2015 Qtr 1: 1075; 2015 Qtr 2: 1075; 2015 Qtr 3: 1075; 2015 Qtr 4: 1075 | 4300
0000_TotalPortfolio | 434004-M04: CFL, 23W lamp | Res-Lighting-InGen_CFLratio0347_CFLscw-23w | System | Residential | res:DEER:Indoor_CFL_Ltg | TRUE |  |  | Lamp | ROB | 7 | 0 | 0 | 2 | 5 | 0 | 31.7 |  | kWh | 0.00329 | -0.541 | Residential |  | Winter Only | [6 empty] | Residential Furnaces (<0.3):Uncontrolled | 9.24 | 0.85 | 0.85 | 0.85 | [10 empty] | 0% | 0% | 0% | 0 | 0 | 7500 | 0 | 0 | 0 | 0 | 0 | 0 | 0 | 0 | 2013 Qtr 1: 0; 2013 Qtr 2: 0; 2013 Qtr 3: 0; 2013 Qtr 4: 0; 2014 Qtr 1: 0; 2014 Qtr 2: 0; 2014 Qtr 3: 0; 2014 Qtr 4: 0; 2015 Qtr 1: 1875; 2015 Qtr 2: 1875; 2015 Qtr 3: 1875; 2015 Qtr 4: 1875 | 7500
0000_TotalPortfolio | 434005-M05: 18W CF Fixture | Res-Lighting-InGen_CFLratio0353_CFLfixt-18W | System | Residential | res:DEER:Indoor_CFL_Ltg | TRUE |  |  | Lamp | ROB | 60.51 | 0 | 0 | 0 | 60.51 | 0 | 25.4 |  | kWh | 0.00263 | -0.434 | Residential |  | Winter Only | [6 empty] | Residential Furnaces (<0.3):Uncontrolled | 9.24 | 0.85 | 0.85 | 0.85 | [10 empty] | 0% | 0% | 0% | 0 | 0 | 3000 | 0 | 0 | 0 | 0 | 0 | 0 | 0 | 0 | 2013 Qtr 1: 0; 2013 Qtr 2: 0; 2013 Qtr 3: 0; 2013 Qtr 4: 0; 2014 Qtr 1: 0; 2014 Qtr 2: 0; 2014 Qtr 3: 0; 2014 Qtr 4: 0; 2015 Qtr 1: 750; 2015 Qtr 2: 750; 2015 Qtr 3: 750; 2015 Qtr 4: 750 | 3000
0000_TotalPortfolio | 434007-M07: Porch Light 18 Watt | Res-Lighting-OutGen_CFLratio0407_CFLfixt-18W | System | Residential | res:DEER:Indoor_CFL_Ltg | TRUE |  |  | Lamp | RET | 44.53 | 0 | 0 | 0 | 44.53 | 0 | 69 |  | kWh | 0 | 0 | Residential |  | Winter Only | [6 empty] | Residential Furnaces (<0.3):Uncontrolled | 9.24 | 0.85 | 0.85 | 0.85 | [10 empty] | 0% | 0% | 0% | 0 | 0 | 850 | 0 | 0 | 0 | 0 | 0 | 0 | 0 | 0 | 2013 Qtr 1: 0; 2013 Qtr 2: 0; 2013 Qtr 3: 0; 2013 Qtr 4: 0; 2014 Qtr 1: 0; 2014 Qtr 2: 0; 2014 Qtr 3: 0; 2014 Qtr 4: 0; 2015 Qtr 1: 212.5; 2015 Qtr 2: 212.5; 2015 Qtr 3: 212.5; 2015 Qtr 4: 212.5 | 850
0000_TotalPortfolio | 434008-M08: Torchiere Lamp | Res-Lighting-InGen_CFLratio0353_CFLfixt-55W | System | Residential | res:DEER:Indoor_CFL_Ltg | TRUE |  |  | Fixture | ROB | 77.82 | 0 | 0 | 0 | 77.82 | 0 | 77.5 |  | kWh | 0.00815 | -1.53 | Residential |  | Winter Only | [6 empty] | Residential Furnaces (<0.3):Uncontrolled | 16 | 0.85 | 0.85 | 0.85 | [10 empty] | 0% | 0% | 0% | 0 | 0 | 2000 | 0 | 0 | 0 | 0 | 0 | 0 | 0 | 0 | 2013 Qtr 1: 0; 2013 Qtr 2: 0; 2013 Qtr 3: 0; 2013 Qtr 4: 0; 2014 Qtr 1: 0; 2014 Qtr 2: 0; 2014 Qtr 3: 0; 2014 Qtr 4: 0; 2015 Qtr 1: 500; 2015 Qtr 2: 500; 2015 Qtr 3: 500; 2015 Qtr 4: 500 | 2000
0000_TotalPortfolio | 434009-M09: R19-R38 Attic Insulation | RB-BS-CeilIns-VintR-AddR19 | System | Residential | res:DEER:HVAC_Eff_AC | TRUE |  |  | Sqft | RET | 0.72 | 0 | 0 | 0 | 0.72 | 0 | 0.0162 |  | kWh | 1.63e-05 | 0.00686 | Residential |  | Winter Only | [6 empty] | Residential Furnaces (<0.3):Uncontrolled | 20 | 0.85 | 0.85 | 0.85 | [10 empty] | 0% | 0% | 0% | 0 | 0 | 275000 | 0 | 0 | 0 | 0 | 0 | 0 | 0 | 0 | 2013 Qtr 1: 0; 2013 Qtr 2: 0; 2013 Qtr 3: 0; 2013 Qtr 4: 0; 2014 Qtr 1: 0; 2014 Qtr 2: 0; 2014 Qtr 3: 0; 2014 Qtr 4: 0; 2015 Qtr 1: 68750; 2015 Qtr 2: 68750; 2015 Qtr 3: 68750; 2015 Qtr 4: 68750 | 275000
0000_TotalPortfolio | 434010-M10: R11-R38 Attic Insulation | RB-BS-CeilIns-VintR-AddR19 | System | Residential | res:DEER:HVAC_Eff_AC | TRUE |  |  | Sqft | RET | 0.99 | 0 | 0 | 0 | 0.99 | 0 | 0.0162 |  | kWh | 1.63e-05 | 0.00686 | Residential |  | Winter Only | [6 empty] | Residential Furnaces (<0.3):Uncontrolled | 20 | 0.85 | 0.85 | 0.85 | [10 empty] | 0% | 0% | 0% | 0 | 0 | 400000 | 0 | 0 | 0 | 0 | 0 | 0 | 0 | 0 | 2013 Qtr 1: 0; 2013 Qtr 2: 0; 2013 Qtr 3: 0; 2013 Qtr 4: 0; 2014 Qtr 1: 0; 2014 Qtr 2: 0; 2014 Qtr 3: 0; 2014 Qtr 4: 0; 2015 Qtr 1: 100000; 2015 Qtr 2: 100000; 2015 Qtr 3: 100000; 2015 Qtr 4: 100000 | 400000
0000_TotalPortfolio | 434011-M11: R0-R38 Attic Insulation | RB-BS-CeilIns-R0-R38 | System | Residential | res:DEER:HVAC_Eff_AC | TRUE |  |  | Sqft | RET | 1.12 | 0 | 0 | 0 | 1.12 | 0 | 0.392 |  | kWh | 0.000343 | 0.123 | Residential |  | Winter Only | [6 empty] | Residential Furnaces (<0.3):Uncontrolled | 20 | 0.85 | 0.85 | 0.85 | [10 empty] | 0% | 0% | 0% | 0 | 0 | 205000 | 0 | 0 | 0 | 0 | 0 | 0 | 0 | 0 | 2013 Qtr 1: 0; 2013 Qtr 2: 0; 2013 Qtr 3: 0; 2013 Qtr 4: 0; 2014 Qtr 1: 0; 2014 Qtr 2: 0; 2014 Qtr 3: 0; 2014 Qtr 4: 0; 2015 Qtr 1: 51250; 2015 Qtr 2: 51250; 2015 Qtr 3: 51250; 2015 Qtr 4: 51250 | 205000
0000_TotalPortfolio | 434012-M12: Knee Wall Insulation R19 | RB-BS-CeilIns-VintR-AddR19 | System | Residential | res:DEER:HVAC_Eff_AC | TRUE |  |  | Sqft | RET | 1.12 | 0 | 0 | 0 | 1.12 | 0 | 0.0162 |  | kWh | 1.63e-05 | 0.00686 | Residential |  | Winter Only | [6 empty] | Residential Furnaces (<0.3):Uncontrolled | 20 | 0.85 | 0.85 | 0.85 | [10 empty] | 0% | 0% | 0% | 0 | 0 | 6207.49 | 0 | 0 | 0 | 0 | 0 | 0 | 0 | 0 | 2013 Qtr 1: 0; 2013 Qtr 2: 0; 2013 Qtr 3: 0; 2013 Qtr 4: 0; 2014 Qtr 1: 0; 2014 Qtr 2: 0; 2014 Qtr 3: 0; 2014 Qtr 4: 0; 2015 Qtr 1: 1551.8725; 2015 Qtr 2: 1551.8725; 2015 Qtr 3: 1551.8725; 2015 Qtr 4: 1551.8725 | 6207.49
0000_TotalPortfolio | 434014-M13b: Duct Sealing w/AC(24% flow to 12%) | Res-DuctSeal-MedToLow-wtd | System | Residential | res:DEER:HVAC_Duct_Sealing | TRUE |  |  | Household | RET | 290 | 0 | 0 | 290 | 0 | 0 | 10.3 |  | kWh | 0.0168 | 4.94 | Residential |  | Winter Only | [6 empty] | Residential Furnaces (<0.3):Uncontrolled | 18 | 0.85 | 0.85 | 0.85 |  |  | 0.41 | [7 empty] | 0% | 0% | 0% | 0 | 0 | 205 | 0 | 0 | 0 | 0 | 0 | 0 | 0 | 0 | 2013 Qtr 1: 0; 2013 Qtr 2: 0; 2013 Qtr 3: 0; 2013 Qtr 4: 0; 2014 Qtr 1: 0; 2014 Qtr 2: 0; 2014 Qtr 3: 0; 2014 Qtr 4: 0; 2015 Qtr 1: 51.25; 2015 Qtr 2: 51.25; 2015 Qtr 3: 51.25; 2015 Qtr 4: 51.25 | 205
0000_TotalPortfolio | 434015-M13c: Duct Sealing No AC(40% flow to 12%) | Res-DuctSeal-HighToLow-wtd | System | Residential | res:DEER:HVAC_Duct_Sealing | TRUE |  |  | Household | RET | 290 | 0 | 0 | 290 | 0 | 0 | 5.13 |  | kWh | -3.98e-05 | 11.9 | Residential |  | Winter Only | [6 empty] | Residential Furnaces (<0.3):Uncontrolled | 18 | 0.85 | 0.85 | 0.85 |  |  | 0.41 | [7 empty] | 0% | 0% | 0% | 0 | 0 | 205.86 | 0 | 0 | 0 | 0 | 0 | 0 | 0 | 0 | 2013 Qtr 1: 0; 2013 Qtr 2: 0; 2013 Qtr 3: 0; 2013 Qtr 4: 0; 2014 Qtr 1: 0; 2014 Qtr 2: 0; 2014 Qtr 3: 0; 2014 Qtr 4: 0; 2015 Qtr 1: 51.465; 2015 Qtr 2: 51.465; 2015 Qtr 3: 51.465; 2015 Qtr 4: 51.465 | 205.86
0000_TotalPortfolio | 434016-M13d: Duct Sealing w/AC(40% flow to 12%) | Res-DuctSeal-HighToLow-wtd | System | Residential | res:DEER:HVAC_Duct_Sealing | TRUE |  |  | Household | RET | 290 | 0 | 0 | 290 | 0 | 0 | 98 |  | kWh | 0.126 | 13.5 | Residential |  | Winter Only | [6 empty] | Residential Furnaces (<0.3):Uncontrolled | 18 | 0.85 | 0.85 | 0.85 |  |  | 0.41 | [7 empty] | 0% | 0% | 0% | 0 | 0 | 95.01 | 0 | 0 | 0 | 0 | 0 | 0 | 0 | 0 | 2013 Qtr 1: 0; 2013 Qtr 2: 0; 2013 Qtr 3: 0; 2013 Qtr 4: 0; 2014 Qtr 1: 0; 2014 Qtr 2: 0; 2014 Qtr 3: 0; 2014 Qtr 4: 0; 2015 Qtr 1: 23.7525; 2015 Qtr 2: 23.7525; 2015 Qtr 3: 23.7525; 2015 Qtr 4: 23.7525 | 95.01
0000_TotalPortfolio | 434017-M14a:Air Sealing No/AC | Low Income M&V Study-Rev00-Msr001 | System | Residential | res:DEER:HVAC_Duct_Sealing | TRUE |  |  | Home | RET | 0 | 0 | 0 | 0 | 0 | 0 | 0 |  | kWh | 0 | 4.4231 | Residential |  | Winter Only | [6 empty] | Residential Furnaces (<0.3):Uncontrolled | 11 | 0.85 | 0.85 | 0.85 | [10 empty] | 0% | 0% | 0% | 0 | 0 | 700 | 0 | 0 | 0 | 0 | 0 | 0 | 0 | 0 | 2013 Qtr 1: 0; 2013 Qtr 2: 0; 2013 Qtr 3: 0; 2013 Qtr 4: 0; 2014 Qtr 1: 0; 2014 Qtr 2: 0; 2014 Qtr 3: 0; 2014 Qtr 4: 0; 2015 Qtr 1: 175; 2015 Qtr 2: 175; 2015 Qtr 3: 175; 2015 Qtr 4: 175 | 700
0000_TotalPortfolio | 434018-M14b:Air Sealing w/AC | Low Income M&V Study-Rev00-Msr001 | System | Residential | res:DEER:HVAC_Duct_Sealing | TRUE |  |  | Home | RET | 0 | 0 | 0 | 0 | 0 | 0 | 0 |  | kWh | 0 | 4.4231 | Residential |  | Winter Only | [6 empty] | Residential Furnaces (<0.3):Uncontrolled | 11 | 0.85 | 0.85 | 0.85 | [10 empty] | 0% | 0% | 0% | 0 | 0 | 300 | 0 | 0 | 0 | 0 | 0 | 0 | 0 | 0 | 2013 Qtr 1: 0; 2013 Qtr 2: 0; 2013 Qtr 3: 0; 2013 Qtr 4: 0; 2014 Qtr 1: 0; 2014 Qtr 2: 0; 2014 Qtr 3: 0; 2014 Qtr 4: 0; 2015 Qtr 1: 75; 2015 Qtr 2: 75; 2015 Qtr 3: 75; 2015 Qtr 4: 75 | 300
0000_TotalPortfolio | 434019-M15: Faucet Aerators | WPSDGEREWH1012-Rev01-Msr001 | System | Residential | 19-RES-AllResidential-WAT_HEAT | TRUE |  |  | Aerator | ROB | 5.15 | 0 | 0 | 0 | 5.15 | 0 | 0 |  | kWh | 0 | 1.4967 | Residential |  | Annual | [6 empty] | Residential Furnaces (<0.3):Uncontrolled | 10 | 0.85 | 0.85 | 0.85 |  |  | 0.665 | [7 empty] | 0% | 0% | 0% | 0 | 0 | 4338.91 | 0 | 0 | 0 | 0 | 0 | 0 | 0 | 0 | 2013 Qtr 1: 0; 2013 Qtr 2: 0; 2013 Qtr 3: 0; 2013 Qtr 4: 0; 2014 Qtr 1: 0; 2014 Qtr 2: 0; 2014 Qtr 3: 0; 2014 Qtr 4: 0; 2015 Qtr 1: 1084.7275; 2015 Qtr 2: 1084.7275; 2015 Qtr 3: 1084.7275; 2015 Qtr 4: 1084.7275 | 4338.91
0000_TotalPortfolio | 434020-M16: Low Flow SH - 1.5gpm | WPSDGEREWH1061A-Rev04-Msr001 | System | Residential | 19-RES-AllResidential-WAT_HEAT | TRUE |  |  | Showerhead | ROB | 28.16 | 0 | 0 | 0 | 28.16 | 0 | 0 |  | kWh | 0 | 7.4834 | Residential |  | Annual | [6 empty] | Residential Furnaces (<0.3):Uncontrolled | 10 | 0.85 | 0.85 | 0.85 |  |  | 0.76 | [7 empty] | 0% | 0% | 0% | 0 | 0 | 886.78 | 0 | 0 | 0 | 0 | 0 | 0 | 0 | 0 | 2013 Qtr 1: 0; 2013 Qtr 2: 0; 2013 Qtr 3: 0; 2013 Qtr 4: 0; 2014 Qtr 1: 0; 2014 Qtr 2: 0; 2014 Qtr 3: 0; 2014 Qtr 4: 0; 2015 Qtr 1: 221.695; 2015 Qtr 2: 221.695; 2015 Qtr 3: 221.695; 2015 Qtr 4: 221.695 | 886.78
0000_TotalPortfolio | 434021-M17: Low Flow SH - 1.5gpm Hand held | WPSDGEREWH1061A-Rev04-Msr001 | System | Residential | 19-RES-AllResidential-WAT_HEAT | TRUE |  |  | Showerhead | ROB | 36.83 | 0 | 0 | 0 | 36.83 | 0 | 0 |  | kWh | 0 | 7.4834 | Residential |  | Annual | [6 empty] | Residential Furnaces (<0.3):Uncontrolled | 10 | 0.85 | 0.85 | 0.85 |  |  | 0.76 | [7 empty] | 0% | 0% | 0% | 0 | 0 | 2000 | 0 | 0 | 0 | 0 | 0 | 0 | 0 | 0 | 2013 Qtr 1: 0; 2013 Qtr 2: 0; 2013 Qtr 3: 0; 2013 Qtr 4: 0; 2014 Qtr 1: 0; 2014 Qtr 2: 0; 2014 Qtr 3: 0; 2014 Qtr 4: 0; 2015 Qtr 1: 500; 2015 Qtr 2: 500; 2015 Qtr 3: 500; 2015 Qtr 4: 500 | 2000
0000_TotalPortfolio | 434023-M19: Thermostatic Valve | WPSDGEREWH1000-Rev01-Msr001 | System | Residential | 19-RES-AllResidential-WAT_HEAT | TRUE |  |  | Unit | RET | 52.5 | 0 | 0 | 0 | 52.5 | 0 | 0 |  | kWh | 0 | 1.9956 | Residential |  | Annual | [6 empty] | Residential Furnaces (<0.3):Uncontrolled | 10 | 0.85 | 0.85 | 0.85 | [10 empty] | 0% | 0% | 0% | 0 | 0 | 500 | 0 | 0 | 0 | 0 | 0 | 0 | 0 | 0 | 2013 Qtr 1: 0; 2013 Qtr 2: 0; 2013 Qtr 3: 0; 2013 Qtr 4: 0; 2014 Qtr 1: 0; 2014 Qtr 2: 0; 2014 Qtr 3: 0; 2014 Qtr 4: 0; 2015 Qtr 1: 125; 2015 Qtr 2: 125; 2015 Qtr 3: 125; 2015 Qtr 4: 125 | 500
0000_TotalPortfolio | 434024-M20: Pipe Wrap | WP_NoSavings-Rev00-Msr001 | System | Residential | 19-RES-AllResidential-WAT_HEAT | TRUE |  |  | linear ft | RET | 3.24 | 0 | 0 | 0 | 3.24 | 0 | 0 |  | kWh | 0 | 0 | Residential |  | Winter Only | [6 empty] | Residential Furnaces (<0.3):Uncontrolled | 0 | 0.85 | 0.85 | 0.85 | [10 empty] | 0% | 0% | 0% | 0 | 0 | 253.37 | 0 | 0 | 0 | 0 | 0 | 0 | 0 | 0 | 2013 Qtr 1: 0; 2013 Qtr 2: 0; 2013 Qtr 3: 0; 2013 Qtr 4: 0; 2014 Qtr 1: 0; 2014 Qtr 2: 0; 2014 Qtr 3: 0; 2014 Qtr 4: 0; 2015 Qtr 1: 63.3425; 2015 Qtr 2: 63.3425; 2015 Qtr 3: 63.3425; 2015 Qtr 4: 63.3425 | 253.37
0000_TotalPortfolio | 434025-M16a: Low Flow SH w/ Adapter - 1.5gpm | WPSDGEREWH1061A-Rev04-Msr001 | System | Residential | 19-RES-AllResidential-WAT_HEAT | TRUE |  |  | Showerhead | ROB | 30.32 | 0 | 0 | 0 | 30.32 | 0 | 0 |  | kWh | 0 | 7.4834 | Residential |  | Annual | [6 empty] | Residential Furnaces (<0.3):Uncontrolled | 10 | 0.85 | 0.85 | 0.85 |  |  | 0.76 | [7 empty] | 0% | 0% | 0% | 0 | 0 | 79.18 | 0 | 0 | 0 | 0 | 0 | 0 | 0 | 0 | 2013 Qtr 1: 0; 2013 Qtr 2: 0; 2013 Qtr 3: 0; 2013 Qtr 4: 0; 2014 Qtr 1: 0; 2014 Qtr 2: 0; 2014 Qtr 3: 0; 2014 Qtr 4: 0; 2015 Qtr 1: 19.795; 2015 Qtr 2: 19.795; 2015 Qtr 3: 19.795; 2015 Qtr 4: 19.795 | 79.18
0000_TotalPortfolio | 434027-M21: CAZ/CAS Test Per Appliance | WP_NoSavings-Rev00-Msr001 | System | Residential |  |  |  |  | Each | RET | 32.5 | 0 | 0 | 32.5 | 0 | 0 | 0 |  | #N/A | 0 | 0 | Residential |  | Winter Only | [6 empty] | Residential Furnaces (<0.3):Uncontrolled | 0 | 0.85 | 0.85 | 0.85 | [10 empty] | 0% | 0% | 0% | 0 | 0 | 3000 | 0 | 0 | 0 | 0 | 0 | 0 | 0 | 0 | 2013 Qtr 1: 0; 2013 Qtr 2: 0; 2013 Qtr 3: 0; 2013 Qtr 4: 0; 2014 Qtr 1: 0; 2014 Qtr 2: 0; 2014 Qtr 3: 0; 2014 Qtr 4: 0; 2015 Qtr 1: 750; 2015 Qtr 2: 750; 2015 Qtr 3: 750; 2015 Qtr 4: 750 | 3000
0000_TotalPortfolio | 434031-M25: Vent Pipe Water Heater | WP_NoSavings-Rev00-Msr001 | System | Residential | 19-RES-AllResidential-WAT_HEAT | TRUE |  |  | linear ft | RET | 16.22 | 0 | 0 | 0 | 16.22 | 0 | 0 |  | kWh | 0 | 0 | Residential |  | Winter Only | [6 empty] | Residential Furnaces (<0.3):Uncontrolled | 0 | 0.85 | 0.85 | 0.85 | [10 empty] | 0% | 0% | 0% | 0 | 0 | 3737.16 | 0 | 0 | 0 | 0 | 0 | 0 | 0 | 0 | 2013 Qtr 1: 0; 2013 Qtr 2: 0; 2013 Qtr 3: 0; 2013 Qtr 4: 0; 2014 Qtr 1: 0; 2014 Qtr 2: 0; 2014 Qtr 3: 0; 2014 Qtr 4: 0; 2015 Qtr 1: 934.29; 2015 Qtr 2: 934.29; 2015 Qtr 3: 934.29; 2015 Qtr 4: 934.29 | 3737.16
0000_TotalPortfolio | 420089-Adjust refrigerant charge in residential AC unit | Res-RefrigCharge-wtd | System | Residential | res:DEER:HVAC_Refrig_Charge | TRUE |  |  | Ton | RET | 71.5 | 0 | 71.5 | 0 | 0 | 0 | 53.8 |  | kWh | 0.0643 | -0.0401 | Residential |  | Winter Only | [6 empty] | Residential Furnaces (<0.3):Uncontrolled | 10 | 0.78 | 0.78 | 0.78 |  |  | 0.89 | [7 empty] | 0% | 0% | 0% | 0 | 0 | 34 | 0 | 0 | 0 | 0 | 0 | 0 | 0 | 0 | 2013 Qtr 1: 0; 2013 Qtr 2: 0; 2013 Qtr 3: 0; 2013 Qtr 4: 0; 2014 Qtr 1: 0; 2014 Qtr 2: 0; 2014 Qtr 3: 0; 2014 Qtr 4: 0; 2015 Qtr 1: 8.5; 2015 Qtr 2: 8.5; 2015 Qtr 3: 8.5; 2015 Qtr 4: 8.5 | 34
0000_TotalPortfolio | 420090-Residential refrigerant charge and airflow adjustment | Res-RefrigCharge-wtd | System | Residential | res:DEER:HVAC_Refrig_Charge | TRUE |  |  | Ton | RET | 50 | 0 | 50 | 0 | 0 | 0 | 53.8 |  | kWh | 0.0643 | -0.0401 | Residential |  | Winter Only | [6 empty] | Residential Furnaces (<0.3):Uncontrolled | 10 | 0.78 | 0.78 | 0.78 |  |  | 0.89 | [7 empty] | 0% | 0% | 0% | 0 | 0 | 34 | 0 | 0 | 0 | 0 | 0 | 0 | 0 | 0 | 2013 Qtr 1: 0; 2013 Qtr 2: 0; 2013 Qtr 3: 0; 2013 Qtr 4: 0; 2014 Qtr 1: 0; 2014 Qtr 2: 0; 2014 Qtr 3: 0; 2014 Qtr 4: 0; 2015 Qtr 1: 8.5; 2015 Qtr 2: 8.5; 2015 Qtr 3: 8.5; 2015 Qtr 4: 8.5 | 34
0000_TotalPortfolio | 420138-Residential SF Condensor Coil Cleaning | WPSDGERERN001-Rev01-Msr001 | System | Residential | res:DEER:HVAC_Eff_AC | TRUE |  |  | Unit | RET | 50 | 0 | 50 | 0 | 0 | 0 | 4.26 |  | kWh | 0.0058447 | -0.0035188 | Residential |  | Winter Only | [6 empty] | Residential Furnaces (<0.3):Uncontrolled | 3 | 0.78 | 0.78 | 0.78 |  |  | 0.89 | [7 empty] | 0% | 0% | 100% | 0 | 0 | 600 | 0 | 0 | 0 | 0 | 0 | 0 | 0 | 0 | 2013 Qtr 1: 0; 2013 Qtr 2: 0; 2013 Qtr 3: 0; 2013 Qtr 4: 0; 2014 Qtr 1: 0; 2014 Qtr 2: 0; 2014 Qtr 3: 0; 2014 Qtr 4: 0; 2015 Qtr 1: 150; 2015 Qtr 2: 150; 2015 Qtr 3: 150; 2015 Qtr 4: 150 | 600
0000_TotalPortfolio | 420142-Quality Installation - SEER 14 | WPSDGEREHC1064-Rev00-Msr002 | System | Residential | res:DEER:HVAC_Eff_AC | TRUE |  |  | sqft | ROB | 1000 | 0 | 1000 | 0 | 0 | 0 | 140.4 |  | kWh | 0.068918 | 18.8836 | Residential |  | Winter Only | [6 empty] | Residential Furnaces (<0.3):Uncontrolled | 15 | 0.7 | 0.7 | 0.7 | [10 empty] | 0% | 0% | 0% | 0 | 0 | 35 | 0 | 0 | 0 | 0 | 0 | 0 | 0 | 0 | 2013 Qtr 1: 0; 2013 Qtr 2: 0; 2013 Qtr 3: 0; 2013 Qtr 4: 0; 2014 Qtr 1: 0; 2014 Qtr 2: 0; 2014 Qtr 3: 0; 2014 Qtr 4: 0; 2015 Qtr 1: 8.75; 2015 Qtr 2: 8.75; 2015 Qtr 3: 8.75; 2015 Qtr 4: 8.75 | 35
0000_TotalPortfolio | 420144-Quality Installation - SEER 15 | WPSDGEREHC1064-Rev00-Msr003 | System | Residential | res:DEER:HVAC_Eff_AC | TRUE |  |  | sqft | ROB | 1250 | 0 | 1250 | 0 | 0 | 0 | 199.8 |  | kWh | 0.11616 | 6.8198 | Residential |  | Winter Only | [6 empty] | Residential Furnaces (<0.3):Uncontrolled | 15 | 0.7 | 0.7 | 0.7 | [10 empty] | 0% | 0% | 0% | 0 | 0 | 175 | 0 | 0 | 0 | 0 | 0 | 0 | 0 | 0 | 2013 Qtr 1: 0; 2013 Qtr 2: 0; 2013 Qtr 3: 0; 2013 Qtr 4: 0; 2014 Qtr 1: 0; 2014 Qtr 2: 0; 2014 Qtr 3: 0; 2014 Qtr 4: 0; 2015 Qtr 1: 43.75; 2015 Qtr 2: 43.75; 2015 Qtr 3: 43.75; 2015 Qtr 4: 43.75 | 175
0000_TotalPortfolio | 420146-Complete ACCA 4 Assessment Report | WP_NoSavings-Rev00-Msr001 | System | Residential | res:DEER:HVAC_Eff_AC | TRUE |  |  | Home | RET | 0 | 0 | 150 | 0 | 0 | 0 | 0 |  | kWh | 0 | 0 | Residential |  | Winter Only | [6 empty] | Residential Furnaces (<0.3):Uncontrolled | 0 | 0.7 | 0.7 | 0.7 | [10 empty] | 0% | 0% | 0% | 0 | 0 | 600 | 0 | 0 | 0 | 0 | 0 | 0 | 0 | 0 | 2013 Qtr 1: 0; 2013 Qtr 2: 0; 2013 Qtr 3: 0; 2013 Qtr 4: 0; 2014 Qtr 1: 0; 2014 Qtr 2: 0; 2014 Qtr 3: 0; 2014 Qtr 4: 0; 2015 Qtr 1: 150; 2015 Qtr 2: 150; 2015 Qtr 3: 150; 2015 Qtr 4: 150 | 600
0000_TotalPortfolio | 420147-Airflow Correction | WPSDGEREHC1065-Rev01-Msr002 | System | Residential | res:DEER:HVAC_Eff_AC | TRUE |  |  | Home | RET | 350 | 0 | 350 | 0 | 0 | 0 | 3.5017 |  | kWh | 0.00639 | -0.0017807 | Residential |  | Winter Only | [6 empty] | Residential Furnaces (<0.3):Uncontrolled | 5 | 0.7 | 0.7 | 0.7 | [10 empty] | 0% | 0% | 0% | 0 | 0 | 85 | 0 | 0 | 0 | 0 | 0 | 0 | 0 | 0 | 2013 Qtr 1: 0; 2013 Qtr 2: 0; 2013 Qtr 3: 0; 2013 Qtr 4: 0; 2014 Qtr 1: 0; 2014 Qtr 2: 0; 2014 Qtr 3: 0; 2014 Qtr 4: 0; 2015 Qtr 1: 21.25; 2015 Qtr 2: 21.25; 2015 Qtr 3: 21.25; 2015 Qtr 4: 21.25 | 85
0000_TotalPortfolio | 420149-New Blower Motor | WPSDGEREHC1065-Rev01-Msr001 | System | Residential | res:DEER:HVAC_Eff_AC | TRUE |  |  | Home | RET | 220 | 0 | 220 | 0 | 0 | 0 | 60.4528 |  | kWh | 0.091403 | -0.17988 | Residential |  | Winter Only | [6 empty] | Residential Furnaces (<0.3):Uncontrolled | 15 | 0.7 | 0.7 | 0.7 | [10 empty] | 0% | 0% | 0% | 0 | 0 | 85 | 0 | 0 | 0 | 0 | 0 | 0 | 0 | 0 | 2013 Qtr 1: 0; 2013 Qtr 2: 0; 2013 Qtr 3: 0; 2013 Qtr 4: 0; 2014 Qtr 1: 0; 2014 Qtr 2: 0; 2014 Qtr 3: 0; 2014 Qtr 4: 0; 2015 Qtr 1: 21.25; 2015 Qtr 2: 21.25; 2015 Qtr 3: 21.25; 2015 Qtr 4: 21.25 | 85
0000_TotalPortfolio | 420151-One Year QM Service Agreement | WP_NoSavings-Rev00-Msr001 | System | Residential | res:DEER:HVAC_Eff_AC | TRUE |  |  | Home | RET | 0 | 0 | 50 | 0 | 0 | 0 | 0 |  | kWh | 0 | 0 | Residential |  | Winter Only | [6 empty] | Residential Furnaces (<0.3):Uncontrolled | 0 | 0.7 | 0.7 | 0.7 | [10 empty] | 0% | 0% | 0% | 0 | 0 | 28 | 0 | 0 | 0 | 0 | 0 | 0 | 0 | 0 | 2013 Qtr 1: 0; 2013 Qtr 2: 0; 2013 Qtr 3: 0; 2013 Qtr 4: 0; 2014 Qtr 1: 0; 2014 Qtr 2: 0; 2014 Qtr 3: 0; 2014 Qtr 4: 0; 2015 Qtr 1: 7; 2015 Qtr 2: 7; 2015 Qtr 3: 7; 2015 Qtr 4: 7 | 28
0000_TotalPortfolio | 420156-Efficient Fan Controller | WPSDGEREHC0024-Rev00-Msr001 | System | Residential | res:DEER:HVAC_Eff_AC | TRUE |  |  | Unit | RET | 100 | 0 | 100 | 0 | 0 | 0 | 507.9428 |  | kWh | 0.24 | 22.1782 | Residential |  | Winter Only | [6 empty] | Residential Furnaces (<0.3):Uncontrolled | 11 | 0.7 | 0.7 | 0.7 | [10 empty] | 0% | 0% | 0% | 0 | 0 | 555 | 0 | 0 | 0 | 0 | 0 | 0 | 0 | 0 | 2013 Qtr 1: 0; 2013 Qtr 2: 0; 2013 Qtr 3: 0; 2013 Qtr 4: 0; 2014 Qtr 1: 0; 2014 Qtr 2: 0; 2014 Qtr 3: 0; 2014 Qtr 4: 0; 2015 Qtr 1: 138.75; 2015 Qtr 2: 138.75; 2015 Qtr 3: 138.75; 2015 Qtr 4: 138.75 | 555
0000_TotalPortfolio | 462658-Res. NC - Typical Home | SDGECUSTOMFORECASTMEASURES2015-Rev00-Msr026 | System | Residential | res:DEER:HVAC_Eff_AC | TRUE |  |  | Home | NEW | 1090.19 | 462 | 0 | 0 | 0 | 628.19 | 451.61 |  | kWh | 0.023 | 19.7 | Residential |  | Winter Only | [6 empty] | Residential Furnaces (<0.3):Uncontrolled | 16.5 | 0.55 | 0.55 | 0.55 |  |  |  | 0.9 | [6 empty] | 0% | 0% | 0% | 0 | 0 | 2322.03 | 0 | 0 | 0 | 0 | 0 | 0 | 0 | 0 | 2013 Qtr 1: 0; 2013 Qtr 2: 0; 2013 Qtr 3: 0; 2013 Qtr 4: 0; 2014 Qtr 1: 0; 2014 Qtr 2: 0; 2014 Qtr 3: 0; 2014 Qtr 4: 0; 2015 Qtr 1: 580.5075; 2015 Qtr 2: 580.5075; 2015 Qtr 3: 580.5075; 2015 Qtr 4: 580.5075 | 2322.03
0000_TotalPortfolio | 425001-Climate Zone 10 Electric Heat | WPSDGEREMI0002-Rev05-Msr002 | System | Residential | res:DEER:HVAC_Eff_AC | TRUE |  |  | per 1000 sq ft | NEW | 1541.8699 | 500 | 0 | 0 | 0 | 1041.8699 | 2931 |  | kWh | 0.55 | 0 | Residential |  | Winter Only | [6 empty] | Residential Furnaces (<0.3):Uncontrolled | 13 | 0.55 | 0.55 | 0.55 | [10 empty] | 0% | 0% | 0% | 0 | 0 | 15 | 0 | 0 | 0 | 0 | 0 | 0 | 0 | 0 | 2013 Qtr 1: 0; 2013 Qtr 2: 0; 2013 Qtr 3: 0; 2013 Qtr 4: 0; 2014 Qtr 1: 0; 2014 Qtr 2: 0; 2014 Qtr 3: 0; 2014 Qtr 4: 0; 2015 Qtr 1: 3.75; 2015 Qtr 2: 3.75; 2015 Qtr 3: 3.75; 2015 Qtr 4: 3.75 | 15
0000_TotalPortfolio | 425002-Climate Zone 14 Electric Heat | WPSDGEREMI0002-Rev05-Msr003 | System | Residential | res:DEER:HVAC_Eff_AC | TRUE |  |  | per 1000 sq ft | NEW | 1541.8699 | 500 | 0 | 0 | 0 | 1041.8699 | 5101.61 |  | kWh | 0.55 | 0 | Residential |  | Winter Only | [6 empty] | Residential Furnaces (<0.3):Uncontrolled | 13 | 0.55 | 0.55 | 0.55 | [10 empty] | 0% | 0% | 0% | 0 | 0 | 2 | 0 | 0 | 0 | 0 | 0 | 0 | 0 | 0 | 2013 Qtr 1: 0; 2013 Qtr 2: 0; 2013 Qtr 3: 0; 2013 Qtr 4: 0; 2014 Qtr 1: 0; 2014 Qtr 2: 0; 2014 Qtr 3: 0; 2014 Qtr 4: 0; 2015 Qtr 1: 0.5; 2015 Qtr 2: 0.5; 2015 Qtr 3: 0.5; 2015 Qtr 4: 0.5 | 2
0000_TotalPortfolio | 425004-Climate Zone 10 Gas Heat | WPSDGEREMI0002-Rev05-Msr006 | System | Residential | res:DEER:HVAC_Eff_AC | TRUE |  |  | per 1000 sq ft | NEW | 970.2 | 500 | 0 | 0 | 0 | 470.2 | 723.4 |  | kWh | 0.55 | 46.83 | Residential |  | Winter Only | [6 empty] | Residential Furnaces (<0.3):Uncontrolled | 11 | 0.55 | 0.55 | 0.55 | [10 empty] | 0% | 0% | 0% | 0 | 0 | 15 | 0 | 0 | 0 | 0 | 0 | 0 | 0 | 0 | 2013 Qtr 1: 0; 2013 Qtr 2: 0; 2013 Qtr 3: 0; 2013 Qtr 4: 0; 2014 Qtr 1: 0; 2014 Qtr 2: 0; 2014 Qtr 3: 0; 2014 Qtr 4: 0; 2015 Qtr 1: 3.75; 2015 Qtr 2: 3.75; 2015 Qtr 3: 3.75; 2015 Qtr 4: 3.75 | 15
0000_TotalPortfolio | 425005-Climate Zone 14 Gas Heat | WPSDGEREMI0002-Rev05-Msr007 | System | Residential | res:DEER:HVAC_Eff_AC | TRUE |  |  | per 1000 sq ft | NEW | 970.2 | 500 | 0 | 0 | 0 | 470.2 | 633.52 |  | kWh | 0.55 | 55.72 | Residential |  | Winter Only | [6 empty] | Residential Furnaces (<0.3):Uncontrolled | 11 | 0.55 | 0.55 | 0.55 | [10 empty] | 0% | 0% | 0% | 0 | 0 | 3 | 0 | 0 | 0 | 0 | 0 | 0 | 0 | 0 | 2013 Qtr 1: 0; 2013 Qtr 2: 0; 2013 Qtr 3: 0; 2013 Qtr 4: 0; 2014 Qtr 1: 0; 2014 Qtr 2: 0; 2014 Qtr 3: 0; 2014 Qtr 4: 0; 2015 Qtr 1: 0.75; 2015 Qtr 2: 0.75; 2015 Qtr 3: 0.75; 2015 Qtr 4: 0.75 | 3
0000_TotalPortfolio | 462659-Comp. Air | SDGECUSTOMFORECASTMEASURES2015-Rev00-Msr010 | System | Commercial | 35-OTI-OtherIndustrial-PROC_OTH | TRUE |  |  | Site | RET | 61277 | 21753.2 | 0 | 0 | 0 | 39523.8 | 1149359 |  | kWh | 0 | 0 | Commercial |  | Winter Only | [6 empty] | Small Boilers (<100 MMBtu/hr Heat Input):Uncontrolled | 15 | 0.6 | 0.6 | 0.6 |  |  |  | 0.9 | [6 empty] | 0% | 0% | 0% | 0 | 0 | 15 | 0 | 0 | 0 | 0 | 0 | 0 | 0 | 0 | 2013 Qtr 1: 0; 2013 Qtr 2: 0; 2013 Qtr 3: 0; 2013 Qtr 4: 0; 2014 Qtr 1: 0; 2014 Qtr 2: 0; 2014 Qtr 3: 0; 2014 Qtr 4: 0; 2015 Qtr 1: 3.75; 2015 Qtr 2: 3.75; 2015 Qtr 3: 3.75; 2015 Qtr 4: 3.75 | 15
0000_TotalPortfolio | 462660-Process Heat | SDGECUSTOMFORECASTMEASURES2015-Rev00-Msr011 | System | Commercial | 35-OTI-OtherIndustrial-PROC_OTH | TRUE |  |  | Site | RET | 54001.2111 | 23963.04 | 0 | 0 | 0 | 30038.1711 | 37014 |  | kWh | 4.95 | 12417 | Commercial |  | Annual | [6 empty] | Small Boilers (<100 MMBtu/hr Heat Input):Uncontrolled | 9.9259 | 0.6 | 0.6 | 0.6 |  |  |  | 0.9 | [6 empty] | 0% | 0% | 0% | 0 | 0 | 17 | 0 | 0 | 0 | 0 | 0 | 0 | 0 | 0 | 2013 Qtr 1: 0; 2013 Qtr 2: 0; 2013 Qtr 3: 0; 2013 Qtr 4: 0; 2014 Qtr 1: 0; 2014 Qtr 2: 0; 2014 Qtr 3: 0; 2014 Qtr 4: 0; 2015 Qtr 1: 4.25; 2015 Qtr 2: 4.25; 2015 Qtr 3: 4.25; 2015 Qtr 4: 4.25 | 17
0000_TotalPortfolio | 462661-ProcRefr | SDGECUSTOMFORECASTMEASURES2015-Rev00-Msr012 | System | Commercial | 35-OTI-OtherIndustrial-PROC_OTH | TRUE |  |  | Site | RET | 49408.25 | 35079.86 | 0 | 0 | 0 | 14328.39 | 105301 |  | kWh | 14.16 | 0 | Commercial |  | Winter Only | [6 empty] | Small Boilers (<100 MMBtu/hr Heat Input):Uncontrolled | 10.94 | 0.6 | 0.6 | 0.6 |  |  |  | 0.9 | [6 empty] | 0% | 0% | 0% | 0 | 0 | 4.25 | 0 | 0 | 0 | 0 | 0 | 0 | 0 | 0 | 2013 Qtr 1: 0; 2013 Qtr 2: 0; 2013 Qtr 3: 0; 2013 Qtr 4: 0; 2014 Qtr 1: 0; 2014 Qtr 2: 0; 2014 Qtr 3: 0; 2014 Qtr 4: 0; 2015 Qtr 1: 1.0625; 2015 Qtr 2: 1.0625; 2015 Qtr 3: 1.0625; 2015 Qtr 4: 1.0625 | 4.25
0000_TotalPortfolio | 462662-Swimming Pool Equimpent | SDGECUSTOMFORECASTMEASURES2015-Rev00-Msr013 | System | Commercial | 35-OTI-OtherIndustrial-PROC_OTH | TRUE |  |  | Site | ROB | 19827 | 7038.59 | 0 | 0 | 0 | 12788.41 | 49716 |  | kWh | 6.06 | 1792 | Commercial |  | Winter Only | [6 empty] | Small Boilers (<100 MMBtu/hr Heat Input):Uncontrolled | 13.25 | 0.6 | 0.6 | 0.6 |  |  |  | 0.9 | [6 empty] | 0% | 0% | 0% | 0 | 0 | 17 | 0 | 0 | 0 | 0 | 0 | 0 | 0 | 0 | 2013 Qtr 1: 0; 2013 Qtr 2: 0; 2013 Qtr 3: 0; 2013 Qtr 4: 0; 2014 Qtr 1: 0; 2014 Qtr 2: 0; 2014 Qtr 3: 0; 2014 Qtr 4: 0; 2015 Qtr 1: 4.25; 2015 Qtr 2: 4.25; 2015 Qtr 3: 4.25; 2015 Qtr 4: 4.25 | 17
0000_TotalPortfolio | 462663-Water Heating | SDGECUSTOMFORECASTMEASURES2015-Rev00-Msr014 | System | Commercial | 35-OTI-OtherIndustrial-PROC_OTH | TRUE |  |  | Site | ROB | 43262.0889 | 38395.1 | 0 | 0 | 0 | 4866.9889 | 1588 |  | kWh | 0 | 8652 | Commercial |  | Annual | [6 empty] | Small Boilers (<100 MMBtu/hr Heat Input):Uncontrolled | 17.4074 | 0.5 | 0.5 | 0.5 |  |  |  | 0.9 | [6 empty] | 0% | 0% | 0% | 0 | 0 | 40 | 0 | 0 | 0 | 0 | 0 | 0 | 0 | 0 | 2013 Qtr 1: 0; 2013 Qtr 2: 0; 2013 Qtr 3: 0; 2013 Qtr 4: 0; 2014 Qtr 1: 0; 2014 Qtr 2: 0; 2014 Qtr 3: 0; 2014 Qtr 4: 0; 2015 Qtr 1: 10; 2015 Qtr 2: 10; 2015 Qtr 3: 10; 2015 Qtr 4: 10 | 40
0000_TotalPortfolio | 462664-Pumping | SDGECUSTOMFORECASTMEASURES2015-Rev00-Msr015 | System | Commercial | 35-OTI-OtherIndustrial-PROC_OTH | TRUE |  |  | Site | ROB | 58136 | 20638.21 | 0 | 0 | 0 | 37497.79 | 89702 |  | kWh | 9.09 | 0 | Commercial |  | Winter Only | [6 empty] | Small Boilers (<100 MMBtu/hr Heat Input):Uncontrolled | 15 | 0.6 | 0.6 | 0.6 |  |  |  | 0.9 | [6 empty] | 0% | 0% | 0% | 0 | 0 | 7.65 | 0 | 0 | 0 | 0 | 0 | 0 | 0 | 0 | 2013 Qtr 1: 0; 2013 Qtr 2: 0; 2013 Qtr 3: 0; 2013 Qtr 4: 0; 2014 Qtr 1: 0; 2014 Qtr 2: 0; 2014 Qtr 3: 0; 2014 Qtr 4: 0; 2015 Qtr 1: 1.9125; 2015 Qtr 2: 1.9125; 2015 Qtr 3: 1.9125; 2015 Qtr 4: 1.9125 | 7.65
0000_TotalPortfolio | 462665-RetroComm | SDGECUSTOMFORECASTMEASURES2015-Rev00-Msr016 | System | Commercial | 35-OTI-OtherIndustrial-PROC_OTH | TRUE |  |  | Site | RET | 100632.2692 | 71448.91 | 0 | 0 | 0 | 29183.3592 | 154859 |  | kWh | 4.23 | 21718 | Commercial |  | Winter Only | [6 empty] | Small Boilers (<100 MMBtu/hr Heat Input):Uncontrolled | 11.9231 | 0.8 | 0.82 | 0.8 |  |  |  | 0.9 | [6 empty] | 0% | 0% | 0% | 0 | 0 | 10.2 | 0 | 0 | 0 | 0 | 0 | 0 | 0 | 0 | 2013 Qtr 1: 0; 2013 Qtr 2: 0; 2013 Qtr 3: 0; 2013 Qtr 4: 0; 2014 Qtr 1: 0; 2014 Qtr 2: 0; 2014 Qtr 3: 0; 2014 Qtr 4: 0; 2015 Qtr 1: 2.55; 2015 Qtr 2: 2.55; 2015 Qtr 3: 2.55; 2015 Qtr 4: 2.55 | 10.2
0000_TotalPortfolio | 462666-Lighting - Exterior | SDGECUSTOMFORECASTMEASURES2015-Rev00-Msr017 | System | Commercial | NON_res:DEER:Indoor_Non-CFL_Ltg | TRUE |  |  | Site | ROB | 17254 | 6125.2 | 0 | 0 | 0 | 11128.8 | 15953 |  | kWh | 1.83 | 0 | Commercial |  | Winter Only | [6 empty] | Small Boilers (<100 MMBtu/hr Heat Input):Uncontrolled | 13.9667 | 0.6 | 0.6 | 0.6 |  |  |  | 0.9 | [6 empty] | 0% | 0% | 0% | 0 | 0 | 25.5 | 0 | 0 | 0 | 0 | 0 | 0 | 0 | 0 | 2013 Qtr 1: 0; 2013 Qtr 2: 0; 2013 Qtr 3: 0; 2013 Qtr 4: 0; 2014 Qtr 1: 0; 2014 Qtr 2: 0; 2014 Qtr 3: 0; 2014 Qtr 4: 0; 2015 Qtr 1: 6.375; 2015 Qtr 2: 6.375; 2015 Qtr 3: 6.375; 2015 Qtr 4: 6.375 | 25.5
0000_TotalPortfolio | 462667-Lighting - Int. CF/LED | SDGECUSTOMFORECASTMEASURES2015-Rev00-Msr018 | System | Commercial | NON_res:DEER:Indoor_Non-CFL_Ltg | TRUE |  |  | Site | ROB | 13890 | 4930.82 | 0 | 0 | 0 | 8959.18 | 49039 |  | kWh | 6.61 | -61 | Commercial |  | Winter Only | [6 empty] | Small Boilers (<100 MMBtu/hr Heat Input):Uncontrolled | 11.632 | 0.6 | 0.6 | 0.6 |  |  |  | 0.9 | [6 empty] | 0% | 0% | 0% | 0 | 0 | 50 | 0 | 0 | 0 | 0 | 0 | 0 | 0 | 0 | 2013 Qtr 1: 0; 2013 Qtr 2: 0; 2013 Qtr 3: 0; 2013 Qtr 4: 0; 2014 Qtr 1: 0; 2014 Qtr 2: 0; 2014 Qtr 3: 0; 2014 Qtr 4: 0; 2015 Qtr 1: 12.5; 2015 Qtr 2: 12.5; 2015 Qtr 3: 12.5; 2015 Qtr 4: 12.5 | 50
0000_TotalPortfolio | 462668-Lighting - Int. LF | SDGECUSTOMFORECASTMEASURES2015-Rev00-Msr019 | System | Commercial | NON_res:DEER:Indoor_Non-CFL_Ltg | TRUE |  |  | Site | ER | 3794.7936 | 1683.94 | 0 | 0 | 0 | 2110.8536 | 14506 |  | kWh | 2.71 | -15 | Commercial |  | Winter Only | 15 | 6.28 |  | 130 | 0.02 | -0.13539 | Small Boilers (<100 MMBtu/hr Heat Input):Uncontrolled | 14.89 | 0.7 | 0.7 | 0.7 |  |  |  | 0.9 | [6 empty] | 0% | 0% | 0% | 0 | 0 | 125 | 0 | 0 | 0 | 0 | 0 | 0 | 0 | 0 | 2013 Qtr 1: 0; 2013 Qtr 2: 0; 2013 Qtr 3: 0; 2013 Qtr 4: 0; 2014 Qtr 1: 0; 2014 Qtr 2: 0; 2014 Qtr 3: 0; 2014 Qtr 4: 0; 2015 Qtr 1: 31.25; 2015 Qtr 2: 31.25; 2015 Qtr 3: 31.25; 2015 Qtr 4: 31.25 | 125
0000_TotalPortfolio | 462669-Chiller DB | SDGECUSTOMFORECASTMEASURES2015-Rev00-Msr020 | System | Commercial | NON_res:DEER:HVAC_Chillers | TRUE |  |  | Site | ER | 142942.7327 | 63430.84 | 0 | 0 | 0 | 79511.8927 | 126402 |  | kWh | 10.59 | 0 | Commercial |  | Winter Only | 20 | 33337.5 |  | 62508 | 7.11 |  | Small Boilers (<100 MMBtu/hr Heat Input):Uncontrolled | 13.5 | 0.58 | 0.58 | 0.58 |  |  |  | 0.9 | [6 empty] | 0% | 0% | 0% | 0 | 0 | 6.8 | 0 | 0 | 0 | 0 | 0 | 0 | 0 | 0 | 2013 Qtr 1: 0; 2013 Qtr 2: 0; 2013 Qtr 3: 0; 2013 Qtr 4: 0; 2014 Qtr 1: 0; 2014 Qtr 2: 0; 2014 Qtr 3: 0; 2014 Qtr 4: 0; 2015 Qtr 1: 1.7; 2015 Qtr 2: 1.7; 2015 Qtr 3: 1.7; 2015 Qtr 4: 1.7 | 6.8
0000_TotalPortfolio | 462670-Chiller ROB | SDGECUSTOMFORECASTMEASURES2015-Rev00-Msr021 | System | Commercial | NON_res:DEER:HVAC_Chillers | TRUE |  |  | Site | ROB | 33378.676 | 23698.86 | 0 | 0 | 0 | 9679.816 | 501165 |  | kWh | 3.67 | 0 | Commercial |  | Winter Only | [6 empty] | Small Boilers (<100 MMBtu/hr Heat Input):Uncontrolled | 20 | 0.58 | 0.58 | 0.58 |  |  |  | 0.9 | [6 empty] | 0% | 0% | 0% | 0 | 0 | 5 | 0 | 0 | 0 | 0 | 0 | 0 | 0 | 0 | 2013 Qtr 1: 0; 2013 Qtr 2: 0; 2013 Qtr 3: 0; 2013 Qtr 4: 0; 2014 Qtr 1: 0; 2014 Qtr 2: 0; 2014 Qtr 3: 0; 2014 Qtr 4: 0; 2015 Qtr 1: 1.25; 2015 Qtr 2: 1.25; 2015 Qtr 3: 1.25; 2015 Qtr 4: 1.25 | 5
0000_TotalPortfolio | 462671-HVAC - ASD and Flow | SDGECUSTOMFORECASTMEASURES2015-Rev00-Msr022 | System | Commercial | NON_res:DEER:HVAC_Split-Package_AC | TRUE |  |  | Site | RET | 69542 | 30859.37 | 0 | 0 | 0 | 38682.63 | 172541 |  | kWh | 14.74 | 461 | Commercial |  | Winter Only | [6 empty] | Small Boilers (<100 MMBtu/hr Heat Input):Uncontrolled | 15.2439 | 0.6 | 0.6 | 0.6 |  |  |  | 0.9 | [6 empty] | 0% | 0% | 0% | 0 | 0 | 50 | 0 | 0 | 0 | 0 | 0 | 0 | 0 | 0 | 2013 Qtr 1: 0; 2013 Qtr 2: 0; 2013 Qtr 3: 0; 2013 Qtr 4: 0; 2014 Qtr 1: 0; 2014 Qtr 2: 0; 2014 Qtr 3: 0; 2014 Qtr 4: 0; 2015 Qtr 1: 12.5; 2015 Qtr 2: 12.5; 2015 Qtr 3: 12.5; 2015 Qtr 4: 12.5 | 50
0000_TotalPortfolio | 462672-HVAC Controlls | SDGECUSTOMFORECASTMEASURES2015-Rev00-Msr023 | System | Commercial | NON_res:DEER:HVAC_Split-Package_AC | TRUE |  |  | Site | RET | 20604 | 7314.51 | 0 | 0 | 0 | 13289.49 | 62213 |  | kWh | 1.18 | 881 | Commercial |  | Winter Only | [6 empty] | Small Boilers (<100 MMBtu/hr Heat Input):Uncontrolled | 14.5897 | 0.6 | 0.6 | 0.6 |  |  |  | 0.9 | [6 empty] | 0% | 0% | 0% | 0 | 0 | 150 | 0 | 0 | 0 | 0 | 0 | 0 | 0 | 0 | 2013 Qtr 1: 0; 2013 Qtr 2: 0; 2013 Qtr 3: 0; 2013 Qtr 4: 0; 2014 Qtr 1: 0; 2014 Qtr 2: 0; 2014 Qtr 3: 0; 2014 Qtr 4: 0; 2015 Qtr 1: 37.5; 2015 Qtr 2: 37.5; 2015 Qtr 3: 37.5; 2015 Qtr 4: 37.5 | 150
0000_TotalPortfolio | 462673-HVAC Distribution | SDGECUSTOMFORECASTMEASURES2015-Rev00-Msr024 | System | Commercial | NON_res:DEER:HVAC_Split-Package_AC | TRUE |  |  | Site | RET | 142986.6341 | 63450.32 | 0 | 0 | 0 | 79536.3141 | 136386 |  | kWh | 15.42 | -328 | Commercial |  | Winter Only | [6 empty] | Small Boilers (<100 MMBtu/hr Heat Input):Uncontrolled | 12.146 | 0.6 | 0.6 | 0.6 |  |  |  | 0.9 | [6 empty] | 0% | 0% | 0% | 0 | 0 | 10 | 0 | 0 | 0 | 0 | 0 | 0 | 0 | 0 | 2013 Qtr 1: 0; 2013 Qtr 2: 0; 2013 Qtr 3: 0; 2013 Qtr 4: 0; 2014 Qtr 1: 0; 2014 Qtr 2: 0; 2014 Qtr 3: 0; 2014 Qtr 4: 0; 2015 Qtr 1: 2.5; 2015 Qtr 2: 2.5; 2015 Qtr 3: 2.5; 2015 Qtr 4: 2.5 | 10
0000_TotalPortfolio | 462674-HVAC DXAC/HP_equip | SDGECUSTOMFORECASTMEASURES2015-Rev00-Msr025 | System | Commercial | NON_res:DEER:HVAC_Split-Package_AC | TRUE |  |  | Site | ROB | 54992.7273 | 38544.84 | 0 | 0 | 0 | 16447.8873 | 38111 |  | kWh | 8.32 | 2366 | Commercial |  | Winter Only | [6 empty] | Small Boilers (<100 MMBtu/hr Heat Input):Uncontrolled | 15 | 0.6 | 0.6 | 0.6 |  |  |  | 0.9 | [6 empty] | 0% | 0% | 0% | 0 | 0 | 8.5 | 0 | 0 | 0 | 0 | 0 | 0 | 0 | 0 | 2013 Qtr 1: 0; 2013 Qtr 2: 0; 2013 Qtr 3: 0; 2013 Qtr 4: 0; 2014 Qtr 1: 0; 2014 Qtr 2: 0; 2014 Qtr 3: 0; 2014 Qtr 4: 0; 2015 Qtr 1: 2.125; 2015 Qtr 2: 2.125; 2015 Qtr 3: 2.125; 2015 Qtr 4: 2.125 | 8.5
0000_TotalPortfolio | 462681-Retro Commissioning (Typical Site) | SDGECUSTOMFORECASTMEASURES2015-Rev00-Msr016 | System | Commercial | 35-OTI-OtherIndustrial-PROC_OTH | TRUE |  |  | Site | RET | 100632.2692 | 71449 | 0 | 0 | 0 | 29183.2692 | 154859 |  | kWh | 4.23 | 21718 | Commercial |  | Winter Only | [6 empty] | Small Boilers (<100 MMBtu/hr Heat Input):Uncontrolled | 11.9231 | 0.8 | 0.82 | 0.8 |  |  |  | 0.9 | [6 empty] | 0% | 0% | 0% | 0 | 0 | 42 | 0 | 0 | 0 | 0 | 0 | 0 | 0 | 0 | 2013 Qtr 1: 0; 2013 Qtr 2: 0; 2013 Qtr 3: 0; 2013 Qtr 4: 0; 2014 Qtr 1: 0; 2014 Qtr 2: 0; 2014 Qtr 3: 0; 2014 Qtr 4: 0; 2015 Qtr 1: 10.5; 2015 Qtr 2: 10.5; 2015 Qtr 3: 10.5; 2015 Qtr 4: 10.5 | 42
0000_TotalPortfolio | 462675-HVAC Systems | SDGECUSTOMFORECASTMEASURES2015-Rev00-Msr001 | System | Commercial | NON_res:DEER:HVAC_Split-Package_AC | TRUE |  |  | Site | NEW | 19296.68 | 12546.02 | 0 | 0 | 0 | 6750.66 | 58062 |  | kWh | 38.36 | 48 | Commercial |  | Winter Only | [6 empty] | Small Boilers (<100 MMBtu/hr Heat Input):Uncontrolled | 20 | 0.6 | 0.6 | 0.6 |  |  |  | 0.9 | [6 empty] | 0% | 0% | 0% | 0 | 0 | 2.99 | 0 | 0 | 0 | 0 | 0 | 0 | 0 | 0 | 2013 Qtr 1: 0; 2013 Qtr 2: 0; 2013 Qtr 3: 0; 2013 Qtr 4: 0; 2014 Qtr 1: 0; 2014 Qtr 2: 0; 2014 Qtr 3: 0; 2014 Qtr 4: 0; 2015 Qtr 1: 0.7475; 2015 Qtr 2: 0.7475; 2015 Qtr 3: 0.7475; 2015 Qtr 4: 0.7475 | 2.99
0000_TotalPortfolio | 462676-Interior Lighting Systems | SDGECUSTOMFORECASTMEASURES2015-Rev00-Msr002 | System | Commercial | NON_res:DEER:Indoor_Non-CFL_Ltg | TRUE |  |  | Site | NEW | 17652.65 | 4633.74 | 0 | 0 | 0 | 13018.91 | 77947 |  | kWh | 19.65 | -144 | Commercial |  | Winter Only | [6 empty] | Small Boilers (<100 MMBtu/hr Heat Input):Uncontrolled | 15 | 0.6 | 0.6 | 0.6 |  |  |  | 0.9 | [6 empty] | 0% | 0% | 0% | 0 | 0 | 4.49 | 0 | 0 | 0 | 0 | 0 | 0 | 0 | 0 | 2013 Qtr 1: 0; 2013 Qtr 2: 0; 2013 Qtr 3: 0; 2013 Qtr 4: 0; 2014 Qtr 1: 0; 2014 Qtr 2: 0; 2014 Qtr 3: 0; 2014 Qtr 4: 0; 2015 Qtr 1: 1.1225; 2015 Qtr 2: 1.1225; 2015 Qtr 3: 1.1225; 2015 Qtr 4: 1.1225 | 4.49
0000_TotalPortfolio | 462677-Other Systems | SDGECUSTOMFORECASTMEASURES2015-Rev00-Msr003 | System | Commercial | NON_res:DEER:HVAC_Split-Package_AC | TRUE |  |  | Site | NEW | 44247.2013 | 29220.13 | 0 | 0 | 0 | 15027.0713 | 133137 |  | kWh | 15.1 | 4510 | Commercial |  | Winter Only | [6 empty] | Small Boilers (<100 MMBtu/hr Heat Input):Uncontrolled | 15 | 0.6 | 0.6 | 0.6 |  |  |  | 0.9 | [6 empty] | 0% | 0% | 0% | 0 | 0 | 8.98 | 0 | 0 | 0 | 0 | 0 | 0 | 0 | 0 | 2013 Qtr 1: 0; 2013 Qtr 2: 0; 2013 Qtr 3: 0; 2013 Qtr 4: 0; 2014 Qtr 1: 0; 2014 Qtr 2: 0; 2014 Qtr 3: 0; 2014 Qtr 4: 0; 2015 Qtr 1: 2.245; 2015 Qtr 2: 2.245; 2015 Qtr 3: 2.245; 2015 Qtr 4: 2.245 | 8.98
0000_TotalPortfolio | 462678-Refrigeration Systems | SDGECUSTOMFORECASTMEASURES2015-Rev00-Msr004 | System | Commercial | 01-ALC-AllCommercial-Refrig | TRUE |  |  | Site | NEW | 22867.3 | 20528 | 0 | 0 | 0 | 2339.3 | 150887 |  | kWh | 7.5 | 2757 | Commercial |  | Winter Only | [6 empty] | Small Boilers (<100 MMBtu/hr Heat Input):Uncontrolled | 15 | 0.6 | 0.6 | 0.6 |  |  |  | 0.9 | [6 empty] | 0% | 0% | 0% | 0 | 0 | 2.25 | 0 | 0 | 0 | 0 | 0 | 0 | 0 | 0 | 2013 Qtr 1: 0; 2013 Qtr 2: 0; 2013 Qtr 3: 0; 2013 Qtr 4: 0; 2014 Qtr 1: 0; 2014 Qtr 2: 0; 2014 Qtr 3: 0; 2014 Qtr 4: 0; 2015 Qtr 1: 0.5625; 2015 Qtr 2: 0.5625; 2015 Qtr 3: 0.5625; 2015 Qtr 4: 0.5625 | 2.25
0000_TotalPortfolio | 462679-Whole Bldg - All Enduses | SDGECUSTOMFORECASTMEASURES2015-Rev00-Msr005 | System | Commercial | NON_res:DEER:HVAC_Split-Package_AC | TRUE |  |  | Site | NEW | 54706.06 | 31127.76 | 0 | 0 | 0 | 23578.3 | 172568 |  | kWh | 51.76 | -45 | Commercial |  | Winter Only | [6 empty] | Small Boilers (<100 MMBtu/hr Heat Input):Uncontrolled | 15 | 0.6 | 0.6 | 0.6 |  |  |  | 0.9 | [6 empty] | 0% | 0% | 0% | 0 | 0 | 66.23 | 0 | 0 | 0 | 0 | 0 | 0 | 0 | 0 | 2013 Qtr 1: 0; 2013 Qtr 2: 0; 2013 Qtr 3: 0; 2013 Qtr 4: 0; 2014 Qtr 1: 0; 2014 Qtr 2: 0; 2014 Qtr 3: 0; 2014 Qtr 4: 0; 2015 Qtr 1: 16.5575; 2015 Qtr 2: 16.5575; 2015 Qtr 3: 16.5575; 2015 Qtr 4: 16.5575 | 66.23
0000_TotalPortfolio | 462680-Design Team & other Incentives | SDGECUSTOMFORECASTMEASURES2015-Rev00-Msr006 | System | Commercial | NON_res:DEER:HVAC_Split-Package_AC | TRUE |  |  | Site | NEW |  | 16111.3 | 0 | 0 | 0 | -16111.3 | 0 |  | kWh | 0 | 0 | Commercial |  | Winter Only | [6 empty] | Small Boilers (<100 MMBtu/hr Heat Input):Uncontrolled | 0 | 1 | 1 | 1 |  |  |  | 0.9 | [6 empty] | 0% | 0% | 0% | 0 | 0 | 41.53 | 0 | 0 | 0 | 0 | 0 | 0 | 0 | 0 | 2013 Qtr 1: 0; 2013 Qtr 2: 0; 2013 Qtr 3: 0; 2013 Qtr 4: 0; 2014 Qtr 1: 0; 2014 Qtr 2: 0; 2014 Qtr 3: 0; 2014 Qtr 4: 0; 2015 Qtr 1: 10.3825; 2015 Qtr 2: 10.3825; 2015 Qtr 3: 10.3825; 2015 Qtr 4: 10.3825 | 41.53
0000_TotalPortfolio | 401064-Agriculture - Low Pressure Sprinkler Nozzles (per nozzle) | WPSPGENRAG0002-Rev01-Msr001 | System | Commercial | 35-OTI-OtherIndustrial-PROC_OTH | TRUE |  |  | Nozzle | RET | 1.49 | 1.15 | 0 | 0 | 0 | 0.34 | 7.5 |  | kWh | 0.006 | 0 | Commercial |  | Winter Only | [6 empty] | Small Boilers (<100 MMBtu/hr Heat Input):Uncontrolled | 20 | 0.6 | 0.6 | 0.6 | [10 empty] | 0% | 0% | 0% | 0 | 0 | 399 | 0 | 0 | 0 | 0 | 0 | 0 | 0 | 0 | 2013 Qtr 1: 0; 2013 Qtr 2: 0; 2013 Qtr 3: 0; 2013 Qtr 4: 0; 2014 Qtr 1: 0; 2014 Qtr 2: 0; 2014 Qtr 3: 0; 2014 Qtr 4: 0; 2015 Qtr 1: 99.75; 2015 Qtr 2: 99.75; 2015 Qtr 3: 99.75; 2015 Qtr 4: 99.75 | 399
0000_TotalPortfolio | 402001-Food Service - Hot Food Holding Cabinet-Full-Size | WPSDGENRCC0018-Rev00-Msr001 | System | Commercial | 35-OTI-OtherIndustrial-PROC_OTH | TRUE |  |  | Unit | ROB | 1892 | 300 | 0 | 0 | 0 | 1592 | 2190 |  | kWh | 0.36 | 0 | Commercial |  | Winter Only | [6 empty] | Small Boilers (<100 MMBtu/hr Heat Input):Uncontrolled | 12 | 0.6 | 0.6 | 0.6 | [10 empty] | 0% | 0% | 0% | 0 | 0 | 1 | 0 | 0 | 0 | 0 | 0 | 0 | 0 | 0 | 2013 Qtr 1: 0; 2013 Qtr 2: 0; 2013 Qtr 3: 0; 2013 Qtr 4: 0; 2014 Qtr 1: 0; 2014 Qtr 2: 0; 2014 Qtr 3: 0; 2014 Qtr 4: 0; 2015 Qtr 1: 0.25; 2015 Qtr 2: 0.25; 2015 Qtr 3: 0.25; 2015 Qtr 4: 0.25 | 1
0000_TotalPortfolio | 402003-Food Service - Hot Food Holding Cabinet-Half-Size | WPSDGENRCC0018-Rev00-Msr002 | System | Commercial | 35-OTI-OtherIndustrial-PROC_OTH | TRUE |  |  | Unit | ROB | 707 | 200 | 0 | 0 | 0 | 507 | 1095 |  | kWh | 0.18 | 0 | Commercial |  | Winter Only | [6 empty] | Small Boilers (<100 MMBtu/hr Heat Input):Uncontrolled | 12 | 0.6 | 0.6 | 0.6 | [10 empty] | 0% | 0% | 0% | 0 | 0 | 11 | 0 | 0 | 0 | 0 | 0 | 0 | 0 | 0 | 2013 Qtr 1: 0; 2013 Qtr 2: 0; 2013 Qtr 3: 0; 2013 Qtr 4: 0; 2014 Qtr 1: 0; 2014 Qtr 2: 0; 2014 Qtr 3: 0; 2014 Qtr 4: 0; 2015 Qtr 1: 2.75; 2015 Qtr 2: 2.75; 2015 Qtr 3: 2.75; 2015 Qtr 4: 2.75 | 11
0000_TotalPortfolio | 402005-Food Service - Commercial Gas Fryer | WPSDGENRCC0014-Rev03-Msr004 | System | Commercial | 35-OTI-OtherIndustrial-PROC_OTH | TRUE |  |  | Vat | ROB | 1008 | 749 | 0 | 0 | 0 | 259 | 0 |  | kWh | 0 | 809 | Commercial |  | Winter Only | [6 empty] | Small Boilers (<100 MMBtu/hr Heat Input):Uncontrolled | 12 | 0.6 | 0.6 | 0.6 | [10 empty] | 0% | 0% | 0% | 0 | 0 | 55 | 0 | 0 | 0 | 0 | 0 | 0 | 0 | 0 | 2013 Qtr 1: 0; 2013 Qtr 2: 0; 2013 Qtr 3: 0; 2013 Qtr 4: 0; 2014 Qtr 1: 0; 2014 Qtr 2: 0; 2014 Qtr 3: 0; 2014 Qtr 4: 0; 2015 Qtr 1: 13.75; 2015 Qtr 2: 13.75; 2015 Qtr 3: 13.75; 2015 Qtr 4: 13.75 | 55
0000_TotalPortfolio | 402007-Food Service-Commercial Gas Large Vat Fryer, Cooking Efficiency >= 50% | WPSDGENRCC0014-Rev03-Msr002 | System | Commercial | 35-OTI-OtherIndustrial-PROC_OTH | TRUE |  |  | Vat | ROB | 1008 | 749 | 0 | 0 | 0 | 259 | 0 |  | kWh | 0 | 809 | Commercial |  | Winter Only | [6 empty] | Small Boilers (<100 MMBtu/hr Heat Input):Uncontrolled | 12 | 0.6 | 0.6 | 0.6 | [10 empty] | 0% | 0% | 0% | 0 | 0 | 9 | 0 | 0 | 0 | 0 | 0 | 0 | 0 | 0 | 2013 Qtr 1: 0; 2013 Qtr 2: 0; 2013 Qtr 3: 0; 2013 Qtr 4: 0; 2014 Qtr 1: 0; 2014 Qtr 2: 0; 2014 Qtr 3: 0; 2014 Qtr 4: 0; 2015 Qtr 1: 2.25; 2015 Qtr 2: 2.25; 2015 Qtr 3: 2.25; 2015 Qtr 4: 2.25 | 9
0000_TotalPortfolio | 402008-Ice Machines 301-400 - Energy Star | WPSDGENRCC0004-Rev02-Msr003 | System | Commercial | 01-ALC-AllCommercial-Refrig | TRUE |  |  | Unit | ROB | 281 | 75 | 0 | 0 | 0 | 206 | 685 |  | kWh | 0.07 | 0 | Commercial |  | Winter Only | [6 empty] | Small Boilers (<100 MMBtu/hr Heat Input):Uncontrolled | 10 | 0.6 | 0.6 | 0.6 | [10 empty] | 0% | 0% | 0% | 0 | 0 | 1 | 0 | 0 | 0 | 0 | 0 | 0 | 0 | 0 | 2013 Qtr 1: 0; 2013 Qtr 2: 0; 2013 Qtr 3: 0; 2013 Qtr 4: 0; 2014 Qtr 1: 0; 2014 Qtr 2: 0; 2014 Qtr 3: 0; 2014 Qtr 4: 0; 2015 Qtr 1: 0.25; 2015 Qtr 2: 0.25; 2015 Qtr 3: 0.25; 2015 Qtr 4: 0.25 | 1
0000_TotalPortfolio | 402015-Ice Machines 301-400 - CEE Tier III | WPSDGENRCC0004-Rev02-Msr010 | System | Commercial | 01-ALC-AllCommercial-Refrig | TRUE |  |  | Unit | RET | 3711 | 150 | 0 | 0 | 0 | 3561 | 1040 |  | kWh | 0.119 | 0 | Commercial |  | Winter Only | [6 empty] | Small Boilers (<100 MMBtu/hr Heat Input):Uncontrolled | 12 | 0.6 | 0.6 | 0.6 | [10 empty] | 0% | 0% | 0% | 0 | 0 | 3 | 0 | 0 | 0 | 0 | 0 | 0 | 0 | 0 | 2013 Qtr 1: 0; 2013 Qtr 2: 0; 2013 Qtr 3: 0; 2013 Qtr 4: 0; 2014 Qtr 1: 0; 2014 Qtr 2: 0; 2014 Qtr 3: 0; 2014 Qtr 4: 0; 2015 Qtr 1: 0.75; 2015 Qtr 2: 0.75; 2015 Qtr 3: 0.75; 2015 Qtr 4: 0.75 | 3
0000_TotalPortfolio | 402017-Ice Machines 501-1000 - CEE Tier III | WPSDGENRCC0004-Rev02-Msr012 | System | Commercial | 01-ALC-AllCommercial-Refrig | TRUE |  |  | Unit | ROB | 586 | 250 | 0 | 0 | 0 | 336 | 1807 |  | kWh | 0.206 | 0 | Commercial |  | Winter Only | [6 empty] | Small Boilers (<100 MMBtu/hr Heat Input):Uncontrolled | 10 | 0.6 | 0.6 | 0.6 | [10 empty] | 0% | 0% | 0% | 0 | 0 | 1 | 0 | 0 | 0 | 0 | 0 | 0 | 0 | 0 | 2013 Qtr 1: 0; 2013 Qtr 2: 0; 2013 Qtr 3: 0; 2013 Qtr 4: 0; 2014 Qtr 1: 0; 2014 Qtr 2: 0; 2014 Qtr 3: 0; 2014 Qtr 4: 0; 2015 Qtr 1: 0.25; 2015 Qtr 2: 0.25; 2015 Qtr 3: 0.25; 2015 Qtr 4: 0.25 | 1
0000_TotalPortfolio | 402018-Ice Machines 1001-1500 - CEE Tier III | WPSDGENRCC0004-Rev02-Msr014 | System | Commercial | 01-ALC-AllCommercial-Refrig | TRUE |  |  | Unit | ROB | 1333 | 400 | 0 | 0 | 0 | 933 | 3641 |  | kWh | 0.416 | 0 | Commercial |  | Winter Only | [6 empty] | Small Boilers (<100 MMBtu/hr Heat Input):Uncontrolled | 10 | 0.6 | 0.6 | 0.6 | [10 empty] | 0% | 0% | 0% | 0 | 0 | 4 | 0 | 0 | 0 | 0 | 0 | 0 | 0 | 0 | 2013 Qtr 1: 0; 2013 Qtr 2: 0; 2013 Qtr 3: 0; 2013 Qtr 4: 0; 2014 Qtr 1: 0; 2014 Qtr 2: 0; 2014 Qtr 3: 0; 2014 Qtr 4: 0; 2015 Qtr 1: 1; 2015 Qtr 2: 1; 2015 Qtr 3: 1; 2015 Qtr 4: 1 | 4
0000_TotalPortfolio | 402022-Food Service - Griddle-Electric | WPSDGENRCC0016-Rev00-Msr001 | System | Commercial | 35-OTI-OtherIndustrial-PROC_OTH | TRUE |  |  | Unit | ROB | 774 | 300 | 0 | 0 | 0 | 474 | 3978 |  | kWh | 0.9 | 0 | Commercial |  | Winter Only | [6 empty] | Small Boilers (<100 MMBtu/hr Heat Input):Uncontrolled | 12 | 0.6 | 0.6 | 0.6 | [10 empty] | 0% | 0% | 0% | 0 | 0 | 15 | 0 | 0 | 0 | 0 | 0 | 0 | 0 | 0 | 2013 Qtr 1: 0; 2013 Qtr 2: 0; 2013 Qtr 3: 0; 2013 Qtr 4: 0; 2014 Qtr 1: 0; 2014 Qtr 2: 0; 2014 Qtr 3: 0; 2014 Qtr 4: 0; 2015 Qtr 1: 3.75; 2015 Qtr 2: 3.75; 2015 Qtr 3: 3.75; 2015 Qtr 4: 3.75 | 15
0000_TotalPortfolio | 402025-Food Service - Combination Oven-Gas | WPSDGENRCC0005-Rev03-Msr002 | System | Commercial | 35-OTI-OtherIndustrial-PROC_OTH | TRUE |  |  | Unit | ROB | 5717 | 750 | 0 | 0 | 0 | 4967 | 0 |  | kWh | 0 | 403 | Commercial |  | Annual | [6 empty] | Small Boilers (<100 MMBtu/hr Heat Input):Uncontrolled | 12 | 0.6 | 0.6 | 0.6 | [10 empty] | 0% | 0% | 0% | 0 | 0 | 5 | 0 | 0 | 0 | 0 | 0 | 0 | 0 | 0 | 2013 Qtr 1: 0; 2013 Qtr 2: 0; 2013 Qtr 3: 0; 2013 Qtr 4: 0; 2014 Qtr 1: 0; 2014 Qtr 2: 0; 2014 Qtr 3: 0; 2014 Qtr 4: 0; 2015 Qtr 1: 1.25; 2015 Qtr 2: 1.25; 2015 Qtr 3: 1.25; 2015 Qtr 4: 1.25 | 5
0000_TotalPortfolio | 402026-Food Service - Convection Oven-Electric | WPSDGENRCC0006-Rev02-Msr002 | System | Commercial | 35-OTI-OtherIndustrial-PROC_OTH | TRUE |  |  | Unit | ROB | 1007 | 350 | 0 | 0 | 0 | 657 | 2774 |  | kWh | 0.57 | 0 | Commercial |  | Winter Only | [6 empty] | Small Boilers (<100 MMBtu/hr Heat Input):Uncontrolled | 12 | 0.6 | 0.6 | 0.6 | [10 empty] | 0% | 0% | 0% | 0 | 0 | 21 | 0 | 0 | 0 | 0 | 0 | 0 | 0 | 0 | 2013 Qtr 1: 0; 2013 Qtr 2: 0; 2013 Qtr 3: 0; 2013 Qtr 4: 0; 2014 Qtr 1: 0; 2014 Qtr 2: 0; 2014 Qtr 3: 0; 2014 Qtr 4: 0; 2015 Qtr 1: 5.25; 2015 Qtr 2: 5.25; 2015 Qtr 3: 5.25; 2015 Qtr 4: 5.25 | 21
0000_TotalPortfolio | 402027-Food Service - Convection Oven-Gas | WPSDGENRCC0006-Rev02-Msr005 | System | Commercial | 35-OTI-OtherIndustrial-PROC_OTH | TRUE |  |  | Unit | ROB | 1177 | 500 | 0 | 0 | 0 | 677 | 0 |  | kWh | 0 | 357 | Commercial |  | Winter Only | [6 empty] | Small Boilers (<100 MMBtu/hr Heat Input):Uncontrolled | 12 | 0.6 | 0.6 | 0.6 | [10 empty] | 0% | 0% | 0% | 0 | 0 | 18 | 0 | 0 | 0 | 0 | 0 | 0 | 0 | 0 | 2013 Qtr 1: 0; 2013 Qtr 2: 0; 2013 Qtr 3: 0; 2013 Qtr 4: 0; 2014 Qtr 1: 0; 2014 Qtr 2: 0; 2014 Qtr 3: 0; 2014 Qtr 4: 0; 2015 Qtr 1: 4.5; 2015 Qtr 2: 4.5; 2015 Qtr 3: 4.5; 2015 Qtr 4: 4.5 | 18
0000_TotalPortfolio | 402029-Food Service-Commercial Gas Rack Oven- Double, Cooking Efficiency >= 50% | WPSDGENRCC0011-Rev01-Msr002 | System | Commercial | 35-OTI-OtherIndustrial-PROC_OTH | TRUE |  |  | Unit | ROB | 5187 | 2000 | 0 | 0 | 0 | 3187 | 0 |  | kWh | 0 | 2104 | Commercial |  | Annual | [6 empty] | Small Boilers (<100 MMBtu/hr Heat Input):Uncontrolled | 12 | 0.6 | 0.6 | 0.6 | [10 empty] | 0% | 0% | 0% | 0 | 0 | 2 | 0 | 0 | 0 | 0 | 0 | 0 | 0 | 0 | 2013 Qtr 1: 0; 2013 Qtr 2: 0; 2013 Qtr 3: 0; 2013 Qtr 4: 0; 2014 Qtr 1: 0; 2014 Qtr 2: 0; 2014 Qtr 3: 0; 2014 Qtr 4: 0; 2015 Qtr 1: 0.5; 2015 Qtr 2: 0.5; 2015 Qtr 3: 0.5; 2015 Qtr 4: 0.5 | 2
0000_TotalPortfolio | 402032-Ventilation Control - Retrofit | WPSDGENRCC0019-Rev00-Msr001 | System | Commercial | NON_res:DEER:HVAC_Split-Package_AC | TRUE |  |  | HP | RET | 1988 | 350 | 0 | 0 | 0 | 1638 | 4486 |  | kWh | 0.76 | 0 | Commercial |  | Winter Only | [6 empty] | Small Boilers (<100 MMBtu/hr Heat Input):Uncontrolled | 15 | 0.6 | 0.6 | 0.6 | [10 empty] | 0% | 0% | 0% | 0 | 0 | 73 | 0 | 0 | 0 | 0 | 0 | 0 | 0 | 0 | 2013 Qtr 1: 0; 2013 Qtr 2: 0; 2013 Qtr 3: 0; 2013 Qtr 4: 0; 2014 Qtr 1: 0; 2014 Qtr 2: 0; 2014 Qtr 3: 0; 2014 Qtr 4: 0; 2015 Qtr 1: 18.25; 2015 Qtr 2: 18.25; 2015 Qtr 3: 18.25; 2015 Qtr 4: 18.25 | 73
0000_TotalPortfolio | 402033-Ventilation Control- New | WPSDGENRCC0019-Rev00-Msr002 | System | Commercial | NON_res:DEER:HVAC_Split-Package_AC | TRUE |  |  | HP | RET | 994 | 350 | 0 | 0 | 0 | 644 | 4486 |  | kWh | 0.76 | 0 | Commercial |  | Winter Only | [6 empty] | Small Boilers (<100 MMBtu/hr Heat Input):Uncontrolled | 15 | 0.6 | 0.6 | 0.6 | [10 empty] | 0% | 0% | 0% | 0 | 0 | 13 | 0 | 0 | 0 | 0 | 0 | 0 | 0 | 0 | 2013 Qtr 1: 0; 2013 Qtr 2: 0; 2013 Qtr 3: 0; 2013 Qtr 4: 0; 2014 Qtr 1: 0; 2014 Qtr 2: 0; 2014 Qtr 3: 0; 2014 Qtr 4: 0; 2015 Qtr 1: 3.25; 2015 Qtr 2: 3.25; 2015 Qtr 3: 3.25; 2015 Qtr 4: 3.25 | 13
0000_TotalPortfolio | 402034-Water Heating - HE Storage Water Heater | NG-WtrHt-SmlStrg-Gas-lte75kBtuh-50G-0p62EF | System | Commercial | 35-OTI-OtherIndustrial-PROC_OTH | TRUE |  |  | Mbtuh | ROB | 2.9 | 2 | 0 | 0 | 0 | 0.9 | 0.024 |  | kWh | 8.16e-06 | 0.444 | Commercial |  | Annual |  | 2.9 |  |  |  |  | Small Boilers (<100 MMBtu/hr Heat Input):Uncontrolled | 15 | 0.6 | 0.6 | 0.6 | [10 empty] | 0% | 0% | 0% | 0 | 0 | 527 | 0 | 0 | 0 | 0 | 0 | 0 | 0 | 0 | 2013 Qtr 1: 0; 2013 Qtr 2: 0; 2013 Qtr 3: 0; 2013 Qtr 4: 0; 2014 Qtr 1: 0; 2014 Qtr 2: 0; 2014 Qtr 3: 0; 2014 Qtr 4: 0; 2015 Qtr 1: 131.75; 2015 Qtr 2: 131.75; 2015 Qtr 3: 131.75; 2015 Qtr 4: 131.75 | 527
0000_TotalPortfolio | 402037-Heating - Space Heating Boilers - Large | WPSDGENRHC1061-Rev00-Msr002 | System | Commercial | NON_res:DEER:HVAC_Split-Package_AC | TRUE |  |  | Mbtuh | ROB | 2.99 | 0.25 | 0 | 0 | 0 | 2.74 | 0 |  | kWh | 0 | 0.85777 | Commercial |  | Winter Only | [6 empty] | Small Boilers (<100 MMBtu/hr Heat Input):Uncontrolled | 20 | 0.6 | 0.6 | 0.6 | [10 empty] | 0% | 0% | 0% | 0 | 0 | 661 | 0 | 0 | 0 | 0 | 0 | 0 | 0 | 0 | 2013 Qtr 1: 0; 2013 Qtr 2: 0; 2013 Qtr 3: 0; 2013 Qtr 4: 0; 2014 Qtr 1: 0; 2014 Qtr 2: 0; 2014 Qtr 3: 0; 2014 Qtr 4: 0; 2015 Qtr 1: 165.25; 2015 Qtr 2: 165.25; 2015 Qtr 3: 165.25; 2015 Qtr 4: 165.25 | 661
0000_TotalPortfolio | 402038-Water Heating -Commercial Boiler | WPSDGENRWH1207-Rev00-Msr001 | System | Commercial | 35-OTI-OtherIndustrial-PROC_OTH | TRUE |  |  | Mbtuh | ROB | 0.61 | 0.5 | 0 | 0 | 0 | 0.11 | 0 |  | kWh | 0 | 0.83682 | Commercial |  | Annual | [6 empty] | Small Boilers (<100 MMBtu/hr Heat Input):Uncontrolled | 20 | 0.6 | 0.6 | 0.6 | [10 empty] | 0% | 0% | 0% | 0 | 0 | 3792 | 0 | 0 | 0 | 0 | 0 | 0 | 0 | 0 | 2013 Qtr 1: 0; 2013 Qtr 2: 0; 2013 Qtr 3: 0; 2013 Qtr 4: 0; 2014 Qtr 1: 0; 2014 Qtr 2: 0; 2014 Qtr 3: 0; 2014 Qtr 4: 0; 2015 Qtr 1: 948; 2015 Qtr 2: 948; 2015 Qtr 3: 948; 2015 Qtr 4: 948 | 3792
0000_TotalPortfolio | 402039-Water Heating -Instantaneous - Gas <=200MBtuh | NG-WtrHt-SmlInst-Gas-lte75kBtuh-lt2G-0p82EF | System | Commercial | 35-OTI-OtherIndustrial-PROC_OTH | TRUE |  |  | Mbtuh | ROB | 5.62 | 2 | 0 | 0 | 0 | 3.62 | 0.106 |  | kWh | 3.97e-05 | 2.1 | Commercial |  | Annual |  | 5.62 |  |  |  |  | Small Boilers (<100 MMBtu/hr Heat Input):Uncontrolled | 20 | 0.6 | 0.6 | 0.6 | [10 empty] | 0% | 0% | 0% | 0 | 0 | 159 | 0 | 0 | 0 | 0 | 0 | 0 | 0 | 0 | 2013 Qtr 1: 0; 2013 Qtr 2: 0; 2013 Qtr 3: 0; 2013 Qtr 4: 0; 2014 Qtr 1: 0; 2014 Qtr 2: 0; 2014 Qtr 3: 0; 2014 Qtr 4: 0; 2015 Qtr 1: 39.75; 2015 Qtr 2: 39.75; 2015 Qtr 3: 39.75; 2015 Qtr 4: 39.75 | 159
0000_TotalPortfolio | 402046-Tank Insulation - High Temperature Applic. (LF) 2 in | WPSDGENRWH0013-Rev00-Msr004 | System | Commercial | 35-OTI-OtherIndustrial-PROC_OTH | TRUE |  |  | Sq Ft | ROB | 8.94 | 4 | 0 | 0 | 0 | 4.94 | 0 |  | kWh | 0 | 27.4444 | Commercial |  | Annual | [6 empty] | Small Boilers (<100 MMBtu/hr Heat Input):Uncontrolled | 11 | 0.6 | 0.6 | 0.6 | [10 empty] | 0% | 0% | 0% | 0 | 0 | 919 | 0 | 0 | 0 | 0 | 0 | 0 | 0 | 0 | 2013 Qtr 1: 0; 2013 Qtr 2: 0; 2013 Qtr 3: 0; 2013 Qtr 4: 0; 2014 Qtr 1: 0; 2014 Qtr 2: 0; 2014 Qtr 3: 0; 2014 Qtr 4: 0; 2015 Qtr 1: 229.75; 2015 Qtr 2: 229.75; 2015 Qtr 3: 229.75; 2015 Qtr 4: 229.75 | 919
0000_TotalPortfolio | 402050-High Efficiency Clothes Washer, CEE Tier 3 Models | WPSDGEREWH0011-Rev00-Msr002 | System | Commercial | 35-OTI-OtherIndustrial-PROC_OTH | TRUE |  |  | Unit | ROB | 147.69 | 75 | 0 | 0 | 0 | 72.69 | 0 |  | kWh | 0 | 12.9 | Commercial |  | Winter Only | [6 empty] | Small Boilers (<100 MMBtu/hr Heat Input):Uncontrolled | 11 | 0.6 | 0.6 | 0.6 | [10 empty] | 0% | 0% | 0% | 0 | 0 | 1 | 0 | 0 | 0 | 0 | 0 | 0 | 0 | 0 | 2013 Qtr 1: 0; 2013 Qtr 2: 0; 2013 Qtr 3: 0; 2013 Qtr 4: 0; 2014 Qtr 1: 0; 2014 Qtr 2: 0; 2014 Qtr 3: 0; 2014 Qtr 4: 0; 2015 Qtr 1: 0.25; 2015 Qtr 2: 0.25; 2015 Qtr 3: 0.25; 2015 Qtr 4: 0.25 | 1
0000_TotalPortfolio | 402051-Steam Trap Replacement, Commercial operating system <12 hrs/day, Dry Cleaners excluded | WPSDGENRWH0010-Rev00-Msr001 | System | Commercial | 35-OTI-OtherIndustrial-PROC_OTH | TRUE |  |  | Unit | ROB | 233 | 100 | 0 | 0 | 0 | 133 | 0 |  | kWh | 0 | 129.6498 | Commercial |  | Annual | [6 empty] | Small Boilers (<100 MMBtu/hr Heat Input):Uncontrolled | 6 | 0.6 | 0.6 | 0.6 | [10 empty] | 0% | 0% | 0% | 0 | 0 | 33 | 0 | 0 | 0 | 0 | 0 | 0 | 0 | 0 | 2013 Qtr 1: 0; 2013 Qtr 2: 0; 2013 Qtr 3: 0; 2013 Qtr 4: 0; 2014 Qtr 1: 0; 2014 Qtr 2: 0; 2014 Qtr 3: 0; 2014 Qtr 4: 0; 2015 Qtr 1: 8.25; 2015 Qtr 2: 8.25; 2015 Qtr 3: 8.25; 2015 Qtr 4: 8.25 | 33
0000_TotalPortfolio | 402057-A/C - Reflective Window Film Coastal | Window Film - DEER Unit Adjustment-Rev00-Msr001 | System | Commercial | NON_res:DEER:HVAC_Split-Package_AC | TRUE |  |  | Sqft | RET | 5.64 | 1.35 | 0 | 0 | 0 | 4.29 | 4.93 |  | kWh | 0.00295 | -0.249 | Commercial |  | Winter Only | [6 empty] | Small Boilers (<100 MMBtu/hr Heat Input):Uncontrolled | 10 | 0.6 | 0.6 | 0.6 | [10 empty] | 0% | 0% | 0% | 0 | 0 | 4588 | 0 | 0 | 0 | 0 | 0 | 0 | 0 | 0 | 2013 Qtr 1: 0; 2013 Qtr 2: 0; 2013 Qtr 3: 0; 2013 Qtr 4: 0; 2014 Qtr 1: 0; 2014 Qtr 2: 0; 2014 Qtr 3: 0; 2014 Qtr 4: 0; 2015 Qtr 1: 1147; 2015 Qtr 2: 1147; 2015 Qtr 3: 1147; 2015 Qtr 4: 1147 | 4588
0000_TotalPortfolio | 402058-A/C - Reflective Window Film Inland | Window Film - DEER Unit Adjustment-Rev00-Msr001 | System | Commercial | NON_res:DEER:HVAC_Split-Package_AC | TRUE |  |  | Sqft | RET | 5.64 | 1.35 | 0 | 0 | 0 | 4.29 | 4.93 |  | kWh | 0.00295 | -0.249 | Commercial |  | Winter Only | [6 empty] | Small Boilers (<100 MMBtu/hr Heat Input):Uncontrolled | 10 | 0.6 | 0.6 | 0.6 | [10 empty] | 0% | 0% | 0% | 0 | 0 | 4258 | 0 | 0 | 0 | 0 | 0 | 0 | 0 | 0 | 2013 Qtr 1: 0; 2013 Qtr 2: 0; 2013 Qtr 3: 0; 2013 Qtr 4: 0; 2014 Qtr 1: 0; 2014 Qtr 2: 0; 2014 Qtr 3: 0; 2014 Qtr 4: 0; 2015 Qtr 1: 1064.5; 2015 Qtr 2: 1064.5; 2015 Qtr 3: 1064.5; 2015 Qtr 4: 1064.5 | 4258
0000_TotalPortfolio | 402060-Motors - VFD - HVAC Fans (per Hp) | D03-051 | System | Commercial | NON_res:DEER:HVAC_Split-Package_AC | TRUE |  |  | HP | RET | 242.61 | 80 | 0 | 0 | 0 | 162.61 | 1190 |  | kWh | 0.206 | -2.14 | Commercial |  | Winter Only | [6 empty] | Small Boilers (<100 MMBtu/hr Heat Input):Uncontrolled | 15 | 0.6 | 0.6 | 0.6 | [10 empty] | 0% | 0% | 0% | 0 | 0 | 209 | 0 | 0 | 0 | 0 | 0 | 0 | 0 | 0 | 2013 Qtr 1: 0; 2013 Qtr 2: 0; 2013 Qtr 3: 0; 2013 Qtr 4: 0; 2014 Qtr 1: 0; 2014 Qtr 2: 0; 2014 Qtr 3: 0; 2014 Qtr 4: 0; 2015 Qtr 1: 52.25; 2015 Qtr 2: 52.25; 2015 Qtr 3: 52.25; 2015 Qtr 4: 52.25 | 209
0000_TotalPortfolio | 402065-Network Power Management Software | WPSDGENROE0001-Rev00-Msr001 | System | Commercial | 35-OTI-OtherIndustrial-PROC_OTH | TRUE |  |  | Unit | RET | 26.76 | 15 | 0 | 0 | 0 | 11.76 | 194.6245 |  | kWh | 0.02073 | 0 | Commercial |  | Winter Only | [6 empty] | Small Boilers (<100 MMBtu/hr Heat Input):Uncontrolled | 5 | 0.6 | 0.6 | 0.6 | [10 empty] | 0% | 0% | 0% | 0 | 0 | 16793 | 0 | 0 | 0 | 0 | 0 | 0 | 0 | 0 | 2013 Qtr 1: 0; 2013 Qtr 2: 0; 2013 Qtr 3: 0; 2013 Qtr 4: 0; 2014 Qtr 1: 0; 2014 Qtr 2: 0; 2014 Qtr 3: 0; 2014 Qtr 4: 0; 2015 Qtr 1: 4198.25; 2015 Qtr 2: 4198.25; 2015 Qtr 3: 4198.25; 2015 Qtr 4: 4198.25 | 16793
0000_TotalPortfolio | 402067-Refrigerator - Early Replacement | Res-Refrig-ARP | System | Commercial | 01-ALC-AllCommercial-Refrig | TRUE |  |  | Unit | RET | 617.81 | 275 | 0 | 0 | 0 | 342.81 | 640 |  | kWh | 0.114 | -13.1 | Commercial |  | Winter Only | [6 empty] | Small Boilers (<100 MMBtu/hr Heat Input):Uncontrolled | 5 | 0.6 | 0.6 | 0.6 | [10 empty] | 0% | 0% | 0% | 0 | 0 | 11 | 0 | 0 | 0 | 0 | 0 | 0 | 0 | 0 | 2013 Qtr 1: 0; 2013 Qtr 2: 0; 2013 Qtr 3: 0; 2013 Qtr 4: 0; 2014 Qtr 1: 0; 2014 Qtr 2: 0; 2014 Qtr 3: 0; 2014 Qtr 4: 0; 2015 Qtr 1: 2.75; 2015 Qtr 2: 2.75; 2015 Qtr 3: 2.75; 2015 Qtr 4: 2.75 | 11
0000_TotalPortfolio | 402135-Food Service - Steamer-Electric | WPSDGENRCC0001-Rev03-Msr001 | System | Commercial | 35-OTI-OtherIndustrial-PROC_OTH | TRUE |  |  | Unit | ROB | 2132 | 1250 | 0 | 0 | 0 | 882 | 30156 |  | kWh | 6.9 | 0 | Commercial |  | Winter Only | [6 empty] | Small Boilers (<100 MMBtu/hr Heat Input):Uncontrolled | 12 | 0.6 | 0.6 | 0.6 | [10 empty] | 0% | 0% | 0% | 0 | 0 | 5 | 0 | 0 | 0 | 0 | 0 | 0 | 0 | 0 | 2013 Qtr 1: 0; 2013 Qtr 2: 0; 2013 Qtr 3: 0; 2013 Qtr 4: 0; 2014 Qtr 1: 0; 2014 Qtr 2: 0; 2014 Qtr 3: 0; 2014 Qtr 4: 0; 2015 Qtr 1: 1.25; 2015 Qtr 2: 1.25; 2015 Qtr 3: 1.25; 2015 Qtr 4: 1.25 | 5
0000_TotalPortfolio | 402136-Food Service - Steamer-Gas | WPSDGENRCC0001-Rev03-Msr002 | System | Commercial | 35-OTI-OtherIndustrial-PROC_OTH | TRUE |  |  | Unit | ROB | 2901 | 2000 | 0 | 0 | 0 | 901 | 0 |  | kWh | 0 | 3707 | Commercial |  | Annual | [6 empty] | Small Boilers (<100 MMBtu/hr Heat Input):Uncontrolled | 12 | 0.6 | 0.6 | 0.6 | [10 empty] | 0% | 0% | 0% | 0 | 0 | 4 | 0 | 0 | 0 | 0 | 0 | 0 | 0 | 0 | 2013 Qtr 1: 0; 2013 Qtr 2: 0; 2013 Qtr 3: 0; 2013 Qtr 4: 0; 2014 Qtr 1: 0; 2014 Qtr 2: 0; 2014 Qtr 3: 0; 2014 Qtr 4: 0; 2015 Qtr 1: 1; 2015 Qtr 2: 1; 2015 Qtr 3: 1; 2015 Qtr 4: 1 | 4
0000_TotalPortfolio | 402140-Lighting - 8 Ft T-8 with Elec. Ballast | WPSDGENRLG0013-Rev05-Msr004 | System | Commercial | NON_res:DEER:Indoor_Non-CFL_Ltg | TRUE |  |  | Fixture | ROB | 32.5 | 9 | 0 | 0 | 0 | 23.5 | 219.9418 |  | kWh | 0.054578 | -0.69172 | Commercial |  | Winter Only | [6 empty] | Small Boilers (<100 MMBtu/hr Heat Input):Uncontrolled | 15 | 0.7 | 0.7 | 0.7 |  |  | 0.78 | [7 empty] | 0% | 0% | 0% | 0 | 0 | 91 | 0 | 0 | 0 | 0 | 0 | 0 | 0 | 0 | 2013 Qtr 1: 0; 2013 Qtr 2: 0; 2013 Qtr 3: 0; 2013 Qtr 4: 0; 2014 Qtr 1: 0; 2014 Qtr 2: 0; 2014 Qtr 3: 0; 2014 Qtr 4: 0; 2015 Qtr 1: 22.75; 2015 Qtr 2: 22.75; 2015 Qtr 3: 22.75; 2015 Qtr 4: 22.75 | 91
0000_TotalPortfolio | 402144-Lighting - Remove 8 Ft T-8 (De-Lamp) | WPSDGENRLG0022-Rev04-Msr004 | System | Commercial | NON_res:DEER:Indoor_CFL_Ltg | TRUE |  |  | Lamp | ROB | 25.86 | 15 | 0 | 0 | 0 | 10.86 | 303.7292 |  | kWh | 0.075369 | -0.95523 | Commercial |  | Winter Only | [6 empty] | Small Boilers (<100 MMBtu/hr Heat Input):Uncontrolled | 15 | 0.7 | 0.7 | 0.7 | [10 empty] | 0% | 0% | 0% | 0 | 0 | 125 | 0 | 0 | 0 | 0 | 0 | 0 | 0 | 0 | 2013 Qtr 1: 0; 2013 Qtr 2: 0; 2013 Qtr 3: 0; 2013 Qtr 4: 0; 2014 Qtr 1: 0; 2014 Qtr 2: 0; 2014 Qtr 3: 0; 2014 Qtr 4: 0; 2015 Qtr 1: 31.25; 2015 Qtr 2: 31.25; 2015 Qtr 3: 31.25; 2015 Qtr 4: 31.25 | 125
0000_TotalPortfolio | 402145-Lighting - Screw in 14-26 Watt Reflector Lamp | Com-Lighting-InGen_CFLratio0357_CFLscw-15w | System | Commercial | NON_res:DEER:Indoor_CFL_Ltg | TRUE |  |  | Lamp | ROB | 15.4 | 4 | 0 | 0 | 0 | 11.4 | 128 |  | kWh | 0.0279 | -0.38 | Commercial |  | Winter Only | [6 empty] | Small Boilers (<100 MMBtu/hr Heat Input):Uncontrolled | 3.3 | 0.53 | 0.53 | 0.53 |  |  | 0.99 | [7 empty] | 0% | 0% | 0% | 0 | 0 | 824 | 0 | 0 | 0 | 0 | 0 | 0 | 0 | 0 | 2013 Qtr 1: 0; 2013 Qtr 2: 0; 2013 Qtr 3: 0; 2013 Qtr 4: 0; 2014 Qtr 1: 0; 2014 Qtr 2: 0; 2014 Qtr 3: 0; 2014 Qtr 4: 0; 2015 Qtr 1: 206; 2015 Qtr 2: 206; 2015 Qtr 3: 206; 2015 Qtr 4: 206 | 824
0000_TotalPortfolio | 402150-Refrigeration - Food Service -Auto Closer for Main Cooler Doors | WPSDGENRRN0110-Rev00-Msr001 | System | Commercial | 01-ALC-AllCommercial-Refrig | TRUE |  |  | Unit | RET | 156.82 | 75 | 0 | 0 | 0 | 81.82 | 1041.84 |  | kWh | 0.222 | 0 | Commercial |  | Winter Only | [6 empty] | Small Boilers (<100 MMBtu/hr Heat Input):Uncontrolled | 8 | 0.6 | 0.6 | 0.6 | [10 empty] | 0% | 0% | 0% | 0 | 0 | 12 | 0 | 0 | 0 | 0 | 0 | 0 | 0 | 0 | 2013 Qtr 1: 0; 2013 Qtr 2: 0; 2013 Qtr 3: 0; 2013 Qtr 4: 0; 2014 Qtr 1: 0; 2014 Qtr 2: 0; 2014 Qtr 3: 0; 2014 Qtr 4: 0; 2015 Qtr 1: 3; 2015 Qtr 2: 3; 2015 Qtr 3: 3; 2015 Qtr 4: 3 | 12
0000_TotalPortfolio | 402151-Refrigeration - Food Service -Auto Closer for Main Freezer Doors | WPSDGENRRN0110-Rev00-Msr002 | System | Commercial | 01-ALC-AllCommercial-Refrig | TRUE |  |  | Unit | RET | 156.82 | 75 | 0 | 0 | 0 | 81.82 | 2710.46 |  | kWh | 0.148 | 0 | Commercial |  | Winter Only | [6 empty] | Small Boilers (<100 MMBtu/hr Heat Input):Uncontrolled | 8 | 0.6 | 0.6 | 0.6 | [10 empty] | 0% | 0% | 0% | 0 | 0 | 2 | 0 | 0 | 0 | 0 | 0 | 0 | 0 | 0 | 2013 Qtr 1: 0; 2013 Qtr 2: 0; 2013 Qtr 3: 0; 2013 Qtr 4: 0; 2014 Qtr 1: 0; 2014 Qtr 2: 0; 2014 Qtr 3: 0; 2014 Qtr 4: 0; 2015 Qtr 1: 0.5; 2015 Qtr 2: 0.5; 2015 Qtr 3: 0.5; 2015 Qtr 4: 0.5 | 2
0000_TotalPortfolio | 402152-Refrigeration - New Refrigeration Case w/Doors-Low Temperature Case | D03-207 | System | Commercial | 01-ALC-AllCommercial-Refrig | TRUE |  |  | linear ft | ROB | 515.58 | 175 | 0 | 0 | 0 | 340.58 | 114 |  | kWh | 0.0431 | 21.7 | Commercial |  | Winter Only | [6 empty] | Small Boilers (<100 MMBtu/hr Heat Input):Uncontrolled | 12 | 0.6 | 0.6 | 0.6 | [10 empty] | 0% | 0% | 0% | 0 | 0 | 232 | 0 | 0 | 0 | 0 | 0 | 0 | 0 | 0 | 2013 Qtr 1: 0; 2013 Qtr 2: 0; 2013 Qtr 3: 0; 2013 Qtr 4: 0; 2014 Qtr 1: 0; 2014 Qtr 2: 0; 2014 Qtr 3: 0; 2014 Qtr 4: 0; 2015 Qtr 1: 58; 2015 Qtr 2: 58; 2015 Qtr 3: 58; 2015 Qtr 4: 58 | 232
0000_TotalPortfolio | 402153-Refrigeration - New Refrigeration Case w/Doors-Medium Temperature Case | D03-207 | System | Commercial | 01-ALC-AllCommercial-Refrig | TRUE |  |  | Fixture LnFt | ROB | 515.58 | 75 | 0 | 0 | 0 | 440.58 | 114 |  | kWh | 0.0431 | 21.7 | Commercial |  | Winter Only | [6 empty] | Small Boilers (<100 MMBtu/hr Heat Input):Uncontrolled | 12 | 0.6 | 0.6 | 0.6 | [10 empty] | 0% | 0% | 0% | 0 | 0 | 17 | 0 | 0 | 0 | 0 | 0 | 0 | 0 | 0 | 2013 Qtr 1: 0; 2013 Qtr 2: 0; 2013 Qtr 3: 0; 2013 Qtr 4: 0; 2014 Qtr 1: 0; 2014 Qtr 2: 0; 2014 Qtr 3: 0; 2014 Qtr 4: 0; 2015 Qtr 1: 4.25; 2015 Qtr 2: 4.25; 2015 Qtr 3: 4.25; 2015 Qtr 4: 4.25 | 17
0000_TotalPortfolio | 402156-Refrigeration - Night Covers for Display Cases Med Temp | D03-205 | System | Commercial | 01-ALC-AllCommercial-Refrig | TRUE |  |  | linear ft | RET | 42.2 | 3.5 | 0 | 0 | 0 | 38.7 | 12.4 |  | kWh | -0.00334 | 1.22 | Commercial |  | Winter Only | [6 empty] | Small Boilers (<100 MMBtu/hr Heat Input):Uncontrolled | 5 | 0.6 | 0.6 | 0.6 | [10 empty] | 0% | 0% | 0% | 0 | 0 | 207 | 0 | 0 | 0 | 0 | 0 | 0 | 0 | 0 | 2013 Qtr 1: 0; 2013 Qtr 2: 0; 2013 Qtr 3: 0; 2013 Qtr 4: 0; 2014 Qtr 1: 0; 2014 Qtr 2: 0; 2014 Qtr 3: 0; 2014 Qtr 4: 0; 2015 Qtr 1: 51.75; 2015 Qtr 2: 51.75; 2015 Qtr 3: 51.75; 2015 Qtr 4: 51.75 | 207
0000_TotalPortfolio | 402159-Food Service - Glass-Door Reach In Freezer >50' | WPSDGENRRN0010-Rev00-Msr008 | System | Commercial | 01-ALC-AllCommercial-Refrig | TRUE |  |  | Unit | ROB | 1709 | 1000 | 0 | 0 | 0 | 709 | 1350.5 |  | kWh | 0.139 | 0 | Commercial |  | Winter Only | [6 empty] | Small Boilers (<100 MMBtu/hr Heat Input):Uncontrolled | 12 | 0.6 | 0.6 | 0.6 | [10 empty] | 0% | 0% | 0% | 0 | 0 | 2 | 0 | 0 | 0 | 0 | 0 | 0 | 0 | 0 | 2013 Qtr 1: 0; 2013 Qtr 2: 0; 2013 Qtr 3: 0; 2013 Qtr 4: 0; 2014 Qtr 1: 0; 2014 Qtr 2: 0; 2014 Qtr 3: 0; 2014 Qtr 4: 0; 2015 Qtr 1: 0.5; 2015 Qtr 2: 0.5; 2015 Qtr 3: 0.5; 2015 Qtr 4: 0.5 | 2
0000_TotalPortfolio | 402161-Food Service - Glass-Door Reach In Freezer 30-49' | WPSDGENRRN0010-Rev00-Msr012 | System | Commercial | 01-ALC-AllCommercial-Refrig | TRUE |  |  | Unit | ROB | 1839 | 500 | 0 | 0 | 0 | 1339 | 1357.07 |  | kWh | 0.15492 | 0 | Commercial |  | Winter Only | [6 empty] | Small Boilers (<100 MMBtu/hr Heat Input):Uncontrolled | 12 | 0.6 | 0.6 | 0.6 | [10 empty] | 0% | 0% | 0% | 0 | 0 | 1 | 0 | 0 | 0 | 0 | 0 | 0 | 0 | 0 | 2013 Qtr 1: 0; 2013 Qtr 2: 0; 2013 Qtr 3: 0; 2013 Qtr 4: 0; 2014 Qtr 1: 0; 2014 Qtr 2: 0; 2014 Qtr 3: 0; 2014 Qtr 4: 0; 2015 Qtr 1: 0.25; 2015 Qtr 2: 0.25; 2015 Qtr 3: 0.25; 2015 Qtr 4: 0.25 | 1
0000_TotalPortfolio | 402162-Food Service - Glass-Door Reach In Refrigerator <15' | WPSDGENRRN0010-Rev00-Msr009 | System | Commercial | 01-ALC-AllCommercial-Refrig | TRUE |  |  | Unit | ROB | 392 | 75 | 0 | 0 | 0 | 317 | 711.75 |  | kWh | 0.08125 | 0 | Commercial |  | Winter Only | [6 empty] | Small Boilers (<100 MMBtu/hr Heat Input):Uncontrolled | 12 | 0.6 | 0.6 | 0.6 | [10 empty] | 0% | 0% | 0% | 0 | 0 | 1 | 0 | 0 | 0 | 0 | 0 | 0 | 0 | 0 | 2013 Qtr 1: 0; 2013 Qtr 2: 0; 2013 Qtr 3: 0; 2013 Qtr 4: 0; 2014 Qtr 1: 0; 2014 Qtr 2: 0; 2014 Qtr 3: 0; 2014 Qtr 4: 0; 2015 Qtr 1: 0.25; 2015 Qtr 2: 0.25; 2015 Qtr 3: 0.25; 2015 Qtr 4: 0.25 | 1
0000_TotalPortfolio | 402164-Food Service - Glass-Door Reach In Refrigerator 15-29' | WPSDGENRRN0010-Rev00-Msr002 | System | Commercial | 01-ALC-AllCommercial-Refrig | TRUE |  |  | Unit | ROB | 1094 | 100 | 0 | 0 | 0 | 994 | 649.7 |  | kWh | 0.067 | 0 | Commercial |  | Winter Only | [6 empty] | Small Boilers (<100 MMBtu/hr Heat Input):Uncontrolled | 12 | 0.6 | 0.6 | 0.6 | [10 empty] | 0% | 0% | 0% | 0 | 0 | 2 | 0 | 0 | 0 | 0 | 0 | 0 | 0 | 0 | 2013 Qtr 1: 0; 2013 Qtr 2: 0; 2013 Qtr 3: 0; 2013 Qtr 4: 0; 2014 Qtr 1: 0; 2014 Qtr 2: 0; 2014 Qtr 3: 0; 2014 Qtr 4: 0; 2015 Qtr 1: 0.5; 2015 Qtr 2: 0.5; 2015 Qtr 3: 0.5; 2015 Qtr 4: 0.5 | 2
0000_TotalPortfolio | 402165-Food Service - Glass-Door Reach In Refrigerator 30-49' | WPSDGENRRN0010-Rev00-Msr012 | System | Commercial | 01-ALC-AllCommercial-Refrig | TRUE |  |  | Unit | ROB | 1839 | 125 | 0 | 0 | 0 | 1714 | 1357.07 |  | kWh | 0.15492 | 0 | Commercial |  | Winter Only | [6 empty] | Small Boilers (<100 MMBtu/hr Heat Input):Uncontrolled | 12 | 0.6 | 0.6 | 0.6 | [10 empty] | 0% | 0% | 0% | 0 | 0 | 3 | 0 | 0 | 0 | 0 | 0 | 0 | 0 | 0 | 2013 Qtr 1: 0; 2013 Qtr 2: 0; 2013 Qtr 3: 0; 2013 Qtr 4: 0; 2014 Qtr 1: 0; 2014 Qtr 2: 0; 2014 Qtr 3: 0; 2014 Qtr 4: 0; 2015 Qtr 1: 0.75; 2015 Qtr 2: 0.75; 2015 Qtr 3: 0.75; 2015 Qtr 4: 0.75 | 3
0000_TotalPortfolio | 402166-Food Service - Solid-Door Reach In Freezer <15' | WPSDGENRRN0010-Rev00-Msr004 | System | Commercial | 01-ALC-AllCommercial-Refrig | TRUE |  |  | Unit | ROB | 590 | 100 | 0 | 0 | 0 | 490 | 587.65 |  | kWh | 0.06 | 0 | Commercial |  | Winter Only | [6 empty] | Small Boilers (<100 MMBtu/hr Heat Input):Uncontrolled | 12 | 0.6 | 0.6 | 0.6 | [10 empty] | 0% | 0% | 0% | 0 | 0 | 1 | 0 | 0 | 0 | 0 | 0 | 0 | 0 | 0 | 2013 Qtr 1: 0; 2013 Qtr 2: 0; 2013 Qtr 3: 0; 2013 Qtr 4: 0; 2014 Qtr 1: 0; 2014 Qtr 2: 0; 2014 Qtr 3: 0; 2014 Qtr 4: 0; 2015 Qtr 1: 0.25; 2015 Qtr 2: 0.25; 2015 Qtr 3: 0.25; 2015 Qtr 4: 0.25 | 1
0000_TotalPortfolio | 402168-Food Service - Solid-Door Reach In Freezer 15-29' | WPSDGENRRN0010-Rev00-Msr005 | System | Commercial | 01-ALC-AllCommercial-Refrig | TRUE |  |  | Unit | ROB | 595 | 150 | 0 | 0 | 0 | 445 | 1200.85 |  | kWh | 0.123 | 0 | Commercial |  | Winter Only | [6 empty] | Small Boilers (<100 MMBtu/hr Heat Input):Uncontrolled | 12 | 0.6 | 0.6 | 0.6 | [10 empty] | 0% | 0% | 0% | 0 | 0 | 10 | 0 | 0 | 0 | 0 | 0 | 0 | 0 | 0 | 2013 Qtr 1: 0; 2013 Qtr 2: 0; 2013 Qtr 3: 0; 2013 Qtr 4: 0; 2014 Qtr 1: 0; 2014 Qtr 2: 0; 2014 Qtr 3: 0; 2014 Qtr 4: 0; 2015 Qtr 1: 2.5; 2015 Qtr 2: 2.5; 2015 Qtr 3: 2.5; 2015 Qtr 4: 2.5 | 10
0000_TotalPortfolio | 402169-Food Service - Solid-Door Reach In Freezer 30-49' | WPSDGENRRN0010-Rev00-Msr006 | System | Commercial | 01-ALC-AllCommercial-Refrig | TRUE |  |  | Unit | ROB | 640 | 300 | 0 | 0 | 0 | 340 | 2076.85 |  | kWh | 0.213 | 0 | Commercial |  | Winter Only | [6 empty] | Small Boilers (<100 MMBtu/hr Heat Input):Uncontrolled | 12 | 0.6 | 0.6 | 0.6 | [10 empty] | 0% | 0% | 0% | 0 | 0 | 8 | 0 | 0 | 0 | 0 | 0 | 0 | 0 | 0 | 2013 Qtr 1: 0; 2013 Qtr 2: 0; 2013 Qtr 3: 0; 2013 Qtr 4: 0; 2014 Qtr 1: 0; 2014 Qtr 2: 0; 2014 Qtr 3: 0; 2014 Qtr 4: 0; 2015 Qtr 1: 2; 2015 Qtr 2: 2; 2015 Qtr 3: 2; 2015 Qtr 4: 2 | 8
0000_TotalPortfolio | 402170-Food Service - Solid-Door Reach In Refrigerator <15' | WPSDGENRRN0010-Rev00-Msr001 | System | Commercial | 01-ALC-AllCommercial-Refrig | TRUE |  |  | Unit | ROB | 130 | 50 | 0 | 0 | 0 | 80 | 445.3 |  | kWh | 0.046 | 0 | Commercial |  | Winter Only | [6 empty] | Small Boilers (<100 MMBtu/hr Heat Input):Uncontrolled | 12 | 0.6 | 0.6 | 0.6 | [10 empty] | 0% | 0% | 0% | 0 | 0 | 7 | 0 | 0 | 0 | 0 | 0 | 0 | 0 | 0 | 2013 Qtr 1: 0; 2013 Qtr 2: 0; 2013 Qtr 3: 0; 2013 Qtr 4: 0; 2014 Qtr 1: 0; 2014 Qtr 2: 0; 2014 Qtr 3: 0; 2014 Qtr 4: 0; 2015 Qtr 1: 1.75; 2015 Qtr 2: 1.75; 2015 Qtr 3: 1.75; 2015 Qtr 4: 1.75 | 7
0000_TotalPortfolio | 402171-Food Service - Solid-Door Reach In Refrigerator >50' | WPSDGENRRN0010-Rev00-Msr008 | System | Commercial | 01-ALC-AllCommercial-Refrig | TRUE |  |  | Unit | ROB | 1709 | 200 | 0 | 0 | 0 | 1509 | 1350.5 |  | kWh | 0.139 | 0 | Commercial |  | Winter Only | [6 empty] | Small Boilers (<100 MMBtu/hr Heat Input):Uncontrolled | 12 | 0.6 | 0.6 | 0.6 | [10 empty] | 0% | 0% | 0% | 0 | 0 | 1 | 0 | 0 | 0 | 0 | 0 | 0 | 0 | 0 | 2013 Qtr 1: 0; 2013 Qtr 2: 0; 2013 Qtr 3: 0; 2013 Qtr 4: 0; 2014 Qtr 1: 0; 2014 Qtr 2: 0; 2014 Qtr 3: 0; 2014 Qtr 4: 0; 2015 Qtr 1: 0.25; 2015 Qtr 2: 0.25; 2015 Qtr 3: 0.25; 2015 Qtr 4: 0.25 | 1
0000_TotalPortfolio | 402172-Food Service - Solid-Door Reach In Refrigerator 15-29' | WPSDGENRRN0010-Rev00-Msr002 | System | Commercial | 01-ALC-AllCommercial-Refrig | TRUE |  |  | Unit | ROB | 1094 | 75 | 0 | 0 | 0 | 1019 | 649.7 |  | kWh | 0.067 | 0 | Commercial |  | Winter Only | [6 empty] | Small Boilers (<100 MMBtu/hr Heat Input):Uncontrolled | 12 | 0.6 | 0.6 | 0.6 | [10 empty] | 0% | 0% | 0% | 0 | 0 | 6 | 0 | 0 | 0 | 0 | 0 | 0 | 0 | 0 | 2013 Qtr 1: 0; 2013 Qtr 2: 0; 2013 Qtr 3: 0; 2013 Qtr 4: 0; 2014 Qtr 1: 0; 2014 Qtr 2: 0; 2014 Qtr 3: 0; 2014 Qtr 4: 0; 2015 Qtr 1: 1.5; 2015 Qtr 2: 1.5; 2015 Qtr 3: 1.5; 2015 Qtr 4: 1.5 | 6
0000_TotalPortfolio | 402173-Food Service - Solid-Door Reach In Refrigerator 30-49' | WPSDGENRRN0010-Rev00-Msr003 | System | Commercial | 01-ALC-AllCommercial-Refrig | TRUE |  |  | Unit | ROB | 1379 | 125 | 0 | 0 | 0 | 1254 | 941.7 |  | kWh | 0.096 | 0 | Commercial |  | Winter Only | [6 empty] | Small Boilers (<100 MMBtu/hr Heat Input):Uncontrolled | 12 | 0.6 | 0.6 | 0.6 | [10 empty] | 0% | 0% | 0% | 0 | 0 | 1 | 0 | 0 | 0 | 0 | 0 | 0 | 0 | 0 | 2013 Qtr 1: 0; 2013 Qtr 2: 0; 2013 Qtr 3: 0; 2013 Qtr 4: 0; 2014 Qtr 1: 0; 2014 Qtr 2: 0; 2014 Qtr 3: 0; 2014 Qtr 4: 0; 2015 Qtr 1: 0.25; 2015 Qtr 2: 0.25; 2015 Qtr 3: 0.25; 2015 Qtr 4: 0.25 | 1
0000_TotalPortfolio | 402175-Lighting - Exterior Compact Fluorescent Fixture <=70 watts | WPSDGENRLG0006-Rev05-Msr007 | System | Commercial | NON_res:DEER:Indoor_Non-CFL_Ltg | TRUE |  |  | Fixture | ROB | 140 | 10 | 0 | 0 | 0 | 130 | 132.2743 |  | kWh | 0.02939 | -0.39147 | Commercial |  | Winter Only | [6 empty] | Small Boilers (<100 MMBtu/hr Heat Input):Uncontrolled | 15 | 0.6 | 0.6 | 0.6 | [10 empty] | 0% | 0% | 0% | 0 | 0 | 78 | 0 | 0 | 0 | 0 | 0 | 0 | 0 | 0 | 2013 Qtr 1: 0; 2013 Qtr 2: 0; 2013 Qtr 3: 0; 2013 Qtr 4: 0; 2014 Qtr 1: 0; 2014 Qtr 2: 0; 2014 Qtr 3: 0; 2014 Qtr 4: 0; 2015 Qtr 1: 19.5; 2015 Qtr 2: 19.5; 2015 Qtr 3: 19.5; 2015 Qtr 4: 19.5 | 78
0000_TotalPortfolio | 402176-Lighting - Exterior Induction Fixture <=100 watts | WPSDGENRLG0003-Rev03-Msr002 | System | Commercial | NON_res:DEER:Indoor_Non-CFL_Ltg | TRUE |  |  | Fixture | ROB | 270 | 35 | 0 | 0 | 0 | 235 | 430.5 |  | kWh | 0 | 0 | Commercial |  | Winter Only | [6 empty] | Small Boilers (<100 MMBtu/hr Heat Input):Uncontrolled | 15 | 0.6 | 0.6 | 0.6 | [10 empty] | 0% | 0% | 0% | 0 | 0 | 1615 | 0 | 0 | 0 | 0 | 0 | 0 | 0 | 0 | 2013 Qtr 1: 0; 2013 Qtr 2: 0; 2013 Qtr 3: 0; 2013 Qtr 4: 0; 2014 Qtr 1: 0; 2014 Qtr 2: 0; 2014 Qtr 3: 0; 2014 Qtr 4: 0; 2015 Qtr 1: 403.75; 2015 Qtr 2: 403.75; 2015 Qtr 3: 403.75; 2015 Qtr 4: 403.75 | 1615
0000_TotalPortfolio | 402177-Lighting - Exterior Induction Fixture <=120 watts | WPSDGENRLG0003-Rev03-Msr003 | System | Commercial | NON_res:DEER:Indoor_Non-CFL_Ltg | TRUE |  |  | Fixture | ROB | 370 | 40 | 0 | 0 | 0 | 330 | 287 |  | kWh | 0 | 0 | Commercial |  | Winter Only | [6 empty] | Small Boilers (<100 MMBtu/hr Heat Input):Uncontrolled | 15 | 0.6 | 0.6 | 0.6 | [10 empty] | 0% | 0% | 0% | 0 | 0 | 30 | 0 | 0 | 0 | 0 | 0 | 0 | 0 | 0 | 2013 Qtr 1: 0; 2013 Qtr 2: 0; 2013 Qtr 3: 0; 2013 Qtr 4: 0; 2014 Qtr 1: 0; 2014 Qtr 2: 0; 2014 Qtr 3: 0; 2014 Qtr 4: 0; 2015 Qtr 1: 7.5; 2015 Qtr 2: 7.5; 2015 Qtr 3: 7.5; 2015 Qtr 4: 7.5 | 30
0000_TotalPortfolio | 402178-Lighting - Exterior Induction Fixture <=180 watts | WPSDGENRLG0003-Rev03-Msr004 | System | Commercial | NON_res:DEER:Indoor_Non-CFL_Ltg | TRUE |  |  | Fixture | ROB | 470 | 35 | 0 | 0 | 0 | 435 | 241.57 |  | kWh | 0 | 0 | Commercial |  | Winter Only | [6 empty] | Small Boilers (<100 MMBtu/hr Heat Input):Uncontrolled | 15 | 0.6 | 0.6 | 0.6 | [10 empty] | 0% | 0% | 0% | 0 | 0 | 924 | 0 | 0 | 0 | 0 | 0 | 0 | 0 | 0 | 2013 Qtr 1: 0; 2013 Qtr 2: 0; 2013 Qtr 3: 0; 2013 Qtr 4: 0; 2014 Qtr 1: 0; 2014 Qtr 2: 0; 2014 Qtr 3: 0; 2014 Qtr 4: 0; 2015 Qtr 1: 231; 2015 Qtr 2: 231; 2015 Qtr 3: 231; 2015 Qtr 4: 231 | 924
0000_TotalPortfolio | 402179-Lighting - Exterior Induction Fixture <=250 watts | WPSDGENRLG0003-Rev03-Msr005 | System | Commercial | NON_res:DEER:Indoor_Non-CFL_Ltg | TRUE |  |  | Fixture | ROB | 570 | 90 | 0 | 0 | 0 | 480 | 852.8 |  | kWh | 0 | 0 | Commercial |  | Winter Only | [6 empty] | Small Boilers (<100 MMBtu/hr Heat Input):Uncontrolled | 15 | 0.6 | 0.6 | 0.6 | [10 empty] | 0% | 0% | 0% | 0 | 0 | 50 | 0 | 0 | 0 | 0 | 0 | 0 | 0 | 0 | 2013 Qtr 1: 0; 2013 Qtr 2: 0; 2013 Qtr 3: 0; 2013 Qtr 4: 0; 2014 Qtr 1: 0; 2014 Qtr 2: 0; 2014 Qtr 3: 0; 2014 Qtr 4: 0; 2015 Qtr 1: 12.5; 2015 Qtr 2: 12.5; 2015 Qtr 3: 12.5; 2015 Qtr 4: 12.5 | 50
0000_TotalPortfolio | 402180-Lighting - Exterior Induction Fixture <=70 watts | WPSDGENRLG0003-Rev03-Msr001 | System | Commercial | NON_res:DEER:Indoor_Non-CFL_Ltg | TRUE |  |  | Fixture | ROB | 270 | 25 | 0 | 0 | 0 | 245 | 299.3 |  | kWh | 0 | 0 | Commercial |  | Winter Only | [6 empty] | Small Boilers (<100 MMBtu/hr Heat Input):Uncontrolled | 15 | 0.6 | 0.6 | 0.6 | [10 empty] | 0% | 0% | 0% | 0 | 0 | 60 | 0 | 0 | 0 | 0 | 0 | 0 | 0 | 0 | 2013 Qtr 1: 0; 2013 Qtr 2: 0; 2013 Qtr 3: 0; 2013 Qtr 4: 0; 2014 Qtr 1: 0; 2014 Qtr 2: 0; 2014 Qtr 3: 0; 2014 Qtr 4: 0; 2015 Qtr 1: 15; 2015 Qtr 2: 15; 2015 Qtr 3: 15; 2015 Qtr 4: 15 | 60
0000_TotalPortfolio | 402181-Lighting - Exterior Pulse Start/Ceramic Metal Halide Fixtures <=100 watts | WPSDGENRLG0003-Rev03-Msr002 | System | Commercial | NON_res:DEER:Indoor_Non-CFL_Ltg | TRUE |  |  | Fixture | ROB | 270 | 10 | 0 | 0 | 0 | 260 | 430.5 |  | kWh | 0 | 0 | Commercial |  | Winter Only | [6 empty] | Small Boilers (<100 MMBtu/hr Heat Input):Uncontrolled | 15 | 0.6 | 0.6 | 0.6 | [10 empty] | 0% | 0% | 0% | 0 | 0 | 7 | 0 | 0 | 0 | 0 | 0 | 0 | 0 | 0 | 2013 Qtr 1: 0; 2013 Qtr 2: 0; 2013 Qtr 3: 0; 2013 Qtr 4: 0; 2014 Qtr 1: 0; 2014 Qtr 2: 0; 2014 Qtr 3: 0; 2014 Qtr 4: 0; 2015 Qtr 1: 1.75; 2015 Qtr 2: 1.75; 2015 Qtr 3: 1.75; 2015 Qtr 4: 1.75 | 7
0000_TotalPortfolio | 402182-Lighting - Exterior Pulse Start/Ceramic Metal Halide Fixtures <=125 watts | WPSDGENRLG0003-Rev03-Msr003 | System | Commercial | NON_res:DEER:Indoor_Non-CFL_Ltg | TRUE |  |  | Fixture | ROB | 370 | 10 | 0 | 0 | 0 | 360 | 287 |  | kWh | 0 | 0 | Commercial |  | Winter Only | [6 empty] | Small Boilers (<100 MMBtu/hr Heat Input):Uncontrolled | 15 | 0.6 | 0.6 | 0.6 | [10 empty] | 0% | 0% | 0% | 0 | 0 | 2 | 0 | 0 | 0 | 0 | 0 | 0 | 0 | 0 | 2013 Qtr 1: 0; 2013 Qtr 2: 0; 2013 Qtr 3: 0; 2013 Qtr 4: 0; 2014 Qtr 1: 0; 2014 Qtr 2: 0; 2014 Qtr 3: 0; 2014 Qtr 4: 0; 2015 Qtr 1: 0.5; 2015 Qtr 2: 0.5; 2015 Qtr 3: 0.5; 2015 Qtr 4: 0.5 | 2
0000_TotalPortfolio | 402183-Lighting - Exterior Pulse Start/Ceramic Metal Halide Fixtures <=175 watts | WPSDGENRLG0003-Rev03-Msr004 | System | Commercial | NON_res:DEER:Indoor_Non-CFL_Ltg | TRUE |  |  | Fixture | ROB | 470 | 15 | 0 | 0 | 0 | 455 | 241.57 |  | kWh | 0 | 0 | Commercial |  | Winter Only | [6 empty] | Small Boilers (<100 MMBtu/hr Heat Input):Uncontrolled | 15 | 0.6 | 0.6 | 0.6 | [10 empty] | 0% | 0% | 0% | 0 | 0 | 21 | 0 | 0 | 0 | 0 | 0 | 0 | 0 | 0 | 2013 Qtr 1: 0; 2013 Qtr 2: 0; 2013 Qtr 3: 0; 2013 Qtr 4: 0; 2014 Qtr 1: 0; 2014 Qtr 2: 0; 2014 Qtr 3: 0; 2014 Qtr 4: 0; 2015 Qtr 1: 5.25; 2015 Qtr 2: 5.25; 2015 Qtr 3: 5.25; 2015 Qtr 4: 5.25 | 21
0000_TotalPortfolio | 402184-Lighting - Exterior Pulse Start/Ceramic Metal Halide Fixtures <=250 watts | WPSDGENRLG0003-Rev03-Msr005 | System | Commercial | NON_res:DEER:Indoor_Non-CFL_Ltg | TRUE |  |  | Fixture | ROB | 570 | 15 | 0 | 0 | 0 | 555 | 852.8 |  | kWh | 0 | 0 | Commercial |  | Winter Only | [6 empty] | Small Boilers (<100 MMBtu/hr Heat Input):Uncontrolled | 15 | 0.6 | 0.6 | 0.6 | [10 empty] | 0% | 0% | 0% | 0 | 0 | 31 | 0 | 0 | 0 | 0 | 0 | 0 | 0 | 0 | 2013 Qtr 1: 0; 2013 Qtr 2: 0; 2013 Qtr 3: 0; 2013 Qtr 4: 0; 2014 Qtr 1: 0; 2014 Qtr 2: 0; 2014 Qtr 3: 0; 2014 Qtr 4: 0; 2015 Qtr 1: 7.75; 2015 Qtr 2: 7.75; 2015 Qtr 3: 7.75; 2015 Qtr 4: 7.75 | 31
0000_TotalPortfolio | 402185-Lighting - Exterior Pulse Start/Ceramic Metal Halide Fixtures <=70 watts | WPSDGENRLG0003-Rev03-Msr001 | System | Commercial | NON_res:DEER:Indoor_Non-CFL_Ltg | TRUE |  |  | Fixture | ROB | 270 | 5 | 0 | 0 | 0 | 265 | 299.3 |  | kWh | 0 | 0 | Commercial |  | Winter Only | [6 empty] | Small Boilers (<100 MMBtu/hr Heat Input):Uncontrolled | 15 | 0.6 | 0.6 | 0.6 | [10 empty] | 0% | 0% | 0% | 0 | 0 | 36 | 0 | 0 | 0 | 0 | 0 | 0 | 0 | 0 | 2013 Qtr 1: 0; 2013 Qtr 2: 0; 2013 Qtr 3: 0; 2013 Qtr 4: 0; 2014 Qtr 1: 0; 2014 Qtr 2: 0; 2014 Qtr 3: 0; 2014 Qtr 4: 0; 2015 Qtr 1: 9; 2015 Qtr 2: 9; 2015 Qtr 3: 9; 2015 Qtr 4: 9 | 36
0000_TotalPortfolio | 402186-Lighting - Exterior Pulse Start/Ceramic Metal Halide Fixtures <=750 watts | WPSDGENRLG0003-Rev03-Msr005 | System | Commercial | NON_res:DEER:Indoor_Non-CFL_Ltg | TRUE |  |  | Fixture | ROB | 570 | 20 | 0 | 0 | 0 | 550 | 852.8 |  | kWh | 0 | 0 | Commercial |  | Winter Only | [6 empty] | Small Boilers (<100 MMBtu/hr Heat Input):Uncontrolled | 15 | 0.6 | 0.6 | 0.6 | [10 empty] | 0% | 0% | 0% | 0 | 0 | 23 | 0 | 0 | 0 | 0 | 0 | 0 | 0 | 0 | 2013 Qtr 1: 0; 2013 Qtr 2: 0; 2013 Qtr 3: 0; 2013 Qtr 4: 0; 2014 Qtr 1: 0; 2014 Qtr 2: 0; 2014 Qtr 3: 0; 2014 Qtr 4: 0; 2015 Qtr 1: 5.75; 2015 Qtr 2: 5.75; 2015 Qtr 3: 5.75; 2015 Qtr 4: 5.75 | 23
0000_TotalPortfolio | 402187-Lighting - Interior Compact Fluorescent Fixture <=128 watts | WPSDGENRLG0006-Rev05-Msr003 | System | Commercial | NON_res:DEER:Indoor_Non-CFL_Ltg | TRUE |  |  | Fixture | ROB | 180 | 20 | 0 | 0 | 0 | 160 | 264.5487 |  | kWh | 0.05878 | -0.78293 | Commercial |  | Winter Only | [6 empty] | Small Boilers (<100 MMBtu/hr Heat Input):Uncontrolled | 15 | 0.6 | 0.6 | 0.6 | [10 empty] | 0% | 0% | 0% | 0 | 0 | 8 | 0 | 0 | 0 | 0 | 0 | 0 | 0 | 0 | 2013 Qtr 1: 0; 2013 Qtr 2: 0; 2013 Qtr 3: 0; 2013 Qtr 4: 0; 2014 Qtr 1: 0; 2014 Qtr 2: 0; 2014 Qtr 3: 0; 2014 Qtr 4: 0; 2015 Qtr 1: 2; 2015 Qtr 2: 2; 2015 Qtr 3: 2; 2015 Qtr 4: 2 | 8
0000_TotalPortfolio | 402191-Lighting - Interior Compact Fluorescent Fixture <=70 watts | WPSDGENRLG0006-Rev05-Msr002 | System | Commercial | NON_res:DEER:Indoor_Non-CFL_Ltg | TRUE |  |  | Fixture | ROB | 214.36 | 15 | 0 | 0 | 0 | 199.36 | 132.2743 |  | kWh | 0.02939 | -0.39147 | Commercial |  | Winter Only | [6 empty] | Small Boilers (<100 MMBtu/hr Heat Input):Uncontrolled | 15 | 0.6 | 0.6 | 0.6 | [10 empty] | 0% | 0% | 0% | 0 | 0 | 199 | 0 | 0 | 0 | 0 | 0 | 0 | 0 | 0 | 2013 Qtr 1: 0; 2013 Qtr 2: 0; 2013 Qtr 3: 0; 2013 Qtr 4: 0; 2014 Qtr 1: 0; 2014 Qtr 2: 0; 2014 Qtr 3: 0; 2014 Qtr 4: 0; 2015 Qtr 1: 49.75; 2015 Qtr 2: 49.75; 2015 Qtr 3: 49.75; 2015 Qtr 4: 49.75 | 199
0000_TotalPortfolio | 402197-Lighting - Interior Linear Fluorescent Fixture <=128 watts replacing 101-175 Watts | WPSDGENRLG0044-Rev05-Msr005 | System | Commercial | NON_res:DEER:Indoor_Non-CFL_Ltg | TRUE |  |  | Fixture | ROB | 207 | 25 | 0 | 0 | 0 | 182 | 254.8532 |  | kWh | 0.063241 | -0.80152 | Commercial |  | Winter Only | [6 empty] | Small Boilers (<100 MMBtu/hr Heat Input):Uncontrolled | 15 | 0.7 | 0.7 | 0.7 |  |  | 0.78 | [7 empty] | 0% | 0% | 0% | 0 | 0 | 586 | 0 | 0 | 0 | 0 | 0 | 0 | 0 | 0 | 2013 Qtr 1: 0; 2013 Qtr 2: 0; 2013 Qtr 3: 0; 2013 Qtr 4: 0; 2014 Qtr 1: 0; 2014 Qtr 2: 0; 2014 Qtr 3: 0; 2014 Qtr 4: 0; 2015 Qtr 1: 146.5; 2015 Qtr 2: 146.5; 2015 Qtr 3: 146.5; 2015 Qtr 4: 146.5 | 586
0000_TotalPortfolio | 402198-Lighting - Interior Linear Fluorescent Fixture <=192 watts replacing 176-399 Watts | WPSDGENRLG0044-Rev05-Msr004 | System | Commercial | NON_res:DEER:Indoor_Non-CFL_Ltg | TRUE |  |  | Fixture | ROB | 253 | 45 | 0 | 0 | 0 | 208 | 404.9722 |  | kWh | 0.10049 | -1.2736 | Commercial |  | Winter Only | [6 empty] | Small Boilers (<100 MMBtu/hr Heat Input):Uncontrolled | 15 | 0.7 | 0.7 | 0.7 |  |  | 1.04 | [7 empty] | 0% | 0% | 0% | 0 | 0 | 205 | 0 | 0 | 0 | 0 | 0 | 0 | 0 | 0 | 2013 Qtr 1: 0; 2013 Qtr 2: 0; 2013 Qtr 3: 0; 2013 Qtr 4: 0; 2014 Qtr 1: 0; 2014 Qtr 2: 0; 2014 Qtr 3: 0; 2014 Qtr 4: 0; 2015 Qtr 1: 51.25; 2015 Qtr 2: 51.25; 2015 Qtr 3: 51.25; 2015 Qtr 4: 51.25 | 205
0000_TotalPortfolio | 402199-Lighting - Interior Linear Fluorescent Fixture <=244 watts replacing 400 Watts (Tier 1) | Com-Lighting-InGen_MV-455w_PSMH-365w_T5-46in-234w | System | Commercial | NON_res:DEER:Indoor_Non-CFL_Ltg | TRUE |  |  | Fixture | ROB | 355.23 | 75 | 0 | 0 | 0 | 280.23 | 443 |  | kWh | 0.109 | -1.4 | Commercial |  | Winter Only | [6 empty] | Small Boilers (<100 MMBtu/hr Heat Input):Uncontrolled | 15 | 0.7 | 0.7 | 0.7 |  |  | 1.04 | [7 empty] | 0% | 0% | 0% | 0 | 0 | 603 | 0 | 0 | 0 | 0 | 0 | 0 | 0 | 0 | 2013 Qtr 1: 0; 2013 Qtr 2: 0; 2013 Qtr 3: 0; 2013 Qtr 4: 0; 2014 Qtr 1: 0; 2014 Qtr 2: 0; 2014 Qtr 3: 0; 2014 Qtr 4: 0; 2015 Qtr 1: 150.75; 2015 Qtr 2: 150.75; 2015 Qtr 3: 150.75; 2015 Qtr 4: 150.75 | 603
0000_TotalPortfolio | 402200-Lighting - Interior Linear Fluorescent Fixture <=600 watts replacing >=400 Watts (Tier 1) | Com-Lighting-InGen_MV-780w_PSMH-456w_T5-46in-351w | System | Commercial | NON_res:DEER:Indoor_Non-CFL_Ltg | TRUE |  |  | Fixture | ROB | 355.23 | 100 | 0 | 0 | 0 | 255.23 | 355 |  | kWh | 0.0875 | -1.13 | Commercial |  | Winter Only | [6 empty] | Small Boilers (<100 MMBtu/hr Heat Input):Uncontrolled | 15 | 0.7 | 0.7 | 0.7 |  |  | 1.04 | [7 empty] | 0% | 0% | 0% | 0 | 0 | 17 | 0 | 0 | 0 | 0 | 0 | 0 | 0 | 0 | 2013 Qtr 1: 0; 2013 Qtr 2: 0; 2013 Qtr 3: 0; 2013 Qtr 4: 0; 2014 Qtr 1: 0; 2014 Qtr 2: 0; 2014 Qtr 3: 0; 2014 Qtr 4: 0; 2015 Qtr 1: 4.25; 2015 Qtr 2: 4.25; 2015 Qtr 3: 4.25; 2015 Qtr 4: 4.25 | 17
0000_TotalPortfolio | 402201-Lighting - Interior Linear Fluorescent Fixture <=64 watts replacing <=100 Watts | WPSDGENRLG0044-Rev05-Msr006 | System | Commercial | NON_res:DEER:Indoor_Non-CFL_Ltg | TRUE |  |  | Fixture | ROB | 145 | 10 | 0 | 0 | 0 | 135 | 115.2076 |  | kWh | 0.028588 | -0.36233 | Commercial |  | Winter Only | [6 empty] | Small Boilers (<100 MMBtu/hr Heat Input):Uncontrolled | 15 | 0.7 | 0.7 | 0.7 |  |  | 0.78 | [7 empty] | 0% | 0% | 0% | 0 | 0 | 433 | 0 | 0 | 0 | 0 | 0 | 0 | 0 | 0 | 2013 Qtr 1: 0; 2013 Qtr 2: 0; 2013 Qtr 3: 0; 2013 Qtr 4: 0; 2014 Qtr 1: 0; 2014 Qtr 2: 0; 2014 Qtr 3: 0; 2014 Qtr 4: 0; 2015 Qtr 1: 108.25; 2015 Qtr 2: 108.25; 2015 Qtr 3: 108.25; 2015 Qtr 4: 108.25 | 433
0000_TotalPortfolio | 402202-Lighting - Interior Linear Fluorescent Fixture 245-360 watts replacing 400 Watts (Tier 2) | WPSDGENRLG0044-Rev05-Msr003 | System | Commercial | NON_res:DEER:Indoor_Non-CFL_Ltg | TRUE |  |  | Fixture | ROB | 275.51 | 45 | 0 | 0 | 0 | 230.51 | 373.552 |  | kWh | 0.092696 | -1.1748 | Commercial |  | Winter Only | [6 empty] | Small Boilers (<100 MMBtu/hr Heat Input):Uncontrolled | 15 | 0.7 | 0.7 | 0.7 |  |  | 1.04 | [7 empty] | 0% | 0% | 0% | 0 | 0 | 89 | 0 | 0 | 0 | 0 | 0 | 0 | 0 | 0 | 2013 Qtr 1: 0; 2013 Qtr 2: 0; 2013 Qtr 3: 0; 2013 Qtr 4: 0; 2014 Qtr 1: 0; 2014 Qtr 2: 0; 2014 Qtr 3: 0; 2014 Qtr 4: 0; 2015 Qtr 1: 22.25; 2015 Qtr 2: 22.25; 2015 Qtr 3: 22.25; 2015 Qtr 4: 22.25 | 89
0000_TotalPortfolio | 402207-Lighting - Interior Pulse Start/Ceramic Metal Halide Fixtures <=70 watts | WPSDGENRLG0002-Rev05-Msr001 | System | Commercial | NON_res:DEER:Indoor_Non-CFL_Ltg | TRUE |  |  | Fixture | ROB | 270 | 5 | 0 | 0 | 0 | 265 | 62.8405 |  | kWh | 0.015594 | -0.19763 | Commercial |  | Winter Only | [6 empty] | Small Boilers (<100 MMBtu/hr Heat Input):Uncontrolled | 15 | 0.6 | 0.6 | 0.6 | [10 empty] | 0% | 0% | 0% | 0 | 0 | 21 | 0 | 0 | 0 | 0 | 0 | 0 | 0 | 0 | 2013 Qtr 1: 0; 2013 Qtr 2: 0; 2013 Qtr 3: 0; 2013 Qtr 4: 0; 2014 Qtr 1: 0; 2014 Qtr 2: 0; 2014 Qtr 3: 0; 2014 Qtr 4: 0; 2015 Qtr 1: 5.25; 2015 Qtr 2: 5.25; 2015 Qtr 3: 5.25; 2015 Qtr 4: 5.25 | 21
0000_TotalPortfolio | 402221-Lighting - T8 to 4ft 25 Watt Lamp | WPSDGENRLG0120-Rev05-Msr001 | System | Commercial | NON_res:DEER:Indoor_CFL_Ltg | TRUE |  |  | Lamp | ROB | 2 | 1.5 | 0 | 0 | 0 | 0.5 | 24.438 |  | kWh | 0.0060642 | -0.076858 | Commercial |  | Winter Only | [6 empty] | Small Boilers (<100 MMBtu/hr Heat Input):Uncontrolled | 15 | 0.6 | 0.6 | 0.6 |  |  | 0.78 | [7 empty] | 0% | 0% | 0% | 0 | 0 | 43877 | 0 | 0 | 0 | 0 | 0 | 0 | 0 | 0 | 2013 Qtr 1: 0; 2013 Qtr 2: 0; 2013 Qtr 3: 0; 2013 Qtr 4: 0; 2014 Qtr 1: 0; 2014 Qtr 2: 0; 2014 Qtr 3: 0; 2014 Qtr 4: 0; 2015 Qtr 1: 10969.25; 2015 Qtr 2: 10969.25; 2015 Qtr 3: 10969.25; 2015 Qtr 4: 10969.25 | 43877
0000_TotalPortfolio | 402222-Lighting - T8 to 4ft 28 Watt Lamp | WPSDGENRLG0120-Rev05-Msr002 | System | Commercial | NON_res:DEER:Indoor_CFL_Ltg | TRUE |  |  | Lamp | ROB | 2 | 1 | 0 | 0 | 0 | 1 | 10.4734 |  | kWh | 0.0025989 | -0.032939 | Commercial |  | Winter Only | [6 empty] | Small Boilers (<100 MMBtu/hr Heat Input):Uncontrolled | 15 | 0.6 | 0.6 | 0.6 |  |  | 0.78 | [7 empty] | 0% | 0% | 0% | 0 | 0 | 39863 | 0 | 0 | 0 | 0 | 0 | 0 | 0 | 0 | 2013 Qtr 1: 0; 2013 Qtr 2: 0; 2013 Qtr 3: 0; 2013 Qtr 4: 0; 2014 Qtr 1: 0; 2014 Qtr 2: 0; 2014 Qtr 3: 0; 2014 Qtr 4: 0; 2015 Qtr 1: 9965.75; 2015 Qtr 2: 9965.75; 2015 Qtr 3: 9965.75; 2015 Qtr 4: 9965.75 | 39863
0000_TotalPortfolio | 402244-Pipe Insulation - Hot Water Applic. >=1 in. | WPSDGENRWH1202-Rev01-Msr002 | System | Commercial | 35-OTI-OtherIndustrial-PROC_OTH | TRUE |  |  | linear ft | RET | 5.22 | 2 | 0 | 0 | 0 | 3.22 | 0 |  | kWh | 0 | 6.428 | Commercial |  | Annual | [6 empty] | Small Boilers (<100 MMBtu/hr Heat Input):Uncontrolled | 11 | 0.6 | 0.6 | 0.6 | [10 empty] | 0% | 0% | 0% | 0 | 0 | 559 | 0 | 0 | 0 | 0 | 0 | 0 | 0 | 0 | 2013 Qtr 1: 0; 2013 Qtr 2: 0; 2013 Qtr 3: 0; 2013 Qtr 4: 0; 2014 Qtr 1: 0; 2014 Qtr 2: 0; 2014 Qtr 3: 0; 2014 Qtr 4: 0; 2015 Qtr 1: 139.75; 2015 Qtr 2: 139.75; 2015 Qtr 3: 139.75; 2015 Qtr 4: 139.75 | 559
0000_TotalPortfolio | 402246-Pipe Insulation - Low Pressure (<=15 psi) Steam Applic. >=1 in. | WPSDGENRWH1202-Rev01-Msr004 | System | Commercial | 35-OTI-OtherIndustrial-PROC_OTH | TRUE |  |  | linear ft | RET | 5.22 | 3 | 0 | 0 | 0 | 2.22 | 0 |  | kWh | 0 | 11.0039 | Commercial |  | Annual | [6 empty] | Small Boilers (<100 MMBtu/hr Heat Input):Uncontrolled | 11 | 0.6 | 0.6 | 0.6 | [10 empty] | 0% | 0% | 0% | 0 | 0 | 1583 | 0 | 0 | 0 | 0 | 0 | 0 | 0 | 0 | 2013 Qtr 1: 0; 2013 Qtr 2: 0; 2013 Qtr 3: 0; 2013 Qtr 4: 0; 2014 Qtr 1: 0; 2014 Qtr 2: 0; 2014 Qtr 3: 0; 2014 Qtr 4: 0; 2015 Qtr 1: 395.75; 2015 Qtr 2: 395.75; 2015 Qtr 3: 395.75; 2015 Qtr 4: 395.75 | 1583
0000_TotalPortfolio | 402250-Refrigeration - Vending Machine Controller | WPSDGENRCS0001-Rev00-Msr001 | System | Commercial | 01-ALC-AllCommercial-Refrig | TRUE |  |  | Unit | RET | 215.5 | 100 | 0 | 0 | 0 | 115.5 | 1612 |  | kWh | 0 | 0 | Commercial |  | Winter Only | [6 empty] | Small Boilers (<100 MMBtu/hr Heat Input):Uncontrolled | 5 | 0.6 | 0.6 | 0.6 | [10 empty] | 0% | 0% | 0% | 0 | 0 | 1 | 0 | 0 | 0 | 0 | 0 | 0 | 0 | 0 | 2013 Qtr 1: 0; 2013 Qtr 2: 0; 2013 Qtr 3: 0; 2013 Qtr 4: 0; 2014 Qtr 1: 0; 2014 Qtr 2: 0; 2014 Qtr 3: 0; 2014 Qtr 4: 0; 2015 Qtr 1: 0.25; 2015 Qtr 2: 0.25; 2015 Qtr 3: 0.25; 2015 Qtr 4: 0.25 | 1
0000_TotalPortfolio | 402255-Refrigeration - Anti-Sweat Heater Controls | WPSDGENRRN0009-Rev00-Msr001 | System | Commercial | 01-ALC-AllCommercial-Refrig | TRUE |  |  | Linear ft | RET | 34 | 25 | 0 | 0 | 0 | 9 | 270 |  | kWh | 0.004128 | 0 | Commercial |  | Winter Only | [6 empty] | Small Boilers (<100 MMBtu/hr Heat Input):Uncontrolled | 12 | 0.6 | 0.6 | 0.6 | [10 empty] | 0% | 0% | 0% | 0 | 0 | 85 | 0 | 0 | 0 | 0 | 0 | 0 | 0 | 0 | 2013 Qtr 1: 0; 2013 Qtr 2: 0; 2013 Qtr 3: 0; 2013 Qtr 4: 0; 2014 Qtr 1: 0; 2014 Qtr 2: 0; 2014 Qtr 3: 0; 2014 Qtr 4: 0; 2015 Qtr 1: 21.25; 2015 Qtr 2: 21.25; 2015 Qtr 3: 21.25; 2015 Qtr 4: 21.25 | 85
0000_TotalPortfolio | 402256-Refrigeration - Food Service -Evaporator Fan Controller for Walk-In Coolers | WPSDGENRRN0011-Rev00-Msr001 | System | Commercial | 01-ALC-AllCommercial-Refrig | TRUE |  |  | Motor | RET | 323.5 | 75 | 0 | 0 | 0 | 248.5 | 1185.879 |  | kWh | 0.16296 | 0 | Commercial |  | Winter Only | [6 empty] | Small Boilers (<100 MMBtu/hr Heat Input):Uncontrolled | 16 | 0.6 | 0.6 | 0.6 | [10 empty] | 0% | 0% | 0% | 0 | 0 | 15 | 0 | 0 | 0 | 0 | 0 | 0 | 0 | 0 | 2013 Qtr 1: 0; 2013 Qtr 2: 0; 2013 Qtr 3: 0; 2013 Qtr 4: 0; 2014 Qtr 1: 0; 2014 Qtr 2: 0; 2014 Qtr 3: 0; 2014 Qtr 4: 0; 2015 Qtr 1: 3.75; 2015 Qtr 2: 3.75; 2015 Qtr 3: 3.75; 2015 Qtr 4: 3.75 | 15
0000_TotalPortfolio | 402257-Lighting - Exterior LED Fixtures <=130 watts | WPSDGENRLG0181-Rev01-Msr003 | System | Commercial | NON_res:DEER:Indoor_Non-CFL_Ltg | TRUE |  |  | linear ft | ROB | 1472 | 80 | 0 | 0 | 0 | 1392 | 208.25 |  | kWh | 0 | 0 | Commercial |  | Winter Only | [6 empty] | Small Boilers (<100 MMBtu/hr Heat Input):Uncontrolled | 16 | 0.6 | 0.6 | 0.6 | [10 empty] | 0% | 0% | 0% | 0 | 0 | 190 | 0 | 0 | 0 | 0 | 0 | 0 | 0 | 0 | 2013 Qtr 1: 0; 2013 Qtr 2: 0; 2013 Qtr 3: 0; 2013 Qtr 4: 0; 2014 Qtr 1: 0; 2014 Qtr 2: 0; 2014 Qtr 3: 0; 2014 Qtr 4: 0; 2015 Qtr 1: 47.5; 2015 Qtr 2: 47.5; 2015 Qtr 3: 47.5; 2015 Qtr 4: 47.5 | 190
0000_TotalPortfolio | 402258-Lighting - Exterior LED Fixtures <=110 watts | WPSDGENRLG0181-Rev01-Msr002 | System | Commercial | NON_res:DEER:Indoor_Non-CFL_Ltg | TRUE |  |  | linear ft | ROB | 1056 | 80 | 0 | 0 | 0 | 976 | 166.6 |  | kWh | 0 | 0 | Commercial |  | Winter Only | [6 empty] | Small Boilers (<100 MMBtu/hr Heat Input):Uncontrolled | 16 | 0.85 | 0.85 | 0.85 | [10 empty] | 0% | 0% | 0% | 0 | 0 | 408 | 0 | 0 | 0 | 0 | 0 | 0 | 0 | 0 | 2013 Qtr 1: 0; 2013 Qtr 2: 0; 2013 Qtr 3: 0; 2013 Qtr 4: 0; 2014 Qtr 1: 0; 2014 Qtr 2: 0; 2014 Qtr 3: 0; 2014 Qtr 4: 0; 2015 Qtr 1: 102; 2015 Qtr 2: 102; 2015 Qtr 3: 102; 2015 Qtr 4: 102 | 408
0000_TotalPortfolio | 402259-Lighting - Exterior LED Fixtures <=192watts | WPSDGENRLG0181-Rev01-Msr004 | System | Commercial | NON_res:DEER:Indoor_Non-CFL_Ltg | TRUE |  |  | linear ft | ROB | 1672 | 125 | 0 | 0 | 0 | 1547 | 241.57 |  | kWh | 0 | 0 | Commercial |  | Winter Only | [6 empty] | Small Boilers (<100 MMBtu/hr Heat Input):Uncontrolled | 16 | 0.85 | 0.85 | 0.85 | [10 empty] | 0% | 0% | 0% | 0 | 0 | 1117 | 0 | 0 | 0 | 0 | 0 | 0 | 0 | 0 | 2013 Qtr 1: 0; 2013 Qtr 2: 0; 2013 Qtr 3: 0; 2013 Qtr 4: 0; 2014 Qtr 1: 0; 2014 Qtr 2: 0; 2014 Qtr 3: 0; 2014 Qtr 4: 0; 2015 Qtr 1: 279.25; 2015 Qtr 2: 279.25; 2015 Qtr 3: 279.25; 2015 Qtr 4: 279.25 | 1117
0000_TotalPortfolio | 402260-Lighting - Exterior LED Fixtures <=350 watts | WPSDGENRLG0181-Rev01-Msr005 | System | Commercial | NON_res:DEER:Indoor_Non-CFL_Ltg | TRUE |  |  | linear ft | ROB | 2020 | 125 | 0 | 0 | 0 | 1895 | 208.25 |  | kWh | 0 | 0 | Commercial |  | Winter Only | [6 empty] | Small Boilers (<100 MMBtu/hr Heat Input):Uncontrolled | 16 | 0.85 | 0.85 | 0.85 | [10 empty] | 0% | 0% | 0% | 0 | 0 | 27 | 0 | 0 | 0 | 0 | 0 | 0 | 0 | 0 | 2013 Qtr 1: 0; 2013 Qtr 2: 0; 2013 Qtr 3: 0; 2013 Qtr 4: 0; 2014 Qtr 1: 0; 2014 Qtr 2: 0; 2014 Qtr 3: 0; 2014 Qtr 4: 0; 2015 Qtr 1: 6.75; 2015 Qtr 2: 6.75; 2015 Qtr 3: 6.75; 2015 Qtr 4: 6.75 | 27
0000_TotalPortfolio | 402261-Lighting - Exterior LED Fixtures <=80 watts | WPSDGENRLG0181-Rev01-Msr001 | System | Commercial | NON_res:DEER:Indoor_Non-CFL_Ltg | TRUE |  |  | linear ft | ROB | 822 | 50 | 0 | 0 | 0 | 772 | 124.95 |  | kWh | 0 | 0 | Commercial |  | Winter Only | [6 empty] | Small Boilers (<100 MMBtu/hr Heat Input):Uncontrolled | 16 | 0.85 | 0.85 | 0.85 | [10 empty] | 0% | 0% | 0% | 0 | 0 | 604 | 0 | 0 | 0 | 0 | 0 | 0 | 0 | 0 | 2013 Qtr 1: 0; 2013 Qtr 2: 0; 2013 Qtr 3: 0; 2013 Qtr 4: 0; 2014 Qtr 1: 0; 2014 Qtr 2: 0; 2014 Qtr 3: 0; 2014 Qtr 4: 0; 2015 Qtr 1: 151; 2015 Qtr 2: 151; 2015 Qtr 3: 151; 2015 Qtr 4: 151 | 604
0000_TotalPortfolio | 402262-Lighting - Interior LED Fixtures <=110 watts | WPSDGENRLG0080-Rev02-Msr001 | System | Commercial | NON_res:DEER:Indoor_Non-CFL_Ltg | TRUE |  |  | Fixture | ROB | 1524 | 85 | 0 | 0 | 0 | 1439 | 516.6887 |  | kWh | 0.12821 | -1.625 | Commercial |  | Winter Only | [6 empty] | Small Boilers (<100 MMBtu/hr Heat Input):Uncontrolled | 16 | 0.6 | 0.6 | 0.6 | [10 empty] | 0% | 0% | 0% | 0 | 0 | 134 | 0 | 0 | 0 | 0 | 0 | 0 | 0 | 0 | 2013 Qtr 1: 0; 2013 Qtr 2: 0; 2013 Qtr 3: 0; 2013 Qtr 4: 0; 2014 Qtr 1: 0; 2014 Qtr 2: 0; 2014 Qtr 3: 0; 2014 Qtr 4: 0; 2015 Qtr 1: 33.5; 2015 Qtr 2: 33.5; 2015 Qtr 3: 33.5; 2015 Qtr 4: 33.5 | 134
0000_TotalPortfolio | 402266-Lighting - LED System <=15 watts Surface/Pendant/Recessed Down Lighting | WPSDGENRLG0196-Rev03-Msr001 | System | Commercial | NON_res:DEER:Indoor_Non-CFL_Ltg | TRUE |  |  | Fixture | ROB | 208 | 20 | 0 | 0 | 0 | 188 | 98.3578 |  | kWh | 0.021854 | -0.29109 | Commercial |  | Winter Only | [6 empty] | Small Boilers (<100 MMBtu/hr Heat Input):Uncontrolled | 16 | 0.85 | 0.85 | 0.85 | [10 empty] | 0% | 0% | 0% | 0 | 0 | 1166 | 0 | 0 | 0 | 0 | 0 | 0 | 0 | 0 | 2013 Qtr 1: 0; 2013 Qtr 2: 0; 2013 Qtr 3: 0; 2013 Qtr 4: 0; 2014 Qtr 1: 0; 2014 Qtr 2: 0; 2014 Qtr 3: 0; 2014 Qtr 4: 0; 2015 Qtr 1: 291.5; 2015 Qtr 2: 291.5; 2015 Qtr 3: 291.5; 2015 Qtr 4: 291.5 | 1166
0000_TotalPortfolio | 402269-Lighting - Linear LED Systems (T8 Basecase) | WPSDGENRLG0081-Rev03-Msr001 | System | Commercial | NON_res:DEER:Indoor_Non-CFL_Ltg | TRUE |  |  | linear ft | ROB | 38 | 12 | 0 | 0 | 0 | 26 | 1.7456 |  | kWh | 0.00043316 | -0.0054899 | Commercial |  | Winter Only | [6 empty] | Small Boilers (<100 MMBtu/hr Heat Input):Uncontrolled | 16 | 0.85 | 0.85 | 0.85 | [10 empty] | 0% | 0% | 0% | 0 | 0 | 278 | 0 | 0 | 0 | 0 | 0 | 0 | 0 | 0 | 2013 Qtr 1: 0; 2013 Qtr 2: 0; 2013 Qtr 3: 0; 2013 Qtr 4: 0; 2014 Qtr 1: 0; 2014 Qtr 2: 0; 2014 Qtr 3: 0; 2014 Qtr 4: 0; 2015 Qtr 1: 69.5; 2015 Qtr 2: 69.5; 2015 Qtr 3: 69.5; 2015 Qtr 4: 69.5 | 278
0000_TotalPortfolio | 402270-Lighting - Premium Tier 5' Case Door | WPSDGENRLG0082-Rev01-Msr001 | System | Commercial | NON_res:DEER:Indoor_Non-CFL_Ltg | TRUE |  |  | Door | ROB | 254 | 65 | 0 | 0 | 0 | 189 | 333 |  | kWh | 0.051 | 0 | Commercial |  | Winter Only | [6 empty] | Small Boilers (<100 MMBtu/hr Heat Input):Uncontrolled | 8 | 0.85 | 0.85 | 0.85 | [10 empty] | 0% | 0% | 0% | 0 | 0 | 139 | 0 | 0 | 0 | 0 | 0 | 0 | 0 | 0 | 2013 Qtr 1: 0; 2013 Qtr 2: 0; 2013 Qtr 3: 0; 2013 Qtr 4: 0; 2014 Qtr 1: 0; 2014 Qtr 2: 0; 2014 Qtr 3: 0; 2014 Qtr 4: 0; 2015 Qtr 1: 34.75; 2015 Qtr 2: 34.75; 2015 Qtr 3: 34.75; 2015 Qtr 4: 34.75 | 139
0000_TotalPortfolio | 402271-Lighting - Premium Tier 6' Case Door | WPSDGENRLG0082-Rev01-Msr003 | System | Commercial | NON_res:DEER:Indoor_Non-CFL_Ltg | TRUE |  |  | Door | ROB | 299 | 100 | 0 | 0 | 0 | 199 | 577 |  | kWh | 0.088 | 0 | Commercial |  | Winter Only | [6 empty] | Small Boilers (<100 MMBtu/hr Heat Input):Uncontrolled | 8 | 0.85 | 0.85 | 0.85 | [10 empty] | 0% | 0% | 0% | 0 | 0 | 349 | 0 | 0 | 0 | 0 | 0 | 0 | 0 | 0 | 2013 Qtr 1: 0; 2013 Qtr 2: 0; 2013 Qtr 3: 0; 2013 Qtr 4: 0; 2014 Qtr 1: 0; 2014 Qtr 2: 0; 2014 Qtr 3: 0; 2014 Qtr 4: 0; 2015 Qtr 1: 87.25; 2015 Qtr 2: 87.25; 2015 Qtr 3: 87.25; 2015 Qtr 4: 87.25 | 349
0000_TotalPortfolio | 402273-Lighting - Standard Tier 5' Case Door | WPSDGENRLG0082-Rev01-Msr002 | System | Commercial | NON_res:DEER:Indoor_Non-CFL_Ltg | TRUE |  |  | Door | ROB | 229 | 45 | 0 | 0 | 0 | 184 | 227 |  | kWh | 0.035 | 0 | Commercial |  | Winter Only | [6 empty] | Small Boilers (<100 MMBtu/hr Heat Input):Uncontrolled | 8 | 0.6 | 0.6 | 0.6 | [10 empty] | 0% | 0% | 0% | 0 | 0 | 25 | 0 | 0 | 0 | 0 | 0 | 0 | 0 | 0 | 2013 Qtr 1: 0; 2013 Qtr 2: 0; 2013 Qtr 3: 0; 2013 Qtr 4: 0; 2014 Qtr 1: 0; 2014 Qtr 2: 0; 2014 Qtr 3: 0; 2014 Qtr 4: 0; 2015 Qtr 1: 6.25; 2015 Qtr 2: 6.25; 2015 Qtr 3: 6.25; 2015 Qtr 4: 6.25 | 25
0000_TotalPortfolio | 402402-Heating - Greenhouse Heat Curtain | Grnhs-Shell-ThermCurt | System | Commercial | NON_res:DEER:HVAC_Split-Package_AC | TRUE |  |  | Sqft | RET | 0.49 | 0.2 | 0 | 0 | 0 | 0.29 | 0.083 |  | kWh | 0 | 0.195 | Commercial |  | Winter Only |  | 0.49 |  |  |  |  | Small Boilers (<100 MMBtu/hr Heat Input):Uncontrolled | 5 | 0.46 | 0.46 | 0.46 | [10 empty] | 0% | 0% | 0% | 0 | 0 | 11522 | 0 | 0 | 0 | 0 | 0 | 0 | 0 | 0 | 2013 Qtr 1: 0; 2013 Qtr 2: 0; 2013 Qtr 3: 0; 2013 Qtr 4: 0; 2014 Qtr 1: 0; 2014 Qtr 2: 0; 2014 Qtr 3: 0; 2014 Qtr 4: 0; 2015 Qtr 1: 2880.5; 2015 Qtr 2: 2880.5; 2015 Qtr 3: 2880.5; 2015 Qtr 4: 2880.5 | 11522
0000_TotalPortfolio | 402403-Heating - Infrared Film for Greenhouse | Grnhs-Shell-Tcurt_to_LIR_Tcurt | System | Commercial | NON_res:DEER:HVAC_Split-Package_AC | TRUE |  |  | Sqft | RET | 0.05 | 0.05 | 0 | 0 | 0 | 0 | 0.007 |  | kWh | 0 | 0.103 | Commercial |  | Winter Only |  | 0.05 |  |  |  |  | Small Boilers (<100 MMBtu/hr Heat Input):Uncontrolled | 5 | 0.46 | 0.46 | 0.46 | [10 empty] | 0% | 0% | 0% | 0 | 0 | 231155 | 0 | 0 | 0 | 0 | 0 | 0 | 0 | 0 | 2013 Qtr 1: 0; 2013 Qtr 2: 0; 2013 Qtr 3: 0; 2013 Qtr 4: 0; 2014 Qtr 1: 0; 2014 Qtr 2: 0; 2014 Qtr 3: 0; 2014 Qtr 4: 0; 2015 Qtr 1: 57788.75; 2015 Qtr 2: 57788.75; 2015 Qtr 3: 57788.75; 2015 Qtr 4: 57788.75 | 231155
0000_TotalPortfolio | 402411-Lighting - Remove 4 Ft T-8 (De-Lamp 32W) | WPSDGENRLG0022-Rev04-Msr003 | System | Commercial | NON_res:DEER:Indoor_CFL_Ltg | TRUE |  |  | Lamp | ROB | 25.86 | 4 | 0 | 0 | 0 | 21.86 | 104.7342 |  | kWh | 0.025989 | -0.32939 | Commercial |  | Winter Only | [6 empty] | Small Boilers (<100 MMBtu/hr Heat Input):Uncontrolled | 15 | 0.6 | 0.6 | 0.6 | [10 empty] | 0% | 0% | 0% | 0 | 0 | 2974 | 0 | 0 | 0 | 0 | 0 | 0 | 0 | 0 | 2013 Qtr 1: 0; 2013 Qtr 2: 0; 2013 Qtr 3: 0; 2013 Qtr 4: 0; 2014 Qtr 1: 0; 2014 Qtr 2: 0; 2014 Qtr 3: 0; 2014 Qtr 4: 0; 2015 Qtr 1: 743.5; 2015 Qtr 2: 743.5; 2015 Qtr 3: 743.5; 2015 Qtr 4: 743.5 | 2974
0000_TotalPortfolio | 402422-LED MR16 Up to 6 watt Interior LED Integral Lamp | WPSDGENRLG0106-Rev03-Msr001 | System | Commercial | NON_res:DEER:Indoor_CFL_Ltg | TRUE |  |  | Lamp | ROB | 15.07 | 5 | 0 | 0 | 0 | 10.07 | 32.9668 |  | kWh | 0.0073249 | -0.097565 | Commercial |  | Winter Only | [6 empty] | Small Boilers (<100 MMBtu/hr Heat Input):Uncontrolled | 8 | 0.6 | 0.6 | 0.6 | [10 empty] | 0% | 0% | 0% | 0 | 0 | 1309 | 0 | 0 | 0 | 0 | 0 | 0 | 0 | 0 | 2013 Qtr 1: 0; 2013 Qtr 2: 0; 2013 Qtr 3: 0; 2013 Qtr 4: 0; 2014 Qtr 1: 0; 2014 Qtr 2: 0; 2014 Qtr 3: 0; 2014 Qtr 4: 0; 2015 Qtr 1: 327.25; 2015 Qtr 2: 327.25; 2015 Qtr 3: 327.25; 2015 Qtr 4: 327.25 | 1309
0000_TotalPortfolio | 402423-LED MR16 7 -10 watt Interior lamp | WPSDGENRLG0106-Rev03-Msr002 | System | Commercial | NON_res:DEER:Indoor_CFL_Ltg | TRUE |  |  | Lamp | ROB | 21.31 | 12.5 | 0 | 0 | 0 | 8.81 | 77.9829 |  | kWh | 0.016677 | -0.19496 | Commercial |  | Winter Only | [6 empty] | Small Boilers (<100 MMBtu/hr Heat Input):Uncontrolled | 8 | 0.85 | 0.85 | 0.85 | [10 empty] | 0% | 0% | 0% | 0 | 0 | 2208 | 0 | 0 | 0 | 0 | 0 | 0 | 0 | 0 | 2013 Qtr 1: 0; 2013 Qtr 2: 0; 2013 Qtr 3: 0; 2013 Qtr 4: 0; 2014 Qtr 1: 0; 2014 Qtr 2: 0; 2014 Qtr 3: 0; 2014 Qtr 4: 0; 2015 Qtr 1: 552; 2015 Qtr 2: 552; 2015 Qtr 3: 552; 2015 Qtr 4: 552 | 2208
0000_TotalPortfolio | 402424-LED Integral PAR-20 lamp Up to 10 watt Interior | WPSDGENRLG0106-Rev03-Msr003 | System | Commercial | NON_res:DEER:Indoor_CFL_Ltg | TRUE |  |  | Lamp | ROB | 24.44 | 12.5 | 0 | 0 | 0 | 11.94 | 75.2946 |  | kWh | 0.01673 | -0.22283 | Commercial |  | Winter Only | [6 empty] | Small Boilers (<100 MMBtu/hr Heat Input):Uncontrolled | 6.6979 | 0.85 | 0.85 | 0.85 | [10 empty] | 0% | 0% | 0% | 0 | 0 | 1331 | 0 | 0 | 0 | 0 | 0 | 0 | 0 | 0 | 2013 Qtr 1: 0; 2013 Qtr 2: 0; 2013 Qtr 3: 0; 2013 Qtr 4: 0; 2014 Qtr 1: 0; 2014 Qtr 2: 0; 2014 Qtr 3: 0; 2014 Qtr 4: 0; 2015 Qtr 1: 332.75; 2015 Qtr 2: 332.75; 2015 Qtr 3: 332.75; 2015 Qtr 4: 332.75 | 1331
0000_TotalPortfolio | 402425-LED Integral PAR-30 lamp Up to 15 watt Interior | WPSDGENRLG0106-Rev03-Msr004 | System | Commercial | NON_res:DEER:Indoor_CFL_Ltg | TRUE |  |  | Lamp | ROB | 35.25 | 7.5 | 0 | 0 | 0 | 27.75 | 49.2468 |  | kWh | 0.010942 | -0.14575 | Commercial |  | Winter Only | [6 empty] | Small Boilers (<100 MMBtu/hr Heat Input):Uncontrolled | 16 | 0.85 | 0.85 | 0.85 | [10 empty] | 0% | 0% | 0% | 0 | 0 | 3289 | 0 | 0 | 0 | 0 | 0 | 0 | 0 | 0 | 2013 Qtr 1: 0; 2013 Qtr 2: 0; 2013 Qtr 3: 0; 2013 Qtr 4: 0; 2014 Qtr 1: 0; 2014 Qtr 2: 0; 2014 Qtr 3: 0; 2014 Qtr 4: 0; 2015 Qtr 1: 822.25; 2015 Qtr 2: 822.25; 2015 Qtr 3: 822.25; 2015 Qtr 4: 822.25 | 3289
0000_TotalPortfolio | 402426-LED Integral PAR30 lamp 16-21watt | WPSDGENRLG0106-Rev03-Msr005 | System | Commercial | NON_res:DEER:Indoor_CFL_Ltg | TRUE |  |  | Lamp | ROB | 26.91 | 17.5 | 0 | 0 | 0 | 9.41 | 131.3247 |  | kWh | 0.029179 | -0.38866 | Commercial |  | Winter Only | [6 empty] | Small Boilers (<100 MMBtu/hr Heat Input):Uncontrolled | 16 | 0.85 | 0.85 | 0.85 | [10 empty] | 0% | 0% | 0% | 0 | 0 | 457 | 0 | 0 | 0 | 0 | 0 | 0 | 0 | 0 | 2013 Qtr 1: 0; 2013 Qtr 2: 0; 2013 Qtr 3: 0; 2013 Qtr 4: 0; 2014 Qtr 1: 0; 2014 Qtr 2: 0; 2014 Qtr 3: 0; 2014 Qtr 4: 0; 2015 Qtr 1: 114.25; 2015 Qtr 2: 114.25; 2015 Qtr 3: 114.25; 2015 Qtr 4: 114.25 | 457
0000_TotalPortfolio | 402427-LED Integral PAR38 lamp Up to 16 watt | WPSDGENRLG0106-Rev03-Msr006 | System | Commercial | NON_res:DEER:Indoor_CFL_Ltg | TRUE |  |  | Lamp | ROB | 35.17 | 10 | 0 | 0 | 0 | 25.17 | 66.7138 |  | kWh | 0.014823 | -0.19744 | Commercial |  | Winter Only | [6 empty] | Small Boilers (<100 MMBtu/hr Heat Input):Uncontrolled | 16 | 0.85 | 0.85 | 0.85 | [10 empty] | 0% | 0% | 0% | 0 | 0 | 640 | 0 | 0 | 0 | 0 | 0 | 0 | 0 | 0 | 2013 Qtr 1: 0; 2013 Qtr 2: 0; 2013 Qtr 3: 0; 2013 Qtr 4: 0; 2014 Qtr 1: 0; 2014 Qtr 2: 0; 2014 Qtr 3: 0; 2014 Qtr 4: 0; 2015 Qtr 1: 160; 2015 Qtr 2: 160; 2015 Qtr 3: 160; 2015 Qtr 4: 160 | 640
0000_TotalPortfolio | 402428-LED Integral PAR38 lamp 17-22 watt | WPSDGENRLG0106-Rev03-Msr007 | System | Commercial | NON_res:DEER:Indoor_CFL_Ltg | TRUE |  |  | Lamp | ROB | 36.38 | 20 | 0 | 0 | 0 | 16.38 | 162.0191 |  | kWh | 0.035999 | -0.4795 | Commercial |  | Winter Only | [6 empty] | Small Boilers (<100 MMBtu/hr Heat Input):Uncontrolled | 16 | 0.85 | 0.85 | 0.85 | [10 empty] | 0% | 0% | 0% | 0 | 0 | 7560 | 0 | 0 | 0 | 0 | 0 | 0 | 0 | 0 | 2013 Qtr 1: 0; 2013 Qtr 2: 0; 2013 Qtr 3: 0; 2013 Qtr 4: 0; 2014 Qtr 1: 0; 2014 Qtr 2: 0; 2014 Qtr 3: 0; 2014 Qtr 4: 0; 2015 Qtr 1: 1890; 2015 Qtr 2: 1890; 2015 Qtr 3: 1890; 2015 Qtr 4: 1890 | 7560
0000_TotalPortfolio | 402429-LED Integral PAR38 lamp 23-25 watt | WPSDGENRLG0106-Rev03-Msr008 | System | Commercial | NON_res:DEER:Indoor_CFL_Ltg | TRUE |  |  | Lamp | ROB | 46.13 | 20 | 0 | 0 | 0 | 26.13 | 219.2023 |  | kWh | 0.048705 | -0.64873 | Commercial |  | Winter Only | [6 empty] | Small Boilers (<100 MMBtu/hr Heat Input):Uncontrolled | 16 | 0.85 | 0.85 | 0.85 | [10 empty] | 0% | 0% | 0% | 0 | 0 | 97 | 0 | 0 | 0 | 0 | 0 | 0 | 0 | 0 | 2013 Qtr 1: 0; 2013 Qtr 2: 0; 2013 Qtr 3: 0; 2013 Qtr 4: 0; 2014 Qtr 1: 0; 2014 Qtr 2: 0; 2014 Qtr 3: 0; 2014 Qtr 4: 0; 2015 Qtr 1: 24.25; 2015 Qtr 2: 24.25; 2015 Qtr 3: 24.25; 2015 Qtr 4: 24.25 | 97
0000_TotalPortfolio | 461831-LED Integral Candelabra lamp Up to 4 watt | WPSDGENRLG0106-Rev03-Msr011 | System | Commercial | NON_res:DEER:Indoor_CFL_Ltg | TRUE |  |  | Lamp | ROB | 13.99 | 5 | 0 | 0 | 0 | 8.99 | 64.6109 |  | kWh | 0.014356 | -0.19122 | Commercial |  | Winter Only | [6 empty] | Small Boilers (<100 MMBtu/hr Heat Input):Uncontrolled | 16 | 0.85 | 0.85 | 0.85 | [10 empty] | 0% | 0% | 0% | 0 | 0 | 3306 | 0 | 0 | 0 | 0 | 0 | 0 | 0 | 0 | 2013 Qtr 1: 0; 2013 Qtr 2: 0; 2013 Qtr 3: 0; 2013 Qtr 4: 0; 2014 Qtr 1: 0; 2014 Qtr 2: 0; 2014 Qtr 3: 0; 2014 Qtr 4: 0; 2015 Qtr 1: 826.5; 2015 Qtr 2: 826.5; 2015 Qtr 3: 826.5; 2015 Qtr 4: 826.5 | 3306
0000_TotalPortfolio | 461832-LED Integral A-lamp Up to 7 watt Interior | WPSDGENRLG0106-Rev03-Msr012 | System | Commercial | NON_res:DEER:Indoor_CFL_Ltg | TRUE |  |  | Lamp | ROB | 16.65 | 5 | 0 | 0 | 0 | 11.65 | 26.5905 |  | kWh | 0.0059082 | -0.078695 | Commercial |  | Winter Only | [6 empty] | Small Boilers (<100 MMBtu/hr Heat Input):Uncontrolled | 16 | 0.85 | 0.85 | 0.85 | [10 empty] | 0% | 0% | 0% | 0 | 0 | 362 | 0 | 0 | 0 | 0 | 0 | 0 | 0 | 0 | 2013 Qtr 1: 0; 2013 Qtr 2: 0; 2013 Qtr 3: 0; 2013 Qtr 4: 0; 2014 Qtr 1: 0; 2014 Qtr 2: 0; 2014 Qtr 3: 0; 2014 Qtr 4: 0; 2015 Qtr 1: 90.5; 2015 Qtr 2: 90.5; 2015 Qtr 3: 90.5; 2015 Qtr 4: 90.5 | 362
0000_TotalPortfolio | 461833-LED Integral A-lamp 8-10 watt Interior | WPSDGENRLG0106-Rev03-Msr013 | System | Commercial | NON_res:DEER:Indoor_CFL_Ltg | TRUE |  |  | Lamp | ROB | 16.42 | 5 | 0 | 0 | 0 | 11.42 | 53.1811 |  | kWh | 0.011816 | -0.15739 | Commercial |  | Winter Only | [6 empty] | Small Boilers (<100 MMBtu/hr Heat Input):Uncontrolled | 16 | 0.85 | 0.85 | 0.85 | [10 empty] | 0% | 0% | 0% | 0 | 0 | 2514 | 0 | 0 | 0 | 0 | 0 | 0 | 0 | 0 | 2013 Qtr 1: 0; 2013 Qtr 2: 0; 2013 Qtr 3: 0; 2013 Qtr 4: 0; 2014 Qtr 1: 0; 2014 Qtr 2: 0; 2014 Qtr 3: 0; 2014 Qtr 4: 0; 2015 Qtr 1: 628.5; 2015 Qtr 2: 628.5; 2015 Qtr 3: 628.5; 2015 Qtr 4: 628.5 | 2514
0000_TotalPortfolio | 461834-LED Integral A-lamp Up to 11 watt Interior | WPSDGENRLG0106-Rev03-Msr014 | System | Commercial | NON_res:DEER:Indoor_CFL_Ltg | TRUE |  |  | Lamp | ROB | 15.95 | 15 | 0 | 0 | 0 | 0.95 | 73.124 |  | kWh | 0.016248 | -0.21641 | Commercial |  | Winter Only | [6 empty] | Small Boilers (<100 MMBtu/hr Heat Input):Uncontrolled | 16 | 0.85 | 0.85 | 0.85 | [10 empty] | 0% | 0% | 0% | 0 | 0 | 1126 | 0 | 0 | 0 | 0 | 0 | 0 | 0 | 0 | 2013 Qtr 1: 0; 2013 Qtr 2: 0; 2013 Qtr 3: 0; 2013 Qtr 4: 0; 2014 Qtr 1: 0; 2014 Qtr 2: 0; 2014 Qtr 3: 0; 2014 Qtr 4: 0; 2015 Qtr 1: 281.5; 2015 Qtr 2: 281.5; 2015 Qtr 3: 281.5; 2015 Qtr 4: 281.5 | 1126
0000_TotalPortfolio | 461835-LED Integral A-lamp 12-17 watt Interior | WPSDGENRLG0106-Rev03-Msr015 | System | Commercial | NON_res:DEER:Indoor_CFL_Ltg | TRUE |  |  | Lamp | ROB | 20.86 | 15 | 0 | 0 | 0 | 5.86 | 79.7716 |  | kWh | 0.017725 | -0.23608 | Commercial |  | Winter Only | [6 empty] | Small Boilers (<100 MMBtu/hr Heat Input):Uncontrolled | 16 | 0.85 | 0.85 | 0.85 | [10 empty] | 0% | 0% | 0% | 0 | 0 | 8686 | 0 | 0 | 0 | 0 | 0 | 0 | 0 | 0 | 2013 Qtr 1: 0; 2013 Qtr 2: 0; 2013 Qtr 3: 0; 2013 Qtr 4: 0; 2014 Qtr 1: 0; 2014 Qtr 2: 0; 2014 Qtr 3: 0; 2014 Qtr 4: 0; 2015 Qtr 1: 2171.5; 2015 Qtr 2: 2171.5; 2015 Qtr 3: 2171.5; 2015 Qtr 4: 2171.5 | 8686
0000_TotalPortfolio | 461836-LED Integral A-lamp 18-30 watt Interior | WPSDGENRLG0106-Rev03-Msr016 | System | Commercial | NON_res:DEER:Indoor_CFL_Ltg | TRUE |  |  | Lamp | ROB | 33.48 | 15 | 0 | 0 | 0 | 18.48 | 119.6574 |  | kWh | 0.026587 | -0.35413 | Commercial |  | Winter Only | [6 empty] | Small Boilers (<100 MMBtu/hr Heat Input):Uncontrolled | 16 | 0.85 | 0.85 | 0.85 | [10 empty] | 0% | 0% | 0% | 0 | 0 | 728 | 0 | 0 | 0 | 0 | 0 | 0 | 0 | 0 | 2013 Qtr 1: 0; 2013 Qtr 2: 0; 2013 Qtr 3: 0; 2013 Qtr 4: 0; 2014 Qtr 1: 0; 2014 Qtr 2: 0; 2014 Qtr 3: 0; 2014 Qtr 4: 0; 2015 Qtr 1: 182; 2015 Qtr 2: 182; 2015 Qtr 3: 182; 2015 Qtr 4: 182 | 728
0000_TotalPortfolio | 461838-High Density Universal Holding Cabinets - 24 hr operation | WPSDGENRCC0017B-Rev00-Msr002 | System | Commercial | 35-OTI-OtherIndustrial-PROC_OTH | TRUE |  |  | Unit | RET | 9600 | 1300 | 0 | 0 | 0 | 8300 | 8840 |  | kWh | 2.25 | 0 | Commercial |  | Winter Only | [6 empty] | Small Boilers (<100 MMBtu/hr Heat Input):Uncontrolled | 12 | 0.6 | 0.6 | 0.6 | [10 empty] | 0% | 0% | 0% | 0 | 0 | 3 | 0 | 0 | 0 | 0 | 0 | 0 | 0 | 0 | 2013 Qtr 1: 0; 2013 Qtr 2: 0; 2013 Qtr 3: 0; 2013 Qtr 4: 0; 2014 Qtr 1: 0; 2014 Qtr 2: 0; 2014 Qtr 3: 0; 2014 Qtr 4: 0; 2015 Qtr 1: 0.75; 2015 Qtr 2: 0.75; 2015 Qtr 3: 0.75; 2015 Qtr 4: 0.75 | 3
0000_TotalPortfolio | 416172-Pkg AC <65k Single Phase SEER = 14.0-UP Stream | NE-HVAC-airAC-Pkg-lt55kBtuh-14p0seer | System | Commercial | NON_res:DEER:HVAC_Split-Package_AC | TRUE |  |  | Ton | ROB | 113.1 | 0 | 50 | 0 | 0 | 63.1 | 236 |  | kWh | 0.0532 | -1.5 | Commercial |  | Winter Only | [6 empty] | Small Boilers (<100 MMBtu/hr Heat Input):Uncontrolled | 15 | 0.85 | 0.85 | 0.85 | [10 empty] | 0% | 0% | 100% | 0 | 0 | 8.52 | 0 | 0 | 0 | 0 | 0 | 0 | 0 | 0 | 2013 Qtr 1: 0; 2013 Qtr 2: 0; 2013 Qtr 3: 0; 2013 Qtr 4: 0; 2014 Qtr 1: 0; 2014 Qtr 2: 0; 2014 Qtr 3: 0; 2014 Qtr 4: 0; 2015 Qtr 1: 2.13; 2015 Qtr 2: 2.13; 2015 Qtr 3: 2.13; 2015 Qtr 4: 2.13 | 8.52
0000_TotalPortfolio | 416176-Pkg AC <65k Three Phase SEER = 14.0-UP Stream | NE-HVAC-airAC-Pkg-lt55kBtuh-14p0seer | System | Commercial | NON_res:DEER:HVAC_Split-Package_AC | TRUE |  |  | Ton | ROB | 113.1 | 0 | 50 | 0 | 0 | 63.1 | 236 |  | kWh | 0.0532 | -1.5 | Commercial |  | Winter Only | [6 empty] | Small Boilers (<100 MMBtu/hr Heat Input):Uncontrolled | 15 | 0.85 | 0.85 | 0.85 | [10 empty] | 0% | 0% | 100% | 0 | 0 | 13.49 | 0 | 0 | 0 | 0 | 0 | 0 | 0 | 0 | 2013 Qtr 1: 0; 2013 Qtr 2: 0; 2013 Qtr 3: 0; 2013 Qtr 4: 0; 2014 Qtr 1: 0; 2014 Qtr 2: 0; 2014 Qtr 3: 0; 2014 Qtr 4: 0; 2015 Qtr 1: 3.3725; 2015 Qtr 2: 3.3725; 2015 Qtr 3: 3.3725; 2015 Qtr 4: 3.3725 | 13.49
0000_TotalPortfolio | 416177-Pkg AC <65k Three Phase SEER = 14.0-Rebate | NE-HVAC-airAC-Pkg-lt55kBtuh-14p0seer | System | Commercial | NON_res:DEER:HVAC_Split-Package_AC | TRUE |  |  | Ton | ROB | 113.1 | 50 | 0 | 0 | 0 | 63.1 | 236 |  | kWh | 0.0532 | -1.5 | Commercial |  | Winter Only | [6 empty] | Small Boilers (<100 MMBtu/hr Heat Input):Uncontrolled | 15 | 0.6 | 0.6 | 0.6 | [10 empty] | 0% | 0% | 100% | 0 | 0 | 16.33 | 0 | 0 | 0 | 0 | 0 | 0 | 0 | 0 | 2013 Qtr 1: 0; 2013 Qtr 2: 0; 2013 Qtr 3: 0; 2013 Qtr 4: 0; 2014 Qtr 1: 0; 2014 Qtr 2: 0; 2014 Qtr 3: 0; 2014 Qtr 4: 0; 2015 Qtr 1: 4.0825; 2015 Qtr 2: 4.0825; 2015 Qtr 3: 4.0825; 2015 Qtr 4: 4.0825 | 16.33
0000_TotalPortfolio | 416178-Pkg AC or HP <65k Single Phase SEER = 15.0 or 12.5 EER-UP Stream | WPSDGENRHC0023 Rev 0-Rev00-Msr001 | System | Commercial | NON_res:DEER:HVAC_Split-Package_AC | TRUE |  |  | Ton | ROB | 195.6 | 150 | 0 | 0 | 0 | 45.6 | 213.4428 |  | kWh | 0.064645 | -3.0094 | Commercial |  | Winter Only | [6 empty] | Small Boilers (<100 MMBtu/hr Heat Input):Uncontrolled | 15 | 0.85 | 0.85 | 0.85 | [10 empty] | 0% | 0% | 100% | 0 | 0 | 92.3 | 0 | 0 | 0 | 0 | 0 | 0 | 0 | 0 | 2013 Qtr 1: 0; 2013 Qtr 2: 0; 2013 Qtr 3: 0; 2013 Qtr 4: 0; 2014 Qtr 1: 0; 2014 Qtr 2: 0; 2014 Qtr 3: 0; 2014 Qtr 4: 0; 2015 Qtr 1: 23.075; 2015 Qtr 2: 23.075; 2015 Qtr 3: 23.075; 2015 Qtr 4: 23.075 | 92.3
0000_TotalPortfolio | 416179-Pkg AC or HP <65k Single Phase SEER = 15.0 or 12.5 EER-Rebate | WPSDGENRHC0023 Rev 0-Rev00-Msr001 | System | Commercial | NON_res:DEER:HVAC_Split-Package_AC | TRUE |  |  | Ton | ROB | 195.6 | 0 | 150 | 0 | 0 | 45.6 | 213.4428 |  | kWh | 0.064645 | -3.0094 | Commercial |  | Winter Only | [6 empty] | Small Boilers (<100 MMBtu/hr Heat Input):Uncontrolled | 15 | 0.6 | 0.6 | 0.6 | [10 empty] | 0% | 0% | 100% | 0 | 0 | 158.33 | 0 | 0 | 0 | 0 | 0 | 0 | 0 | 0 | 2013 Qtr 1: 0; 2013 Qtr 2: 0; 2013 Qtr 3: 0; 2013 Qtr 4: 0; 2014 Qtr 1: 0; 2014 Qtr 2: 0; 2014 Qtr 3: 0; 2014 Qtr 4: 0; 2015 Qtr 1: 39.5825; 2015 Qtr 2: 39.5825; 2015 Qtr 3: 39.5825; 2015 Qtr 4: 39.5825 | 158.33
0000_TotalPortfolio | 416180-Pkg AC or HP <65k Single Phase SEER = 16.0 or 13 EER-UP Stream | WPSDGENRHC0023 Rev 0-Rev00-Msr002 | System | Commercial | NON_res:DEER:HVAC_Split-Package_AC | TRUE |  |  | Ton | ROB | 293.4 | 200 | 0 | 0 | 0 | 93.4 | 205.3578 |  | kWh | 0.048484 | -3.6794 | Commercial |  | Winter Only | [6 empty] | Small Boilers (<100 MMBtu/hr Heat Input):Uncontrolled | 15 | 0.85 | 0.85 | 0.85 | [10 empty] | 0% | 0% | 100% | 0 | 0 | 49.7 | 0 | 0 | 0 | 0 | 0 | 0 | 0 | 0 | 2013 Qtr 1: 0; 2013 Qtr 2: 0; 2013 Qtr 3: 0; 2013 Qtr 4: 0; 2014 Qtr 1: 0; 2014 Qtr 2: 0; 2014 Qtr 3: 0; 2014 Qtr 4: 0; 2015 Qtr 1: 12.425; 2015 Qtr 2: 12.425; 2015 Qtr 3: 12.425; 2015 Qtr 4: 12.425 | 49.7
0000_TotalPortfolio | 416181-Pkg AC or HP <65k Single Phase SEER = 16.0 or 13 EER-Rebate | WPSDGENRHC0023 Rev 0-Rev00-Msr002 | System | Commercial | NON_res:DEER:HVAC_Split-Package_AC | TRUE |  |  | Ton | ROB | 293.4 | 0 | 200 | 0 | 0 | 93.4 | 205.3578 |  | kWh | 0.048484 | -3.6794 | Commercial |  | Winter Only | [6 empty] | Small Boilers (<100 MMBtu/hr Heat Input):Uncontrolled | 15 | 0.6 | 0.6 | 0.6 | [10 empty] | 0% | 0% | 100% | 0 | 0 | 7.1 | 0 | 0 | 0 | 0 | 0 | 0 | 0 | 0 | 2013 Qtr 1: 0; 2013 Qtr 2: 0; 2013 Qtr 3: 0; 2013 Qtr 4: 0; 2014 Qtr 1: 0; 2014 Qtr 2: 0; 2014 Qtr 3: 0; 2014 Qtr 4: 0; 2015 Qtr 1: 1.775; 2015 Qtr 2: 1.775; 2015 Qtr 3: 1.775; 2015 Qtr 4: 1.775 | 7.1
0000_TotalPortfolio | 416195-Pkg HP <65k Single Phase SEER = 14.0-Rebate | NE-HVAC-airHP-Pkg-lt55kBtuh-14p0seer-8p0hspf | System | Commercial | NON_res:DEER:HVAC_Split-Package_HP | TRUE |  |  | Ton | ROB | 113.1 | 50 | 0 | 0 | 0 | 63.1 | 109 |  | kWh | 0.0388 | -0.000132 | Commercial |  | Winter Only | [6 empty] | Small Boilers (<100 MMBtu/hr Heat Input):Uncontrolled | 15 | 0.6 | 0.6 | 0.6 | [10 empty] | 0% | 0% | 100% | 0 | 0 | 3.55 | 0 | 0 | 0 | 0 | 0 | 0 | 0 | 0 | 2013 Qtr 1: 0; 2013 Qtr 2: 0; 2013 Qtr 3: 0; 2013 Qtr 4: 0; 2014 Qtr 1: 0; 2014 Qtr 2: 0; 2014 Qtr 3: 0; 2014 Qtr 4: 0; 2015 Qtr 1: 0.8875; 2015 Qtr 2: 0.8875; 2015 Qtr 3: 0.8875; 2015 Qtr 4: 0.8875 | 3.55
0000_TotalPortfolio | 416198-Pkg HP <65k Three Phase SEER = 14.0-UP Stream | NE-HVAC-airHP-Pkg-lt55kBtuh-14p0seer-8p0hspf | System | Commercial | NON_res:DEER:HVAC_Split-Package_HP | TRUE |  |  | Ton | ROB | 113.1 | 0 | 50 | 0 | 0 | 63.1 | 109 |  | kWh | 0.0388 | -0.000132 | Commercial |  | Winter Only | [6 empty] | Small Boilers (<100 MMBtu/hr Heat Input):Uncontrolled | 15 | 0.85 | 0.85 | 0.85 | [10 empty] | 0% | 0% | 100% | 0 | 0 | 8.52 | 0 | 0 | 0 | 0 | 0 | 0 | 0 | 0 | 2013 Qtr 1: 0; 2013 Qtr 2: 0; 2013 Qtr 3: 0; 2013 Qtr 4: 0; 2014 Qtr 1: 0; 2014 Qtr 2: 0; 2014 Qtr 3: 0; 2014 Qtr 4: 0; 2015 Qtr 1: 2.13; 2015 Qtr 2: 2.13; 2015 Qtr 3: 2.13; 2015 Qtr 4: 2.13 | 8.52
0000_TotalPortfolio | 416202-Pkg AC 135-239k EER=11.5-UP Stream | NE-HVAC-airAC-SpltPkg-135to239kBtuh-11p5eer | System | Commercial | NON_res:DEER:HVAC_Split-Package_AC | TRUE |  |  | Ton | ROB | 69.43 | 0 | 50 | 0 | 0 | 19.43 | 36.7 |  | kWh | 0.0175 | -0.411 | Commercial |  | Winter Only | [6 empty] | Small Boilers (<100 MMBtu/hr Heat Input):Uncontrolled | 15 | 0.85 | 0.85 | 0.85 | [10 empty] | 0% | 0% | 100% | 0 | 0 | 54.32 | 0 | 0 | 0 | 0 | 0 | 0 | 0 | 0 | 2013 Qtr 1: 0; 2013 Qtr 2: 0; 2013 Qtr 3: 0; 2013 Qtr 4: 0; 2014 Qtr 1: 0; 2014 Qtr 2: 0; 2014 Qtr 3: 0; 2014 Qtr 4: 0; 2015 Qtr 1: 13.58; 2015 Qtr 2: 13.58; 2015 Qtr 3: 13.58; 2015 Qtr 4: 13.58 | 54.32
0000_TotalPortfolio | 416204-Pkg AC 135-239k EER=12.0 ER-Rebate | NE-HVAC-airAC-SpltPkg-135to239kBtuh-12p0eer | System | Commercial | NON_res:DEER:HVAC_Split-Package_AC | TRUE |  |  | Ton | ER | 572.0214 | 125 | 0 | 0 | 0 | 447.0214 | 992 |  | kWh | 0.328 | -4.74 | Commercial |  | Winter Only | 15 | 86.18 |  | 117 | 0.0361 | -1.29 | Small Boilers (<100 MMBtu/hr Heat Input):Uncontrolled | 5 | 0.85 | 0.85 | 0.85 | [10 empty] | 0% | 0% | 100% | 0 | 0 | 85.2 | 0 | 0 | 0 | 0 | 0 | 0 | 0 | 0 | 2013 Qtr 1: 0; 2013 Qtr 2: 0; 2013 Qtr 3: 0; 2013 Qtr 4: 0; 2014 Qtr 1: 0; 2014 Qtr 2: 0; 2014 Qtr 3: 0; 2014 Qtr 4: 0; 2015 Qtr 1: 21.3; 2015 Qtr 2: 21.3; 2015 Qtr 3: 21.3; 2015 Qtr 4: 21.3 | 85.2
0000_TotalPortfolio | 416205-Pkg AC 135-239k EER=12.0-UP Stream | NE-HVAC-airAC-SpltPkg-135to239kBtuh-12p0eer | System | Commercial | NON_res:DEER:HVAC_Split-Package_AC | TRUE |  |  | Ton | ROB | 86.18 | 0 | 50 | 0 | 0 | 36.18 | 117 |  | kWh | 0.0361 | -1.29 | Commercial |  | Winter Only | [6 empty] | Small Boilers (<100 MMBtu/hr Heat Input):Uncontrolled | 15 | 0.85 | 0.85 | 0.85 | [10 empty] | 0% | 0% | 100% | 0 | 0 | 17.75 | 0 | 0 | 0 | 0 | 0 | 0 | 0 | 0 | 2013 Qtr 1: 0; 2013 Qtr 2: 0; 2013 Qtr 3: 0; 2013 Qtr 4: 0; 2014 Qtr 1: 0; 2014 Qtr 2: 0; 2014 Qtr 3: 0; 2014 Qtr 4: 0; 2015 Qtr 1: 4.4375; 2015 Qtr 2: 4.4375; 2015 Qtr 3: 4.4375; 2015 Qtr 4: 4.4375 | 17.75
0000_TotalPortfolio | 416206-Pkg AC 135-239k EER=12.0-Rebate | NE-HVAC-airAC-SpltPkg-135to239kBtuh-12p0eer | System | Commercial | NON_res:DEER:HVAC_Split-Package_AC | TRUE |  |  | Ton | ROB | 86.18 | 50 | 0 | 0 | 0 | 36.18 | 117 |  | kWh | 0.0361 | -1.29 | Commercial |  | Winter Only | [6 empty] | Small Boilers (<100 MMBtu/hr Heat Input):Uncontrolled | 15 | 0.6 | 0.6 | 0.6 | [10 empty] | 0% | 0% | 100% | 0 | 0 | 21.3 | 0 | 0 | 0 | 0 | 0 | 0 | 0 | 0 | 2013 Qtr 1: 0; 2013 Qtr 2: 0; 2013 Qtr 3: 0; 2013 Qtr 4: 0; 2014 Qtr 1: 0; 2014 Qtr 2: 0; 2014 Qtr 3: 0; 2014 Qtr 4: 0; 2015 Qtr 1: 5.325; 2015 Qtr 2: 5.325; 2015 Qtr 3: 5.325; 2015 Qtr 4: 5.325 | 21.3
0000_TotalPortfolio | 416220-Pkg AC 65-89k EER=12.0 ER-Rebate | NE-HVAC-airAC-SpltPkg-65to109kBtuh-12p0eer | System | Commercial | NON_res:DEER:HVAC_Split-Package_AC | TRUE |  |  | Ton | ER | 516.1558 | 125 | 0 | 0 | 0 | 391.1558 | 1240 |  | kWh | 0.299 | -3.96 | Commercial |  | Winter Only | 15 | 55.32 |  | 163 | 0.0818 | -1.07 | Small Boilers (<100 MMBtu/hr Heat Input):Uncontrolled | 5 | 0.6 | 0.6 | 0.6 | [10 empty] | 0% | 0% | 100% | 0 | 0 | 5.33 | 0 | 0 | 0 | 0 | 0 | 0 | 0 | 0 | 2013 Qtr 1: 0; 2013 Qtr 2: 0; 2013 Qtr 3: 0; 2013 Qtr 4: 0; 2014 Qtr 1: 0; 2014 Qtr 2: 0; 2014 Qtr 3: 0; 2014 Qtr 4: 0; 2015 Qtr 1: 1.3325; 2015 Qtr 2: 1.3325; 2015 Qtr 3: 1.3325; 2015 Qtr 4: 1.3325 | 5.33
0000_TotalPortfolio | 416221-Pkg AC 65-89k EER=12.0-UP Stream | NE-HVAC-airAC-SpltPkg-65to109kBtuh-12p0eer | System | Commercial | NON_res:DEER:HVAC_Split-Package_AC | TRUE |  |  | Ton | ROB | 55.32 | 0 | 50 | 0 | 0 | 5.32 | 163 |  | kWh | 0.0818 | -1.07 | Commercial |  | Winter Only | [6 empty] | Small Boilers (<100 MMBtu/hr Heat Input):Uncontrolled | 15 | 0.85 | 0.85 | 0.85 | [10 empty] | 0% | 0% | 100% | 0 | 0 | 8.52 | 0 | 0 | 0 | 0 | 0 | 0 | 0 | 0 | 2013 Qtr 1: 0; 2013 Qtr 2: 0; 2013 Qtr 3: 0; 2013 Qtr 4: 0; 2014 Qtr 1: 0; 2014 Qtr 2: 0; 2014 Qtr 3: 0; 2014 Qtr 4: 0; 2015 Qtr 1: 2.13; 2015 Qtr 2: 2.13; 2015 Qtr 3: 2.13; 2015 Qtr 4: 2.13 | 8.52
0000_TotalPortfolio | 416222-Pkg AC 65-89k EER=12.0-Rebate | NE-HVAC-airAC-SpltPkg-65to109kBtuh-12p0eer | System | Commercial | NON_res:DEER:HVAC_Split-Package_AC | TRUE |  |  | Ton | ROB | 55.32 | 50 | 0 | 0 | 0 | 5.32 | 163 |  | kWh | 0.0818 | -1.07 | Commercial |  | Winter Only | [6 empty] | Small Boilers (<100 MMBtu/hr Heat Input):Uncontrolled | 15 | 0.6 | 0.6 | 0.6 | [10 empty] | 0% | 0% | 100% | 0 | 0 | 10.65 | 0 | 0 | 0 | 0 | 0 | 0 | 0 | 0 | 2013 Qtr 1: 0; 2013 Qtr 2: 0; 2013 Qtr 3: 0; 2013 Qtr 4: 0; 2014 Qtr 1: 0; 2014 Qtr 2: 0; 2014 Qtr 3: 0; 2014 Qtr 4: 0; 2015 Qtr 1: 2.6625; 2015 Qtr 2: 2.6625; 2015 Qtr 3: 2.6625; 2015 Qtr 4: 2.6625 | 10.65
0000_TotalPortfolio | 416224-Pkg AC 90-134k EER=11.5-UP Stream | NE-HVAC-airAC-SpltPkg-110to134kBtuh-11p5eer | System | Commercial | NON_res:DEER:HVAC_Split-Package_AC | TRUE |  |  | Ton | ROB | 109.71 | 0 | 50 | 0 | 0 | 59.71 | 132 |  | kWh | 0.0596 | -0.957 | Commercial |  | Winter Only | [6 empty] | Small Boilers (<100 MMBtu/hr Heat Input):Uncontrolled | 15 | 0.85 | 0.85 | 0.85 | [10 empty] | 0% | 0% | 100% | 0 | 0 | 5.68 | 0 | 0 | 0 | 0 | 0 | 0 | 0 | 0 | 2013 Qtr 1: 0; 2013 Qtr 2: 0; 2013 Qtr 3: 0; 2013 Qtr 4: 0; 2014 Qtr 1: 0; 2014 Qtr 2: 0; 2014 Qtr 3: 0; 2014 Qtr 4: 0; 2015 Qtr 1: 1.42; 2015 Qtr 2: 1.42; 2015 Qtr 3: 1.42; 2015 Qtr 4: 1.42 | 5.68
0000_TotalPortfolio | 416226-Pkg AC 90-134k EER=12.0 ER-UP Stream | NE-HVAC-airAC-SpltPkg-110to134kBtuh-12p0eer | System | Commercial | NON_res:DEER:HVAC_Split-Package_AC | TRUE |  |  | Ton | ER | 658.2857 | 0 | 125 | 0 | 0 | 533.2857 | 920 |  | kWh | 0.299 | -3.95 | Commercial |  | Winter Only | 15 | 150.64 |  | 163 | 0.0818 | -1.07 | Small Boilers (<100 MMBtu/hr Heat Input):Uncontrolled | 5 | 0.85 | 0.85 | 0.85 | [10 empty] | 0% | 0% | 100% | 0 | 0 | 7.1 | 0 | 0 | 0 | 0 | 0 | 0 | 0 | 0 | 2013 Qtr 1: 0; 2013 Qtr 2: 0; 2013 Qtr 3: 0; 2013 Qtr 4: 0; 2014 Qtr 1: 0; 2014 Qtr 2: 0; 2014 Qtr 3: 0; 2014 Qtr 4: 0; 2015 Qtr 1: 1.775; 2015 Qtr 2: 1.775; 2015 Qtr 3: 1.775; 2015 Qtr 4: 1.775 | 7.1
0000_TotalPortfolio | 416227-Pkg AC 90-134k EER=12.0 ER-Rebate | NE-HVAC-airAC-SpltPkg-110to134kBtuh-12p0eer | System | Commercial | NON_res:DEER:HVAC_Split-Package_AC | TRUE |  |  | Ton | ER | 658.2857 | 125 | 0 | 0 | 0 | 533.2857 | 920 |  | kWh | 0.299 | -3.95 | Commercial |  | Winter Only | 15 | 150.64 |  | 163 | 0.0818 | -1.07 | Small Boilers (<100 MMBtu/hr Heat Input):Uncontrolled | 5 | 0.85 | 0.85 | 0.85 | [10 empty] | 0% | 0% | 100% | 0 | 0 | 15.98 | 0 | 0 | 0 | 0 | 0 | 0 | 0 | 0 | 2013 Qtr 1: 0; 2013 Qtr 2: 0; 2013 Qtr 3: 0; 2013 Qtr 4: 0; 2014 Qtr 1: 0; 2014 Qtr 2: 0; 2014 Qtr 3: 0; 2014 Qtr 4: 0; 2015 Qtr 1: 3.995; 2015 Qtr 2: 3.995; 2015 Qtr 3: 3.995; 2015 Qtr 4: 3.995 | 15.98
0000_TotalPortfolio | 416228-Pkg AC 90-134k EER=12.0-UP Stream | NE-HVAC-airAC-SpltPkg-110to134kBtuh-12p0eer | System | Commercial | NON_res:DEER:HVAC_Split-Package_AC | TRUE |  |  | Ton | ROB | 150.64 | 0 | 50 | 0 | 0 | 100.64 | 163 |  | kWh | 0.0818 | -1.07 | Commercial |  | Winter Only | [6 empty] | Small Boilers (<100 MMBtu/hr Heat Input):Uncontrolled | 15 | 0.85 | 0.85 | 0.85 | [10 empty] | 0% | 0% | 100% | 0 | 0 | 77.04 | 0 | 0 | 0 | 0 | 0 | 0 | 0 | 0 | 2013 Qtr 1: 0; 2013 Qtr 2: 0; 2013 Qtr 3: 0; 2013 Qtr 4: 0; 2014 Qtr 1: 0; 2014 Qtr 2: 0; 2014 Qtr 3: 0; 2014 Qtr 4: 0; 2015 Qtr 1: 19.26; 2015 Qtr 2: 19.26; 2015 Qtr 3: 19.26; 2015 Qtr 4: 19.26 | 77.04
0000_TotalPortfolio | 416229-Pkg AC 90-134k EER=12.0-Rebate | NE-HVAC-airAC-SpltPkg-110to134kBtuh-12p0eer | System | Commercial | NON_res:DEER:HVAC_Split-Package_AC | TRUE |  |  | Ton | ROB | 150.64 | 50 | 0 | 0 | 0 | 100.64 | 163 |  | kWh | 0.0818 | -1.07 | Commercial |  | Winter Only | [6 empty] | Small Boilers (<100 MMBtu/hr Heat Input):Uncontrolled | 15 | 0.6 | 0.6 | 0.6 | [10 empty] | 0% | 0% | 100% | 0 | 0 | 90.53 | 0 | 0 | 0 | 0 | 0 | 0 | 0 | 0 | 2013 Qtr 1: 0; 2013 Qtr 2: 0; 2013 Qtr 3: 0; 2013 Qtr 4: 0; 2014 Qtr 1: 0; 2014 Qtr 2: 0; 2014 Qtr 3: 0; 2014 Qtr 4: 0; 2015 Qtr 1: 22.6325; 2015 Qtr 2: 22.6325; 2015 Qtr 3: 22.6325; 2015 Qtr 4: 22.6325 | 90.53
0000_TotalPortfolio | 416240-Pkg HP 240-759k EER=10.5-UP Stream | NE-HVAC-airHP-SpltPkg-240to759kBtuh-10p5eer-3p2cop | System | Commercial | NON_res:DEER:HVAC_Split-Package_HP | TRUE |  |  | Ton | ROB | 192.65 | 0 | 50 | 0 | 0 | 142.65 | 105 |  | kWh | 0.0998 | 0 | Commercial |  | Winter Only | [6 empty] | Small Boilers (<100 MMBtu/hr Heat Input):Uncontrolled | 15 | 0.85 | 0.85 | 0.85 | [10 empty] | 0% | 0% | 0% | 0 | 0 | 106.5 | 0 | 0 | 0 | 0 | 0 | 0 | 0 | 0 | 2013 Qtr 1: 0; 2013 Qtr 2: 0; 2013 Qtr 3: 0; 2013 Qtr 4: 0; 2014 Qtr 1: 0; 2014 Qtr 2: 0; 2014 Qtr 3: 0; 2014 Qtr 4: 0; 2015 Qtr 1: 26.625; 2015 Qtr 2: 26.625; 2015 Qtr 3: 26.625; 2015 Qtr 4: 26.625 | 106.5
0000_TotalPortfolio | 416281-Packaged Terminal AC 7-15k ER-Rebate | D03-099 | System | Commercial | NON_res:DEER:HVAC_Split-Package_AC | TRUE |  |  | Ton | ER | 763 | 100 | 0 | 0 | 0 | 663 | 580 |  | kWh | 0.245 | 0 | Commercial |  | Winter Only | 15 | 143 |  | 347 | 0.147 | 0 | Small Boilers (<100 MMBtu/hr Heat Input):Uncontrolled | 5 | 0.85 | 0.85 | 0.85 | [10 empty] | 0% | 0% | 0% | 0 | 0 | 3.2 | 0 | 0 | 0 | 0 | 0 | 0 | 0 | 0 | 2013 Qtr 1: 0; 2013 Qtr 2: 0; 2013 Qtr 3: 0; 2013 Qtr 4: 0; 2014 Qtr 1: 0; 2014 Qtr 2: 0; 2014 Qtr 3: 0; 2014 Qtr 4: 0; 2015 Qtr 1: 0.8; 2015 Qtr 2: 0.8; 2015 Qtr 3: 0.8; 2015 Qtr 4: 0.8 | 3.2
0000_TotalPortfolio | 416282-Packaged Terminal AC 7-15k-Rebate | D03-099 | System | Commercial | NON_res:DEER:HVAC_Split-Package_AC | TRUE |  |  | Ton | ROB | 353 | 35 | 0 | 0 | 0 | 318 | 347 |  | kWh | 0.147 | 0 | Commercial |  | Winter Only | [6 empty] | Small Boilers (<100 MMBtu/hr Heat Input):Uncontrolled | 15 | 0.6 | 0.6 | 0.6 | [10 empty] | 0% | 0% | 0% | 0 | 0 | 2.66 | 0 | 0 | 0 | 0 | 0 | 0 | 0 | 0 | 2013 Qtr 1: 0; 2013 Qtr 2: 0; 2013 Qtr 3: 0; 2013 Qtr 4: 0; 2014 Qtr 1: 0; 2014 Qtr 2: 0; 2014 Qtr 3: 0; 2014 Qtr 4: 0; 2015 Qtr 1: 0.665; 2015 Qtr 2: 0.665; 2015 Qtr 3: 0.665; 2015 Qtr 4: 0.665 | 2.66
0000_TotalPortfolio | 416287-Packaged Terminal HP 7-15k ER-Rebate | D03-101 | System | Commercial | NON_res:DEER:HVAC_Split-Package_HP | TRUE |  |  | Ton | ER | 1063 | 200 | 0 | 0 | 0 | 863 | 560 |  | kWh | 0.232 | 0 | Commercial |  | Winter Only | 15 | 353 |  | 344 | 0.143 | 0 | Small Boilers (<100 MMBtu/hr Heat Input):Uncontrolled | 5 | 0.85 | 0.85 | 0.85 | [10 empty] | 0% | 0% | 0% | 0 | 0 | 230.04 | 0 | 0 | 0 | 0 | 0 | 0 | 0 | 0 | 2013 Qtr 1: 0; 2013 Qtr 2: 0; 2013 Qtr 3: 0; 2013 Qtr 4: 0; 2014 Qtr 1: 0; 2014 Qtr 2: 0; 2014 Qtr 3: 0; 2014 Qtr 4: 0; 2015 Qtr 1: 57.51; 2015 Qtr 2: 57.51; 2015 Qtr 3: 57.51; 2015 Qtr 4: 57.51 | 230.04
0000_TotalPortfolio | 416288-Packaged Terminal HP 7-15k-Rebate | D03-101 | System | Commercial | NON_res:DEER:HVAC_Split-Package_HP | TRUE |  |  | Ton | ROB | 353 | 100 | 0 | 0 | 0 | 253 | 344 |  | kWh | 0.143 | 0 | Commercial |  | Winter Only | [6 empty] | Small Boilers (<100 MMBtu/hr Heat Input):Uncontrolled | 15 | 0.6 | 0.6 | 0.6 | [10 empty] | 0% | 0% | 0% | 0 | 0 | 19.53 | 0 | 0 | 0 | 0 | 0 | 0 | 0 | 0 | 2013 Qtr 1: 0; 2013 Qtr 2: 0; 2013 Qtr 3: 0; 2013 Qtr 4: 0; 2014 Qtr 1: 0; 2014 Qtr 2: 0; 2014 Qtr 3: 0; 2014 Qtr 4: 0; 2015 Qtr 1: 4.8825; 2015 Qtr 2: 4.8825; 2015 Qtr 3: 4.8825; 2015 Qtr 4: 4.8825 | 19.53
0000_TotalPortfolio | 416291-Comb Condenser Fan Coil-DI | WPSDGENRHC1040-Rev00-Msr001 | System | Commercial | NON_res:DEER:HVAC_Refrig_Charge | TRUE |  |  | Ton | ROB | 5 | 0 | 5 | 0 | 0 | 0 | 40 |  | kWh | 0.015 | 0 | Commercial |  | Winter Only | [6 empty] | Small Boilers (<100 MMBtu/hr Heat Input):Uncontrolled | 3 | 0.73 | 0.73 | 0.73 |  |  | 0.67 | [7 empty] | 0% | 0% | 0% | 0 | 0 | 0.84 | 0 | 0 | 0 | 0 | 0 | 0 | 0 | 0 | 2013 Qtr 1: 0; 2013 Qtr 2: 0; 2013 Qtr 3: 0; 2013 Qtr 4: 0; 2014 Qtr 1: 0; 2014 Qtr 2: 0; 2014 Qtr 3: 0; 2014 Qtr 4: 0; 2015 Qtr 1: 0.21; 2015 Qtr 2: 0.21; 2015 Qtr 3: 0.21; 2015 Qtr 4: 0.21 | 0.84
0000_TotalPortfolio | 416305-Commercial Packaged Economizer Retrofit-UP Stream | D03-058 | System | Commercial | NON_res:DEER:HVAC_Split-Package_AC | TRUE |  |  | Ton | ROB | 81.36 | 0 | 50 | 0 | 0 | 31.36 | 372 |  | kWh | 0.00271 | -0.00863 | Commercial |  | Winter Only | [6 empty] | Small Boilers (<100 MMBtu/hr Heat Input):Uncontrolled | 10 | 0.6 | 0.6 | 0.6 | [10 empty] | 0% | 0% | 0% | 0 | 0 | 60.35 | 0 | 0 | 0 | 0 | 0 | 0 | 0 | 0 | 2013 Qtr 1: 0; 2013 Qtr 2: 0; 2013 Qtr 3: 0; 2013 Qtr 4: 0; 2014 Qtr 1: 0; 2014 Qtr 2: 0; 2014 Qtr 3: 0; 2014 Qtr 4: 0; 2015 Qtr 1: 15.0875; 2015 Qtr 2: 15.0875; 2015 Qtr 3: 15.0875; 2015 Qtr 4: 15.0875 | 60.35
0000_TotalPortfolio | 416330-Split AC <65k Single Phase SEER = 14.0-UP Stream | NE-HVAC-airAC-Split-lt55kBtuh-14p0seer | System | Commercial | NON_res:DEER:HVAC_Split-Package_AC | TRUE |  |  | Ton | ROB | 113.1 | 0 | 50 | 0 | 0 | 63.1 | 314 |  | kWh | 0.0594 | -1.99 | Commercial |  | Winter Only | [6 empty] | Small Boilers (<100 MMBtu/hr Heat Input):Uncontrolled | 15 | 0.85 | 0.85 | 0.85 | [10 empty] | 0% | 0% | 100% | 0 | 0 | 1.42 | 0 | 0 | 0 | 0 | 0 | 0 | 0 | 0 | 2013 Qtr 1: 0; 2013 Qtr 2: 0; 2013 Qtr 3: 0; 2013 Qtr 4: 0; 2014 Qtr 1: 0; 2014 Qtr 2: 0; 2014 Qtr 3: 0; 2014 Qtr 4: 0; 2015 Qtr 1: 0.355; 2015 Qtr 2: 0.355; 2015 Qtr 3: 0.355; 2015 Qtr 4: 0.355 | 1.42
0000_TotalPortfolio | 416331-Split AC <65k Single Phase SEER = 14.0-Rebate | NE-HVAC-airAC-Split-lt55kBtuh-14p0seer | System | Commercial | NON_res:DEER:HVAC_Split-Package_AC | TRUE |  |  | Ton | ROB | 113.1 | 50 | 0 | 0 | 0 | 63.1 | 314 |  | kWh | 0.0594 | -1.99 | Commercial |  | Winter Only | [6 empty] | Small Boilers (<100 MMBtu/hr Heat Input):Uncontrolled | 15 | 0.6 | 0.6 | 0.6 | [10 empty] | 0% | 0% | 100% | 0 | 0 | 28.4 | 0 | 0 | 0 | 0 | 0 | 0 | 0 | 0 | 2013 Qtr 1: 0; 2013 Qtr 2: 0; 2013 Qtr 3: 0; 2013 Qtr 4: 0; 2014 Qtr 1: 0; 2014 Qtr 2: 0; 2014 Qtr 3: 0; 2014 Qtr 4: 0; 2015 Qtr 1: 7.1; 2015 Qtr 2: 7.1; 2015 Qtr 3: 7.1; 2015 Qtr 4: 7.1 | 28.4
0000_TotalPortfolio | 416359-PTAC/PTHP Controllers EMS-DI | WPSDGENRHC1050-Rev00-Msr001 | System | Commercial | NON_res:DEER:HVAC_Split-Package_HP | TRUE |  |  | Ton | RET | 250 | 0 | 0 | 50 | 200 | 0 | 481 |  | kWh | 0.198 | 0 | Commercial |  | Winter Only | [6 empty] | Small Boilers (<100 MMBtu/hr Heat Input):Uncontrolled | 11 | 0.6 | 0.6 | 0.6 | [10 empty] | 0% | 0% | 0% | 0 | 0 | 860.06 | 0 | 0 | 0 | 0 | 0 | 0 | 0 | 0 | 2013 Qtr 1: 0; 2013 Qtr 2: 0; 2013 Qtr 3: 0; 2013 Qtr 4: 0; 2014 Qtr 1: 0; 2014 Qtr 2: 0; 2014 Qtr 3: 0; 2014 Qtr 4: 0; 2015 Qtr 1: 215.015; 2015 Qtr 2: 215.015; 2015 Qtr 3: 215.015; 2015 Qtr 4: 215.015 | 860.06
0000_TotalPortfolio | 416361-PTAC/PTHP Controllers ACC-DI | WPSDGENRHC1051-Rev00-Msr001 | System | Commercial | NON_res:DEER:HVAC_Split-Package_HP | TRUE |  |  | Ton | RET | 346.19 | 0 | 0 | 50 | 200 | 96.19 | 644.8404 |  | kWh | 0.24816 | 0 | Commercial |  | Winter Only | [6 empty] | Small Boilers (<100 MMBtu/hr Heat Input):Uncontrolled | 15 | 0.6 | 0.6 | 0.6 | [10 empty] | 0% | 0% | 0% | 0 | 0 | 15.78 | 0 | 0 | 0 | 0 | 0 | 0 | 0 | 0 | 2013 Qtr 1: 0; 2013 Qtr 2: 0; 2013 Qtr 3: 0; 2013 Qtr 4: 0; 2014 Qtr 1: 0; 2014 Qtr 2: 0; 2014 Qtr 3: 0; 2014 Qtr 4: 0; 2015 Qtr 1: 3.945; 2015 Qtr 2: 3.945; 2015 Qtr 3: 3.945; 2015 Qtr 4: 3.945 | 15.78
0000_TotalPortfolio | 416363-Amana PTAC/PTHP Controllers EMS-DI | WPSDGENRHC1050-Rev00-Msr001 | System | Commercial | NON_res:DEER:HVAC_Split-Package_HP | TRUE |  |  | Ton | RET | 346.19 | 0 | 0 | 50 | 100 | 196.19 | 481 |  | kWh | 0.198 | 0 | Commercial |  | Winter Only | [6 empty] | Small Boilers (<100 MMBtu/hr Heat Input):Uncontrolled | 15 | 0.6 | 0.6 | 0.6 | [10 empty] | 0% | 0% | 0% | 0 | 0 | 244.77 | 0 | 0 | 0 | 0 | 0 | 0 | 0 | 0 | 2013 Qtr 1: 0; 2013 Qtr 2: 0; 2013 Qtr 3: 0; 2013 Qtr 4: 0; 2014 Qtr 1: 0; 2014 Qtr 2: 0; 2014 Qtr 3: 0; 2014 Qtr 4: 0; 2015 Qtr 1: 61.1925; 2015 Qtr 2: 61.1925; 2015 Qtr 3: 61.1925; 2015 Qtr 4: 61.1925 | 244.77
0000_TotalPortfolio | 416381-Commercial Coil Cleaning Less than 3 tons - Incentive | WP_NoSavings-Rev00-Msr001 | System | Commercial | 35-OTI-OtherIndustrial-PROC_OTH | TRUE |  |  | Unit | RET | 0 | 55 | 0 | 0 | 0 | -55 | 0 |  | kWh | 0 | 0 | Commercial |  | Winter Only | [6 empty] | Small Boilers (<100 MMBtu/hr Heat Input):Uncontrolled | 0 | 0.73 | 0.73 | 0.73 | [10 empty] | 0% | 0% | 0% | 0 | 0 | 647.02 | 0 | 0 | 0 | 0 | 0 | 0 | 0 | 0 | 2013 Qtr 1: 0; 2013 Qtr 2: 0; 2013 Qtr 3: 0; 2013 Qtr 4: 0; 2014 Qtr 1: 0; 2014 Qtr 2: 0; 2014 Qtr 3: 0; 2014 Qtr 4: 0; 2015 Qtr 1: 161.755; 2015 Qtr 2: 161.755; 2015 Qtr 3: 161.755; 2015 Qtr 4: 161.755 | 647.02
0000_TotalPortfolio | 416382-Commercial Coil Cleaning 3 to 5 tons - Incentive | WP_NoSavings-Rev00-Msr001 | System | Commercial | 35-OTI-OtherIndustrial-PROC_OTH | TRUE |  |  | Unit | RET | 0 | 110 | 0 | 0 | 0 | -110 | 0 |  | kWh | 0 | 0 | Commercial |  | Winter Only | [6 empty] | Small Boilers (<100 MMBtu/hr Heat Input):Uncontrolled | 0 | 0.73 | 0.73 | 0.73 | [10 empty] | 0% | 0% | 0% | 0 | 0 | 2864.07 | 0 | 0 | 0 | 0 | 0 | 0 | 0 | 0 | 2013 Qtr 1: 0; 2013 Qtr 2: 0; 2013 Qtr 3: 0; 2013 Qtr 4: 0; 2014 Qtr 1: 0; 2014 Qtr 2: 0; 2014 Qtr 3: 0; 2014 Qtr 4: 0; 2015 Qtr 1: 716.0175; 2015 Qtr 2: 716.0175; 2015 Qtr 3: 716.0175; 2015 Qtr 4: 716.0175 | 2864.07
0000_TotalPortfolio | 416383-Commercial Coil Cleaning over 25 tons - Incentive | WP_NoSavings-Rev00-Msr001 | System | Commercial | 35-OTI-OtherIndustrial-PROC_OTH | TRUE |  |  | Unit | RET | 0 | 150 | 0 | 0 | 0 | -150 | 0 |  | kWh | 0 | 0 | Commercial |  | Winter Only | [6 empty] | Small Boilers (<100 MMBtu/hr Heat Input):Uncontrolled | 0 | 0.73 | 0.73 | 0.73 | [10 empty] | 0% | 0% | 0% | 0 | 0 | 20.31 | 0 | 0 | 0 | 0 | 0 | 0 | 0 | 0 | 2013 Qtr 1: 0; 2013 Qtr 2: 0; 2013 Qtr 3: 0; 2013 Qtr 4: 0; 2014 Qtr 1: 0; 2014 Qtr 2: 0; 2014 Qtr 3: 0; 2014 Qtr 4: 0; 2015 Qtr 1: 5.0775; 2015 Qtr 2: 5.0775; 2015 Qtr 3: 5.0775; 2015 Qtr 4: 5.0775 | 20.31
0000_TotalPortfolio | 416384-Commercial Condenser Coil Cleaning (Typical Unit) Savings Only | WPSDGENRHC1020-Rev00-Msr001 | System | Commercial | NON_res:DEER:HVAC_Refrig_Charge | TRUE |  |  | Ton | ROB | 30.5 | 0 | 0 | 0 | 0 | 30.5 | 172 |  | kWh | 0.063 | 0 | Commercial |  | Winter Only | [6 empty] | Small Boilers (<100 MMBtu/hr Heat Input):Uncontrolled | 3 | 0.73 | 0.73 | 0.73 |  |  | 0.67 | [7 empty] | 0% | 0% | 0% | 0 | 0 | 19404.23 | 0 | 0 | 0 | 0 | 0 | 0 | 0 | 0 | 2013 Qtr 1: 0; 2013 Qtr 2: 0; 2013 Qtr 3: 0; 2013 Qtr 4: 0; 2014 Qtr 1: 0; 2014 Qtr 2: 0; 2014 Qtr 3: 0; 2014 Qtr 4: 0; 2015 Qtr 1: 4851.0575; 2015 Qtr 2: 4851.0575; 2015 Qtr 3: 4851.0575; 2015 Qtr 4: 4851.0575 | 19404.23
0000_TotalPortfolio | 416394-RCA Refr Chg Less than 3 tons-Incentive | WP_NoSavings-Rev00-Msr001 | System | Commercial | 35-OTI-OtherIndustrial-PROC_OTH | TRUE |  |  | Unit | RET | 0 | 75 | 0 | 0 | 0 | -75 | 0 |  | kWh | 0 | 0 | Commercial |  | Winter Only | [6 empty] | Small Boilers (<100 MMBtu/hr Heat Input):Uncontrolled | 0 | 0.73 | 0.73 | 0.73 |  |  | 0.67 | [7 empty] | 0% | 0% | 0% | 0 | 0 | 466.12 | 0 | 0 | 0 | 0 | 0 | 0 | 0 | 0 | 2013 Qtr 1: 0; 2013 Qtr 2: 0; 2013 Qtr 3: 0; 2013 Qtr 4: 0; 2014 Qtr 1: 0; 2014 Qtr 2: 0; 2014 Qtr 3: 0; 2014 Qtr 4: 0; 2015 Qtr 1: 116.53; 2015 Qtr 2: 116.53; 2015 Qtr 3: 116.53; 2015 Qtr 4: 116.53 | 466.12
0000_TotalPortfolio | 416395-Commercial Coil Cleaning 6 to 25 tons - Incentive | WP_NoSavings-Rev00-Msr001 | System | Commercial | 35-OTI-OtherIndustrial-PROC_OTH | TRUE |  |  | Unit | RET | 0 | 130 | 0 | 0 | 0 | -130 | 0 |  | kWh | 0 | 0 | Commercial |  | Winter Only | [6 empty] | Small Boilers (<100 MMBtu/hr Heat Input):Uncontrolled | 0 | 0.73 | 0.73 | 0.73 | [10 empty] | 0% | 0% | 0% | 0 | 0 | 614.72 | 0 | 0 | 0 | 0 | 0 | 0 | 0 | 0 | 2013 Qtr 1: 0; 2013 Qtr 2: 0; 2013 Qtr 3: 0; 2013 Qtr 4: 0; 2014 Qtr 1: 0; 2014 Qtr 2: 0; 2014 Qtr 3: 0; 2014 Qtr 4: 0; 2015 Qtr 1: 153.68; 2015 Qtr 2: 153.68; 2015 Qtr 3: 153.68; 2015 Qtr 4: 153.68 | 614.72
0000_TotalPortfolio | 416396-RCA Refr Chg - 3 to 5 tons-Incentive | WP_NoSavings-Rev00-Msr001 | System | Commercial | 35-OTI-OtherIndustrial-PROC_OTH | TRUE |  |  | Unit | RET | 0 | 120 | 0 | 0 | 0 | -120 | 0 |  | kWh | 0 | 0 | Commercial |  | Winter Only | [6 empty] | Small Boilers (<100 MMBtu/hr Heat Input):Uncontrolled | 0 | 0.73 | 0.73 | 0.73 |  |  | 0.67 | [7 empty] | 0% | 0% | 0% | 0 | 0 | 2217.05 | 0 | 0 | 0 | 0 | 0 | 0 | 0 | 0 | 2013 Qtr 1: 0; 2013 Qtr 2: 0; 2013 Qtr 3: 0; 2013 Qtr 4: 0; 2014 Qtr 1: 0; 2014 Qtr 2: 0; 2014 Qtr 3: 0; 2014 Qtr 4: 0; 2015 Qtr 1: 554.2625; 2015 Qtr 2: 554.2625; 2015 Qtr 3: 554.2625; 2015 Qtr 4: 554.2625 | 2217.05
0000_TotalPortfolio | 416397-RCA Refr Chg - 6 to 25 tons-Incentive | WP_NoSavings-Rev00-Msr001 | System | Commercial | 35-OTI-OtherIndustrial-PROC_OTH | TRUE |  |  | Unit | RET | 0 | 200 | 0 | 0 | 0 | -200 | 0 |  | kWh | 0 | 0 | Commercial |  | Winter Only | [6 empty] | Small Boilers (<100 MMBtu/hr Heat Input):Uncontrolled | 0 | 0.73 | 0.73 | 0.73 |  |  | 0.67 | [7 empty] | 0% | 0% | 0% | 0 | 0 | 485.5 | 0 | 0 | 0 | 0 | 0 | 0 | 0 | 0 | 2013 Qtr 1: 0; 2013 Qtr 2: 0; 2013 Qtr 3: 0; 2013 Qtr 4: 0; 2014 Qtr 1: 0; 2014 Qtr 2: 0; 2014 Qtr 3: 0; 2014 Qtr 4: 0; 2015 Qtr 1: 121.375; 2015 Qtr 2: 121.375; 2015 Qtr 3: 121.375; 2015 Qtr 4: 121.375 | 485.5
0000_TotalPortfolio | 416398-RCA Refr Chg - over 25 tons-Incentive | WP_NoSavings-Rev00-Msr001 | System | Commercial | 35-OTI-OtherIndustrial-PROC_OTH | TRUE |  |  | Unit | RET | 0 | 260 | 0 | 0 | 0 | -260 | 0 |  | kWh | 0 | 0 | Commercial |  | Winter Only | [6 empty] | Small Boilers (<100 MMBtu/hr Heat Input):Uncontrolled | 0 | 0.73 | 0.73 | 0.73 |  |  | 0.67 | [7 empty] | 0% | 0% | 0% | 0 | 0 | 19.38 | 0 | 0 | 0 | 0 | 0 | 0 | 0 | 0 | 2013 Qtr 1: 0; 2013 Qtr 2: 0; 2013 Qtr 3: 0; 2013 Qtr 4: 0; 2014 Qtr 1: 0; 2014 Qtr 2: 0; 2014 Qtr 3: 0; 2014 Qtr 4: 0; 2015 Qtr 1: 4.845; 2015 Qtr 2: 4.845; 2015 Qtr 3: 4.845; 2015 Qtr 4: 4.845 | 19.38
0000_TotalPortfolio | 416404-Commercial Evaporator Coil Cleaning - Savings Only 2013 | WPSDGENRHC1010-Rev00-Msr001 | System | Commercial | NON_res:DEER:HVAC_Refrig_Charge | TRUE |  |  | Ton | ROB | 35.11 | 0 | 0 | 35.11 | 0 | 0 | 92.6166 |  | kWh | 0.020982 | 0 | Commercial |  | Winter Only | [6 empty] | Small Boilers (<100 MMBtu/hr Heat Input):Uncontrolled | 3 | 0.73 | 0.73 | 0.73 |  |  | 0.67 | [7 empty] | 0% | 0% | 0% | 0 | 0 | 16465.4 | 0 | 0 | 0 | 0 | 0 | 0 | 0 | 0 | 2013 Qtr 1: 0; 2013 Qtr 2: 0; 2013 Qtr 3: 0; 2013 Qtr 4: 0; 2014 Qtr 1: 0; 2014 Qtr 2: 0; 2014 Qtr 3: 0; 2014 Qtr 4: 0; 2015 Qtr 1: 4116.35; 2015 Qtr 2: 4116.35; 2015 Qtr 3: 4116.35; 2015 Qtr 4: 4116.35 | 16465.4
0000_TotalPortfolio | 416409-RCA Inc Refr Chg - Savings Only | Com-RefrigCharge-wtd | System | Commercial | NON_res:DEER:HVAC_Refrig_Charge | TRUE |  |  | Ton | RET | 17 | 0 | 0 | 17 | 0 | 0 | 141 |  | kWh | 0.0943 | -0.00931 | Commercial |  | Winter Only | [6 empty] | Small Boilers (<100 MMBtu/hr Heat Input):Uncontrolled | 10 | 0.73 | 0.73 | 0.73 |  |  | 0.67 | [7 empty] | 0% | 0% | 0% | 0 | 0 | 15308.88 | 0 | 0 | 0 | 0 | 0 | 0 | 0 | 0 | 2013 Qtr 1: 0; 2013 Qtr 2: 0; 2013 Qtr 3: 0; 2013 Qtr 4: 0; 2014 Qtr 1: 0; 2014 Qtr 2: 0; 2014 Qtr 3: 0; 2014 Qtr 4: 0; 2015 Qtr 1: 3827.22; 2015 Qtr 2: 3827.22; 2015 Qtr 3: 3827.22; 2015 Qtr 4: 3827.22 | 15308.88
0000_TotalPortfolio | 416410-RCA Test Only Less than 3 tons - Incentive | WP_NoSavings-Rev00-Msr001 | System | Commercial | 35-OTI-OtherIndustrial-PROC_OTH | TRUE |  |  | Unit | RET | 0 | 25 | 0 | 0 | 0 | -25 | 0 |  | kWh | 0 | 0 | Commercial |  | Winter Only | [6 empty] | Small Boilers (<100 MMBtu/hr Heat Input):Uncontrolled | 0 | 0.73 | 0.73 | 0.73 |  |  | 0.67 | [7 empty] | 0% | 0% | 0% | 0 | 0 | 515.03 | 0 | 0 | 0 | 0 | 0 | 0 | 0 | 0 | 2013 Qtr 1: 0; 2013 Qtr 2: 0; 2013 Qtr 3: 0; 2013 Qtr 4: 0; 2014 Qtr 1: 0; 2014 Qtr 2: 0; 2014 Qtr 3: 0; 2014 Qtr 4: 0; 2015 Qtr 1: 128.7575; 2015 Qtr 2: 128.7575; 2015 Qtr 3: 128.7575; 2015 Qtr 4: 128.7575 | 515.03
0000_TotalPortfolio | 416412-RCA Test Only 3 to 5 tons - Incentive | WP_NoSavings-Rev00-Msr001 | System | Commercial | 35-OTI-OtherIndustrial-PROC_OTH | TRUE |  |  | Unit | RET | 0 | 25 | 0 | 0 | 0 | -25 | 0 |  | kWh | 0 | 0 | Commercial |  | Winter Only | [6 empty] | Small Boilers (<100 MMBtu/hr Heat Input):Uncontrolled | 0 | 0.73 | 0.73 | 0.73 |  |  | 0.67 | [7 empty] | 0% | 0% | 0% | 0 | 0 | 2864.07 | 0 | 0 | 0 | 0 | 0 | 0 | 0 | 0 | 2013 Qtr 1: 0; 2013 Qtr 2: 0; 2013 Qtr 3: 0; 2013 Qtr 4: 0; 2014 Qtr 1: 0; 2014 Qtr 2: 0; 2014 Qtr 3: 0; 2014 Qtr 4: 0; 2015 Qtr 1: 716.0175; 2015 Qtr 2: 716.0175; 2015 Qtr 3: 716.0175; 2015 Qtr 4: 716.0175 | 2864.07
0000_TotalPortfolio | 416414-RCA Test Only 6 to 25 tons - Incentive | WP_NoSavings-Rev00-Msr001 | System | Commercial | 35-OTI-OtherIndustrial-PROC_OTH | TRUE |  |  | Unit | RET | 0 | 35 | 0 | 0 | 0 | -35 | 0 |  | kWh | 0 | 0 | Commercial |  | Winter Only | [6 empty] | Small Boilers (<100 MMBtu/hr Heat Input):Uncontrolled | 0 | 0.73 | 0.73 | 0.73 |  |  | 0.67 | [7 empty] | 0% | 0% | 0% | 0 | 0 | 614.72 | 0 | 0 | 0 | 0 | 0 | 0 | 0 | 0 | 2013 Qtr 1: 0; 2013 Qtr 2: 0; 2013 Qtr 3: 0; 2013 Qtr 4: 0; 2014 Qtr 1: 0; 2014 Qtr 2: 0; 2014 Qtr 3: 0; 2014 Qtr 4: 0; 2015 Qtr 1: 153.68; 2015 Qtr 2: 153.68; 2015 Qtr 3: 153.68; 2015 Qtr 4: 153.68 | 614.72
0000_TotalPortfolio | 416416-RCA Test Only - Over 25 tons - Incentive | WP_NoSavings-Rev00-Msr001 | System | Commercial | 35-OTI-OtherIndustrial-PROC_OTH | TRUE |  |  | Unit | RET | 0 | 45 | 0 | 0 | 0 | -45 | 0 |  | kWh | 0 | 0 | Commercial |  | Winter Only | [6 empty] | Small Boilers (<100 MMBtu/hr Heat Input):Uncontrolled | 0 | 0.73 | 0.73 | 0.73 |  |  | 0.67 | [7 empty] | 0% | 0% | 0% | 0 | 0 | 20.31 | 0 | 0 | 0 | 0 | 0 | 0 | 0 | 0 | 2013 Qtr 1: 0; 2013 Qtr 2: 0; 2013 Qtr 3: 0; 2013 Qtr 4: 0; 2014 Qtr 1: 0; 2014 Qtr 2: 0; 2014 Qtr 3: 0; 2014 Qtr 4: 0; 2015 Qtr 1: 5.0775; 2015 Qtr 2: 5.0775; 2015 Qtr 3: 5.0775; 2015 Qtr 4: 5.0775 | 20.31
0000_TotalPortfolio | 461793-Customer Service and Maintenance Agreement Incentives | WP_NoSavings-Rev00-Msr001 | System | Commercial | 35-OTI-OtherIndustrial-PROC_OTH | TRUE |  |  | Dollars | RET | 0 | 1 | 0 | 0 | 0 | -1 | 0 |  | kWh | 0 | 0 | Commercial |  | Winter Only | [6 empty] | Small Boilers (<100 MMBtu/hr Heat Input):Uncontrolled | 0 | 0.7 | 0.7 | 0.7 | [10 empty] | 0% | 0% | 0% | 0 | 0 | 39368.4 | 0 | 0 | 0 | 0 | 0 | 0 | 0 | 0 | 2013 Qtr 1: 0; 2013 Qtr 2: 0; 2013 Qtr 3: 0; 2013 Qtr 4: 0; 2014 Qtr 1: 0; 2014 Qtr 2: 0; 2014 Qtr 3: 0; 2014 Qtr 4: 0; 2015 Qtr 1: 9842.1; 2015 Qtr 2: 9842.1; 2015 Qtr 3: 9842.1; 2015 Qtr 4: 9842.1 | 39368.4
0000_TotalPortfolio | 428002-1-Small Pkg AC, increase refrigerant charge from typical under-charge to factory specified level | Com-RefrigCharge-wtd | System | Commercial | NON_res:DEER:HVAC_Split-Package_AC | TRUE |  |  | Ton | RET | 37.82 | 0 | 0 | 25.21 | 12.61 | 0 | 141 |  | kWh | 0.0943 | -0.00931 | Commercial |  | Winter Only | [6 empty] | Small Boilers (<100 MMBtu/hr Heat Input):Uncontrolled | 10 | 0.73 | 0.73 | 0.73 |  |  | 0.67 | [7 empty] | 0% | 0% | 100% | 0 | 0 | 862 | 0 | 0 | 0 | 0 | 0 | 0 | 0 | 0 | 2013 Qtr 1: 0; 2013 Qtr 2: 0; 2013 Qtr 3: 0; 2013 Qtr 4: 0; 2014 Qtr 1: 0; 2014 Qtr 2: 0; 2014 Qtr 3: 0; 2014 Qtr 4: 0; 2015 Qtr 1: 215.5; 2015 Qtr 2: 215.5; 2015 Qtr 3: 215.5; 2015 Qtr 4: 215.5 | 862
0000_TotalPortfolio | 428003-1-Small Pkg AC, increase refrigerant charge from high under-charge to factory specified level | Com-RefrigCharge-wtd | System | Commercial | NON_res:DEER:HVAC_Split-Package_AC | TRUE |  |  | Ton | RET | 37.82 | 0 | 0 | 25.21 | 12.61 | 0 | 141 |  | kWh | 0.0943 | -0.00931 | Commercial |  | Winter Only | [6 empty] | Small Boilers (<100 MMBtu/hr Heat Input):Uncontrolled | 10 | 0.73 | 0.73 | 0.73 |  |  | 0.67 | [7 empty] | 0% | 0% | 100% | 0 | 0 | 1366 | 0 | 0 | 0 | 0 | 0 | 0 | 0 | 0 | 2013 Qtr 1: 0; 2013 Qtr 2: 0; 2013 Qtr 3: 0; 2013 Qtr 4: 0; 2014 Qtr 1: 0; 2014 Qtr 2: 0; 2014 Qtr 3: 0; 2014 Qtr 4: 0; 2015 Qtr 1: 341.5; 2015 Qtr 2: 341.5; 2015 Qtr 3: 341.5; 2015 Qtr 4: 341.5 | 1366
0000_TotalPortfolio | 428004-1-Small Pkg AC, decrease refrigerant charge from typical over-charge to factory specified level | Com-RefrigCharge-wtd | System | Commercial | NON_res:DEER:HVAC_Split-Package_AC | TRUE |  |  | Ton | RET | 38.01 | 0 | 0 | 25.34 | 12.67 | 0 | 141 |  | kWh | 0.0943 | -0.00931 | Commercial |  | Winter Only |  | 38.01 |  |  |  |  | Small Boilers (<100 MMBtu/hr Heat Input):Uncontrolled | 10 | 0.73 | 0.73 | 0.73 |  |  | 0.67 | [7 empty] | 0% | 0% | 100% | 0 | 0 | 396 | 0 | 0 | 0 | 0 | 0 | 0 | 0 | 0 | 2013 Qtr 1: 0; 2013 Qtr 2: 0; 2013 Qtr 3: 0; 2013 Qtr 4: 0; 2014 Qtr 1: 0; 2014 Qtr 2: 0; 2014 Qtr 3: 0; 2014 Qtr 4: 0; 2015 Qtr 1: 99; 2015 Qtr 2: 99; 2015 Qtr 3: 99; 2015 Qtr 4: 99 | 396
0000_TotalPortfolio | 428005-1-Small Pkg AC, decrease refrigerant charge from high over-charge to factory specified level | Com-RefrigCharge-wtd | System | Commercial | NON_res:DEER:HVAC_Split-Package_AC | TRUE |  |  | Ton | RET | 38.01 | 0 | 0 | 24.52 | 12.26 | 1.23 | 141 |  | kWh | 0.0943 | -0.00931 | Commercial |  | Winter Only | [6 empty] | Small Boilers (<100 MMBtu/hr Heat Input):Uncontrolled | 10 | 0.73 | 0.73 | 0.73 |  |  | 0.67 | [7 empty] | 0% | 0% | 100% | 0 | 0 | 716 | 0 | 0 | 0 | 0 | 0 | 0 | 0 | 0 | 2013 Qtr 1: 0; 2013 Qtr 2: 0; 2013 Qtr 3: 0; 2013 Qtr 4: 0; 2014 Qtr 1: 0; 2014 Qtr 2: 0; 2014 Qtr 3: 0; 2014 Qtr 4: 0; 2015 Qtr 1: 179; 2015 Qtr 2: 179; 2015 Qtr 3: 179; 2015 Qtr 4: 179 | 716
0000_TotalPortfolio | 428006-1-Replaced refrig. line insulation (A/C) | WPSDGENRRN1000-Rev00-Msr001 | System | Commercial | 01-ALC-AllCommercial-Refrig | TRUE |  |  | linear ft | ROB | 30.03 | 0 | 0 | 20.02 | 10.01 | 1.7764e-15 | 3.469 |  | kWh | 0.00045 | 0 | Commercial |  | Winter Only | [6 empty] | Small Boilers (<100 MMBtu/hr Heat Input):Uncontrolled | 11 | 0.6 | 0.6 | 0.6 | [10 empty] | 0% | 0% | 100% | 0 | 0 | 2145 | 0 | 0 | 0 | 0 | 0 | 0 | 0 | 0 | 2013 Qtr 1: 0; 2013 Qtr 2: 0; 2013 Qtr 3: 0; 2013 Qtr 4: 0; 2014 Qtr 1: 0; 2014 Qtr 2: 0; 2014 Qtr 3: 0; 2014 Qtr 4: 0; 2015 Qtr 1: 536.25; 2015 Qtr 2: 536.25; 2015 Qtr 3: 536.25; 2015 Qtr 4: 536.25 | 2145
0000_TotalPortfolio | 428008-1-Cleaned Condenser Coil | WPSDGENRHC1020-Rev00-Msr001 | System | Commercial | NON_res:DEER:HVAC_Split-Package_AC | TRUE |  |  | Ton | RET | 26.29 | 0 | 0 | 11.68 | 14.61 | 0 | 228 |  | kWh | 0.067 | 0 | Commercial |  | Winter Only | [6 empty] | Small Boilers (<100 MMBtu/hr Heat Input):Uncontrolled | 3 | 0.6 | 0.6 | 0.6 |  |  | 0.67 | [7 empty] | 0% | 0% | 100% | 0 | 0 | 19778 | 0 | 0 | 0 | 0 | 0 | 0 | 0 | 0 | 2013 Qtr 1: 0; 2013 Qtr 2: 0; 2013 Qtr 3: 0; 2013 Qtr 4: 0; 2014 Qtr 1: 0; 2014 Qtr 2: 0; 2014 Qtr 3: 0; 2014 Qtr 4: 0; 2015 Qtr 1: 4944.5; 2015 Qtr 2: 4944.5; 2015 Qtr 3: 4944.5; 2015 Qtr 4: 4944.5 | 19778
0000_TotalPortfolio | 428009-1-Cleaned Evap. Coil | WPSDGENRHC1010-Rev00-Msr001 | System | Commercial | NON_res:DEER:HVAC_Split-Package_AC | TRUE |  |  | Ton | RET | 45.41 | 0 | 0 | 20.18 | 25.23 | 0 | 92.6166 |  | kWh | 0.020982 | 0 | Commercial |  | Winter Only | [6 empty] | Small Boilers (<100 MMBtu/hr Heat Input):Uncontrolled | 3 | 0.6 | 0.6 | 0.6 | [10 empty] | 0% | 0% | 100% | 0 | 0 | 17276 | 0 | 0 | 0 | 0 | 0 | 0 | 0 | 0 | 2013 Qtr 1: 0; 2013 Qtr 2: 0; 2013 Qtr 3: 0; 2013 Qtr 4: 0; 2014 Qtr 1: 0; 2014 Qtr 2: 0; 2014 Qtr 3: 0; 2014 Qtr 4: 0; 2015 Qtr 1: 4319; 2015 Qtr 2: 4319; 2015 Qtr 3: 4319; 2015 Qtr 4: 4319 | 17276
0000_TotalPortfolio | 428010-1-Checked and re-positioned outside air dampers | D03-060 | System | Commercial | NON_res:DEER:HVAC_Split-Package_HP | TRUE |  |  | Ton | RET | 7.52 | 0 | 0 | 5.02 | 2.5 | 0 | 459 |  | kWh | 0.00436 | -8.79 | Commercial |  | Winter Only | [6 empty] | Small Boilers (<100 MMBtu/hr Heat Input):Uncontrolled | 5 | 0.6 | 0.6 | 0.6 |  |  | 0.67 | [7 empty] | 0% | 0% | 100% | 0 | 0 | 38 | 0 | 0 | 0 | 0 | 0 | 0 | 0 | 0 | 2013 Qtr 1: 0; 2013 Qtr 2: 0; 2013 Qtr 3: 0; 2013 Qtr 4: 0; 2014 Qtr 1: 0; 2014 Qtr 2: 0; 2014 Qtr 3: 0; 2014 Qtr 4: 0; 2015 Qtr 1: 9.5; 2015 Qtr 2: 9.5; 2015 Qtr 3: 9.5; 2015 Qtr 4: 9.5 | 38
0000_TotalPortfolio | 428014-1-Replaced air filter | WPSDGENRHC1030-Rev00-Msr001 | System | Commercial | NON_res:DEER:HVAC_Split-Package_HP | TRUE |  |  | Ton | RET | 12.19 | 0 | 0 | 5.42 | 6.77 | 0 | 50.1 |  | kWh | 0.012 | 0 | Commercial |  | Winter Only | [6 empty] | Small Boilers (<100 MMBtu/hr Heat Input):Uncontrolled | 1 | 0.6 | 0.6 | 0.6 | [10 empty] | 0% | 0% | 50% | 0 | 0 | 10905 | 0 | 0 | 0 | 0 | 0 | 0 | 0 | 0 | 2013 Qtr 1: 0; 2013 Qtr 2: 0; 2013 Qtr 3: 0; 2013 Qtr 4: 0; 2014 Qtr 1: 0; 2014 Qtr 2: 0; 2014 Qtr 3: 0; 2014 Qtr 4: 0; 2015 Qtr 1: 2726.25; 2015 Qtr 2: 2726.25; 2015 Qtr 3: 2726.25; 2015 Qtr 4: 2726.25 | 10905
0000_TotalPortfolio | 428015-1-Replaced hot water line insulation (electric) | WPSDGENRWH1200-Rev00-Msr001 | System | Commercial | 35-OTI-OtherIndustrial-PROC_OTH | TRUE |  |  | Unit | RET | 54.22 | 0 | 0 | 36.15 | 18.07 | 0 | 44.127 |  | kWh | 0 | 0 | Commercial |  | Winter Only | [6 empty] | Small Boilers (<100 MMBtu/hr Heat Input):Uncontrolled | 3 | 0.6 | 0.6 | 0.6 | [10 empty] | 0% | 0% | 0% | 0 | 0 | 385 | 0 | 0 | 0 | 0 | 0 | 0 | 0 | 0 | 2013 Qtr 1: 0; 2013 Qtr 2: 0; 2013 Qtr 3: 0; 2013 Qtr 4: 0; 2014 Qtr 1: 0; 2014 Qtr 2: 0; 2014 Qtr 3: 0; 2014 Qtr 4: 0; 2015 Qtr 1: 96.25; 2015 Qtr 2: 96.25; 2015 Qtr 3: 96.25; 2015 Qtr 4: 96.25 | 385
0000_TotalPortfolio | 428016-1-Replaced hot water line insulation (gas) | WPSDGENRWH1202-Rev01-Msr001 | System | Commercial | 35-OTI-OtherIndustrial-PROC_OTH | TRUE |  |  | linear ft | RET | 78.98 | 0 | 0 | 52.65 | 26.33 | 7.1054e-15 | 0 |  | kWh | 0 | 3.5953 | Commercial |  | Annual | [6 empty] | Small Boilers (<100 MMBtu/hr Heat Input):Uncontrolled | 11 | 0.6 | 0.6 | 0.6 | [10 empty] | 0% | 0% | 0% | 0 | 0 | 1709 | 0 | 0 | 0 | 0 | 0 | 0 | 0 | 0 | 2013 Qtr 1: 0; 2013 Qtr 2: 0; 2013 Qtr 3: 0; 2013 Qtr 4: 0; 2014 Qtr 1: 0; 2014 Qtr 2: 0; 2014 Qtr 3: 0; 2014 Qtr 4: 0; 2015 Qtr 1: 427.25; 2015 Qtr 2: 427.25; 2015 Qtr 3: 427.25; 2015 Qtr 4: 427.25 | 1709
0000_TotalPortfolio | 428019-1-Super Low Flow Showerhead | WPSDGEREWH1061A-Rev04-Msr001 | System | Commercial | 35-OTI-OtherIndustrial-PROC_OTH | TRUE |  |  | Showerhead | ROB | 30.38 | 0 | 0 | 6.75 | 23.63 | 0 | 0 |  | kWh | 0 | 7.4834 | Commercial |  | Annual | [6 empty] | Small Boilers (<100 MMBtu/hr Heat Input):Uncontrolled | 10 | 0.6 | 0.6 | 0.6 |  |  | 0.737 | [7 empty] | 0% | 0% | 0% | 0 | 0 | 121 | 0 | 0 | 0 | 0 | 0 | 0 | 0 | 0 | 2013 Qtr 1: 0; 2013 Qtr 2: 0; 2013 Qtr 3: 0; 2013 Qtr 4: 0; 2014 Qtr 1: 0; 2014 Qtr 2: 0; 2014 Qtr 3: 0; 2014 Qtr 4: 0; 2015 Qtr 1: 30.25; 2015 Qtr 2: 30.25; 2015 Qtr 3: 30.25; 2015 Qtr 4: 30.25 | 121
0000_TotalPortfolio | 428020-1-Super Low Flow Batheroom Aerator | WPSDGEREWH1012-Rev01-Msr001 | System | Commercial | 35-OTI-OtherIndustrial-PROC_OTH | TRUE |  |  | Aerator | ROB | 9.62 | 0 | 0 | 4.28 | 5.34 | 0 | 0 |  | kWh | 0 | 1.4967 | Commercial |  | Annual | [6 empty] | Small Boilers (<100 MMBtu/hr Heat Input):Uncontrolled | 10 | 0.6 | 0.6 | 0.6 |  |  | 0.737 | [7 empty] | 0% | 0% | 0% | 0 | 0 | 305 | 0 | 0 | 0 | 0 | 0 | 0 | 0 | 0 | 2013 Qtr 1: 0; 2013 Qtr 2: 0; 2013 Qtr 3: 0; 2013 Qtr 4: 0; 2014 Qtr 1: 0; 2014 Qtr 2: 0; 2014 Qtr 3: 0; 2014 Qtr 4: 0; 2015 Qtr 1: 76.25; 2015 Qtr 2: 76.25; 2015 Qtr 3: 76.25; 2015 Qtr 4: 76.25 | 305
0000_TotalPortfolio | 428021-1-Cleaned Condenser Coil for Refrigeration Unit Serving Walkins | WPSDGENRHC1020-Rev00-Msr001 | System | Commercial | NON_res:DEER:HVAC_Split-Package_AC | TRUE |  |  | Ton | RET | 28.89 | 0 | 0 | 19.26 | 9.63 | 0 | 172 |  | kWh | 0.063 | 0 | Commercial |  | Winter Only | [6 empty] | Small Boilers (<100 MMBtu/hr Heat Input):Uncontrolled | 3 | 0.6 | 0.6 | 0.6 | [10 empty] | 0% | 0% | 100% | 0 | 0 | 796 | 0 | 0 | 0 | 0 | 0 | 0 | 0 | 0 | 2013 Qtr 1: 0; 2013 Qtr 2: 0; 2013 Qtr 3: 0; 2013 Qtr 4: 0; 2014 Qtr 1: 0; 2014 Qtr 2: 0; 2014 Qtr 3: 0; 2014 Qtr 4: 0; 2015 Qtr 1: 199; 2015 Qtr 2: 199; 2015 Qtr 3: 199; 2015 Qtr 4: 199 | 796
0000_TotalPortfolio | 428022-1-Cleaned Condenser Coil Refrigeration Unit Serving Reach-ins | WPSDGENRHC1020-Rev00-Msr001 | System | Commercial | NON_res:DEER:HVAC_Split-Package_AC | TRUE |  |  | Ton | RET | 31.46 | 0 | 0 | 20.97 | 10.49 | 1.7764e-15 | 172 |  | kWh | 0.063 | 0 | Commercial |  | Winter Only | [6 empty] | Small Boilers (<100 MMBtu/hr Heat Input):Uncontrolled | 3 | 0.6 | 0.6 | 0.6 | [10 empty] | 0% | 0% | 100% | 0 | 0 | 3672 | 0 | 0 | 0 | 0 | 0 | 0 | 0 | 0 | 2013 Qtr 1: 0; 2013 Qtr 2: 0; 2013 Qtr 3: 0; 2013 Qtr 4: 0; 2014 Qtr 1: 0; 2014 Qtr 2: 0; 2014 Qtr 3: 0; 2014 Qtr 4: 0; 2015 Qtr 1: 918; 2015 Qtr 2: 918; 2015 Qtr 3: 918; 2015 Qtr 4: 918 | 3672
0000_TotalPortfolio | 428023-1-Suction Line Insulation for Walk-In Refrigeration Units | WPSDGENRRN1000-Rev00-Msr001 | System | Commercial | 01-ALC-AllCommercial-Refrig | TRUE |  |  | linear ft | ROB | 36.55 | 0 | 0 | 16.24 | 20.31 | 0 | 3.469 |  | kWh | 0.00045 | 0 | Commercial |  | Winter Only | [6 empty] | Small Boilers (<100 MMBtu/hr Heat Input):Uncontrolled | 11 | 0.6 | 0.6 | 0.6 | [10 empty] | 0% | 0% | 0% | 0 | 0 | 3322 | 0 | 0 | 0 | 0 | 0 | 0 | 0 | 0 | 2013 Qtr 1: 0; 2013 Qtr 2: 0; 2013 Qtr 3: 0; 2013 Qtr 4: 0; 2014 Qtr 1: 0; 2014 Qtr 2: 0; 2014 Qtr 3: 0; 2014 Qtr 4: 0; 2015 Qtr 1: 830.5; 2015 Qtr 2: 830.5; 2015 Qtr 3: 830.5; 2015 Qtr 4: 830.5 | 3322
0000_TotalPortfolio | 428029-1-Refrigeration - Night Covers for Display Cases Med Temp | D03-205 | System | Commercial | 01-ALC-AllCommercial-Refrig | TRUE |  |  | linear ft | RET | 31.51 | 0 | 0 | 14.01 | 17.5 | 0 | 12.4 |  | kWh | -0.00334 | 1.22 | Commercial |  | Winter Only | [6 empty] | Small Boilers (<100 MMBtu/hr Heat Input):Uncontrolled | 5 | 0.6 | 0.6 | 0.6 | [10 empty] | 0% | 0% | 0% | 0 | 0 | 164 | 0 | 0 | 0 | 0 | 0 | 0 | 0 | 0 | 2013 Qtr 1: 0; 2013 Qtr 2: 0; 2013 Qtr 3: 0; 2013 Qtr 4: 0; 2014 Qtr 1: 0; 2014 Qtr 2: 0; 2014 Qtr 3: 0; 2014 Qtr 4: 0; 2015 Qtr 1: 41; 2015 Qtr 2: 41; 2015 Qtr 3: 41; 2015 Qtr 4: 41 | 164
0000_TotalPortfolio | 428030-1-Refrigeration - Anti-Sweat Heater Controls | WPSDGENRRN0009-Rev00-Msr001 | System | Commercial | 01-ALC-AllCommercial-Refrig | TRUE |  |  | Linear ft | RET | 41.2 | 0 | 0 | 18.31 | 22.89 | 3.5527e-15 | 270 |  | kWh | 0.004128 | 0 | Commercial |  | Winter Only | [6 empty] | Small Boilers (<100 MMBtu/hr Heat Input):Uncontrolled | 12 | 0.6 | 0.6 | 0.6 | [10 empty] | 0% | 0% | 0% | 0 | 0 | 82 | 0 | 0 | 0 | 0 | 0 | 0 | 0 | 0 | 2013 Qtr 1: 0; 2013 Qtr 2: 0; 2013 Qtr 3: 0; 2013 Qtr 4: 0; 2014 Qtr 1: 0; 2014 Qtr 2: 0; 2014 Qtr 3: 0; 2014 Qtr 4: 0; 2015 Qtr 1: 20.5; 2015 Qtr 2: 20.5; 2015 Qtr 3: 20.5; 2015 Qtr 4: 20.5 | 82
0000_TotalPortfolio | 428031-1-Refrigeration - Food Service -Auto Closer for Main Cooler Doors | WPSDGENRRN0110-Rev00-Msr001 | System | Commercial | 01-ALC-AllCommercial-Refrig | TRUE |  |  | Unit | RET | 89.64 | 0 | 0 | 19.92 | 69.72 | 0 | 1041.84 |  | kWh | 0.222 | 0 | Commercial |  | Winter Only | [6 empty] | Small Boilers (<100 MMBtu/hr Heat Input):Uncontrolled | 8 | 0.6 | 0.6 | 0.6 | [10 empty] | 0% | 0% | 0% | 0 | 0 | 10 | 0 | 0 | 0 | 0 | 0 | 0 | 0 | 0 | 2013 Qtr 1: 0; 2013 Qtr 2: 0; 2013 Qtr 3: 0; 2013 Qtr 4: 0; 2014 Qtr 1: 0; 2014 Qtr 2: 0; 2014 Qtr 3: 0; 2014 Qtr 4: 0; 2015 Qtr 1: 2.5; 2015 Qtr 2: 2.5; 2015 Qtr 3: 2.5; 2015 Qtr 4: 2.5 | 10
0000_TotalPortfolio | 428035-1-CFL, 15W lamp, Integral or Modular, Tube or Spiral or Flood | Com-Lighting-InGen_CFLratio0357_CFLscw-15w | System | Commercial | NON_res:DEER:Indoor_CFL_Ltg | TRUE |  |  | Lamp | ROB | 8.38 | 0 | 0 | 3.73 | 4.65 | 0 | 128 |  | kWh | 0.0279 | -0.38 | Commercial |  | Winter Only | [6 empty] | Small Boilers (<100 MMBtu/hr Heat Input):Uncontrolled | 3.3 | 0.6 | 0.6 | 0.6 |  |  | 0.99 | [7 empty] | 0% | 0% | 0% | 0 | 0 | 1000 | 0 | 0 | 0 | 0 | 0 | 0 | 0 | 0 | 2013 Qtr 1: 0; 2013 Qtr 2: 0; 2013 Qtr 3: 0; 2013 Qtr 4: 0; 2014 Qtr 1: 0; 2014 Qtr 2: 0; 2014 Qtr 3: 0; 2014 Qtr 4: 0; 2015 Qtr 1: 250; 2015 Qtr 2: 250; 2015 Qtr 3: 250; 2015 Qtr 4: 250 | 1000
0000_TotalPortfolio | 428036-1-CFL, 20W lamp, Integral or Modular, Tube or Spiral or Flood | Com-Lighting-InGen_CFLratio0357_CFLscw-20w | System | Commercial | NON_res:DEER:Indoor_CFL_Ltg | TRUE |  |  | Lamp | ROB | 10.24 | 0 | 0 | 4.55 | 5.69 | 0 | 170 |  | kWh | 0.0372 | -0.507 | Commercial |  | Winter Only | [6 empty] | Small Boilers (<100 MMBtu/hr Heat Input):Uncontrolled | 3.3 | 0.6 | 0.6 | 0.6 |  |  | 0.99 | [7 empty] | 0% | 0% | 0% | 0 | 0 | 10 | 0 | 0 | 0 | 0 | 0 | 0 | 0 | 0 | 2013 Qtr 1: 0; 2013 Qtr 2: 0; 2013 Qtr 3: 0; 2013 Qtr 4: 0; 2014 Qtr 1: 0; 2014 Qtr 2: 0; 2014 Qtr 3: 0; 2014 Qtr 4: 0; 2015 Qtr 1: 2.5; 2015 Qtr 2: 2.5; 2015 Qtr 3: 2.5; 2015 Qtr 4: 2.5 | 10
0000_TotalPortfolio | 428037-1-CFL, 7W lamp, Integral or Modular, Tube or Spiral or Flood | Com-Lighting-InGen_CFLratio0357_CFLscw-7w | System | Commercial | NON_res:DEER:Indoor_CFL_Ltg | TRUE |  |  | Lamp | ROB | 8.38 | 0 | 0 | 3.73 | 4.65 | 0 | 59.6 |  | kWh | 0.013 | -0.177 | Commercial |  | Winter Only | [6 empty] | Small Boilers (<100 MMBtu/hr Heat Input):Uncontrolled | 3.3 | 0.6 | 0.6 | 0.6 |  |  | 0.99 | [7 empty] | 0% | 0% | 0% | 0 | 0 | 150 | 0 | 0 | 0 | 0 | 0 | 0 | 0 | 0 | 2013 Qtr 1: 0; 2013 Qtr 2: 0; 2013 Qtr 3: 0; 2013 Qtr 4: 0; 2014 Qtr 1: 0; 2014 Qtr 2: 0; 2014 Qtr 3: 0; 2014 Qtr 4: 0; 2015 Qtr 1: 37.5; 2015 Qtr 2: 37.5; 2015 Qtr 3: 37.5; 2015 Qtr 4: 37.5 | 150
0000_TotalPortfolio | 428038-1-CFL, 9W lamp, Integral or Modular, Tube or Spiral or Flood | Com-Lighting-InGen_CFLratio0357_CFLscw-9w | System | Commercial | NON_res:DEER:Indoor_CFL_Ltg | TRUE |  |  | Lamp | ROB | 8.38 | 0 | 0 | 3.73 | 4.65 | 0 | 76.7 |  | kWh | 0.0167 | -0.228 | Commercial |  | Winter Only | [6 empty] | Small Boilers (<100 MMBtu/hr Heat Input):Uncontrolled | 3.3 | 0.6 | 0.6 | 0.6 |  |  | 0.99 | [7 empty] | 0% | 0% | 0% | 0 | 0 | 1700 | 0 | 0 | 0 | 0 | 0 | 0 | 0 | 0 | 2013 Qtr 1: 0; 2013 Qtr 2: 0; 2013 Qtr 3: 0; 2013 Qtr 4: 0; 2014 Qtr 1: 0; 2014 Qtr 2: 0; 2014 Qtr 3: 0; 2014 Qtr 4: 0; 2015 Qtr 1: 425; 2015 Qtr 2: 425; 2015 Qtr 3: 425; 2015 Qtr 4: 425 | 1700
0000_TotalPortfolio | 428039-1-CFL, 11W lamp, Integral or Modular, Tube or Spiral or Flood | Com-Lighting-InGen_CFLratio0357_CFLscw-11w | System | Commercial | NON_res:DEER:Indoor_CFL_Ltg | TRUE |  |  | Lamp | ROB | 8.47 | 0 | 0 | 3.77 | 4.7 | 8.8818e-16 | 93.7 |  | kWh | 0.0204 | -0.279 | Commercial |  | Winter Only | [6 empty] | Small Boilers (<100 MMBtu/hr Heat Input):Uncontrolled | 3.3 | 0.6 | 0.6 | 0.6 |  |  | 0.99 | [7 empty] | 0% | 0% | 0% | 0 | 0 | 33 | 0 | 0 | 0 | 0 | 0 | 0 | 0 | 0 | 2013 Qtr 1: 0; 2013 Qtr 2: 0; 2013 Qtr 3: 0; 2013 Qtr 4: 0; 2014 Qtr 1: 0; 2014 Qtr 2: 0; 2014 Qtr 3: 0; 2014 Qtr 4: 0; 2015 Qtr 1: 8.25; 2015 Qtr 2: 8.25; 2015 Qtr 3: 8.25; 2015 Qtr 4: 8.25 | 33
0000_TotalPortfolio | 428040-1-CFL, 13W lamp, Integral or Modular, Tube or Spiral or Flood | Com-Lighting-InGen_CFLratio0357_CFLscw-13w | System | Commercial | NON_res:DEER:Indoor_CFL_Ltg | TRUE |  |  | Lamp | ROB | 8.38 | 0 | 0 | 3.73 | 4.65 | 0 | 111 |  | kWh | 0.0242 | -0.329 | Commercial |  | Winter Only | [6 empty] | Small Boilers (<100 MMBtu/hr Heat Input):Uncontrolled | 3.3 | 0.6 | 0.6 | 0.6 |  |  | 0.99 | [7 empty] | 0% | 0% | 0% | 0 | 0 | 500 | 0 | 0 | 0 | 0 | 0 | 0 | 0 | 0 | 2013 Qtr 1: 0; 2013 Qtr 2: 0; 2013 Qtr 3: 0; 2013 Qtr 4: 0; 2014 Qtr 1: 0; 2014 Qtr 2: 0; 2014 Qtr 3: 0; 2014 Qtr 4: 0; 2015 Qtr 1: 125; 2015 Qtr 2: 125; 2015 Qtr 3: 125; 2015 Qtr 4: 125 | 500
0000_TotalPortfolio | 428041-1-CFL, 16W lamp, Integral or Modular, Tube or Spiral or Flood | Com-Lighting-InGen_CFLratio0357_CFLscw-16w | System | Commercial | NON_res:DEER:Indoor_CFL_Ltg | TRUE |  |  | Lamp | ROB | 8.64 | 0 | 0 | 3.84 | 4.8 | 8.8818e-16 | 136 |  | kWh | 0.0297 | -0.405 | Commercial |  | Winter Only | [6 empty] | Small Boilers (<100 MMBtu/hr Heat Input):Uncontrolled | 3.3 | 0.6 | 0.6 | 0.6 |  |  | 0.99 | [7 empty] | 0% | 0% | 0% | 0 | 0 | 700 | 0 | 0 | 0 | 0 | 0 | 0 | 0 | 0 | 2013 Qtr 1: 0; 2013 Qtr 2: 0; 2013 Qtr 3: 0; 2013 Qtr 4: 0; 2014 Qtr 1: 0; 2014 Qtr 2: 0; 2014 Qtr 3: 0; 2014 Qtr 4: 0; 2015 Qtr 1: 175; 2015 Qtr 2: 175; 2015 Qtr 3: 175; 2015 Qtr 4: 175 | 700
0000_TotalPortfolio | 428042-1-CFL, 17W lamp, Integral or Modular, Tube or Spiral or Flood | Com-Lighting-InGen_CFLratio0357_CFLscw-17w | System | Commercial | NON_res:DEER:Indoor_CFL_Ltg | TRUE |  |  | Lamp | ROB | 8.38 | 0 | 0 | 3.73 | 4.65 | 0 | 145 |  | kWh | 0.0316 | -0.431 | Commercial |  | Winter Only | [6 empty] | Small Boilers (<100 MMBtu/hr Heat Input):Uncontrolled | 3.3 | 0.6 | 0.6 | 0.6 |  |  | 0.99 | [7 empty] | 0% | 0% | 0% | 0 | 0 | 3 | 0 | 0 | 0 | 0 | 0 | 0 | 0 | 0 | 2013 Qtr 1: 0; 2013 Qtr 2: 0; 2013 Qtr 3: 0; 2013 Qtr 4: 0; 2014 Qtr 1: 0; 2014 Qtr 2: 0; 2014 Qtr 3: 0; 2014 Qtr 4: 0; 2015 Qtr 1: 0.75; 2015 Qtr 2: 0.75; 2015 Qtr 3: 0.75; 2015 Qtr 4: 0.75 | 3
0000_TotalPortfolio | 428043-1-CFL, 18W lamp, Integral or Modular, Tube or Spiral or Flood | Com-Lighting-InGen_CFLratio0357_CFLscw-18w | System | Commercial | NON_res:DEER:Indoor_CFL_Ltg | TRUE |  |  | Lamp | ROB | 8.38 | 0 | 0 | 3.73 | 4.65 | 0 | 153 |  | kWh | 0.0334 | -0.456 | Commercial |  | Winter Only | [6 empty] | Small Boilers (<100 MMBtu/hr Heat Input):Uncontrolled | 3.3 | 0.6 | 0.6 | 0.6 |  |  | 0.99 | [7 empty] | 0% | 0% | 0% | 0 | 0 | 28 | 0 | 0 | 0 | 0 | 0 | 0 | 0 | 0 | 2013 Qtr 1: 0; 2013 Qtr 2: 0; 2013 Qtr 3: 0; 2013 Qtr 4: 0; 2014 Qtr 1: 0; 2014 Qtr 2: 0; 2014 Qtr 3: 0; 2014 Qtr 4: 0; 2015 Qtr 1: 7; 2015 Qtr 2: 7; 2015 Qtr 3: 7; 2015 Qtr 4: 7 | 28
0000_TotalPortfolio | 428044-1-CFL, 23W lamp, Integral or Modular, Tube or Spiral or Flood | Com-Lighting-InGen_CFLratio0357_CFLscw-23w | System | Commercial | NON_res:DEER:Indoor_CFL_Ltg | TRUE |  |  | Lamp | ROB | 8.38 | 0 | 0 | 3.73 | 4.65 | 0 | 196 |  | kWh | 0.0427 | -0.583 | Commercial |  | Winter Only | [6 empty] | Small Boilers (<100 MMBtu/hr Heat Input):Uncontrolled | 3.3 | 0.6 | 0.6 | 0.6 |  |  | 0.99 | [7 empty] | 0% | 0% | 0% | 0 | 0 | 600 | 0 | 0 | 0 | 0 | 0 | 0 | 0 | 0 | 2013 Qtr 1: 0; 2013 Qtr 2: 0; 2013 Qtr 3: 0; 2013 Qtr 4: 0; 2014 Qtr 1: 0; 2014 Qtr 2: 0; 2014 Qtr 3: 0; 2014 Qtr 4: 0; 2015 Qtr 1: 150; 2015 Qtr 2: 150; 2015 Qtr 3: 150; 2015 Qtr 4: 150 | 600
0000_TotalPortfolio | 428046-1-CFL, 28W lamp, Integral or Modular, Tube or Spiral or Flood | Com-Lighting-InGen_CFLratio0357_CFLscw-28w | System | Commercial | NON_res:DEER:Indoor_CFL_Ltg | TRUE |  |  | Lamp | ROB | 8.38 | 0 | 0 | 3.73 | 4.65 | 0 | 238 |  | kWh | 0.052 | -0.71 | Commercial |  | Winter Only | [6 empty] | Small Boilers (<100 MMBtu/hr Heat Input):Uncontrolled | 3.3 | 0.6 | 0.6 | 0.6 |  |  | 0.99 | [7 empty] | 0% | 0% | 0% | 0 | 0 | 8 | 0 | 0 | 0 | 0 | 0 | 0 | 0 | 0 | 2013 Qtr 1: 0; 2013 Qtr 2: 0; 2013 Qtr 3: 0; 2013 Qtr 4: 0; 2014 Qtr 1: 0; 2014 Qtr 2: 0; 2014 Qtr 3: 0; 2014 Qtr 4: 0; 2015 Qtr 1: 2; 2015 Qtr 2: 2; 2015 Qtr 3: 2; 2015 Qtr 4: 2 | 8
0000_TotalPortfolio | 428056-1-CFL, 14W w/Reflector | Com-Lighting-InGen_CFLratio0357_CFLscw-13w | System | Commercial | NON_res:DEER:Indoor_CFL_Ltg | TRUE |  |  | Lamp | ROB | 10.64 | 0 | 0 | 2.36 | 8.28 | 1.7764e-15 | 111 |  | kWh | 0.0242 | -0.329 | Commercial |  | Winter Only | [6 empty] | Small Boilers (<100 MMBtu/hr Heat Input):Uncontrolled | 3.3 | 0.6 | 0.6 | 0.6 |  |  | 0.99 | [7 empty] | 0% | 0% | 0% | 0 | 0 | 600 | 0 | 0 | 0 | 0 | 0 | 0 | 0 | 0 | 2013 Qtr 1: 0; 2013 Qtr 2: 0; 2013 Qtr 3: 0; 2013 Qtr 4: 0; 2014 Qtr 1: 0; 2014 Qtr 2: 0; 2014 Qtr 3: 0; 2014 Qtr 4: 0; 2015 Qtr 1: 150; 2015 Qtr 2: 150; 2015 Qtr 3: 150; 2015 Qtr 4: 150 | 600
0000_TotalPortfolio | 428057-1-CFL, 18W w/Reflector | Com-Lighting-InGen_CFLratio0357_CFLscw-18w | System | Commercial | NON_res:DEER:Indoor_CFL_Ltg | TRUE |  |  | Lamp | ROB | 13.78 | 0 | 0 | 3.06 | 10.72 | 0 | 153 |  | kWh | 0.0334 | -0.456 | Commercial |  | Winter Only | [6 empty] | Small Boilers (<100 MMBtu/hr Heat Input):Uncontrolled | 3.3 | 0.6 | 0.6 | 0.6 |  |  | 0.99 | [7 empty] | 0% | 0% | 0% | 0 | 0 | 80 | 0 | 0 | 0 | 0 | 0 | 0 | 0 | 0 | 2013 Qtr 1: 0; 2013 Qtr 2: 0; 2013 Qtr 3: 0; 2013 Qtr 4: 0; 2014 Qtr 1: 0; 2014 Qtr 2: 0; 2014 Qtr 3: 0; 2014 Qtr 4: 0; 2015 Qtr 1: 20; 2015 Qtr 2: 20; 2015 Qtr 3: 20; 2015 Qtr 4: 20 | 80
0000_TotalPortfolio | 428058-1-CFL, 23W w/Reflector | Com-Lighting-InGen_CFLratio0357_CFLscw-23w | System | Commercial | NON_res:DEER:Indoor_CFL_Ltg | TRUE |  |  | Lamp | ROB | 13.78 | 0 | 0 | 3.06 | 10.72 | 0 | 196 |  | kWh | 0.0427 | -0.583 | Commercial |  | Winter Only | [6 empty] | Small Boilers (<100 MMBtu/hr Heat Input):Uncontrolled | 3.3 | 0.6 | 0.6 | 0.6 |  |  | 0.99 | [7 empty] | 0% | 0% | 0% | 0 | 0 | 262 | 0 | 0 | 0 | 0 | 0 | 0 | 0 | 0 | 2013 Qtr 1: 0; 2013 Qtr 2: 0; 2013 Qtr 3: 0; 2013 Qtr 4: 0; 2014 Qtr 1: 0; 2014 Qtr 2: 0; 2014 Qtr 3: 0; 2014 Qtr 4: 0; 2015 Qtr 1: 65.5; 2015 Qtr 2: 65.5; 2015 Qtr 3: 65.5; 2015 Qtr 4: 65.5 | 262
0000_TotalPortfolio | 428059-1-CFL, 13W Globe (dimmable,Reflective) | Com-Lighting-InGen_CFLratio0357_CFLscw-13w | System | Commercial | NON_res:DEER:Indoor_CFL_Ltg | TRUE |  |  | Lamp | ROB | 13.14 | 0 | 0 | 2.92 | 10.22 | 0 | 111 |  | kWh | 0.0242 | -0.329 | Commercial |  | Winter Only | [6 empty] | Small Boilers (<100 MMBtu/hr Heat Input):Uncontrolled | 3.3 | 0.6 | 0.6 | 0.6 |  |  | 0.99 | [7 empty] | 0% | 0% | 0% | 0 | 0 | 33 | 0 | 0 | 0 | 0 | 0 | 0 | 0 | 0 | 2013 Qtr 1: 0; 2013 Qtr 2: 0; 2013 Qtr 3: 0; 2013 Qtr 4: 0; 2014 Qtr 1: 0; 2014 Qtr 2: 0; 2014 Qtr 3: 0; 2014 Qtr 4: 0; 2015 Qtr 1: 8.25; 2015 Qtr 2: 8.25; 2015 Qtr 3: 8.25; 2015 Qtr 4: 8.25 | 33
0000_TotalPortfolio | 428061-1-Lighting - Standard Tier 5' Case Door | WPSDGENRLG0082-Rev01-Msr002 | System | Commercial | NON_res:DEER:Indoor_Non-CFL_Ltg | TRUE |  |  | Door | ROB | 226.53 | 0 | 0 | 50.34 | 176.19 | 0 | 227 |  | kWh | 0.035 | 0 | Commercial |  | Winter Only | [6 empty] | Small Boilers (<100 MMBtu/hr Heat Input):Uncontrolled | 8 | 0.7 | 0.7 | 0.7 | [10 empty] | 0% | 0% | 0% | 0 | 0 | 360 | 0 | 0 | 0 | 0 | 0 | 0 | 0 | 0 | 2013 Qtr 1: 0; 2013 Qtr 2: 0; 2013 Qtr 3: 0; 2013 Qtr 4: 0; 2014 Qtr 1: 0; 2014 Qtr 2: 0; 2014 Qtr 3: 0; 2014 Qtr 4: 0; 2015 Qtr 1: 90; 2015 Qtr 2: 90; 2015 Qtr 3: 90; 2015 Qtr 4: 90 | 360
0000_TotalPortfolio | 428062-1-Lighting - Standard Tier 6' Case Door | WPSDGENRLG0082-Rev01-Msr004 | System | Commercial | NON_res:DEER:Indoor_Non-CFL_Ltg | TRUE |  |  | Door | ROB | 258.15 | 0 | 0 | 57.37 | 200.78 | 0 | 463 |  | kWh | 0.071 | 0 | Commercial |  | Winter Only | [6 empty] | Small Boilers (<100 MMBtu/hr Heat Input):Uncontrolled | 8 | 0.7 | 0.7 | 0.7 | [10 empty] | 0% | 0% | 0% | 0 | 0 | 1050 | 0 | 0 | 0 | 0 | 0 | 0 | 0 | 0 | 2013 Qtr 1: 0; 2013 Qtr 2: 0; 2013 Qtr 3: 0; 2013 Qtr 4: 0; 2014 Qtr 1: 0; 2014 Qtr 2: 0; 2014 Qtr 3: 0; 2014 Qtr 4: 0; 2015 Qtr 1: 262.5; 2015 Qtr 2: 262.5; 2015 Qtr 3: 262.5; 2015 Qtr 4: 262.5 | 1050
0000_TotalPortfolio | 428066-1-LED OPEN Sign Replacing Neon OPEN Sign | Com-Lighting-InExit_Exit-Incand-40w-Double_Exit-CFL-21w-Double | System | Commercial | NON_res:DEER:Indoor_Non-CFL_Ltg | TRUE |  |  | Fixture | RET | 105.46 | 0 | 0 | 23.44 | 82.02 | 0 | 184 |  | kWh | 0.0251 | -0.619 | Commercial |  | Winter Only | [6 empty] | Small Boilers (<100 MMBtu/hr Heat Input):Uncontrolled | 16 | 0.6 | 0.6 | 0.6 | [10 empty] | 0% | 0% | 0% | 0 | 0 | 50 | 0 | 0 | 0 | 0 | 0 | 0 | 0 | 0 | 2013 Qtr 1: 0; 2013 Qtr 2: 0; 2013 Qtr 3: 0; 2013 Qtr 4: 0; 2014 Qtr 1: 0; 2014 Qtr 2: 0; 2014 Qtr 3: 0; 2014 Qtr 4: 0; 2015 Qtr 1: 12.5; 2015 Qtr 2: 12.5; 2015 Qtr 3: 12.5; 2015 Qtr 4: 12.5 | 50
0000_TotalPortfolio | 428071-1-Lighting - 2 Ft 4th Gen. T-8 with Elec. Ballast (1 Lamp) | WPSDGENRLG0013-Rev05-Msr001 | System | Commercial | NON_res:DEER:Indoor_Non-CFL_Ltg | TRUE |  |  | Fixture | ROB | 47.34 | 0 | 0 | 10.52 | 36.82 | 7.1054e-15 | 38.4025 |  | kWh | 0.0095295 | -0.12078 | Commercial |  | Winter Only | [6 empty] | Small Boilers (<100 MMBtu/hr Heat Input):Uncontrolled | 15 | 0.7 | 0.7 | 0.7 |  |  | 0.91 | [7 empty] | 0% | 0% | 0% | 0 | 0 | 330 | 0 | 0 | 0 | 0 | 0 | 0 | 0 | 0 | 2013 Qtr 1: 0; 2013 Qtr 2: 0; 2013 Qtr 3: 0; 2013 Qtr 4: 0; 2014 Qtr 1: 0; 2014 Qtr 2: 0; 2014 Qtr 3: 0; 2014 Qtr 4: 0; 2015 Qtr 1: 82.5; 2015 Qtr 2: 82.5; 2015 Qtr 3: 82.5; 2015 Qtr 4: 82.5 | 330
0000_TotalPortfolio | 428072-1-Lighting - 3 Ft 4th Gen. T-8 with Elec. Ballast (1 Lamp) | WPSDGENRLG0013-Rev05-Msr002 | System | Commercial | NON_res:DEER:Indoor_Non-CFL_Ltg | TRUE |  |  | Fixture | ROB | 50.95 | 0 | 0 | 11.32 | 39.63 | 0 | 69.8228 |  | kWh | 0.017326 | -0.21959 | Commercial |  | Winter Only | [6 empty] | Small Boilers (<100 MMBtu/hr Heat Input):Uncontrolled | 15 | 0.7 | 0.7 | 0.7 |  |  | 0.91 | [7 empty] | 0% | 0% | 0% | 0 | 0 | 270 | 0 | 0 | 0 | 0 | 0 | 0 | 0 | 0 | 2013 Qtr 1: 0; 2013 Qtr 2: 0; 2013 Qtr 3: 0; 2013 Qtr 4: 0; 2014 Qtr 1: 0; 2014 Qtr 2: 0; 2014 Qtr 3: 0; 2014 Qtr 4: 0; 2015 Qtr 1: 67.5; 2015 Qtr 2: 67.5; 2015 Qtr 3: 67.5; 2015 Qtr 4: 67.5 | 270
0000_TotalPortfolio | 428073-1-Lighting - 4 Ft 4th Gen. T-8 with Elec. Ballast (1 Lamp) | WPSDGENRLG0013-Rev05-Msr010 | System | Commercial | NON_res:DEER:Indoor_Non-CFL_Ltg | TRUE |  |  | Fixture | ROB | 46.7 | 0 | 0 | 10.38 | 36.32 | 0 | 41.8937 |  | kWh | 0.010396 | -0.13176 | Commercial |  | Winter Only | [6 empty] | Small Boilers (<100 MMBtu/hr Heat Input):Uncontrolled | 15 | 0.7 | 0.7 | 0.7 |  |  | 0.91 | [7 empty] | 0% | 0% | 0% | 0 | 0 | 450 | 0 | 0 | 0 | 0 | 0 | 0 | 0 | 0 | 2013 Qtr 1: 0; 2013 Qtr 2: 0; 2013 Qtr 3: 0; 2013 Qtr 4: 0; 2014 Qtr 1: 0; 2014 Qtr 2: 0; 2014 Qtr 3: 0; 2014 Qtr 4: 0; 2015 Qtr 1: 112.5; 2015 Qtr 2: 112.5; 2015 Qtr 3: 112.5; 2015 Qtr 4: 112.5 | 450
0000_TotalPortfolio | 428074-1-Lighting - 4 Ft 4th Gen. T-8 with Elec. Ballast (2-Lamp) | WPSDGENRLG0013-Rev05-Msr011 | System | Commercial | NON_res:DEER:Indoor_Non-CFL_Ltg | TRUE |  |  | Fixture | ROB | 52.45 | 0 | 0 | 11.65 | 40.8 | 7.1054e-15 | 97.7519 |  | kWh | 0.024257 | -0.30743 | Commercial |  | Winter Only | [6 empty] | Small Boilers (<100 MMBtu/hr Heat Input):Uncontrolled | 15 | 0.7 | 0.7 | 0.7 |  |  | 0.91 | [7 empty] | 0% | 0% | 0% | 0 | 0 | 4000 | 0 | 0 | 0 | 0 | 0 | 0 | 0 | 0 | 2013 Qtr 1: 0; 2013 Qtr 2: 0; 2013 Qtr 3: 0; 2013 Qtr 4: 0; 2014 Qtr 1: 0; 2014 Qtr 2: 0; 2014 Qtr 3: 0; 2014 Qtr 4: 0; 2015 Qtr 1: 1000; 2015 Qtr 2: 1000; 2015 Qtr 3: 1000; 2015 Qtr 4: 1000 | 4000
0000_TotalPortfolio | 428075-1-Lighting - 4 Ft 4th Gen. T-8 with Elec. Ballast (3-Lamp) | Com-Lighting-InGen_T12-48in-102w_T8-48in-89w-B_T8-48in-78w-B | System | Commercial | NON_res:DEER:Indoor_Non-CFL_Ltg | TRUE |  |  | Fixture | ROB | 58.29 | 0 | 0 | 12.95 | 45.34 | 0 | 37.2 |  | kWh | 0.00916 | -0.118 | Commercial |  | Winter Only |  | 4.85 |  |  |  |  | Small Boilers (<100 MMBtu/hr Heat Input):Uncontrolled | 16 | 0.7 | 0.7 | 0.7 |  |  | 0.91 | [7 empty] | 0% | 0% | 0% | 0 | 0 | 1000 | 0 | 0 | 0 | 0 | 0 | 0 | 0 | 0 | 2013 Qtr 1: 0; 2013 Qtr 2: 0; 2013 Qtr 3: 0; 2013 Qtr 4: 0; 2014 Qtr 1: 0; 2014 Qtr 2: 0; 2014 Qtr 3: 0; 2014 Qtr 4: 0; 2015 Qtr 1: 250; 2015 Qtr 2: 250; 2015 Qtr 3: 250; 2015 Qtr 4: 250 | 1000
0000_TotalPortfolio | 428076-1-Lighting - 4 Ft 4th Gen. T-8 with Elec. Ballast (4-Lamp) | Com-Lighting-InGen_T12-48in-144w-A_T8-48in-112w-D_T8-48in-102w-B | System | Commercial | NON_res:DEER:Indoor_Non-CFL_Ltg | TRUE |  |  | Fixture | ROB | 63.11 | 0 | 0 | 14.03 | 49.08 | 0 | 33.8 |  | kWh | 0.00833 | -0.107 | Commercial |  | Winter Only |  | 6.54 |  |  |  |  | Small Boilers (<100 MMBtu/hr Heat Input):Uncontrolled | 16 | 0.7 | 0.7 | 0.7 |  |  | 0.91 | [7 empty] | 0% | 0% | 0% | 0 | 0 | 5409 | 0 | 0 | 0 | 0 | 0 | 0 | 0 | 0 | 2013 Qtr 1: 0; 2013 Qtr 2: 0; 2013 Qtr 3: 0; 2013 Qtr 4: 0; 2014 Qtr 1: 0; 2014 Qtr 2: 0; 2014 Qtr 3: 0; 2014 Qtr 4: 0; 2015 Qtr 1: 1352.25; 2015 Qtr 2: 1352.25; 2015 Qtr 3: 1352.25; 2015 Qtr 4: 1352.25 | 5409
0000_TotalPortfolio | 428077-1-Lighting - T8 to 4ft 28 Watt Lamp & Ballast (1 Lamp) | WPSDGENRLG0013-Rev05-Msr014 | System | Commercial | NON_res:DEER:Indoor_Non-CFL_Ltg | TRUE |  |  | Fixture | ROB | 49.91 | 0 | 0 | 11.09 | 38.82 | 0 | 20.9468 |  | kWh | 0.0051979 | -0.065878 | Commercial |  | Winter Only | [6 empty] | Small Boilers (<100 MMBtu/hr Heat Input):Uncontrolled | 15 | 0.7 | 0.7 | 0.7 |  |  | 0.91 | [7 empty] | 0% | 0% | 0% | 0 | 0 | 1352 | 0 | 0 | 0 | 0 | 0 | 0 | 0 | 0 | 2013 Qtr 1: 0; 2013 Qtr 2: 0; 2013 Qtr 3: 0; 2013 Qtr 4: 0; 2014 Qtr 1: 0; 2014 Qtr 2: 0; 2014 Qtr 3: 0; 2014 Qtr 4: 0; 2015 Qtr 1: 338; 2015 Qtr 2: 338; 2015 Qtr 3: 338; 2015 Qtr 4: 338 | 1352
0000_TotalPortfolio | 428078-1-Lighting - T8 to 4ft 28 Watt Lamp & Ballast (2 Lamp) | WPSDGENRLG0013-Rev05-Msr015 | System | Commercial | NON_res:DEER:Indoor_Non-CFL_Ltg | TRUE |  |  | Fixture | ROB | 52.44 | 0 | 0 | 11.65 | 40.79 | 0 | 52.3671 |  | kWh | 0.012995 | -0.1647 | Commercial |  | Winter Only | [6 empty] | Small Boilers (<100 MMBtu/hr Heat Input):Uncontrolled | 15 | 0.7 | 0.7 | 0.7 |  |  | 0.91 | [7 empty] | 0% | 0% | 0% | 0 | 0 | 30948 | 0 | 0 | 0 | 0 | 0 | 0 | 0 | 0 | 2013 Qtr 1: 0; 2013 Qtr 2: 0; 2013 Qtr 3: 0; 2013 Qtr 4: 0; 2014 Qtr 1: 0; 2014 Qtr 2: 0; 2014 Qtr 3: 0; 2014 Qtr 4: 0; 2015 Qtr 1: 7737; 2015 Qtr 2: 7737; 2015 Qtr 3: 7737; 2015 Qtr 4: 7737 | 30948
0000_TotalPortfolio | 428079-1-Lighting - T8 to 4ft 28 Watt Lamp & Ballast (3 Lamp) | WPSDGENRLG0013-Rev05-Msr016 | System | Commercial | NON_res:DEER:Indoor_Non-CFL_Ltg | TRUE |  |  | Fixture | ROB | 58.29 | 0 | 0 | 12.95 | 45.34 | 0 | 83.7874 |  | kWh | 0.020792 | -0.26351 | Commercial |  | Winter Only | [6 empty] | Small Boilers (<100 MMBtu/hr Heat Input):Uncontrolled | 15 | 0.7 | 0.7 | 0.7 |  |  | 0.91 | [7 empty] | 0% | 0% | 0% | 0 | 0 | 14668 | 0 | 0 | 0 | 0 | 0 | 0 | 0 | 0 | 2013 Qtr 1: 0; 2013 Qtr 2: 0; 2013 Qtr 3: 0; 2013 Qtr 4: 0; 2014 Qtr 1: 0; 2014 Qtr 2: 0; 2014 Qtr 3: 0; 2014 Qtr 4: 0; 2015 Qtr 1: 3667; 2015 Qtr 2: 3667; 2015 Qtr 3: 3667; 2015 Qtr 4: 3667 | 14668
0000_TotalPortfolio | 428080-1-Lighting - T8 to 4ft 28 Watt Lamp & Ballast (4 Lamp) | WPSDGENRLG0013-Rev05-Msr017 | System | Commercial | NON_res:DEER:Indoor_Non-CFL_Ltg | TRUE |  |  | Fixture | ROB | 63.11 | 0 | 0 | 14.03 | 49.08 | 0 | 83.7874 |  | kWh | 0.020792 | -0.26351 | Commercial |  | Winter Only | [6 empty] | Small Boilers (<100 MMBtu/hr Heat Input):Uncontrolled | 15 | 0.7 | 0.7 | 0.7 |  |  | 0.91 | [7 empty] | 0% | 0% | 0% | 0 | 0 | 28264 | 0 | 0 | 0 | 0 | 0 | 0 | 0 | 0 | 2013 Qtr 1: 0; 2013 Qtr 2: 0; 2013 Qtr 3: 0; 2013 Qtr 4: 0; 2014 Qtr 1: 0; 2014 Qtr 2: 0; 2014 Qtr 3: 0; 2014 Qtr 4: 0; 2015 Qtr 1: 7066; 2015 Qtr 2: 7066; 2015 Qtr 3: 7066; 2015 Qtr 4: 7066 | 28264
0000_TotalPortfolio | 428081-1-4-foot (4-lamp) - (2) 48in (2) Premium Instant Start Ballast - Reduced Light Ouput w/Reflector T8 LF | WPSDGENRLG0013-Rev05-Msr022 | System | Commercial | NON_res:DEER:Indoor_Non-CFL_Ltg | TRUE |  |  | Fixture | ROB | 62.55 |  |  | 13.9 | 48.65 | 0 | 83.7874 |  | kWh | 0.020792 | -0.26351 | Commercial |  | Winter Only | [6 empty] | Small Boilers (<100 MMBtu/hr Heat Input):Uncontrolled | 15 | 0.7 | 0.7 | 0.7 |  |  | 0.91 | [7 empty] | 0% | 0% | 0% | 0 | 0 | 3767 | 0 | 0 | 0 | 0 | 0 | 0 | 0 | 0 | 2013 Qtr 1: 0; 2013 Qtr 2: 0; 2013 Qtr 3: 0; 2013 Qtr 4: 0; 2014 Qtr 1: 0; 2014 Qtr 2: 0; 2014 Qtr 3: 0; 2014 Qtr 4: 0; 2015 Qtr 1: 941.75; 2015 Qtr 2: 941.75; 2015 Qtr 3: 941.75; 2015 Qtr 4: 941.75 | 3767
0000_TotalPortfolio | 428084-1-FL, (1) 96in, T8 lamp, IS EB, RLO (BF<.85), Tandem 2 Lamp Ballast, Lumens=4152, W/fixt=49 (Retrofit) | Com-Lighting-InGen_T12-96in-62w-A_T8-96in-55w_T8-96in-49w | System | Commercial | NON_res:DEER:Indoor_Non-CFL_Ltg | TRUE |  |  | Fixture | ROB | 57.88 | 0 | 0 | 12.86 | 45.02 | 0 | 20.3 |  | kWh | 0.005 | -0.0643 | Commercial |  | Winter Only | [6 empty] | Small Boilers (<100 MMBtu/hr Heat Input):Uncontrolled | 16 | 0.7 | 0.7 | 0.7 |  |  | 0.91 | [7 empty] | 0% | 0% | 0% | 0 | 0 | 613 | 0 | 0 | 0 | 0 | 0 | 0 | 0 | 0 | 2013 Qtr 1: 0; 2013 Qtr 2: 0; 2013 Qtr 3: 0; 2013 Qtr 4: 0; 2014 Qtr 1: 0; 2014 Qtr 2: 0; 2014 Qtr 3: 0; 2014 Qtr 4: 0; 2015 Qtr 1: 153.25; 2015 Qtr 2: 153.25; 2015 Qtr 3: 153.25; 2015 Qtr 4: 153.25 | 613
0000_TotalPortfolio | 428085-1-FL, (2) 96in, T8 lamp, IS EB, RLO (BF<0.85), Lumens=8304, W/fixt=98 (Retrofit) | Com-Lighting-InGen_T12-96in-123w-A_T8-96in-109w_T8-96in-98w | System | Commercial | NON_res:DEER:Indoor_Non-CFL_Ltg | TRUE |  |  | Fixture | ROB | 64.1 | 0 | 0 | 14.24 | 49.86 | 0 | 37.2 |  | kWh | 0.00916 | -0.118 | Commercial |  | Winter Only | [6 empty] | Small Boilers (<100 MMBtu/hr Heat Input):Uncontrolled | 16 | 0.7 | 0.7 | 0.7 |  |  | 0.91 | [7 empty] | 0% | 0% | 0% | 0 | 0 | 6254 | 0 | 0 | 0 | 0 | 0 | 0 | 0 | 0 | 2013 Qtr 1: 0; 2013 Qtr 2: 0; 2013 Qtr 3: 0; 2013 Qtr 4: 0; 2014 Qtr 1: 0; 2014 Qtr 2: 0; 2014 Qtr 3: 0; 2014 Qtr 4: 0; 2015 Qtr 1: 1563.5; 2015 Qtr 2: 1563.5; 2015 Qtr 3: 1563.5; 2015 Qtr 4: 1563.5 | 6254
0000_TotalPortfolio | 428086-1-FL, (4) 46in, T5HO lamp, (2) Programmed Start Ballast, (BF: 1.00), Lumens=19000, W/fixt=234 (Replace) | Com-Lighting-InGen_PSMH-365w_PSMH-365w_T5-46in-234w | System | Commercial | NON_res:DEER:Indoor_Non-CFL_Ltg | TRUE |  |  | Fixture | ROB | 189.43 | 0 | 0 | 42.1 | 147.33 | 0 | 443 |  | kWh | 0.109 | -1.4 | Commercial |  | Winter Only | [6 empty] | Small Boilers (<100 MMBtu/hr Heat Input):Uncontrolled | 16 | 0.7 | 0.7 | 0.7 |  |  | 0.97 | [7 empty] | 0% | 0% | 0% | 0 | 0 | 557 | 0 | 0 | 0 | 0 | 0 | 0 | 0 | 0 | 2013 Qtr 1: 0; 2013 Qtr 2: 0; 2013 Qtr 3: 0; 2013 Qtr 4: 0; 2014 Qtr 1: 0; 2014 Qtr 2: 0; 2014 Qtr 3: 0; 2014 Qtr 4: 0; 2015 Qtr 1: 139.25; 2015 Qtr 2: 139.25; 2015 Qtr 3: 139.25; 2015 Qtr 4: 139.25 | 557
0000_TotalPortfolio | 428087-1-FL, (6) 46in, T5HO lamp, (3) Programmed Start Ballast, (BF: 1.00), Lumens=28500, W/fixt=351 (Replace, code reference) | Com-Lighting-InGen_PSMH-456w_PSMH-456w_T5-46in-351w | System | Commercial | NON_res:DEER:Indoor_Non-CFL_Ltg | TRUE |  |  | Fixture | ROB | 207.82 | 0 | 0 | 46.18 | 161.64 | 0 | 355 |  | kWh | 0.0875 | -1.13 | Commercial |  | Winter Only | [6 empty] | Small Boilers (<100 MMBtu/hr Heat Input):Uncontrolled | 16 | 0.7 | 0.7 | 0.7 |  |  | 0.97 | [7 empty] | 0% | 0% | 0% | 0 | 0 | 708 | 0 | 0 | 0 | 0 | 0 | 0 | 0 | 0 | 2013 Qtr 1: 0; 2013 Qtr 2: 0; 2013 Qtr 3: 0; 2013 Qtr 4: 0; 2014 Qtr 1: 0; 2014 Qtr 2: 0; 2014 Qtr 3: 0; 2014 Qtr 4: 0; 2015 Qtr 1: 177; 2015 Qtr 2: 177; 2015 Qtr 3: 177; 2015 Qtr 4: 177 | 708
0000_TotalPortfolio | 428089-1-Suction Line Insulation for Walk-In Freezer Units | WPSDGENRRN1000-Rev00-Msr001 | System | Commercial | 01-ALC-AllCommercial-Refrig | TRUE |  |  | linear ft | ROB | 36.59 | 0 | 0 | 16.26 | 20.33 | 3.5527e-15 | 3.469 |  | kWh | 0.00045 | 0 | Commercial |  | Winter Only | [6 empty] | Small Boilers (<100 MMBtu/hr Heat Input):Uncontrolled | 11 | 0.6 | 0.6 | 0.6 | [10 empty] | 0% | 0% | 0% | 0 | 0 | 770 | 0 | 0 | 0 | 0 | 0 | 0 | 0 | 0 | 2013 Qtr 1: 0; 2013 Qtr 2: 0; 2013 Qtr 3: 0; 2013 Qtr 4: 0; 2014 Qtr 1: 0; 2014 Qtr 2: 0; 2014 Qtr 3: 0; 2014 Qtr 4: 0; 2015 Qtr 1: 192.5; 2015 Qtr 2: 192.5; 2015 Qtr 3: 192.5; 2015 Qtr 4: 192.5 | 770
0000_TotalPortfolio | 428092-1-Lighting - T8 to 4ft 25 Watt Lamp & Ballast (2 Lamp) | WPSDGENRLG0013-Rev05-Msr019 | System | Commercial | NON_res:DEER:Indoor_Non-CFL_Ltg | TRUE |  |  | Fixture | ROB | 52.44 | 0 | 0 | 11.65 | 40.79 | 0 | 73.3139 |  | kWh | 0.018193 | -0.23057 | Commercial |  | Winter Only | [6 empty] | Small Boilers (<100 MMBtu/hr Heat Input):Uncontrolled | 15 | 0.7 | 0.7 | 0.7 |  |  | 0.91 | [7 empty] | 0% | 0% | 0% | 0 | 0 | 2038 | 0 | 0 | 0 | 0 | 0 | 0 | 0 | 0 | 2013 Qtr 1: 0; 2013 Qtr 2: 0; 2013 Qtr 3: 0; 2013 Qtr 4: 0; 2014 Qtr 1: 0; 2014 Qtr 2: 0; 2014 Qtr 3: 0; 2014 Qtr 4: 0; 2015 Qtr 1: 509.5; 2015 Qtr 2: 509.5; 2015 Qtr 3: 509.5; 2015 Qtr 4: 509.5 | 2038
0000_TotalPortfolio | 428093-1-Lighting - T8 to 4ft 25 Watt Lamp & Ballast (4 Lamp) | WPSDGENRLG0013-Rev05-Msr021 | System | Commercial | NON_res:DEER:Indoor_Non-CFL_Ltg | TRUE |  |  | Fixture | ROB | 63.11 | 0 | 0 | 14.02 | 49.09 | 0 | 125.681 |  | kWh | 0.031187 | -0.39527 | Commercial |  | Winter Only | [6 empty] | Small Boilers (<100 MMBtu/hr Heat Input):Uncontrolled | 15 | 0.7 | 0.7 | 0.7 |  |  | 0.91 | [7 empty] | 0% | 0% | 0% | 0 | 0 | 903 | 0 | 0 | 0 | 0 | 0 | 0 | 0 | 0 | 2013 Qtr 1: 0; 2013 Qtr 2: 0; 2013 Qtr 3: 0; 2013 Qtr 4: 0; 2014 Qtr 1: 0; 2014 Qtr 2: 0; 2014 Qtr 3: 0; 2014 Qtr 4: 0; 2015 Qtr 1: 225.75; 2015 Qtr 2: 225.75; 2015 Qtr 3: 225.75; 2015 Qtr 4: 225.75 | 903
0000_TotalPortfolio | 429002-2-Small Pkg AC, increase refrigerant charge from typical under-charge to factory specified level | Com-RefrigCharge-wtd | System | Commercial | NON_res:DEER:HVAC_Split-Package_AC | TRUE |  |  | Ton | RET | 48.01 | 0 | 0 | 33.49 | 14.52 | 0 | 141 |  | kWh | 0.0943 | -0.00931 | Commercial |  | Winter Only |  | 48.01 |  |  |  |  | Small Boilers (<100 MMBtu/hr Heat Input):Uncontrolled | 10 | 0.73 | 0.73 | 0.73 |  |  | 0.67 | [7 empty] | 0% | 0% | 100% | 0 | 0 | 3948 | 0 | 0 | 0 | 0 | 0 | 0 | 0 | 0 | 2013 Qtr 1: 0; 2013 Qtr 2: 0; 2013 Qtr 3: 0; 2013 Qtr 4: 0; 2014 Qtr 1: 0; 2014 Qtr 2: 0; 2014 Qtr 3: 0; 2014 Qtr 4: 0; 2015 Qtr 1: 987; 2015 Qtr 2: 987; 2015 Qtr 3: 987; 2015 Qtr 4: 987 | 3948
0000_TotalPortfolio | 429003-2-Small Pkg AC, increase refrigerant charge from high under-charge to factory specified level | Com-RefrigCharge-wtd | System | Commercial | NON_res:DEER:HVAC_Split-Package_AC | TRUE |  |  | Ton | RET | 48.01 | 0 | 0 | 33.49 | 14.52 | 0 | 141 |  | kWh | 0.0943 | -0.00931 | Commercial |  | Winter Only |  | 48.01 |  |  |  |  | Small Boilers (<100 MMBtu/hr Heat Input):Uncontrolled | 10 | 0.73 | 0.73 | 0.73 |  |  | 0.67 | [7 empty] | 0% | 0% | 100% | 0 | 0 | 303 | 0 | 0 | 0 | 0 | 0 | 0 | 0 | 0 | 2013 Qtr 1: 0; 2013 Qtr 2: 0; 2013 Qtr 3: 0; 2013 Qtr 4: 0; 2014 Qtr 1: 0; 2014 Qtr 2: 0; 2014 Qtr 3: 0; 2014 Qtr 4: 0; 2015 Qtr 1: 75.75; 2015 Qtr 2: 75.75; 2015 Qtr 3: 75.75; 2015 Qtr 4: 75.75 | 303
0000_TotalPortfolio | 429004-2-Small Pkg AC, decrease refrigerant charge from typical over-charge to factory specified level | Com-RefrigCharge-wtd | System | Commercial | NON_res:DEER:HVAC_Split-Package_AC | TRUE |  |  | Ton | RET | 48.01 | 0 | 0 | 33.49 | 14.52 | 0 | 141 |  | kWh | 0.0943 | -0.00931 | Commercial |  | Winter Only |  | 48.01 |  |  |  |  | Small Boilers (<100 MMBtu/hr Heat Input):Uncontrolled | 10 | 0.73 | 0.73 | 0.73 |  |  | 0.67 | [7 empty] | 0% | 0% | 100% | 0 | 0 | 372 | 0 | 0 | 0 | 0 | 0 | 0 | 0 | 0 | 2013 Qtr 1: 0; 2013 Qtr 2: 0; 2013 Qtr 3: 0; 2013 Qtr 4: 0; 2014 Qtr 1: 0; 2014 Qtr 2: 0; 2014 Qtr 3: 0; 2014 Qtr 4: 0; 2015 Qtr 1: 93; 2015 Qtr 2: 93; 2015 Qtr 3: 93; 2015 Qtr 4: 93 | 372
0000_TotalPortfolio | 429005-2-Small Pkg AC, decrease refrigerant charge from high over-charge to factory specified level | Com-RefrigCharge-wtd | System | Commercial | NON_res:DEER:HVAC_Split-Package_AC | TRUE |  |  | Ton | RET | 48.0075 | 0 | 0 | 33.08 | 13.12 | 1.8075 | 141 |  | kWh | 0.0943 | -0.00931 | Commercial |  | Winter Only | [6 empty] | Small Boilers (<100 MMBtu/hr Heat Input):Uncontrolled | 10 | 0.73 | 0.73 | 0.73 |  |  | 0.67 | [7 empty] | 0% | 0% | 100% | 0 | 0 | 2185 | 0 | 0 | 0 | 0 | 0 | 0 | 0 | 0 | 2013 Qtr 1: 0; 2013 Qtr 2: 0; 2013 Qtr 3: 0; 2013 Qtr 4: 0; 2014 Qtr 1: 0; 2014 Qtr 2: 0; 2014 Qtr 3: 0; 2014 Qtr 4: 0; 2015 Qtr 1: 546.25; 2015 Qtr 2: 546.25; 2015 Qtr 3: 546.25; 2015 Qtr 4: 546.25 | 2185
0000_TotalPortfolio | 429006-2-Replaced refrig. line insulation (A/C) | WPSDGENRRN1000-Rev00-Msr001 | System | Commercial | 01-ALC-AllCommercial-Refrig | TRUE |  |  | linear ft | RET | 31.6574 | 0 | 0 | 22.83 | 8.82 | 0.0074 | 3.469 |  | kWh | 0.00045 | 0 | Commercial |  | Winter Only | [6 empty] | Small Boilers (<100 MMBtu/hr Heat Input):Uncontrolled | 11 | 0.6 | 0.6 | 0.6 | [10 empty] | 0% | 0% | 100% | 0 | 0 | 1215 | 0 | 0 | 0 | 0 | 0 | 0 | 0 | 0 | 2013 Qtr 1: 0; 2013 Qtr 2: 0; 2013 Qtr 3: 0; 2013 Qtr 4: 0; 2014 Qtr 1: 0; 2014 Qtr 2: 0; 2014 Qtr 3: 0; 2014 Qtr 4: 0; 2015 Qtr 1: 303.75; 2015 Qtr 2: 303.75; 2015 Qtr 3: 303.75; 2015 Qtr 4: 303.75 | 1215
0000_TotalPortfolio | 429008-2-Cleaned Condenser Coil | WPSDGENRHC1020-Rev00-Msr001 | System | Commercial | NON_res:DEER:HVAC_Split-Package_AC | TRUE |  |  | Ton | RET | 34.85 | 0 | 0 | 27.03 | 7.82 | 0 | 228 |  | kWh | 0.067 | 0 | Commercial |  | Winter Only | [6 empty] | Small Boilers (<100 MMBtu/hr Heat Input):Uncontrolled | 3 | 0.6 | 0.6 | 0.6 | [10 empty] | 0% | 0% | 100% | 0 | 0 | 7329 | 0 | 0 | 0 | 0 | 0 | 0 | 0 | 0 | 2013 Qtr 1: 0; 2013 Qtr 2: 0; 2013 Qtr 3: 0; 2013 Qtr 4: 0; 2014 Qtr 1: 0; 2014 Qtr 2: 0; 2014 Qtr 3: 0; 2014 Qtr 4: 0; 2015 Qtr 1: 1832.25; 2015 Qtr 2: 1832.25; 2015 Qtr 3: 1832.25; 2015 Qtr 4: 1832.25 | 7329
0000_TotalPortfolio | 429009-2-Cleaned Evap. Coil | WPSDGENRHC1010-Rev00-Msr001 | System | Commercial | NON_res:DEER:HVAC_Split-Package_AC | TRUE |  |  | Ton | RET | 48.745 | 0 | 0 | 38.66 | 10.08 | 0.005 | 92.6166 |  | kWh | 0.020982 | 0 | Commercial |  | Winter Only | [6 empty] | Small Boilers (<100 MMBtu/hr Heat Input):Uncontrolled | 3 | 0.6 | 0.6 | 0.6 | [10 empty] | 0% | 0% | 100% | 0 | 0 | 5184 | 0 | 0 | 0 | 0 | 0 | 0 | 0 | 0 | 2013 Qtr 1: 0; 2013 Qtr 2: 0; 2013 Qtr 3: 0; 2013 Qtr 4: 0; 2014 Qtr 1: 0; 2014 Qtr 2: 0; 2014 Qtr 3: 0; 2014 Qtr 4: 0; 2015 Qtr 1: 1296; 2015 Qtr 2: 1296; 2015 Qtr 3: 1296; 2015 Qtr 4: 1296 | 5184
0000_TotalPortfolio | 429012-2-Straighten Condenser Coil Fins | WPSDGENRHC1040-Rev00-Msr001 | System | Commercial | NON_res:DEER:HVAC_Split-Package_AC | TRUE |  |  | Ton | RET | 15.8 | 0 | 0 | 9.61 | 6.19 | 8.8818e-16 | 43 |  | kWh | 0.009 | 0 | Commercial |  | Winter Only | [6 empty] | Small Boilers (<100 MMBtu/hr Heat Input):Uncontrolled | 3 | 0.73 | 0.73 | 0.73 |  |  | 0.67 | [7 empty] | 0% | 0% | 100% | 0 | 0 | 6359 | 0 | 0 | 0 | 0 | 0 | 0 | 0 | 0 | 2013 Qtr 1: 0; 2013 Qtr 2: 0; 2013 Qtr 3: 0; 2013 Qtr 4: 0; 2014 Qtr 1: 0; 2014 Qtr 2: 0; 2014 Qtr 3: 0; 2014 Qtr 4: 0; 2015 Qtr 1: 1589.75; 2015 Qtr 2: 1589.75; 2015 Qtr 3: 1589.75; 2015 Qtr 4: 1589.75 | 6359
0000_TotalPortfolio | 429013-2-Duct Seal Testing | NB-HVAC-DuctSeal-high | System | Commercial | NON_res:DEER:HVAC_Split-Package_AC | TRUE |  |  | Ton | RET | 390 | 0 | 0 | 195 | 195 | 0 | 37.8 |  | kWh | 0.0172 | -0.241 | Commercial |  | Winter Only | [6 empty] | Small Boilers (<100 MMBtu/hr Heat Input):Uncontrolled | 18 | 0.6 | 0.6 | 0.6 | [10 empty] | 0% | 0% | 0% | 0 | 0 | 63 | 0 | 0 | 0 | 0 | 0 | 0 | 0 | 0 | 2013 Qtr 1: 0; 2013 Qtr 2: 0; 2013 Qtr 3: 0; 2013 Qtr 4: 0; 2014 Qtr 1: 0; 2014 Qtr 2: 0; 2014 Qtr 3: 0; 2014 Qtr 4: 0; 2015 Qtr 1: 15.75; 2015 Qtr 2: 15.75; 2015 Qtr 3: 15.75; 2015 Qtr 4: 15.75 | 63
0000_TotalPortfolio | 429014-2-Replaced air filter | WPSDGENRHC1030-Rev00-Msr001 | System | Commercial | NON_res:DEER:HVAC_Split-Package_HP | TRUE |  |  | Ton | RET | 15.43 | 0 | 0 | 10.47 | 4.96 | 0 | 50.1 |  | kWh | 0.012 | 0 | Commercial |  | Winter Only | [6 empty] | Small Boilers (<100 MMBtu/hr Heat Input):Uncontrolled | 1 | 0.6 | 0.6 | 0.6 | [10 empty] | 0% | 0% | 50% | 0 | 0 | 3105 | 0 | 0 | 0 | 0 | 0 | 0 | 0 | 0 | 2013 Qtr 1: 0; 2013 Qtr 2: 0; 2013 Qtr 3: 0; 2013 Qtr 4: 0; 2014 Qtr 1: 0; 2014 Qtr 2: 0; 2014 Qtr 3: 0; 2014 Qtr 4: 0; 2015 Qtr 1: 776.25; 2015 Qtr 2: 776.25; 2015 Qtr 3: 776.25; 2015 Qtr 4: 776.25 | 3105
0000_TotalPortfolio | 429015-2-Replaced hot water line insulation (electric) | WPSDGENRWH1200-Rev00-Msr001 | System | Commercial | 35-OTI-OtherIndustrial-PROC_OTH | TRUE |  |  | Unit | RET | 58.17 | 0 | 0 | 41.21 | 16.96 | 0 | 44.127 |  | kWh | 0 | 0 | Commercial |  | Winter Only | [6 empty] | Small Boilers (<100 MMBtu/hr Heat Input):Uncontrolled | 3 | 0.6 | 0.6 | 0.6 | [10 empty] | 0% | 0% | 0% | 0 | 0 | 72 | 0 | 0 | 0 | 0 | 0 | 0 | 0 | 0 | 2013 Qtr 1: 0; 2013 Qtr 2: 0; 2013 Qtr 3: 0; 2013 Qtr 4: 0; 2014 Qtr 1: 0; 2014 Qtr 2: 0; 2014 Qtr 3: 0; 2014 Qtr 4: 0; 2015 Qtr 1: 18; 2015 Qtr 2: 18; 2015 Qtr 3: 18; 2015 Qtr 4: 18 | 72
0000_TotalPortfolio | 429016-2-Replaced hot water line insulation (gas) | WPSDGENRWH1202-Rev01-Msr001 | System | Commercial | 35-OTI-OtherIndustrial-PROC_OTH | TRUE |  |  | Linear ft | RET | 82.57 | 0 | 0 | 56.91 | 25.66 | 0 | 0 |  | kWh | 0 | 3.5953 | Commercial |  | Annual | [6 empty] | Small Boilers (<100 MMBtu/hr Heat Input):Uncontrolled | 11 | 0.6 | 0.6 | 0.6 | [10 empty] | 0% | 0% | 0% | 0 | 0 | 350 | 0 | 0 | 0 | 0 | 0 | 0 | 0 | 0 | 2013 Qtr 1: 0; 2013 Qtr 2: 0; 2013 Qtr 3: 0; 2013 Qtr 4: 0; 2014 Qtr 1: 0; 2014 Qtr 2: 0; 2014 Qtr 3: 0; 2014 Qtr 4: 0; 2015 Qtr 1: 87.5; 2015 Qtr 2: 87.5; 2015 Qtr 3: 87.5; 2015 Qtr 4: 87.5 | 350
0000_TotalPortfolio | 429018-2-Boiler Cleaning - Laundry Dry Cleaners (Gas) | WPSDGENRWH1100-Rev00-Msr001 | System | Commercial | 35-OTI-OtherIndustrial-PROC_OTH | TRUE |  |  | boiler | RET | 910.8237 | 0 | 0 | 865.21 | 45.61 | 0.0037 | 0 |  | kWh | 0 | 1671.2837 | Commercial |  | Annual | [6 empty] | Small Boilers (<100 MMBtu/hr Heat Input):Uncontrolled | 5 | 0.6 | 0.6 | 0.6 | [10 empty] | 0% | 0% | 0% | 0 | 0 | 2 | 0 | 0 | 0 | 0 | 0 | 0 | 0 | 0 | 2013 Qtr 1: 0; 2013 Qtr 2: 0; 2013 Qtr 3: 0; 2013 Qtr 4: 0; 2014 Qtr 1: 0; 2014 Qtr 2: 0; 2014 Qtr 3: 0; 2014 Qtr 4: 0; 2015 Qtr 1: 0.5; 2015 Qtr 2: 0.5; 2015 Qtr 3: 0.5; 2015 Qtr 4: 0.5 | 2
0000_TotalPortfolio | 429019-2-Super Low Flow Showerhead | WPSDGEREWH1061A-Rev04-Msr001 | System | Commercial | 35-OTI-OtherIndustrial-PROC_OTH | TRUE |  |  | Showerhead | RET | 32.0302 | 0 | 0 | 17.62 | 14.41 | 0.0002 | 0 |  | kWh | 0 | 7.4834 | Commercial |  | Annual | [6 empty] | Small Boilers (<100 MMBtu/hr Heat Input):Uncontrolled | 10 | 0.6 | 0.6 | 0.6 |  |  | 0.737 | [7 empty] | 0% | 0% | 0% | 0 | 0 | 544 | 0 | 0 | 0 | 0 | 0 | 0 | 0 | 0 | 2013 Qtr 1: 0; 2013 Qtr 2: 0; 2013 Qtr 3: 0; 2013 Qtr 4: 0; 2014 Qtr 1: 0; 2014 Qtr 2: 0; 2014 Qtr 3: 0; 2014 Qtr 4: 0; 2015 Qtr 1: 136; 2015 Qtr 2: 136; 2015 Qtr 3: 136; 2015 Qtr 4: 136 | 544
0000_TotalPortfolio | 429020-2-Super Low Flow Batheroom Aerator | WPSDGEREWH1012-Rev01-Msr001 | System | Commercial | 35-OTI-OtherIndustrial-PROC_OTH | TRUE |  |  | Aerator | ROB | 10.2663 | 0 | 0 | 6.2 | 4.06 | 0.0063 | 0 |  | kWh | 0 | 1.4967 | Commercial |  | Annual | [6 empty] | Small Boilers (<100 MMBtu/hr Heat Input):Uncontrolled | 10 | 0.6 | 0.6 | 0.6 |  |  | 0.737 | [7 empty] | 0% | 0% | 0% | 0 | 0 | 3578 | 0 | 0 | 0 | 0 | 0 | 0 | 0 | 0 | 2013 Qtr 1: 0; 2013 Qtr 2: 0; 2013 Qtr 3: 0; 2013 Qtr 4: 0; 2014 Qtr 1: 0; 2014 Qtr 2: 0; 2014 Qtr 3: 0; 2014 Qtr 4: 0; 2015 Qtr 1: 894.5; 2015 Qtr 2: 894.5; 2015 Qtr 3: 894.5; 2015 Qtr 4: 894.5 | 3578
0000_TotalPortfolio | 429021-2-Cleaned Condenser Coil for Refrigeration Unit Serving Walkins | WPSDGENRHC1020-Rev00-Msr001 | System | Commercial | NON_res:DEER:HVAC_Split-Package_AC | TRUE |  |  | Ton | RET | 34.85 | 0 | 0 | 27.03 | 7.82 | 0 | 172 |  | kWh | 0.063 | 0 | Commercial |  | Winter Only | [6 empty] | Small Boilers (<100 MMBtu/hr Heat Input):Uncontrolled | 3 | 0.6 | 0.6 | 0.6 | [10 empty] | 0% | 0% | 100% | 0 | 0 | 100 | 0 | 0 | 0 | 0 | 0 | 0 | 0 | 0 | 2013 Qtr 1: 0; 2013 Qtr 2: 0; 2013 Qtr 3: 0; 2013 Qtr 4: 0; 2014 Qtr 1: 0; 2014 Qtr 2: 0; 2014 Qtr 3: 0; 2014 Qtr 4: 0; 2015 Qtr 1: 25; 2015 Qtr 2: 25; 2015 Qtr 3: 25; 2015 Qtr 4: 25 | 100
0000_TotalPortfolio | 429022-2-Cleaned Condenser Coil Refrigeration Unit Serving Reach-ins | WPSDGENRHC1020-Rev00-Msr001 | System | Commercial | NON_res:DEER:HVAC_Split-Package_AC | TRUE |  |  | Ton | RET | 34.85 | 0 | 0 | 27.03 | 7.82 | 0 | 172 |  | kWh | 0.063 | 0 | Commercial |  | Winter Only | [6 empty] | Small Boilers (<100 MMBtu/hr Heat Input):Uncontrolled | 3 | 0.6 | 0.6 | 0.6 | [10 empty] | 0% | 0% | 100% | 0 | 0 | 95 | 0 | 0 | 0 | 0 | 0 | 0 | 0 | 0 | 2013 Qtr 1: 0; 2013 Qtr 2: 0; 2013 Qtr 3: 0; 2013 Qtr 4: 0; 2014 Qtr 1: 0; 2014 Qtr 2: 0; 2014 Qtr 3: 0; 2014 Qtr 4: 0; 2015 Qtr 1: 23.75; 2015 Qtr 2: 23.75; 2015 Qtr 3: 23.75; 2015 Qtr 4: 23.75 | 95
0000_TotalPortfolio | 429023-2-Suction Line Insulation for Walk-In Refrigeration Units | WPSDGENRRN1000-Rev00-Msr001 | System | Commercial | 01-ALC-AllCommercial-Refrig | TRUE |  |  | linear ft | RET | 38.53 | 0 | 0 | 28.61 | 9.92 | 1.7764e-15 | 3.469 |  | kWh | 0.00045 | 0 | Commercial |  | Winter Only | [6 empty] | Small Boilers (<100 MMBtu/hr Heat Input):Uncontrolled | 11 | 0.6 | 0.6 | 0.6 | [10 empty] | 0% | 0% | 0% | 0 | 0 | 33 | 0 | 0 | 0 | 0 | 0 | 0 | 0 | 0 | 2013 Qtr 1: 0; 2013 Qtr 2: 0; 2013 Qtr 3: 0; 2013 Qtr 4: 0; 2014 Qtr 1: 0; 2014 Qtr 2: 0; 2014 Qtr 3: 0; 2014 Qtr 4: 0; 2015 Qtr 1: 8.25; 2015 Qtr 2: 8.25; 2015 Qtr 3: 8.25; 2015 Qtr 4: 8.25 | 33
0000_TotalPortfolio | 429029-2-Refrigeration - Night Covers for Display Cases Med Temp | D03-205 | System | Commercial | 01-ALC-AllCommercial-Refrig | TRUE |  |  | linear ft | RET | 33.94 | 0 | 0 | 10.67 | 23.27 | 0 | 12.4 |  | kWh | -0.00334 | 1.22 | Commercial |  | Winter Only |  | 33.94 |  |  |  |  | Small Boilers (<100 MMBtu/hr Heat Input):Uncontrolled | 5 | 0.6 | 0.6 | 0.6 | [10 empty] | 0% | 0% | 0% | 0 | 0 | 701 | 0 | 0 | 0 | 0 | 0 | 0 | 0 | 0 | 2013 Qtr 1: 0; 2013 Qtr 2: 0; 2013 Qtr 3: 0; 2013 Qtr 4: 0; 2014 Qtr 1: 0; 2014 Qtr 2: 0; 2014 Qtr 3: 0; 2014 Qtr 4: 0; 2015 Qtr 1: 175.25; 2015 Qtr 2: 175.25; 2015 Qtr 3: 175.25; 2015 Qtr 4: 175.25 | 701
0000_TotalPortfolio | 429030-2-Refrigeration - Anti-Sweat Heater Controls | WPSDGENRRN0009-Rev00-Msr001 | System | Commercial | 01-ALC-AllCommercial-Refrig | TRUE |  |  | Linear ft | RET | 77.97 | 0 | 0 | 52.99 | 24.98 | 0 | 270 |  | kWh | 0.004128 | 0 | Commercial |  | Winter Only | [6 empty] | Small Boilers (<100 MMBtu/hr Heat Input):Uncontrolled | 12 | 0.6 | 0.6 | 0.6 | [10 empty] | 0% | 0% | 0% | 0 | 0 | 14 | 0 | 0 | 0 | 0 | 0 | 0 | 0 | 0 | 2013 Qtr 1: 0; 2013 Qtr 2: 0; 2013 Qtr 3: 0; 2013 Qtr 4: 0; 2014 Qtr 1: 0; 2014 Qtr 2: 0; 2014 Qtr 3: 0; 2014 Qtr 4: 0; 2015 Qtr 1: 3.5; 2015 Qtr 2: 3.5; 2015 Qtr 3: 3.5; 2015 Qtr 4: 3.5 | 14
0000_TotalPortfolio | 429031-2-Refrigeration - Food Service -Auto Closer for Main Cooler Doors | WPSDGENRRN0110-Rev00-Msr001 | System | Commercial | 01-ALC-AllCommercial-Refrig | TRUE |  |  | Unit | RET | 130.76 | 0 | 0 | 65.38 | 65.38 | 0 | 1041.84 |  | kWh | 0.222 | 0 | Commercial |  | Winter Only | [6 empty] | Small Boilers (<100 MMBtu/hr Heat Input):Uncontrolled | 8 | 0.6 | 0.6 | 0.6 | [10 empty] | 0% | 0% | 0% | 0 | 0 | 114 | 0 | 0 | 0 | 0 | 0 | 0 | 0 | 0 | 2013 Qtr 1: 0; 2013 Qtr 2: 0; 2013 Qtr 3: 0; 2013 Qtr 4: 0; 2014 Qtr 1: 0; 2014 Qtr 2: 0; 2014 Qtr 3: 0; 2014 Qtr 4: 0; 2015 Qtr 1: 28.5; 2015 Qtr 2: 28.5; 2015 Qtr 3: 28.5; 2015 Qtr 4: 28.5 | 114
0000_TotalPortfolio | 429032-2-Refrigeration - Food Service -Auto Closer for Main Freezer Doors | WPSDGENRRN0110-Rev00-Msr002 | System | Commercial | 01-ALC-AllCommercial-Refrig | TRUE |  |  | Unit | RET | 130.76 | 0 | 0 | 65.38 | 65.38 | 0 | 2710.46 |  | kWh | 0.148 | 0 | Commercial |  | Winter Only | [6 empty] | Small Boilers (<100 MMBtu/hr Heat Input):Uncontrolled | 8 | 0.6 | 0.6 | 0.6 | [10 empty] | 0% | 0% | 0% | 0 | 0 | 36 | 0 | 0 | 0 | 0 | 0 | 0 | 0 | 0 | 2013 Qtr 1: 0; 2013 Qtr 2: 0; 2013 Qtr 3: 0; 2013 Qtr 4: 0; 2014 Qtr 1: 0; 2014 Qtr 2: 0; 2014 Qtr 3: 0; 2014 Qtr 4: 0; 2015 Qtr 1: 9; 2015 Qtr 2: 9; 2015 Qtr 3: 9; 2015 Qtr 4: 9 | 36
0000_TotalPortfolio | 429033-2-Refrigeration - Vending Machine Controller | WPSDGENRCS0001-Rev00-Msr001 | System | Commercial | 01-ALC-AllCommercial-Refrig | TRUE |  |  | Unit | RET | 251.73 | 0 | 0 | 49.92 | 201.81 | 0 | 1612 |  | kWh | 0 | 0 | Commercial |  | Winter Only | [6 empty] | Small Boilers (<100 MMBtu/hr Heat Input):Uncontrolled | 5 | 0.6 | 0.6 | 0.6 | [10 empty] | 0% | 0% | 0% | 0 | 0 | 17 | 0 | 0 | 0 | 0 | 0 | 0 | 0 | 0 | 2013 Qtr 1: 0; 2013 Qtr 2: 0; 2013 Qtr 3: 0; 2013 Qtr 4: 0; 2014 Qtr 1: 0; 2014 Qtr 2: 0; 2014 Qtr 3: 0; 2014 Qtr 4: 0; 2015 Qtr 1: 4.25; 2015 Qtr 2: 4.25; 2015 Qtr 3: 4.25; 2015 Qtr 4: 4.25 | 17
0000_TotalPortfolio | 429036-2-CFL, 20W lamp, Integral or Modular, Tube or Spiral or Flood | Com-Lighting-InGen_CFLratio0357_CFLscw-20w | System | Commercial | NON_res:DEER:Indoor_CFL_Ltg | TRUE |  |  | Lamp | ROB | 10.8 | 0 | 0 | 4.6 | 6.2 | 8.8818e-16 | 170 |  | kWh | 0.0372 | -0.507 | Commercial |  | Winter Only |  | 10.8 |  |  |  |  | Small Boilers (<100 MMBtu/hr Heat Input):Uncontrolled | 3.3 | 0.6 | 0.6 | 0.6 |  |  | 0.99 | [7 empty] | 0% | 0% | 0% | 0 | 0 | 600 | 0 | 0 | 0 | 0 | 0 | 0 | 0 | 0 | 2013 Qtr 1: 0; 2013 Qtr 2: 0; 2013 Qtr 3: 0; 2013 Qtr 4: 0; 2014 Qtr 1: 0; 2014 Qtr 2: 0; 2014 Qtr 3: 0; 2014 Qtr 4: 0; 2015 Qtr 1: 150; 2015 Qtr 2: 150; 2015 Qtr 3: 150; 2015 Qtr 4: 150 | 600
0000_TotalPortfolio | 429039-2-CFL, 11W lamp, Integral or Modular, Tube or Spiral or Flood | Com-Lighting-InGen_CFLratio0357_CFLscw-11w | System | Commercial | NON_res:DEER:Indoor_CFL_Ltg | TRUE |  |  | Lamp | ROB | 8.92 | 0 | 0 | 4.63 | 4.29 | 0 | 93.7 |  | kWh | 0.0204 | -0.279 | Commercial |  | Winter Only |  | 8.92 |  |  |  |  | Small Boilers (<100 MMBtu/hr Heat Input):Uncontrolled | 3.3 | 0.6 | 0.6 | 0.6 |  |  | 0.99 | [7 empty] | 0% | 0% | 0% | 0 | 0 | 60 | 0 | 0 | 0 | 0 | 0 | 0 | 0 | 0 | 2013 Qtr 1: 0; 2013 Qtr 2: 0; 2013 Qtr 3: 0; 2013 Qtr 4: 0; 2014 Qtr 1: 0; 2014 Qtr 2: 0; 2014 Qtr 3: 0; 2014 Qtr 4: 0; 2015 Qtr 1: 15; 2015 Qtr 2: 15; 2015 Qtr 3: 15; 2015 Qtr 4: 15 | 60
0000_TotalPortfolio | 429040-2-CFL, 13W lamp, Integral or Modular, Tube or Spiral or Flood | Com-Lighting-InGen_CFLratio0357_CFLscw-13w | System | Commercial | NON_res:DEER:Indoor_CFL_Ltg | TRUE |  |  | Lamp | ROB | 8.8238 | 0 | 0 | 4.58 | 4.24 | 0.0038 | 111 |  | kWh | 0.0242 | -0.329 | Commercial |  | Winter Only | [6 empty] | Small Boilers (<100 MMBtu/hr Heat Input):Uncontrolled | 3.3 | 0.6 | 0.6 | 0.6 |  |  | 0.99 | [7 empty] | 0% | 0% | 0% | 0 | 0 | 1000 | 0 | 0 | 0 | 0 | 0 | 0 | 0 | 0 | 2013 Qtr 1: 0; 2013 Qtr 2: 0; 2013 Qtr 3: 0; 2013 Qtr 4: 0; 2014 Qtr 1: 0; 2014 Qtr 2: 0; 2014 Qtr 3: 0; 2014 Qtr 4: 0; 2015 Qtr 1: 250; 2015 Qtr 2: 250; 2015 Qtr 3: 250; 2015 Qtr 4: 250 | 1000
0000_TotalPortfolio | 429044-2-CFL, 23W lamp, Integral or Modular, Tube or Spiral or Flood | Com-Lighting-InGen_CFLratio0357_CFLscw-23w | System | Commercial | NON_res:DEER:Indoor_CFL_Ltg | TRUE |  |  | Lamp | ROB | 8.8238 | 0 | 0 | 4.58 | 4.24 | 0.0038 | 196 |  | kWh | 0.0427 | -0.583 | Commercial |  | Winter Only | [6 empty] | Small Boilers (<100 MMBtu/hr Heat Input):Uncontrolled | 3.3 | 0.6 | 0.6 | 0.6 |  |  | 0.99 | [7 empty] | 0% | 0% | 0% | 0 | 0 | 1100 | 0 | 0 | 0 | 0 | 0 | 0 | 0 | 0 | 2013 Qtr 1: 0; 2013 Qtr 2: 0; 2013 Qtr 3: 0; 2013 Qtr 4: 0; 2014 Qtr 1: 0; 2014 Qtr 2: 0; 2014 Qtr 3: 0; 2014 Qtr 4: 0; 2015 Qtr 1: 275; 2015 Qtr 2: 275; 2015 Qtr 3: 275; 2015 Qtr 4: 275 | 1100
0000_TotalPortfolio | 429056-2-CFL, 14W w/Reflector | Com-Lighting-InGen_CFLratio0357_CFLscw-13w | System | Commercial | NON_res:DEER:Indoor_CFL_Ltg | TRUE |  |  | Lamp | ROB | 14.54 | 0 | 0 | 6.64 | 7.9 | 0 | 111 |  | kWh | 0.0242 | -0.329 | Commercial |  | Winter Only |  | 14.54 |  |  |  |  | Small Boilers (<100 MMBtu/hr Heat Input):Uncontrolled | 3.3 | 0.6 | 0.6 | 0.6 |  |  | 0.99 | [7 empty] | 0% | 0% | 0% | 0 | 0 | 650 | 0 | 0 | 0 | 0 | 0 | 0 | 0 | 0 | 2013 Qtr 1: 0; 2013 Qtr 2: 0; 2013 Qtr 3: 0; 2013 Qtr 4: 0; 2014 Qtr 1: 0; 2014 Qtr 2: 0; 2014 Qtr 3: 0; 2014 Qtr 4: 0; 2015 Qtr 1: 162.5; 2015 Qtr 2: 162.5; 2015 Qtr 3: 162.5; 2015 Qtr 4: 162.5 | 650
0000_TotalPortfolio | 429057-2-CFL, 18W w/Reflector | Com-Lighting-InGen_CFLratio0357_CFLscw-18w | System | Commercial | NON_res:DEER:Indoor_CFL_Ltg | TRUE |  |  | Lamp | ROB | 14.36 | 0 | 0 | 6.51 | 7.85 | 0 | 153 |  | kWh | 0.0334 | -0.456 | Commercial |  | Winter Only | [6 empty] | Small Boilers (<100 MMBtu/hr Heat Input):Uncontrolled | 3.3 | 0.6 | 0.6 | 0.6 |  |  | 0.99 | [7 empty] | 0% | 0% | 0% | 0 | 0 | 1500 | 0 | 0 | 0 | 0 | 0 | 0 | 0 | 0 | 2013 Qtr 1: 0; 2013 Qtr 2: 0; 2013 Qtr 3: 0; 2013 Qtr 4: 0; 2014 Qtr 1: 0; 2014 Qtr 2: 0; 2014 Qtr 3: 0; 2014 Qtr 4: 0; 2015 Qtr 1: 375; 2015 Qtr 2: 375; 2015 Qtr 3: 375; 2015 Qtr 4: 375 | 1500
0000_TotalPortfolio | 429058-2-CFL, 23W w/Reflector | Com-Lighting-InGen_CFLratio0357_CFLscw-23w | System | Commercial | NON_res:DEER:Indoor_CFL_Ltg | TRUE |  |  | Lamp | ROB | 14.36 | 0 | 0 | 6.51 | 7.85 | 0 | 196 |  | kWh | 0.0427 | -0.583 | Commercial |  | Winter Only | [6 empty] | Small Boilers (<100 MMBtu/hr Heat Input):Uncontrolled | 3.3 | 0.6 | 0.6 | 0.6 |  |  | 0.99 | [7 empty] | 0% | 0% | 0% | 0 | 0 | 1400 | 0 | 0 | 0 | 0 | 0 | 0 | 0 | 0 | 2013 Qtr 1: 0; 2013 Qtr 2: 0; 2013 Qtr 3: 0; 2013 Qtr 4: 0; 2014 Qtr 1: 0; 2014 Qtr 2: 0; 2014 Qtr 3: 0; 2014 Qtr 4: 0; 2015 Qtr 1: 350; 2015 Qtr 2: 350; 2015 Qtr 3: 350; 2015 Qtr 4: 350 | 1400
0000_TotalPortfolio | 429060-2-CF Hardwired Fixture 28W | Com-Lighting-InGen_CFLratio0357_CFLscw-28w | System | Commercial | NON_res:DEER:Indoor_CFL_Ltg | TRUE |  |  | Fixture | ROB | 59.87 | 0 | 0 | 31.52 | 28.35 | 0 | 238 |  | kWh | 0.052 | -0.71 | Commercial |  | Winter Only |  | 59.87 |  |  |  |  | Small Boilers (<100 MMBtu/hr Heat Input):Uncontrolled | 3.3 | 0.6 | 0.6 | 0.6 | [10 empty] | 0% | 0% | 0% | 0 | 0 | 260 | 0 | 0 | 0 | 0 | 0 | 0 | 0 | 0 | 2013 Qtr 1: 0; 2013 Qtr 2: 0; 2013 Qtr 3: 0; 2013 Qtr 4: 0; 2014 Qtr 1: 0; 2014 Qtr 2: 0; 2014 Qtr 3: 0; 2014 Qtr 4: 0; 2015 Qtr 1: 65; 2015 Qtr 2: 65; 2015 Qtr 3: 65; 2015 Qtr 4: 65 | 260
0000_TotalPortfolio | 429061-2-Lighting - Standard Tier 5' Case Door | WPSDGENRLG0082-Rev01-Msr002 | System | Commercial | NON_res:DEER:Indoor_Non-CFL_Ltg | TRUE |  |  | Door | ROB | 267.64 | 0 | 0 | 78.78 | 188.86 | 0 | 227 |  | kWh | 0.035 | 0 | Commercial |  | Winter Only | [6 empty] | Small Boilers (<100 MMBtu/hr Heat Input):Uncontrolled | 8 | 0.7 | 0.7 | 0.7 | [10 empty] | 0% | 0% | 0% | 0 | 0 | 606 | 0 | 0 | 0 | 0 | 0 | 0 | 0 | 0 | 2013 Qtr 1: 0; 2013 Qtr 2: 0; 2013 Qtr 3: 0; 2013 Qtr 4: 0; 2014 Qtr 1: 0; 2014 Qtr 2: 0; 2014 Qtr 3: 0; 2014 Qtr 4: 0; 2015 Qtr 1: 151.5; 2015 Qtr 2: 151.5; 2015 Qtr 3: 151.5; 2015 Qtr 4: 151.5 | 606
0000_TotalPortfolio | 429062-2-Lighting - Standard Tier 6' Case Door | WPSDGENRLG0082-Rev01-Msr004 | System | Commercial | NON_res:DEER:Indoor_Non-CFL_Ltg | TRUE |  |  | Door | ROB | 300.702 | 0 | 0 | 79.12 | 221.58 | 0.002 | 463 |  | kWh | 0.071 | 0 | Commercial |  | Winter Only | [6 empty] | Small Boilers (<100 MMBtu/hr Heat Input):Uncontrolled | 8 | 0.7 | 0.7 | 0.7 | [10 empty] | 0% | 0% | 0% | 0 | 0 | 1600 | 0 | 0 | 0 | 0 | 0 | 0 | 0 | 0 | 2013 Qtr 1: 0; 2013 Qtr 2: 0; 2013 Qtr 3: 0; 2013 Qtr 4: 0; 2014 Qtr 1: 0; 2014 Qtr 2: 0; 2014 Qtr 3: 0; 2014 Qtr 4: 0; 2015 Qtr 1: 400; 2015 Qtr 2: 400; 2015 Qtr 3: 400; 2015 Qtr 4: 400 | 1600
0000_TotalPortfolio | 429066-2-LED OPEN Sign Replacing Neon OPEN Sign | Com-Lighting-InExit_Exit-Incand-40w-Double_Exit-CFL-21w-Double | System | Commercial | NON_res:DEER:Indoor_Non-CFL_Ltg | TRUE |  |  | Fixture | RET | 111.1765 | 0 | 0 | 24.56 | 86.61 | 0.0065 | 184 |  | kWh | 0.0251 | -0.619 | Commercial |  | Winter Only | [6 empty] | Small Boilers (<100 MMBtu/hr Heat Input):Uncontrolled | 16 | 0.6 | 0.6 | 0.6 | [10 empty] | 0% | 0% | 0% | 0 | 0 | 286 | 0 | 0 | 0 | 0 | 0 | 0 | 0 | 0 | 2013 Qtr 1: 0; 2013 Qtr 2: 0; 2013 Qtr 3: 0; 2013 Qtr 4: 0; 2014 Qtr 1: 0; 2014 Qtr 2: 0; 2014 Qtr 3: 0; 2014 Qtr 4: 0; 2015 Qtr 1: 71.5; 2015 Qtr 2: 71.5; 2015 Qtr 3: 71.5; 2015 Qtr 4: 71.5 | 286
0000_TotalPortfolio | 429071-2-Lighting - 2 Ft 4th Gen. T-8 with Elec. Ballast (1 Lamp) | WPSDGENRLG0013-Rev05-Msr001 | System | Commercial | NON_res:DEER:Indoor_Non-CFL_Ltg | TRUE |  |  | Fixture | ROB | 52.2225 | 0 | 0 | 17.68 | 34.54 | 0.0025 | 38.4025 |  | kWh | 0.0095295 | -0.12078 | Commercial |  | Winter Only | [6 empty] | Small Boilers (<100 MMBtu/hr Heat Input):Uncontrolled | 15 | 0.7 | 0.7 | 0.7 |  |  | 0.91 | [7 empty] | 0% | 0% | 0% | 0 | 0 | 1000 | 0 | 0 | 0 | 0 | 0 | 0 | 0 | 0 | 2013 Qtr 1: 0; 2013 Qtr 2: 0; 2013 Qtr 3: 0; 2013 Qtr 4: 0; 2014 Qtr 1: 0; 2014 Qtr 2: 0; 2014 Qtr 3: 0; 2014 Qtr 4: 0; 2015 Qtr 1: 250; 2015 Qtr 2: 250; 2015 Qtr 3: 250; 2015 Qtr 4: 250 | 1000
0000_TotalPortfolio | 429072-2-Lighting - 3 Ft 4th Gen. T-8 with Elec. Ballast (1 Lamp) | WPSDGENRLG0013-Rev05-Msr002 | System | Commercial | NON_res:DEER:Indoor_Non-CFL_Ltg | TRUE |  |  | Fixture | ROB | 53.76 | 0 | 0 | 26.35 | 27.41 | 0 | 69.8228 |  | kWh | 0.017326 | -0.21959 | Commercial |  | Winter Only | [6 empty] | Small Boilers (<100 MMBtu/hr Heat Input):Uncontrolled | 15 | 0.7 | 0.7 | 0.7 |  |  | 0.91 | [7 empty] | 0% | 0% | 0% | 0 | 0 | 1000 | 0 | 0 | 0 | 0 | 0 | 0 | 0 | 0 | 2013 Qtr 1: 0; 2013 Qtr 2: 0; 2013 Qtr 3: 0; 2013 Qtr 4: 0; 2014 Qtr 1: 0; 2014 Qtr 2: 0; 2014 Qtr 3: 0; 2014 Qtr 4: 0; 2015 Qtr 1: 250; 2015 Qtr 2: 250; 2015 Qtr 3: 250; 2015 Qtr 4: 250 | 1000
0000_TotalPortfolio | 429073-2-Lighting - 4 Ft 4th Gen. T-8 with Elec. Ballast (1 Lamp) | WPSDGENRLG0013-Rev05-Msr010 | System | Commercial | NON_res:DEER:Indoor_Non-CFL_Ltg | TRUE |  |  | Fixture | ROB | 62.3 | 0 | 0 | 30.65 | 31.65 | 0 | 41.8937 |  | kWh | 0.010396 | -0.13176 | Commercial |  | Winter Only | [6 empty] | Small Boilers (<100 MMBtu/hr Heat Input):Uncontrolled | 15 | 0.7 | 0.7 | 0.7 |  |  | 0.91 | [7 empty] | 0% | 0% | 0% | 0 | 0 | 15000 | 0 | 0 | 0 | 0 | 0 | 0 | 0 | 0 | 2013 Qtr 1: 0; 2013 Qtr 2: 0; 2013 Qtr 3: 0; 2013 Qtr 4: 0; 2014 Qtr 1: 0; 2014 Qtr 2: 0; 2014 Qtr 3: 0; 2014 Qtr 4: 0; 2015 Qtr 1: 3750; 2015 Qtr 2: 3750; 2015 Qtr 3: 3750; 2015 Qtr 4: 3750 | 15000
0000_TotalPortfolio | 429074-2-Lighting - 4 Ft 4th Gen. T-8 with Elec. Ballast (2-Lamp) | WPSDGENRLG0013-Rev05-Msr011 | System | Commercial | NON_res:DEER:Indoor_Non-CFL_Ltg | TRUE |  |  | Fixture | ROB | 62.3095 | 0 | 0 | 28.92 | 23.79 | 9.5995 | 97.7519 |  | kWh | 0.024257 | -0.30743 | Commercial |  | Winter Only | [6 empty] | Small Boilers (<100 MMBtu/hr Heat Input):Uncontrolled | 15 | 0.7 | 0.7 | 0.7 |  |  | 0.91 | [7 empty] | 0% | 0% | 0% | 0 | 0 | 5000 | 0 | 0 | 0 | 0 | 0 | 0 | 0 | 0 | 2013 Qtr 1: 0; 2013 Qtr 2: 0; 2013 Qtr 3: 0; 2013 Qtr 4: 0; 2014 Qtr 1: 0; 2014 Qtr 2: 0; 2014 Qtr 3: 0; 2014 Qtr 4: 0; 2015 Qtr 1: 1250; 2015 Qtr 2: 1250; 2015 Qtr 3: 1250; 2015 Qtr 4: 1250 | 5000
0000_TotalPortfolio | 429075-2-Lighting - 4 Ft 2nd Gen. T-8 with Elec. Ballast (3-Lamp) | Com-Lighting-InGen_T12-48in-102w_T8-48in-89w-B_T8-48in-78w-B | System | Commercial | NON_res:DEER:Indoor_Non-CFL_Ltg | TRUE |  |  | Fixture | ROB | 82.14 | 0 | 0 | 44.27 | 37.87 | 0 | 37.2 |  | kWh | 0.00916 | -0.118 | Commercial |  | Winter Only |  | 82.14 |  |  |  |  | Small Boilers (<100 MMBtu/hr Heat Input):Uncontrolled | 16 | 0.7 | 0.7 | 0.7 |  |  | 0.91 | [7 empty] | 0% | 0% | 0% | 0 | 0 | 1200 | 0 | 0 | 0 | 0 | 0 | 0 | 0 | 0 | 2013 Qtr 1: 0; 2013 Qtr 2: 0; 2013 Qtr 3: 0; 2013 Qtr 4: 0; 2014 Qtr 1: 0; 2014 Qtr 2: 0; 2014 Qtr 3: 0; 2014 Qtr 4: 0; 2015 Qtr 1: 300; 2015 Qtr 2: 300; 2015 Qtr 3: 300; 2015 Qtr 4: 300 | 1200
0000_TotalPortfolio | 429076-2-Lighting - 4 Ft 2nd Gen. T-8 with Elec. Ballast (4-Lamp) | Com-Lighting-InGen_T12-48in-144w-A_T8-48in-112w-D_T8-48in-102w-B | System | Commercial | NON_res:DEER:Indoor_Non-CFL_Ltg | TRUE |  |  | Fixture | ROB | 84.86 | 0 | 0 | 47.37 | 37.49 | 0 | 33.8 |  | kWh | 0.00833 | -0.107 | Commercial |  | Winter Only |  | 84.86 |  |  |  |  | Small Boilers (<100 MMBtu/hr Heat Input):Uncontrolled | 16 | 0.7 | 0.7 | 0.7 |  |  | 0.91 | [7 empty] | 0% | 0% | 0% | 0 | 0 | 3500 | 0 | 0 | 0 | 0 | 0 | 0 | 0 | 0 | 2013 Qtr 1: 0; 2013 Qtr 2: 0; 2013 Qtr 3: 0; 2013 Qtr 4: 0; 2014 Qtr 1: 0; 2014 Qtr 2: 0; 2014 Qtr 3: 0; 2014 Qtr 4: 0; 2015 Qtr 1: 875; 2015 Qtr 2: 875; 2015 Qtr 3: 875; 2015 Qtr 4: 875 | 3500
0000_TotalPortfolio | 429077-2-Lighting - T8 to 4ft 28 Watt Lamp & Ballast (1 Lamp) | WPSDGENRLG0013-Rev05-Msr014 | System | Commercial | NON_res:DEER:Indoor_Non-CFL_Ltg | TRUE |  |  | Fixture | ROB | 52.73 | 0 | 0 | 25.86 | 26.87 | 0 | 20.9468 |  | kWh | 0.0051979 | -0.065878 | Commercial |  | Winter Only | [6 empty] | Small Boilers (<100 MMBtu/hr Heat Input):Uncontrolled | 15 | 0.7 | 0.7 | 0.7 |  |  | 0.91 | [7 empty] | 0% | 0% | 0% | 0 | 0 | 5000 | 0 | 0 | 0 | 0 | 0 | 0 | 0 | 0 | 2013 Qtr 1: 0; 2013 Qtr 2: 0; 2013 Qtr 3: 0; 2013 Qtr 4: 0; 2014 Qtr 1: 0; 2014 Qtr 2: 0; 2014 Qtr 3: 0; 2014 Qtr 4: 0; 2015 Qtr 1: 1250; 2015 Qtr 2: 1250; 2015 Qtr 3: 1250; 2015 Qtr 4: 1250 | 5000
0000_TotalPortfolio | 429078-2-Lighting - T8 to 4ft 28 Watt Lamp & Ballast (2 Lamp) | WPSDGENRLG0013-Rev05-Msr015 | System | Commercial | NON_res:DEER:Indoor_Non-CFL_Ltg | TRUE |  |  | Fixture | ROB | 62.3095 | 0 | 0 | 30.65 | 31.65 | 0.0095 | 52.3671 |  | kWh | 0.012995 | -0.1647 | Commercial |  | Winter Only | [6 empty] | Small Boilers (<100 MMBtu/hr Heat Input):Uncontrolled | 15 | 0.7 | 0.7 | 0.7 |  |  | 0.91 | [7 empty] | 0% | 0% | 0% | 0 | 0 | 1600 | 0 | 0 | 0 | 0 | 0 | 0 | 0 | 0 | 2013 Qtr 1: 0; 2013 Qtr 2: 0; 2013 Qtr 3: 0; 2013 Qtr 4: 0; 2014 Qtr 1: 0; 2014 Qtr 2: 0; 2014 Qtr 3: 0; 2014 Qtr 4: 0; 2015 Qtr 1: 400; 2015 Qtr 2: 400; 2015 Qtr 3: 400; 2015 Qtr 4: 400 | 1600
0000_TotalPortfolio | 429079-2-Lighting - T8 to 4ft 28 Watt Lamp & Ballast (3 Lamp) | WPSDGENRLG0013-Rev05-Msr016 | System | Commercial | NON_res:DEER:Indoor_Non-CFL_Ltg | TRUE |  |  | Fixture | ROB | 82.14 | 0 | 0 | 44.27 | 37.87 | 0 | 83.7874 |  | kWh | 0.020792 | -0.26351 | Commercial |  | Winter Only | [6 empty] | Small Boilers (<100 MMBtu/hr Heat Input):Uncontrolled | 15 | 0.7 | 0.7 | 0.7 |  |  | 0.91 | [7 empty] | 0% | 0% | 0% | 0 | 0 | 5000 | 0 | 0 | 0 | 0 | 0 | 0 | 0 | 0 | 2013 Qtr 1: 0; 2013 Qtr 2: 0; 2013 Qtr 3: 0; 2013 Qtr 4: 0; 2014 Qtr 1: 0; 2014 Qtr 2: 0; 2014 Qtr 3: 0; 2014 Qtr 4: 0; 2015 Qtr 1: 1250; 2015 Qtr 2: 1250; 2015 Qtr 3: 1250; 2015 Qtr 4: 1250 | 5000
0000_TotalPortfolio | 429081-2-4-foot (4-lamp) - (2) 48in (2) Premium Instant Start Ballast - Reduced Light Ouput w/Reflector T8 LF | WPSDGENRLG0013-Rev05-Msr022 | System | Commercial | NON_res:DEER:Indoor_Non-CFL_Ltg | TRUE |  |  | Fixture | ROB | 84.89 | 0 | 0 | 47.68 | 37.21 | 0 | 83.7874 |  | kWh | 0.020792 | -0.26351 | Commercial |  | Winter Only | [6 empty] | Small Boilers (<100 MMBtu/hr Heat Input):Uncontrolled | 15 | 0.7 | 0.7 | 0.7 |  |  | 0.91 | [7 empty] | 0% | 0% | 0% | 0 | 0 | 3500 | 0 | 0 | 0 | 0 | 0 | 0 | 0 | 0 | 2013 Qtr 1: 0; 2013 Qtr 2: 0; 2013 Qtr 3: 0; 2013 Qtr 4: 0; 2014 Qtr 1: 0; 2014 Qtr 2: 0; 2014 Qtr 3: 0; 2014 Qtr 4: 0; 2015 Qtr 1: 875; 2015 Qtr 2: 875; 2015 Qtr 3: 875; 2015 Qtr 4: 875 | 3500
0000_TotalPortfolio | 429084-2-FL, (1) 96in, T8 lamp, IS EB, RLO (BF<.85), Tandem 2 Lamp Ballast, Lumens=4152, W/fixt=49 (Retrofit) | Com-Lighting-InGen_T12-96in-62w-A_T8-96in-55w_T8-96in-49w | System | Commercial | NON_res:DEER:Indoor_Non-CFL_Ltg | TRUE |  |  | Fixture | ROB | 76.1335 | 0 | 0 | 37.52 | 38.61 | 0.0035 | 20.3 |  | kWh | 0.005 | -0.0643 | Commercial |  | Winter Only | [6 empty] | Small Boilers (<100 MMBtu/hr Heat Input):Uncontrolled | 16 | 0.7 | 0.7 | 0.7 |  |  | 0.91 | [7 empty] | 0% | 0% | 0% | 0 | 0 | 651 | 0 | 0 | 0 | 0 | 0 | 0 | 0 | 0 | 2013 Qtr 1: 0; 2013 Qtr 2: 0; 2013 Qtr 3: 0; 2013 Qtr 4: 0; 2014 Qtr 1: 0; 2014 Qtr 2: 0; 2014 Qtr 3: 0; 2014 Qtr 4: 0; 2015 Qtr 1: 162.75; 2015 Qtr 2: 162.75; 2015 Qtr 3: 162.75; 2015 Qtr 4: 162.75 | 651
0000_TotalPortfolio | 429085-2-FL, (2) 96in, T8 lamp, IS EB, RLO (BF<0.85), Lumens=8304, W/fixt=98 (Retrofit) | Com-Lighting-InGen_T12-96in-123w-A_T8-96in-109w_T8-96in-98w | System | Commercial | NON_res:DEER:Indoor_Non-CFL_Ltg | TRUE |  |  | Fixture | ROB | 85.8106 | 0 | 0 | 42.14 | 43.67 | 0.0006 | 37.2 |  | kWh | 0.00916 | -0.118 | Commercial |  | Winter Only | [6 empty] | Small Boilers (<100 MMBtu/hr Heat Input):Uncontrolled | 16 | 0.7 | 0.7 | 0.7 |  |  | 0.91 | [7 empty] | 0% | 0% | 0% | 0 | 0 | 7681 | 0 | 0 | 0 | 0 | 0 | 0 | 0 | 0 | 2013 Qtr 1: 0; 2013 Qtr 2: 0; 2013 Qtr 3: 0; 2013 Qtr 4: 0; 2014 Qtr 1: 0; 2014 Qtr 2: 0; 2014 Qtr 3: 0; 2014 Qtr 4: 0; 2015 Qtr 1: 1920.25; 2015 Qtr 2: 1920.25; 2015 Qtr 3: 1920.25; 2015 Qtr 4: 1920.25 | 7681
0000_TotalPortfolio | 429086-2-FL, (4) 46in, T5HO lamp, (2) Programmed Start Ballast, (BF: 1.00), Lumens=19000, W/fixt=234 (Replace) | Com-Lighting-InGen_PSMH-365w_PSMH-365w_T5-46in-234w | System | Commercial | NON_res:DEER:Indoor_Non-CFL_Ltg | TRUE |  |  | Fixture | ROB | 318.48 | 0 | 0 | 146.24 | 172.24 | 0 | 443 |  | kWh | 0.109 | -1.4 | Commercial |  | Winter Only |  | 318.48 |  |  |  |  | Small Boilers (<100 MMBtu/hr Heat Input):Uncontrolled | 16 | 0.7 | 0.7 | 0.7 |  |  | 0.97 | [7 empty] | 0% | 0% | 0% | 0 | 0 | 379 | 0 | 0 | 0 | 0 | 0 | 0 | 0 | 0 | 2013 Qtr 1: 0; 2013 Qtr 2: 0; 2013 Qtr 3: 0; 2013 Qtr 4: 0; 2014 Qtr 1: 0; 2014 Qtr 2: 0; 2014 Qtr 3: 0; 2014 Qtr 4: 0; 2015 Qtr 1: 94.75; 2015 Qtr 2: 94.75; 2015 Qtr 3: 94.75; 2015 Qtr 4: 94.75 | 379
0000_TotalPortfolio | 429087-2-FL, (6) 46in, T5HO lamp, (3) Programmed Start Ballast, (BF: 1.00), Lumens=28500, W/fixt=351 (Replace, code reference) | Com-Lighting-InGen_PSMH-456w_PSMH-456w_T5-46in-351w | System | Commercial | NON_res:DEER:Indoor_Non-CFL_Ltg | TRUE |  |  | Fixture | ROB | 393.03 | 0 | 0 | 185.01 | 208.02 | 0 | 355 |  | kWh | 0.0875 | -1.13 | Commercial |  | Winter Only |  | 393.03 |  |  |  |  | Small Boilers (<100 MMBtu/hr Heat Input):Uncontrolled | 16 | 0.7 | 0.7 | 0.7 |  |  | 0.97 | [7 empty] | 0% | 0% | 0% | 0 | 0 | 1044 | 0 | 0 | 0 | 0 | 0 | 0 | 0 | 0 | 2013 Qtr 1: 0; 2013 Qtr 2: 0; 2013 Qtr 3: 0; 2013 Qtr 4: 0; 2014 Qtr 1: 0; 2014 Qtr 2: 0; 2014 Qtr 3: 0; 2014 Qtr 4: 0; 2015 Qtr 1: 261; 2015 Qtr 2: 261; 2015 Qtr 3: 261; 2015 Qtr 4: 261 | 1044
0000_TotalPortfolio | 429089-2-Suction Line Insulation for Walk-In Freezer Units | WPSDGENRRN1000-Rev00-Msr001 | System | Commercial | 01-ALC-AllCommercial-Refrig | TRUE |  |  | linear ft | RET | 38.5666 | 0 | 0 | 28.64 | 9.92 | 0.0066 | 3.469 |  | kWh | 0.00045 | 0 | Commercial |  | Winter Only | [6 empty] | Small Boilers (<100 MMBtu/hr Heat Input):Uncontrolled | 11 | 0.6 | 0.6 | 0.6 | [10 empty] | 0% | 0% | 0% | 0 | 0 | 6 | 0 | 0 | 0 | 0 | 0 | 0 | 0 | 0 | 2013 Qtr 1: 0; 2013 Qtr 2: 0; 2013 Qtr 3: 0; 2013 Qtr 4: 0; 2014 Qtr 1: 0; 2014 Qtr 2: 0; 2014 Qtr 3: 0; 2014 Qtr 4: 0; 2015 Qtr 1: 1.5; 2015 Qtr 2: 1.5; 2015 Qtr 3: 1.5; 2015 Qtr 4: 1.5 | 6
0000_TotalPortfolio | 429092-2-Lighting - T8 to 4ft 25 Watt Lamp & Ballast (2 Lamp) | WPSDGENRLG0013-Rev05-Msr019 | System | Commercial | NON_res:DEER:Indoor_Non-CFL_Ltg | TRUE |  |  | Fixture | ROB | 62.3095 | 0 | 0 | 30.65 | 31.65 | 0.0095 | 73.3139 |  | kWh | 0.018193 | -0.23057 | Commercial |  | Winter Only | [6 empty] | Small Boilers (<100 MMBtu/hr Heat Input):Uncontrolled | 15 | 0.7 | 0.7 | 0.7 |  |  | 0.91 | [7 empty] | 0% | 0% | 0% | 0 | 0 | 58133 | 0 | 0 | 0 | 0 | 0 | 0 | 0 | 0 | 2013 Qtr 1: 0; 2013 Qtr 2: 0; 2013 Qtr 3: 0; 2013 Qtr 4: 0; 2014 Qtr 1: 0; 2014 Qtr 2: 0; 2014 Qtr 3: 0; 2014 Qtr 4: 0; 2015 Qtr 1: 14533.25; 2015 Qtr 2: 14533.25; 2015 Qtr 3: 14533.25; 2015 Qtr 4: 14533.25 | 58133
0000_TotalPortfolio | 429093-2-Lighting - T8 to 4ft 25 Watt Lamp & Ballast (4 Lamp) | WPSDGENRLG0013-Rev05-Msr021 | System | Commercial | NON_res:DEER:Indoor_Non-CFL_Ltg | TRUE |  |  | Fixture | ROB | 84.86 | 0 | 0 | 47.37 | 37.49 | 0 | 125.681 |  | kWh | 0.031187 | -0.39527 | Commercial |  | Winter Only | [6 empty] | Small Boilers (<100 MMBtu/hr Heat Input):Uncontrolled | 15 | 0.7 | 0.7 | 0.7 |  |  | 0.91 | [7 empty] | 0% | 0% | 0% | 0 | 0 | 13270 | 0 | 0 | 0 | 0 | 0 | 0 | 0 | 0 | 2013 Qtr 1: 0; 2013 Qtr 2: 0; 2013 Qtr 3: 0; 2013 Qtr 4: 0; 2014 Qtr 1: 0; 2014 Qtr 2: 0; 2014 Qtr 3: 0; 2014 Qtr 4: 0; 2015 Qtr 1: 3317.5; 2015 Qtr 2: 3317.5; 2015 Qtr 3: 3317.5; 2015 Qtr 4: 3317.5 | 13270
0000_TotalPortfolio | 462161-1-Pre-Rinse Spray Head In Restaurants | WPSDGENRWH0012-Rev00-Msr003 | System | Commercial | 35-OTI-OtherIndustrial-PROC_OTH | TRUE |  |  | Each | ROB | 75.99 |  |  | 15.82 | 55.39 | 4.78 | 0 |  | kWh | 0 | 43.9 | Commercial |  | Winter Only | [6 empty] | Small Boilers (<100 MMBtu/hr Heat Input):Uncontrolled | 10 | 0.6 | 0.6 | 0.6 | [10 empty] | 0% | 0% | 0% | 0 | 0 | 54 | 0 | 0 | 0 | 0 | 0 | 0 | 0 | 0 | 2013 Qtr 1: 0; 2013 Qtr 2: 0; 2013 Qtr 3: 0; 2013 Qtr 4: 0; 2014 Qtr 1: 0; 2014 Qtr 2: 0; 2014 Qtr 3: 0; 2014 Qtr 4: 0; 2015 Qtr 1: 13.5; 2015 Qtr 2: 13.5; 2015 Qtr 3: 13.5; 2015 Qtr 4: 13.5 | 54
0000_TotalPortfolio | 462169-2-Pre-Rinse Spray Head In Restaurants | WPSDGENRWH0012-Rev00-Msr003 | System | Commercial | 35-OTI-OtherIndustrial-PROC_OTH | TRUE |  |  | Each | ROB | 126.6 | 0 | 0 | 78.02 | 48.58 | 0 | 0 |  | kWh | 0 | 43.9 | Commercial |  | Winter Only | [6 empty] | Small Boilers (<100 MMBtu/hr Heat Input):Uncontrolled | 10 | 0.6 | 0.6 | 0.6 | [10 empty] | 0% | 0% | 0% | 0 | 0 | 281 | 0 | 0 | 0 | 0 | 0 | 0 | 0 | 0 | 2013 Qtr 1: 0; 2013 Qtr 2: 0; 2013 Qtr 3: 0; 2013 Qtr 4: 0; 2014 Qtr 1: 0; 2014 Qtr 2: 0; 2014 Qtr 3: 0; 2014 Qtr 4: 0; 2015 Qtr 1: 70.25; 2015 Qtr 2: 70.25; 2015 Qtr 3: 70.25; 2015 Qtr 4: 70.25 | 281
0000_TotalPortfolio | 462173-2-Bi-Level Light Fixture Stairwell/Hall/Garage Fixtures | WPSDGENRLG0076-Rev01-Msr001 | System | Commercial | NON_res:DEER:Indoor_Non-CFL_Ltg | TRUE |  |  | Fixture | ROB | 234.3375 | 0 | 0 | 57.77 | 176.56 | 0.0075 | 248 |  | kWh | 0.028 | 0 | Commercial |  | Winter Only | [6 empty] | Small Boilers (<100 MMBtu/hr Heat Input):Uncontrolled | 8 | 0.6 | 0.6 | 0.6 | [10 empty] | 0% | 0% | 0% | 0 | 0 | 21 | 0 | 0 | 0 | 0 | 0 | 0 | 0 | 0 | 2013 Qtr 1: 0; 2013 Qtr 2: 0; 2013 Qtr 3: 0; 2013 Qtr 4: 0; 2014 Qtr 1: 0; 2014 Qtr 2: 0; 2014 Qtr 3: 0; 2014 Qtr 4: 0; 2015 Qtr 1: 5.25; 2015 Qtr 2: 5.25; 2015 Qtr 3: 5.25; 2015 Qtr 4: 5.25 | 21
0000_TotalPortfolio | 462659-Comp. Air | SDGECUSTOMFORECASTMEASURES2015-Rev00-Msr010 | System | Commercial | 35-OTI-OtherIndustrial-PROC_OTH | TRUE |  |  | Site | RET | 61277 | 21753.2 | 0 | 0 | 0 | 39523.8 | 1149359 |  | kWh | 0 | 0 | Commercial |  | Winter Only | [6 empty] | Small Boilers (<100 MMBtu/hr Heat Input):Uncontrolled | 15 | 0.6 | 0.6 | 0.6 |  |  |  | 0.9 | [6 empty] | 0% | 0% | 0% | 0 | 0 | 0.6 | 0 | 0 | 0 | 0 | 0 | 0 | 0 | 0 | 2013 Qtr 1: 0; 2013 Qtr 2: 0; 2013 Qtr 3: 0; 2013 Qtr 4: 0; 2014 Qtr 1: 0; 2014 Qtr 2: 0; 2014 Qtr 3: 0; 2014 Qtr 4: 0; 2015 Qtr 1: 0.15; 2015 Qtr 2: 0.15; 2015 Qtr 3: 0.15; 2015 Qtr 4: 0.15 | 0.6
0000_TotalPortfolio | 462660-Process Heat | SDGECUSTOMFORECASTMEASURES2015-Rev00-Msr011 | System | Commercial | 35-OTI-OtherIndustrial-PROC_OTH | TRUE |  |  | Site | RET | 54001.2111 | 23963.04 | 0 | 0 | 0 | 30038.1711 | 37014 |  | kWh | 4.95 | 12417 | Commercial |  | Annual | [6 empty] | Small Boilers (<100 MMBtu/hr Heat Input):Uncontrolled | 9.9259 | 0.6 | 0.6 | 0.6 |  |  |  | 0.9 | [6 empty] | 0% | 0% | 0% | 0 | 0 | 2 | 0 | 0 | 0 | 0 | 0 | 0 | 0 | 0 | 2013 Qtr 1: 0; 2013 Qtr 2: 0; 2013 Qtr 3: 0; 2013 Qtr 4: 0; 2014 Qtr 1: 0; 2014 Qtr 2: 0; 2014 Qtr 3: 0; 2014 Qtr 4: 0; 2015 Qtr 1: 0.5; 2015 Qtr 2: 0.5; 2015 Qtr 3: 0.5; 2015 Qtr 4: 0.5 | 2
0000_TotalPortfolio | 462661-ProcRefr | SDGECUSTOMFORECASTMEASURES2015-Rev00-Msr012 | System | Commercial | 35-OTI-OtherIndustrial-PROC_OTH | TRUE |  |  | Site | RET | 49408.25 | 35079.86 | 0 | 0 | 0 | 14328.39 | 105301 |  | kWh | 14.16 | 0 | Commercial |  | Winter Only | [6 empty] | Small Boilers (<100 MMBtu/hr Heat Input):Uncontrolled | 10.94 | 0.6 | 0.6 | 0.6 |  |  |  | 0.9 | [6 empty] | 0% | 0% | 0% | 0 | 0 | 0.5 | 0 | 0 | 0 | 0 | 0 | 0 | 0 | 0 | 2013 Qtr 1: 0; 2013 Qtr 2: 0; 2013 Qtr 3: 0; 2013 Qtr 4: 0; 2014 Qtr 1: 0; 2014 Qtr 2: 0; 2014 Qtr 3: 0; 2014 Qtr 4: 0; 2015 Qtr 1: 0.125; 2015 Qtr 2: 0.125; 2015 Qtr 3: 0.125; 2015 Qtr 4: 0.125 | 0.5
0000_TotalPortfolio | 462662-Swimming Pool Equimpent | SDGECUSTOMFORECASTMEASURES2015-Rev00-Msr013 | System | Commercial | 35-OTI-OtherIndustrial-PROC_OTH | TRUE |  |  | Site | ROB | 19827 | 7038.59 | 0 | 0 | 0 | 12788.41 | 49716 |  | kWh | 6.06 | 1792 | Commercial |  | Winter Only | [6 empty] | Small Boilers (<100 MMBtu/hr Heat Input):Uncontrolled | 13.25 | 0.6 | 0.6 | 0.6 |  |  |  | 0.9 | [6 empty] | 0% | 0% | 0% | 0 | 0 | 2 | 0 | 0 | 0 | 0 | 0 | 0 | 0 | 0 | 2013 Qtr 1: 0; 2013 Qtr 2: 0; 2013 Qtr 3: 0; 2013 Qtr 4: 0; 2014 Qtr 1: 0; 2014 Qtr 2: 0; 2014 Qtr 3: 0; 2014 Qtr 4: 0; 2015 Qtr 1: 0.5; 2015 Qtr 2: 0.5; 2015 Qtr 3: 0.5; 2015 Qtr 4: 0.5 | 2
0000_TotalPortfolio | 462663-Water Heating | SDGECUSTOMFORECASTMEASURES2015-Rev00-Msr014 | System | Commercial | 35-OTI-OtherIndustrial-PROC_OTH | TRUE |  |  | Site | ROB | 43262.0889 | 38395.1 | 0 | 0 | 0 | 4866.9889 | 1588 |  | kWh | 0 | 8652 | Commercial |  | Annual | [6 empty] | Small Boilers (<100 MMBtu/hr Heat Input):Uncontrolled | 17.4074 | 0.5 | 0.5 | 0.5 |  |  |  | 0.9 | [6 empty] | 0% | 0% | 0% | 0 | 0 | 0.9 | 0 | 0 | 0 | 0 | 0 | 0 | 0 | 0 | 2013 Qtr 1: 0; 2013 Qtr 2: 0; 2013 Qtr 3: 0; 2013 Qtr 4: 0; 2014 Qtr 1: 0; 2014 Qtr 2: 0; 2014 Qtr 3: 0; 2014 Qtr 4: 0; 2015 Qtr 1: 0.225; 2015 Qtr 2: 0.225; 2015 Qtr 3: 0.225; 2015 Qtr 4: 0.225 | 0.9
0000_TotalPortfolio | 462664-Pumping | SDGECUSTOMFORECASTMEASURES2015-Rev00-Msr015 | System | Commercial | 35-OTI-OtherIndustrial-PROC_OTH | TRUE |  |  | Site | ROB | 58136 | 20638.21 | 0 | 0 | 0 | 37497.79 | 89702 |  | kWh | 9.09 | 0 | Commercial |  | Winter Only | [6 empty] | Small Boilers (<100 MMBtu/hr Heat Input):Uncontrolled | 15 | 0.6 | 0.6 | 0.6 |  |  |  | 0.9 | [6 empty] | 0% | 0% | 0% | 0 | 0 | 0.9 | 0 | 0 | 0 | 0 | 0 | 0 | 0 | 0 | 2013 Qtr 1: 0; 2013 Qtr 2: 0; 2013 Qtr 3: 0; 2013 Qtr 4: 0; 2014 Qtr 1: 0; 2014 Qtr 2: 0; 2014 Qtr 3: 0; 2014 Qtr 4: 0; 2015 Qtr 1: 0.225; 2015 Qtr 2: 0.225; 2015 Qtr 3: 0.225; 2015 Qtr 4: 0.225 | 0.9
0000_TotalPortfolio | 462665-RetroComm | SDGECUSTOMFORECASTMEASURES2015-Rev00-Msr016 | System | Commercial | 35-OTI-OtherIndustrial-PROC_OTH | TRUE |  |  | Site | RET | 100632.2692 | 71448.91 | 0 | 0 | 0 | 29183.3592 | 154859 |  | kWh | 4.23 | 21718 | Commercial |  | Winter Only | [6 empty] | Small Boilers (<100 MMBtu/hr Heat Input):Uncontrolled | 11.9231 | 0.8 | 0.82 | 0.8 |  |  |  | 0.9 | [6 empty] | 0% | 0% | 0% | 0 | 0 | 1.2 | 0 | 0 | 0 | 0 | 0 | 0 | 0 | 0 | 2013 Qtr 1: 0; 2013 Qtr 2: 0; 2013 Qtr 3: 0; 2013 Qtr 4: 0; 2014 Qtr 1: 0; 2014 Qtr 2: 0; 2014 Qtr 3: 0; 2014 Qtr 4: 0; 2015 Qtr 1: 0.3; 2015 Qtr 2: 0.3; 2015 Qtr 3: 0.3; 2015 Qtr 4: 0.3 | 1.2
0000_TotalPortfolio | 462666-Lighting - Exterior | SDGECUSTOMFORECASTMEASURES2015-Rev00-Msr017 | System | Commercial | NON_res:DEER:Indoor_Non-CFL_Ltg | TRUE |  |  | Site | ROB | 17254 | 6125.2 | 0 | 0 | 0 | 11128.8 | 15953 |  | kWh | 1.83 | 0 | Commercial |  | Winter Only | [6 empty] | Small Boilers (<100 MMBtu/hr Heat Input):Uncontrolled | 13.9667 | 0.6 | 0.6 | 0.6 |  |  |  | 0.9 | [6 empty] | 0% | 0% | 0% | 0 | 0 | 3 | 0 | 0 | 0 | 0 | 0 | 0 | 0 | 0 | 2013 Qtr 1: 0; 2013 Qtr 2: 0; 2013 Qtr 3: 0; 2013 Qtr 4: 0; 2014 Qtr 1: 0; 2014 Qtr 2: 0; 2014 Qtr 3: 0; 2014 Qtr 4: 0; 2015 Qtr 1: 0.75; 2015 Qtr 2: 0.75; 2015 Qtr 3: 0.75; 2015 Qtr 4: 0.75 | 3
0000_TotalPortfolio | 462667-Lighting - Int. CF/LED | SDGECUSTOMFORECASTMEASURES2015-Rev00-Msr018 | System | Commercial | NON_res:DEER:Indoor_Non-CFL_Ltg | TRUE |  |  | Site | ROB | 13890 | 4930.82 | 0 | 0 | 0 | 8959.18 | 49039 |  | kWh | 6.61 | -61 | Commercial |  | Winter Only | [6 empty] | Small Boilers (<100 MMBtu/hr Heat Input):Uncontrolled | 11.632 | 0.6 | 0.6 | 0.6 |  |  |  | 0.9 | [6 empty] | 0% | 0% | 0% | 0 | 0 | 10 | 0 | 0 | 0 | 0 | 0 | 0 | 0 | 0 | 2013 Qtr 1: 0; 2013 Qtr 2: 0; 2013 Qtr 3: 0; 2013 Qtr 4: 0; 2014 Qtr 1: 0; 2014 Qtr 2: 0; 2014 Qtr 3: 0; 2014 Qtr 4: 0; 2015 Qtr 1: 2.5; 2015 Qtr 2: 2.5; 2015 Qtr 3: 2.5; 2015 Qtr 4: 2.5 | 10
0000_TotalPortfolio | 462668-Lighting - Int. LF | SDGECUSTOMFORECASTMEASURES2015-Rev00-Msr019 | System | Commercial | NON_res:DEER:Indoor_Non-CFL_Ltg | TRUE |  |  | Site | ER | 3794.7936 | 1683.94 | 0 | 0 | 0 | 2110.8536 | 14506 |  | kWh | 2.71 | -15 | Commercial |  | Winter Only | 15 | 6.28 |  | 130 | 0.02 | -0.13539 | Small Boilers (<100 MMBtu/hr Heat Input):Uncontrolled | 14.89 | 0.7 | 0.7 | 0.7 |  |  |  | 0.9 | [6 empty] | 0% | 0% | 0% | 0 | 0 | 20 | 0 | 0 | 0 | 0 | 0 | 0 | 0 | 0 | 2013 Qtr 1: 0; 2013 Qtr 2: 0; 2013 Qtr 3: 0; 2013 Qtr 4: 0; 2014 Qtr 1: 0; 2014 Qtr 2: 0; 2014 Qtr 3: 0; 2014 Qtr 4: 0; 2015 Qtr 1: 5; 2015 Qtr 2: 5; 2015 Qtr 3: 5; 2015 Qtr 4: 5 | 20
0000_TotalPortfolio | 462669-Chiller DB | SDGECUSTOMFORECASTMEASURES2015-Rev00-Msr020 | System | Commercial | NON_res:DEER:HVAC_Chillers | TRUE |  |  | Site | ER | 142942.7327 | 63430.84 | 0 | 0 | 0 | 79511.8927 | 126402 |  | kWh | 10.59 | 0 | Commercial |  | Winter Only | 20 | 33337.5 |  | 62508 | 7.11 |  | Small Boilers (<100 MMBtu/hr Heat Input):Uncontrolled | 13.5 | 0.58 | 0.58 | 0.58 |  |  |  | 0.9 | [6 empty] | 0% | 0% | 0% | 0 | 0 | 0.8 | 0 | 0 | 0 | 0 | 0 | 0 | 0 | 0 | 2013 Qtr 1: 0; 2013 Qtr 2: 0; 2013 Qtr 3: 0; 2013 Qtr 4: 0; 2014 Qtr 1: 0; 2014 Qtr 2: 0; 2014 Qtr 3: 0; 2014 Qtr 4: 0; 2015 Qtr 1: 0.2; 2015 Qtr 2: 0.2; 2015 Qtr 3: 0.2; 2015 Qtr 4: 0.2 | 0.8
0000_TotalPortfolio | 462670-Chiller ROB | SDGECUSTOMFORECASTMEASURES2015-Rev00-Msr021 | System | Commercial | NON_res:DEER:HVAC_Chillers | TRUE |  |  | Site | ROB | 33378.676 | 23698.86 | 0 | 0 | 0 | 9679.816 | 501165 |  | kWh | 3.67 | 0 | Commercial |  | Winter Only | [6 empty] | Small Boilers (<100 MMBtu/hr Heat Input):Uncontrolled | 20 | 0.58 | 0.58 | 0.58 |  |  |  | 0.9 | [6 empty] | 0% | 0% | 0% | 0 | 0 | 0.3 | 0 | 0 | 0 | 0 | 0 | 0 | 0 | 0 | 2013 Qtr 1: 0; 2013 Qtr 2: 0; 2013 Qtr 3: 0; 2013 Qtr 4: 0; 2014 Qtr 1: 0; 2014 Qtr 2: 0; 2014 Qtr 3: 0; 2014 Qtr 4: 0; 2015 Qtr 1: 0.075; 2015 Qtr 2: 0.075; 2015 Qtr 3: 0.075; 2015 Qtr 4: 0.075 | 0.3
0000_TotalPortfolio | 462671-HVAC - ASD and Flow | SDGECUSTOMFORECASTMEASURES2015-Rev00-Msr022 | System | Commercial | NON_res:DEER:HVAC_Split-Package_AC | TRUE |  |  | Site | RET | 69542 | 30859.37 | 0 | 0 | 0 | 38682.63 | 172541 |  | kWh | 14.74 | 461 | Commercial |  | Winter Only | [6 empty] | Small Boilers (<100 MMBtu/hr Heat Input):Uncontrolled | 15.2439 | 0.6 | 0.6 | 0.6 |  |  |  | 0.9 | [6 empty] | 0% | 0% | 0% | 0 | 0 | 4.5 | 0 | 0 | 0 | 0 | 0 | 0 | 0 | 0 | 2013 Qtr 1: 0; 2013 Qtr 2: 0; 2013 Qtr 3: 0; 2013 Qtr 4: 0; 2014 Qtr 1: 0; 2014 Qtr 2: 0; 2014 Qtr 3: 0; 2014 Qtr 4: 0; 2015 Qtr 1: 1.125; 2015 Qtr 2: 1.125; 2015 Qtr 3: 1.125; 2015 Qtr 4: 1.125 | 4.5
0000_TotalPortfolio | 462672-HVAC Controlls | SDGECUSTOMFORECASTMEASURES2015-Rev00-Msr023 | System | Commercial | NON_res:DEER:HVAC_Split-Package_AC | TRUE |  |  | Site | RET | 20604 | 7314.51 | 0 | 0 | 0 | 13289.49 | 62213 |  | kWh | 1.18 | 881 | Commercial |  | Winter Only | [6 empty] | Small Boilers (<100 MMBtu/hr Heat Input):Uncontrolled | 14.5897 | 0.6 | 0.6 | 0.6 |  |  |  | 0.9 | [6 empty] | 0% | 0% | 0% | 0 | 0 | 20 | 0 | 0 | 0 | 0 | 0 | 0 | 0 | 0 | 2013 Qtr 1: 0; 2013 Qtr 2: 0; 2013 Qtr 3: 0; 2013 Qtr 4: 0; 2014 Qtr 1: 0; 2014 Qtr 2: 0; 2014 Qtr 3: 0; 2014 Qtr 4: 0; 2015 Qtr 1: 5; 2015 Qtr 2: 5; 2015 Qtr 3: 5; 2015 Qtr 4: 5 | 20
0000_TotalPortfolio | 462673-HVAC Distribution | SDGECUSTOMFORECASTMEASURES2015-Rev00-Msr024 | System | Commercial | NON_res:DEER:HVAC_Split-Package_AC | TRUE |  |  | Site | RET | 142986.6341 | 63450.32 | 0 | 0 | 0 | 79536.3141 | 136386 |  | kWh | 15.42 | -328 | Commercial |  | Winter Only | [6 empty] | Small Boilers (<100 MMBtu/hr Heat Input):Uncontrolled | 12.146 | 0.6 | 0.6 | 0.6 |  |  |  | 0.9 | [6 empty] | 0% | 0% | 0% | 0 | 0 | 1.5 | 0 | 0 | 0 | 0 | 0 | 0 | 0 | 0 | 2013 Qtr 1: 0; 2013 Qtr 2: 0; 2013 Qtr 3: 0; 2013 Qtr 4: 0; 2014 Qtr 1: 0; 2014 Qtr 2: 0; 2014 Qtr 3: 0; 2014 Qtr 4: 0; 2015 Qtr 1: 0.375; 2015 Qtr 2: 0.375; 2015 Qtr 3: 0.375; 2015 Qtr 4: 0.375 | 1.5
0000_TotalPortfolio | 462674-HVAC DXAC/HP_equip | SDGECUSTOMFORECASTMEASURES2015-Rev00-Msr025 | System | Commercial | NON_res:DEER:HVAC_Split-Package_AC | TRUE |  |  | Site | ROB | 54992.7273 | 38544.84 | 0 | 0 | 0 | 16447.8873 | 38111 |  | kWh | 8.32 | 2366 | Commercial |  | Winter Only | [6 empty] | Small Boilers (<100 MMBtu/hr Heat Input):Uncontrolled | 15 | 0.6 | 0.6 | 0.6 |  |  |  | 0.9 | [6 empty] | 0% | 0% | 0% | 0 | 0 | 1 | 0 | 0 | 0 | 0 | 0 | 0 | 0 | 0 | 2013 Qtr 1: 0; 2013 Qtr 2: 0; 2013 Qtr 3: 0; 2013 Qtr 4: 0; 2014 Qtr 1: 0; 2014 Qtr 2: 0; 2014 Qtr 3: 0; 2014 Qtr 4: 0; 2015 Qtr 1: 0.25; 2015 Qtr 2: 0.25; 2015 Qtr 3: 0.25; 2015 Qtr 4: 0.25 | 1
0000_TotalPortfolio | 401064-Agriculture - Low Pressure Sprinkler Nozzles (per nozzle) | WPSPGENRAG0002-Rev01-Msr001 | System | Commercial | 35-OTI-OtherIndustrial-PROC_OTH | TRUE |  |  | Nozzle | RET | 1.49 | 1.15 | 0 | 0 | 0 | 0.34 | 7.5 |  | kWh | 0.006 | 0 | Commercial |  | Winter Only | [6 empty] | Small Boilers (<100 MMBtu/hr Heat Input):Uncontrolled | 20 | 0.6 | 0.6 | 0.6 | [10 empty] | 0% | 0% | 0% | 0 | 0 | 47 | 0 | 0 | 0 | 0 | 0 | 0 | 0 | 0 | 2013 Qtr 1: 0; 2013 Qtr 2: 0; 2013 Qtr 3: 0; 2013 Qtr 4: 0; 2014 Qtr 1: 0; 2014 Qtr 2: 0; 2014 Qtr 3: 0; 2014 Qtr 4: 0; 2015 Qtr 1: 11.75; 2015 Qtr 2: 11.75; 2015 Qtr 3: 11.75; 2015 Qtr 4: 11.75 | 47
0000_TotalPortfolio | 402003-Food Service - Hot Food Holding Cabinet-Half-Size | WPSDGENRCC0018-Rev00-Msr002 | System | Commercial | 35-OTI-OtherIndustrial-PROC_OTH | TRUE |  |  | Unit | ROB | 707 | 200 | 0 | 0 | 0 | 507 | 1095 |  | kWh | 0.18 | 0 | Commercial |  | Winter Only | [6 empty] | Small Boilers (<100 MMBtu/hr Heat Input):Uncontrolled | 12 | 0.6 | 0.6 | 0.6 | [10 empty] | 0% | 0% | 0% | 0 | 0 | 1 | 0 | 0 | 0 | 0 | 0 | 0 | 0 | 0 | 2013 Qtr 1: 0; 2013 Qtr 2: 0; 2013 Qtr 3: 0; 2013 Qtr 4: 0; 2014 Qtr 1: 0; 2014 Qtr 2: 0; 2014 Qtr 3: 0; 2014 Qtr 4: 0; 2015 Qtr 1: 0.25; 2015 Qtr 2: 0.25; 2015 Qtr 3: 0.25; 2015 Qtr 4: 0.25 | 1
0000_TotalPortfolio | 402005-Food Service - Commercial Gas Fryer | WPSDGENRCC0014-Rev03-Msr004 | System | Commercial | 35-OTI-OtherIndustrial-PROC_OTH | TRUE |  |  | Vat | ROB | 1008 | 749 | 0 | 0 | 0 | 259 | 0 |  | kWh | 0 | 809 | Commercial |  | Winter Only | [6 empty] | Small Boilers (<100 MMBtu/hr Heat Input):Uncontrolled | 12 | 0.6 | 0.6 | 0.6 | [10 empty] | 0% | 0% | 0% | 0 | 0 | 6 | 0 | 0 | 0 | 0 | 0 | 0 | 0 | 0 | 2013 Qtr 1: 0; 2013 Qtr 2: 0; 2013 Qtr 3: 0; 2013 Qtr 4: 0; 2014 Qtr 1: 0; 2014 Qtr 2: 0; 2014 Qtr 3: 0; 2014 Qtr 4: 0; 2015 Qtr 1: 1.5; 2015 Qtr 2: 1.5; 2015 Qtr 3: 1.5; 2015 Qtr 4: 1.5 | 6
0000_TotalPortfolio | 402007-Food Service-Commercial Gas Large Vat Fryer, Cooking Efficiency >= 50% | WPSDGENRCC0014-Rev03-Msr002 | System | Commercial | 35-OTI-OtherIndustrial-PROC_OTH | TRUE |  |  | Vat | ROB | 1008 | 749 | 0 | 0 | 0 | 259 | 0 |  | kWh | 0 | 809 | Commercial |  | Winter Only | [6 empty] | Small Boilers (<100 MMBtu/hr Heat Input):Uncontrolled | 12 | 0.6 | 0.6 | 0.6 | [10 empty] | 0% | 0% | 0% | 0 | 0 | 1 | 0 | 0 | 0 | 0 | 0 | 0 | 0 | 0 | 2013 Qtr 1: 0; 2013 Qtr 2: 0; 2013 Qtr 3: 0; 2013 Qtr 4: 0; 2014 Qtr 1: 0; 2014 Qtr 2: 0; 2014 Qtr 3: 0; 2014 Qtr 4: 0; 2015 Qtr 1: 0.25; 2015 Qtr 2: 0.25; 2015 Qtr 3: 0.25; 2015 Qtr 4: 0.25 | 1
0000_TotalPortfolio | 402022-Food Service - Griddle-Electric | WPSDGENRCC0016-Rev00-Msr001 | System | Commercial | 35-OTI-OtherIndustrial-PROC_OTH | TRUE |  |  | Unit | ROB | 774 | 300 | 0 | 0 | 0 | 474 | 3978 |  | kWh | 0.9 | 0 | Commercial |  | Winter Only | [6 empty] | Small Boilers (<100 MMBtu/hr Heat Input):Uncontrolled | 12 | 0.6 | 0.6 | 0.6 | [10 empty] | 0% | 0% | 0% | 0 | 0 | 2 | 0 | 0 | 0 | 0 | 0 | 0 | 0 | 0 | 2013 Qtr 1: 0; 2013 Qtr 2: 0; 2013 Qtr 3: 0; 2013 Qtr 4: 0; 2014 Qtr 1: 0; 2014 Qtr 2: 0; 2014 Qtr 3: 0; 2014 Qtr 4: 0; 2015 Qtr 1: 0.5; 2015 Qtr 2: 0.5; 2015 Qtr 3: 0.5; 2015 Qtr 4: 0.5 | 2
0000_TotalPortfolio | 402025-Food Service - Combination Oven-Gas | WPSDGENRCC0005-Rev03-Msr002 | System | Commercial | 35-OTI-OtherIndustrial-PROC_OTH | TRUE |  |  | Unit | ROB | 5717 | 750 | 0 | 0 | 0 | 4967 | 0 |  | kWh | 0 | 403 | Commercial |  | Annual | [6 empty] | Small Boilers (<100 MMBtu/hr Heat Input):Uncontrolled | 12 | 0.6 | 0.6 | 0.6 | [10 empty] | 0% | 0% | 0% | 0 | 0 | 1 | 0 | 0 | 0 | 0 | 0 | 0 | 0 | 0 | 2013 Qtr 1: 0; 2013 Qtr 2: 0; 2013 Qtr 3: 0; 2013 Qtr 4: 0; 2014 Qtr 1: 0; 2014 Qtr 2: 0; 2014 Qtr 3: 0; 2014 Qtr 4: 0; 2015 Qtr 1: 0.25; 2015 Qtr 2: 0.25; 2015 Qtr 3: 0.25; 2015 Qtr 4: 0.25 | 1
0000_TotalPortfolio | 402026-Food Service - Convection Oven-Electric | WPSDGENRCC0006-Rev02-Msr002 | System | Commercial | 35-OTI-OtherIndustrial-PROC_OTH | TRUE |  |  | Unit | ROB | 1007 | 350 | 0 | 0 | 0 | 657 | 2774 |  | kWh | 0.57 | 0 | Commercial |  | Winter Only | [6 empty] | Small Boilers (<100 MMBtu/hr Heat Input):Uncontrolled | 12 | 0.6 | 0.6 | 0.6 | [10 empty] | 0% | 0% | 0% | 0 | 0 | 2 | 0 | 0 | 0 | 0 | 0 | 0 | 0 | 0 | 2013 Qtr 1: 0; 2013 Qtr 2: 0; 2013 Qtr 3: 0; 2013 Qtr 4: 0; 2014 Qtr 1: 0; 2014 Qtr 2: 0; 2014 Qtr 3: 0; 2014 Qtr 4: 0; 2015 Qtr 1: 0.5; 2015 Qtr 2: 0.5; 2015 Qtr 3: 0.5; 2015 Qtr 4: 0.5 | 2
0000_TotalPortfolio | 402027-Food Service - Convection Oven-Gas | WPSDGENRCC0006-Rev02-Msr005 | System | Commercial | 35-OTI-OtherIndustrial-PROC_OTH | TRUE |  |  | Unit | ROB | 1177 | 500 | 0 | 0 | 0 | 677 | 0 |  | kWh | 0 | 357 | Commercial |  | Winter Only | [6 empty] | Small Boilers (<100 MMBtu/hr Heat Input):Uncontrolled | 12 | 0.6 | 0.6 | 0.6 | [10 empty] | 0% | 0% | 0% | 0 | 0 | 2 | 0 | 0 | 0 | 0 | 0 | 0 | 0 | 0 | 2013 Qtr 1: 0; 2013 Qtr 2: 0; 2013 Qtr 3: 0; 2013 Qtr 4: 0; 2014 Qtr 1: 0; 2014 Qtr 2: 0; 2014 Qtr 3: 0; 2014 Qtr 4: 0; 2015 Qtr 1: 0.5; 2015 Qtr 2: 0.5; 2015 Qtr 3: 0.5; 2015 Qtr 4: 0.5 | 2
0000_TotalPortfolio | 402032-Ventilation Control - Retrofit | WPSDGENRCC0019-Rev00-Msr001 | System | Commercial | NON_res:DEER:HVAC_Split-Package_AC | TRUE |  |  | HP | RET | 1988 | 350 | 0 | 0 | 0 | 1638 | 4486 |  | kWh | 0.76 | 0 | Commercial |  | Winter Only | [6 empty] | Small Boilers (<100 MMBtu/hr Heat Input):Uncontrolled | 15 | 0.6 | 0.6 | 0.6 | [10 empty] | 0% | 0% | 0% | 0 | 0 | 9 | 0 | 0 | 0 | 0 | 0 | 0 | 0 | 0 | 2013 Qtr 1: 0; 2013 Qtr 2: 0; 2013 Qtr 3: 0; 2013 Qtr 4: 0; 2014 Qtr 1: 0; 2014 Qtr 2: 0; 2014 Qtr 3: 0; 2014 Qtr 4: 0; 2015 Qtr 1: 2.25; 2015 Qtr 2: 2.25; 2015 Qtr 3: 2.25; 2015 Qtr 4: 2.25 | 9
0000_TotalPortfolio | 402033-Ventilation Control- New | WPSDGENRCC0019-Rev00-Msr002 | System | Commercial | NON_res:DEER:HVAC_Split-Package_AC | TRUE |  |  | HP | RET | 994 | 350 | 0 | 0 | 0 | 644 | 4486 |  | kWh | 0.76 | 0 | Commercial |  | Winter Only | [6 empty] | Small Boilers (<100 MMBtu/hr Heat Input):Uncontrolled | 15 | 0.6 | 0.6 | 0.6 | [10 empty] | 0% | 0% | 0% | 0 | 0 | 2 | 0 | 0 | 0 | 0 | 0 | 0 | 0 | 0 | 2013 Qtr 1: 0; 2013 Qtr 2: 0; 2013 Qtr 3: 0; 2013 Qtr 4: 0; 2014 Qtr 1: 0; 2014 Qtr 2: 0; 2014 Qtr 3: 0; 2014 Qtr 4: 0; 2015 Qtr 1: 0.5; 2015 Qtr 2: 0.5; 2015 Qtr 3: 0.5; 2015 Qtr 4: 0.5 | 2
0000_TotalPortfolio | 402034-Water Heating - HE Storage Water Heater | NG-WtrHt-SmlStrg-Gas-lte75kBtuh-50G-0p62EF | System | Commercial | 35-OTI-OtherIndustrial-PROC_OTH | TRUE |  |  | Mbtuh | ROB | 2.9 | 2 | 0 | 0 | 0 | 0.9 | 0.024 |  | kWh | 8.16e-06 | 0.444 | Commercial |  | Annual |  | 2.9 |  |  |  |  | Small Boilers (<100 MMBtu/hr Heat Input):Uncontrolled | 15 | 0.6 | 0.6 | 0.6 | [10 empty] | 0% | 0% | 0% | 0 | 0 | 62 | 0 | 0 | 0 | 0 | 0 | 0 | 0 | 0 | 2013 Qtr 1: 0; 2013 Qtr 2: 0; 2013 Qtr 3: 0; 2013 Qtr 4: 0; 2014 Qtr 1: 0; 2014 Qtr 2: 0; 2014 Qtr 3: 0; 2014 Qtr 4: 0; 2015 Qtr 1: 15.5; 2015 Qtr 2: 15.5; 2015 Qtr 3: 15.5; 2015 Qtr 4: 15.5 | 62
0000_TotalPortfolio | 402037-Heating - Space Heating Boilers - Large | WPSDGENRHC1061-Rev00-Msr002 | System | Commercial | NON_res:DEER:HVAC_Split-Package_AC | TRUE |  |  | Mbtuh | ROB | 2.99 | 0.25 | 0 | 0 | 0 | 2.74 | 0 |  | kWh | 0 | 0.85777 | Commercial |  | Winter Only | [6 empty] | Small Boilers (<100 MMBtu/hr Heat Input):Uncontrolled | 20 | 0.6 | 0.6 | 0.6 | [10 empty] | 0% | 0% | 0% | 0 | 0 | 78 | 0 | 0 | 0 | 0 | 0 | 0 | 0 | 0 | 2013 Qtr 1: 0; 2013 Qtr 2: 0; 2013 Qtr 3: 0; 2013 Qtr 4: 0; 2014 Qtr 1: 0; 2014 Qtr 2: 0; 2014 Qtr 3: 0; 2014 Qtr 4: 0; 2015 Qtr 1: 19.5; 2015 Qtr 2: 19.5; 2015 Qtr 3: 19.5; 2015 Qtr 4: 19.5 | 78
0000_TotalPortfolio | 402038-Water Heating -Commercial Boiler | WPSDGENRWH1207-Rev00-Msr001 | System | Commercial | 35-OTI-OtherIndustrial-PROC_OTH | TRUE |  |  | Mbtuh | ROB | 0.61 | 0.5 | 0 | 0 | 0 | 0.11 | 0 |  | kWh | 0 | 0.83682 | Commercial |  | Annual | [6 empty] | Small Boilers (<100 MMBtu/hr Heat Input):Uncontrolled | 20 | 0.6 | 0.6 | 0.6 | [10 empty] | 0% | 0% | 0% | 0 | 0 | 446 | 0 | 0 | 0 | 0 | 0 | 0 | 0 | 0 | 2013 Qtr 1: 0; 2013 Qtr 2: 0; 2013 Qtr 3: 0; 2013 Qtr 4: 0; 2014 Qtr 1: 0; 2014 Qtr 2: 0; 2014 Qtr 3: 0; 2014 Qtr 4: 0; 2015 Qtr 1: 111.5; 2015 Qtr 2: 111.5; 2015 Qtr 3: 111.5; 2015 Qtr 4: 111.5 | 446
0000_TotalPortfolio | 402039-Water Heating -Instantaneous - Gas <=200MBtuh | NG-WtrHt-SmlInst-Gas-lte75kBtuh-lt2G-0p82EF | System | Commercial | 35-OTI-OtherIndustrial-PROC_OTH | TRUE |  |  | Mbtuh | ROB | 5.62 | 2 | 0 | 0 | 0 | 3.62 | 0.106 |  | kWh | 3.97e-05 | 2.1 | Commercial |  | Annual |  | 5.62 |  |  |  |  | Small Boilers (<100 MMBtu/hr Heat Input):Uncontrolled | 20 | 0.6 | 0.6 | 0.6 | [10 empty] | 0% | 0% | 0% | 0 | 0 | 19 | 0 | 0 | 0 | 0 | 0 | 0 | 0 | 0 | 2013 Qtr 1: 0; 2013 Qtr 2: 0; 2013 Qtr 3: 0; 2013 Qtr 4: 0; 2014 Qtr 1: 0; 2014 Qtr 2: 0; 2014 Qtr 3: 0; 2014 Qtr 4: 0; 2015 Qtr 1: 4.75; 2015 Qtr 2: 4.75; 2015 Qtr 3: 4.75; 2015 Qtr 4: 4.75 | 19
0000_TotalPortfolio | 402046-Tank Insulation - High Temperature Applic. (LF) 2 in | WPSDGENRWH0013-Rev00-Msr004 | System | Commercial | 35-OTI-OtherIndustrial-PROC_OTH | TRUE |  |  | Sq Ft | ROB | 8.94 | 4 | 0 | 0 | 0 | 4.94 | 0 |  | kWh | 0 | 27.4444 | Commercial |  | Annual | [6 empty] | Small Boilers (<100 MMBtu/hr Heat Input):Uncontrolled | 11 | 0.6 | 0.6 | 0.6 | [10 empty] | 0% | 0% | 0% | 0 | 0 | 108 | 0 | 0 | 0 | 0 | 0 | 0 | 0 | 0 | 2013 Qtr 1: 0; 2013 Qtr 2: 0; 2013 Qtr 3: 0; 2013 Qtr 4: 0; 2014 Qtr 1: 0; 2014 Qtr 2: 0; 2014 Qtr 3: 0; 2014 Qtr 4: 0; 2015 Qtr 1: 27; 2015 Qtr 2: 27; 2015 Qtr 3: 27; 2015 Qtr 4: 27 | 108
0000_TotalPortfolio | 402051-Steam Trap Replacement, Commercial operating system <12 hrs/day, Dry Cleaners excluded | WPSDGENRWH0010-Rev00-Msr001 | System | Commercial | 35-OTI-OtherIndustrial-PROC_OTH | TRUE |  |  | Unit | ROB | 233 | 100 | 0 | 0 | 0 | 133 | 0 |  | kWh | 0 | 129.6498 | Commercial |  | Annual | [6 empty] | Small Boilers (<100 MMBtu/hr Heat Input):Uncontrolled | 6 | 0.6 | 0.6 | 0.6 | [10 empty] | 0% | 0% | 0% | 0 | 0 | 4 | 0 | 0 | 0 | 0 | 0 | 0 | 0 | 0 | 2013 Qtr 1: 0; 2013 Qtr 2: 0; 2013 Qtr 3: 0; 2013 Qtr 4: 0; 2014 Qtr 1: 0; 2014 Qtr 2: 0; 2014 Qtr 3: 0; 2014 Qtr 4: 0; 2015 Qtr 1: 1; 2015 Qtr 2: 1; 2015 Qtr 3: 1; 2015 Qtr 4: 1 | 4
0000_TotalPortfolio | 402057-A/C - Reflective Window Film Coastal | Window Film - DEER Unit Adjustment-Rev00-Msr001 | System | Commercial | NON_res:DEER:HVAC_Split-Package_AC | TRUE |  |  | Sqft | RET | 5.64 | 1.35 | 0 | 0 | 0 | 4.29 | 4.93 |  | kWh | 0.00295 | -0.249 | Commercial |  | Winter Only | [6 empty] | Small Boilers (<100 MMBtu/hr Heat Input):Uncontrolled | 10 | 0.6 | 0.6 | 0.6 | [10 empty] | 0% | 0% | 0% | 0 | 0 | 540 | 0 | 0 | 0 | 0 | 0 | 0 | 0 | 0 | 2013 Qtr 1: 0; 2013 Qtr 2: 0; 2013 Qtr 3: 0; 2013 Qtr 4: 0; 2014 Qtr 1: 0; 2014 Qtr 2: 0; 2014 Qtr 3: 0; 2014 Qtr 4: 0; 2015 Qtr 1: 135; 2015 Qtr 2: 135; 2015 Qtr 3: 135; 2015 Qtr 4: 135 | 540
0000_TotalPortfolio | 402058-A/C - Reflective Window Film Inland | Window Film - DEER Unit Adjustment-Rev00-Msr001 | System | Commercial | NON_res:DEER:HVAC_Split-Package_AC | TRUE |  |  | Sqft | RET | 5.64 | 1.35 | 0 | 0 | 0 | 4.29 | 4.93 |  | kWh | 0.00295 | -0.249 | Commercial |  | Winter Only | [6 empty] | Small Boilers (<100 MMBtu/hr Heat Input):Uncontrolled | 10 | 0.6 | 0.6 | 0.6 | [10 empty] | 0% | 0% | 0% | 0 | 0 | 501 | 0 | 0 | 0 | 0 | 0 | 0 | 0 | 0 | 2013 Qtr 1: 0; 2013 Qtr 2: 0; 2013 Qtr 3: 0; 2013 Qtr 4: 0; 2014 Qtr 1: 0; 2014 Qtr 2: 0; 2014 Qtr 3: 0; 2014 Qtr 4: 0; 2015 Qtr 1: 125.25; 2015 Qtr 2: 125.25; 2015 Qtr 3: 125.25; 2015 Qtr 4: 125.25 | 501
0000_TotalPortfolio | 402060-Motors - VFD - HVAC Fans (per Hp) | D03-051 | System | Commercial | NON_res:DEER:HVAC_Split-Package_AC | TRUE |  |  | HP | RET | 242.61 | 80 | 0 | 0 | 0 | 162.61 | 1190 |  | kWh | 0.206 | -2.14 | Commercial |  | Winter Only | [6 empty] | Small Boilers (<100 MMBtu/hr Heat Input):Uncontrolled | 15 | 0.6 | 0.6 | 0.6 | [10 empty] | 0% | 0% | 0% | 0 | 0 | 25 | 0 | 0 | 0 | 0 | 0 | 0 | 0 | 0 | 2013 Qtr 1: 0; 2013 Qtr 2: 0; 2013 Qtr 3: 0; 2013 Qtr 4: 0; 2014 Qtr 1: 0; 2014 Qtr 2: 0; 2014 Qtr 3: 0; 2014 Qtr 4: 0; 2015 Qtr 1: 6.25; 2015 Qtr 2: 6.25; 2015 Qtr 3: 6.25; 2015 Qtr 4: 6.25 | 25
0000_TotalPortfolio | 402065-Network Power Management Software | WPSDGENROE0001-Rev00-Msr001 | System | Commercial | 35-OTI-OtherIndustrial-PROC_OTH | TRUE |  |  | Unit | RET | 26.76 | 15 | 0 | 0 | 0 | 11.76 | 194.6245 |  | kWh | 0.02073 | 0 | Commercial |  | Winter Only | [6 empty] | Small Boilers (<100 MMBtu/hr Heat Input):Uncontrolled | 5 | 0.6 | 0.6 | 0.6 | [10 empty] | 0% | 0% | 0% | 0 | 0 | 1976 | 0 | 0 | 0 | 0 | 0 | 0 | 0 | 0 | 2013 Qtr 1: 0; 2013 Qtr 2: 0; 2013 Qtr 3: 0; 2013 Qtr 4: 0; 2014 Qtr 1: 0; 2014 Qtr 2: 0; 2014 Qtr 3: 0; 2014 Qtr 4: 0; 2015 Qtr 1: 494; 2015 Qtr 2: 494; 2015 Qtr 3: 494; 2015 Qtr 4: 494 | 1976
0000_TotalPortfolio | 402067-Refrigerator - Early Replacement | Res-Refrig-ARP | System | Commercial | 01-ALC-AllCommercial-Refrig | TRUE |  |  | Unit | RET | 617.81 | 275 | 0 | 0 | 0 | 342.81 | 640 |  | kWh | 0.114 | -13.1 | Commercial |  | Winter Only | [6 empty] | Small Boilers (<100 MMBtu/hr Heat Input):Uncontrolled | 5 | 0.6 | 0.6 | 0.6 | [10 empty] | 0% | 0% | 0% | 0 | 0 | 1 | 0 | 0 | 0 | 0 | 0 | 0 | 0 | 0 | 2013 Qtr 1: 0; 2013 Qtr 2: 0; 2013 Qtr 3: 0; 2013 Qtr 4: 0; 2014 Qtr 1: 0; 2014 Qtr 2: 0; 2014 Qtr 3: 0; 2014 Qtr 4: 0; 2015 Qtr 1: 0.25; 2015 Qtr 2: 0.25; 2015 Qtr 3: 0.25; 2015 Qtr 4: 0.25 | 1
0000_TotalPortfolio | 402135-Food Service - Steamer-Electric | WPSDGENRCC0001-Rev03-Msr001 | System | Commercial | 35-OTI-OtherIndustrial-PROC_OTH | TRUE |  |  | Unit | ROB | 2132 | 1250 | 0 | 0 | 0 | 882 | 30156 |  | kWh | 6.9 | 0 | Commercial |  | Winter Only | [6 empty] | Small Boilers (<100 MMBtu/hr Heat Input):Uncontrolled | 12 | 0.6 | 0.6 | 0.6 | [10 empty] | 0% | 0% | 0% | 0 | 0 | 1 | 0 | 0 | 0 | 0 | 0 | 0 | 0 | 0 | 2013 Qtr 1: 0; 2013 Qtr 2: 0; 2013 Qtr 3: 0; 2013 Qtr 4: 0; 2014 Qtr 1: 0; 2014 Qtr 2: 0; 2014 Qtr 3: 0; 2014 Qtr 4: 0; 2015 Qtr 1: 0.25; 2015 Qtr 2: 0.25; 2015 Qtr 3: 0.25; 2015 Qtr 4: 0.25 | 1
0000_TotalPortfolio | 402140-Lighting - 8 Ft T-8 with Elec. Ballast | WPSDGENRLG0013-Rev05-Msr004 | System | Commercial | NON_res:DEER:Indoor_Non-CFL_Ltg | TRUE |  |  | Fixture | ROB | 32.5 | 9 | 0 | 0 | 0 | 23.5 | 219.9418 |  | kWh | 0.054578 | -0.69172 | Commercial |  | Winter Only | [6 empty] | Small Boilers (<100 MMBtu/hr Heat Input):Uncontrolled | 15 | 0.7 | 0.7 | 0.7 |  |  | 0.78 | [7 empty] | 0% | 0% | 0% | 0 | 0 | 11 | 0 | 0 | 0 | 0 | 0 | 0 | 0 | 0 | 2013 Qtr 1: 0; 2013 Qtr 2: 0; 2013 Qtr 3: 0; 2013 Qtr 4: 0; 2014 Qtr 1: 0; 2014 Qtr 2: 0; 2014 Qtr 3: 0; 2014 Qtr 4: 0; 2015 Qtr 1: 2.75; 2015 Qtr 2: 2.75; 2015 Qtr 3: 2.75; 2015 Qtr 4: 2.75 | 11
0000_TotalPortfolio | 402144-Lighting - Remove 8 Ft T-8 (De-Lamp) | WPSDGENRLG0022-Rev04-Msr004 | System | Commercial | NON_res:DEER:Indoor_CFL_Ltg | TRUE |  |  | Lamp | ROB | 25.86 | 15 | 0 | 0 | 0 | 10.86 | 303.7292 |  | kWh | 0.075369 | -0.95523 | Commercial |  | Winter Only | [6 empty] | Small Boilers (<100 MMBtu/hr Heat Input):Uncontrolled | 15 | 0.7 | 0.7 | 0.7 | [10 empty] | 0% | 0% | 0% | 0 | 0 | 15 | 0 | 0 | 0 | 0 | 0 | 0 | 0 | 0 | 2013 Qtr 1: 0; 2013 Qtr 2: 0; 2013 Qtr 3: 0; 2013 Qtr 4: 0; 2014 Qtr 1: 0; 2014 Qtr 2: 0; 2014 Qtr 3: 0; 2014 Qtr 4: 0; 2015 Qtr 1: 3.75; 2015 Qtr 2: 3.75; 2015 Qtr 3: 3.75; 2015 Qtr 4: 3.75 | 15
0000_TotalPortfolio | 402145-Lighting - Screw in 14-26 Watt Reflector Lamp | Com-Lighting-InGen_CFLratio0357_CFLscw-15w | System | Commercial | NON_res:DEER:Indoor_CFL_Ltg | TRUE |  |  | Lamp | ROB | 15.4 | 4 | 0 | 0 | 0 | 11.4 | 128 |  | kWh | 0.0279 | -0.38 | Commercial |  | Winter Only | [6 empty] | Small Boilers (<100 MMBtu/hr Heat Input):Uncontrolled | 3.3 | 0.53 | 0.53 | 0.53 |  |  | 0.99 | [7 empty] | 0% | 0% | 0% | 0 | 0 | 97 | 0 | 0 | 0 | 0 | 0 | 0 | 0 | 0 | 2013 Qtr 1: 0; 2013 Qtr 2: 0; 2013 Qtr 3: 0; 2013 Qtr 4: 0; 2014 Qtr 1: 0; 2014 Qtr 2: 0; 2014 Qtr 3: 0; 2014 Qtr 4: 0; 2015 Qtr 1: 24.25; 2015 Qtr 2: 24.25; 2015 Qtr 3: 24.25; 2015 Qtr 4: 24.25 | 97
0000_TotalPortfolio | 402150-Refrigeration - Food Service -Auto Closer for Main Cooler Doors | WPSDGENRRN0110-Rev00-Msr001 | System | Commercial | 01-ALC-AllCommercial-Refrig | TRUE |  |  | Unit | RET | 156.82 | 75 | 0 | 0 | 0 | 81.82 | 1041.84 |  | kWh | 0.222 | 0 | Commercial |  | Winter Only | [6 empty] | Small Boilers (<100 MMBtu/hr Heat Input):Uncontrolled | 8 | 0.6 | 0.6 | 0.6 | [10 empty] | 0% | 0% | 0% | 0 | 0 | 1 | 0 | 0 | 0 | 0 | 0 | 0 | 0 | 0 | 2013 Qtr 1: 0; 2013 Qtr 2: 0; 2013 Qtr 3: 0; 2013 Qtr 4: 0; 2014 Qtr 1: 0; 2014 Qtr 2: 0; 2014 Qtr 3: 0; 2014 Qtr 4: 0; 2015 Qtr 1: 0.25; 2015 Qtr 2: 0.25; 2015 Qtr 3: 0.25; 2015 Qtr 4: 0.25 | 1
0000_TotalPortfolio | 402152-Refrigeration - New Refrigeration Case w/Doors-Low Temperature Case | D03-207 | System | Commercial | 01-ALC-AllCommercial-Refrig | TRUE |  |  | linear ft | ROB | 515.58 | 175 | 0 | 0 | 0 | 340.58 | 114 |  | kWh | 0.0431 | 21.7 | Commercial |  | Winter Only | [6 empty] | Small Boilers (<100 MMBtu/hr Heat Input):Uncontrolled | 12 | 0.6 | 0.6 | 0.6 | [10 empty] | 0% | 0% | 0% | 0 | 0 | 27 | 0 | 0 | 0 | 0 | 0 | 0 | 0 | 0 | 2013 Qtr 1: 0; 2013 Qtr 2: 0; 2013 Qtr 3: 0; 2013 Qtr 4: 0; 2014 Qtr 1: 0; 2014 Qtr 2: 0; 2014 Qtr 3: 0; 2014 Qtr 4: 0; 2015 Qtr 1: 6.75; 2015 Qtr 2: 6.75; 2015 Qtr 3: 6.75; 2015 Qtr 4: 6.75 | 27
0000_TotalPortfolio | 402153-Refrigeration - New Refrigeration Case w/Doors-Medium Temperature Case | D03-207 | System | Commercial | 01-ALC-AllCommercial-Refrig | TRUE |  |  | Fixture LnFt | ROB | 515.58 | 75 | 0 | 0 | 0 | 440.58 | 114 |  | kWh | 0.0431 | 21.7 | Commercial |  | Winter Only | [6 empty] | Small Boilers (<100 MMBtu/hr Heat Input):Uncontrolled | 12 | 0.6 | 0.6 | 0.6 | [10 empty] | 0% | 0% | 0% | 0 | 0 | 2 | 0 | 0 | 0 | 0 | 0 | 0 | 0 | 0 | 2013 Qtr 1: 0; 2013 Qtr 2: 0; 2013 Qtr 3: 0; 2013 Qtr 4: 0; 2014 Qtr 1: 0; 2014 Qtr 2: 0; 2014 Qtr 3: 0; 2014 Qtr 4: 0; 2015 Qtr 1: 0.5; 2015 Qtr 2: 0.5; 2015 Qtr 3: 0.5; 2015 Qtr 4: 0.5 | 2
0000_TotalPortfolio | 402156-Refrigeration - Night Covers for Display Cases Med Temp | D03-205 | System | Commercial | 01-ALC-AllCommercial-Refrig | TRUE |  |  | linear ft | RET | 42.2 | 3.5 | 0 | 0 | 0 | 38.7 | 12.4 |  | kWh | -0.00334 | 1.22 | Commercial |  | Winter Only | [6 empty] | Small Boilers (<100 MMBtu/hr Heat Input):Uncontrolled | 5 | 0.6 | 0.6 | 0.6 | [10 empty] | 0% | 0% | 0% | 0 | 0 | 24 | 0 | 0 | 0 | 0 | 0 | 0 | 0 | 0 | 2013 Qtr 1: 0; 2013 Qtr 2: 0; 2013 Qtr 3: 0; 2013 Qtr 4: 0; 2014 Qtr 1: 0; 2014 Qtr 2: 0; 2014 Qtr 3: 0; 2014 Qtr 4: 0; 2015 Qtr 1: 6; 2015 Qtr 2: 6; 2015 Qtr 3: 6; 2015 Qtr 4: 6 | 24
0000_TotalPortfolio | 402168-Food Service - Solid-Door Reach In Freezer 15-29' | WPSDGENRRN0010-Rev00-Msr005 | System | Commercial | 01-ALC-AllCommercial-Refrig | TRUE |  |  | Unit | ROB | 595 | 150 | 0 | 0 | 0 | 445 | 1200.85 |  | kWh | 0.123 | 0 | Commercial |  | Winter Only | [6 empty] | Small Boilers (<100 MMBtu/hr Heat Input):Uncontrolled | 12 | 0.6 | 0.6 | 0.6 | [10 empty] | 0% | 0% | 0% | 0 | 0 | 1 | 0 | 0 | 0 | 0 | 0 | 0 | 0 | 0 | 2013 Qtr 1: 0; 2013 Qtr 2: 0; 2013 Qtr 3: 0; 2013 Qtr 4: 0; 2014 Qtr 1: 0; 2014 Qtr 2: 0; 2014 Qtr 3: 0; 2014 Qtr 4: 0; 2015 Qtr 1: 0.25; 2015 Qtr 2: 0.25; 2015 Qtr 3: 0.25; 2015 Qtr 4: 0.25 | 1
0000_TotalPortfolio | 402169-Food Service - Solid-Door Reach In Freezer 30-49' | WPSDGENRRN0010-Rev00-Msr006 | System | Commercial | 01-ALC-AllCommercial-Refrig | TRUE |  |  | Unit | ROB | 640 | 300 | 0 | 0 | 0 | 340 | 2076.85 |  | kWh | 0.213 | 0 | Commercial |  | Winter Only | [6 empty] | Small Boilers (<100 MMBtu/hr Heat Input):Uncontrolled | 12 | 0.6 | 0.6 | 0.6 | [10 empty] | 0% | 0% | 0% | 0 | 0 | 1 | 0 | 0 | 0 | 0 | 0 | 0 | 0 | 0 | 2013 Qtr 1: 0; 2013 Qtr 2: 0; 2013 Qtr 3: 0; 2013 Qtr 4: 0; 2014 Qtr 1: 0; 2014 Qtr 2: 0; 2014 Qtr 3: 0; 2014 Qtr 4: 0; 2015 Qtr 1: 0.25; 2015 Qtr 2: 0.25; 2015 Qtr 3: 0.25; 2015 Qtr 4: 0.25 | 1
0000_TotalPortfolio | 402170-Food Service - Solid-Door Reach In Refrigerator <15' | WPSDGENRRN0010-Rev00-Msr001 | System | Commercial | 01-ALC-AllCommercial-Refrig | TRUE |  |  | Unit | ROB | 130 | 50 | 0 | 0 | 0 | 80 | 445.3 |  | kWh | 0.046 | 0 | Commercial |  | Winter Only | [6 empty] | Small Boilers (<100 MMBtu/hr Heat Input):Uncontrolled | 12 | 0.6 | 0.6 | 0.6 | [10 empty] | 0% | 0% | 0% | 0 | 0 | 1 | 0 | 0 | 0 | 0 | 0 | 0 | 0 | 0 | 2013 Qtr 1: 0; 2013 Qtr 2: 0; 2013 Qtr 3: 0; 2013 Qtr 4: 0; 2014 Qtr 1: 0; 2014 Qtr 2: 0; 2014 Qtr 3: 0; 2014 Qtr 4: 0; 2015 Qtr 1: 0.25; 2015 Qtr 2: 0.25; 2015 Qtr 3: 0.25; 2015 Qtr 4: 0.25 | 1
0000_TotalPortfolio | 402172-Food Service - Solid-Door Reach In Refrigerator 15-29' | WPSDGENRRN0010-Rev00-Msr002 | System | Commercial | 01-ALC-AllCommercial-Refrig | TRUE |  |  | Unit | ROB | 1094 | 75 | 0 | 0 | 0 | 1019 | 649.7 |  | kWh | 0.067 | 0 | Commercial |  | Winter Only | [6 empty] | Small Boilers (<100 MMBtu/hr Heat Input):Uncontrolled | 12 | 0.6 | 0.6 | 0.6 | [10 empty] | 0% | 0% | 0% | 0 | 0 | 1 | 0 | 0 | 0 | 0 | 0 | 0 | 0 | 0 | 2013 Qtr 1: 0; 2013 Qtr 2: 0; 2013 Qtr 3: 0; 2013 Qtr 4: 0; 2014 Qtr 1: 0; 2014 Qtr 2: 0; 2014 Qtr 3: 0; 2014 Qtr 4: 0; 2015 Qtr 1: 0.25; 2015 Qtr 2: 0.25; 2015 Qtr 3: 0.25; 2015 Qtr 4: 0.25 | 1
0000_TotalPortfolio | 402175-Lighting - Exterior Compact Fluorescent Fixture <=70 watts | WPSDGENRLG0006-Rev05-Msr007 | System | Commercial | NON_res:DEER:Indoor_Non-CFL_Ltg | TRUE |  |  | Fixture | ROB | 140 | 10 | 0 | 0 | 0 | 130 | 132.2743 |  | kWh | 0.02939 | -0.39147 | Commercial |  | Winter Only | [6 empty] | Small Boilers (<100 MMBtu/hr Heat Input):Uncontrolled | 15 | 0.6 | 0.6 | 0.6 | [10 empty] | 0% | 0% | 0% | 0 | 0 | 9 | 0 | 0 | 0 | 0 | 0 | 0 | 0 | 0 | 2013 Qtr 1: 0; 2013 Qtr 2: 0; 2013 Qtr 3: 0; 2013 Qtr 4: 0; 2014 Qtr 1: 0; 2014 Qtr 2: 0; 2014 Qtr 3: 0; 2014 Qtr 4: 0; 2015 Qtr 1: 2.25; 2015 Qtr 2: 2.25; 2015 Qtr 3: 2.25; 2015 Qtr 4: 2.25 | 9
0000_TotalPortfolio | 402176-Lighting - Exterior Induction Fixture <=100 watts | WPSDGENRLG0003-Rev03-Msr002 | System | Commercial | NON_res:DEER:Indoor_Non-CFL_Ltg | TRUE |  |  | Fixture | ROB | 270 | 35 | 0 | 0 | 0 | 235 | 430.5 |  | kWh | 0 | 0 | Commercial |  | Winter Only | [6 empty] | Small Boilers (<100 MMBtu/hr Heat Input):Uncontrolled | 15 | 0.6 | 0.6 | 0.6 | [10 empty] | 0% | 0% | 0% | 0 | 0 | 190 | 0 | 0 | 0 | 0 | 0 | 0 | 0 | 0 | 2013 Qtr 1: 0; 2013 Qtr 2: 0; 2013 Qtr 3: 0; 2013 Qtr 4: 0; 2014 Qtr 1: 0; 2014 Qtr 2: 0; 2014 Qtr 3: 0; 2014 Qtr 4: 0; 2015 Qtr 1: 47.5; 2015 Qtr 2: 47.5; 2015 Qtr 3: 47.5; 2015 Qtr 4: 47.5 | 190
0000_TotalPortfolio | 402177-Lighting - Exterior Induction Fixture <=120 watts | WPSDGENRLG0003-Rev03-Msr003 | System | Commercial | NON_res:DEER:Indoor_Non-CFL_Ltg | TRUE |  |  | Fixture | ROB | 370 | 40 | 0 | 0 | 0 | 330 | 287 |  | kWh | 0 | 0 | Commercial |  | Winter Only | [6 empty] | Small Boilers (<100 MMBtu/hr Heat Input):Uncontrolled | 15 | 0.6 | 0.6 | 0.6 | [10 empty] | 0% | 0% | 0% | 0 | 0 | 4 | 0 | 0 | 0 | 0 | 0 | 0 | 0 | 0 | 2013 Qtr 1: 0; 2013 Qtr 2: 0; 2013 Qtr 3: 0; 2013 Qtr 4: 0; 2014 Qtr 1: 0; 2014 Qtr 2: 0; 2014 Qtr 3: 0; 2014 Qtr 4: 0; 2015 Qtr 1: 1; 2015 Qtr 2: 1; 2015 Qtr 3: 1; 2015 Qtr 4: 1 | 4
0000_TotalPortfolio | 402178-Lighting - Exterior Induction Fixture <=180 watts | WPSDGENRLG0003-Rev03-Msr004 | System | Commercial | NON_res:DEER:Indoor_Non-CFL_Ltg | TRUE |  |  | Fixture | ROB | 470 | 35 | 0 | 0 | 0 | 435 | 241.57 |  | kWh | 0 | 0 | Commercial |  | Winter Only | [6 empty] | Small Boilers (<100 MMBtu/hr Heat Input):Uncontrolled | 15 | 0.6 | 0.6 | 0.6 | [10 empty] | 0% | 0% | 0% | 0 | 0 | 109 | 0 | 0 | 0 | 0 | 0 | 0 | 0 | 0 | 2013 Qtr 1: 0; 2013 Qtr 2: 0; 2013 Qtr 3: 0; 2013 Qtr 4: 0; 2014 Qtr 1: 0; 2014 Qtr 2: 0; 2014 Qtr 3: 0; 2014 Qtr 4: 0; 2015 Qtr 1: 27.25; 2015 Qtr 2: 27.25; 2015 Qtr 3: 27.25; 2015 Qtr 4: 27.25 | 109
0000_TotalPortfolio | 402179-Lighting - Exterior Induction Fixture <=250 watts | WPSDGENRLG0003-Rev03-Msr005 | System | Commercial | NON_res:DEER:Indoor_Non-CFL_Ltg | TRUE |  |  | Fixture | ROB | 570 | 90 | 0 | 0 | 0 | 480 | 852.8 |  | kWh | 0 | 0 | Commercial |  | Winter Only | [6 empty] | Small Boilers (<100 MMBtu/hr Heat Input):Uncontrolled | 15 | 0.6 | 0.6 | 0.6 | [10 empty] | 0% | 0% | 0% | 0 | 0 | 6 | 0 | 0 | 0 | 0 | 0 | 0 | 0 | 0 | 2013 Qtr 1: 0; 2013 Qtr 2: 0; 2013 Qtr 3: 0; 2013 Qtr 4: 0; 2014 Qtr 1: 0; 2014 Qtr 2: 0; 2014 Qtr 3: 0; 2014 Qtr 4: 0; 2015 Qtr 1: 1.5; 2015 Qtr 2: 1.5; 2015 Qtr 3: 1.5; 2015 Qtr 4: 1.5 | 6
0000_TotalPortfolio | 402180-Lighting - Exterior Induction Fixture <=70 watts | WPSDGENRLG0003-Rev03-Msr001 | System | Commercial | NON_res:DEER:Indoor_Non-CFL_Ltg | TRUE |  |  | Fixture | ROB | 270 | 25 | 0 | 0 | 0 | 245 | 299.3 |  | kWh | 0 | 0 | Commercial |  | Winter Only | [6 empty] | Small Boilers (<100 MMBtu/hr Heat Input):Uncontrolled | 15 | 0.6 | 0.6 | 0.6 | [10 empty] | 0% | 0% | 0% | 0 | 0 | 7 | 0 | 0 | 0 | 0 | 0 | 0 | 0 | 0 | 2013 Qtr 1: 0; 2013 Qtr 2: 0; 2013 Qtr 3: 0; 2013 Qtr 4: 0; 2014 Qtr 1: 0; 2014 Qtr 2: 0; 2014 Qtr 3: 0; 2014 Qtr 4: 0; 2015 Qtr 1: 1.75; 2015 Qtr 2: 1.75; 2015 Qtr 3: 1.75; 2015 Qtr 4: 1.75 | 7
0000_TotalPortfolio | 402181-Lighting - Exterior Pulse Start/Ceramic Metal Halide Fixtures <=100 watts | WPSDGENRLG0003-Rev03-Msr002 | System | Commercial | NON_res:DEER:Indoor_Non-CFL_Ltg | TRUE |  |  | Fixture | ROB | 270 | 10 | 0 | 0 | 0 | 260 | 430.5 |  | kWh | 0 | 0 | Commercial |  | Winter Only | [6 empty] | Small Boilers (<100 MMBtu/hr Heat Input):Uncontrolled | 15 | 0.6 | 0.6 | 0.6 | [10 empty] | 0% | 0% | 0% | 0 | 0 | 1 | 0 | 0 | 0 | 0 | 0 | 0 | 0 | 0 | 2013 Qtr 1: 0; 2013 Qtr 2: 0; 2013 Qtr 3: 0; 2013 Qtr 4: 0; 2014 Qtr 1: 0; 2014 Qtr 2: 0; 2014 Qtr 3: 0; 2014 Qtr 4: 0; 2015 Qtr 1: 0.25; 2015 Qtr 2: 0.25; 2015 Qtr 3: 0.25; 2015 Qtr 4: 0.25 | 1
0000_TotalPortfolio | 402183-Lighting - Exterior Pulse Start/Ceramic Metal Halide Fixtures <=175 watts | WPSDGENRLG0003-Rev03-Msr004 | System | Commercial | NON_res:DEER:Indoor_Non-CFL_Ltg | TRUE |  |  | Fixture | ROB | 470 | 15 | 0 | 0 | 0 | 455 | 241.57 |  | kWh | 0 | 0 | Commercial |  | Winter Only | [6 empty] | Small Boilers (<100 MMBtu/hr Heat Input):Uncontrolled | 15 | 0.6 | 0.6 | 0.6 | [10 empty] | 0% | 0% | 0% | 0 | 0 | 2 | 0 | 0 | 0 | 0 | 0 | 0 | 0 | 0 | 2013 Qtr 1: 0; 2013 Qtr 2: 0; 2013 Qtr 3: 0; 2013 Qtr 4: 0; 2014 Qtr 1: 0; 2014 Qtr 2: 0; 2014 Qtr 3: 0; 2014 Qtr 4: 0; 2015 Qtr 1: 0.5; 2015 Qtr 2: 0.5; 2015 Qtr 3: 0.5; 2015 Qtr 4: 0.5 | 2
0000_TotalPortfolio | 402184-Lighting - Exterior Pulse Start/Ceramic Metal Halide Fixtures <=250 watts | WPSDGENRLG0003-Rev03-Msr005 | System | Commercial | NON_res:DEER:Indoor_Non-CFL_Ltg | TRUE |  |  | Fixture | ROB | 570 | 15 | 0 | 0 | 0 | 555 | 852.8 |  | kWh | 0 | 0 | Commercial |  | Winter Only | [6 empty] | Small Boilers (<100 MMBtu/hr Heat Input):Uncontrolled | 15 | 0.6 | 0.6 | 0.6 | [10 empty] | 0% | 0% | 0% | 0 | 0 | 4 | 0 | 0 | 0 | 0 | 0 | 0 | 0 | 0 | 2013 Qtr 1: 0; 2013 Qtr 2: 0; 2013 Qtr 3: 0; 2013 Qtr 4: 0; 2014 Qtr 1: 0; 2014 Qtr 2: 0; 2014 Qtr 3: 0; 2014 Qtr 4: 0; 2015 Qtr 1: 1; 2015 Qtr 2: 1; 2015 Qtr 3: 1; 2015 Qtr 4: 1 | 4
0000_TotalPortfolio | 402185-Lighting - Exterior Pulse Start/Ceramic Metal Halide Fixtures <=70 watts | WPSDGENRLG0003-Rev03-Msr001 | System | Commercial | NON_res:DEER:Indoor_Non-CFL_Ltg | TRUE |  |  | Fixture | ROB | 270 | 5 | 0 | 0 | 0 | 265 | 299.3 |  | kWh | 0 | 0 | Commercial |  | Winter Only | [6 empty] | Small Boilers (<100 MMBtu/hr Heat Input):Uncontrolled | 15 | 0.6 | 0.6 | 0.6 | [10 empty] | 0% | 0% | 0% | 0 | 0 | 4 | 0 | 0 | 0 | 0 | 0 | 0 | 0 | 0 | 2013 Qtr 1: 0; 2013 Qtr 2: 0; 2013 Qtr 3: 0; 2013 Qtr 4: 0; 2014 Qtr 1: 0; 2014 Qtr 2: 0; 2014 Qtr 3: 0; 2014 Qtr 4: 0; 2015 Qtr 1: 1; 2015 Qtr 2: 1; 2015 Qtr 3: 1; 2015 Qtr 4: 1 | 4
0000_TotalPortfolio | 402186-Lighting - Exterior Pulse Start/Ceramic Metal Halide Fixtures <=750 watts | WPSDGENRLG0003-Rev03-Msr005 | System | Commercial | NON_res:DEER:Indoor_Non-CFL_Ltg | TRUE |  |  | Fixture | ROB | 570 | 20 | 0 | 0 | 0 | 550 | 852.8 |  | kWh | 0 | 0 | Commercial |  | Winter Only | [6 empty] | Small Boilers (<100 MMBtu/hr Heat Input):Uncontrolled | 15 | 0.6 | 0.6 | 0.6 | [10 empty] | 0% | 0% | 0% | 0 | 0 | 3 | 0 | 0 | 0 | 0 | 0 | 0 | 0 | 0 | 2013 Qtr 1: 0; 2013 Qtr 2: 0; 2013 Qtr 3: 0; 2013 Qtr 4: 0; 2014 Qtr 1: 0; 2014 Qtr 2: 0; 2014 Qtr 3: 0; 2014 Qtr 4: 0; 2015 Qtr 1: 0.75; 2015 Qtr 2: 0.75; 2015 Qtr 3: 0.75; 2015 Qtr 4: 0.75 | 3
0000_TotalPortfolio | 402187-Lighting - Interior Compact Fluorescent Fixture <=128 watts | WPSDGENRLG0006-Rev05-Msr003 | System | Commercial | NON_res:DEER:Indoor_Non-CFL_Ltg | TRUE |  |  | Fixture | ROB | 180 | 20 | 0 | 0 | 0 | 160 | 264.5487 |  | kWh | 0.05878 | -0.78293 | Commercial |  | Winter Only | [6 empty] | Small Boilers (<100 MMBtu/hr Heat Input):Uncontrolled | 15 | 0.6 | 0.6 | 0.6 | [10 empty] | 0% | 0% | 0% | 0 | 0 | 1 | 0 | 0 | 0 | 0 | 0 | 0 | 0 | 0 | 2013 Qtr 1: 0; 2013 Qtr 2: 0; 2013 Qtr 3: 0; 2013 Qtr 4: 0; 2014 Qtr 1: 0; 2014 Qtr 2: 0; 2014 Qtr 3: 0; 2014 Qtr 4: 0; 2015 Qtr 1: 0.25; 2015 Qtr 2: 0.25; 2015 Qtr 3: 0.25; 2015 Qtr 4: 0.25 | 1
0000_TotalPortfolio | 402191-Lighting - Interior Compact Fluorescent Fixture <=70 watts | WPSDGENRLG0006-Rev05-Msr002 | System | Commercial | NON_res:DEER:Indoor_Non-CFL_Ltg | TRUE |  |  | Fixture | ROB | 214.36 | 15 | 0 | 0 | 0 | 199.36 | 132.2743 |  | kWh | 0.02939 | -0.39147 | Commercial |  | Winter Only | [6 empty] | Small Boilers (<100 MMBtu/hr Heat Input):Uncontrolled | 15 | 0.6 | 0.6 | 0.6 | [10 empty] | 0% | 0% | 0% | 0 | 0 | 23 | 0 | 0 | 0 | 0 | 0 | 0 | 0 | 0 | 2013 Qtr 1: 0; 2013 Qtr 2: 0; 2013 Qtr 3: 0; 2013 Qtr 4: 0; 2014 Qtr 1: 0; 2014 Qtr 2: 0; 2014 Qtr 3: 0; 2014 Qtr 4: 0; 2015 Qtr 1: 5.75; 2015 Qtr 2: 5.75; 2015 Qtr 3: 5.75; 2015 Qtr 4: 5.75 | 23
0000_TotalPortfolio | 402197-Lighting - Interior Linear Fluorescent Fixture <=128 watts replacing 101-175 Watts | WPSDGENRLG0044-Rev05-Msr005 | System | Commercial | NON_res:DEER:Indoor_Non-CFL_Ltg | TRUE |  |  | Fixture | ROB | 207 | 25 | 0 | 0 | 0 | 182 | 254.8532 |  | kWh | 0.063241 | -0.80152 | Commercial |  | Winter Only | [6 empty] | Small Boilers (<100 MMBtu/hr Heat Input):Uncontrolled | 15 | 0.7 | 0.7 | 0.7 |  |  | 0.78 | [7 empty] | 0% | 0% | 0% | 0 | 0 | 69 | 0 | 0 | 0 | 0 | 0 | 0 | 0 | 0 | 2013 Qtr 1: 0; 2013 Qtr 2: 0; 2013 Qtr 3: 0; 2013 Qtr 4: 0; 2014 Qtr 1: 0; 2014 Qtr 2: 0; 2014 Qtr 3: 0; 2014 Qtr 4: 0; 2015 Qtr 1: 17.25; 2015 Qtr 2: 17.25; 2015 Qtr 3: 17.25; 2015 Qtr 4: 17.25 | 69
0000_TotalPortfolio | 402198-Lighting - Interior Linear Fluorescent Fixture <=192 watts replacing 176-399 Watts | WPSDGENRLG0044-Rev05-Msr004 | System | Commercial | NON_res:DEER:Indoor_Non-CFL_Ltg | TRUE |  |  | Fixture | ROB | 253 | 45 | 0 | 0 | 0 | 208 | 404.9722 |  | kWh | 0.10049 | -1.2736 | Commercial |  | Winter Only | [6 empty] | Small Boilers (<100 MMBtu/hr Heat Input):Uncontrolled | 15 | 0.7 | 0.7 | 0.7 |  |  | 1.04 | [7 empty] | 0% | 0% | 0% | 0 | 0 | 24 | 0 | 0 | 0 | 0 | 0 | 0 | 0 | 0 | 2013 Qtr 1: 0; 2013 Qtr 2: 0; 2013 Qtr 3: 0; 2013 Qtr 4: 0; 2014 Qtr 1: 0; 2014 Qtr 2: 0; 2014 Qtr 3: 0; 2014 Qtr 4: 0; 2015 Qtr 1: 6; 2015 Qtr 2: 6; 2015 Qtr 3: 6; 2015 Qtr 4: 6 | 24
0000_TotalPortfolio | 402199-Lighting - Interior Linear Fluorescent Fixture <=244 watts replacing 400 Watts (Tier 1) | Com-Lighting-InGen_MV-455w_PSMH-365w_T5-46in-234w | System | Commercial | NON_res:DEER:Indoor_Non-CFL_Ltg | TRUE |  |  | Fixture | ROB | 355.23 | 75 | 0 | 0 | 0 | 280.23 | 443 |  | kWh | 0.109 | -1.4 | Commercial |  | Winter Only | [6 empty] | Small Boilers (<100 MMBtu/hr Heat Input):Uncontrolled | 15 | 0.7 | 0.7 | 0.7 |  |  | 1.04 | [7 empty] | 0% | 0% | 0% | 0 | 0 | 71 | 0 | 0 | 0 | 0 | 0 | 0 | 0 | 0 | 2013 Qtr 1: 0; 2013 Qtr 2: 0; 2013 Qtr 3: 0; 2013 Qtr 4: 0; 2014 Qtr 1: 0; 2014 Qtr 2: 0; 2014 Qtr 3: 0; 2014 Qtr 4: 0; 2015 Qtr 1: 17.75; 2015 Qtr 2: 17.75; 2015 Qtr 3: 17.75; 2015 Qtr 4: 17.75 | 71
0000_TotalPortfolio | 402200-Lighting - Interior Linear Fluorescent Fixture <=600 watts replacing >=400 Watts (Tier 1) | Com-Lighting-InGen_MV-780w_PSMH-456w_T5-46in-351w | System | Commercial | NON_res:DEER:Indoor_Non-CFL_Ltg | TRUE |  |  | Fixture | ROB | 355.23 | 100 | 0 | 0 | 0 | 255.23 | 355 |  | kWh | 0.0875 | -1.13 | Commercial |  | Winter Only | [6 empty] | Small Boilers (<100 MMBtu/hr Heat Input):Uncontrolled | 15 | 0.7 | 0.7 | 0.7 |  |  | 1.04 | [7 empty] | 0% | 0% | 0% | 0 | 0 | 2 | 0 | 0 | 0 | 0 | 0 | 0 | 0 | 0 | 2013 Qtr 1: 0; 2013 Qtr 2: 0; 2013 Qtr 3: 0; 2013 Qtr 4: 0; 2014 Qtr 1: 0; 2014 Qtr 2: 0; 2014 Qtr 3: 0; 2014 Qtr 4: 0; 2015 Qtr 1: 0.5; 2015 Qtr 2: 0.5; 2015 Qtr 3: 0.5; 2015 Qtr 4: 0.5 | 2
0000_TotalPortfolio | 402201-Lighting - Interior Linear Fluorescent Fixture <=64 watts replacing <=100 Watts | WPSDGENRLG0044-Rev05-Msr006 | System | Commercial | NON_res:DEER:Indoor_Non-CFL_Ltg | TRUE |  |  | Fixture | ROB | 145 | 10 | 0 | 0 | 0 | 135 | 115.2076 |  | kWh | 0.028588 | -0.36233 | Commercial |  | Winter Only | [6 empty] | Small Boilers (<100 MMBtu/hr Heat Input):Uncontrolled | 15 | 0.7 | 0.7 | 0.7 |  |  | 0.78 | [7 empty] | 0% | 0% | 0% | 0 | 0 | 51 | 0 | 0 | 0 | 0 | 0 | 0 | 0 | 0 | 2013 Qtr 1: 0; 2013 Qtr 2: 0; 2013 Qtr 3: 0; 2013 Qtr 4: 0; 2014 Qtr 1: 0; 2014 Qtr 2: 0; 2014 Qtr 3: 0; 2014 Qtr 4: 0; 2015 Qtr 1: 12.75; 2015 Qtr 2: 12.75; 2015 Qtr 3: 12.75; 2015 Qtr 4: 12.75 | 51
0000_TotalPortfolio | 402202-Lighting - Interior Linear Fluorescent Fixture 245-360 watts replacing 400 Watts (Tier 2) | WPSDGENRLG0044-Rev05-Msr003 | System | Commercial | NON_res:DEER:Indoor_Non-CFL_Ltg | TRUE |  |  | Fixture | ROB | 275.51 | 45 | 0 | 0 | 0 | 230.51 | 373.552 |  | kWh | 0.092696 | -1.1748 | Commercial |  | Winter Only | [6 empty] | Small Boilers (<100 MMBtu/hr Heat Input):Uncontrolled | 15 | 0.7 | 0.7 | 0.7 |  |  | 1.04 | [7 empty] | 0% | 0% | 0% | 0 | 0 | 11 | 0 | 0 | 0 | 0 | 0 | 0 | 0 | 0 | 2013 Qtr 1: 0; 2013 Qtr 2: 0; 2013 Qtr 3: 0; 2013 Qtr 4: 0; 2014 Qtr 1: 0; 2014 Qtr 2: 0; 2014 Qtr 3: 0; 2014 Qtr 4: 0; 2015 Qtr 1: 2.75; 2015 Qtr 2: 2.75; 2015 Qtr 3: 2.75; 2015 Qtr 4: 2.75 | 11
0000_TotalPortfolio | 402207-Lighting - Interior Pulse Start/Ceramic Metal Halide Fixtures <=70 watts | WPSDGENRLG0002-Rev05-Msr001 | System | Commercial | NON_res:DEER:Indoor_Non-CFL_Ltg | TRUE |  |  | Fixture | ROB | 270 | 5 | 0 | 0 | 0 | 265 | 62.8405 |  | kWh | 0.015594 | -0.19763 | Commercial |  | Winter Only | [6 empty] | Small Boilers (<100 MMBtu/hr Heat Input):Uncontrolled | 15 | 0.6 | 0.6 | 0.6 | [10 empty] | 0% | 0% | 0% | 0 | 0 | 2 | 0 | 0 | 0 | 0 | 0 | 0 | 0 | 0 | 2013 Qtr 1: 0; 2013 Qtr 2: 0; 2013 Qtr 3: 0; 2013 Qtr 4: 0; 2014 Qtr 1: 0; 2014 Qtr 2: 0; 2014 Qtr 3: 0; 2014 Qtr 4: 0; 2015 Qtr 1: 0.5; 2015 Qtr 2: 0.5; 2015 Qtr 3: 0.5; 2015 Qtr 4: 0.5 | 2
0000_TotalPortfolio | 402221-Lighting - T8 to 4ft 25 Watt Lamp | WPSDGENRLG0120-Rev05-Msr001 | System | Commercial | NON_res:DEER:Indoor_CFL_Ltg | TRUE |  |  | Lamp | ROB | 2 | 1.5 | 0 | 0 | 0 | 0.5 | 24.438 |  | kWh | 0.0060642 | -0.076858 | Commercial |  | Winter Only | [6 empty] | Small Boilers (<100 MMBtu/hr Heat Input):Uncontrolled | 15 | 0.6 | 0.6 | 0.6 |  |  | 0.78 | [7 empty] | 0% | 0% | 0% | 0 | 0 | 5162 | 0 | 0 | 0 | 0 | 0 | 0 | 0 | 0 | 2013 Qtr 1: 0; 2013 Qtr 2: 0; 2013 Qtr 3: 0; 2013 Qtr 4: 0; 2014 Qtr 1: 0; 2014 Qtr 2: 0; 2014 Qtr 3: 0; 2014 Qtr 4: 0; 2015 Qtr 1: 1290.5; 2015 Qtr 2: 1290.5; 2015 Qtr 3: 1290.5; 2015 Qtr 4: 1290.5 | 5162
0000_TotalPortfolio | 402222-Lighting - T8 to 4ft 28 Watt Lamp | WPSDGENRLG0120-Rev05-Msr002 | System | Commercial | NON_res:DEER:Indoor_CFL_Ltg | TRUE |  |  | Lamp | ROB | 2 | 1 | 0 | 0 | 0 | 1 | 10.4734 |  | kWh | 0.0025989 | -0.032939 | Commercial |  | Winter Only | [6 empty] | Small Boilers (<100 MMBtu/hr Heat Input):Uncontrolled | 15 | 0.6 | 0.6 | 0.6 |  |  | 0.78 | [7 empty] | 0% | 0% | 0% | 0 | 0 | 4690 | 0 | 0 | 0 | 0 | 0 | 0 | 0 | 0 | 2013 Qtr 1: 0; 2013 Qtr 2: 0; 2013 Qtr 3: 0; 2013 Qtr 4: 0; 2014 Qtr 1: 0; 2014 Qtr 2: 0; 2014 Qtr 3: 0; 2014 Qtr 4: 0; 2015 Qtr 1: 1172.5; 2015 Qtr 2: 1172.5; 2015 Qtr 3: 1172.5; 2015 Qtr 4: 1172.5 | 4690
0000_TotalPortfolio | 402244-Pipe Insulation - Hot Water Applic. >=1 in. | WPSDGENRWH1202-Rev01-Msr002 | System | Commercial | 35-OTI-OtherIndustrial-PROC_OTH | TRUE |  |  | linear ft | RET | 5.22 | 2 | 0 | 0 | 0 | 3.22 | 0 |  | kWh | 0 | 6.428 | Commercial |  | Annual | [6 empty] | Small Boilers (<100 MMBtu/hr Heat Input):Uncontrolled | 11 | 0.6 | 0.6 | 0.6 | [10 empty] | 0% | 0% | 0% | 0 | 0 | 66 | 0 | 0 | 0 | 0 | 0 | 0 | 0 | 0 | 2013 Qtr 1: 0; 2013 Qtr 2: 0; 2013 Qtr 3: 0; 2013 Qtr 4: 0; 2014 Qtr 1: 0; 2014 Qtr 2: 0; 2014 Qtr 3: 0; 2014 Qtr 4: 0; 2015 Qtr 1: 16.5; 2015 Qtr 2: 16.5; 2015 Qtr 3: 16.5; 2015 Qtr 4: 16.5 | 66
0000_TotalPortfolio | 402246-Pipe Insulation - Low Pressure (<=15 psi) Steam Applic. >=1 in. | WPSDGENRWH1202-Rev01-Msr004 | System | Commercial | 35-OTI-OtherIndustrial-PROC_OTH | TRUE |  |  | linear ft | RET | 5.22 | 3 | 0 | 0 | 0 | 2.22 | 0 |  | kWh | 0 | 11.0039 | Commercial |  | Annual | [6 empty] | Small Boilers (<100 MMBtu/hr Heat Input):Uncontrolled | 11 | 0.6 | 0.6 | 0.6 | [10 empty] | 0% | 0% | 0% | 0 | 0 | 186 | 0 | 0 | 0 | 0 | 0 | 0 | 0 | 0 | 2013 Qtr 1: 0; 2013 Qtr 2: 0; 2013 Qtr 3: 0; 2013 Qtr 4: 0; 2014 Qtr 1: 0; 2014 Qtr 2: 0; 2014 Qtr 3: 0; 2014 Qtr 4: 0; 2015 Qtr 1: 46.5; 2015 Qtr 2: 46.5; 2015 Qtr 3: 46.5; 2015 Qtr 4: 46.5 | 186
0000_TotalPortfolio | 402255-Refrigeration - Anti-Sweat Heater Controls | WPSDGENRRN0009-Rev00-Msr001 | System | Commercial | 01-ALC-AllCommercial-Refrig | TRUE |  |  | Linear ft | RET | 34 | 25 | 0 | 0 | 0 | 9 | 270 |  | kWh | 0.004128 | 0 | Commercial |  | Winter Only | [6 empty] | Small Boilers (<100 MMBtu/hr Heat Input):Uncontrolled | 12 | 0.6 | 0.6 | 0.6 | [10 empty] | 0% | 0% | 0% | 0 | 0 | 10 | 0 | 0 | 0 | 0 | 0 | 0 | 0 | 0 | 2013 Qtr 1: 0; 2013 Qtr 2: 0; 2013 Qtr 3: 0; 2013 Qtr 4: 0; 2014 Qtr 1: 0; 2014 Qtr 2: 0; 2014 Qtr 3: 0; 2014 Qtr 4: 0; 2015 Qtr 1: 2.5; 2015 Qtr 2: 2.5; 2015 Qtr 3: 2.5; 2015 Qtr 4: 2.5 | 10
0000_TotalPortfolio | 402256-Refrigeration - Food Service -Evaporator Fan Controller for Walk-In Coolers | WPSDGENRRN0011-Rev00-Msr001 | System | Commercial | 01-ALC-AllCommercial-Refrig | TRUE |  |  | Motor | RET | 323.5 | 75 | 0 | 0 | 0 | 248.5 | 1185.879 |  | kWh | 0.16296 | 0 | Commercial |  | Winter Only | [6 empty] | Small Boilers (<100 MMBtu/hr Heat Input):Uncontrolled | 16 | 0.6 | 0.6 | 0.6 | [10 empty] | 0% | 0% | 0% | 0 | 0 | 2 | 0 | 0 | 0 | 0 | 0 | 0 | 0 | 0 | 2013 Qtr 1: 0; 2013 Qtr 2: 0; 2013 Qtr 3: 0; 2013 Qtr 4: 0; 2014 Qtr 1: 0; 2014 Qtr 2: 0; 2014 Qtr 3: 0; 2014 Qtr 4: 0; 2015 Qtr 1: 0.5; 2015 Qtr 2: 0.5; 2015 Qtr 3: 0.5; 2015 Qtr 4: 0.5 | 2
0000_TotalPortfolio | 402257-Lighting - Exterior LED Fixtures <=130 watts | WPSDGENRLG0181-Rev01-Msr003 | System | Commercial | NON_res:DEER:Indoor_Non-CFL_Ltg | TRUE |  |  | linear ft | ROB | 1472 | 80 | 0 | 0 | 0 | 1392 | 208.25 |  | kWh | 0 | 0 | Commercial |  | Winter Only | [6 empty] | Small Boilers (<100 MMBtu/hr Heat Input):Uncontrolled | 16 | 0.6 | 0.6 | 0.6 | [10 empty] | 0% | 0% | 0% | 0 | 0 | 22 | 0 | 0 | 0 | 0 | 0 | 0 | 0 | 0 | 2013 Qtr 1: 0; 2013 Qtr 2: 0; 2013 Qtr 3: 0; 2013 Qtr 4: 0; 2014 Qtr 1: 0; 2014 Qtr 2: 0; 2014 Qtr 3: 0; 2014 Qtr 4: 0; 2015 Qtr 1: 5.5; 2015 Qtr 2: 5.5; 2015 Qtr 3: 5.5; 2015 Qtr 4: 5.5 | 22
0000_TotalPortfolio | 402258-Lighting - Exterior LED Fixtures <=110 watts | WPSDGENRLG0181-Rev01-Msr002 | System | Commercial | NON_res:DEER:Indoor_Non-CFL_Ltg | TRUE |  |  | linear ft | ROB | 1056 | 80 | 0 | 0 | 0 | 976 | 166.6 |  | kWh | 0 | 0 | Commercial |  | Winter Only | [6 empty] | Small Boilers (<100 MMBtu/hr Heat Input):Uncontrolled | 16 | 0.85 | 0.85 | 0.85 | [10 empty] | 0% | 0% | 0% | 0 | 0 | 48 | 0 | 0 | 0 | 0 | 0 | 0 | 0 | 0 | 2013 Qtr 1: 0; 2013 Qtr 2: 0; 2013 Qtr 3: 0; 2013 Qtr 4: 0; 2014 Qtr 1: 0; 2014 Qtr 2: 0; 2014 Qtr 3: 0; 2014 Qtr 4: 0; 2015 Qtr 1: 12; 2015 Qtr 2: 12; 2015 Qtr 3: 12; 2015 Qtr 4: 12 | 48
0000_TotalPortfolio | 402259-Lighting - Exterior LED Fixtures <=192watts | WPSDGENRLG0181-Rev01-Msr004 | System | Commercial | NON_res:DEER:Indoor_Non-CFL_Ltg | TRUE |  |  | linear ft | ROB | 1672 | 125 | 0 | 0 | 0 | 1547 | 241.57 |  | kWh | 0 | 0 | Commercial |  | Winter Only | [6 empty] | Small Boilers (<100 MMBtu/hr Heat Input):Uncontrolled | 16 | 0.85 | 0.85 | 0.85 | [10 empty] | 0% | 0% | 0% | 0 | 0 | 131 | 0 | 0 | 0 | 0 | 0 | 0 | 0 | 0 | 2013 Qtr 1: 0; 2013 Qtr 2: 0; 2013 Qtr 3: 0; 2013 Qtr 4: 0; 2014 Qtr 1: 0; 2014 Qtr 2: 0; 2014 Qtr 3: 0; 2014 Qtr 4: 0; 2015 Qtr 1: 32.75; 2015 Qtr 2: 32.75; 2015 Qtr 3: 32.75; 2015 Qtr 4: 32.75 | 131
0000_TotalPortfolio | 402260-Lighting - Exterior LED Fixtures <=350 watts | WPSDGENRLG0181-Rev01-Msr005 | System | Commercial | NON_res:DEER:Indoor_Non-CFL_Ltg | TRUE |  |  | linear ft | ROB | 2020 | 125 | 0 | 0 | 0 | 1895 | 208.25 |  | kWh | 0 | 0 | Commercial |  | Winter Only | [6 empty] | Small Boilers (<100 MMBtu/hr Heat Input):Uncontrolled | 16 | 0.85 | 0.85 | 0.85 | [10 empty] | 0% | 0% | 0% | 0 | 0 | 3 | 0 | 0 | 0 | 0 | 0 | 0 | 0 | 0 | 2013 Qtr 1: 0; 2013 Qtr 2: 0; 2013 Qtr 3: 0; 2013 Qtr 4: 0; 2014 Qtr 1: 0; 2014 Qtr 2: 0; 2014 Qtr 3: 0; 2014 Qtr 4: 0; 2015 Qtr 1: 0.75; 2015 Qtr 2: 0.75; 2015 Qtr 3: 0.75; 2015 Qtr 4: 0.75 | 3
0000_TotalPortfolio | 402261-Lighting - Exterior LED Fixtures <=80 watts | WPSDGENRLG0181-Rev01-Msr001 | System | Commercial | NON_res:DEER:Indoor_Non-CFL_Ltg | TRUE |  |  | linear ft | ROB | 822 | 50 | 0 | 0 | 0 | 772 | 124.95 |  | kWh | 0 | 0 | Commercial |  | Winter Only | [6 empty] | Small Boilers (<100 MMBtu/hr Heat Input):Uncontrolled | 16 | 0.85 | 0.85 | 0.85 | [10 empty] | 0% | 0% | 0% | 0 | 0 | 71 | 0 | 0 | 0 | 0 | 0 | 0 | 0 | 0 | 2013 Qtr 1: 0; 2013 Qtr 2: 0; 2013 Qtr 3: 0; 2013 Qtr 4: 0; 2014 Qtr 1: 0; 2014 Qtr 2: 0; 2014 Qtr 3: 0; 2014 Qtr 4: 0; 2015 Qtr 1: 17.75; 2015 Qtr 2: 17.75; 2015 Qtr 3: 17.75; 2015 Qtr 4: 17.75 | 71
0000_TotalPortfolio | 402262-Lighting - Interior LED Fixtures <=110 watts | WPSDGENRLG0080-Rev02-Msr001 | System | Commercial | NON_res:DEER:Indoor_Non-CFL_Ltg | TRUE |  |  | Fixture | ROB | 1524 | 85 | 0 | 0 | 0 | 1439 | 516.6887 |  | kWh | 0.12821 | -1.625 | Commercial |  | Winter Only | [6 empty] | Small Boilers (<100 MMBtu/hr Heat Input):Uncontrolled | 16 | 0.6 | 0.6 | 0.6 | [10 empty] | 0% | 0% | 0% | 0 | 0 | 16 | 0 | 0 | 0 | 0 | 0 | 0 | 0 | 0 | 2013 Qtr 1: 0; 2013 Qtr 2: 0; 2013 Qtr 3: 0; 2013 Qtr 4: 0; 2014 Qtr 1: 0; 2014 Qtr 2: 0; 2014 Qtr 3: 0; 2014 Qtr 4: 0; 2015 Qtr 1: 4; 2015 Qtr 2: 4; 2015 Qtr 3: 4; 2015 Qtr 4: 4 | 16
0000_TotalPortfolio | 402266-Lighting - LED System <=15 watts Surface/Pendant/Recessed Down Lighting | WPSDGENRLG0196-Rev03-Msr001 | System | Commercial | NON_res:DEER:Indoor_Non-CFL_Ltg | TRUE |  |  | Fixture | ROB | 208 | 20 | 0 | 0 | 0 | 188 | 98.3578 |  | kWh | 0.021854 | -0.29109 | Commercial |  | Winter Only | [6 empty] | Small Boilers (<100 MMBtu/hr Heat Input):Uncontrolled | 16 | 0.85 | 0.85 | 0.85 | [10 empty] | 0% | 0% | 0% | 0 | 0 | 137 | 0 | 0 | 0 | 0 | 0 | 0 | 0 | 0 | 2013 Qtr 1: 0; 2013 Qtr 2: 0; 2013 Qtr 3: 0; 2013 Qtr 4: 0; 2014 Qtr 1: 0; 2014 Qtr 2: 0; 2014 Qtr 3: 0; 2014 Qtr 4: 0; 2015 Qtr 1: 34.25; 2015 Qtr 2: 34.25; 2015 Qtr 3: 34.25; 2015 Qtr 4: 34.25 | 137
0000_TotalPortfolio | 402269-Lighting - Linear LED Systems (T8 Basecase) | WPSDGENRLG0081-Rev03-Msr001 | System | Commercial | NON_res:DEER:Indoor_Non-CFL_Ltg | TRUE |  |  | linear ft | ROB | 38 | 12 | 0 | 0 | 0 | 26 | 1.7456 |  | kWh | 0.00043316 | -0.0054899 | Commercial |  | Winter Only | [6 empty] | Small Boilers (<100 MMBtu/hr Heat Input):Uncontrolled | 16 | 0.85 | 0.85 | 0.85 | [10 empty] | 0% | 0% | 0% | 0 | 0 | 33 | 0 | 0 | 0 | 0 | 0 | 0 | 0 | 0 | 2013 Qtr 1: 0; 2013 Qtr 2: 0; 2013 Qtr 3: 0; 2013 Qtr 4: 0; 2014 Qtr 1: 0; 2014 Qtr 2: 0; 2014 Qtr 3: 0; 2014 Qtr 4: 0; 2015 Qtr 1: 8.25; 2015 Qtr 2: 8.25; 2015 Qtr 3: 8.25; 2015 Qtr 4: 8.25 | 33
0000_TotalPortfolio | 402270-Lighting - Premium Tier 5' Case Door | WPSDGENRLG0082-Rev01-Msr001 | System | Commercial | NON_res:DEER:Indoor_Non-CFL_Ltg | TRUE |  |  | Door | ROB | 254 | 65 | 0 | 0 | 0 | 189 | 333 |  | kWh | 0.051 | 0 | Commercial |  | Winter Only | [6 empty] | Small Boilers (<100 MMBtu/hr Heat Input):Uncontrolled | 8 | 0.85 | 0.85 | 0.85 | [10 empty] | 0% | 0% | 0% | 0 | 0 | 16 | 0 | 0 | 0 | 0 | 0 | 0 | 0 | 0 | 2013 Qtr 1: 0; 2013 Qtr 2: 0; 2013 Qtr 3: 0; 2013 Qtr 4: 0; 2014 Qtr 1: 0; 2014 Qtr 2: 0; 2014 Qtr 3: 0; 2014 Qtr 4: 0; 2015 Qtr 1: 4; 2015 Qtr 2: 4; 2015 Qtr 3: 4; 2015 Qtr 4: 4 | 16
0000_TotalPortfolio | 402271-Lighting - Premium Tier 6' Case Door | WPSDGENRLG0082-Rev01-Msr003 | System | Commercial | NON_res:DEER:Indoor_Non-CFL_Ltg | TRUE |  |  | Door | ROB | 299 | 100 | 0 | 0 | 0 | 199 | 577 |  | kWh | 0.088 | 0 | Commercial |  | Winter Only | [6 empty] | Small Boilers (<100 MMBtu/hr Heat Input):Uncontrolled | 8 | 0.85 | 0.85 | 0.85 | [10 empty] | 0% | 0% | 0% | 0 | 0 | 41 | 0 | 0 | 0 | 0 | 0 | 0 | 0 | 0 | 2013 Qtr 1: 0; 2013 Qtr 2: 0; 2013 Qtr 3: 0; 2013 Qtr 4: 0; 2014 Qtr 1: 0; 2014 Qtr 2: 0; 2014 Qtr 3: 0; 2014 Qtr 4: 0; 2015 Qtr 1: 10.25; 2015 Qtr 2: 10.25; 2015 Qtr 3: 10.25; 2015 Qtr 4: 10.25 | 41
0000_TotalPortfolio | 402273-Lighting - Standard Tier 5' Case Door | WPSDGENRLG0082-Rev01-Msr002 | System | Commercial | NON_res:DEER:Indoor_Non-CFL_Ltg | TRUE |  |  | Door | ROB | 229 | 45 | 0 | 0 | 0 | 184 | 227 |  | kWh | 0.035 | 0 | Commercial |  | Winter Only | [6 empty] | Small Boilers (<100 MMBtu/hr Heat Input):Uncontrolled | 8 | 0.6 | 0.6 | 0.6 | [10 empty] | 0% | 0% | 0% | 0 | 0 | 3 | 0 | 0 | 0 | 0 | 0 | 0 | 0 | 0 | 2013 Qtr 1: 0; 2013 Qtr 2: 0; 2013 Qtr 3: 0; 2013 Qtr 4: 0; 2014 Qtr 1: 0; 2014 Qtr 2: 0; 2014 Qtr 3: 0; 2014 Qtr 4: 0; 2015 Qtr 1: 0.75; 2015 Qtr 2: 0.75; 2015 Qtr 3: 0.75; 2015 Qtr 4: 0.75 | 3
0000_TotalPortfolio | 402402-Heating - Greenhouse Heat Curtain | Grnhs-Shell-ThermCurt | System | Commercial | NON_res:DEER:HVAC_Split-Package_AC | TRUE |  |  | Sqft | RET | 0.49 | 0.2 | 0 | 0 | 0 | 0.29 | 0.083 |  | kWh | 0 | 0.195 | Commercial |  | Winter Only |  | 0.49 |  |  |  |  | Small Boilers (<100 MMBtu/hr Heat Input):Uncontrolled | 5 | 0.46 | 0.46 | 0.46 | [10 empty] | 0% | 0% | 0% | 0 | 0 | 1355 | 0 | 0 | 0 | 0 | 0 | 0 | 0 | 0 | 2013 Qtr 1: 0; 2013 Qtr 2: 0; 2013 Qtr 3: 0; 2013 Qtr 4: 0; 2014 Qtr 1: 0; 2014 Qtr 2: 0; 2014 Qtr 3: 0; 2014 Qtr 4: 0; 2015 Qtr 1: 338.75; 2015 Qtr 2: 338.75; 2015 Qtr 3: 338.75; 2015 Qtr 4: 338.75 | 1355
0000_TotalPortfolio | 402403-Heating - Infrared Film for Greenhouse | Grnhs-Shell-Tcurt_to_LIR_Tcurt | System | Commercial | NON_res:DEER:HVAC_Split-Package_AC | TRUE |  |  | Sqft | RET | 0.05 | 0.05 | 0 | 0 | 0 | 0 | 0.007 |  | kWh | 0 | 0.103 | Commercial |  | Winter Only |  | 0.05 |  |  |  |  | Small Boilers (<100 MMBtu/hr Heat Input):Uncontrolled | 5 | 0.46 | 0.46 | 0.46 | [10 empty] | 0% | 0% | 0% | 0 | 0 | 27195 | 0 | 0 | 0 | 0 | 0 | 0 | 0 | 0 | 2013 Qtr 1: 0; 2013 Qtr 2: 0; 2013 Qtr 3: 0; 2013 Qtr 4: 0; 2014 Qtr 1: 0; 2014 Qtr 2: 0; 2014 Qtr 3: 0; 2014 Qtr 4: 0; 2015 Qtr 1: 6798.75; 2015 Qtr 2: 6798.75; 2015 Qtr 3: 6798.75; 2015 Qtr 4: 6798.75 | 27195
0000_TotalPortfolio | 402411-Lighting - Remove 4 Ft T-8 (De-Lamp 32W) | WPSDGENRLG0022-Rev04-Msr003 | System | Commercial | NON_res:DEER:Indoor_CFL_Ltg | TRUE |  |  | Lamp | ROB | 25.86 | 4 | 0 | 0 | 0 | 21.86 | 104.7342 |  | kWh | 0.025989 | -0.32939 | Commercial |  | Winter Only | [6 empty] | Small Boilers (<100 MMBtu/hr Heat Input):Uncontrolled | 15 | 0.6 | 0.6 | 0.6 | [10 empty] | 0% | 0% | 0% | 0 | 0 | 350 | 0 | 0 | 0 | 0 | 0 | 0 | 0 | 0 | 2013 Qtr 1: 0; 2013 Qtr 2: 0; 2013 Qtr 3: 0; 2013 Qtr 4: 0; 2014 Qtr 1: 0; 2014 Qtr 2: 0; 2014 Qtr 3: 0; 2014 Qtr 4: 0; 2015 Qtr 1: 87.5; 2015 Qtr 2: 87.5; 2015 Qtr 3: 87.5; 2015 Qtr 4: 87.5 | 350
0000_TotalPortfolio | 402422-LED MR16 Up to 6 watt Interior LED Integral Lamp | WPSDGENRLG0106-Rev03-Msr001 | System | Commercial | NON_res:DEER:Indoor_CFL_Ltg | TRUE |  |  | Lamp | ROB | 15.07 | 5 | 0 | 0 | 0 | 10.07 | 32.9668 |  | kWh | 0.0073249 | -0.097565 | Commercial |  | Winter Only | [6 empty] | Small Boilers (<100 MMBtu/hr Heat Input):Uncontrolled | 8 | 0.6 | 0.6 | 0.6 | [10 empty] | 0% | 0% | 0% | 0 | 0 | 154 | 0 | 0 | 0 | 0 | 0 | 0 | 0 | 0 | 2013 Qtr 1: 0; 2013 Qtr 2: 0; 2013 Qtr 3: 0; 2013 Qtr 4: 0; 2014 Qtr 1: 0; 2014 Qtr 2: 0; 2014 Qtr 3: 0; 2014 Qtr 4: 0; 2015 Qtr 1: 38.5; 2015 Qtr 2: 38.5; 2015 Qtr 3: 38.5; 2015 Qtr 4: 38.5 | 154
0000_TotalPortfolio | 402423-LED MR16 7 -10 watt Interior lamp | WPSDGENRLG0106-Rev03-Msr002 | System | Commercial | NON_res:DEER:Indoor_CFL_Ltg | TRUE |  |  | Lamp | ROB | 21.31 | 12.5 | 0 | 0 | 0 | 8.81 | 77.9829 |  | kWh | 0.016677 | -0.19496 | Commercial |  | Winter Only | [6 empty] | Small Boilers (<100 MMBtu/hr Heat Input):Uncontrolled | 8 | 0.85 | 0.85 | 0.85 | [10 empty] | 0% | 0% | 0% | 0 | 0 | 260 | 0 | 0 | 0 | 0 | 0 | 0 | 0 | 0 | 2013 Qtr 1: 0; 2013 Qtr 2: 0; 2013 Qtr 3: 0; 2013 Qtr 4: 0; 2014 Qtr 1: 0; 2014 Qtr 2: 0; 2014 Qtr 3: 0; 2014 Qtr 4: 0; 2015 Qtr 1: 65; 2015 Qtr 2: 65; 2015 Qtr 3: 65; 2015 Qtr 4: 65 | 260
0000_TotalPortfolio | 402424-LED Integral PAR-20 lamp Up to 10 watt Interior | WPSDGENRLG0106-Rev03-Msr003 | System | Commercial | NON_res:DEER:Indoor_CFL_Ltg | TRUE |  |  | Lamp | ROB | 24.44 | 12.5 | 0 | 0 | 0 | 11.94 | 75.2946 |  | kWh | 0.01673 | -0.22283 | Commercial |  | Winter Only | [6 empty] | Small Boilers (<100 MMBtu/hr Heat Input):Uncontrolled | 6.6979 | 0.85 | 0.85 | 0.85 | [10 empty] | 0% | 0% | 0% | 0 | 0 | 157 | 0 | 0 | 0 | 0 | 0 | 0 | 0 | 0 | 2013 Qtr 1: 0; 2013 Qtr 2: 0; 2013 Qtr 3: 0; 2013 Qtr 4: 0; 2014 Qtr 1: 0; 2014 Qtr 2: 0; 2014 Qtr 3: 0; 2014 Qtr 4: 0; 2015 Qtr 1: 39.25; 2015 Qtr 2: 39.25; 2015 Qtr 3: 39.25; 2015 Qtr 4: 39.25 | 157
0000_TotalPortfolio | 402425-LED Integral PAR-30 lamp Up to 15 watt Interior | WPSDGENRLG0106-Rev03-Msr004 | System | Commercial | NON_res:DEER:Indoor_CFL_Ltg | TRUE |  |  | Lamp | ROB | 35.25 | 7.5 | 0 | 0 | 0 | 27.75 | 49.2468 |  | kWh | 0.010942 | -0.14575 | Commercial |  | Winter Only | [6 empty] | Small Boilers (<100 MMBtu/hr Heat Input):Uncontrolled | 16 | 0.85 | 0.85 | 0.85 | [10 empty] | 0% | 0% | 0% | 0 | 0 | 387 | 0 | 0 | 0 | 0 | 0 | 0 | 0 | 0 | 2013 Qtr 1: 0; 2013 Qtr 2: 0; 2013 Qtr 3: 0; 2013 Qtr 4: 0; 2014 Qtr 1: 0; 2014 Qtr 2: 0; 2014 Qtr 3: 0; 2014 Qtr 4: 0; 2015 Qtr 1: 96.75; 2015 Qtr 2: 96.75; 2015 Qtr 3: 96.75; 2015 Qtr 4: 96.75 | 387
0000_TotalPortfolio | 402426-LED Integral PAR30 lamp 16-21watt | WPSDGENRLG0106-Rev03-Msr005 | System | Commercial | NON_res:DEER:Indoor_CFL_Ltg | TRUE |  |  | Lamp | ROB | 26.91 | 17.5 | 0 | 0 | 0 | 9.41 | 131.3247 |  | kWh | 0.029179 | -0.38866 | Commercial |  | Winter Only | [6 empty] | Small Boilers (<100 MMBtu/hr Heat Input):Uncontrolled | 16 | 0.85 | 0.85 | 0.85 | [10 empty] | 0% | 0% | 0% | 0 | 0 | 54 | 0 | 0 | 0 | 0 | 0 | 0 | 0 | 0 | 2013 Qtr 1: 0; 2013 Qtr 2: 0; 2013 Qtr 3: 0; 2013 Qtr 4: 0; 2014 Qtr 1: 0; 2014 Qtr 2: 0; 2014 Qtr 3: 0; 2014 Qtr 4: 0; 2015 Qtr 1: 13.5; 2015 Qtr 2: 13.5; 2015 Qtr 3: 13.5; 2015 Qtr 4: 13.5 | 54
0000_TotalPortfolio | 402427-LED Integral PAR38 lamp Up to 16 watt | WPSDGENRLG0106-Rev03-Msr006 | System | Commercial | NON_res:DEER:Indoor_CFL_Ltg | TRUE |  |  | Lamp | ROB | 35.17 | 10 | 0 | 0 | 0 | 25.17 | 66.7138 |  | kWh | 0.014823 | -0.19744 | Commercial |  | Winter Only | [6 empty] | Small Boilers (<100 MMBtu/hr Heat Input):Uncontrolled | 16 | 0.85 | 0.85 | 0.85 | [10 empty] | 0% | 0% | 0% | 0 | 0 | 75 | 0 | 0 | 0 | 0 | 0 | 0 | 0 | 0 | 2013 Qtr 1: 0; 2013 Qtr 2: 0; 2013 Qtr 3: 0; 2013 Qtr 4: 0; 2014 Qtr 1: 0; 2014 Qtr 2: 0; 2014 Qtr 3: 0; 2014 Qtr 4: 0; 2015 Qtr 1: 18.75; 2015 Qtr 2: 18.75; 2015 Qtr 3: 18.75; 2015 Qtr 4: 18.75 | 75
0000_TotalPortfolio | 402428-LED Integral PAR38 lamp 17-22 watt | WPSDGENRLG0106-Rev03-Msr007 | System | Commercial | NON_res:DEER:Indoor_CFL_Ltg | TRUE |  |  | Lamp | ROB | 36.38 | 20 | 0 | 0 | 0 | 16.38 | 162.0191 |  | kWh | 0.035999 | -0.4795 | Commercial |  | Winter Only | [6 empty] | Small Boilers (<100 MMBtu/hr Heat Input):Uncontrolled | 16 | 0.85 | 0.85 | 0.85 | [10 empty] | 0% | 0% | 0% | 0 | 0 | 890 | 0 | 0 | 0 | 0 | 0 | 0 | 0 | 0 | 2013 Qtr 1: 0; 2013 Qtr 2: 0; 2013 Qtr 3: 0; 2013 Qtr 4: 0; 2014 Qtr 1: 0; 2014 Qtr 2: 0; 2014 Qtr 3: 0; 2014 Qtr 4: 0; 2015 Qtr 1: 222.5; 2015 Qtr 2: 222.5; 2015 Qtr 3: 222.5; 2015 Qtr 4: 222.5 | 890
0000_TotalPortfolio | 402429-LED Integral PAR38 lamp 23-25 watt | WPSDGENRLG0106-Rev03-Msr008 | System | Commercial | NON_res:DEER:Indoor_CFL_Ltg | TRUE |  |  | Lamp | ROB | 46.13 | 20 | 0 | 0 | 0 | 26.13 | 219.2023 |  | kWh | 0.048705 | -0.64873 | Commercial |  | Winter Only | [6 empty] | Small Boilers (<100 MMBtu/hr Heat Input):Uncontrolled | 16 | 0.85 | 0.85 | 0.85 | [10 empty] | 0% | 0% | 0% | 0 | 0 | 11 | 0 | 0 | 0 | 0 | 0 | 0 | 0 | 0 | 2013 Qtr 1: 0; 2013 Qtr 2: 0; 2013 Qtr 3: 0; 2013 Qtr 4: 0; 2014 Qtr 1: 0; 2014 Qtr 2: 0; 2014 Qtr 3: 0; 2014 Qtr 4: 0; 2015 Qtr 1: 2.75; 2015 Qtr 2: 2.75; 2015 Qtr 3: 2.75; 2015 Qtr 4: 2.75 | 11
0000_TotalPortfolio | 461831-LED Integral Candelabra lamp Up to 4 watt | WPSDGENRLG0106-Rev03-Msr011 | System | Commercial | NON_res:DEER:Indoor_CFL_Ltg | TRUE |  |  | Lamp | ROB | 13.99 | 5 | 0 | 0 | 0 | 8.99 | 64.6109 |  | kWh | 0.014356 | -0.19122 | Commercial |  | Winter Only | [6 empty] | Small Boilers (<100 MMBtu/hr Heat Input):Uncontrolled | 16 | 0.85 | 0.85 | 0.85 | [10 empty] | 0% | 0% | 0% | 0 | 0 | 389 | 0 | 0 | 0 | 0 | 0 | 0 | 0 | 0 | 2013 Qtr 1: 0; 2013 Qtr 2: 0; 2013 Qtr 3: 0; 2013 Qtr 4: 0; 2014 Qtr 1: 0; 2014 Qtr 2: 0; 2014 Qtr 3: 0; 2014 Qtr 4: 0; 2015 Qtr 1: 97.25; 2015 Qtr 2: 97.25; 2015 Qtr 3: 97.25; 2015 Qtr 4: 97.25 | 389
0000_TotalPortfolio | 461832-LED Integral A-lamp Up to 7 watt Interior | WPSDGENRLG0106-Rev03-Msr012 | System | Commercial | NON_res:DEER:Indoor_CFL_Ltg | TRUE |  |  | Lamp | ROB | 16.65 | 5 | 0 | 0 | 0 | 11.65 | 26.5905 |  | kWh | 0.0059082 | -0.078695 | Commercial |  | Winter Only | [6 empty] | Small Boilers (<100 MMBtu/hr Heat Input):Uncontrolled | 16 | 0.85 | 0.85 | 0.85 | [10 empty] | 0% | 0% | 0% | 0 | 0 | 43 | 0 | 0 | 0 | 0 | 0 | 0 | 0 | 0 | 2013 Qtr 1: 0; 2013 Qtr 2: 0; 2013 Qtr 3: 0; 2013 Qtr 4: 0; 2014 Qtr 1: 0; 2014 Qtr 2: 0; 2014 Qtr 3: 0; 2014 Qtr 4: 0; 2015 Qtr 1: 10.75; 2015 Qtr 2: 10.75; 2015 Qtr 3: 10.75; 2015 Qtr 4: 10.75 | 43
0000_TotalPortfolio | 461833-LED Integral A-lamp 8-10 watt Interior | WPSDGENRLG0106-Rev03-Msr013 | System | Commercial | NON_res:DEER:Indoor_CFL_Ltg | TRUE |  |  | Lamp | ROB | 16.42 | 5 | 0 | 0 | 0 | 11.42 | 53.1811 |  | kWh | 0.011816 | -0.15739 | Commercial |  | Winter Only | [6 empty] | Small Boilers (<100 MMBtu/hr Heat Input):Uncontrolled | 16 | 0.85 | 0.85 | 0.85 | [10 empty] | 0% | 0% | 0% | 0 | 0 | 296 | 0 | 0 | 0 | 0 | 0 | 0 | 0 | 0 | 2013 Qtr 1: 0; 2013 Qtr 2: 0; 2013 Qtr 3: 0; 2013 Qtr 4: 0; 2014 Qtr 1: 0; 2014 Qtr 2: 0; 2014 Qtr 3: 0; 2014 Qtr 4: 0; 2015 Qtr 1: 74; 2015 Qtr 2: 74; 2015 Qtr 3: 74; 2015 Qtr 4: 74 | 296
0000_TotalPortfolio | 461834-LED Integral A-lamp Up to 11 watt Interior | WPSDGENRLG0106-Rev03-Msr014 | System | Commercial | NON_res:DEER:Indoor_CFL_Ltg | TRUE |  |  | Lamp | ROB | 15.95 | 15 | 0 | 0 | 0 | 0.95 | 73.124 |  | kWh | 0.016248 | -0.21641 | Commercial |  | Winter Only | [6 empty] | Small Boilers (<100 MMBtu/hr Heat Input):Uncontrolled | 16 | 0.85 | 0.85 | 0.85 | [10 empty] | 0% | 0% | 0% | 0 | 0 | 132 | 0 | 0 | 0 | 0 | 0 | 0 | 0 | 0 | 2013 Qtr 1: 0; 2013 Qtr 2: 0; 2013 Qtr 3: 0; 2013 Qtr 4: 0; 2014 Qtr 1: 0; 2014 Qtr 2: 0; 2014 Qtr 3: 0; 2014 Qtr 4: 0; 2015 Qtr 1: 33; 2015 Qtr 2: 33; 2015 Qtr 3: 33; 2015 Qtr 4: 33 | 132
0000_TotalPortfolio | 461835-LED Integral A-lamp 12-17 watt Interior | WPSDGENRLG0106-Rev03-Msr015 | System | Commercial | NON_res:DEER:Indoor_CFL_Ltg | TRUE |  |  | Lamp | ROB | 20.86 | 15 | 0 | 0 | 0 | 5.86 | 79.7716 |  | kWh | 0.017725 | -0.23608 | Commercial |  | Winter Only | [6 empty] | Small Boilers (<100 MMBtu/hr Heat Input):Uncontrolled | 16 | 0.85 | 0.85 | 0.85 | [10 empty] | 0% | 0% | 0% | 0 | 0 | 1022 | 0 | 0 | 0 | 0 | 0 | 0 | 0 | 0 | 2013 Qtr 1: 0; 2013 Qtr 2: 0; 2013 Qtr 3: 0; 2013 Qtr 4: 0; 2014 Qtr 1: 0; 2014 Qtr 2: 0; 2014 Qtr 3: 0; 2014 Qtr 4: 0; 2015 Qtr 1: 255.5; 2015 Qtr 2: 255.5; 2015 Qtr 3: 255.5; 2015 Qtr 4: 255.5 | 1022
0000_TotalPortfolio | 461836-LED Integral A-lamp 18-30 watt Interior | WPSDGENRLG0106-Rev03-Msr016 | System | Commercial | NON_res:DEER:Indoor_CFL_Ltg | TRUE |  |  | Lamp | ROB | 33.48 | 15 | 0 | 0 | 0 | 18.48 | 119.6574 |  | kWh | 0.026587 | -0.35413 | Commercial |  | Winter Only | [6 empty] | Small Boilers (<100 MMBtu/hr Heat Input):Uncontrolled | 16 | 0.85 | 0.85 | 0.85 | [10 empty] | 0% | 0% | 0% | 0 | 0 | 86 | 0 | 0 | 0 | 0 | 0 | 0 | 0 | 0 | 2013 Qtr 1: 0; 2013 Qtr 2: 0; 2013 Qtr 3: 0; 2013 Qtr 4: 0; 2014 Qtr 1: 0; 2014 Qtr 2: 0; 2014 Qtr 3: 0; 2014 Qtr 4: 0; 2015 Qtr 1: 21.5; 2015 Qtr 2: 21.5; 2015 Qtr 3: 21.5; 2015 Qtr 4: 21.5 | 86
0000_TotalPortfolio | 462659-Comp. Air | SDGECUSTOMFORECASTMEASURES2015-Rev00-Msr010 | System | Commercial | 35-OTI-OtherIndustrial-PROC_OTH | TRUE |  |  | Site | RET | 61277 | 21753.2 | 0 | 0 | 0 | 39523.8 | 1149359 |  | kWh | 0 | 0 | Commercial |  | Winter Only | [6 empty] | Small Boilers (<100 MMBtu/hr Heat Input):Uncontrolled | 15 | 0.6 | 0.6 | 0.6 |  |  |  | 0.9 | [6 empty] | 0% | 0% | 0% | 0 | 0 | 0.3 | 0 | 0 | 0 | 0 | 0 | 0 | 0 | 0 | 2013 Qtr 1: 0; 2013 Qtr 2: 0; 2013 Qtr 3: 0; 2013 Qtr 4: 0; 2014 Qtr 1: 0; 2014 Qtr 2: 0; 2014 Qtr 3: 0; 2014 Qtr 4: 0; 2015 Qtr 1: 0.075; 2015 Qtr 2: 0.075; 2015 Qtr 3: 0.075; 2015 Qtr 4: 0.075 | 0.3
0000_TotalPortfolio | 462660-Process Heat | SDGECUSTOMFORECASTMEASURES2015-Rev00-Msr011 | System | Commercial | 35-OTI-OtherIndustrial-PROC_OTH | TRUE |  |  | Site | RET | 54001.2111 | 23963.04 | 0 | 0 | 0 | 30038.1711 | 37014 |  | kWh | 4.95 | 12417 | Commercial |  | Annual | [6 empty] | Small Boilers (<100 MMBtu/hr Heat Input):Uncontrolled | 9.9259 | 0.6 | 0.6 | 0.6 |  |  |  | 0.9 | [6 empty] | 0% | 0% | 0% | 0 | 0 | 1 | 0 | 0 | 0 | 0 | 0 | 0 | 0 | 0 | 2013 Qtr 1: 0; 2013 Qtr 2: 0; 2013 Qtr 3: 0; 2013 Qtr 4: 0; 2014 Qtr 1: 0; 2014 Qtr 2: 0; 2014 Qtr 3: 0; 2014 Qtr 4: 0; 2015 Qtr 1: 0.25; 2015 Qtr 2: 0.25; 2015 Qtr 3: 0.25; 2015 Qtr 4: 0.25 | 1
0000_TotalPortfolio | 462661-ProcRefr | SDGECUSTOMFORECASTMEASURES2015-Rev00-Msr012 | System | Commercial | 35-OTI-OtherIndustrial-PROC_OTH | TRUE |  |  | Site | RET | 49408.25 | 35079.86 | 0 | 0 | 0 | 14328.39 | 105301 |  | kWh | 14.16 | 0 | Commercial |  | Winter Only | [6 empty] | Small Boilers (<100 MMBtu/hr Heat Input):Uncontrolled | 10.94 | 0.6 | 0.6 | 0.6 |  |  |  | 0.9 | [6 empty] | 0% | 0% | 0% | 0 | 0 | 0.25 | 0 | 0 | 0 | 0 | 0 | 0 | 0 | 0 | 2013 Qtr 1: 0; 2013 Qtr 2: 0; 2013 Qtr 3: 0; 2013 Qtr 4: 0; 2014 Qtr 1: 0; 2014 Qtr 2: 0; 2014 Qtr 3: 0; 2014 Qtr 4: 0; 2015 Qtr 1: 0.0625; 2015 Qtr 2: 0.0625; 2015 Qtr 3: 0.0625; 2015 Qtr 4: 0.0625 | 0.25
0000_TotalPortfolio | 462662-Swimming Pool Equimpent | SDGECUSTOMFORECASTMEASURES2015-Rev00-Msr013 | System | Commercial | 35-OTI-OtherIndustrial-PROC_OTH | TRUE |  |  | Site | ROB | 19827 | 7038.59 | 0 | 0 | 0 | 12788.41 | 49716 |  | kWh | 6.06 | 1792 | Commercial |  | Winter Only | [6 empty] | Small Boilers (<100 MMBtu/hr Heat Input):Uncontrolled | 13.25 | 0.6 | 0.6 | 0.6 |  |  |  | 0.9 | [6 empty] | 0% | 0% | 0% | 0 | 0 | 1 | 0 | 0 | 0 | 0 | 0 | 0 | 0 | 0 | 2013 Qtr 1: 0; 2013 Qtr 2: 0; 2013 Qtr 3: 0; 2013 Qtr 4: 0; 2014 Qtr 1: 0; 2014 Qtr 2: 0; 2014 Qtr 3: 0; 2014 Qtr 4: 0; 2015 Qtr 1: 0.25; 2015 Qtr 2: 0.25; 2015 Qtr 3: 0.25; 2015 Qtr 4: 0.25 | 1
0000_TotalPortfolio | 462663-Water Heating | SDGECUSTOMFORECASTMEASURES2015-Rev00-Msr014 | System | Commercial | 35-OTI-OtherIndustrial-PROC_OTH | TRUE |  |  | Site | ROB | 43262.0889 | 38395.1 | 0 | 0 | 0 | 4866.9889 | 1588 |  | kWh | 0 | 8652 | Commercial |  | Annual | [6 empty] | Small Boilers (<100 MMBtu/hr Heat Input):Uncontrolled | 17.4074 | 0.5 | 0.5 | 0.5 |  |  |  | 0.9 | [6 empty] | 0% | 0% | 0% | 0 | 0 | 0.45 | 0 | 0 | 0 | 0 | 0 | 0 | 0 | 0 | 2013 Qtr 1: 0; 2013 Qtr 2: 0; 2013 Qtr 3: 0; 2013 Qtr 4: 0; 2014 Qtr 1: 0; 2014 Qtr 2: 0; 2014 Qtr 3: 0; 2014 Qtr 4: 0; 2015 Qtr 1: 0.1125; 2015 Qtr 2: 0.1125; 2015 Qtr 3: 0.1125; 2015 Qtr 4: 0.1125 | 0.45
0000_TotalPortfolio | 462664-Pumping | SDGECUSTOMFORECASTMEASURES2015-Rev00-Msr015 | System | Commercial | 35-OTI-OtherIndustrial-PROC_OTH | TRUE |  |  | Site | ROB | 58136 | 20638.21 | 0 | 0 | 0 | 37497.79 | 89702 |  | kWh | 9.09 | 0 | Commercial |  | Winter Only | [6 empty] | Small Boilers (<100 MMBtu/hr Heat Input):Uncontrolled | 15 | 0.6 | 0.6 | 0.6 |  |  |  | 0.9 | [6 empty] | 0% | 0% | 0% | 0 | 0 | 0.45 | 0 | 0 | 0 | 0 | 0 | 0 | 0 | 0 | 2013 Qtr 1: 0; 2013 Qtr 2: 0; 2013 Qtr 3: 0; 2013 Qtr 4: 0; 2014 Qtr 1: 0; 2014 Qtr 2: 0; 2014 Qtr 3: 0; 2014 Qtr 4: 0; 2015 Qtr 1: 0.1125; 2015 Qtr 2: 0.1125; 2015 Qtr 3: 0.1125; 2015 Qtr 4: 0.1125 | 0.45
0000_TotalPortfolio | 462665-RetroComm | SDGECUSTOMFORECASTMEASURES2015-Rev00-Msr016 | System | Commercial | 35-OTI-OtherIndustrial-PROC_OTH | TRUE |  |  | Site | RET | 100632.2692 | 71448.91 | 0 | 0 | 0 | 29183.3592 | 154859 |  | kWh | 4.23 | 21718 | Commercial |  | Winter Only | [6 empty] | Small Boilers (<100 MMBtu/hr Heat Input):Uncontrolled | 11.9231 | 0.8 | 0.82 | 0.8 |  |  |  | 0.9 | [6 empty] | 0% | 0% | 0% | 0 | 0 | 0.6 | 0 | 0 | 0 | 0 | 0 | 0 | 0 | 0 | 2013 Qtr 1: 0; 2013 Qtr 2: 0; 2013 Qtr 3: 0; 2013 Qtr 4: 0; 2014 Qtr 1: 0; 2014 Qtr 2: 0; 2014 Qtr 3: 0; 2014 Qtr 4: 0; 2015 Qtr 1: 0.15; 2015 Qtr 2: 0.15; 2015 Qtr 3: 0.15; 2015 Qtr 4: 0.15 | 0.6
0000_TotalPortfolio | 462666-Lighting - Exterior | SDGECUSTOMFORECASTMEASURES2015-Rev00-Msr017 | System | Commercial | NON_res:DEER:Indoor_Non-CFL_Ltg | TRUE |  |  | Site | ROB | 17254 | 6125.2 | 0 | 0 | 0 | 11128.8 | 15953 |  | kWh | 1.83 | 0 | Commercial |  | Winter Only | [6 empty] | Small Boilers (<100 MMBtu/hr Heat Input):Uncontrolled | 13.9667 | 0.6 | 0.6 | 0.6 |  |  |  | 0.9 | [6 empty] | 0% | 0% | 0% | 0 | 0 | 1.5 | 0 | 0 | 0 | 0 | 0 | 0 | 0 | 0 | 2013 Qtr 1: 0; 2013 Qtr 2: 0; 2013 Qtr 3: 0; 2013 Qtr 4: 0; 2014 Qtr 1: 0; 2014 Qtr 2: 0; 2014 Qtr 3: 0; 2014 Qtr 4: 0; 2015 Qtr 1: 0.375; 2015 Qtr 2: 0.375; 2015 Qtr 3: 0.375; 2015 Qtr 4: 0.375 | 1.5
0000_TotalPortfolio | 462667-Lighting - Int. CF/LED | SDGECUSTOMFORECASTMEASURES2015-Rev00-Msr018 | System | Commercial | NON_res:DEER:Indoor_Non-CFL_Ltg | TRUE |  |  | Site | ROB | 13890 | 4930.82 | 0 | 0 | 0 | 8959.18 | 49039 |  | kWh | 6.61 | -61 | Commercial |  | Winter Only | [6 empty] | Small Boilers (<100 MMBtu/hr Heat Input):Uncontrolled | 11.632 | 0.6 | 0.6 | 0.6 |  |  |  | 0.9 | [6 empty] | 0% | 0% | 0% | 0 | 0 | 5 | 0 | 0 | 0 | 0 | 0 | 0 | 0 | 0 | 2013 Qtr 1: 0; 2013 Qtr 2: 0; 2013 Qtr 3: 0; 2013 Qtr 4: 0; 2014 Qtr 1: 0; 2014 Qtr 2: 0; 2014 Qtr 3: 0; 2014 Qtr 4: 0; 2015 Qtr 1: 1.25; 2015 Qtr 2: 1.25; 2015 Qtr 3: 1.25; 2015 Qtr 4: 1.25 | 5
0000_TotalPortfolio | 462668-Lighting - Int. LF | SDGECUSTOMFORECASTMEASURES2015-Rev00-Msr019 | System | Commercial | NON_res:DEER:Indoor_Non-CFL_Ltg | TRUE |  |  | Site | ER | 3794.7936 | 1683.94 | 0 | 0 | 0 | 2110.8536 | 14506 |  | kWh | 2.71 | -15 | Commercial |  | Winter Only | 15 | 6.28 |  | 130 | 0.02 | -0.13539 | Small Boilers (<100 MMBtu/hr Heat Input):Uncontrolled | 14.89 | 0.7 | 0.7 | 0.7 |  |  |  | 0.9 | [6 empty] | 0% | 0% | 0% | 0 | 0 | 10 | 0 | 0 | 0 | 0 | 0 | 0 | 0 | 0 | 2013 Qtr 1: 0; 2013 Qtr 2: 0; 2013 Qtr 3: 0; 2013 Qtr 4: 0; 2014 Qtr 1: 0; 2014 Qtr 2: 0; 2014 Qtr 3: 0; 2014 Qtr 4: 0; 2015 Qtr 1: 2.5; 2015 Qtr 2: 2.5; 2015 Qtr 3: 2.5; 2015 Qtr 4: 2.5 | 10
0000_TotalPortfolio | 462669-Chiller DB | SDGECUSTOMFORECASTMEASURES2015-Rev00-Msr020 | System | Commercial | NON_res:DEER:HVAC_Chillers | TRUE |  |  | Site | ER | 142942.7327 | 63430.84 | 0 | 0 | 0 | 79511.8927 | 126402 |  | kWh | 10.59 | 0 | Commercial |  | Winter Only | 20 | 33337.5 |  | 62508 | 7.11 |  | Small Boilers (<100 MMBtu/hr Heat Input):Uncontrolled | 13.5 | 0.58 | 0.58 | 0.58 |  |  |  | 0.9 | [6 empty] | 0% | 0% | 0% | 0 | 0 | 0.4 | 0 | 0 | 0 | 0 | 0 | 0 | 0 | 0 | 2013 Qtr 1: 0; 2013 Qtr 2: 0; 2013 Qtr 3: 0; 2013 Qtr 4: 0; 2014 Qtr 1: 0; 2014 Qtr 2: 0; 2014 Qtr 3: 0; 2014 Qtr 4: 0; 2015 Qtr 1: 0.1; 2015 Qtr 2: 0.1; 2015 Qtr 3: 0.1; 2015 Qtr 4: 0.1 | 0.4
0000_TotalPortfolio | 462670-Chiller ROB | SDGECUSTOMFORECASTMEASURES2015-Rev00-Msr021 | System | Commercial | NON_res:DEER:HVAC_Chillers | TRUE |  |  | Site | ROB | 33378.676 | 23698.86 | 0 | 0 | 0 | 9679.816 | 501165 |  | kWh | 3.67 | 0 | Commercial |  | Winter Only | [6 empty] | Small Boilers (<100 MMBtu/hr Heat Input):Uncontrolled | 20 | 0.58 | 0.58 | 0.58 |  |  |  | 0.9 | [6 empty] | 0% | 0% | 0% | 0 | 0 | 0.15 | 0 | 0 | 0 | 0 | 0 | 0 | 0 | 0 | 2013 Qtr 1: 0; 2013 Qtr 2: 0; 2013 Qtr 3: 0; 2013 Qtr 4: 0; 2014 Qtr 1: 0; 2014 Qtr 2: 0; 2014 Qtr 3: 0; 2014 Qtr 4: 0; 2015 Qtr 1: 0.0375; 2015 Qtr 2: 0.0375; 2015 Qtr 3: 0.0375; 2015 Qtr 4: 0.0375 | 0.15
0000_TotalPortfolio | 462671-HVAC - ASD and Flow | SDGECUSTOMFORECASTMEASURES2015-Rev00-Msr022 | System | Commercial | NON_res:DEER:HVAC_Split-Package_AC | TRUE |  |  | Site | RET | 69542 | 30859.37 | 0 | 0 | 0 | 38682.63 | 172541 |  | kWh | 14.74 | 461 | Commercial |  | Winter Only | [6 empty] | Small Boilers (<100 MMBtu/hr Heat Input):Uncontrolled | 15.2439 | 0.6 | 0.6 | 0.6 |  |  |  | 0.9 | [6 empty] | 0% | 0% | 0% | 0 | 0 | 2.25 | 0 | 0 | 0 | 0 | 0 | 0 | 0 | 0 | 2013 Qtr 1: 0; 2013 Qtr 2: 0; 2013 Qtr 3: 0; 2013 Qtr 4: 0; 2014 Qtr 1: 0; 2014 Qtr 2: 0; 2014 Qtr 3: 0; 2014 Qtr 4: 0; 2015 Qtr 1: 0.5625; 2015 Qtr 2: 0.5625; 2015 Qtr 3: 0.5625; 2015 Qtr 4: 0.5625 | 2.25
0000_TotalPortfolio | 462672-HVAC Controlls | SDGECUSTOMFORECASTMEASURES2015-Rev00-Msr023 | System | Commercial | NON_res:DEER:HVAC_Split-Package_AC | TRUE |  |  | Site | RET | 20604 | 7314.51 | 0 | 0 | 0 | 13289.49 | 62213 |  | kWh | 1.18 | 881 | Commercial |  | Winter Only | [6 empty] | Small Boilers (<100 MMBtu/hr Heat Input):Uncontrolled | 14.5897 | 0.6 | 0.6 | 0.6 |  |  |  | 0.9 | [6 empty] | 0% | 0% | 0% | 0 | 0 | 10 | 0 | 0 | 0 | 0 | 0 | 0 | 0 | 0 | 2013 Qtr 1: 0; 2013 Qtr 2: 0; 2013 Qtr 3: 0; 2013 Qtr 4: 0; 2014 Qtr 1: 0; 2014 Qtr 2: 0; 2014 Qtr 3: 0; 2014 Qtr 4: 0; 2015 Qtr 1: 2.5; 2015 Qtr 2: 2.5; 2015 Qtr 3: 2.5; 2015 Qtr 4: 2.5 | 10
0000_TotalPortfolio | 462673-HVAC Distribution | SDGECUSTOMFORECASTMEASURES2015-Rev00-Msr024 | System | Commercial | NON_res:DEER:HVAC_Split-Package_AC | TRUE |  |  | Site | RET | 142986.6341 | 63450.32 | 0 | 0 | 0 | 79536.3141 | 136386 |  | kWh | 15.42 | -328 | Commercial |  | Winter Only | [6 empty] | Small Boilers (<100 MMBtu/hr Heat Input):Uncontrolled | 12.146 | 0.6 | 0.6 | 0.6 |  |  |  | 0.9 | [6 empty] | 0% | 0% | 0% | 0 | 0 | 0.75 | 0 | 0 | 0 | 0 | 0 | 0 | 0 | 0 | 2013 Qtr 1: 0; 2013 Qtr 2: 0; 2013 Qtr 3: 0; 2013 Qtr 4: 0; 2014 Qtr 1: 0; 2014 Qtr 2: 0; 2014 Qtr 3: 0; 2014 Qtr 4: 0; 2015 Qtr 1: 0.1875; 2015 Qtr 2: 0.1875; 2015 Qtr 3: 0.1875; 2015 Qtr 4: 0.1875 | 0.75
0000_TotalPortfolio | 462674-HVAC DXAC/HP_equip | SDGECUSTOMFORECASTMEASURES2015-Rev00-Msr025 | System | Commercial | NON_res:DEER:HVAC_Split-Package_AC | TRUE |  |  | Site | ROB | 54992.7273 | 38544.84 | 0 | 0 | 0 | 16447.8873 | 38111 |  | kWh | 8.32 | 2366 | Commercial |  | Winter Only | [6 empty] | Small Boilers (<100 MMBtu/hr Heat Input):Uncontrolled | 15 | 0.6 | 0.6 | 0.6 |  |  |  | 0.9 | [6 empty] | 0% | 0% | 0% | 0 | 0 | 0.5 | 0 | 0 | 0 | 0 | 0 | 0 | 0 | 0 | 2013 Qtr 1: 0; 2013 Qtr 2: 0; 2013 Qtr 3: 0; 2013 Qtr 4: 0; 2014 Qtr 1: 0; 2014 Qtr 2: 0; 2014 Qtr 3: 0; 2014 Qtr 4: 0; 2015 Qtr 1: 0.125; 2015 Qtr 2: 0.125; 2015 Qtr 3: 0.125; 2015 Qtr 4: 0.125 | 0.5
0000_TotalPortfolio | 401064-Agriculture - Low Pressure Sprinkler Nozzles (per nozzle) | WPSPGENRAG0002-Rev01-Msr001 | System | Commercial | 35-OTI-OtherIndustrial-PROC_OTH | TRUE |  |  | Nozzle | RET | 1.49 | 1.15 | 0 | 0 | 0 | 0.34 | 7.5 |  | kWh | 0.006 | 0 | Commercial |  | Winter Only | [6 empty] | Small Boilers (<100 MMBtu/hr Heat Input):Uncontrolled | 20 | 0.6 | 0.6 | 0.6 | [10 empty] | 0% | 0% | 0% | 0 | 0 | 23 | 0 | 0 | 0 | 0 | 0 | 0 | 0 | 0 | 2013 Qtr 1: 0; 2013 Qtr 2: 0; 2013 Qtr 3: 0; 2013 Qtr 4: 0; 2014 Qtr 1: 0; 2014 Qtr 2: 0; 2014 Qtr 3: 0; 2014 Qtr 4: 0; 2015 Qtr 1: 5.75; 2015 Qtr 2: 5.75; 2015 Qtr 3: 5.75; 2015 Qtr 4: 5.75 | 23
0000_TotalPortfolio | 402003-Food Service - Hot Food Holding Cabinet-Half-Size | WPSDGENRCC0018-Rev00-Msr002 | System | Commercial | 35-OTI-OtherIndustrial-PROC_OTH | TRUE |  |  | Unit | ROB | 707 | 200 | 0 | 0 | 0 | 507 | 1095 |  | kWh | 0.18 | 0 | Commercial |  | Winter Only | [6 empty] | Small Boilers (<100 MMBtu/hr Heat Input):Uncontrolled | 12 | 0.6 | 0.6 | 0.6 | [10 empty] | 0% | 0% | 0% | 0 | 0 | 1 | 0 | 0 | 0 | 0 | 0 | 0 | 0 | 0 | 2013 Qtr 1: 0; 2013 Qtr 2: 0; 2013 Qtr 3: 0; 2013 Qtr 4: 0; 2014 Qtr 1: 0; 2014 Qtr 2: 0; 2014 Qtr 3: 0; 2014 Qtr 4: 0; 2015 Qtr 1: 0.25; 2015 Qtr 2: 0.25; 2015 Qtr 3: 0.25; 2015 Qtr 4: 0.25 | 1
0000_TotalPortfolio | 402005-Food Service - Commercial Gas Fryer | WPSDGENRCC0014-Rev03-Msr004 | System | Commercial | 35-OTI-OtherIndustrial-PROC_OTH | TRUE |  |  | Vat | ROB | 1008 | 749 | 0 | 0 | 0 | 259 | 0 |  | kWh | 0 | 809 | Commercial |  | Winter Only | [6 empty] | Small Boilers (<100 MMBtu/hr Heat Input):Uncontrolled | 12 | 0.6 | 0.6 | 0.6 | [10 empty] | 0% | 0% | 0% | 0 | 0 | 3 | 0 | 0 | 0 | 0 | 0 | 0 | 0 | 0 | 2013 Qtr 1: 0; 2013 Qtr 2: 0; 2013 Qtr 3: 0; 2013 Qtr 4: 0; 2014 Qtr 1: 0; 2014 Qtr 2: 0; 2014 Qtr 3: 0; 2014 Qtr 4: 0; 2015 Qtr 1: 0.75; 2015 Qtr 2: 0.75; 2015 Qtr 3: 0.75; 2015 Qtr 4: 0.75 | 3
0000_TotalPortfolio | 402007-Food Service-Commercial Gas Large Vat Fryer, Cooking Efficiency >= 50% | WPSDGENRCC0014-Rev03-Msr002 | System | Commercial | 35-OTI-OtherIndustrial-PROC_OTH | TRUE |  |  | Vat | ROB | 1008 | 749 | 0 | 0 | 0 | 259 | 0 |  | kWh | 0 | 809 | Commercial |  | Winter Only | [6 empty] | Small Boilers (<100 MMBtu/hr Heat Input):Uncontrolled | 12 | 0.6 | 0.6 | 0.6 | [10 empty] | 0% | 0% | 0% | 0 | 0 | 1 | 0 | 0 | 0 | 0 | 0 | 0 | 0 | 0 | 2013 Qtr 1: 0; 2013 Qtr 2: 0; 2013 Qtr 3: 0; 2013 Qtr 4: 0; 2014 Qtr 1: 0; 2014 Qtr 2: 0; 2014 Qtr 3: 0; 2014 Qtr 4: 0; 2015 Qtr 1: 0.25; 2015 Qtr 2: 0.25; 2015 Qtr 3: 0.25; 2015 Qtr 4: 0.25 | 1
0000_TotalPortfolio | 402022-Food Service - Griddle-Electric | WPSDGENRCC0016-Rev00-Msr001 | System | Commercial | 35-OTI-OtherIndustrial-PROC_OTH | TRUE |  |  | Unit | ROB | 774 | 300 | 0 | 0 | 0 | 474 | 3978 |  | kWh | 0.9 | 0 | Commercial |  | Winter Only | [6 empty] | Small Boilers (<100 MMBtu/hr Heat Input):Uncontrolled | 12 | 0.6 | 0.6 | 0.6 | [10 empty] | 0% | 0% | 0% | 0 | 0 | 1 | 0 | 0 | 0 | 0 | 0 | 0 | 0 | 0 | 2013 Qtr 1: 0; 2013 Qtr 2: 0; 2013 Qtr 3: 0; 2013 Qtr 4: 0; 2014 Qtr 1: 0; 2014 Qtr 2: 0; 2014 Qtr 3: 0; 2014 Qtr 4: 0; 2015 Qtr 1: 0.25; 2015 Qtr 2: 0.25; 2015 Qtr 3: 0.25; 2015 Qtr 4: 0.25 | 1
0000_TotalPortfolio | 402024-Food Service - Combination Oven-Electric | WPSDGENRCC0005-Rev03-Msr001 | System | Commercial | 35-OTI-OtherIndustrial-PROC_OTH | TRUE |  |  | Unit | ROB | 3824 | 1000 | 0 | 0 | 0 | 2824 | 18431 |  | kWh | 3.78 | 0 | Commercial |  | Winter Only | [6 empty] | Small Boilers (<100 MMBtu/hr Heat Input):Uncontrolled | 12 | 0.6 | 0.6 | 0.6 | [10 empty] | 0% | 0% | 0% | 0 | 0 | 1 | 0 | 0 | 0 | 0 | 0 | 0 | 0 | 0 | 2013 Qtr 1: 0; 2013 Qtr 2: 0; 2013 Qtr 3: 0; 2013 Qtr 4: 0; 2014 Qtr 1: 0; 2014 Qtr 2: 0; 2014 Qtr 3: 0; 2014 Qtr 4: 0; 2015 Qtr 1: 0.25; 2015 Qtr 2: 0.25; 2015 Qtr 3: 0.25; 2015 Qtr 4: 0.25 | 1
0000_TotalPortfolio | 402025-Food Service - Combination Oven-Gas | WPSDGENRCC0005-Rev03-Msr002 | System | Commercial | 35-OTI-OtherIndustrial-PROC_OTH | TRUE |  |  | Unit | ROB | 5717 | 750 | 0 | 0 | 0 | 4967 | 0 |  | kWh | 0 | 403 | Commercial |  | Annual | [6 empty] | Small Boilers (<100 MMBtu/hr Heat Input):Uncontrolled | 12 | 0.6 | 0.6 | 0.6 | [10 empty] | 0% | 0% | 0% | 0 | 0 | 1 | 0 | 0 | 0 | 0 | 0 | 0 | 0 | 0 | 2013 Qtr 1: 0; 2013 Qtr 2: 0; 2013 Qtr 3: 0; 2013 Qtr 4: 0; 2014 Qtr 1: 0; 2014 Qtr 2: 0; 2014 Qtr 3: 0; 2014 Qtr 4: 0; 2015 Qtr 1: 0.25; 2015 Qtr 2: 0.25; 2015 Qtr 3: 0.25; 2015 Qtr 4: 0.25 | 1
0000_TotalPortfolio | 402026-Food Service - Convection Oven-Electric | WPSDGENRCC0006-Rev02-Msr002 | System | Commercial | 35-OTI-OtherIndustrial-PROC_OTH | TRUE |  |  | Unit | ROB | 1007 | 350 | 0 | 0 | 0 | 657 | 2774 |  | kWh | 0.57 | 0 | Commercial |  | Winter Only | [6 empty] | Small Boilers (<100 MMBtu/hr Heat Input):Uncontrolled | 12 | 0.6 | 0.6 | 0.6 | [10 empty] | 0% | 0% | 0% | 0 | 0 | 1 | 0 | 0 | 0 | 0 | 0 | 0 | 0 | 0 | 2013 Qtr 1: 0; 2013 Qtr 2: 0; 2013 Qtr 3: 0; 2013 Qtr 4: 0; 2014 Qtr 1: 0; 2014 Qtr 2: 0; 2014 Qtr 3: 0; 2014 Qtr 4: 0; 2015 Qtr 1: 0.25; 2015 Qtr 2: 0.25; 2015 Qtr 3: 0.25; 2015 Qtr 4: 0.25 | 1
0000_TotalPortfolio | 402027-Food Service - Convection Oven-Gas | WPSDGENRCC0006-Rev02-Msr005 | System | Commercial | 35-OTI-OtherIndustrial-PROC_OTH | TRUE |  |  | Unit | ROB | 1177 | 500 | 0 | 0 | 0 | 677 | 0 |  | kWh | 0 | 357 | Commercial |  | Winter Only | [6 empty] | Small Boilers (<100 MMBtu/hr Heat Input):Uncontrolled | 12 | 0.6 | 0.6 | 0.6 | [10 empty] | 0% | 0% | 0% | 0 | 0 | 1 | 0 | 0 | 0 | 0 | 0 | 0 | 0 | 0 | 2013 Qtr 1: 0; 2013 Qtr 2: 0; 2013 Qtr 3: 0; 2013 Qtr 4: 0; 2014 Qtr 1: 0; 2014 Qtr 2: 0; 2014 Qtr 3: 0; 2014 Qtr 4: 0; 2015 Qtr 1: 0.25; 2015 Qtr 2: 0.25; 2015 Qtr 3: 0.25; 2015 Qtr 4: 0.25 | 1
0000_TotalPortfolio | 402032-Ventilation Control - Retrofit | WPSDGENRCC0019-Rev00-Msr001 | System | Commercial | NON_res:DEER:HVAC_Split-Package_AC | TRUE |  |  | HP | RET | 1988 | 350 | 0 | 0 | 0 | 1638 | 4486 |  | kWh | 0.76 | 0 | Commercial |  | Winter Only | [6 empty] | Small Boilers (<100 MMBtu/hr Heat Input):Uncontrolled | 15 | 0.6 | 0.6 | 0.6 | [10 empty] | 0% | 0% | 0% | 0 | 0 | 4 | 0 | 0 | 0 | 0 | 0 | 0 | 0 | 0 | 2013 Qtr 1: 0; 2013 Qtr 2: 0; 2013 Qtr 3: 0; 2013 Qtr 4: 0; 2014 Qtr 1: 0; 2014 Qtr 2: 0; 2014 Qtr 3: 0; 2014 Qtr 4: 0; 2015 Qtr 1: 1; 2015 Qtr 2: 1; 2015 Qtr 3: 1; 2015 Qtr 4: 1 | 4
0000_TotalPortfolio | 402033-Ventilation Control- New | WPSDGENRCC0019-Rev00-Msr002 | System | Commercial | NON_res:DEER:HVAC_Split-Package_AC | TRUE |  |  | HP | RET | 994 | 350 | 0 | 0 | 0 | 644 | 4486 |  | kWh | 0.76 | 0 | Commercial |  | Winter Only | [6 empty] | Small Boilers (<100 MMBtu/hr Heat Input):Uncontrolled | 15 | 0.6 | 0.6 | 0.6 | [10 empty] | 0% | 0% | 0% | 0 | 0 | 1 | 0 | 0 | 0 | 0 | 0 | 0 | 0 | 0 | 2013 Qtr 1: 0; 2013 Qtr 2: 0; 2013 Qtr 3: 0; 2013 Qtr 4: 0; 2014 Qtr 1: 0; 2014 Qtr 2: 0; 2014 Qtr 3: 0; 2014 Qtr 4: 0; 2015 Qtr 1: 0.25; 2015 Qtr 2: 0.25; 2015 Qtr 3: 0.25; 2015 Qtr 4: 0.25 | 1
0000_TotalPortfolio | 402034-Water Heating - HE Storage Water Heater | NG-WtrHt-SmlStrg-Gas-lte75kBtuh-50G-0p62EF | System | Commercial | 35-OTI-OtherIndustrial-PROC_OTH | TRUE |  |  | Mbtuh | ROB | 2.9 | 2 | 0 | 0 | 0 | 0.9 | 0.024 |  | kWh | 8.16e-06 | 0.444 | Commercial |  | Annual |  | 2.9 |  |  |  |  | Small Boilers (<100 MMBtu/hr Heat Input):Uncontrolled | 15 | 0.6 | 0.6 | 0.6 | [10 empty] | 0% | 0% | 0% | 0 | 0 | 31 | 0 | 0 | 0 | 0 | 0 | 0 | 0 | 0 | 2013 Qtr 1: 0; 2013 Qtr 2: 0; 2013 Qtr 3: 0; 2013 Qtr 4: 0; 2014 Qtr 1: 0; 2014 Qtr 2: 0; 2014 Qtr 3: 0; 2014 Qtr 4: 0; 2015 Qtr 1: 7.75; 2015 Qtr 2: 7.75; 2015 Qtr 3: 7.75; 2015 Qtr 4: 7.75 | 31
0000_TotalPortfolio | 402037-Heating - Space Heating Boilers - Large | WPSDGENRHC1061-Rev00-Msr002 | System | Commercial | NON_res:DEER:HVAC_Split-Package_AC | TRUE |  |  | Mbtuh | ROB | 2.99 | 0.25 | 0 | 0 | 0 | 2.74 | 0 |  | kWh | 0 | 0.85777 | Commercial |  | Winter Only | [6 empty] | Small Boilers (<100 MMBtu/hr Heat Input):Uncontrolled | 20 | 0.6 | 0.6 | 0.6 | [10 empty] | 0% | 0% | 0% | 0 | 0 | 39 | 0 | 0 | 0 | 0 | 0 | 0 | 0 | 0 | 2013 Qtr 1: 0; 2013 Qtr 2: 0; 2013 Qtr 3: 0; 2013 Qtr 4: 0; 2014 Qtr 1: 0; 2014 Qtr 2: 0; 2014 Qtr 3: 0; 2014 Qtr 4: 0; 2015 Qtr 1: 9.75; 2015 Qtr 2: 9.75; 2015 Qtr 3: 9.75; 2015 Qtr 4: 9.75 | 39
0000_TotalPortfolio | 402038-Water Heating -Commercial Boiler | WPSDGENRWH1207-Rev00-Msr001 | System | Commercial | 35-OTI-OtherIndustrial-PROC_OTH | TRUE |  |  | Mbtuh | ROB | 0.61 | 0.5 | 0 | 0 | 0 | 0.11 | 0 |  | kWh | 0 | 0.83682 | Commercial |  | Annual | [6 empty] | Small Boilers (<100 MMBtu/hr Heat Input):Uncontrolled | 20 | 0.6 | 0.6 | 0.6 | [10 empty] | 0% | 0% | 0% | 0 | 0 | 223 | 0 | 0 | 0 | 0 | 0 | 0 | 0 | 0 | 2013 Qtr 1: 0; 2013 Qtr 2: 0; 2013 Qtr 3: 0; 2013 Qtr 4: 0; 2014 Qtr 1: 0; 2014 Qtr 2: 0; 2014 Qtr 3: 0; 2014 Qtr 4: 0; 2015 Qtr 1: 55.75; 2015 Qtr 2: 55.75; 2015 Qtr 3: 55.75; 2015 Qtr 4: 55.75 | 223
0000_TotalPortfolio | 402039-Water Heating -Instantaneous - Gas <=200MBtuh | NG-WtrHt-SmlInst-Gas-lte75kBtuh-lt2G-0p82EF | System | Commercial | 35-OTI-OtherIndustrial-PROC_OTH | TRUE |  |  | Mbtuh | ROB | 5.62 | 2 | 0 | 0 | 0 | 3.62 | 0.106 |  | kWh | 3.97e-05 | 2.1 | Commercial |  | Annual |  | 5.62 |  |  |  |  | Small Boilers (<100 MMBtu/hr Heat Input):Uncontrolled | 20 | 0.6 | 0.6 | 0.6 | [10 empty] | 0% | 0% | 0% | 0 | 0 | 9 | 0 | 0 | 0 | 0 | 0 | 0 | 0 | 0 | 2013 Qtr 1: 0; 2013 Qtr 2: 0; 2013 Qtr 3: 0; 2013 Qtr 4: 0; 2014 Qtr 1: 0; 2014 Qtr 2: 0; 2014 Qtr 3: 0; 2014 Qtr 4: 0; 2015 Qtr 1: 2.25; 2015 Qtr 2: 2.25; 2015 Qtr 3: 2.25; 2015 Qtr 4: 2.25 | 9
0000_TotalPortfolio | 402046-Tank Insulation - High Temperature Applic. (LF) 2 in | WPSDGENRWH0013-Rev00-Msr004 | System | Commercial | 35-OTI-OtherIndustrial-PROC_OTH | TRUE |  |  | Sq Ft | ROB | 8.94 | 4 | 0 | 0 | 0 | 4.94 | 0 |  | kWh | 0 | 27.4444 | Commercial |  | Annual | [6 empty] | Small Boilers (<100 MMBtu/hr Heat Input):Uncontrolled | 11 | 0.6 | 0.6 | 0.6 | [10 empty] | 0% | 0% | 0% | 0 | 0 | 54 | 0 | 0 | 0 | 0 | 0 | 0 | 0 | 0 | 2013 Qtr 1: 0; 2013 Qtr 2: 0; 2013 Qtr 3: 0; 2013 Qtr 4: 0; 2014 Qtr 1: 0; 2014 Qtr 2: 0; 2014 Qtr 3: 0; 2014 Qtr 4: 0; 2015 Qtr 1: 13.5; 2015 Qtr 2: 13.5; 2015 Qtr 3: 13.5; 2015 Qtr 4: 13.5 | 54
0000_TotalPortfolio | 402051-Steam Trap Replacement, Commercial operating system <12 hrs/day, Dry Cleaners excluded | WPSDGENRWH0010-Rev00-Msr001 | System | Commercial | 35-OTI-OtherIndustrial-PROC_OTH | TRUE |  |  | Unit | ROB | 233 | 100 | 0 | 0 | 0 | 133 | 0 |  | kWh | 0 | 129.6498 | Commercial |  | Annual | [6 empty] | Small Boilers (<100 MMBtu/hr Heat Input):Uncontrolled | 6 | 0.6 | 0.6 | 0.6 | [10 empty] | 0% | 0% | 0% | 0 | 0 | 2 | 0 | 0 | 0 | 0 | 0 | 0 | 0 | 0 | 2013 Qtr 1: 0; 2013 Qtr 2: 0; 2013 Qtr 3: 0; 2013 Qtr 4: 0; 2014 Qtr 1: 0; 2014 Qtr 2: 0; 2014 Qtr 3: 0; 2014 Qtr 4: 0; 2015 Qtr 1: 0.5; 2015 Qtr 2: 0.5; 2015 Qtr 3: 0.5; 2015 Qtr 4: 0.5 | 2
0000_TotalPortfolio | 402057-A/C - Reflective Window Film Coastal | Window Film - DEER Unit Adjustment-Rev00-Msr001 | System | Commercial | NON_res:DEER:HVAC_Split-Package_AC | TRUE |  |  | Sqft | RET | 5.64 | 1.35 | 0 | 0 | 0 | 4.29 | 4.93 |  | kWh | 0.00295 | -0.249 | Commercial |  | Winter Only | [6 empty] | Small Boilers (<100 MMBtu/hr Heat Input):Uncontrolled | 10 | 0.6 | 0.6 | 0.6 | [10 empty] | 0% | 0% | 0% | 0 | 0 | 270 | 0 | 0 | 0 | 0 | 0 | 0 | 0 | 0 | 2013 Qtr 1: 0; 2013 Qtr 2: 0; 2013 Qtr 3: 0; 2013 Qtr 4: 0; 2014 Qtr 1: 0; 2014 Qtr 2: 0; 2014 Qtr 3: 0; 2014 Qtr 4: 0; 2015 Qtr 1: 67.5; 2015 Qtr 2: 67.5; 2015 Qtr 3: 67.5; 2015 Qtr 4: 67.5 | 270
0000_TotalPortfolio | 402058-A/C - Reflective Window Film Inland | Window Film - DEER Unit Adjustment-Rev00-Msr001 | System | Commercial | NON_res:DEER:HVAC_Split-Package_AC | TRUE |  |  | Sqft | RET | 5.64 | 1.35 | 0 | 0 | 0 | 4.29 | 4.93 |  | kWh | 0.00295 | -0.249 | Commercial |  | Winter Only | [6 empty] | Small Boilers (<100 MMBtu/hr Heat Input):Uncontrolled | 10 | 0.6 | 0.6 | 0.6 | [10 empty] | 0% | 0% | 0% | 0 | 0 | 250 | 0 | 0 | 0 | 0 | 0 | 0 | 0 | 0 | 2013 Qtr 1: 0; 2013 Qtr 2: 0; 2013 Qtr 3: 0; 2013 Qtr 4: 0; 2014 Qtr 1: 0; 2014 Qtr 2: 0; 2014 Qtr 3: 0; 2014 Qtr 4: 0; 2015 Qtr 1: 62.5; 2015 Qtr 2: 62.5; 2015 Qtr 3: 62.5; 2015 Qtr 4: 62.5 | 250
0000_TotalPortfolio | 402060-Motors - VFD - HVAC Fans (per Hp) | D03-051 | System | Commercial | NON_res:DEER:HVAC_Split-Package_AC | TRUE |  |  | HP | RET | 242.61 | 80 | 0 | 0 | 0 | 162.61 | 1190 |  | kWh | 0.206 | -2.14 | Commercial |  | Winter Only | [6 empty] | Small Boilers (<100 MMBtu/hr Heat Input):Uncontrolled | 15 | 0.6 | 0.6 | 0.6 | [10 empty] | 0% | 0% | 0% | 0 | 0 | 12 | 0 | 0 | 0 | 0 | 0 | 0 | 0 | 0 | 2013 Qtr 1: 0; 2013 Qtr 2: 0; 2013 Qtr 3: 0; 2013 Qtr 4: 0; 2014 Qtr 1: 0; 2014 Qtr 2: 0; 2014 Qtr 3: 0; 2014 Qtr 4: 0; 2015 Qtr 1: 3; 2015 Qtr 2: 3; 2015 Qtr 3: 3; 2015 Qtr 4: 3 | 12
0000_TotalPortfolio | 402065-Network Power Management Software | WPSDGENROE0001-Rev00-Msr001 | System | Commercial | 35-OTI-OtherIndustrial-PROC_OTH | TRUE |  |  | Unit | RET | 26.76 | 15 | 0 | 0 | 0 | 11.76 | 194.6245 |  | kWh | 0.02073 | 0 | Commercial |  | Winter Only | [6 empty] | Small Boilers (<100 MMBtu/hr Heat Input):Uncontrolled | 5 | 0.6 | 0.6 | 0.6 | [10 empty] | 0% | 0% | 0% | 0 | 0 | 988 | 0 | 0 | 0 | 0 | 0 | 0 | 0 | 0 | 2013 Qtr 1: 0; 2013 Qtr 2: 0; 2013 Qtr 3: 0; 2013 Qtr 4: 0; 2014 Qtr 1: 0; 2014 Qtr 2: 0; 2014 Qtr 3: 0; 2014 Qtr 4: 0; 2015 Qtr 1: 247; 2015 Qtr 2: 247; 2015 Qtr 3: 247; 2015 Qtr 4: 247 | 988
0000_TotalPortfolio | 402067-Refrigerator - Early Replacement | Res-Refrig-ARP | System | Commercial | 01-ALC-AllCommercial-Refrig | TRUE |  |  | Unit | RET | 617.81 | 275 | 0 | 0 | 0 | 342.81 | 640 |  | kWh | 0.114 | -13.1 | Commercial |  | Winter Only | [6 empty] | Small Boilers (<100 MMBtu/hr Heat Input):Uncontrolled | 5 | 0.6 | 0.6 | 0.6 | [10 empty] | 0% | 0% | 0% | 0 | 0 | 1 | 0 | 0 | 0 | 0 | 0 | 0 | 0 | 0 | 2013 Qtr 1: 0; 2013 Qtr 2: 0; 2013 Qtr 3: 0; 2013 Qtr 4: 0; 2014 Qtr 1: 0; 2014 Qtr 2: 0; 2014 Qtr 3: 0; 2014 Qtr 4: 0; 2015 Qtr 1: 0.25; 2015 Qtr 2: 0.25; 2015 Qtr 3: 0.25; 2015 Qtr 4: 0.25 | 1
0000_TotalPortfolio | 402140-Lighting - 8 Ft T-8 with Elec. Ballast | WPSDGENRLG0013-Rev05-Msr004 | System | Commercial | NON_res:DEER:Indoor_Non-CFL_Ltg | TRUE |  |  | Fixture | ROB | 32.5 | 9 | 0 | 0 | 0 | 23.5 | 219.9418 |  | kWh | 0.054578 | -0.69172 | Commercial |  | Winter Only | [6 empty] | Small Boilers (<100 MMBtu/hr Heat Input):Uncontrolled | 15 | 0.7 | 0.7 | 0.7 |  |  | 0.78 | [7 empty] | 0% | 0% | 0% | 0 | 0 | 5 | 0 | 0 | 0 | 0 | 0 | 0 | 0 | 0 | 2013 Qtr 1: 0; 2013 Qtr 2: 0; 2013 Qtr 3: 0; 2013 Qtr 4: 0; 2014 Qtr 1: 0; 2014 Qtr 2: 0; 2014 Qtr 3: 0; 2014 Qtr 4: 0; 2015 Qtr 1: 1.25; 2015 Qtr 2: 1.25; 2015 Qtr 3: 1.25; 2015 Qtr 4: 1.25 | 5
0000_TotalPortfolio | 402144-Lighting - Remove 8 Ft T-8 (De-Lamp) | WPSDGENRLG0022-Rev04-Msr004 | System | Commercial | NON_res:DEER:Indoor_CFL_Ltg | TRUE |  |  | Lamp | ROB | 25.86 | 15 | 0 | 0 | 0 | 10.86 | 303.7292 |  | kWh | 0.075369 | -0.95523 | Commercial |  | Winter Only | [6 empty] | Small Boilers (<100 MMBtu/hr Heat Input):Uncontrolled | 15 | 0.7 | 0.7 | 0.7 | [10 empty] | 0% | 0% | 0% | 0 | 0 | 7 | 0 | 0 | 0 | 0 | 0 | 0 | 0 | 0 | 2013 Qtr 1: 0; 2013 Qtr 2: 0; 2013 Qtr 3: 0; 2013 Qtr 4: 0; 2014 Qtr 1: 0; 2014 Qtr 2: 0; 2014 Qtr 3: 0; 2014 Qtr 4: 0; 2015 Qtr 1: 1.75; 2015 Qtr 2: 1.75; 2015 Qtr 3: 1.75; 2015 Qtr 4: 1.75 | 7
0000_TotalPortfolio | 402145-Lighting - Screw in 14-26 Watt Reflector Lamp | Com-Lighting-InGen_CFLratio0357_CFLscw-15w | System | Commercial | NON_res:DEER:Indoor_CFL_Ltg | TRUE |  |  | Lamp | ROB | 15.4 | 4 | 0 | 0 | 0 | 11.4 | 128 |  | kWh | 0.0279 | -0.38 | Commercial |  | Winter Only | [6 empty] | Small Boilers (<100 MMBtu/hr Heat Input):Uncontrolled | 3.3 | 0.53 | 0.53 | 0.53 |  |  | 0.99 | [7 empty] | 0% | 0% | 0% | 0 | 0 | 48 | 0 | 0 | 0 | 0 | 0 | 0 | 0 | 0 | 2013 Qtr 1: 0; 2013 Qtr 2: 0; 2013 Qtr 3: 0; 2013 Qtr 4: 0; 2014 Qtr 1: 0; 2014 Qtr 2: 0; 2014 Qtr 3: 0; 2014 Qtr 4: 0; 2015 Qtr 1: 12; 2015 Qtr 2: 12; 2015 Qtr 3: 12; 2015 Qtr 4: 12 | 48
0000_TotalPortfolio | 402150-Refrigeration - Food Service -Auto Closer for Main Cooler Doors | WPSDGENRRN0110-Rev00-Msr001 | System | Commercial | 01-ALC-AllCommercial-Refrig | TRUE |  |  | Unit | RET | 156.82 | 75 | 0 | 0 | 0 | 81.82 | 1041.84 |  | kWh | 0.222 | 0 | Commercial |  | Winter Only | [6 empty] | Small Boilers (<100 MMBtu/hr Heat Input):Uncontrolled | 8 | 0.6 | 0.6 | 0.6 | [10 empty] | 0% | 0% | 0% | 0 | 0 | 1 | 0 | 0 | 0 | 0 | 0 | 0 | 0 | 0 | 2013 Qtr 1: 0; 2013 Qtr 2: 0; 2013 Qtr 3: 0; 2013 Qtr 4: 0; 2014 Qtr 1: 0; 2014 Qtr 2: 0; 2014 Qtr 3: 0; 2014 Qtr 4: 0; 2015 Qtr 1: 0.25; 2015 Qtr 2: 0.25; 2015 Qtr 3: 0.25; 2015 Qtr 4: 0.25 | 1
0000_TotalPortfolio | 402152-Refrigeration - New Refrigeration Case w/Doors-Low Temperature Case | D03-207 | System | Commercial | 01-ALC-AllCommercial-Refrig | TRUE |  |  | linear ft | ROB | 515.58 | 175 | 0 | 0 | 0 | 340.58 | 114 |  | kWh | 0.0431 | 21.7 | Commercial |  | Winter Only | [6 empty] | Small Boilers (<100 MMBtu/hr Heat Input):Uncontrolled | 12 | 0.6 | 0.6 | 0.6 | [10 empty] | 0% | 0% | 0% | 0 | 0 | 14 | 0 | 0 | 0 | 0 | 0 | 0 | 0 | 0 | 2013 Qtr 1: 0; 2013 Qtr 2: 0; 2013 Qtr 3: 0; 2013 Qtr 4: 0; 2014 Qtr 1: 0; 2014 Qtr 2: 0; 2014 Qtr 3: 0; 2014 Qtr 4: 0; 2015 Qtr 1: 3.5; 2015 Qtr 2: 3.5; 2015 Qtr 3: 3.5; 2015 Qtr 4: 3.5 | 14
0000_TotalPortfolio | 402153-Refrigeration - New Refrigeration Case w/Doors-Medium Temperature Case | D03-207 | System | Commercial | 01-ALC-AllCommercial-Refrig | TRUE |  |  | Fixture LnFt | ROB | 515.58 | 75 | 0 | 0 | 0 | 440.58 | 114 |  | kWh | 0.0431 | 21.7 | Commercial |  | Winter Only | [6 empty] | Small Boilers (<100 MMBtu/hr Heat Input):Uncontrolled | 12 | 0.6 | 0.6 | 0.6 | [10 empty] | 0% | 0% | 0% | 0 | 0 | 1 | 0 | 0 | 0 | 0 | 0 | 0 | 0 | 0 | 2013 Qtr 1: 0; 2013 Qtr 2: 0; 2013 Qtr 3: 0; 2013 Qtr 4: 0; 2014 Qtr 1: 0; 2014 Qtr 2: 0; 2014 Qtr 3: 0; 2014 Qtr 4: 0; 2015 Qtr 1: 0.25; 2015 Qtr 2: 0.25; 2015 Qtr 3: 0.25; 2015 Qtr 4: 0.25 | 1
0000_TotalPortfolio | 402156-Refrigeration - Night Covers for Display Cases Med Temp | D03-205 | System | Commercial | 01-ALC-AllCommercial-Refrig | TRUE |  |  | linear ft | RET | 42.2 | 3.5 | 0 | 0 | 0 | 38.7 | 12.4 |  | kWh | -0.00334 | 1.22 | Commercial |  | Winter Only | [6 empty] | Small Boilers (<100 MMBtu/hr Heat Input):Uncontrolled | 5 | 0.6 | 0.6 | 0.6 | [10 empty] | 0% | 0% | 0% | 0 | 0 | 12 | 0 | 0 | 0 | 0 | 0 | 0 | 0 | 0 | 2013 Qtr 1: 0; 2013 Qtr 2: 0; 2013 Qtr 3: 0; 2013 Qtr 4: 0; 2014 Qtr 1: 0; 2014 Qtr 2: 0; 2014 Qtr 3: 0; 2014 Qtr 4: 0; 2015 Qtr 1: 3; 2015 Qtr 2: 3; 2015 Qtr 3: 3; 2015 Qtr 4: 3 | 12
0000_TotalPortfolio | 402168-Food Service - Solid-Door Reach In Freezer 15-29' | WPSDGENRRN0010-Rev00-Msr005 | System | Commercial | 01-ALC-AllCommercial-Refrig | TRUE |  |  | Unit | ROB | 595 | 150 | 0 | 0 | 0 | 445 | 1200.85 |  | kWh | 0.123 | 0 | Commercial |  | Winter Only | [6 empty] | Small Boilers (<100 MMBtu/hr Heat Input):Uncontrolled | 12 | 0.6 | 0.6 | 0.6 | [10 empty] | 0% | 0% | 0% | 0 | 0 | 1 | 0 | 0 | 0 | 0 | 0 | 0 | 0 | 0 | 2013 Qtr 1: 0; 2013 Qtr 2: 0; 2013 Qtr 3: 0; 2013 Qtr 4: 0; 2014 Qtr 1: 0; 2014 Qtr 2: 0; 2014 Qtr 3: 0; 2014 Qtr 4: 0; 2015 Qtr 1: 0.25; 2015 Qtr 2: 0.25; 2015 Qtr 3: 0.25; 2015 Qtr 4: 0.25 | 1
0000_TotalPortfolio | 402175-Lighting - Exterior Compact Fluorescent Fixture <=70 watts | WPSDGENRLG0006-Rev05-Msr007 | System | Commercial | NON_res:DEER:Indoor_Non-CFL_Ltg | TRUE |  |  | Fixture | ROB | 140 | 10 | 0 | 0 | 0 | 130 | 132.2743 |  | kWh | 0.02939 | -0.39147 | Commercial |  | Winter Only | [6 empty] | Small Boilers (<100 MMBtu/hr Heat Input):Uncontrolled | 15 | 0.6 | 0.6 | 0.6 | [10 empty] | 0% | 0% | 0% | 0 | 0 | 5 | 0 | 0 | 0 | 0 | 0 | 0 | 0 | 0 | 2013 Qtr 1: 0; 2013 Qtr 2: 0; 2013 Qtr 3: 0; 2013 Qtr 4: 0; 2014 Qtr 1: 0; 2014 Qtr 2: 0; 2014 Qtr 3: 0; 2014 Qtr 4: 0; 2015 Qtr 1: 1.25; 2015 Qtr 2: 1.25; 2015 Qtr 3: 1.25; 2015 Qtr 4: 1.25 | 5
0000_TotalPortfolio | 402176-Lighting - Exterior Induction Fixture <=100 watts | WPSDGENRLG0003-Rev03-Msr002 | System | Commercial | NON_res:DEER:Indoor_Non-CFL_Ltg | TRUE |  |  | Fixture | ROB | 270 | 35 | 0 | 0 | 0 | 235 | 430.5 |  | kWh | 0 | 0 | Commercial |  | Winter Only | [6 empty] | Small Boilers (<100 MMBtu/hr Heat Input):Uncontrolled | 15 | 0.6 | 0.6 | 0.6 | [10 empty] | 0% | 0% | 0% | 0 | 0 | 95 | 0 | 0 | 0 | 0 | 0 | 0 | 0 | 0 | 2013 Qtr 1: 0; 2013 Qtr 2: 0; 2013 Qtr 3: 0; 2013 Qtr 4: 0; 2014 Qtr 1: 0; 2014 Qtr 2: 0; 2014 Qtr 3: 0; 2014 Qtr 4: 0; 2015 Qtr 1: 23.75; 2015 Qtr 2: 23.75; 2015 Qtr 3: 23.75; 2015 Qtr 4: 23.75 | 95
0000_TotalPortfolio | 402177-Lighting - Exterior Induction Fixture <=120 watts | WPSDGENRLG0003-Rev03-Msr003 | System | Commercial | NON_res:DEER:Indoor_Non-CFL_Ltg | TRUE |  |  | Fixture | ROB | 370 | 40 | 0 | 0 | 0 | 330 | 287 |  | kWh | 0 | 0 | Commercial |  | Winter Only | [6 empty] | Small Boilers (<100 MMBtu/hr Heat Input):Uncontrolled | 15 | 0.6 | 0.6 | 0.6 | [10 empty] | 0% | 0% | 0% | 0 | 0 | 5 | 0 | 0 | 0 | 0 | 0 | 0 | 0 | 0 | 2013 Qtr 1: 0; 2013 Qtr 2: 0; 2013 Qtr 3: 0; 2013 Qtr 4: 0; 2014 Qtr 1: 0; 2014 Qtr 2: 0; 2014 Qtr 3: 0; 2014 Qtr 4: 0; 2015 Qtr 1: 1.25; 2015 Qtr 2: 1.25; 2015 Qtr 3: 1.25; 2015 Qtr 4: 1.25 | 5
0000_TotalPortfolio | 402178-Lighting - Exterior Induction Fixture <=180 watts | WPSDGENRLG0003-Rev03-Msr004 | System | Commercial | NON_res:DEER:Indoor_Non-CFL_Ltg | TRUE |  |  | Fixture | ROB | 470 | 35 | 0 | 0 | 0 | 435 | 241.57 |  | kWh | 0 | 0 | Commercial |  | Winter Only | [6 empty] | Small Boilers (<100 MMBtu/hr Heat Input):Uncontrolled | 15 | 0.6 | 0.6 | 0.6 | [10 empty] | 0% | 0% | 0% | 0 | 0 | 54 | 0 | 0 | 0 | 0 | 0 | 0 | 0 | 0 | 2013 Qtr 1: 0; 2013 Qtr 2: 0; 2013 Qtr 3: 0; 2013 Qtr 4: 0; 2014 Qtr 1: 0; 2014 Qtr 2: 0; 2014 Qtr 3: 0; 2014 Qtr 4: 0; 2015 Qtr 1: 13.5; 2015 Qtr 2: 13.5; 2015 Qtr 3: 13.5; 2015 Qtr 4: 13.5 | 54
0000_TotalPortfolio | 402179-Lighting - Exterior Induction Fixture <=250 watts | WPSDGENRLG0003-Rev03-Msr005 | System | Commercial | NON_res:DEER:Indoor_Non-CFL_Ltg | TRUE |  |  | Fixture | ROB | 570 | 90 | 0 | 0 | 0 | 480 | 852.8 |  | kWh | 0 | 0 | Commercial |  | Winter Only | [6 empty] | Small Boilers (<100 MMBtu/hr Heat Input):Uncontrolled | 15 | 0.6 | 0.6 | 0.6 | [10 empty] | 0% | 0% | 0% | 0 | 0 | 3 | 0 | 0 | 0 | 0 | 0 | 0 | 0 | 0 | 2013 Qtr 1: 0; 2013 Qtr 2: 0; 2013 Qtr 3: 0; 2013 Qtr 4: 0; 2014 Qtr 1: 0; 2014 Qtr 2: 0; 2014 Qtr 3: 0; 2014 Qtr 4: 0; 2015 Qtr 1: 0.75; 2015 Qtr 2: 0.75; 2015 Qtr 3: 0.75; 2015 Qtr 4: 0.75 | 3
0000_TotalPortfolio | 402180-Lighting - Exterior Induction Fixture <=70 watts | WPSDGENRLG0003-Rev03-Msr001 | System | Commercial | NON_res:DEER:Indoor_Non-CFL_Ltg | TRUE |  |  | Fixture | ROB | 270 | 25 | 0 | 0 | 0 | 245 | 299.3 |  | kWh | 0 | 0 | Commercial |  | Winter Only | [6 empty] | Small Boilers (<100 MMBtu/hr Heat Input):Uncontrolled | 15 | 0.6 | 0.6 | 0.6 | [10 empty] | 0% | 0% | 0% | 0 | 0 | 4 | 0 | 0 | 0 | 0 | 0 | 0 | 0 | 0 | 2013 Qtr 1: 0; 2013 Qtr 2: 0; 2013 Qtr 3: 0; 2013 Qtr 4: 0; 2014 Qtr 1: 0; 2014 Qtr 2: 0; 2014 Qtr 3: 0; 2014 Qtr 4: 0; 2015 Qtr 1: 1; 2015 Qtr 2: 1; 2015 Qtr 3: 1; 2015 Qtr 4: 1 | 4
0000_TotalPortfolio | 402183-Lighting - Exterior Pulse Start/Ceramic Metal Halide Fixtures <=175 watts | WPSDGENRLG0003-Rev03-Msr004 | System | Commercial | NON_res:DEER:Indoor_Non-CFL_Ltg | TRUE |  |  | Fixture | ROB | 470 | 15 | 0 | 0 | 0 | 455 | 241.57 |  | kWh | 0 | 0 | Commercial |  | Winter Only | [6 empty] | Small Boilers (<100 MMBtu/hr Heat Input):Uncontrolled | 15 | 0.6 | 0.6 | 0.6 | [10 empty] | 0% | 0% | 0% | 0 | 0 | 1 | 0 | 0 | 0 | 0 | 0 | 0 | 0 | 0 | 2013 Qtr 1: 0; 2013 Qtr 2: 0; 2013 Qtr 3: 0; 2013 Qtr 4: 0; 2014 Qtr 1: 0; 2014 Qtr 2: 0; 2014 Qtr 3: 0; 2014 Qtr 4: 0; 2015 Qtr 1: 0.25; 2015 Qtr 2: 0.25; 2015 Qtr 3: 0.25; 2015 Qtr 4: 0.25 | 1
0000_TotalPortfolio | 402184-Lighting - Exterior Pulse Start/Ceramic Metal Halide Fixtures <=250 watts | WPSDGENRLG0003-Rev03-Msr005 | System | Commercial | NON_res:DEER:Indoor_Non-CFL_Ltg | TRUE |  |  | Fixture | ROB | 570 | 15 | 0 | 0 | 0 | 555 | 852.8 |  | kWh | 0 | 0 | Commercial |  | Winter Only | [6 empty] | Small Boilers (<100 MMBtu/hr Heat Input):Uncontrolled | 15 | 0.6 | 0.6 | 0.6 | [10 empty] | 0% | 0% | 0% | 0 | 0 | 2 | 0 | 0 | 0 | 0 | 0 | 0 | 0 | 0 | 2013 Qtr 1: 0; 2013 Qtr 2: 0; 2013 Qtr 3: 0; 2013 Qtr 4: 0; 2014 Qtr 1: 0; 2014 Qtr 2: 0; 2014 Qtr 3: 0; 2014 Qtr 4: 0; 2015 Qtr 1: 0.5; 2015 Qtr 2: 0.5; 2015 Qtr 3: 0.5; 2015 Qtr 4: 0.5 | 2
0000_TotalPortfolio | 402185-Lighting - Exterior Pulse Start/Ceramic Metal Halide Fixtures <=70 watts | WPSDGENRLG0003-Rev03-Msr001 | System | Commercial | NON_res:DEER:Indoor_Non-CFL_Ltg | TRUE |  |  | Fixture | ROB | 270 | 5 | 0 | 0 | 0 | 265 | 299.3 |  | kWh | 0 | 0 | Commercial |  | Winter Only | [6 empty] | Small Boilers (<100 MMBtu/hr Heat Input):Uncontrolled | 15 | 0.6 | 0.6 | 0.6 | [10 empty] | 0% | 0% | 0% | 0 | 0 | 2 | 0 | 0 | 0 | 0 | 0 | 0 | 0 | 0 | 2013 Qtr 1: 0; 2013 Qtr 2: 0; 2013 Qtr 3: 0; 2013 Qtr 4: 0; 2014 Qtr 1: 0; 2014 Qtr 2: 0; 2014 Qtr 3: 0; 2014 Qtr 4: 0; 2015 Qtr 1: 0.5; 2015 Qtr 2: 0.5; 2015 Qtr 3: 0.5; 2015 Qtr 4: 0.5 | 2
0000_TotalPortfolio | 402186-Lighting - Exterior Pulse Start/Ceramic Metal Halide Fixtures <=750 watts | WPSDGENRLG0003-Rev03-Msr005 | System | Commercial | NON_res:DEER:Indoor_Non-CFL_Ltg | TRUE |  |  | Fixture | ROB | 570 | 20 | 0 | 0 | 0 | 550 | 852.8 |  | kWh | 0 | 0 | Commercial |  | Winter Only | [6 empty] | Small Boilers (<100 MMBtu/hr Heat Input):Uncontrolled | 15 | 0.6 | 0.6 | 0.6 | [10 empty] | 0% | 0% | 0% | 0 | 0 | 1 | 0 | 0 | 0 | 0 | 0 | 0 | 0 | 0 | 2013 Qtr 1: 0; 2013 Qtr 2: 0; 2013 Qtr 3: 0; 2013 Qtr 4: 0; 2014 Qtr 1: 0; 2014 Qtr 2: 0; 2014 Qtr 3: 0; 2014 Qtr 4: 0; 2015 Qtr 1: 0.25; 2015 Qtr 2: 0.25; 2015 Qtr 3: 0.25; 2015 Qtr 4: 0.25 | 1
0000_TotalPortfolio | 402191-Lighting - Interior Compact Fluorescent Fixture <=70 watts | WPSDGENRLG0006-Rev05-Msr002 | System | Commercial | NON_res:DEER:Indoor_Non-CFL_Ltg | TRUE |  |  | Fixture | ROB | 214.36 | 15 | 0 | 0 | 0 | 199.36 | 132.2743 |  | kWh | 0.02939 | -0.39147 | Commercial |  | Winter Only | [6 empty] | Small Boilers (<100 MMBtu/hr Heat Input):Uncontrolled | 15 | 0.6 | 0.6 | 0.6 | [10 empty] | 0% | 0% | 0% | 0 | 0 | 12 | 0 | 0 | 0 | 0 | 0 | 0 | 0 | 0 | 2013 Qtr 1: 0; 2013 Qtr 2: 0; 2013 Qtr 3: 0; 2013 Qtr 4: 0; 2014 Qtr 1: 0; 2014 Qtr 2: 0; 2014 Qtr 3: 0; 2014 Qtr 4: 0; 2015 Qtr 1: 3; 2015 Qtr 2: 3; 2015 Qtr 3: 3; 2015 Qtr 4: 3 | 12
0000_TotalPortfolio | 402197-Lighting - Interior Linear Fluorescent Fixture <=128 watts replacing 101-175 Watts | WPSDGENRLG0044-Rev05-Msr005 | System | Commercial | NON_res:DEER:Indoor_Non-CFL_Ltg | TRUE |  |  | Fixture | ROB | 207 | 25 | 0 | 0 | 0 | 182 | 254.8532 |  | kWh | 0.063241 | -0.80152 | Commercial |  | Winter Only | [6 empty] | Small Boilers (<100 MMBtu/hr Heat Input):Uncontrolled | 15 | 0.7 | 0.7 | 0.7 |  |  | 0.78 | [7 empty] | 0% | 0% | 0% | 0 | 0 | 34 | 0 | 0 | 0 | 0 | 0 | 0 | 0 | 0 | 2013 Qtr 1: 0; 2013 Qtr 2: 0; 2013 Qtr 3: 0; 2013 Qtr 4: 0; 2014 Qtr 1: 0; 2014 Qtr 2: 0; 2014 Qtr 3: 0; 2014 Qtr 4: 0; 2015 Qtr 1: 8.5; 2015 Qtr 2: 8.5; 2015 Qtr 3: 8.5; 2015 Qtr 4: 8.5 | 34
0000_TotalPortfolio | 402198-Lighting - Interior Linear Fluorescent Fixture <=192 watts replacing 176-399 Watts | WPSDGENRLG0044-Rev05-Msr004 | System | Commercial | NON_res:DEER:Indoor_Non-CFL_Ltg | TRUE |  |  | Fixture | ROB | 253 | 45 | 0 | 0 | 0 | 208 | 404.9722 |  | kWh | 0.10049 | -1.2736 | Commercial |  | Winter Only | [6 empty] | Small Boilers (<100 MMBtu/hr Heat Input):Uncontrolled | 15 | 0.7 | 0.7 | 0.7 |  |  | 1.04 | [7 empty] | 0% | 0% | 0% | 0 | 0 | 12 | 0 | 0 | 0 | 0 | 0 | 0 | 0 | 0 | 2013 Qtr 1: 0; 2013 Qtr 2: 0; 2013 Qtr 3: 0; 2013 Qtr 4: 0; 2014 Qtr 1: 0; 2014 Qtr 2: 0; 2014 Qtr 3: 0; 2014 Qtr 4: 0; 2015 Qtr 1: 3; 2015 Qtr 2: 3; 2015 Qtr 3: 3; 2015 Qtr 4: 3 | 12
0000_TotalPortfolio | 402199-Lighting - Interior Linear Fluorescent Fixture <=244 watts replacing 400 Watts (Tier 1) | Com-Lighting-InGen_MV-455w_PSMH-365w_T5-46in-234w | System | Commercial | NON_res:DEER:Indoor_Non-CFL_Ltg | TRUE |  |  | Fixture | ROB | 355.23 | 75 | 0 | 0 | 0 | 280.23 | 443 |  | kWh | 0.109 | -1.4 | Commercial |  | Winter Only | [6 empty] | Small Boilers (<100 MMBtu/hr Heat Input):Uncontrolled | 15 | 0.7 | 0.7 | 0.7 |  |  | 1.04 | [7 empty] | 0% | 0% | 0% | 0 | 0 | 35 | 0 | 0 | 0 | 0 | 0 | 0 | 0 | 0 | 2013 Qtr 1: 0; 2013 Qtr 2: 0; 2013 Qtr 3: 0; 2013 Qtr 4: 0; 2014 Qtr 1: 0; 2014 Qtr 2: 0; 2014 Qtr 3: 0; 2014 Qtr 4: 0; 2015 Qtr 1: 8.75; 2015 Qtr 2: 8.75; 2015 Qtr 3: 8.75; 2015 Qtr 4: 8.75 | 35
0000_TotalPortfolio | 402200-Lighting - Interior Linear Fluorescent Fixture <=600 watts replacing >=400 Watts (Tier 1) | Com-Lighting-InGen_MV-780w_PSMH-456w_T5-46in-351w | System | Commercial | NON_res:DEER:Indoor_Non-CFL_Ltg | TRUE |  |  | Fixture | ROB | 355.23 | 100 | 0 | 0 | 0 | 255.23 | 355 |  | kWh | 0.0875 | -1.13 | Commercial |  | Winter Only | [6 empty] | Small Boilers (<100 MMBtu/hr Heat Input):Uncontrolled | 15 | 0.7 | 0.7 | 0.7 |  |  | 1.04 | [7 empty] | 0% | 0% | 0% | 0 | 0 | 1 | 0 | 0 | 0 | 0 | 0 | 0 | 0 | 0 | 2013 Qtr 1: 0; 2013 Qtr 2: 0; 2013 Qtr 3: 0; 2013 Qtr 4: 0; 2014 Qtr 1: 0; 2014 Qtr 2: 0; 2014 Qtr 3: 0; 2014 Qtr 4: 0; 2015 Qtr 1: 0.25; 2015 Qtr 2: 0.25; 2015 Qtr 3: 0.25; 2015 Qtr 4: 0.25 | 1
0000_TotalPortfolio | 402201-Lighting - Interior Linear Fluorescent Fixture <=64 watts replacing <=100 Watts | WPSDGENRLG0044-Rev05-Msr006 | System | Commercial | NON_res:DEER:Indoor_Non-CFL_Ltg | TRUE |  |  | Fixture | ROB | 145 | 10 | 0 | 0 | 0 | 135 | 115.2076 |  | kWh | 0.028588 | -0.36233 | Commercial |  | Winter Only | [6 empty] | Small Boilers (<100 MMBtu/hr Heat Input):Uncontrolled | 15 | 0.7 | 0.7 | 0.7 |  |  | 0.78 | [7 empty] | 0% | 0% | 0% | 0 | 0 | 25 | 0 | 0 | 0 | 0 | 0 | 0 | 0 | 0 | 2013 Qtr 1: 0; 2013 Qtr 2: 0; 2013 Qtr 3: 0; 2013 Qtr 4: 0; 2014 Qtr 1: 0; 2014 Qtr 2: 0; 2014 Qtr 3: 0; 2014 Qtr 4: 0; 2015 Qtr 1: 6.25; 2015 Qtr 2: 6.25; 2015 Qtr 3: 6.25; 2015 Qtr 4: 6.25 | 25
0000_TotalPortfolio | 402202-Lighting - Interior Linear Fluorescent Fixture 245-360 watts replacing 400 Watts (Tier 2) | WPSDGENRLG0044-Rev05-Msr003 | System | Commercial | NON_res:DEER:Indoor_Non-CFL_Ltg | TRUE |  |  | Fixture | ROB | 275.51 | 45 | 0 | 0 | 0 | 230.51 | 373.552 |  | kWh | 0.092696 | -1.1748 | Commercial |  | Winter Only | [6 empty] | Small Boilers (<100 MMBtu/hr Heat Input):Uncontrolled | 15 | 0.7 | 0.7 | 0.7 |  |  | 1.04 | [7 empty] | 0% | 0% | 0% | 0 | 0 | 2 | 0 | 0 | 0 | 0 | 0 | 0 | 0 | 0 | 2013 Qtr 1: 0; 2013 Qtr 2: 0; 2013 Qtr 3: 0; 2013 Qtr 4: 0; 2014 Qtr 1: 0; 2014 Qtr 2: 0; 2014 Qtr 3: 0; 2014 Qtr 4: 0; 2015 Qtr 1: 0.5; 2015 Qtr 2: 0.5; 2015 Qtr 3: 0.5; 2015 Qtr 4: 0.5 | 2
0000_TotalPortfolio | 402207-Lighting - Interior Pulse Start/Ceramic Metal Halide Fixtures <=70 watts | WPSDGENRLG0002-Rev05-Msr001 | System | Commercial | NON_res:DEER:Indoor_Non-CFL_Ltg | TRUE |  |  | Fixture | ROB | 270 | 5 | 0 | 0 | 0 | 265 | 62.8405 |  | kWh | 0.015594 | -0.19763 | Commercial |  | Winter Only | [6 empty] | Small Boilers (<100 MMBtu/hr Heat Input):Uncontrolled | 15 | 0.6 | 0.6 | 0.6 | [10 empty] | 0% | 0% | 0% | 0 | 0 | 1 | 0 | 0 | 0 | 0 | 0 | 0 | 0 | 0 | 2013 Qtr 1: 0; 2013 Qtr 2: 0; 2013 Qtr 3: 0; 2013 Qtr 4: 0; 2014 Qtr 1: 0; 2014 Qtr 2: 0; 2014 Qtr 3: 0; 2014 Qtr 4: 0; 2015 Qtr 1: 0.25; 2015 Qtr 2: 0.25; 2015 Qtr 3: 0.25; 2015 Qtr 4: 0.25 | 1
0000_TotalPortfolio | 402221-Lighting - T8 to 4ft 25 Watt Lamp | WPSDGENRLG0120-Rev05-Msr001 | System | Commercial | NON_res:DEER:Indoor_CFL_Ltg | TRUE |  |  | Lamp | ROB | 2 | 1.5 | 0 | 0 | 0 | 0.5 | 24.438 |  | kWh | 0.0060642 | -0.076858 | Commercial |  | Winter Only | [6 empty] | Small Boilers (<100 MMBtu/hr Heat Input):Uncontrolled | 15 | 0.6 | 0.6 | 0.6 |  |  | 0.78 | [7 empty] | 0% | 0% | 0% | 0 | 0 | 2581 | 0 | 0 | 0 | 0 | 0 | 0 | 0 | 0 | 2013 Qtr 1: 0; 2013 Qtr 2: 0; 2013 Qtr 3: 0; 2013 Qtr 4: 0; 2014 Qtr 1: 0; 2014 Qtr 2: 0; 2014 Qtr 3: 0; 2014 Qtr 4: 0; 2015 Qtr 1: 645.25; 2015 Qtr 2: 645.25; 2015 Qtr 3: 645.25; 2015 Qtr 4: 645.25 | 2581
0000_TotalPortfolio | 402222-Lighting - T8 to 4ft 28 Watt Lamp | WPSDGENRLG0120-Rev05-Msr002 | System | Commercial | NON_res:DEER:Indoor_CFL_Ltg | TRUE |  |  | Lamp | ROB | 2 | 1 | 0 | 0 | 0 | 1 | 10.4734 |  | kWh | 0.0025989 | -0.032939 | Commercial |  | Winter Only | [6 empty] | Small Boilers (<100 MMBtu/hr Heat Input):Uncontrolled | 15 | 0.6 | 0.6 | 0.6 |  |  | 0.78 | [7 empty] | 0% | 0% | 0% | 0 | 0 | 2345 | 0 | 0 | 0 | 0 | 0 | 0 | 0 | 0 | 2013 Qtr 1: 0; 2013 Qtr 2: 0; 2013 Qtr 3: 0; 2013 Qtr 4: 0; 2014 Qtr 1: 0; 2014 Qtr 2: 0; 2014 Qtr 3: 0; 2014 Qtr 4: 0; 2015 Qtr 1: 586.25; 2015 Qtr 2: 586.25; 2015 Qtr 3: 586.25; 2015 Qtr 4: 586.25 | 2345
0000_TotalPortfolio | 402244-Pipe Insulation - Hot Water Applic. >=1 in. | WPSDGENRWH1202-Rev01-Msr002 | System | Commercial | 35-OTI-OtherIndustrial-PROC_OTH | TRUE |  |  | linear ft | RET | 5.22 | 2 | 0 | 0 | 0 | 3.22 | 0 |  | kWh | 0 | 6.428 | Commercial |  | Annual | [6 empty] | Small Boilers (<100 MMBtu/hr Heat Input):Uncontrolled | 11 | 0.6 | 0.6 | 0.6 | [10 empty] | 0% | 0% | 0% | 0 | 0 | 33 | 0 | 0 | 0 | 0 | 0 | 0 | 0 | 0 | 2013 Qtr 1: 0; 2013 Qtr 2: 0; 2013 Qtr 3: 0; 2013 Qtr 4: 0; 2014 Qtr 1: 0; 2014 Qtr 2: 0; 2014 Qtr 3: 0; 2014 Qtr 4: 0; 2015 Qtr 1: 8.25; 2015 Qtr 2: 8.25; 2015 Qtr 3: 8.25; 2015 Qtr 4: 8.25 | 33
0000_TotalPortfolio | 402246-Pipe Insulation - Low Pressure (<=15 psi) Steam Applic. >=1 in. | WPSDGENRWH1202-Rev01-Msr004 | System | Commercial | 35-OTI-OtherIndustrial-PROC_OTH | TRUE |  |  | linear ft | RET | 5.22 | 3 | 0 | 0 | 0 | 2.22 | 0 |  | kWh | 0 | 11.0039 | Commercial |  | Annual | [6 empty] | Small Boilers (<100 MMBtu/hr Heat Input):Uncontrolled | 11 | 0.6 | 0.6 | 0.6 | [10 empty] | 0% | 0% | 0% | 0 | 0 | 93 | 0 | 0 | 0 | 0 | 0 | 0 | 0 | 0 | 2013 Qtr 1: 0; 2013 Qtr 2: 0; 2013 Qtr 3: 0; 2013 Qtr 4: 0; 2014 Qtr 1: 0; 2014 Qtr 2: 0; 2014 Qtr 3: 0; 2014 Qtr 4: 0; 2015 Qtr 1: 23.25; 2015 Qtr 2: 23.25; 2015 Qtr 3: 23.25; 2015 Qtr 4: 23.25 | 93
0000_TotalPortfolio | 402255-Refrigeration - Anti-Sweat Heater Controls | WPSDGENRRN0009-Rev00-Msr001 | System | Commercial | 01-ALC-AllCommercial-Refrig | TRUE |  |  | Linear ft | RET | 34 | 25 | 0 | 0 | 0 | 9 | 270 |  | kWh | 0.004128 | 0 | Commercial |  | Winter Only | [6 empty] | Small Boilers (<100 MMBtu/hr Heat Input):Uncontrolled | 12 | 0.6 | 0.6 | 0.6 | [10 empty] | 0% | 0% | 0% | 0 | 0 | 5 | 0 | 0 | 0 | 0 | 0 | 0 | 0 | 0 | 2013 Qtr 1: 0; 2013 Qtr 2: 0; 2013 Qtr 3: 0; 2013 Qtr 4: 0; 2014 Qtr 1: 0; 2014 Qtr 2: 0; 2014 Qtr 3: 0; 2014 Qtr 4: 0; 2015 Qtr 1: 1.25; 2015 Qtr 2: 1.25; 2015 Qtr 3: 1.25; 2015 Qtr 4: 1.25 | 5
0000_TotalPortfolio | 402256-Refrigeration - Food Service -Evaporator Fan Controller for Walk-In Coolers | WPSDGENRRN0011-Rev00-Msr001 | System | Commercial | 01-ALC-AllCommercial-Refrig | TRUE |  |  | Motor | RET | 323.5 | 75 | 0 | 0 | 0 | 248.5 | 1185.879 |  | kWh | 0.16296 | 0 | Commercial |  | Winter Only | [6 empty] | Small Boilers (<100 MMBtu/hr Heat Input):Uncontrolled | 16 | 0.6 | 0.6 | 0.6 | [10 empty] | 0% | 0% | 0% | 0 | 0 | 1 | 0 | 0 | 0 | 0 | 0 | 0 | 0 | 0 | 2013 Qtr 1: 0; 2013 Qtr 2: 0; 2013 Qtr 3: 0; 2013 Qtr 4: 0; 2014 Qtr 1: 0; 2014 Qtr 2: 0; 2014 Qtr 3: 0; 2014 Qtr 4: 0; 2015 Qtr 1: 0.25; 2015 Qtr 2: 0.25; 2015 Qtr 3: 0.25; 2015 Qtr 4: 0.25 | 1
0000_TotalPortfolio | 402257-Lighting - Exterior LED Fixtures <=130 watts | WPSDGENRLG0181-Rev01-Msr003 | System | Commercial | NON_res:DEER:Indoor_Non-CFL_Ltg | TRUE |  |  | linear ft | ROB | 1472 | 80 | 0 | 0 | 0 | 1392 | 208.25 |  | kWh | 0 | 0 | Commercial |  | Winter Only | [6 empty] | Small Boilers (<100 MMBtu/hr Heat Input):Uncontrolled | 16 | 0.6 | 0.6 | 0.6 | [10 empty] | 0% | 0% | 0% | 0 | 0 | 11 | 0 | 0 | 0 | 0 | 0 | 0 | 0 | 0 | 2013 Qtr 1: 0; 2013 Qtr 2: 0; 2013 Qtr 3: 0; 2013 Qtr 4: 0; 2014 Qtr 1: 0; 2014 Qtr 2: 0; 2014 Qtr 3: 0; 2014 Qtr 4: 0; 2015 Qtr 1: 2.75; 2015 Qtr 2: 2.75; 2015 Qtr 3: 2.75; 2015 Qtr 4: 2.75 | 11
0000_TotalPortfolio | 402258-Lighting - Exterior LED Fixtures <=110 watts | WPSDGENRLG0181-Rev01-Msr002 | System | Commercial | NON_res:DEER:Indoor_Non-CFL_Ltg | TRUE |  |  | linear ft | ROB | 1056 | 80 | 0 | 0 | 0 | 976 | 166.6 |  | kWh | 0 | 0 | Commercial |  | Winter Only | [6 empty] | Small Boilers (<100 MMBtu/hr Heat Input):Uncontrolled | 16 | 0.85 | 0.85 | 0.85 | [10 empty] | 0% | 0% | 0% | 0 | 0 | 24 | 0 | 0 | 0 | 0 | 0 | 0 | 0 | 0 | 2013 Qtr 1: 0; 2013 Qtr 2: 0; 2013 Qtr 3: 0; 2013 Qtr 4: 0; 2014 Qtr 1: 0; 2014 Qtr 2: 0; 2014 Qtr 3: 0; 2014 Qtr 4: 0; 2015 Qtr 1: 6; 2015 Qtr 2: 6; 2015 Qtr 3: 6; 2015 Qtr 4: 6 | 24
0000_TotalPortfolio | 402259-Lighting - Exterior LED Fixtures <=192watts | WPSDGENRLG0181-Rev01-Msr004 | System | Commercial | NON_res:DEER:Indoor_Non-CFL_Ltg | TRUE |  |  | linear ft | ROB | 1672 | 125 | 0 | 0 | 0 | 1547 | 241.57 |  | kWh | 0 | 0 | Commercial |  | Winter Only | [6 empty] | Small Boilers (<100 MMBtu/hr Heat Input):Uncontrolled | 16 | 0.85 | 0.85 | 0.85 | [10 empty] | 0% | 0% | 0% | 0 | 0 | 66 | 0 | 0 | 0 | 0 | 0 | 0 | 0 | 0 | 2013 Qtr 1: 0; 2013 Qtr 2: 0; 2013 Qtr 3: 0; 2013 Qtr 4: 0; 2014 Qtr 1: 0; 2014 Qtr 2: 0; 2014 Qtr 3: 0; 2014 Qtr 4: 0; 2015 Qtr 1: 16.5; 2015 Qtr 2: 16.5; 2015 Qtr 3: 16.5; 2015 Qtr 4: 16.5 | 66
0000_TotalPortfolio | 402260-Lighting - Exterior LED Fixtures <=350 watts | WPSDGENRLG0181-Rev01-Msr005 | System | Commercial | NON_res:DEER:Indoor_Non-CFL_Ltg | TRUE |  |  | linear ft | ROB | 2020 | 125 | 0 | 0 | 0 | 1895 | 208.25 |  | kWh | 0 | 0 | Commercial |  | Winter Only | [6 empty] | Small Boilers (<100 MMBtu/hr Heat Input):Uncontrolled | 16 | 0.85 | 0.85 | 0.85 | [10 empty] | 0% | 0% | 0% | 0 | 0 | 2 | 0 | 0 | 0 | 0 | 0 | 0 | 0 | 0 | 2013 Qtr 1: 0; 2013 Qtr 2: 0; 2013 Qtr 3: 0; 2013 Qtr 4: 0; 2014 Qtr 1: 0; 2014 Qtr 2: 0; 2014 Qtr 3: 0; 2014 Qtr 4: 0; 2015 Qtr 1: 0.5; 2015 Qtr 2: 0.5; 2015 Qtr 3: 0.5; 2015 Qtr 4: 0.5 | 2
0000_TotalPortfolio | 402261-Lighting - Exterior LED Fixtures <=80 watts | WPSDGENRLG0181-Rev01-Msr001 | System | Commercial | NON_res:DEER:Indoor_Non-CFL_Ltg | TRUE |  |  | linear ft | ROB | 822 | 50 | 0 | 0 | 0 | 772 | 124.95 |  | kWh | 0 | 0 | Commercial |  | Winter Only | [6 empty] | Small Boilers (<100 MMBtu/hr Heat Input):Uncontrolled | 16 | 0.85 | 0.85 | 0.85 | [10 empty] | 0% | 0% | 0% | 0 | 0 | 36 | 0 | 0 | 0 | 0 | 0 | 0 | 0 | 0 | 2013 Qtr 1: 0; 2013 Qtr 2: 0; 2013 Qtr 3: 0; 2013 Qtr 4: 0; 2014 Qtr 1: 0; 2014 Qtr 2: 0; 2014 Qtr 3: 0; 2014 Qtr 4: 0; 2015 Qtr 1: 9; 2015 Qtr 2: 9; 2015 Qtr 3: 9; 2015 Qtr 4: 9 | 36
0000_TotalPortfolio | 402262-Lighting - Interior LED Fixtures <=110 watts | WPSDGENRLG0080-Rev02-Msr001 | System | Commercial | NON_res:DEER:Indoor_Non-CFL_Ltg | TRUE |  |  | Fixture | ROB | 1524 | 85 | 0 | 0 | 0 | 1439 | 516.6887 |  | kWh | 0.12821 | -1.625 | Commercial |  | Winter Only | [6 empty] | Small Boilers (<100 MMBtu/hr Heat Input):Uncontrolled | 16 | 0.6 | 0.6 | 0.6 | [10 empty] | 0% | 0% | 0% | 0 | 0 | 8 | 0 | 0 | 0 | 0 | 0 | 0 | 0 | 0 | 2013 Qtr 1: 0; 2013 Qtr 2: 0; 2013 Qtr 3: 0; 2013 Qtr 4: 0; 2014 Qtr 1: 0; 2014 Qtr 2: 0; 2014 Qtr 3: 0; 2014 Qtr 4: 0; 2015 Qtr 1: 2; 2015 Qtr 2: 2; 2015 Qtr 3: 2; 2015 Qtr 4: 2 | 8
0000_TotalPortfolio | 402266-Lighting - LED System <=15 watts Surface/Pendant/Recessed Down Lighting | WPSDGENRLG0196-Rev03-Msr001 | System | Commercial | NON_res:DEER:Indoor_Non-CFL_Ltg | TRUE |  |  | Fixture | ROB | 208 | 20 | 0 | 0 | 0 | 188 | 98.3578 |  | kWh | 0.021854 | -0.29109 | Commercial |  | Winter Only | [6 empty] | Small Boilers (<100 MMBtu/hr Heat Input):Uncontrolled | 16 | 0.85 | 0.85 | 0.85 | [10 empty] | 0% | 0% | 0% | 0 | 0 | 69 | 0 | 0 | 0 | 0 | 0 | 0 | 0 | 0 | 2013 Qtr 1: 0; 2013 Qtr 2: 0; 2013 Qtr 3: 0; 2013 Qtr 4: 0; 2014 Qtr 1: 0; 2014 Qtr 2: 0; 2014 Qtr 3: 0; 2014 Qtr 4: 0; 2015 Qtr 1: 17.25; 2015 Qtr 2: 17.25; 2015 Qtr 3: 17.25; 2015 Qtr 4: 17.25 | 69
0000_TotalPortfolio | 402269-Lighting - Linear LED Systems (T8 Basecase) | WPSDGENRLG0081-Rev03-Msr001 | System | Commercial | NON_res:DEER:Indoor_Non-CFL_Ltg | TRUE |  |  | linear ft | ROB | 38 | 12 | 0 | 0 | 0 | 26 | 1.7456 |  | kWh | 0.00043316 | -0.0054899 | Commercial |  | Winter Only | [6 empty] | Small Boilers (<100 MMBtu/hr Heat Input):Uncontrolled | 16 | 0.85 | 0.85 | 0.85 | [10 empty] | 0% | 0% | 0% | 0 | 0 | 16 | 0 | 0 | 0 | 0 | 0 | 0 | 0 | 0 | 2013 Qtr 1: 0; 2013 Qtr 2: 0; 2013 Qtr 3: 0; 2013 Qtr 4: 0; 2014 Qtr 1: 0; 2014 Qtr 2: 0; 2014 Qtr 3: 0; 2014 Qtr 4: 0; 2015 Qtr 1: 4; 2015 Qtr 2: 4; 2015 Qtr 3: 4; 2015 Qtr 4: 4 | 16
0000_TotalPortfolio | 402270-Lighting - Premium Tier 5' Case Door | WPSDGENRLG0082-Rev01-Msr001 | System | Commercial | NON_res:DEER:Indoor_Non-CFL_Ltg | TRUE |  |  | Door | ROB | 254 | 65 | 0 | 0 | 0 | 189 | 333 |  | kWh | 0.051 | 0 | Commercial |  | Winter Only | [6 empty] | Small Boilers (<100 MMBtu/hr Heat Input):Uncontrolled | 8 | 0.85 | 0.85 | 0.85 | [10 empty] | 0% | 0% | 0% | 0 | 0 | 8 | 0 | 0 | 0 | 0 | 0 | 0 | 0 | 0 | 2013 Qtr 1: 0; 2013 Qtr 2: 0; 2013 Qtr 3: 0; 2013 Qtr 4: 0; 2014 Qtr 1: 0; 2014 Qtr 2: 0; 2014 Qtr 3: 0; 2014 Qtr 4: 0; 2015 Qtr 1: 2; 2015 Qtr 2: 2; 2015 Qtr 3: 2; 2015 Qtr 4: 2 | 8
0000_TotalPortfolio | 402271-Lighting - Premium Tier 6' Case Door | WPSDGENRLG0082-Rev01-Msr003 | System | Commercial | NON_res:DEER:Indoor_Non-CFL_Ltg | TRUE |  |  | Door | ROB | 299 | 100 | 0 | 0 | 0 | 199 | 577 |  | kWh | 0.088 | 0 | Commercial |  | Winter Only | [6 empty] | Small Boilers (<100 MMBtu/hr Heat Input):Uncontrolled | 8 | 0.85 | 0.85 | 0.85 | [10 empty] | 0% | 0% | 0% | 0 | 0 | 21 | 0 | 0 | 0 | 0 | 0 | 0 | 0 | 0 | 2013 Qtr 1: 0; 2013 Qtr 2: 0; 2013 Qtr 3: 0; 2013 Qtr 4: 0; 2014 Qtr 1: 0; 2014 Qtr 2: 0; 2014 Qtr 3: 0; 2014 Qtr 4: 0; 2015 Qtr 1: 5.25; 2015 Qtr 2: 5.25; 2015 Qtr 3: 5.25; 2015 Qtr 4: 5.25 | 21
0000_TotalPortfolio | 402273-Lighting - Standard Tier 5' Case Door | WPSDGENRLG0082-Rev01-Msr002 | System | Commercial | NON_res:DEER:Indoor_Non-CFL_Ltg | TRUE |  |  | Door | ROB | 229 | 45 | 0 | 0 | 0 | 184 | 227 |  | kWh | 0.035 | 0 | Commercial |  | Winter Only | [6 empty] | Small Boilers (<100 MMBtu/hr Heat Input):Uncontrolled | 8 | 0.6 | 0.6 | 0.6 | [10 empty] | 0% | 0% | 0% | 0 | 0 | 1 | 0 | 0 | 0 | 0 | 0 | 0 | 0 | 0 | 2013 Qtr 1: 0; 2013 Qtr 2: 0; 2013 Qtr 3: 0; 2013 Qtr 4: 0; 2014 Qtr 1: 0; 2014 Qtr 2: 0; 2014 Qtr 3: 0; 2014 Qtr 4: 0; 2015 Qtr 1: 0.25; 2015 Qtr 2: 0.25; 2015 Qtr 3: 0.25; 2015 Qtr 4: 0.25 | 1
0000_TotalPortfolio | 402402-Heating - Greenhouse Heat Curtain | Grnhs-Shell-ThermCurt | System | Commercial | NON_res:DEER:HVAC_Split-Package_AC | TRUE |  |  | Sqft | RET | 0.49 | 0.2 | 0 | 0 | 0 | 0.29 | 0.083 |  | kWh | 0 | 0.195 | Commercial |  | Winter Only |  | 0.49 |  |  |  |  | Small Boilers (<100 MMBtu/hr Heat Input):Uncontrolled | 5 | 0.46 | 0.46 | 0.46 | [10 empty] | 0% | 0% | 0% | 0 | 0 | 678 | 0 | 0 | 0 | 0 | 0 | 0 | 0 | 0 | 2013 Qtr 1: 0; 2013 Qtr 2: 0; 2013 Qtr 3: 0; 2013 Qtr 4: 0; 2014 Qtr 1: 0; 2014 Qtr 2: 0; 2014 Qtr 3: 0; 2014 Qtr 4: 0; 2015 Qtr 1: 169.5; 2015 Qtr 2: 169.5; 2015 Qtr 3: 169.5; 2015 Qtr 4: 169.5 | 678
0000_TotalPortfolio | 402403-Heating - Infrared Film for Greenhouse | Grnhs-Shell-Tcurt_to_LIR_Tcurt | System | Commercial | NON_res:DEER:HVAC_Split-Package_AC | TRUE |  |  | Sqft | RET | 0.05 | 0.05 | 0 | 0 | 0 | 0 | 0.007 |  | kWh | 0 | 0.103 | Commercial |  | Winter Only |  | 0.05 |  |  |  |  | Small Boilers (<100 MMBtu/hr Heat Input):Uncontrolled | 5 | 0.46 | 0.46 | 0.46 | [10 empty] | 0% | 0% | 0% | 0 | 0 | 13597 | 0 | 0 | 0 | 0 | 0 | 0 | 0 | 0 | 2013 Qtr 1: 0; 2013 Qtr 2: 0; 2013 Qtr 3: 0; 2013 Qtr 4: 0; 2014 Qtr 1: 0; 2014 Qtr 2: 0; 2014 Qtr 3: 0; 2014 Qtr 4: 0; 2015 Qtr 1: 3399.25; 2015 Qtr 2: 3399.25; 2015 Qtr 3: 3399.25; 2015 Qtr 4: 3399.25 | 13597
0000_TotalPortfolio | 402411-Lighting - Remove 4 Ft T-8 (De-Lamp 32W) | WPSDGENRLG0022-Rev04-Msr003 | System | Commercial | NON_res:DEER:Indoor_CFL_Ltg | TRUE |  |  | Lamp | ROB | 25.86 | 4 | 0 | 0 | 0 | 21.86 | 104.7342 |  | kWh | 0.025989 | -0.32939 | Commercial |  | Winter Only | [6 empty] | Small Boilers (<100 MMBtu/hr Heat Input):Uncontrolled | 15 | 0.6 | 0.6 | 0.6 | [10 empty] | 0% | 0% | 0% | 0 | 0 | 175 | 0 | 0 | 0 | 0 | 0 | 0 | 0 | 0 | 2013 Qtr 1: 0; 2013 Qtr 2: 0; 2013 Qtr 3: 0; 2013 Qtr 4: 0; 2014 Qtr 1: 0; 2014 Qtr 2: 0; 2014 Qtr 3: 0; 2014 Qtr 4: 0; 2015 Qtr 1: 43.75; 2015 Qtr 2: 43.75; 2015 Qtr 3: 43.75; 2015 Qtr 4: 43.75 | 175
0000_TotalPortfolio | 402422-LED MR16 Up to 6 watt Interior LED Integral Lamp | WPSDGENRLG0106-Rev03-Msr001 | System | Commercial | NON_res:DEER:Indoor_CFL_Ltg | TRUE |  |  | Lamp | ROB | 15.07 | 5 | 0 | 0 | 0 | 10.07 | 32.9668 |  | kWh | 0.0073249 | -0.097565 | Commercial |  | Winter Only | [6 empty] | Small Boilers (<100 MMBtu/hr Heat Input):Uncontrolled | 8 | 0.6 | 0.6 | 0.6 | [10 empty] | 0% | 0% | 0% | 0 | 0 | 77 | 0 | 0 | 0 | 0 | 0 | 0 | 0 | 0 | 2013 Qtr 1: 0; 2013 Qtr 2: 0; 2013 Qtr 3: 0; 2013 Qtr 4: 0; 2014 Qtr 1: 0; 2014 Qtr 2: 0; 2014 Qtr 3: 0; 2014 Qtr 4: 0; 2015 Qtr 1: 19.25; 2015 Qtr 2: 19.25; 2015 Qtr 3: 19.25; 2015 Qtr 4: 19.25 | 77
0000_TotalPortfolio | 402423-LED MR16 7 -10 watt Interior lamp | WPSDGENRLG0106-Rev03-Msr002 | System | Commercial | NON_res:DEER:Indoor_CFL_Ltg | TRUE |  |  | Lamp | ROB | 21.31 | 12.5 | 0 | 0 | 0 | 8.81 | 77.9829 |  | kWh | 0.016677 | -0.19496 | Commercial |  | Winter Only | [6 empty] | Small Boilers (<100 MMBtu/hr Heat Input):Uncontrolled | 8 | 0.85 | 0.85 | 0.85 | [10 empty] | 0% | 0% | 0% | 0 | 0 | 130 | 0 | 0 | 0 | 0 | 0 | 0 | 0 | 0 | 2013 Qtr 1: 0; 2013 Qtr 2: 0; 2013 Qtr 3: 0; 2013 Qtr 4: 0; 2014 Qtr 1: 0; 2014 Qtr 2: 0; 2014 Qtr 3: 0; 2014 Qtr 4: 0; 2015 Qtr 1: 32.5; 2015 Qtr 2: 32.5; 2015 Qtr 3: 32.5; 2015 Qtr 4: 32.5 | 130
0000_TotalPortfolio | 402424-LED Integral PAR-20 lamp Up to 10 watt Interior | WPSDGENRLG0106-Rev03-Msr003 | System | Commercial | NON_res:DEER:Indoor_CFL_Ltg | TRUE |  |  | Lamp | ROB | 24.44 | 12.5 | 0 | 0 | 0 | 11.94 | 75.2946 |  | kWh | 0.01673 | -0.22283 | Commercial |  | Winter Only | [6 empty] | Small Boilers (<100 MMBtu/hr Heat Input):Uncontrolled | 6.6979 | 0.85 | 0.85 | 0.85 | [10 empty] | 0% | 0% | 0% | 0 | 0 | 78 | 0 | 0 | 0 | 0 | 0 | 0 | 0 | 0 | 2013 Qtr 1: 0; 2013 Qtr 2: 0; 2013 Qtr 3: 0; 2013 Qtr 4: 0; 2014 Qtr 1: 0; 2014 Qtr 2: 0; 2014 Qtr 3: 0; 2014 Qtr 4: 0; 2015 Qtr 1: 19.5; 2015 Qtr 2: 19.5; 2015 Qtr 3: 19.5; 2015 Qtr 4: 19.5 | 78
0000_TotalPortfolio | 402425-LED Integral PAR-30 lamp Up to 15 watt Interior | WPSDGENRLG0106-Rev03-Msr004 | System | Commercial | NON_res:DEER:Indoor_CFL_Ltg | TRUE |  |  | Lamp | ROB | 35.25 | 7.5 | 0 | 0 | 0 | 27.75 | 49.2468 |  | kWh | 0.010942 | -0.14575 | Commercial |  | Winter Only | [6 empty] | Small Boilers (<100 MMBtu/hr Heat Input):Uncontrolled | 16 | 0.85 | 0.85 | 0.85 | [10 empty] | 0% | 0% | 0% | 0 | 0 | 193 | 0 | 0 | 0 | 0 | 0 | 0 | 0 | 0 | 2013 Qtr 1: 0; 2013 Qtr 2: 0; 2013 Qtr 3: 0; 2013 Qtr 4: 0; 2014 Qtr 1: 0; 2014 Qtr 2: 0; 2014 Qtr 3: 0; 2014 Qtr 4: 0; 2015 Qtr 1: 48.25; 2015 Qtr 2: 48.25; 2015 Qtr 3: 48.25; 2015 Qtr 4: 48.25 | 193
0000_TotalPortfolio | 402426-LED Integral PAR30 lamp 16-21watt | WPSDGENRLG0106-Rev03-Msr005 | System | Commercial | NON_res:DEER:Indoor_CFL_Ltg | TRUE |  |  | Lamp | ROB | 26.91 | 17.5 | 0 | 0 | 0 | 9.41 | 131.3247 |  | kWh | 0.029179 | -0.38866 | Commercial |  | Winter Only | [6 empty] | Small Boilers (<100 MMBtu/hr Heat Input):Uncontrolled | 16 | 0.85 | 0.85 | 0.85 | [10 empty] | 0% | 0% | 0% | 0 | 0 | 27 | 0 | 0 | 0 | 0 | 0 | 0 | 0 | 0 | 2013 Qtr 1: 0; 2013 Qtr 2: 0; 2013 Qtr 3: 0; 2013 Qtr 4: 0; 2014 Qtr 1: 0; 2014 Qtr 2: 0; 2014 Qtr 3: 0; 2014 Qtr 4: 0; 2015 Qtr 1: 6.75; 2015 Qtr 2: 6.75; 2015 Qtr 3: 6.75; 2015 Qtr 4: 6.75 | 27
0000_TotalPortfolio | 402427-LED Integral PAR38 lamp Up to 16 watt | WPSDGENRLG0106-Rev03-Msr006 | System | Commercial | NON_res:DEER:Indoor_CFL_Ltg | TRUE |  |  | Lamp | ROB | 35.17 | 10 | 0 | 0 | 0 | 25.17 | 66.7138 |  | kWh | 0.014823 | -0.19744 | Commercial |  | Winter Only | [6 empty] | Small Boilers (<100 MMBtu/hr Heat Input):Uncontrolled | 16 | 0.85 | 0.85 | 0.85 | [10 empty] | 0% | 0% | 0% | 0 | 0 | 38 | 0 | 0 | 0 | 0 | 0 | 0 | 0 | 0 | 2013 Qtr 1: 0; 2013 Qtr 2: 0; 2013 Qtr 3: 0; 2013 Qtr 4: 0; 2014 Qtr 1: 0; 2014 Qtr 2: 0; 2014 Qtr 3: 0; 2014 Qtr 4: 0; 2015 Qtr 1: 9.5; 2015 Qtr 2: 9.5; 2015 Qtr 3: 9.5; 2015 Qtr 4: 9.5 | 38
0000_TotalPortfolio | 402428-LED Integral PAR38 lamp 17-22 watt | WPSDGENRLG0106-Rev03-Msr007 | System | Commercial | NON_res:DEER:Indoor_CFL_Ltg | TRUE |  |  | Lamp | ROB | 36.38 | 20 | 0 | 0 | 0 | 16.38 | 162.0191 |  | kWh | 0.035999 | -0.4795 | Commercial |  | Winter Only | [6 empty] | Small Boilers (<100 MMBtu/hr Heat Input):Uncontrolled | 16 | 0.85 | 0.85 | 0.85 | [10 empty] | 0% | 0% | 0% | 0 | 0 | 444 | 0 | 0 | 0 | 0 | 0 | 0 | 0 | 0 | 2013 Qtr 1: 0; 2013 Qtr 2: 0; 2013 Qtr 3: 0; 2013 Qtr 4: 0; 2014 Qtr 1: 0; 2014 Qtr 2: 0; 2014 Qtr 3: 0; 2014 Qtr 4: 0; 2015 Qtr 1: 111; 2015 Qtr 2: 111; 2015 Qtr 3: 111; 2015 Qtr 4: 111 | 444
0000_TotalPortfolio | 402429-LED Integral PAR38 lamp 23-25 watt | WPSDGENRLG0106-Rev03-Msr008 | System | Commercial | NON_res:DEER:Indoor_CFL_Ltg | TRUE |  |  | Lamp | ROB | 46.13 | 20 | 0 | 0 | 0 | 26.13 | 219.2023 |  | kWh | 0.048705 | -0.64873 | Commercial |  | Winter Only | [6 empty] | Small Boilers (<100 MMBtu/hr Heat Input):Uncontrolled | 16 | 0.85 | 0.85 | 0.85 | [10 empty] | 0% | 0% | 0% | 0 | 0 | 6 | 0 | 0 | 0 | 0 | 0 | 0 | 0 | 0 | 2013 Qtr 1: 0; 2013 Qtr 2: 0; 2013 Qtr 3: 0; 2013 Qtr 4: 0; 2014 Qtr 1: 0; 2014 Qtr 2: 0; 2014 Qtr 3: 0; 2014 Qtr 4: 0; 2015 Qtr 1: 1.5; 2015 Qtr 2: 1.5; 2015 Qtr 3: 1.5; 2015 Qtr 4: 1.5 | 6
0000_TotalPortfolio | 461831-LED Integral Candelabra lamp Up to 4 watt | WPSDGENRLG0106-Rev03-Msr011 | System | Commercial | NON_res:DEER:Indoor_CFL_Ltg | TRUE |  |  | Lamp | ROB | 13.99 | 5 | 0 | 0 | 0 | 8.99 | 64.6109 |  | kWh | 0.014356 | -0.19122 | Commercial |  | Winter Only | [6 empty] | Small Boilers (<100 MMBtu/hr Heat Input):Uncontrolled | 16 | 0.85 | 0.85 | 0.85 | [10 empty] | 0% | 0% | 0% | 0 | 0 | 194 | 0 | 0 | 0 | 0 | 0 | 0 | 0 | 0 | 2013 Qtr 1: 0; 2013 Qtr 2: 0; 2013 Qtr 3: 0; 2013 Qtr 4: 0; 2014 Qtr 1: 0; 2014 Qtr 2: 0; 2014 Qtr 3: 0; 2014 Qtr 4: 0; 2015 Qtr 1: 48.5; 2015 Qtr 2: 48.5; 2015 Qtr 3: 48.5; 2015 Qtr 4: 48.5 | 194
0000_TotalPortfolio | 461832-LED Integral A-lamp Up to 7 watt Interior | WPSDGENRLG0106-Rev03-Msr012 | System | Commercial | NON_res:DEER:Indoor_CFL_Ltg | TRUE |  |  | Lamp | ROB | 16.65 | 5 | 0 | 0 | 0 | 11.65 | 26.5905 |  | kWh | 0.0059082 | -0.078695 | Commercial |  | Winter Only | [6 empty] | Small Boilers (<100 MMBtu/hr Heat Input):Uncontrolled | 16 | 0.85 | 0.85 | 0.85 | [10 empty] | 0% | 0% | 0% | 0 | 0 | 21 | 0 | 0 | 0 | 0 | 0 | 0 | 0 | 0 | 2013 Qtr 1: 0; 2013 Qtr 2: 0; 2013 Qtr 3: 0; 2013 Qtr 4: 0; 2014 Qtr 1: 0; 2014 Qtr 2: 0; 2014 Qtr 3: 0; 2014 Qtr 4: 0; 2015 Qtr 1: 5.25; 2015 Qtr 2: 5.25; 2015 Qtr 3: 5.25; 2015 Qtr 4: 5.25 | 21
0000_TotalPortfolio | 461833-LED Integral A-lamp 8-10 watt Interior | WPSDGENRLG0106-Rev03-Msr013 | System | Commercial | NON_res:DEER:Indoor_CFL_Ltg | TRUE |  |  | Lamp | ROB | 16.42 | 5 | 0 | 0 | 0 | 11.42 | 53.1811 |  | kWh | 0.011816 | -0.15739 | Commercial |  | Winter Only | [6 empty] | Small Boilers (<100 MMBtu/hr Heat Input):Uncontrolled | 16 | 0.85 | 0.85 | 0.85 | [10 empty] | 0% | 0% | 0% | 0 | 0 | 148 | 0 | 0 | 0 | 0 | 0 | 0 | 0 | 0 | 2013 Qtr 1: 0; 2013 Qtr 2: 0; 2013 Qtr 3: 0; 2013 Qtr 4: 0; 2014 Qtr 1: 0; 2014 Qtr 2: 0; 2014 Qtr 3: 0; 2014 Qtr 4: 0; 2015 Qtr 1: 37; 2015 Qtr 2: 37; 2015 Qtr 3: 37; 2015 Qtr 4: 37 | 148
0000_TotalPortfolio | 461834-LED Integral A-lamp Up to 11 watt Interior | WPSDGENRLG0106-Rev03-Msr014 | System | Commercial | NON_res:DEER:Indoor_CFL_Ltg | TRUE |  |  | Lamp | ROB | 15.95 | 15 | 0 | 0 | 0 | 0.95 | 73.124 |  | kWh | 0.016248 | -0.21641 | Commercial |  | Winter Only | [6 empty] | Small Boilers (<100 MMBtu/hr Heat Input):Uncontrolled | 16 | 0.85 | 0.85 | 0.85 | [10 empty] | 0% | 0% | 0% | 0 | 0 | 66 | 0 | 0 | 0 | 0 | 0 | 0 | 0 | 0 | 2013 Qtr 1: 0; 2013 Qtr 2: 0; 2013 Qtr 3: 0; 2013 Qtr 4: 0; 2014 Qtr 1: 0; 2014 Qtr 2: 0; 2014 Qtr 3: 0; 2014 Qtr 4: 0; 2015 Qtr 1: 16.5; 2015 Qtr 2: 16.5; 2015 Qtr 3: 16.5; 2015 Qtr 4: 16.5 | 66
0000_TotalPortfolio | 461835-LED Integral A-lamp 12-17 watt Interior | WPSDGENRLG0106-Rev03-Msr015 | System | Commercial | NON_res:DEER:Indoor_CFL_Ltg | TRUE |  |  | Lamp | ROB | 20.86 | 15 | 0 | 0 | 0 | 5.86 | 79.7716 |  | kWh | 0.017725 | -0.23608 | Commercial |  | Winter Only | [6 empty] | Small Boilers (<100 MMBtu/hr Heat Input):Uncontrolled | 16 | 0.85 | 0.85 | 0.85 | [10 empty] | 0% | 0% | 0% | 0 | 0 | 511 | 0 | 0 | 0 | 0 | 0 | 0 | 0 | 0 | 2013 Qtr 1: 0; 2013 Qtr 2: 0; 2013 Qtr 3: 0; 2013 Qtr 4: 0; 2014 Qtr 1: 0; 2014 Qtr 2: 0; 2014 Qtr 3: 0; 2014 Qtr 4: 0; 2015 Qtr 1: 127.75; 2015 Qtr 2: 127.75; 2015 Qtr 3: 127.75; 2015 Qtr 4: 127.75 | 511
0000_TotalPortfolio | 461836-LED Integral A-lamp 18-30 watt Interior | WPSDGENRLG0106-Rev03-Msr016 | System | Commercial | NON_res:DEER:Indoor_CFL_Ltg | TRUE |  |  | Lamp | ROB | 33.48 | 15 | 0 | 0 | 0 | 18.48 | 119.6574 |  | kWh | 0.026587 | -0.35413 | Commercial |  | Winter Only | [6 empty] | Small Boilers (<100 MMBtu/hr Heat Input):Uncontrolled | 16 | 0.85 | 0.85 | 0.85 | [10 empty] | 0% | 0% | 0% | 0 | 0 | 43 | 0 | 0 | 0 | 0 | 0 | 0 | 0 | 0 | 2013 Qtr 1: 0; 2013 Qtr 2: 0; 2013 Qtr 3: 0; 2013 Qtr 4: 0; 2014 Qtr 1: 0; 2014 Qtr 2: 0; 2014 Qtr 3: 0; 2014 Qtr 4: 0; 2015 Qtr 1: 10.75; 2015 Qtr 2: 10.75; 2015 Qtr 3: 10.75; 2015 Qtr 4: 10.75 | 43
0000_TotalPortfolio | 413002-Screw-in CFL (15 watt) <800 Lumens | Res-Lighting-InGen_CFLratio0347_CFLscw-15w | System | Residential | res:DEER:Indoor_CFL_Ltg | TRUE |  |  | Lamp | ROB | 1.3341 | 0 | 0.9 | 0 | 0 | 0.4341 | 20.7 |  | kWh | 0.00214 | -0.353 | Residential |  | Winter Only | [6 empty] | Residential Furnaces (<0.3):Uncontrolled | 6.6 | 0.54 | 0.54 | 0.54 |  |  | 0.67 | [7 empty] | 0% | 0% | 0% | 0 | 0 | 5.24 | 0 | 0 | 0 | 0 | 0 | 0 | 0 | 0 | 2013 Qtr 1: 0; 2013 Qtr 2: 0; 2013 Qtr 3: 0; 2013 Qtr 4: 0; 2014 Qtr 1: 0; 2014 Qtr 2: 0; 2014 Qtr 3: 0; 2014 Qtr 4: 0; 2015 Qtr 1: 1.31; 2015 Qtr 2: 1.31; 2015 Qtr 3: 1.31; 2015 Qtr 4: 1.31 | 5.24
0000_TotalPortfolio | 413003-Screw-in CFL (20 watt ) <1,100 Lumens | Res-Lighting-InGen_CFLratio0347_CFLscw-20w | System | Residential | res:DEER:Indoor_CFL_Ltg | TRUE |  |  | Lamp | ROB | 1.3341 | 0 | 0.9 | 0 | 0 | 0.4341 | 27.6 |  | kWh | 0.00286 | -0.471 | Residential |  | Winter Only | [6 empty] | Residential Furnaces (<0.3):Uncontrolled | 6.6 | 0.54 | 0.54 | 0.54 |  |  | 0.67 | [7 empty] | 0% | 0% | 0% | 0 | 0 | 24768.31 | 0 | 0 | 0 | 0 | 0 | 0 | 0 | 0 | 2013 Qtr 1: 0; 2013 Qtr 2: 0; 2013 Qtr 3: 0; 2013 Qtr 4: 0; 2014 Qtr 1: 0; 2014 Qtr 2: 0; 2014 Qtr 3: 0; 2014 Qtr 4: 0; 2015 Qtr 1: 6192.0775; 2015 Qtr 2: 6192.0775; 2015 Qtr 3: 6192.0775; 2015 Qtr 4: 6192.0775 | 24768.31
0000_TotalPortfolio | 413004-Screw-in CFL (25 watt) <1,600 Lumens | Res-Lighting-InGen_CFLratio0347_CFLscw-25w | System | Residential | res:DEER:Indoor_CFL_Ltg | TRUE |  |  | Lamp | ROB | 1.3341 | 0 | 0.9 | 0 | 0 | 0.4341 | 34.5 |  | kWh | 0.00357 | -0.588 | Residential |  | Winter Only | [6 empty] | Residential Furnaces (<0.3):Uncontrolled | 6.6 | 0.54 | 0.54 | 0.54 |  |  | 0.67 | [7 empty] | 0% | 0% | 0% | 0 | 0 | 129.77 | 0 | 0 | 0 | 0 | 0 | 0 | 0 | 0 | 2013 Qtr 1: 0; 2013 Qtr 2: 0; 2013 Qtr 3: 0; 2013 Qtr 4: 0; 2014 Qtr 1: 0; 2014 Qtr 2: 0; 2014 Qtr 3: 0; 2014 Qtr 4: 0; 2015 Qtr 1: 32.4425; 2015 Qtr 2: 32.4425; 2015 Qtr 3: 32.4425; 2015 Qtr 4: 32.4425 | 129.77
0000_TotalPortfolio | 413007-Screw-in CFL (<= 12 watt) <800 Lumens | Res-Lighting-InGen_CFLratio0347_CFLscw-11w | System | Residential | res:DEER:Indoor_CFL_Ltg | TRUE |  |  | Lamp | ROB | 1.3341 | 0 | 0.9 | 0 | 0 | 0.4341 | 15.2 |  | kWh | 0.00157 | -0.259 | Residential |  | Winter Only | [6 empty] | Residential Furnaces (<0.3):Uncontrolled | 6.6 | 0.54 | 0.54 | 0.54 |  |  | 0.67 | [7 empty] | 0% | 0% | 0% | 0 | 0 | 32733.65 | 0 | 0 | 0 | 0 | 0 | 0 | 0 | 0 | 2013 Qtr 1: 0; 2013 Qtr 2: 0; 2013 Qtr 3: 0; 2013 Qtr 4: 0; 2014 Qtr 1: 0; 2014 Qtr 2: 0; 2014 Qtr 3: 0; 2014 Qtr 4: 0; 2015 Qtr 1: 8183.4125; 2015 Qtr 2: 8183.4125; 2015 Qtr 3: 8183.4125; 2015 Qtr 4: 8183.4125 | 32733.65
0000_TotalPortfolio | 413008-Screw-in CFL (>39 watt) >=1,600 Lumens | Res-Lighting-InGen_CFLratio0347_CFLscw-42w | System | Residential | res:DEER:Indoor_CFL_Ltg | TRUE |  |  | Lamp | ROB | 7.7405 | 0 | 0.9 | 0 | 0 | 6.8405 | 58 |  | kWh | 0.006 | -0.988 | Residential |  | Winter Only | [6 empty] | Residential Furnaces (<0.3):Uncontrolled | 6.6 | 0.54 | 0.54 | 0.54 |  |  | 0.67 | [7 empty] | 0% | 0% | 0% | 0 | 0 | 1232.19 | 0 | 0 | 0 | 0 | 0 | 0 | 0 | 0 | 2013 Qtr 1: 0; 2013 Qtr 2: 0; 2013 Qtr 3: 0; 2013 Qtr 4: 0; 2014 Qtr 1: 0; 2014 Qtr 2: 0; 2014 Qtr 3: 0; 2014 Qtr 4: 0; 2015 Qtr 1: 308.0475; 2015 Qtr 2: 308.0475; 2015 Qtr 3: 308.0475; 2015 Qtr 4: 308.0475 | 1232.19
0000_TotalPortfolio | 413009-Screw-in CFL (13 watt) 800-1,099 Lumens | Res-Lighting-InGen_CFLratio0347_CFLscw-13w | System | Residential | res:DEER:Indoor_CFL_Ltg | TRUE |  |  | Lamp | ROB | 1.3341 | 0 | 0.9 | 0 | 0 | 0.4341 | 17.9 |  | kWh | 0.00186 | -0.306 | Residential |  | Winter Only | [6 empty] | Residential Furnaces (<0.3):Uncontrolled | 6.6 | 0.54 | 0.54 | 0.54 |  |  | 0.67 | [7 empty] | 0% | 0% | 0% | 0 | 0 | 104353.8 | 0 | 0 | 0 | 0 | 0 | 0 | 0 | 0 | 2013 Qtr 1: 0; 2013 Qtr 2: 0; 2013 Qtr 3: 0; 2013 Qtr 4: 0; 2014 Qtr 1: 0; 2014 Qtr 2: 0; 2014 Qtr 3: 0; 2014 Qtr 4: 0; 2015 Qtr 1: 26088.45; 2015 Qtr 2: 26088.45; 2015 Qtr 3: 26088.45; 2015 Qtr 4: 26088.45 | 104353.8
0000_TotalPortfolio | 413010-Screw-in CFL (18 watt) >= 1,100-1,599 Lumens | Res-Lighting-InGen_CFLratio0347_CFLscw-18w | System | Residential | res:DEER:Indoor_CFL_Ltg | TRUE |  |  | Lamp | ROB | 1.3341 | 0 | 0.9 | 0 | 0 | 0.4341 | 24.8 |  | kWh | 0.00257 | -0.423 | Residential |  | Winter Only | [6 empty] | Residential Furnaces (<0.3):Uncontrolled | 6.6 | 0.54 | 0.54 | 0.54 |  |  | 0.67 | [7 empty] | 0% | 0% | 0% | 0 | 0 | 29431.83 | 0 | 0 | 0 | 0 | 0 | 0 | 0 | 0 | 2013 Qtr 1: 0; 2013 Qtr 2: 0; 2013 Qtr 3: 0; 2013 Qtr 4: 0; 2014 Qtr 1: 0; 2014 Qtr 2: 0; 2014 Qtr 3: 0; 2014 Qtr 4: 0; 2015 Qtr 1: 7357.9575; 2015 Qtr 2: 7357.9575; 2015 Qtr 3: 7357.9575; 2015 Qtr 4: 7357.9575 | 29431.83
0000_TotalPortfolio | 413011-Screw-in CFL (19 watt) >= 1,100-1,599 Lumens | Res-Lighting-InGen_CFLratio0347_CFLscw-19w | System | Residential | res:DEER:Indoor_CFL_Ltg | TRUE |  |  | Lamp | ROB | 1.3341 | 0 | 0.9 | 0 | 0 | 0.4341 | 26.2 |  | kWh | 0.00271 | -0.447 | Residential |  | Winter Only | [6 empty] | Residential Furnaces (<0.3):Uncontrolled | 6.6 | 0.54 | 0.54 | 0.54 |  |  | 0.67 | [7 empty] | 0% | 0% | 0% | 0 | 0 | 53997.79 | 0 | 0 | 0 | 0 | 0 | 0 | 0 | 0 | 2013 Qtr 1: 0; 2013 Qtr 2: 0; 2013 Qtr 3: 0; 2013 Qtr 4: 0; 2014 Qtr 1: 0; 2014 Qtr 2: 0; 2014 Qtr 3: 0; 2014 Qtr 4: 0; 2015 Qtr 1: 13499.4475; 2015 Qtr 2: 13499.4475; 2015 Qtr 3: 13499.4475; 2015 Qtr 4: 13499.4475 | 53997.79
0000_TotalPortfolio | 413012-Screw-in CFL (23 watt) <1,600 Lumens | Res-Lighting-InGen_CFLratio0347_CFLscw-23w | System | Residential | res:DEER:Indoor_CFL_Ltg | TRUE |  |  | Lamp | ROB | 1.3341 | 0 | 0.9 | 0 | 0 | 0.4341 | 31.7 |  | kWh | 0.00329 | -0.541 | Residential |  | Winter Only | [6 empty] | Residential Furnaces (<0.3):Uncontrolled | 6.6 | 0.54 | 0.54 | 0.54 |  |  | 0.67 | [7 empty] | 0% | 0% | 0% | 0 | 0 | 173.03 | 0 | 0 | 0 | 0 | 0 | 0 | 0 | 0 | 2013 Qtr 1: 0; 2013 Qtr 2: 0; 2013 Qtr 3: 0; 2013 Qtr 4: 0; 2014 Qtr 1: 0; 2014 Qtr 2: 0; 2014 Qtr 3: 0; 2014 Qtr 4: 0; 2015 Qtr 1: 43.2575; 2015 Qtr 2: 43.2575; 2015 Qtr 3: 43.2575; 2015 Qtr 4: 43.2575 | 173.03
0000_TotalPortfolio | 413013-Screw-in CFL (26 watt <1,600 Lumens | Res-Lighting-InGen_CFLratio0347_CFLscw-26w | System | Residential | res:DEER:Indoor_CFL_Ltg | TRUE |  |  | Lamp | ROB | 1.3341 | 0 | 0.9 | 0 | 0 | 0.4341 | 35.9 |  | kWh | 0.00371 | -0.612 | Residential |  | Winter Only | [6 empty] | Residential Furnaces (<0.3):Uncontrolled | 6.6 | 0.54 | 0.54 | 0.54 |  |  | 0.67 | [7 empty] | 0% | 0% | 0% | 0 | 0 | 2571.8 | 0 | 0 | 0 | 0 | 0 | 0 | 0 | 0 | 2013 Qtr 1: 0; 2013 Qtr 2: 0; 2013 Qtr 3: 0; 2013 Qtr 4: 0; 2014 Qtr 1: 0; 2014 Qtr 2: 0; 2014 Qtr 3: 0; 2014 Qtr 4: 0; 2015 Qtr 1: 642.95; 2015 Qtr 2: 642.95; 2015 Qtr 3: 642.95; 2015 Qtr 4: 642.95 | 2571.8
0000_TotalPortfolio | 413014-Screw-in CFL (26 watt) >=1,600 Lumens | Res-Lighting-InGen_CFLratio0347_CFLscw-26w | System | Residential | res:DEER:Indoor_CFL_Ltg | TRUE |  |  | Lamp | ROB | 1.3341 | 0 | 0.9 | 0 | 0 | 0.4341 | 35.9 |  | kWh | 0.00371 | -0.612 | Residential |  | Winter Only | [6 empty] | Residential Furnaces (<0.3):Uncontrolled | 6.6 | 0.54 | 0.54 | 0.54 |  |  | 0.67 | [7 empty] | 0% | 0% | 0% | 0 | 0 | 11580.31 | 0 | 0 | 0 | 0 | 0 | 0 | 0 | 0 | 2013 Qtr 1: 0; 2013 Qtr 2: 0; 2013 Qtr 3: 0; 2013 Qtr 4: 0; 2014 Qtr 1: 0; 2014 Qtr 2: 0; 2014 Qtr 3: 0; 2014 Qtr 4: 0; 2015 Qtr 1: 2895.0775; 2015 Qtr 2: 2895.0775; 2015 Qtr 3: 2895.0775; 2015 Qtr 4: 2895.0775 | 11580.31
0000_TotalPortfolio | 413015-Screw-in CFL (25 watt) >=1,600 Lumens | Res-Lighting-InGen_CFLratio0347_CFLscw-25w | System | Residential | res:DEER:Indoor_CFL_Ltg | TRUE |  |  | Lamp | ROB | 1.3341 | 0 | 0.9 | 0 | 0 | 0.4341 | 34.5 |  | kWh | 0.00357 | -0.588 | Residential |  | Winter Only | [6 empty] | Residential Furnaces (<0.3):Uncontrolled | 6.6 | 0.54 | 0.54 | 0.54 |  |  | 0.67 | [7 empty] | 0% | 0% | 0% | 0 | 0 | 2107.77 | 0 | 0 | 0 | 0 | 0 | 0 | 0 | 0 | 2013 Qtr 1: 0; 2013 Qtr 2: 0; 2013 Qtr 3: 0; 2013 Qtr 4: 0; 2014 Qtr 1: 0; 2014 Qtr 2: 0; 2014 Qtr 3: 0; 2014 Qtr 4: 0; 2015 Qtr 1: 526.9425; 2015 Qtr 2: 526.9425; 2015 Qtr 3: 526.9425; 2015 Qtr 4: 526.9425 | 2107.77
0000_TotalPortfolio | 413017-Screw-in CFL (23 watt) >=1,600 Lumens | Res-Lighting-InGen_CFLratio0347_CFLscw-23w | System | Residential | res:DEER:Indoor_CFL_Ltg | TRUE |  |  | Lamp | ROB | 1.3341 | 0 | 0.9 | 0 | 0 | 0.4341 | 31.7 |  | kWh | 0.00329 | -0.541 | Residential |  | Winter Only | [6 empty] | Residential Furnaces (<0.3):Uncontrolled | 6.6 | 0.54 | 0.54 | 0.54 |  |  | 0.67 | [7 empty] | 0% | 0% | 0% | 0 | 0 | 122512.87 | 0 | 0 | 0 | 0 | 0 | 0 | 0 | 0 | 2013 Qtr 1: 0; 2013 Qtr 2: 0; 2013 Qtr 3: 0; 2013 Qtr 4: 0; 2014 Qtr 1: 0; 2014 Qtr 2: 0; 2014 Qtr 3: 0; 2014 Qtr 4: 0; 2015 Qtr 1: 30628.2175; 2015 Qtr 2: 30628.2175; 2015 Qtr 3: 30628.2175; 2015 Qtr 4: 30628.2175 | 122512.87
0000_TotalPortfolio | 413021-Screw-in CFL (14 watt) 800-1,099 Lumens | Res-Lighting-InGen_CFLratio0347_CFLscw-14w | System | Residential | res:DEER:Indoor_CFL_Ltg | TRUE |  |  | Lamp | ROB | 1.3341 | 0 | 0.9 | 0 | 0 | 0.4341 | 19.3 |  | kWh | 0.002 | -0.329 | Residential |  | Winter Only | [6 empty] | Residential Furnaces (<0.3):Uncontrolled | 6.6 | 0.54 | 0.54 | 0.54 |  |  | 0.67 | [7 empty] | 0% | 0% | 0% | 0 | 0 | 412371.24 | 0 | 0 | 0 | 0 | 0 | 0 | 0 | 0 | 2013 Qtr 1: 0; 2013 Qtr 2: 0; 2013 Qtr 3: 0; 2013 Qtr 4: 0; 2014 Qtr 1: 0; 2014 Qtr 2: 0; 2014 Qtr 3: 0; 2014 Qtr 4: 0; 2015 Qtr 1: 103092.81; 2015 Qtr 2: 103092.81; 2015 Qtr 3: 103092.81; 2015 Qtr 4: 103092.81 | 412371.24
0000_TotalPortfolio | 413022-Screw-in CFL (15 watt) 800-1,099 Lumens | Res-Lighting-InGen_CFLratio0347_CFLscw-15w | System | Residential | res:DEER:Indoor_CFL_Ltg | TRUE |  |  | Lamp | ROB | 1.3341 | 0 | 0.9 | 0 | 0 | 0.4341 | 20.7 |  | kWh | 0.00214 | -0.353 | Residential |  | Winter Only | [6 empty] | Residential Furnaces (<0.3):Uncontrolled | 6.6 | 0.54 | 0.54 | 0.54 |  |  | 0.67 | [7 empty] | 0% | 0% | 0% | 0 | 0 | 841.18 | 0 | 0 | 0 | 0 | 0 | 0 | 0 | 0 | 2013 Qtr 1: 0; 2013 Qtr 2: 0; 2013 Qtr 3: 0; 2013 Qtr 4: 0; 2014 Qtr 1: 0; 2014 Qtr 2: 0; 2014 Qtr 3: 0; 2014 Qtr 4: 0; 2015 Qtr 1: 210.295; 2015 Qtr 2: 210.295; 2015 Qtr 3: 210.295; 2015 Qtr 4: 210.295 | 841.18
0000_TotalPortfolio | 413023-Screw-in CFL (20 watt) >=1,100 Lumens | Res-Lighting-InGen_CFLratio0347_CFLscw-20w | System | Residential | res:DEER:Indoor_CFL_Ltg | TRUE |  |  | Lamp | ROB | 1.3341 | 0 | 0.9 | 0 | 0 | 0.4341 | 27.6 |  | kWh | 0.00286 | -0.471 | Residential |  | Winter Only | [6 empty] | Residential Furnaces (<0.3):Uncontrolled | 6.6 | 0.54 | 0.54 | 0.54 |  |  | 0.67 | [7 empty] | 0% | 0% | 0% | 0 | 0 | 8325.22 | 0 | 0 | 0 | 0 | 0 | 0 | 0 | 0 | 2013 Qtr 1: 0; 2013 Qtr 2: 0; 2013 Qtr 3: 0; 2013 Qtr 4: 0; 2014 Qtr 1: 0; 2014 Qtr 2: 0; 2014 Qtr 3: 0; 2014 Qtr 4: 0; 2015 Qtr 1: 2081.305; 2015 Qtr 2: 2081.305; 2015 Qtr 3: 2081.305; 2015 Qtr 4: 2081.305 | 8325.22
0000_TotalPortfolio | 413025-Screw-in CFL (<=12 watt) <800 Lumens | Res-Lighting-InGen_CFLratio0347_CFLscw-11w | System | Residential | res:DEER:Indoor_CFL_Ltg | TRUE |  |  | Lamp | ROB | 1.3341 | 0 | 0.9 | 0 | 0 | 0.4341 | 15.2 |  | kWh | 0.00157 | -0.259 | Residential |  | Winter Only | [6 empty] | Residential Furnaces (<0.3):Uncontrolled | 6.6 | 0.54 | 0.54 | 0.54 |  |  | 0.67 | [7 empty] | 0% | 0% | 0% | 0 | 0 | 9918.53 | 0 | 0 | 0 | 0 | 0 | 0 | 0 | 0 | 2013 Qtr 1: 0; 2013 Qtr 2: 0; 2013 Qtr 3: 0; 2013 Qtr 4: 0; 2014 Qtr 1: 0; 2014 Qtr 2: 0; 2014 Qtr 3: 0; 2014 Qtr 4: 0; 2015 Qtr 1: 2479.6325; 2015 Qtr 2: 2479.6325; 2015 Qtr 3: 2479.6325; 2015 Qtr 4: 2479.6325 | 9918.53
0000_TotalPortfolio | 413026-Screw-in CFL (15 watt) >=1,100-1,599 Lumens | Res-Lighting-InGen_CFLratio0347_CFLscw-15w | System | Residential | res:DEER:Indoor_CFL_Ltg | TRUE |  |  | Lamp | ROB | 1.3341 | 0 | 0.9 | 0 | 0 | 0.4341 | 20.7 |  | kWh | 0.00214 | -0.353 | Residential |  | Winter Only | [6 empty] | Residential Furnaces (<0.3):Uncontrolled | 6.6 | 0.54 | 0.54 | 0.54 |  |  | 0.67 | [7 empty] | 0% | 0% | 0% | 0 | 0 | 446.98 | 0 | 0 | 0 | 0 | 0 | 0 | 0 | 0 | 2013 Qtr 1: 0; 2013 Qtr 2: 0; 2013 Qtr 3: 0; 2013 Qtr 4: 0; 2014 Qtr 1: 0; 2014 Qtr 2: 0; 2014 Qtr 3: 0; 2014 Qtr 4: 0; 2015 Qtr 1: 111.745; 2015 Qtr 2: 111.745; 2015 Qtr 3: 111.745; 2015 Qtr 4: 111.745 | 446.98
0000_TotalPortfolio | 413038-Commercial-Screw-in CFL (<= 12 watt) <800 Lumens | Com-Lighting-InGen_CFLratio0357_CFLscw-11w | System | Commercial | NON_res:DEER:Indoor_CFL_Ltg | TRUE |  |  | Lamp | ROB | 1.3341 | 0 | 0.9 | 0 | 0 | 0.4341 | 93.7 |  | kWh | 0.0204 | -0.279 | Commercial |  | Winter Only | [6 empty] | Small Boilers (<100 MMBtu/hr Heat Input):Uncontrolled | 3.3 | 0.54 | 0.54 | 0.54 |  |  | 0.76 | [7 empty] | 0% | 0% | 0% | 0 | 0 | 2244.85 | 0 | 0 | 0 | 0 | 0 | 0 | 0 | 0 | 2013 Qtr 1: 0; 2013 Qtr 2: 0; 2013 Qtr 3: 0; 2013 Qtr 4: 0; 2014 Qtr 1: 0; 2014 Qtr 2: 0; 2014 Qtr 3: 0; 2014 Qtr 4: 0; 2015 Qtr 1: 561.2125; 2015 Qtr 2: 561.2125; 2015 Qtr 3: 561.2125; 2015 Qtr 4: 561.2125 | 2244.85
0000_TotalPortfolio | 413039-Commercial-Screw-in CFL (>39 watt) >=1,600 Lumens | Com-Lighting-InGen_CFLratio0357_CFLscw-11w | System | Commercial | NON_res:DEER:Indoor_CFL_Ltg | TRUE |  |  | Lamp | ROB | 7.7405 | 0 | 1.2 | 0 | 0 | 6.5405 | 93.7 |  | kWh | 0.0204 | -0.279 | Commercial |  | Winter Only | [6 empty] | Small Boilers (<100 MMBtu/hr Heat Input):Uncontrolled | 3.3 | 0.54 | 0.54 | 0.54 |  |  | 0.76 | [7 empty] | 0% | 0% | 0% | 0 | 0 | 64.85 | 0 | 0 | 0 | 0 | 0 | 0 | 0 | 0 | 2013 Qtr 1: 0; 2013 Qtr 2: 0; 2013 Qtr 3: 0; 2013 Qtr 4: 0; 2014 Qtr 1: 0; 2014 Qtr 2: 0; 2014 Qtr 3: 0; 2014 Qtr 4: 0; 2015 Qtr 1: 16.2125; 2015 Qtr 2: 16.2125; 2015 Qtr 3: 16.2125; 2015 Qtr 4: 16.2125 | 64.85
0000_TotalPortfolio | 413040-Commercial-Screw-in CFL (13 watt) 800-1,099 Lumens | Com-Lighting-InGen_CFLratio0357_CFLscw-13w | System | Commercial | NON_res:DEER:Indoor_CFL_Ltg | TRUE |  |  | Lamp | ROB | 1.3341 | 0 | 0.9 | 0 | 0 | 0.4341 | 111 |  | kWh | 0.0242 | -0.329 | Commercial |  | Winter Only | [6 empty] | Small Boilers (<100 MMBtu/hr Heat Input):Uncontrolled | 3.3 | 0.54 | 0.54 | 0.54 |  |  | 0.76 | [7 empty] | 0% | 0% | 0% | 0 | 0 | 5492.31 | 0 | 0 | 0 | 0 | 0 | 0 | 0 | 0 | 2013 Qtr 1: 0; 2013 Qtr 2: 0; 2013 Qtr 3: 0; 2013 Qtr 4: 0; 2014 Qtr 1: 0; 2014 Qtr 2: 0; 2014 Qtr 3: 0; 2014 Qtr 4: 0; 2015 Qtr 1: 1373.0775; 2015 Qtr 2: 1373.0775; 2015 Qtr 3: 1373.0775; 2015 Qtr 4: 1373.0775 | 5492.31
0000_TotalPortfolio | 413041-Commercial-Screw-in CFL (18 watt) >= 1,100-1,599 Lumens | Com-Lighting-InGen_CFLratio0357_CFLscw-18w | System | Commercial | NON_res:DEER:Indoor_CFL_Ltg | TRUE |  |  | Lamp | ROB | 1.3341 | 0 | 0.9 | 0 | 0 | 0.4341 | 153 |  | kWh | 0.0334 | -0.456 | Commercial |  | Winter Only | [6 empty] | Small Boilers (<100 MMBtu/hr Heat Input):Uncontrolled | 3.3 | 0.54 | 0.54 | 0.54 |  |  | 0.76 | [7 empty] | 0% | 0% | 0% | 0 | 0 | 1549.04 | 0 | 0 | 0 | 0 | 0 | 0 | 0 | 0 | 2013 Qtr 1: 0; 2013 Qtr 2: 0; 2013 Qtr 3: 0; 2013 Qtr 4: 0; 2014 Qtr 1: 0; 2014 Qtr 2: 0; 2014 Qtr 3: 0; 2014 Qtr 4: 0; 2015 Qtr 1: 387.26; 2015 Qtr 2: 387.26; 2015 Qtr 3: 387.26; 2015 Qtr 4: 387.26 | 1549.04
0000_TotalPortfolio | 413042-Commercial-Screw-in CFL (19 watt) >= 1,100-1,599 Lumens | Com-Lighting-InGen_CFLratio0357_CFLscw-19w | System | Commercial | NON_res:DEER:Indoor_CFL_Ltg | TRUE |  |  | Lamp | RET | 1.3341 | 0 | 0.9 | 0 | 0 | 0.4341 | 167 |  | kWh | 0.0374 | -0.494 | Commercial |  | Winter Only | [6 empty] | Small Boilers (<100 MMBtu/hr Heat Input):Uncontrolled | 3.3 | 0.54 | 0.54 | 0.54 |  |  | 0.76 | [7 empty] | 0% | 0% | 0% | 0 | 0 | 2841.99 | 0 | 0 | 0 | 0 | 0 | 0 | 0 | 0 | 2013 Qtr 1: 0; 2013 Qtr 2: 0; 2013 Qtr 3: 0; 2013 Qtr 4: 0; 2014 Qtr 1: 0; 2014 Qtr 2: 0; 2014 Qtr 3: 0; 2014 Qtr 4: 0; 2015 Qtr 1: 710.4975; 2015 Qtr 2: 710.4975; 2015 Qtr 3: 710.4975; 2015 Qtr 4: 710.4975 | 2841.99
0000_TotalPortfolio | 413043-Commercial-Screw-in CFL (23 watt) >=1,600 Lumens | Com-Lighting-InGen_CFLratio0357_CFLscw-23w | System | Commercial | NON_res:DEER:Indoor_CFL_Ltg | TRUE |  |  | Lamp | ROB | 1.3341 | 0 | 0.9 | 0 | 0 | 0.4341 | 196 |  | kWh | 0.0427 | -0.583 | Commercial |  | Winter Only | [6 empty] | Small Boilers (<100 MMBtu/hr Heat Input):Uncontrolled | 3.3 | 0.54 | 0.54 | 0.54 |  |  | 0.76 | [7 empty] | 0% | 0% | 0% | 0 | 0 | 6448.05 | 0 | 0 | 0 | 0 | 0 | 0 | 0 | 0 | 2013 Qtr 1: 0; 2013 Qtr 2: 0; 2013 Qtr 3: 0; 2013 Qtr 4: 0; 2014 Qtr 1: 0; 2014 Qtr 2: 0; 2014 Qtr 3: 0; 2014 Qtr 4: 0; 2015 Qtr 1: 1612.0125; 2015 Qtr 2: 1612.0125; 2015 Qtr 3: 1612.0125; 2015 Qtr 4: 1612.0125 | 6448.05
0000_TotalPortfolio | 413044-Commercial-Screw-in CFL (14 watt) 800-1,099 Lumens | Com-Lighting-InGen_CFLratio0357_CFLscw-14w | System | Commercial | NON_res:DEER:Indoor_CFL_Ltg | TRUE |  |  | Lamp | ROB | 1.3341 | 0 | 0.9 | 0 | 0 | 0.4341 | 119 |  | kWh | 0.026 | -0.355 | Commercial |  | Winter Only | [6 empty] | Small Boilers (<100 MMBtu/hr Heat Input):Uncontrolled | 3.3 | 0.54 | 0.54 | 0.54 |  |  | 0.76 | [7 empty] | 0% | 0% | 0% | 0 | 0 | 21703.75 | 0 | 0 | 0 | 0 | 0 | 0 | 0 | 0 | 2013 Qtr 1: 0; 2013 Qtr 2: 0; 2013 Qtr 3: 0; 2013 Qtr 4: 0; 2014 Qtr 1: 0; 2014 Qtr 2: 0; 2014 Qtr 3: 0; 2014 Qtr 4: 0; 2015 Qtr 1: 5425.9375; 2015 Qtr 2: 5425.9375; 2015 Qtr 3: 5425.9375; 2015 Qtr 4: 5425.9375 | 21703.75
0000_TotalPortfolio | 413045-Commercial-Screw-in CFL (15 watt) 800-1,099 Lumens | Com-Lighting-InGen_CFLratio0357_CFLscw-15w | System | Commercial | NON_res:DEER:Indoor_CFL_Ltg | TRUE |  |  | Lamp | ROB | 1.3341 | 0 | 0.9 | 0 | 0 | 0.4341 | 128 |  | kWh | 0.0279 | -0.38 | Commercial |  | Winter Only | [6 empty] | Small Boilers (<100 MMBtu/hr Heat Input):Uncontrolled | 3.3 | 0.54 | 0.54 | 0.54 |  |  | 0.76 | [7 empty] | 0% | 0% | 0% | 0 | 0 | 44.27 | 0 | 0 | 0 | 0 | 0 | 0 | 0 | 0 | 2013 Qtr 1: 0; 2013 Qtr 2: 0; 2013 Qtr 3: 0; 2013 Qtr 4: 0; 2014 Qtr 1: 0; 2014 Qtr 2: 0; 2014 Qtr 3: 0; 2014 Qtr 4: 0; 2015 Qtr 1: 11.0675; 2015 Qtr 2: 11.0675; 2015 Qtr 3: 11.0675; 2015 Qtr 4: 11.0675 | 44.27
0000_TotalPortfolio | 413046-Commercial-Screw-in CFL (20 watt) >=1,100 Lumens | Com-Lighting-InGen_CFLratio0357_CFLscw-20w | System | Commercial | NON_res:DEER:Indoor_CFL_Ltg | TRUE |  |  | Lamp | ROB | 1.3341 | 0 | 0.9 | 0 | 0 | 0.4341 | 170 |  | kWh | 0.0372 | -0.507 | Commercial |  | Winter Only | [6 empty] | Small Boilers (<100 MMBtu/hr Heat Input):Uncontrolled | 3.3 | 0.54 | 0.54 | 0.54 |  |  | 0.76 | [7 empty] | 0% | 0% | 0% | 0 | 0 | 438.17 | 0 | 0 | 0 | 0 | 0 | 0 | 0 | 0 | 2013 Qtr 1: 0; 2013 Qtr 2: 0; 2013 Qtr 3: 0; 2013 Qtr 4: 0; 2014 Qtr 1: 0; 2014 Qtr 2: 0; 2014 Qtr 3: 0; 2014 Qtr 4: 0; 2015 Qtr 1: 109.5425; 2015 Qtr 2: 109.5425; 2015 Qtr 3: 109.5425; 2015 Qtr 4: 109.5425 | 438.17
0000_TotalPortfolio | 414018-Reflectors (15 watt) <800 Lumens | Res-Lighting-InGen_CFLratio0409_CFLscw-Refl-15w | System | Residential | res:DEER:Indoor_CFL_Ltg | TRUE |  |  | Lamp | ROB | 3.11 | 0 | 0.9 | 0 | 0 | 2.21 | 25.9 |  | kWh | 0.00268 | -0.441 | Residential |  | Winter Only | [6 empty] | Residential Furnaces (<0.3):Uncontrolled | 6.6 | 0.54 | 0.54 | 0.54 |  |  | 0.67 | [7 empty] | 0% | 0% | 0% | 0 | 0 | 156527.89 | 0 | 0 | 0 | 0 | 0 | 0 | 0 | 0 | 2013 Qtr 1: 0; 2013 Qtr 2: 0; 2013 Qtr 3: 0; 2013 Qtr 4: 0; 2014 Qtr 1: 0; 2014 Qtr 2: 0; 2014 Qtr 3: 0; 2014 Qtr 4: 0; 2015 Qtr 1: 39131.9725; 2015 Qtr 2: 39131.9725; 2015 Qtr 3: 39131.9725; 2015 Qtr 4: 39131.9725 | 156527.89
0000_TotalPortfolio | 414020-Globes (15 watt) 800-1099 Lumens | Res-Lighting-InGen_CFLratio0347_CFLscw-15w | System | Residential | res:DEER:Indoor_CFL_Ltg | TRUE |  |  | Lamp | ROB | 5.6841 | 0 | 0.9 | 0 | 0 | 4.7841 | 20.7 |  | kWh | 0.00214 | -0.353 | Residential |  | Winter Only | [6 empty] | Residential Furnaces (<0.3):Uncontrolled | 6.6 | 0.54 | 0.54 | 0.54 |  |  | 0.67 | [7 empty] | 0% | 0% | 0% | 0 | 0 | 1211.64 | 0 | 0 | 0 | 0 | 0 | 0 | 0 | 0 | 2013 Qtr 1: 0; 2013 Qtr 2: 0; 2013 Qtr 3: 0; 2013 Qtr 4: 0; 2014 Qtr 1: 0; 2014 Qtr 2: 0; 2014 Qtr 3: 0; 2014 Qtr 4: 0; 2015 Qtr 1: 302.91; 2015 Qtr 2: 302.91; 2015 Qtr 3: 302.91; 2015 Qtr 4: 302.91 | 1211.64
0000_TotalPortfolio | 414021-Reflectors (18 watt) 800-1,099 Lumens | Res-Lighting-InGen_CFLratio0409_CFLscw-Refl-18w | System | Residential | res:DEER:Indoor_CFL_Ltg | TRUE |  |  | Lamp | ROB | 3.11 | 0 | 1.5 | 0 | 0 | 1.61 | 31.1 |  | kWh | 0.00322 | -0.53 | Residential |  | Winter Only | [6 empty] | Residential Furnaces (<0.3):Uncontrolled | 6.6 | 0.54 | 0.54 | 0.54 |  |  | 0.67 | [7 empty] | 0% | 0% | 0% | 0 | 0 | 3900.17 | 0 | 0 | 0 | 0 | 0 | 0 | 0 | 0 | 2013 Qtr 1: 0; 2013 Qtr 2: 0; 2013 Qtr 3: 0; 2013 Qtr 4: 0; 2014 Qtr 1: 0; 2014 Qtr 2: 0; 2014 Qtr 3: 0; 2014 Qtr 4: 0; 2015 Qtr 1: 975.0425; 2015 Qtr 2: 975.0425; 2015 Qtr 3: 975.0425; 2015 Qtr 4: 975.0425 | 3900.17
0000_TotalPortfolio | 414022-A-Lamp (13 watt) < 800 Lumens | Res-Lighting-InGen_CFLratio0347_CFLscw-13w | System | Residential | res:DEER:Indoor_CFL_Ltg | TRUE |  |  | Lamp | ROB | 3.11 | 0 | 1.5 | 0 | 0 | 1.61 | 17.9 |  | kWh | 0.00186 | -0.306 | Residential |  | Winter Only | [6 empty] | Residential Furnaces (<0.3):Uncontrolled | 6.6 | 0.54 | 0.54 | 0.54 | [10 empty] | 0% | 0% | 0% | 0 | 0 | 24.25 | 0 | 0 | 0 | 0 | 0 | 0 | 0 | 0 | 2013 Qtr 1: 0; 2013 Qtr 2: 0; 2013 Qtr 3: 0; 2013 Qtr 4: 0; 2014 Qtr 1: 0; 2014 Qtr 2: 0; 2014 Qtr 3: 0; 2014 Qtr 4: 0; 2015 Qtr 1: 6.0625; 2015 Qtr 2: 6.0625; 2015 Qtr 3: 6.0625; 2015 Qtr 4: 6.0625 | 24.25
0000_TotalPortfolio | 414024-A-Lamp (13 watt) >=800 Lumens | Res-Lighting-InGen_CFLratio0347_CFLscw-13w | System | Residential | res:DEER:Indoor_CFL_Ltg | TRUE |  |  | Lamp | ROB | 3.11 | 0 | 1.5 | 0 | 0 | 1.61 | 17.9 |  | kWh | 0.00186 | -0.306 | Residential |  | Winter Only | [6 empty] | Residential Furnaces (<0.3):Uncontrolled | 6.6 | 0.54 | 0.54 | 0.54 |  |  | 0.67 | [7 empty] | 0% | 0% | 0% | 0 | 0 | 208.42 | 0 | 0 | 0 | 0 | 0 | 0 | 0 | 0 | 2013 Qtr 1: 0; 2013 Qtr 2: 0; 2013 Qtr 3: 0; 2013 Qtr 4: 0; 2014 Qtr 1: 0; 2014 Qtr 2: 0; 2014 Qtr 3: 0; 2014 Qtr 4: 0; 2015 Qtr 1: 52.105; 2015 Qtr 2: 52.105; 2015 Qtr 3: 52.105; 2015 Qtr 4: 52.105 | 208.42
0000_TotalPortfolio | 414026-A-Lamp (15 watt) <1,100 Lumens | Res-Lighting-InGen_CFLratio0347_CFLscw-15w | System | Residential | res:DEER:Indoor_CFL_Ltg | TRUE |  |  | Lamp | ROB | 2.81 | 0 | 1.5 | 0 | 0 | 1.31 | 20.7 |  | kWh | 0.00214 | -0.353 | Residential |  | Winter Only | [6 empty] | Residential Furnaces (<0.3):Uncontrolled | 6.6 | 0.54 | 0.54 | 0.54 |  |  | 0.67 | [7 empty] | 0% | 0% | 0% | 0 | 0 | 1635.66 | 0 | 0 | 0 | 0 | 0 | 0 | 0 | 0 | 2013 Qtr 1: 0; 2013 Qtr 2: 0; 2013 Qtr 3: 0; 2013 Qtr 4: 0; 2014 Qtr 1: 0; 2014 Qtr 2: 0; 2014 Qtr 3: 0; 2014 Qtr 4: 0; 2015 Qtr 1: 408.915; 2015 Qtr 2: 408.915; 2015 Qtr 3: 408.915; 2015 Qtr 4: 408.915 | 1635.66
0000_TotalPortfolio | 414027-A-Lamp (18 watt) <1,100 Lumens | Res-Lighting-InGen_CFLratio0347_CFLscw-18w | System | Residential | res:DEER:Indoor_CFL_Ltg | TRUE |  |  | Lamp | ROB | 2.81 | 0 | 1.2 | 0 | 0 | 1.61 | 24.8 |  | kWh | 0.00257 | -0.423 | Residential |  | Winter Only | [6 empty] | Residential Furnaces (<0.3):Uncontrolled | 6.6 | 0.54 | 0.54 | 0.54 |  |  | 0.67 | [7 empty] | 0% | 0% | 0% | 0 | 0 | 37659.29 | 0 | 0 | 0 | 0 | 0 | 0 | 0 | 0 | 2013 Qtr 1: 0; 2013 Qtr 2: 0; 2013 Qtr 3: 0; 2013 Qtr 4: 0; 2014 Qtr 1: 0; 2014 Qtr 2: 0; 2014 Qtr 3: 0; 2014 Qtr 4: 0; 2015 Qtr 1: 9414.8225; 2015 Qtr 2: 9414.8225; 2015 Qtr 3: 9414.8225; 2015 Qtr 4: 9414.8225 | 37659.29
0000_TotalPortfolio | 414030-Reflectors (20 watt) 800-1,099 Lumens | Res-Lighting-InGen_CFLratio0409_CFLscw-Refl-20w | System | Residential | res:DEER:Indoor_CFL_Ltg | TRUE |  |  | Lamp | ROB | 3.11 | 0 | 1.2 | 0 | 0 | 1.91 | 34.5 |  | kWh | 0.00357 | -0.589 | Residential |  | Winter Only | [6 empty] | Residential Furnaces (<0.3):Uncontrolled | 6.6 | 0.54 | 0.54 | 0.54 |  |  | 0.67 | [7 empty] | 0% | 0% | 0% | 0 | 0 | 559.75 | 0 | 0 | 0 | 0 | 0 | 0 | 0 | 0 | 2013 Qtr 1: 0; 2013 Qtr 2: 0; 2013 Qtr 3: 0; 2013 Qtr 4: 0; 2014 Qtr 1: 0; 2014 Qtr 2: 0; 2014 Qtr 3: 0; 2014 Qtr 4: 0; 2015 Qtr 1: 139.9375; 2015 Qtr 2: 139.9375; 2015 Qtr 3: 139.9375; 2015 Qtr 4: 139.9375 | 559.75
0000_TotalPortfolio | 414031-Reflectors (23 watt) 1,100-1,599 Lumens | Res-Lighting-InGen_CFLratio0409_CFLscw-Refl-23w | System | Residential | res:DEER:Indoor_CFL_Ltg | TRUE |  |  | Lamp | ROB | 4.89 | 0 | 1.2 | 0 | 0 | 3.69 | 39.7 |  | kWh | 0.00411 | -0.677 | Residential |  | Winter Only | [6 empty] | Residential Furnaces (<0.3):Uncontrolled | 6.6 | 0.54 | 0.54 | 0.54 |  |  | 0.67 | [7 empty] | 0% | 0% | 0% | 0 | 0 | 30669.62 | 0 | 0 | 0 | 0 | 0 | 0 | 0 | 0 | 2013 Qtr 1: 0; 2013 Qtr 2: 0; 2013 Qtr 3: 0; 2013 Qtr 4: 0; 2014 Qtr 1: 0; 2014 Qtr 2: 0; 2014 Qtr 3: 0; 2014 Qtr 4: 0; 2015 Qtr 1: 7667.405; 2015 Qtr 2: 7667.405; 2015 Qtr 3: 7667.405; 2015 Qtr 4: 7667.405 | 30669.62
0000_TotalPortfolio | 414034-Reflectors (25 watt) 1,100-1,599 Lumens | Res-Lighting-InGen_CFLratio0409_CFLscw-Refl-25w | System | Residential | res:DEER:Indoor_CFL_Ltg | TRUE |  |  | Lamp | ROB | 4.89 | 0 | 1.5 | 0 | 0 | 3.39 | 43.2 |  | kWh | 0.00447 | -0.736 | Residential |  | Winter Only | [6 empty] | Residential Furnaces (<0.3):Uncontrolled | 6.6 | 0.54 | 0.54 | 0.54 |  |  | 0.67 | [7 empty] | 0% | 0% | 0% | 0 | 0 | 39009.55 | 0 | 0 | 0 | 0 | 0 | 0 | 0 | 0 | 2013 Qtr 1: 0; 2013 Qtr 2: 0; 2013 Qtr 3: 0; 2013 Qtr 4: 0; 2014 Qtr 1: 0; 2014 Qtr 2: 0; 2014 Qtr 3: 0; 2014 Qtr 4: 0; 2015 Qtr 1: 9752.3875; 2015 Qtr 2: 9752.3875; 2015 Qtr 3: 9752.3875; 2015 Qtr 4: 9752.3875 | 39009.55
0000_TotalPortfolio | 414036-Reflectors (26 Watt) >= 1,600 Lumens | Res-Lighting-InGen_CFLratio0409_CFLscw-Refl-26w | System | Residential | res:DEER:Indoor_CFL_Ltg | TRUE |  |  | Lamp | ROB | 4.89 | 0 | 1.5 | 0 | 0 | 3.39 | 44.9 |  | kWh | 0.00465 | -0.765 | Residential |  | Winter Only | [6 empty] | Residential Furnaces (<0.3):Uncontrolled | 6.6 | 0.54 | 0.54 | 0.54 |  |  | 0.67 | [7 empty] | 0% | 0% | 0% | 0 | 0 | 1361.93 | 0 | 0 | 0 | 0 | 0 | 0 | 0 | 0 | 2013 Qtr 1: 0; 2013 Qtr 2: 0; 2013 Qtr 3: 0; 2013 Qtr 4: 0; 2014 Qtr 1: 0; 2014 Qtr 2: 0; 2014 Qtr 3: 0; 2014 Qtr 4: 0; 2015 Qtr 1: 340.4825; 2015 Qtr 2: 340.4825; 2015 Qtr 3: 340.4825; 2015 Qtr 4: 340.4825 | 1361.93
0000_TotalPortfolio | 414042-Globes (<= 12 watt) <800 Lumens | Res-Lighting-InGen_CFLratio0347_CFLscw-11w | System | Residential | res:DEER:Indoor_CFL_Ltg | TRUE |  |  | Lamp | ROB | 5.6841 | 0 | 1.5 | 0 | 0 | 4.1841 | 15.2 |  | kWh | 0.00157 | -0.259 | Residential |  | Winter Only | [6 empty] | Residential Furnaces (<0.3):Uncontrolled | 6.6 | 0.54 | 0.54 | 0.54 |  |  | 0.67 | [7 empty] | 0% | 0% | 0% | 0 | 0 | 10216.41 | 0 | 0 | 0 | 0 | 0 | 0 | 0 | 0 | 2013 Qtr 1: 0; 2013 Qtr 2: 0; 2013 Qtr 3: 0; 2013 Qtr 4: 0; 2014 Qtr 1: 0; 2014 Qtr 2: 0; 2014 Qtr 3: 0; 2014 Qtr 4: 0; 2015 Qtr 1: 2554.1025; 2015 Qtr 2: 2554.1025; 2015 Qtr 3: 2554.1025; 2015 Qtr 4: 2554.1025 | 10216.41
0000_TotalPortfolio | 414043-Reflectors (<= 12 watt) <800 Lumens | Res-Lighting-InGen_CFLratio0409_CFLscw-Refl-12w | System | Residential | res:DEER:Indoor_CFL_Ltg | TRUE |  |  | Lamp | ROB | 3.11 | 0 | 1.5 | 0 | 0 | 1.61 | 20.7 |  | kWh | 0.00214 | -0.353 | Residential |  | Winter Only | [6 empty] | Residential Furnaces (<0.3):Uncontrolled | 6.6 | 0.54 | 0.54 | 0.54 |  |  | 0.67 | [7 empty] | 0% | 0% | 0% | 0 | 0 | 1752.55 | 0 | 0 | 0 | 0 | 0 | 0 | 0 | 0 | 2013 Qtr 1: 0; 2013 Qtr 2: 0; 2013 Qtr 3: 0; 2013 Qtr 4: 0; 2014 Qtr 1: 0; 2014 Qtr 2: 0; 2014 Qtr 3: 0; 2014 Qtr 4: 0; 2015 Qtr 1: 438.1375; 2015 Qtr 2: 438.1375; 2015 Qtr 3: 438.1375; 2015 Qtr 4: 438.1375 | 1752.55
0000_TotalPortfolio | 414044-A-Lamp (18 watt) >=1,100 Lumens | Res-Lighting-InGen_CFLratio0347_CFLscw-18w | System | Residential | res:DEER:Indoor_CFL_Ltg | TRUE |  |  | Lamp | ROB | 2.81 | 0 | 1.5 | 0 | 0 | 1.31 | 24.8 |  | kWh | 0.00257 | -0.423 | Residential |  | Winter Only | [6 empty] | Residential Furnaces (<0.3):Uncontrolled | 6.6 | 0.54 | 0.54 | 0.54 |  |  | 0.67 | [7 empty] | 0% | 0% | 0% | 0 | 0 | 177.61 | 0 | 0 | 0 | 0 | 0 | 0 | 0 | 0 | 2013 Qtr 1: 0; 2013 Qtr 2: 0; 2013 Qtr 3: 0; 2013 Qtr 4: 0; 2014 Qtr 1: 0; 2014 Qtr 2: 0; 2014 Qtr 3: 0; 2014 Qtr 4: 0; 2015 Qtr 1: 44.4025; 2015 Qtr 2: 44.4025; 2015 Qtr 3: 44.4025; 2015 Qtr 4: 44.4025 | 177.61
0000_TotalPortfolio | 414045-A-Lamp (14 watt) >=800 Lumens | Res-Lighting-InGen_CFLratio0347_CFLscw-14w | System | Residential | res:DEER:Indoor_CFL_Ltg | TRUE |  |  | Lamp | ROB | 2.81 | 0 | 1.5 | 0 | 0 | 1.31 | 19.3 |  | kWh | 0.002 | -0.329 | Residential |  | Winter Only | [6 empty] | Residential Furnaces (<0.3):Uncontrolled | 6.6 | 0.54 | 0.54 | 0.54 |  |  | 0.67 | [7 empty] | 0% | 0% | 0% | 0 | 0 | 197258.63 | 0 | 0 | 0 | 0 | 0 | 0 | 0 | 0 | 2013 Qtr 1: 0; 2013 Qtr 2: 0; 2013 Qtr 3: 0; 2013 Qtr 4: 0; 2014 Qtr 1: 0; 2014 Qtr 2: 0; 2014 Qtr 3: 0; 2014 Qtr 4: 0; 2015 Qtr 1: 49314.6575; 2015 Qtr 2: 49314.6575; 2015 Qtr 3: 49314.6575; 2015 Qtr 4: 49314.6575 | 197258.63
0000_TotalPortfolio | 414046-A-Lamp (15 watt) >=1,100 Lumens | Res-Lighting-InGen_CFLratio0347_CFLscw-15w | System | Residential | res:DEER:Indoor_CFL_Ltg | TRUE |  |  | Lamp | ROB | 2.81 | 0 | 1.2 | 0 | 0 | 1.61 | 20.7 |  | kWh | 0.00214 | -0.353 | Residential |  | Winter Only | [6 empty] | Residential Furnaces (<0.3):Uncontrolled | 6.6 | 0.54 | 0.54 | 0.54 |  |  | 0.67 | [7 empty] | 0% | 0% | 0% | 0 | 0 | 749.12 | 0 | 0 | 0 | 0 | 0 | 0 | 0 | 0 | 2013 Qtr 1: 0; 2013 Qtr 2: 0; 2013 Qtr 3: 0; 2013 Qtr 4: 0; 2014 Qtr 1: 0; 2014 Qtr 2: 0; 2014 Qtr 3: 0; 2014 Qtr 4: 0; 2015 Qtr 1: 187.28; 2015 Qtr 2: 187.28; 2015 Qtr 3: 187.28; 2015 Qtr 4: 187.28 | 749.12
0000_TotalPortfolio | 414049-Reflectors (<=12 watt) 800-1,099 Lumens | Res-Lighting-InGen_CFLratio0409_CFLscw-Refl-12w | System | Residential | res:DEER:Indoor_CFL_Ltg | TRUE |  |  | Lamp | ROB | 3.11 | 0 | 1.2 | 0 | 0 | 1.91 | 20.7 |  | kWh | 0.00214 | -0.353 | Residential |  | Winter Only | [6 empty] | Residential Furnaces (<0.3):Uncontrolled | 6.6 | 0.54 | 0.54 | 0.54 |  |  | 0.67 | [7 empty] | 0% | 0% | 0% | 0 | 0 | 10222.97 | 0 | 0 | 0 | 0 | 0 | 0 | 0 | 0 | 2013 Qtr 1: 0; 2013 Qtr 2: 0; 2013 Qtr 3: 0; 2013 Qtr 4: 0; 2014 Qtr 1: 0; 2014 Qtr 2: 0; 2014 Qtr 3: 0; 2014 Qtr 4: 0; 2015 Qtr 1: 2555.7425; 2015 Qtr 2: 2555.7425; 2015 Qtr 3: 2555.7425; 2015 Qtr 4: 2555.7425 | 10222.97
0000_TotalPortfolio | 414050-Reflectors (18 watt) 1,100-1,599 Lumens | Res-Lighting-InGen_CFLratio0409_CFLscw-Refl-18w | System | Residential | res:DEER:Indoor_CFL_Ltg | TRUE |  |  | Lamp | ROB | 3.11 | 0 | 1.2 | 0 | 0 | 1.91 | 31.1 |  | kWh | 0.00322 | -0.53 | Residential |  | Winter Only | [6 empty] | Residential Furnaces (<0.3):Uncontrolled | 6.6 | 0.54 | 0.54 | 0.54 |  |  | 0.67 | [7 empty] | 0% | 0% | 0% | 0 | 0 | 2851 | 0 | 0 | 0 | 0 | 0 | 0 | 0 | 0 | 2013 Qtr 1: 0; 2013 Qtr 2: 0; 2013 Qtr 3: 0; 2013 Qtr 4: 0; 2014 Qtr 1: 0; 2014 Qtr 2: 0; 2014 Qtr 3: 0; 2014 Qtr 4: 0; 2015 Qtr 1: 712.75; 2015 Qtr 2: 712.75; 2015 Qtr 3: 712.75; 2015 Qtr 4: 712.75 | 2851
0000_TotalPortfolio | 414051-Reflectors (15 watt) 800-1,099 Lumens | Res-Lighting-InGen_CFLratio0409_CFLscw-Refl-15w | System | Residential | res:DEER:Indoor_CFL_Ltg | TRUE |  |  | Lamp | ROB | 3.11 | 0 | 1.5 | 0 | 0 | 1.61 | 25.9 |  | kWh | 0.00268 | -0.441 | Residential |  | Winter Only | [6 empty] | Residential Furnaces (<0.3):Uncontrolled | 6.6 | 0.54 | 0.54 | 0.54 |  |  | 0.67 | [7 empty] | 0% | 0% | 0% | 0 | 0 | 29472.92 | 0 | 0 | 0 | 0 | 0 | 0 | 0 | 0 | 2013 Qtr 1: 0; 2013 Qtr 2: 0; 2013 Qtr 3: 0; 2013 Qtr 4: 0; 2014 Qtr 1: 0; 2014 Qtr 2: 0; 2014 Qtr 3: 0; 2014 Qtr 4: 0; 2015 Qtr 1: 7368.23; 2015 Qtr 2: 7368.23; 2015 Qtr 3: 7368.23; 2015 Qtr 4: 7368.23 | 29472.92
0000_TotalPortfolio | 414054-A-Lamp (<=12 watt) <800 Lumens | Res-Lighting-InGen_CFLratio0347_CFLscw-11w | System | Residential | res:DEER:Indoor_CFL_Ltg | TRUE |  |  | Lamp | ROB | 2.81 | 0 | 1.5 | 0 | 0 | 1.31 | 15.2 |  | kWh | 0.00157 | -0.259 | Residential |  | Winter Only | [6 empty] | Residential Furnaces (<0.3):Uncontrolled | 6.6 | 0.54 | 0.54 | 0.54 |  |  | 0.67 | [7 empty] | 0% | 0% | 0% | 0 | 0 | 11444.6 | 0 | 0 | 0 | 0 | 0 | 0 | 0 | 0 | 2013 Qtr 1: 0; 2013 Qtr 2: 0; 2013 Qtr 3: 0; 2013 Qtr 4: 0; 2014 Qtr 1: 0; 2014 Qtr 2: 0; 2014 Qtr 3: 0; 2014 Qtr 4: 0; 2015 Qtr 1: 2861.15; 2015 Qtr 2: 2861.15; 2015 Qtr 3: 2861.15; 2015 Qtr 4: 2861.15 | 11444.6
0000_TotalPortfolio | 414065-Commercial-Reflectors (15 watt) <800 Lumens | Com-Lighting-InGen_CFLratio0357_CFLscw-15w | System | Commercial | NON_res:DEER:Indoor_CFL_Ltg | TRUE |  |  | Lamp | RET | 3.11 | 0 | 1.5 | 0 | 0 | 1.61 | 132 |  | kWh | 0.0295 | -0.39 | Commercial |  | Winter Only | [6 empty] | Small Boilers (<100 MMBtu/hr Heat Input):Uncontrolled | 3.3 | 0.54 | 0.54 | 0.54 |  |  | 0.76 | [7 empty] | 0% | 0% | 0% | 0 | 0 | 8238.31 | 0 | 0 | 0 | 0 | 0 | 0 | 0 | 0 | 2013 Qtr 1: 0; 2013 Qtr 2: 0; 2013 Qtr 3: 0; 2013 Qtr 4: 0; 2014 Qtr 1: 0; 2014 Qtr 2: 0; 2014 Qtr 3: 0; 2014 Qtr 4: 0; 2015 Qtr 1: 2059.5775; 2015 Qtr 2: 2059.5775; 2015 Qtr 3: 2059.5775; 2015 Qtr 4: 2059.5775 | 8238.31
0000_TotalPortfolio | 414067-Commercial-Globes (15 watt) 800-1099 Lumens | Com-Lighting-InGen_CFLratio0357_CFLscw-15w | System | Commercial | NON_res:DEER:Indoor_CFL_Ltg | TRUE |  |  | Lamp | ROB | 5.6841 | 0 | 0.9 | 0 | 0 | 4.7841 | 128 |  | kWh | 0.0279 | -0.38 | Commercial |  | Winter Only | [6 empty] | Small Boilers (<100 MMBtu/hr Heat Input):Uncontrolled | 3.3 | 0.54 | 0.54 | 0.54 |  |  | 0.76 | [7 empty] | 0% | 0% | 0% | 0 | 0 | 63.77 | 0 | 0 | 0 | 0 | 0 | 0 | 0 | 0 | 2013 Qtr 1: 0; 2013 Qtr 2: 0; 2013 Qtr 3: 0; 2013 Qtr 4: 0; 2014 Qtr 1: 0; 2014 Qtr 2: 0; 2014 Qtr 3: 0; 2014 Qtr 4: 0; 2015 Qtr 1: 15.9425; 2015 Qtr 2: 15.9425; 2015 Qtr 3: 15.9425; 2015 Qtr 4: 15.9425 | 63.77
0000_TotalPortfolio | 414068-Commercial-Reflectors (18 watt) 800-1,099 Lumens | Com-Lighting-InGen_CFLratio0357_CFLscw-18w | System | Commercial | NON_res:DEER:Indoor_CFL_Ltg | TRUE |  |  | Lamp | RET | 3.11 | 0 | 1.2 | 0 | 0 | 1.91 | 158 |  | kWh | 0.0354 | -0.468 | Commercial |  | Winter Only | [6 empty] | Small Boilers (<100 MMBtu/hr Heat Input):Uncontrolled | 3.3 | 0.54 | 0.54 | 0.54 |  |  | 0.76 | [7 empty] | 0% | 0% | 0% | 0 | 0 | 205.27 | 0 | 0 | 0 | 0 | 0 | 0 | 0 | 0 | 2013 Qtr 1: 0; 2013 Qtr 2: 0; 2013 Qtr 3: 0; 2013 Qtr 4: 0; 2014 Qtr 1: 0; 2014 Qtr 2: 0; 2014 Qtr 3: 0; 2014 Qtr 4: 0; 2015 Qtr 1: 51.3175; 2015 Qtr 2: 51.3175; 2015 Qtr 3: 51.3175; 2015 Qtr 4: 51.3175 | 205.27
0000_TotalPortfolio | 414069-Commercial-A-Lamp (15 watt) <1,100 Lumens | Com-Lighting-InGen_CFLratio0357_CFLscw-15w | System | Commercial | NON_res:DEER:Indoor_CFL_Ltg | TRUE |  |  | Lamp | ROB | 2.81 | 0 | 0.9 | 0 | 0 | 1.91 | 128 |  | kWh | 0.0279 | -0.38 | Commercial |  | Winter Only | [6 empty] | Small Boilers (<100 MMBtu/hr Heat Input):Uncontrolled | 3.3 | 0.54 | 0.54 | 0.54 |  |  | 0.76 | [7 empty] | 0% | 0% | 0% | 0 | 0 | 86.09 | 0 | 0 | 0 | 0 | 0 | 0 | 0 | 0 | 2013 Qtr 1: 0; 2013 Qtr 2: 0; 2013 Qtr 3: 0; 2013 Qtr 4: 0; 2014 Qtr 1: 0; 2014 Qtr 2: 0; 2014 Qtr 3: 0; 2014 Qtr 4: 0; 2015 Qtr 1: 21.5225; 2015 Qtr 2: 21.5225; 2015 Qtr 3: 21.5225; 2015 Qtr 4: 21.5225 | 86.09
0000_TotalPortfolio | 414070-Commercial-A-Lamp (18 watt) <1,100 Lumens | Com-Lighting-InGen_CFLratio0357_CFLscw-18w | System | Commercial | NON_res:DEER:Indoor_CFL_Ltg | TRUE |  |  | Lamp | ROB | 2.81 | 0 | 1.5 | 0 | 0 | 1.31 | 153 |  | kWh | 0.0334 | -0.456 | Commercial |  | Winter Only | [6 empty] | Small Boilers (<100 MMBtu/hr Heat Input):Uncontrolled | 3.3 | 0.54 | 0.54 | 0.54 |  |  | 0.76 | [7 empty] | 0% | 0% | 0% | 0 | 0 | 1982.07 | 0 | 0 | 0 | 0 | 0 | 0 | 0 | 0 | 2013 Qtr 1: 0; 2013 Qtr 2: 0; 2013 Qtr 3: 0; 2013 Qtr 4: 0; 2014 Qtr 1: 0; 2014 Qtr 2: 0; 2014 Qtr 3: 0; 2014 Qtr 4: 0; 2015 Qtr 1: 495.5175; 2015 Qtr 2: 495.5175; 2015 Qtr 3: 495.5175; 2015 Qtr 4: 495.5175 | 1982.07
0000_TotalPortfolio | 414072-Commercial-Reflectors (20 watt) 800-1,099 Lumens | Com-Lighting-InGen_CFLratio0357_CFLscw-20w | System | Commercial | NON_res:DEER:Indoor_CFL_Ltg | TRUE |  |  | Lamp | RET | 3.11 | 0 | 1.5 | 0 | 0 | 1.61 | 176 |  | kWh | 0.0393 | -0.52 | Commercial |  | Winter Only | [6 empty] | Small Boilers (<100 MMBtu/hr Heat Input):Uncontrolled | 3.3 | 0.54 | 0.54 | 0.54 |  |  | 0.76 | [7 empty] | 0% | 0% | 0% | 0 | 0 | 29.46 | 0 | 0 | 0 | 0 | 0 | 0 | 0 | 0 | 2013 Qtr 1: 0; 2013 Qtr 2: 0; 2013 Qtr 3: 0; 2013 Qtr 4: 0; 2014 Qtr 1: 0; 2014 Qtr 2: 0; 2014 Qtr 3: 0; 2014 Qtr 4: 0; 2015 Qtr 1: 7.365; 2015 Qtr 2: 7.365; 2015 Qtr 3: 7.365; 2015 Qtr 4: 7.365 | 29.46
0000_TotalPortfolio | 414073-Commercial-Reflectors (23 watt) 1,100-1,599 Lumens | Com-Lighting-InGen_CFLratio0357_CFLscw-23w | System | Commercial | NON_res:DEER:Indoor_CFL_Ltg | TRUE |  |  | Lamp | RET | 4.89 | 0 | 1.5 | 0 | 0 | 3.39 | 202 |  | kWh | 0.0452 | -0.599 | Commercial |  | Winter Only | [6 empty] | Small Boilers (<100 MMBtu/hr Heat Input):Uncontrolled | 3.3 | 0.54 | 0.54 | 0.54 |  |  | 0.76 | [7 empty] | 0% | 0% | 0% | 0 | 0 | 1614.19 | 0 | 0 | 0 | 0 | 0 | 0 | 0 | 0 | 2013 Qtr 1: 0; 2013 Qtr 2: 0; 2013 Qtr 3: 0; 2013 Qtr 4: 0; 2014 Qtr 1: 0; 2014 Qtr 2: 0; 2014 Qtr 3: 0; 2014 Qtr 4: 0; 2015 Qtr 1: 403.5475; 2015 Qtr 2: 403.5475; 2015 Qtr 3: 403.5475; 2015 Qtr 4: 403.5475 | 1614.19
0000_TotalPortfolio | 414076-Commercial-A-Lamp (14 watt) >=800 Lumens | Com-Lighting-InGen_CFLratio0357_CFLscw-14w | System | Commercial | NON_res:DEER:Indoor_CFL_Ltg | TRUE |  |  | Lamp | ROB | 2.81 | 0 | 1.2 | 0 | 0 | 1.61 | 119 |  | kWh | 0.026 | -0.355 | Commercial |  | Winter Only | [6 empty] | Small Boilers (<100 MMBtu/hr Heat Input):Uncontrolled | 3.3 | 0.54 | 0.54 | 0.54 |  |  | 0.76 | [7 empty] | 0% | 0% | 0% | 0 | 0 | 10382.03 | 0 | 0 | 0 | 0 | 0 | 0 | 0 | 0 | 2013 Qtr 1: 0; 2013 Qtr 2: 0; 2013 Qtr 3: 0; 2013 Qtr 4: 0; 2014 Qtr 1: 0; 2014 Qtr 2: 0; 2014 Qtr 3: 0; 2014 Qtr 4: 0; 2015 Qtr 1: 2595.5075; 2015 Qtr 2: 2595.5075; 2015 Qtr 3: 2595.5075; 2015 Qtr 4: 2595.5075 | 10382.03
0000_TotalPortfolio | 414077-Com-Reflectors (15 watt) 800-1,099 Lumens | Com-Lighting-InGen_CFLratio0357_CFLscw-15w | System | Residential | res:DEER:Indoor_CFL_Ltg | TRUE |  |  | Lamp | RET | 3.11 | 0 | 1.5 | 0 | 0 | 1.61 | 132 |  | kWh | 0.0295 | -0.39 | Residential |  | Winter Only | [6 empty] | Residential Furnaces (<0.3):Uncontrolled | 3.3 | 0.54 | 0.54 | 0.54 |  |  | 0.76 | [7 empty] | 0% | 0% | 0% | 0 | 0 | 1551.21 | 0 | 0 | 0 | 0 | 0 | 0 | 0 | 0 | 2013 Qtr 1: 0; 2013 Qtr 2: 0; 2013 Qtr 3: 0; 2013 Qtr 4: 0; 2014 Qtr 1: 0; 2014 Qtr 2: 0; 2014 Qtr 3: 0; 2014 Qtr 4: 0; 2015 Qtr 1: 387.8025; 2015 Qtr 2: 387.8025; 2015 Qtr 3: 387.8025; 2015 Qtr 4: 387.8025 | 1551.21
0000_TotalPortfolio | 414079-Commercial-A-Lamp (<=12 watt) <800 Lumens | Com-Lighting-InGen_CFLratio0357_CFLscw-11w | System | Commercial | NON_res:DEER:Indoor_CFL_Ltg | TRUE |  |  | Lamp | ROB | 2.81 | 0 | 1.2 | 0 | 0 | 1.61 | 93.7 |  | kWh | 0.0204 | -0.279 | Commercial |  | Winter Only | [6 empty] | Small Boilers (<100 MMBtu/hr Heat Input):Uncontrolled | 3.3 | 0.54 | 0.54 | 0.54 |  |  | 0.76 | [7 empty] | 0% | 0% | 0% | 0 | 0 | 602.35 | 0 | 0 | 0 | 0 | 0 | 0 | 0 | 0 | 2013 Qtr 1: 0; 2013 Qtr 2: 0; 2013 Qtr 3: 0; 2013 Qtr 4: 0; 2014 Qtr 1: 0; 2014 Qtr 2: 0; 2014 Qtr 3: 0; 2014 Qtr 4: 0; 2015 Qtr 1: 150.5875; 2015 Qtr 2: 150.5875; 2015 Qtr 3: 150.5875; 2015 Qtr 4: 150.5875 | 602.35
0000_TotalPortfolio | 414080-Globes (14 watt) 800-1099 Lumens | Res-Lighting-InGen_CFLratio0347_CFLscw-14w | System | Residential | res:DEER:Indoor_CFL_Ltg | TRUE |  |  | Lamp | ROB | 3.11 | 0 | 1.5 | 0 | 0 | 1.61 | 19.3 |  | kWh | 0.002 | -0.329 | Residential |  | Winter Only | [6 empty] | Residential Furnaces (<0.3):Uncontrolled | 6.6 | 0.54 | 0.54 | 0.54 |  |  | 0.67 | [7 empty] | 0% | 0% | 0% | 0 | 0 | 10690.27 | 0 | 0 | 0 | 0 | 0 | 0 | 0 | 0 | 2013 Qtr 1: 0; 2013 Qtr 2: 0; 2013 Qtr 3: 0; 2013 Qtr 4: 0; 2014 Qtr 1: 0; 2014 Qtr 2: 0; 2014 Qtr 3: 0; 2014 Qtr 4: 0; 2015 Qtr 1: 2672.5675; 2015 Qtr 2: 2672.5675; 2015 Qtr 3: 2672.5675; 2015 Qtr 4: 2672.5675 | 10690.27
0000_TotalPortfolio | 414081-Reflectors (16 watt) 800-1,099 Lumens | Res-Lighting-InGen_CFLratio0409_CFLscw-Refl-16w | System | Residential | res:DEER:Indoor_CFL_Ltg | TRUE |  |  | Lamp | ROB | 3.11 | 0 | 1.5 | 0 | 0 | 1.61 | 27.6 |  | kWh | 0.00286 | -0.471 | Residential |  | Winter Only | [6 empty] | Residential Furnaces (<0.3):Uncontrolled | 6.6 | 0.54 | 0.54 | 0.54 |  |  | 0.67 | [7 empty] | 0% | 0% | 0% | 0 | 0 | 656.71 | 0 | 0 | 0 | 0 | 0 | 0 | 0 | 0 | 2013 Qtr 1: 0; 2013 Qtr 2: 0; 2013 Qtr 3: 0; 2013 Qtr 4: 0; 2014 Qtr 1: 0; 2014 Qtr 2: 0; 2014 Qtr 3: 0; 2014 Qtr 4: 0; 2015 Qtr 1: 164.1775; 2015 Qtr 2: 164.1775; 2015 Qtr 3: 164.1775; 2015 Qtr 4: 164.1775 | 656.71
0000_TotalPortfolio | 414084-Screw-in CFL (32 watt) >=2,001 Lumens | Res-Lighting-InGen_CFLratio0347_CFLscw-32w | System | Residential | res:DEER:Indoor_CFL_Ltg | TRUE |  |  | Lamp | ROB | 6.9957 | 0 | 1.5 | 0 | 0 | 5.4957 | 44.2 |  | kWh | 0.00457 | -0.753 | Residential |  | Winter Only | [6 empty] | Residential Furnaces (<0.3):Uncontrolled | 6.6 | 0.54 | 0.54 | 0.54 |  |  | 0.67 | [7 empty] | 0% | 0% | 0% | 0 | 0 | 2396.81 | 0 | 0 | 0 | 0 | 0 | 0 | 0 | 0 | 2013 Qtr 1: 0; 2013 Qtr 2: 0; 2013 Qtr 3: 0; 2013 Qtr 4: 0; 2014 Qtr 1: 0; 2014 Qtr 2: 0; 2014 Qtr 3: 0; 2014 Qtr 4: 0; 2015 Qtr 1: 599.2025; 2015 Qtr 2: 599.2025; 2015 Qtr 3: 599.2025; 2015 Qtr 4: 599.2025 | 2396.81
0000_TotalPortfolio | 414085-38-42W Bare Spiral CFL >1600 lumens | Res-Lighting-InGen_CFLratio0347_CFLscw-32w | System | Residential | res:DEER:Indoor_CFL_Ltg | TRUE |  |  | Lamp | ROB | 8.7405 | 0 | 1.5 | 0 | 0 | 7.2405 | 44.2 |  | kWh | 0.00457 | -0.753 | Residential |  | Winter Only | [6 empty] | Residential Furnaces (<0.3):Uncontrolled | 9.2421 | 0.54 | 0.54 | 0.54 |  |  | 0.67 | [7 empty] | 0% | 0% | 0% | 0 | 0 | 62.26 | 0 | 0 | 0 | 0 | 0 | 0 | 0 | 0 | 2013 Qtr 1: 0; 2013 Qtr 2: 0; 2013 Qtr 3: 0; 2013 Qtr 4: 0; 2014 Qtr 1: 0; 2014 Qtr 2: 0; 2014 Qtr 3: 0; 2014 Qtr 4: 0; 2015 Qtr 1: 15.565; 2015 Qtr 2: 15.565; 2015 Qtr 3: 15.565; 2015 Qtr 4: 15.565 | 62.26
0000_TotalPortfolio | 414086-Screw-in CFL (>39 watt) <1,600 Lumens | Res-Lighting-InGen_CFLratio0347_CFLscw-42w | System | Residential | res:DEER:Indoor_CFL_Ltg | TRUE |  |  | Lamp | ROB | 8.7405 | 0 | 1.9 | 0 | 0 | 6.8405 | 58 |  | kWh | 0.006 | -0.988 | Residential |  | Winter Only | [6 empty] | Residential Furnaces (<0.3):Uncontrolled | 6.6 | 0.54 | 0.54 | 0.54 |  |  | 0.67 | [7 empty] | 0% | 0% | 0% | 0 | 0 | 34.74 | 0 | 0 | 0 | 0 | 0 | 0 | 0 | 0 | 2013 Qtr 1: 0; 2013 Qtr 2: 0; 2013 Qtr 3: 0; 2013 Qtr 4: 0; 2014 Qtr 1: 0; 2014 Qtr 2: 0; 2014 Qtr 3: 0; 2014 Qtr 4: 0; 2015 Qtr 1: 8.685; 2015 Qtr 2: 8.685; 2015 Qtr 3: 8.685; 2015 Qtr 4: 8.685 | 34.74
0000_TotalPortfolio | 414097-39 - 42 Watt Fixture CFL - Interior | Res-Lighting-InGen_CFLratio0353_CFLfixt-40W | System | Residential | res:DEER:Indoor_CFL_Ltg | TRUE |  |  | Lamp | ROB | 27.88 | 0 | 1.9 | 0 | 0 | 25.98 | 56.5 |  | kWh | 0.00585 | -0.964 | Residential |  | Winter Only | [6 empty] | Residential Furnaces (<0.3):Uncontrolled | 16 | 0.55 | 0.55 | 0.55 | [10 empty] | 0% | 0% | 0% | 0 | 0 | 1.97 | 0 | 0 | 0 | 0 | 0 | 0 | 0 | 0 | 2013 Qtr 1: 0; 2013 Qtr 2: 0; 2013 Qtr 3: 0; 2013 Qtr 4: 0; 2014 Qtr 1: 0; 2014 Qtr 2: 0; 2014 Qtr 3: 0; 2014 Qtr 4: 0; 2015 Qtr 1: 0.4925; 2015 Qtr 2: 0.4925; 2015 Qtr 3: 0.4925; 2015 Qtr 4: 0.4925 | 1.97
0000_TotalPortfolio | 446749-LED Screw-in PAR20 7 Watt | WPSDGENRLG0106-Rev03-Msr146 | System | Residential | res:DEER:Indoor_CFL_Ltg | TRUE |  |  | Lamp | ROB | 24.44 | 0 | 1.9 | 0 | 0 | 22.54 | 14.4705 |  | kWh | 0.0014978 | -0.24669 | Residential |  | Winter Only | [6 empty] | Residential Furnaces (<0.3):Uncontrolled | 16 | 0.85 | 0.85 | 0.85 | [10 empty] | 0% | 0% | 0% | 0 | 0 | 9637.69 | 0 | 0 | 0 | 0 | 0 | 0 | 0 | 0 | 2013 Qtr 1: 0; 2013 Qtr 2: 0; 2013 Qtr 3: 0; 2013 Qtr 4: 0; 2014 Qtr 1: 0; 2014 Qtr 2: 0; 2014 Qtr 3: 0; 2014 Qtr 4: 0; 2015 Qtr 1: 2409.4225; 2015 Qtr 2: 2409.4225; 2015 Qtr 3: 2409.4225; 2015 Qtr 4: 2409.4225 | 9637.69
0000_TotalPortfolio | 446751-LED Screw-in PAR20 9 watt | WPSDGENRLG0106-Rev03-Msr148 | System | Residential | res:DEER:Indoor_CFL_Ltg | TRUE |  |  | Lamp | ROB | 24.44 | 0 | 10 | 0 | 0 | 14.44 | 18.6049 |  | kWh | 0.0019258 | -0.31717 | Residential |  | Winter Only | [6 empty] | Residential Furnaces (<0.3):Uncontrolled | 16 | 0.85 | 0.85 | 0.85 | [10 empty] | 0% | 0% | 0% | 0 | 0 | 27857.88 | 0 | 0 | 0 | 0 | 0 | 0 | 0 | 0 | 2013 Qtr 1: 0; 2013 Qtr 2: 0; 2013 Qtr 3: 0; 2013 Qtr 4: 0; 2014 Qtr 1: 0; 2014 Qtr 2: 0; 2014 Qtr 3: 0; 2014 Qtr 4: 0; 2015 Qtr 1: 6964.47; 2015 Qtr 2: 6964.47; 2015 Qtr 3: 6964.47; 2015 Qtr 4: 6964.47 | 27857.88
0000_TotalPortfolio | 446761-LED Screw-in R30 11 Watt | WPSDGENRLG0106-Rev03-Msr158 | System | Residential | res:DEER:Indoor_CFL_Ltg | TRUE |  |  | Lamp | ROB | 26.91 | 0 | 10 | 0 | 0 | 16.91 | 18.9904 |  | kWh | 0.0019657 | -0.32375 | Residential |  | Winter Only | [6 empty] | Residential Furnaces (<0.3):Uncontrolled | 16 | 0.85 | 0.85 | 0.85 | [10 empty] | 0% | 0% | 0% | 0 | 0 | 184.17 | 0 | 0 | 0 | 0 | 0 | 0 | 0 | 0 | 2013 Qtr 1: 0; 2013 Qtr 2: 0; 2013 Qtr 3: 0; 2013 Qtr 4: 0; 2014 Qtr 1: 0; 2014 Qtr 2: 0; 2014 Qtr 3: 0; 2014 Qtr 4: 0; 2015 Qtr 1: 46.0425; 2015 Qtr 2: 46.0425; 2015 Qtr 3: 46.0425; 2015 Qtr 4: 46.0425 | 184.17
0000_TotalPortfolio | 446762-LED Screw-in R30 12 Watt | WPSDGENRLG0106-Rev03-Msr159 | System | Residential | res:DEER:Indoor_CFL_Ltg | TRUE |  |  | Lamp | ROB | 26.91 | 0 | 10 | 0 | 0 | 16.91 | 20.7168 |  | kWh | 0.0021444 | -0.35318 | Residential |  | Winter Only | [6 empty] | Residential Furnaces (<0.3):Uncontrolled | 16 | 0.85 | 0.85 | 0.85 | [10 empty] | 0% | 0% | 0% | 0 | 0 | 368.34 | 0 | 0 | 0 | 0 | 0 | 0 | 0 | 0 | 2013 Qtr 1: 0; 2013 Qtr 2: 0; 2013 Qtr 3: 0; 2013 Qtr 4: 0; 2014 Qtr 1: 0; 2014 Qtr 2: 0; 2014 Qtr 3: 0; 2014 Qtr 4: 0; 2015 Qtr 1: 92.085; 2015 Qtr 2: 92.085; 2015 Qtr 3: 92.085; 2015 Qtr 4: 92.085 | 368.34
0000_TotalPortfolio | 446764-LED Screw-in R30 14 Watt | WPSDGENRLG0106-Rev03-Msr161 | System | Residential | res:DEER:Indoor_CFL_Ltg | TRUE |  |  | Lamp | ROB | 26.91 | 0 | 10 | 0 | 0 | 16.91 | 24.1696 |  | kWh | 0.0025018 | -0.41204 | Residential |  | Winter Only | [6 empty] | Residential Furnaces (<0.3):Uncontrolled | 16 | 0.85 | 0.85 | 0.85 | [10 empty] | 0% | 0% | 0% | 0 | 0 | 7878.59 | 0 | 0 | 0 | 0 | 0 | 0 | 0 | 0 | 2013 Qtr 1: 0; 2013 Qtr 2: 0; 2013 Qtr 3: 0; 2013 Qtr 4: 0; 2014 Qtr 1: 0; 2014 Qtr 2: 0; 2014 Qtr 3: 0; 2014 Qtr 4: 0; 2015 Qtr 1: 1969.6475; 2015 Qtr 2: 1969.6475; 2015 Qtr 3: 1969.6475; 2015 Qtr 4: 1969.6475 | 7878.59
0000_TotalPortfolio | 446800-LED Screw-in PAR30 15 Watt | WPSDGENRLG0106-Rev03-Msr059 | System | Residential | res:DEER:Indoor_CFL_Ltg | TRUE |  |  | Lamp | ROB | 26.91 | 0 | 10 | 0 | 0 | 16.91 | 20.281 |  | kWh | 0.0020993 | -0.34575 | Residential |  | Winter Only | [6 empty] | Residential Furnaces (<0.3):Uncontrolled | 16 | 0.85 | 0.85 | 0.85 | [10 empty] | 0% | 0% | 0% | 0 | 0 | 12296.66 | 0 | 0 | 0 | 0 | 0 | 0 | 0 | 0 | 2013 Qtr 1: 0; 2013 Qtr 2: 0; 2013 Qtr 3: 0; 2013 Qtr 4: 0; 2014 Qtr 1: 0; 2014 Qtr 2: 0; 2014 Qtr 3: 0; 2014 Qtr 4: 0; 2015 Qtr 1: 3074.165; 2015 Qtr 2: 3074.165; 2015 Qtr 3: 3074.165; 2015 Qtr 4: 3074.165 | 12296.66
0000_TotalPortfolio | 446813-LED Screw-in PAR38 17 Watt | WPSDGENRLG0106-Rev03-Msr075 | System | Residential | res:DEER:Indoor_CFL_Ltg | TRUE |  |  | Lamp | ROB | 35.17 | 0 | 10 | 0 | 0 | 25.17 | 26.6893 |  | kWh | 0.0027626 | -0.455 | Residential |  | Winter Only | [6 empty] | Residential Furnaces (<0.3):Uncontrolled | 16 | 0.85 | 0.85 | 0.85 | [10 empty] | 0% | 0% | 0% | 0 | 0 | 3165.59 | 0 | 0 | 0 | 0 | 0 | 0 | 0 | 0 | 2013 Qtr 1: 0; 2013 Qtr 2: 0; 2013 Qtr 3: 0; 2013 Qtr 4: 0; 2014 Qtr 1: 0; 2014 Qtr 2: 0; 2014 Qtr 3: 0; 2014 Qtr 4: 0; 2015 Qtr 1: 791.3975; 2015 Qtr 2: 791.3975; 2015 Qtr 3: 791.3975; 2015 Qtr 4: 791.3975 | 3165.59
0000_TotalPortfolio | 461841-LED Screw-in PAR38 20 Watt | WPSDGENRLG0106-Rev03-Msr079 | System | Residential | res:DEER:Indoor_CFL_Ltg | TRUE |  |  | Lamp | ROB | 36.38 | 0 | 10 | 0 | 0 | 26.38 | 31.3992 |  | kWh | 0.0032501 | -0.53529 | Residential |  | Winter Only | [6 empty] | Residential Furnaces (<0.3):Uncontrolled | 16 | 0.85 | 0.85 | 0.85 | [10 empty] | 0% | 0% | 0% | 0 | 0 | 9242.49 | 0 | 0 | 0 | 0 | 0 | 0 | 0 | 0 | 2013 Qtr 1: 0; 2013 Qtr 2: 0; 2013 Qtr 3: 0; 2013 Qtr 4: 0; 2014 Qtr 1: 0; 2014 Qtr 2: 0; 2014 Qtr 3: 0; 2014 Qtr 4: 0; 2015 Qtr 1: 2310.6225; 2015 Qtr 2: 2310.6225; 2015 Qtr 3: 2310.6225; 2015 Qtr 4: 2310.6225 | 9242.49
0000_TotalPortfolio | 461845-LED Screw-in A-Lamp 12 Watt | WPSDGENRLG0106-Rev03-Msr096 | System | Residential | res:DEER:Indoor_CFL_Ltg | TRUE |  |  | Lamp | ROB | 16.65 | 0 | 10 | 0 | 0 | 6.65 | 13.1407 |  | kWh | 0.0013602 | -0.22402 | Residential |  | Winter Only | [6 empty] | Residential Furnaces (<0.3):Uncontrolled | 16 | 0.85 | 0.85 | 0.85 | [10 empty] | 0% | 0% | 0% | 0 | 0 | 14748.52 | 0 | 0 | 0 | 0 | 0 | 0 | 0 | 0 | 2013 Qtr 1: 0; 2013 Qtr 2: 0; 2013 Qtr 3: 0; 2013 Qtr 4: 0; 2014 Qtr 1: 0; 2014 Qtr 2: 0; 2014 Qtr 3: 0; 2014 Qtr 4: 0; 2015 Qtr 1: 3687.13; 2015 Qtr 2: 3687.13; 2015 Qtr 3: 3687.13; 2015 Qtr 4: 3687.13 | 14748.52
0000_TotalPortfolio | 461846-LED Recessed Downlight/Retrofit 9 Watt | WPSDGENRLG0106-Rev03-Msr037 | System | Residential | res:DEER:Indoor_CFL_Ltg | TRUE |  |  | Fixture | ROB | 20.86 | 0 | 10 | 0 | 0 | 10.86 | 12.2189 |  | kWh | 0.0012648 | -0.20831 | Residential |  | Winter Only | [6 empty] | Residential Furnaces (<0.3):Uncontrolled | 16 | 0.85 | 0.85 | 0.85 | [10 empty] | 0% | 0% | 0% | 0 | 0 | 7970.35 | 0 | 0 | 0 | 0 | 0 | 0 | 0 | 0 | 2013 Qtr 1: 0; 2013 Qtr 2: 0; 2013 Qtr 3: 0; 2013 Qtr 4: 0; 2014 Qtr 1: 0; 2014 Qtr 2: 0; 2014 Qtr 3: 0; 2014 Qtr 4: 0; 2015 Qtr 1: 1992.5875; 2015 Qtr 2: 1992.5875; 2015 Qtr 3: 1992.5875; 2015 Qtr 4: 1992.5875 | 7970.35
0000_TotalPortfolio | 461847-LED Recessed Downlight 10 Watt | WPSDGENRLG0106-Rev03-Msr038 | System | Residential | res:DEER:Indoor_CFL_Ltg | TRUE |  |  | Fixture | ROB | 20.86 | 0 | 10 | 0 | 0 | 10.86 | 13.5765 |  | kWh | 0.0014053 | -0.23145 | Residential |  | Winter Only | [6 empty] | Residential Furnaces (<0.3):Uncontrolled | 16 | 0.85 | 0.85 | 0.85 | [10 empty] | 0% | 0% | 0% | 0 | 0 | 15839.11 | 0 | 0 | 0 | 0 | 0 | 0 | 0 | 0 | 2013 Qtr 1: 0; 2013 Qtr 2: 0; 2013 Qtr 3: 0; 2013 Qtr 4: 0; 2014 Qtr 1: 0; 2014 Qtr 2: 0; 2014 Qtr 3: 0; 2014 Qtr 4: 0; 2015 Qtr 1: 3959.7775; 2015 Qtr 2: 3959.7775; 2015 Qtr 3: 3959.7775; 2015 Qtr 4: 3959.7775 | 15839.11
0000_TotalPortfolio | 461848-LED Recessed Downlight 11 Watt | WPSDGENRLG0106-Rev03-Msr039 | System | Residential | res:DEER:Indoor_CFL_Ltg | TRUE |  |  | Fixture | ROB | 20.86 | 0 | 10 | 0 | 0 | 10.86 | 14.9342 |  | kWh | 0.0015458 | -0.2546 | Residential |  | Winter Only | [6 empty] | Residential Furnaces (<0.3):Uncontrolled | 16 | 0.85 | 0.85 | 0.85 | [10 empty] | 0% | 0% | 0% | 0 | 0 | 181.55 | 0 | 0 | 0 | 0 | 0 | 0 | 0 | 0 | 2013 Qtr 1: 0; 2013 Qtr 2: 0; 2013 Qtr 3: 0; 2013 Qtr 4: 0; 2014 Qtr 1: 0; 2014 Qtr 2: 0; 2014 Qtr 3: 0; 2014 Qtr 4: 0; 2015 Qtr 1: 45.3875; 2015 Qtr 2: 45.3875; 2015 Qtr 3: 45.3875; 2015 Qtr 4: 45.3875 | 181.55
0000_TotalPortfolio | 461850-LED Recessed Downlight 15 Watt | WPSDGENRLG0106-Rev03-Msr043 | System | Residential | res:DEER:Indoor_CFL_Ltg | TRUE |  |  | Fixture | ROB | 20.86 | 0 | 10 | 0 | 0 | 10.86 | 20.3648 |  | kWh | 0.0021079 | -0.34718 | Residential |  | Winter Only | [6 empty] | Residential Furnaces (<0.3):Uncontrolled | 16 | 0.85 | 0.85 | 0.85 | [10 empty] | 0% | 0% | 0% | 0 | 0 | 9.83 | 0 | 0 | 0 | 0 | 0 | 0 | 0 | 0 | 2013 Qtr 1: 0; 2013 Qtr 2: 0; 2013 Qtr 3: 0; 2013 Qtr 4: 0; 2014 Qtr 1: 0; 2014 Qtr 2: 0; 2014 Qtr 3: 0; 2014 Qtr 4: 0; 2015 Qtr 1: 2.4575; 2015 Qtr 2: 2.4575; 2015 Qtr 3: 2.4575; 2015 Qtr 4: 2.4575 | 9.83
0000_TotalPortfolio | 421014-Faucet Aerator | WPSDGEREWH1012-Rev01-Msr001 | System | Residential | 19-RES-AllResidential-WAT_HEAT | TRUE |  |  | Aerator | ROB | 9.58 | 0 | 0 | 5.58 | 4 | 0 | 0 |  | kWh | 0 | 1.4967 | Residential |  | Annual | [6 empty] | Residential Furnaces (<0.3):Uncontrolled | 10 | 0.85 | 0.85 | 0.85 |  |  | 0.77 | [7 empty] | 0% | 0% | 0% | 0 | 0 | 4912 | 0 | 0 | 0 | 0 | 0 | 0 | 0 | 0 | 2013 Qtr 1: 0; 2013 Qtr 2: 0; 2013 Qtr 3: 0; 2013 Qtr 4: 0; 2014 Qtr 1: 0; 2014 Qtr 2: 0; 2014 Qtr 3: 0; 2014 Qtr 4: 0; 2015 Qtr 1: 1228; 2015 Qtr 2: 1228; 2015 Qtr 3: 1228; 2015 Qtr 4: 1228 | 4912
0000_TotalPortfolio | 421015-Low Flow Showerheads | WPSDGEREWH1061A-Rev04-Msr001 | System | Residential | 19-RES-AllResidential-WAT_HEAT | TRUE |  |  | Showerhead | ROB | 38.95 | 0 | 0 | 15.5 | 23.45 | 3.5527e-15 | 0 |  | kWh | 0 | 7.4834 | Residential |  | Annual | [6 empty] | Residential Furnaces (<0.3):Uncontrolled | 10 | 0.85 | 0.85 | 0.85 |  |  | 0.76 | [7 empty] | 0% | 0% | 0% | 0 | 0 | 2413 | 0 | 0 | 0 | 0 | 0 | 0 | 0 | 0 | 2013 Qtr 1: 0; 2013 Qtr 2: 0; 2013 Qtr 3: 0; 2013 Qtr 4: 0; 2014 Qtr 1: 0; 2014 Qtr 2: 0; 2014 Qtr 3: 0; 2014 Qtr 4: 0; 2015 Qtr 1: 603.25; 2015 Qtr 2: 603.25; 2015 Qtr 3: 603.25; 2015 Qtr 4: 603.25 | 2413
0000_TotalPortfolio | 421018-Int Energy Star Hardwire Fixture (30-36 Watt) | Res-Lighting-InGen_CFLratio0353_CFLfixt-32W | System | Residential | res:DEER:Indoor_CFL_Ltg | TRUE |  |  | Lamp | ROB | 53.41 | 0 | 0 | 27.14 | 26.27 | 0 | 47.9 |  | kWh | 0.00506 | -0.7 | Residential |  | Winter Only | [6 empty] | Residential Furnaces (<0.3):Uncontrolled | 9.24 | 0.85 | 0.85 | 0.85 | [10 empty] | 0% | 0% | 0% | 0 | 0 | 5125 | 0 | 0 | 0 | 0 | 0 | 0 | 0 | 0 | 2013 Qtr 1: 0; 2013 Qtr 2: 0; 2013 Qtr 3: 0; 2013 Qtr 4: 0; 2014 Qtr 1: 0; 2014 Qtr 2: 0; 2014 Qtr 3: 0; 2014 Qtr 4: 0; 2015 Qtr 1: 1281.25; 2015 Qtr 2: 1281.25; 2015 Qtr 3: 1281.25; 2015 Qtr 4: 1281.25 | 5125
0000_TotalPortfolio | 421019-Ext Energy Star Hardwire Fixture (18 Watt) | Res-Lighting-OutGen_CFLratio0407_CFLfixt-18W | System | Residential | res:DEER:Indoor_CFL_Ltg | TRUE |  |  | Lamp | RET | 54.38 | 0 | 0 | 28.11 | 26.27 | 3.5527e-15 | 69 |  | kWh | 0 | 0 | Residential |  | Winter Only | [6 empty] | Residential Furnaces (<0.3):Uncontrolled | 9.24 | 0.85 | 0.85 | 0.85 | [10 empty] | 0% | 0% | 0% | 0 | 0 | 3109 | 0 | 0 | 0 | 0 | 0 | 0 | 0 | 0 | 2013 Qtr 1: 0; 2013 Qtr 2: 0; 2013 Qtr 3: 0; 2013 Qtr 4: 0; 2014 Qtr 1: 0; 2014 Qtr 2: 0; 2014 Qtr 3: 0; 2014 Qtr 4: 0; 2015 Qtr 1: 777.25; 2015 Qtr 2: 777.25; 2015 Qtr 3: 777.25; 2015 Qtr 4: 777.25 | 3109
0000_TotalPortfolio | 421023-Duct Test and Seal 1976-1994 | Res-DuctSeal-MedToLow-wtd | System | Residential | res:DEER:HVAC_Duct_Sealing | TRUE |  |  | Unit | RET | 237.3 | 0 | 0 | 145.3 | 92 | 0 | 195 |  | kWh | 0.203 | 17.1 | Residential |  | Winter Only | [6 empty] | Residential Furnaces (<0.3):Uncontrolled | 18 | 0.85 | 0.85 | 0.85 |  |  | 0.41 | [7 empty] | 0% | 0% | 0% | 0 | 0 | 3120 | 0 | 0 | 0 | 0 | 0 | 0 | 0 | 0 | 2013 Qtr 1: 0; 2013 Qtr 2: 0; 2013 Qtr 3: 0; 2013 Qtr 4: 0; 2014 Qtr 1: 0; 2014 Qtr 2: 0; 2014 Qtr 3: 0; 2014 Qtr 4: 0; 2015 Qtr 1: 780; 2015 Qtr 2: 780; 2015 Qtr 3: 780; 2015 Qtr 4: 780 | 3120
0000_TotalPortfolio | 421024-Duct Test and Seal 1995-2005 | Res-DuctSeal-MedToLow-wtd | System | Residential | res:DEER:HVAC_Duct_Sealing | TRUE |  |  | Unit | RET | 237.3 | 0 | 0 | 145.3 | 92 | 0 | 195 |  | kWh | 0.203 | 17.1 | Residential |  | Winter Only | [6 empty] | Residential Furnaces (<0.3):Uncontrolled | 18 | 0.85 | 0.85 | 0.85 |  |  | 0.41 | [7 empty] | 0% | 0% | 0% | 0 | 0 | 6438 | 0 | 0 | 0 | 0 | 0 | 0 | 0 | 0 | 2013 Qtr 1: 0; 2013 Qtr 2: 0; 2013 Qtr 3: 0; 2013 Qtr 4: 0; 2014 Qtr 1: 0; 2014 Qtr 2: 0; 2014 Qtr 3: 0; 2014 Qtr 4: 0; 2015 Qtr 1: 1609.5; 2015 Qtr 2: 1609.5; 2015 Qtr 3: 1609.5; 2015 Qtr 4: 1609.5 | 6438
0000_TotalPortfolio | 421025-AC Diagnostic, Repair and Tune-up 1976-1994 | Res-RefrigCharge-wtd | System | Residential | res:DEER:HVAC_Refrig_Charge | TRUE |  |  | Unit | RET | 131.14 | 0 | 0 | 86.14 | 45 | 0 | 55.4 |  | kWh | 0.0821 | -0.0503 | Residential |  | Winter Only | [6 empty] | Residential Furnaces (<0.3):Uncontrolled | 10 | 0.85 | 0.85 | 0.85 | [10 empty] | 0% | 0% | 0% | 0 | 0 | 725 | 0 | 0 | 0 | 0 | 0 | 0 | 0 | 0 | 2013 Qtr 1: 0; 2013 Qtr 2: 0; 2013 Qtr 3: 0; 2013 Qtr 4: 0; 2014 Qtr 1: 0; 2014 Qtr 2: 0; 2014 Qtr 3: 0; 2014 Qtr 4: 0; 2015 Qtr 1: 181.25; 2015 Qtr 2: 181.25; 2015 Qtr 3: 181.25; 2015 Qtr 4: 181.25 | 725
0000_TotalPortfolio | 421026-AC Diagnostic, Repair and Tune-up 1995-2005 | Res-RefrigCharge-wtd | System | Residential | res:DEER:HVAC_Refrig_Charge | TRUE |  |  | Unit | RET | 131.14 | 0 | 0 | 86.14 | 45 | 0 | 137 |  | kWh | 0.171 | -0.00921 | Residential |  | Winter Only | [6 empty] | Residential Furnaces (<0.3):Uncontrolled | 10 | 0.85 | 0.85 | 0.85 | [10 empty] | 0% | 0% | 0% | 0 | 0 | 1899 | 0 | 0 | 0 | 0 | 0 | 0 | 0 | 0 | 2013 Qtr 1: 0; 2013 Qtr 2: 0; 2013 Qtr 3: 0; 2013 Qtr 4: 0; 2014 Qtr 1: 0; 2014 Qtr 2: 0; 2014 Qtr 3: 0; 2014 Qtr 4: 0; 2015 Qtr 1: 474.75; 2015 Qtr 2: 474.75; 2015 Qtr 3: 474.75; 2015 Qtr 4: 474.75 | 1899
0000_TotalPortfolio | 421028-Int. Energy Star CFL - 14 Watt | Res-Lighting-InGen_CFLratio0347_CFLscw-14w | System | Residential | res:DEER:Indoor_CFL_Ltg | TRUE |  |  | Lamp | ROB | 8.4 | 0 | 0 | 4.99 | 3.41 | 0 | 19.3 |  | kWh | 0.002 | -0.329 | Residential |  | Winter Only | [6 empty] | Residential Furnaces (<0.3):Uncontrolled | 9.24 | 0.85 | 0.85 | 0.85 | [10 empty] | 0% | 0% | 0% | 0 | 0 | 1200 | 0 | 0 | 0 | 0 | 0 | 0 | 0 | 0 | 2013 Qtr 1: 0; 2013 Qtr 2: 0; 2013 Qtr 3: 0; 2013 Qtr 4: 0; 2014 Qtr 1: 0; 2014 Qtr 2: 0; 2014 Qtr 3: 0; 2014 Qtr 4: 0; 2015 Qtr 1: 300; 2015 Qtr 2: 300; 2015 Qtr 3: 300; 2015 Qtr 4: 300 | 1200
0000_TotalPortfolio | 421029-Int. Energy Star CFL - 23 Watt | Res-Lighting-InGen_CFLratio0347_CFLscw-23w | System | Residential | res:DEER:Indoor_CFL_Ltg | TRUE |  |  | Lamp | ROB | 10.68 | 0 | 0 | 5.99 | 4.69 | 0 | 31.7 |  | kWh | 0.00329 | -0.541 | Residential |  | Winter Only | [6 empty] | Residential Furnaces (<0.3):Uncontrolled | 9.24 | 0.85 | 0.85 | 0.85 | [10 empty] | 0% | 0% | 0% | 0 | 0 | 3965 | 0 | 0 | 0 | 0 | 0 | 0 | 0 | 0 | 2013 Qtr 1: 0; 2013 Qtr 2: 0; 2013 Qtr 3: 0; 2013 Qtr 4: 0; 2014 Qtr 1: 0; 2014 Qtr 2: 0; 2014 Qtr 3: 0; 2014 Qtr 4: 0; 2015 Qtr 1: 991.25; 2015 Qtr 2: 991.25; 2015 Qtr 3: 991.25; 2015 Qtr 4: 991.25 | 3965
0000_TotalPortfolio | 421030-Ext. Energy Star CFL - 13 Watt | Res-Lighting-OutGen_CFLratio0407_CFLscw-13w | System | Residential | res:DEER:Indoor_CFL_Ltg | TRUE |  |  | Lamp | RET | 8.4 | 0 | 0 | 4.99 | 3.41 | 0 | 49.8 |  | kWh | 0 | 0 | Residential |  | Winter Only | [6 empty] | Residential Furnaces (<0.3):Uncontrolled | 9.24 | 0.85 | 0.85 | 0.85 | [10 empty] | 0% | 0% | 0% | 0 | 0 | 67 | 0 | 0 | 0 | 0 | 0 | 0 | 0 | 0 | 2013 Qtr 1: 0; 2013 Qtr 2: 0; 2013 Qtr 3: 0; 2013 Qtr 4: 0; 2014 Qtr 1: 0; 2014 Qtr 2: 0; 2014 Qtr 3: 0; 2014 Qtr 4: 0; 2015 Qtr 1: 16.75; 2015 Qtr 2: 16.75; 2015 Qtr 3: 16.75; 2015 Qtr 4: 16.75 | 67
0000_TotalPortfolio | 421031-Ext. Energy Star CFL - 23 Watt | Res-Lighting-OutGen_CFLratio0407_CFLscw-23w | System | Residential | res:DEER:Indoor_CFL_Ltg | TRUE |  |  | Lamp | RET | 10.68 | 0 | 0 | 5.99 | 4.69 | 0 | 88.2 |  | kWh | 0 | 0 | Residential |  | Winter Only | [6 empty] | Residential Furnaces (<0.3):Uncontrolled | 9.24 | 0.85 | 0.85 | 0.85 | [10 empty] | 0% | 0% | 0% | 0 | 0 | 25 | 0 | 0 | 0 | 0 | 0 | 0 | 0 | 0 | 2013 Qtr 1: 0; 2013 Qtr 2: 0; 2013 Qtr 3: 0; 2013 Qtr 4: 0; 2014 Qtr 1: 0; 2014 Qtr 2: 0; 2014 Qtr 3: 0; 2014 Qtr 4: 0; 2015 Qtr 1: 6.25; 2015 Qtr 2: 6.25; 2015 Qtr 3: 6.25; 2015 Qtr 4: 6.25 | 25
0000_TotalPortfolio | 421034-255009-Interior Energy Star CFL Common 14 & 15 watt | Res-Lighting-InGen_CFLratio0347_CFLscw-14w | System | Residential | res:DEER:Indoor_CFL_Ltg | TRUE |  |  | Lamp | ROB | 8.4 | 0 | 0 | 4.99 | 3.41 | 0 | 19.3 |  | kWh | 0.002 | -0.329 | Residential |  | Winter Only | [6 empty] | Residential Furnaces (<0.3):Uncontrolled | 6.6 | 0.85 | 0.85 | 0.85 | [10 empty] | 0% | 0% | 0% | 0 | 0 | 226 | 0 | 0 | 0 | 0 | 0 | 0 | 0 | 0 | 2013 Qtr 1: 0; 2013 Qtr 2: 0; 2013 Qtr 3: 0; 2013 Qtr 4: 0; 2014 Qtr 1: 0; 2014 Qtr 2: 0; 2014 Qtr 3: 0; 2014 Qtr 4: 0; 2015 Qtr 1: 56.5; 2015 Qtr 2: 56.5; 2015 Qtr 3: 56.5; 2015 Qtr 4: 56.5 | 226
0000_TotalPortfolio | 421040-Int CF Fixture Common (30-36 Watts) - Energy Star | Com-Lighting-InGen_CFLratio0353_CFLfixt-32W | System | Commercial | NON_res:DEER:Indoor_Non-CFL_Ltg | TRUE |  |  | Lamp | ROB | 53.41 | 0 | 0 | 27.14 | 26.27 | 0 | 268 |  | kWh | 0.0585 | -0.798 | Commercial |  | Winter Only | [6 empty] | Small Boilers (<100 MMBtu/hr Heat Input):Uncontrolled | 3.3 | 0.8 | 0.8 | 0.8 | [10 empty] | 0% | 0% | 0% | 0 | 0 | 76 | 0 | 0 | 0 | 0 | 0 | 0 | 0 | 0 | 2013 Qtr 1: 0; 2013 Qtr 2: 0; 2013 Qtr 3: 0; 2013 Qtr 4: 0; 2014 Qtr 1: 0; 2014 Qtr 2: 0; 2014 Qtr 3: 0; 2014 Qtr 4: 0; 2015 Qtr 1: 19; 2015 Qtr 2: 19; 2015 Qtr 3: 19; 2015 Qtr 4: 19 | 76
0000_TotalPortfolio | 462281-Efficient Fan Control (EFC) No/AC | WPSDGEREHC0024-Rev00-Msr003 | System | Residential | res:DEER:HVAC_Eff_AC | TRUE |  |  | Unit | RET | 145 | 0 | 0 | 50 | 95 | 0 | -10.7928 |  | kWh | 0 | 21.6317 | Residential |  | Winter Only | [6 empty] | Residential Furnaces (<0.3):Uncontrolled | 11 | 0.85 | 0.85 | 0.85 | [10 empty] | 0% | 0% | 0% | 0 | 0 | 1000 | 0 | 0 | 0 | 0 | 0 | 0 | 0 | 0 | 2013 Qtr 1: 0; 2013 Qtr 2: 0; 2013 Qtr 3: 0; 2013 Qtr 4: 0; 2014 Qtr 1: 0; 2014 Qtr 2: 0; 2014 Qtr 3: 0; 2014 Qtr 4: 0; 2015 Qtr 1: 250; 2015 Qtr 2: 250; 2015 Qtr 3: 250; 2015 Qtr 4: 250 | 1000
0000_TotalPortfolio | 462282-Efficient Fan Control (EFC) w/AC | WPSDGEREHC0024-Rev00-Msr002 | System | Residential | res:DEER:HVAC_Eff_AC | TRUE |  |  | Unit | RET | 145 | 0 | 0 | 50 | 95 | 0 | 507.9428 |  | kWh | 0.24 | 22.1782 | Residential |  | Winter Only | [6 empty] | Residential Furnaces (<0.3):Uncontrolled | 11 | 0.85 | 0.85 | 0.85 | [10 empty] | 0% | 0% | 0% | 0 | 0 | 2200 | 0 | 0 | 0 | 0 | 0 | 0 | 0 | 0 | 2013 Qtr 1: 0; 2013 Qtr 2: 0; 2013 Qtr 3: 0; 2013 Qtr 4: 0; 2014 Qtr 1: 0; 2014 Qtr 2: 0; 2014 Qtr 3: 0; 2014 Qtr 4: 0; 2015 Qtr 1: 550; 2015 Qtr 2: 550; 2015 Qtr 3: 550; 2015 Qtr 4: 550 | 2200
0000_TotalPortfolio | [15 empty] | 0 |  |  | #N/A | [26 empty] | 0% | 0% |  | 0 | 0 | 0 | 0 | 0 | 0 | 0 | 0 | 0 | 0 | 0 | 2013 Qtr 1: 0; 2013 Qtr 2: 0; 2013 Qtr 3: 0; 2013 Qtr 4: 0; 2014 Qtr 1: 0; 2014 Qtr 2: 0; 2014 Qtr 3: 0; 2014 Qtr 4: 0; 2015 Qtr 1: 0; 2015 Qtr 2: 0; 2015 Qtr 3: 0; 2015 Qtr 4: 0 | 0
0000_TotalPortfolio | [15 empty] | 0 |  |  | #N/A | [26 empty] | 0% | 0% |  | 0 | 0 | 0 | 0 | 0 | 0 | 0 | 0 | 0 | 0 | 0 | 2013 Qtr 1: 0; 2013 Qtr 2: 0; 2013 Qtr 3: 0; 2013 Qtr 4: 0; 2014 Qtr 1: 0; 2014 Qtr 2: 0; 2014 Qtr 3: 0; 2014 Qtr 4: 0; 2015 Qtr 1: 0; 2015 Qtr 2: 0; 2015 Qtr 3: 0; 2015 Qtr 4: 0 | 0
0000_TotalPortfolio | [15 empty] | 0 |  |  | #N/A | [26 empty] | 0% | 0% |  | 0 | 0 | 0 | 0 | 0 | 0 | 0 | 0 | 0 | 0 | 0 | 2013 Qtr 1: 0; 2013 Qtr 2: 0; 2013 Qtr 3: 0; 2013 Qtr 4: 0; 2014 Qtr 1: 0; 2014 Qtr 2: 0; 2014 Qtr 3: 0; 2014 Qtr 4: 0; 2015 Qtr 1: 0; 2015 Qtr 2: 0; 2015 Qtr 3: 0; 2015 Qtr 4: 0 | 0
0000_TotalPortfolio | [15 empty] | 0 |  |  | #N/A | [26 empty] | 0% | 0% |  | 0 | 0 | 0 | 0 | 0 | 0 | 0 | 0 | 0 | 0 | 0 | 2013 Qtr 1: 0; 2013 Qtr 2: 0; 2013 Qtr 3: 0; 2013 Qtr 4: 0; 2014 Qtr 1: 0; 2014 Qtr 2: 0; 2014 Qtr 3: 0; 2014 Qtr 4: 0; 2015 Qtr 1: 0; 2015 Qtr 2: 0; 2015 Qtr 3: 0; 2015 Qtr 4: 0 | 0
0000_TotalPortfolio | [15 empty] | 0 |  |  | #N/A | [26 empty] | 0% | 0% |  | 0 | 0 | 0 | 0 | 0 | 0 | 0 | 0 | 0 | 0 | 0 | 2013 Qtr 1: 0; 2013 Qtr 2: 0; 2013 Qtr 3: 0; 2013 Qtr 4: 0; 2014 Qtr 1: 0; 2014 Qtr 2: 0; 2014 Qtr 3: 0; 2014 Qtr 4: 0; 2015 Qtr 1: 0; 2015 Qtr 2: 0; 2015 Qtr 3: 0; 2015 Qtr 4: 0 | 0
0000_TotalPortfolio | [15 empty] | 0 |  |  | #N/A | [26 empty] | 0% | 0% |  | 0 | 0 | 0 | 0 | 0 | 0 | 0 | 0 | 0 | 0 | 0 | 2013 Qtr 1: 0; 2013 Qtr 2: 0; 2013 Qtr 3: 0; 2013 Qtr 4: 0; 2014 Qtr 1: 0; 2014 Qtr 2: 0; 2014 Qtr 3: 0; 2014 Qtr 4: 0; 2015 Qtr 1: 0; 2015 Qtr 2: 0; 2015 Qtr 3: 0; 2015 Qtr 4: 0 | 0
[16 empty] | 0 |  |  | #N/A | [26 empty] | 0% | 0% |  | 0 | 0 | 0 | 0 | 0 | 0 | 0 | 0 | 0 | 0 | 0 | 2013 Qtr 1: 0; 2013 Qtr 2: 0; 2013 Qtr 3: 0; 2013 Qtr 4: 0; 2014 Qtr 1: 0; 2014 Qtr 2: 0; 2014 Qtr 3: 0; 2014 Qtr 4: 0; 2015 Qtr 1: 0; 2015 Qtr 2: 0; 2015 Qtr 3: 0; 2015 Qtr 4: 0 | 0
[16 empty] | 0 |  |  | #N/A | [26 empty] | 0% | 0% |  | 0 | 0 | 0 | 0 | 0 | 0 | 0 | 0 | 0 | 0 | 0 | 2013 Qtr 1: 0; 2013 Qtr 2: 0; 2013 Qtr 3: 0; 2013 Qtr 4: 0; 2014 Qtr 1: 0; 2014 Qtr 2: 0; 2014 Qtr 3: 0; 2014 Qtr 4: 0; 2015 Qtr 1: 0; 2015 Qtr 2: 0; 2015 Qtr 3: 0; 2015 Qtr 4: 0 | 0
[16 empty] | 0 |  |  | #N/A | [26 empty] | 0% | 0% |  | 0 | 0 | 0 | 0 | 0 | 0 | 0 | 0 | 0 | 0 | 0 | 2013 Qtr 1: 0; 2013 Qtr 2: 0; 2013 Qtr 3: 0; 2013 Qtr 4: 0; 2014 Qtr 1: 0; 2014 Qtr 2: 0; 2014 Qtr 3: 0; 2014 Qtr 4: 0; 2015 Qtr 1: 0; 2015 Qtr 2: 0; 2015 Qtr 3: 0; 2015 Qtr 4: 0 | 0
[16 empty] | 0 |  |  | #N/A | [26 empty] | 0% | 0% |  | 0 | 0 | 0 | 0 | 0 | 0 | 0 | 0 | 0 | 0 | 0 | 2013 Qtr 1: 0; 2013 Qtr 2: 0; 2013 Qtr 3: 0; 2013 Qtr 4: 0; 2014 Qtr 1: 0; 2014 Qtr 2: 0; 2014 Qtr 3: 0; 2014 Qtr 4: 0; 2015 Qtr 1: 0; 2015 Qtr 2: 0; 2015 Qtr 3: 0; 2015 Qtr 4: 0 | 0
[16 empty] | 0 |  |  | #N/A | [26 empty] | 0% | 0% |  | 0 | 0 | 0 | 0 | 0 | 0 | 0 | 0 | 0 | 0 | 0 | 2013 Qtr 1: 0; 2013 Qtr 2: 0; 2013 Qtr 3: 0; 2013 Qtr 4: 0; 2014 Qtr 1: 0; 2014 Qtr 2: 0; 2014 Qtr 3: 0; 2014 Qtr 4: 0; 2015 Qtr 1: 0; 2015 Qtr 2: 0; 2015 Qtr 3: 0; 2015 Qtr 4: 0 | 0
[16 empty] | 0 |  |  | #N/A | [26 empty] | 0% | 0% |  | 0 | 0 | 0 | 0 | 0 | 0 | 0 | 0 | 0 | 0 | 0 | 2013 Qtr 1: 0; 2013 Qtr 2: 0; 2013 Qtr 3: 0; 2013 Qtr 4: 0; 2014 Qtr 1: 0; 2014 Qtr 2: 0; 2014 Qtr 3: 0; 2014 Qtr 4: 0; 2015 Qtr 1: 0; 2015 Qtr 2: 0; 2015 Qtr 3: 0; 2015 Qtr 4: 0 | 0
[16 empty] | 0 |  |  | #N/A | [26 empty] | 0% | 0% |  | 0 | 0 | 0 | 0 | 0 | 0 | 0 | 0 | 0 | 0 | 0 | 2013 Qtr 1: 0; 2013 Qtr 2: 0; 2013 Qtr 3: 0; 2013 Qtr 4: 0; 2014 Qtr 1: 0; 2014 Qtr 2: 0; 2014 Qtr 3: 0; 2014 Qtr 4: 0; 2015 Qtr 1: 0; 2015 Qtr 2: 0; 2015 Qtr 3: 0; 2015 Qtr 4: 0 | 0
[16 empty] | 0 |  |  | #N/A | [26 empty] | 0% | 0% |  | 0 | 0 | 0 | 0 | 0 | 0 | 0 | 0 | 0 | 0 | 0 | 2013 Qtr 1: 0; 2013 Qtr 2: 0; 2013 Qtr 3: 0; 2013 Qtr 4: 0; 2014 Qtr 1: 0; 2014 Qtr 2: 0; 2014 Qtr 3: 0; 2014 Qtr 4: 0; 2015 Qtr 1: 0; 2015 Qtr 2: 0; 2015 Qtr 3: 0; 2015 Qtr 4: 0 | 0
[16 empty] | 0 |  |  | #N/A | [26 empty] | 0% | 0% |  | 0 | 0 | 0 | 0 | 0 | 0 | 0 | 0 | 0 | 0 | 0 | 2013 Qtr 1: 0; 2013 Qtr 2: 0; 2013 Qtr 3: 0; 2013 Qtr 4: 0; 2014 Qtr 1: 0; 2014 Qtr 2: 0; 2014 Qtr 3: 0; 2014 Qtr 4: 0; 2015 Qtr 1: 0; 2015 Qtr 2: 0; 2015 Qtr 3: 0; 2015 Qtr 4: 0 | 0
[16 empty] | 0 |  |  | #N/A | [26 empty] | 0% | 0% |  | 0 | 0 | 0 | 0 | 0 | 0 | 0 | 0 | 0 | 0 | 0 | 2013 Qtr 1: 0; 2013 Qtr 2: 0; 2013 Qtr 3: 0; 2013 Qtr 4: 0; 2014 Qtr 1: 0; 2014 Qtr 2: 0; 2014 Qtr 3: 0; 2014 Qtr 4: 0; 2015 Qtr 1: 0; 2015 Qtr 2: 0; 2015 Qtr 3: 0; 2015 Qtr 4: 0 | 0
[16 empty] | 0 |  |  | #N/A | [26 empty] | 0% | 0% |  | 0 | 0 | 0 | 0 | 0 | 0 | 0 | 0 | 0 | 0 | 0 | 2013 Qtr 1: 0; 2013 Qtr 2: 0; 2013 Qtr 3: 0; 2013 Qtr 4: 0; 2014 Qtr 1: 0; 2014 Qtr 2: 0; 2014 Qtr 3: 0; 2014 Qtr 4: 0; 2015 Qtr 1: 0; 2015 Qtr 2: 0; 2015 Qtr 3: 0; 2015 Qtr 4: 0 | 0
[16 empty] | 0 |  |  | #N/A | [26 empty] | 0% | 0% |  | 0 | 0 | 0 | 0 | 0 | 0 | 0 | 0 | 0 | 0 | 0 | 2013 Qtr 1: 0; 2013 Qtr 2: 0; 2013 Qtr 3: 0; 2013 Qtr 4: 0; 2014 Qtr 1: 0; 2014 Qtr 2: 0; 2014 Qtr 3: 0; 2014 Qtr 4: 0; 2015 Qtr 1: 0; 2015 Qtr 2: 0; 2015 Qtr 3: 0; 2015 Qtr 4: 0 | 0
[16 empty] | 0 |  |  | #N/A | [26 empty] | 0% | 0% |  | 0 | 0 | 0 | 0 | 0 | 0 | 0 | 0 | 0 | 0 | 0 | 2013 Qtr 1: 0; 2013 Qtr 2: 0; 2013 Qtr 3: 0; 2013 Qtr 4: 0; 2014 Qtr 1: 0; 2014 Qtr 2: 0; 2014 Qtr 3: 0; 2014 Qtr 4: 0; 2015 Qtr 1: 0; 2015 Qtr 2: 0; 2015 Qtr 3: 0; 2015 Qtr 4: 0 | 0
[16 empty] | 0 |  |  | #N/A | [26 empty] | 0% | 0% |  | 0 | 0 | 0 | 0 | 0 | 0 | 0 | 0 | 0 | 0 | 0 | 2013 Qtr 1: 0; 2013 Qtr 2: 0; 2013 Qtr 3: 0; 2013 Qtr 4: 0; 2014 Qtr 1: 0; 2014 Qtr 2: 0; 2014 Qtr 3: 0; 2014 Qtr 4: 0; 2015 Qtr 1: 0; 2015 Qtr 2: 0; 2015 Qtr 3: 0; 2015 Qtr 4: 0 | 0
[16 empty] | 0 |  |  | #N/A | [26 empty] | 0% | 0% |  | 0 | 0 | 0 | 0 | 0 | 0 | 0 | 0 | 0 | 0 | 0 | 2013 Qtr 1: 0; 2013 Qtr 2: 0; 2013 Qtr 3: 0; 2013 Qtr 4: 0; 2014 Qtr 1: 0; 2014 Qtr 2: 0; 2014 Qtr 3: 0; 2014 Qtr 4: 0; 2015 Qtr 1: 0; 2015 Qtr 2: 0; 2015 Qtr 3: 0; 2015 Qtr 4: 0 | 0
[16 empty] | 0 |  |  | #N/A | [26 empty] | 0% | 0% |  | 0 | 0 | 0 | 0 | 0 | 0 | 0 | 0 | 0 | 0 | 0 | 2013 Qtr 1: 0; 2013 Qtr 2: 0; 2013 Qtr 3: 0; 2013 Qtr 4: 0; 2014 Qtr 1: 0; 2014 Qtr 2: 0; 2014 Qtr 3: 0; 2014 Qtr 4: 0; 2015 Qtr 1: 0; 2015 Qtr 2: 0; 2015 Qtr 3: 0; 2015 Qtr 4: 0 | 0
[16 empty] | 0 |  |  | #N/A | [26 empty] | 0% | 0% |  | 0 | 0 | 0 | 0 | 0 | 0 | 0 | 0 | 0 | 0 | 0 | 2013 Qtr 1: 0; 2013 Qtr 2: 0; 2013 Qtr 3: 0; 2013 Qtr 4: 0; 2014 Qtr 1: 0; 2014 Qtr 2: 0; 2014 Qtr 3: 0; 2014 Qtr 4: 0; 2015 Qtr 1: 0; 2015 Qtr 2: 0; 2015 Qtr 3: 0; 2015 Qtr 4: 0 | 0
[16 empty] | 0 |  |  | #N/A | [26 empty] | 0% | 0% |  | 0 | 0 | 0 | 0 | 0 | 0 | 0 | 0 | 0 | 0 | 0 | 2013 Qtr 1: 0; 2013 Qtr 2: 0; 2013 Qtr 3: 0; 2013 Qtr 4: 0; 2014 Qtr 1: 0; 2014 Qtr 2: 0; 2014 Qtr 3: 0; 2014 Qtr 4: 0; 2015 Qtr 1: 0; 2015 Qtr 2: 0; 2015 Qtr 3: 0; 2015 Qtr 4: 0 | 0
[16 empty] | 0 |  |  | #N/A | [26 empty] | 0% | 0% |  | 0 | 0 | 0 | 0 | 0 | 0 | 0 | 0 | 0 | 0 | 0 | 2013 Qtr 1: 0; 2013 Qtr 2: 0; 2013 Qtr 3: 0; 2013 Qtr 4: 0; 2014 Qtr 1: 0; 2014 Qtr 2: 0; 2014 Qtr 3: 0; 2014 Qtr 4: 0; 2015 Qtr 1: 0; 2015 Qtr 2: 0; 2015 Qtr 3: 0; 2015 Qtr 4: 0 | 0
[16 empty] | 0 |  |  | #N/A | [26 empty] | 0% | 0% |  | 0 | 0 | 0 | 0 | 0 | 0 | 0 | 0 | 0 | 0 | 0 | 2013 Qtr 1: 0; 2013 Qtr 2: 0; 2013 Qtr 3: 0; 2013 Qtr 4: 0; 2014 Qtr 1: 0; 2014 Qtr 2: 0; 2014 Qtr 3: 0; 2014 Qtr 4: 0; 2015 Qtr 1: 0; 2015 Qtr 2: 0; 2015 Qtr 3: 0; 2015 Qtr 4: 0 | 0
[16 empty] | 0 |  |  | #N/A | [26 empty] | 0% | 0% |  | 0 | 0 | 0 | 0 | 0 | 0 | 0 | 0 | 0 | 0 | 0 | 2013 Qtr 1: 0; 2013 Qtr 2: 0; 2013 Qtr 3: 0; 2013 Qtr 4: 0; 2014 Qtr 1: 0; 2014 Qtr 2: 0; 2014 Qtr 3: 0; 2014 Qtr 4: 0; 2015 Qtr 1: 0; 2015 Qtr 2: 0; 2015 Qtr 3: 0; 2015 Qtr 4: 0 | 0
[16 empty] | 0 |  |  | #N/A | [26 empty] | 0% | 0% |  | 0 | 0 | 0 | 0 | 0 | 0 | 0 | 0 | 0 | 0 | 0 | 2013 Qtr 1: 0; 2013 Qtr 2: 0; 2013 Qtr 3: 0; 2013 Qtr 4: 0; 2014 Qtr 1: 0; 2014 Qtr 2: 0; 2014 Qtr 3: 0; 2014 Qtr 4: 0; 2015 Qtr 1: 0; 2015 Qtr 2: 0; 2015 Qtr 3: 0; 2015 Qtr 4: 0 | 0
[16 empty] | 0 |  |  | #N/A | [26 empty] | 0% | 0% |  | 0 | 0 | 0 | 0 | 0 | 0 | 0 | 0 | 0 | 0 | 0 | 2013 Qtr 1: 0; 2013 Qtr 2: 0; 2013 Qtr 3: 0; 2013 Qtr 4: 0; 2014 Qtr 1: 0; 2014 Qtr 2: 0; 2014 Qtr 3: 0; 2014 Qtr 4: 0; 2015 Qtr 1: 0; 2015 Qtr 2: 0; 2015 Qtr 3: 0; 2015 Qtr 4: 0 | 0
[16 empty] | 0 |  |  | #N/A | [26 empty] | 0% | 0% |  | 0 | 0 | 0 | 0 | 0 | 0 | 0 | 0 | 0 | 0 | 0 | 2013 Qtr 1: 0; 2013 Qtr 2: 0; 2013 Qtr 3: 0; 2013 Qtr 4: 0; 2014 Qtr 1: 0; 2014 Qtr 2: 0; 2014 Qtr 3: 0; 2014 Qtr 4: 0; 2015 Qtr 1: 0; 2015 Qtr 2: 0; 2015 Qtr 3: 0; 2015 Qtr 4: 0 | 0
[16 empty] | 0 |  |  | #N/A | [26 empty] | 0% | 0% |  | 0 | 0 | 0 | 0 | 0 | 0 | 0 | 0 | 0 | 0 | 0 | 2013 Qtr 1: 0; 2013 Qtr 2: 0; 2013 Qtr 3: 0; 2013 Qtr 4: 0; 2014 Qtr 1: 0; 2014 Qtr 2: 0; 2014 Qtr 3: 0; 2014 Qtr 4: 0; 2015 Qtr 1: 0; 2015 Qtr 2: 0; 2015 Qtr 3: 0; 2015 Qtr 4: 0 | 0
[16 empty] | 0 |  |  | #N/A | [26 empty] | 0% | 0% |  | 0 | 0 | 0 | 0 | 0 | 0 | 0 | 0 | 0 | 0 | 0 | 2013 Qtr 1: 0; 2013 Qtr 2: 0; 2013 Qtr 3: 0; 2013 Qtr 4: 0; 2014 Qtr 1: 0; 2014 Qtr 2: 0; 2014 Qtr 3: 0; 2014 Qtr 4: 0; 2015 Qtr 1: 0; 2015 Qtr 2: 0; 2015 Qtr 3: 0; 2015 Qtr 4: 0 | 0
[16 empty] | 0 |  |  | #N/A | [26 empty] | 0% | 0% |  | 0 | 0 | 0 | 0 | 0 | 0 | 0 | 0 | 0 | 0 | 0 | 2013 Qtr 1: 0; 2013 Qtr 2: 0; 2013 Qtr 3: 0; 2013 Qtr 4: 0; 2014 Qtr 1: 0; 2014 Qtr 2: 0; 2014 Qtr 3: 0; 2014 Qtr 4: 0; 2015 Qtr 1: 0; 2015 Qtr 2: 0; 2015 Qtr 3: 0; 2015 Qtr 4: 0 | 0
[16 empty] | 0 |  |  | #N/A | [26 empty] | 0% | 0% |  | 0 | 0 | 0 | 0 | 0 | 0 | 0 | 0 | 0 | 0 | 0 | 2013 Qtr 1: 0; 2013 Qtr 2: 0; 2013 Qtr 3: 0; 2013 Qtr 4: 0; 2014 Qtr 1: 0; 2014 Qtr 2: 0; 2014 Qtr 3: 0; 2014 Qtr 4: 0; 2015 Qtr 1: 0; 2015 Qtr 2: 0; 2015 Qtr 3: 0; 2015 Qtr 4: 0 | 0
[16 empty] | 0 |  |  | #N/A | [26 empty] | 0% | 0% |  | 0 | 0 | 0 | 0 | 0 | 0 | 0 | 0 | 0 | 0 | 0 | 2013 Qtr 1: 0; 2013 Qtr 2: 0; 2013 Qtr 3: 0; 2013 Qtr 4: 0; 2014 Qtr 1: 0; 2014 Qtr 2: 0; 2014 Qtr 3: 0; 2014 Qtr 4: 0; 2015 Qtr 1: 0; 2015 Qtr 2: 0; 2015 Qtr 3: 0; 2015 Qtr 4: 0 | 0
[16 empty] | 0 |  |  | #N/A | [26 empty] | 0% | 0% |  | 0 | 0 | 0 | 0 | 0 | 0 | 0 | 0 | 0 | 0 | 0 | 2013 Qtr 1: 0; 2013 Qtr 2: 0; 2013 Qtr 3: 0; 2013 Qtr 4: 0; 2014 Qtr 1: 0; 2014 Qtr 2: 0; 2014 Qtr 3: 0; 2014 Qtr 4: 0; 2015 Qtr 1: 0; 2015 Qtr 2: 0; 2015 Qtr 3: 0; 2015 Qtr 4: 0 | 0
[16 empty] | 0 |  |  | #N/A | [26 empty] | 0% | 0% |  | 0 | 0 | 0 | 0 | 0 | 0 | 0 | 0 | 0 | 0 | 0 | 2013 Qtr 1: 0; 2013 Qtr 2: 0; 2013 Qtr 3: 0; 2013 Qtr 4: 0; 2014 Qtr 1: 0; 2014 Qtr 2: 0; 2014 Qtr 3: 0; 2014 Qtr 4: 0; 2015 Qtr 1: 0; 2015 Qtr 2: 0; 2015 Qtr 3: 0; 2015 Qtr 4: 0 | 0
[16 empty] | 0 |  |  | #N/A | [26 empty] | 0% | 0% |  | 0 | 0 | 0 | 0 | 0 | 0 | 0 | 0 | 0 | 0 | 0 | 2013 Qtr 1: 0; 2013 Qtr 2: 0; 2013 Qtr 3: 0; 2013 Qtr 4: 0; 2014 Qtr 1: 0; 2014 Qtr 2: 0; 2014 Qtr 3: 0; 2014 Qtr 4: 0; 2015 Qtr 1: 0; 2015 Qtr 2: 0; 2015 Qtr 3: 0; 2015 Qtr 4: 0 | 0
[16 empty] | 0 |  |  | #N/A | [26 empty] | 0% | 0% |  | 0 | 0 | 0 | 0 | 0 | 0 | 0 | 0 | 0 | 0 | 0 | 2013 Qtr 1: 0; 2013 Qtr 2: 0; 2013 Qtr 3: 0; 2013 Qtr 4: 0; 2014 Qtr 1: 0; 2014 Qtr 2: 0; 2014 Qtr 3: 0; 2014 Qtr 4: 0; 2015 Qtr 1: 0; 2015 Qtr 2: 0; 2015 Qtr 3: 0; 2015 Qtr 4: 0 | 0
[16 empty] | 0 |  |  | #N/A | [26 empty] | 0% | 0% |  | 0 | 0 | 0 | 0 | 0 | 0 | 0 | 0 | 0 | 0 | 0 | 2013 Qtr 1: 0; 2013 Qtr 2: 0; 2013 Qtr 3: 0; 2013 Qtr 4: 0; 2014 Qtr 1: 0; 2014 Qtr 2: 0; 2014 Qtr 3: 0; 2014 Qtr 4: 0; 2015 Qtr 1: 0; 2015 Qtr 2: 0; 2015 Qtr 3: 0; 2015 Qtr 4: 0 | 0
[16 empty] | 0 |  |  | #N/A | [26 empty] | 0% | 0% |  | 0 | 0 | 0 | 0 | 0 | 0 | 0 | 0 | 0 | 0 | 0 | 2013 Qtr 1: 0; 2013 Qtr 2: 0; 2013 Qtr 3: 0; 2013 Qtr 4: 0; 2014 Qtr 1: 0; 2014 Qtr 2: 0; 2014 Qtr 3: 0; 2014 Qtr 4: 0; 2015 Qtr 1: 0; 2015 Qtr 2: 0; 2015 Qtr 3: 0; 2015 Qtr 4: 0 | 0
[16 empty] | 0 |  |  | #N/A | [26 empty] | 0% | 0% |  | 0 | 0 | 0 | 0 | 0 | 0 | 0 | 0 | 0 | 0 | 0 | 2013 Qtr 1: 0; 2013 Qtr 2: 0; 2013 Qtr 3: 0; 2013 Qtr 4: 0; 2014 Qtr 1: 0; 2014 Qtr 2: 0; 2014 Qtr 3: 0; 2014 Qtr 4: 0; 2015 Qtr 1: 0; 2015 Qtr 2: 0; 2015 Qtr 3: 0; 2015 Qtr 4: 0 | 0
[16 empty] | 0 |  |  | #N/A | [26 empty] | 0% | 0% |  | 0 | 0 | 0 | 0 | 0 | 0 | 0 | 0 | 0 | 0 | 0 | 2013 Qtr 1: 0; 2013 Qtr 2: 0; 2013 Qtr 3: 0; 2013 Qtr 4: 0; 2014 Qtr 1: 0; 2014 Qtr 2: 0; 2014 Qtr 3: 0; 2014 Qtr 4: 0; 2015 Qtr 1: 0; 2015 Qtr 2: 0; 2015 Qtr 3: 0; 2015 Qtr 4: 0 | 0
[16 empty] | 0 |  |  | #N/A | [26 empty] | 0% | 0% |  | 0 | 0 | 0 | 0 | 0 | 0 | 0 | 0 | 0 | 0 | 0 | 2013 Qtr 1: 0; 2013 Qtr 2: 0; 2013 Qtr 3: 0; 2013 Qtr 4: 0; 2014 Qtr 1: 0; 2014 Qtr 2: 0; 2014 Qtr 3: 0; 2014 Qtr 4: 0; 2015 Qtr 1: 0; 2015 Qtr 2: 0; 2015 Qtr 3: 0; 2015 Qtr 4: 0 | 0
[16 empty] | 0 |  |  | #N/A | [26 empty] | 0% | 0% |  | 0 | 0 | 0 | 0 | 0 | 0 | 0 | 0 | 0 | 0 | 0 | 2013 Qtr 1: 0; 2013 Qtr 2: 0; 2013 Qtr 3: 0; 2013 Qtr 4: 0; 2014 Qtr 1: 0; 2014 Qtr 2: 0; 2014 Qtr 3: 0; 2014 Qtr 4: 0; 2015 Qtr 1: 0; 2015 Qtr 2: 0; 2015 Qtr 3: 0; 2015 Qtr 4: 0 | 0
[16 empty] | 0 |  |  | #N/A | [26 empty] | 0% | 0% |  | 0 | 0 | 0 | 0 | 0 | 0 | 0 | 0 | 0 | 0 | 0 | 2013 Qtr 1: 0; 2013 Qtr 2: 0; 2013 Qtr 3: 0; 2013 Qtr 4: 0; 2014 Qtr 1: 0; 2014 Qtr 2: 0; 2014 Qtr 3: 0; 2014 Qtr 4: 0; 2015 Qtr 1: 0; 2015 Qtr 2: 0; 2015 Qtr 3: 0; 2015 Qtr 4: 0 | 0
[16 empty] | 0 |  |  | #N/A | [26 empty] | 0% | 0% |  | 0 | 0 | 0 | 0 | 0 | 0 | 0 | 0 | 0 | 0 | 0 | 2013 Qtr 1: 0; 2013 Qtr 2: 0; 2013 Qtr 3: 0; 2013 Qtr 4: 0; 2014 Qtr 1: 0; 2014 Qtr 2: 0; 2014 Qtr 3: 0; 2014 Qtr 4: 0; 2015 Qtr 1: 0; 2015 Qtr 2: 0; 2015 Qtr 3: 0; 2015 Qtr 4: 0 | 0
[16 empty] | 0 |  |  | #N/A | [26 empty] | 0% | 0% |  | 0 | 0 | 0 | 0 | 0 | 0 | 0 | 0 | 0 | 0 | 0 | 2013 Qtr 1: 0; 2013 Qtr 2: 0; 2013 Qtr 3: 0; 2013 Qtr 4: 0; 2014 Qtr 1: 0; 2014 Qtr 2: 0; 2014 Qtr 3: 0; 2014 Qtr 4: 0; 2015 Qtr 1: 0; 2015 Qtr 2: 0; 2015 Qtr 3: 0; 2015 Qtr 4: 0 | 0
[16 empty] | 0 |  |  | #N/A | [26 empty] | 0% | 0% |  | 0 | 0 | 0 | 0 | 0 | 0 | 0 | 0 | 0 | 0 | 0 | 2013 Qtr 1: 0; 2013 Qtr 2: 0; 2013 Qtr 3: 0; 2013 Qtr 4: 0; 2014 Qtr 1: 0; 2014 Qtr 2: 0; 2014 Qtr 3: 0; 2014 Qtr 4: 0; 2015 Qtr 1: 0; 2015 Qtr 2: 0; 2015 Qtr 3: 0; 2015 Qtr 4: 0 | 0
[16 empty] | 0 |  |  | #N/A | [26 empty] | 0% | 0% |  | 0 | 0 | 0 | 0 | 0 | 0 | 0 | 0 | 0 | 0 | 0 | 2013 Qtr 1: 0; 2013 Qtr 2: 0; 2013 Qtr 3: 0; 2013 Qtr 4: 0; 2014 Qtr 1: 0; 2014 Qtr 2: 0; 2014 Qtr 3: 0; 2014 Qtr 4: 0; 2015 Qtr 1: 0; 2015 Qtr 2: 0; 2015 Qtr 3: 0; 2015 Qtr 4: 0 | 0
[16 empty] | 0 |  |  | #N/A | [26 empty] | 0% | 0% |  | 0 | 0 | 0 | 0 | 0 | 0 | 0 | 0 | 0 | 0 | 0 | 2013 Qtr 1: 0; 2013 Qtr 2: 0; 2013 Qtr 3: 0; 2013 Qtr 4: 0; 2014 Qtr 1: 0; 2014 Qtr 2: 0; 2014 Qtr 3: 0; 2014 Qtr 4: 0; 2015 Qtr 1: 0; 2015 Qtr 2: 0; 2015 Qtr 3: 0; 2015 Qtr 4: 0 | 0
[16 empty] | 0 |  |  | #N/A | [26 empty] | 0% | 0% |  | 0 | 0 | 0 | 0 | 0 | 0 | 0 | 0 | 0 | 0 | 0 | 2013 Qtr 1: 0; 2013 Qtr 2: 0; 2013 Qtr 3: 0; 2013 Qtr 4: 0; 2014 Qtr 1: 0; 2014 Qtr 2: 0; 2014 Qtr 3: 0; 2014 Qtr 4: 0; 2015 Qtr 1: 0; 2015 Qtr 2: 0; 2015 Qtr 3: 0; 2015 Qtr 4: 0 | 0
[16 empty] | 0 |  |  | #N/A | [26 empty] | 0% | 0% |  | 0 | 0 | 0 | 0 | 0 | 0 | 0 | 0 | 0 | 0 | 0 | 2013 Qtr 1: 0; 2013 Qtr 2: 0; 2013 Qtr 3: 0; 2013 Qtr 4: 0; 2014 Qtr 1: 0; 2014 Qtr 2: 0; 2014 Qtr 3: 0; 2014 Qtr 4: 0; 2015 Qtr 1: 0; 2015 Qtr 2: 0; 2015 Qtr 3: 0; 2015 Qtr 4: 0 | 0
[16 empty] | 0 |  |  | #N/A | [26 empty] | 0% | 0% |  | 0 | 0 | 0 | 0 | 0 | 0 | 0 | 0 | 0 | 0 | 0 | 2013 Qtr 1: 0; 2013 Qtr 2: 0; 2013 Qtr 3: 0; 2013 Qtr 4: 0; 2014 Qtr 1: 0; 2014 Qtr 2: 0; 2014 Qtr 3: 0; 2014 Qtr 4: 0; 2015 Qtr 1: 0; 2015 Qtr 2: 0; 2015 Qtr 3: 0; 2015 Qtr 4: 0 | 0
[16 empty] | 0 |  |  | #N/A | [26 empty] | 0% | 0% |  | 0 | 0 | 0 | 0 | 0 | 0 | 0 | 0 | 0 | 0 | 0 | 2013 Qtr 1: 0; 2013 Qtr 2: 0; 2013 Qtr 3: 0; 2013 Qtr 4: 0; 2014 Qtr 1: 0; 2014 Qtr 2: 0; 2014 Qtr 3: 0; 2014 Qtr 4: 0; 2015 Qtr 1: 0; 2015 Qtr 2: 0; 2015 Qtr 3: 0; 2015 Qtr 4: 0 | 0
[16 empty] | 0 |  |  | #N/A | [26 empty] | 0% | 0% |  | 0 | 0 | 0 | 0 | 0 | 0 | 0 | 0 | 0 | 0 | 0 | 2013 Qtr 1: 0; 2013 Qtr 2: 0; 2013 Qtr 3: 0; 2013 Qtr 4: 0; 2014 Qtr 1: 0; 2014 Qtr 2: 0; 2014 Qtr 3: 0; 2014 Qtr 4: 0; 2015 Qtr 1: 0; 2015 Qtr 2: 0; 2015 Qtr 3: 0; 2015 Qtr 4: 0 | 0
[16 empty] | 0 |  |  | #N/A | [26 empty] | 0% | 0% |  | 0 | 0 | 0 | 0 | 0 | 0 | 0 | 0 | 0 | 0 | 0 | 2013 Qtr 1: 0; 2013 Qtr 2: 0; 2013 Qtr 3: 0; 2013 Qtr 4: 0; 2014 Qtr 1: 0; 2014 Qtr 2: 0; 2014 Qtr 3: 0; 2014 Qtr 4: 0; 2015 Qtr 1: 0; 2015 Qtr 2: 0; 2015 Qtr 3: 0; 2015 Qtr 4: 0 | 0
[16 empty] | 0 |  |  | #N/A | [26 empty] | 0% | 0% |  | 0 | 0 | 0 | 0 | 0 | 0 | 0 | 0 | 0 | 0 | 0 | 2013 Qtr 1: 0; 2013 Qtr 2: 0; 2013 Qtr 3: 0; 2013 Qtr 4: 0; 2014 Qtr 1: 0; 2014 Qtr 2: 0; 2014 Qtr 3: 0; 2014 Qtr 4: 0; 2015 Qtr 1: 0; 2015 Qtr 2: 0; 2015 Qtr 3: 0; 2015 Qtr 4: 0 | 0
[16 empty] | 0 |  |  | #N/A | [26 empty] | 0% | 0% |  | 0 | 0 | 0 | 0 | 0 | 0 | 0 | 0 | 0 | 0 | 0 | 2013 Qtr 1: 0; 2013 Qtr 2: 0; 2013 Qtr 3: 0; 2013 Qtr 4: 0; 2014 Qtr 1: 0; 2014 Qtr 2: 0; 2014 Qtr 3: 0; 2014 Qtr 4: 0; 2015 Qtr 1: 0; 2015 Qtr 2: 0; 2015 Qtr 3: 0; 2015 Qtr 4: 0 | 0
[16 empty] | 0 |  |  | #N/A | [26 empty] | 0% | 0% |  | 0 | 0 | 0 | 0 | 0 | 0 | 0 | 0 | 0 | 0 | 0 | 2013 Qtr 1: 0; 2013 Qtr 2: 0; 2013 Qtr 3: 0; 2013 Qtr 4: 0; 2014 Qtr 1: 0; 2014 Qtr 2: 0; 2014 Qtr 3: 0; 2014 Qtr 4: 0; 2015 Qtr 1: 0; 2015 Qtr 2: 0; 2015 Qtr 3: 0; 2015 Qtr 4: 0 | 0
[16 empty] | 0 |  |  | #N/A | [26 empty] | 0% | 0% |  | 0 | 0 | 0 | 0 | 0 | 0 | 0 | 0 | 0 | 0 | 0 | 2013 Qtr 1: 0; 2013 Qtr 2: 0; 2013 Qtr 3: 0; 2013 Qtr 4: 0; 2014 Qtr 1: 0; 2014 Qtr 2: 0; 2014 Qtr 3: 0; 2014 Qtr 4: 0; 2015 Qtr 1: 0; 2015 Qtr 2: 0; 2015 Qtr 3: 0; 2015 Qtr 4: 0 | 0
[16 empty] | 0 |  |  | #N/A | [26 empty] | 0% | 0% |  | 0 | 0 | 0 | 0 | 0 | 0 | 0 | 0 | 0 | 0 | 0 | 2013 Qtr 1: 0; 2013 Qtr 2: 0; 2013 Qtr 3: 0; 2013 Qtr 4: 0; 2014 Qtr 1: 0; 2014 Qtr 2: 0; 2014 Qtr 3: 0; 2014 Qtr 4: 0; 2015 Qtr 1: 0; 2015 Qtr 2: 0; 2015 Qtr 3: 0; 2015 Qtr 4: 0 | 0
[16 empty] | 0 |  |  | #N/A | [26 empty] | 0% | 0% |  | 0 | 0 | 0 | 0 | 0 | 0 | 0 | 0 | 0 | 0 | 0 | 2013 Qtr 1: 0; 2013 Qtr 2: 0; 2013 Qtr 3: 0; 2013 Qtr 4: 0; 2014 Qtr 1: 0; 2014 Qtr 2: 0; 2014 Qtr 3: 0; 2014 Qtr 4: 0; 2015 Qtr 1: 0; 2015 Qtr 2: 0; 2015 Qtr 3: 0; 2015 Qtr 4: 0 | 0
[16 empty] | 0 |  |  | #N/A | [26 empty] | 0% | 0% |  | 0 | 0 | 0 | 0 | 0 | 0 | 0 | 0 | 0 | 0 | 0 | 2013 Qtr 1: 0; 2013 Qtr 2: 0; 2013 Qtr 3: 0; 2013 Qtr 4: 0; 2014 Qtr 1: 0; 2014 Qtr 2: 0; 2014 Qtr 3: 0; 2014 Qtr 4: 0; 2015 Qtr 1: 0; 2015 Qtr 2: 0; 2015 Qtr 3: 0; 2015 Qtr 4: 0 | 0
[16 empty] | 0 |  |  | #N/A | [26 empty] | 0% | 0% |  | 0 | 0 | 0 | 0 | 0 | 0 | 0 | 0 | 0 | 0 | 0 | 2013 Qtr 1: 0; 2013 Qtr 2: 0; 2013 Qtr 3: 0; 2013 Qtr 4: 0; 2014 Qtr 1: 0; 2014 Qtr 2: 0; 2014 Qtr 3: 0; 2014 Qtr 4: 0; 2015 Qtr 1: 0; 2015 Qtr 2: 0; 2015 Qtr 3: 0; 2015 Qtr 4: 0 | 0
[16 empty] | 0 |  |  | #N/A | [26 empty] | 0% | 0% |  | 0 | 0 | 0 | 0 | 0 | 0 | 0 | 0 | 0 | 0 | 0 | 2013 Qtr 1: 0; 2013 Qtr 2: 0; 2013 Qtr 3: 0; 2013 Qtr 4: 0; 2014 Qtr 1: 0; 2014 Qtr 2: 0; 2014 Qtr 3: 0; 2014 Qtr 4: 0; 2015 Qtr 1: 0; 2015 Qtr 2: 0; 2015 Qtr 3: 0; 2015 Qtr 4: 0 | 0
[16 empty] | 0 |  |  | #N/A | [26 empty] | 0% | 0% |  | 0 | 0 | 0 | 0 | 0 | 0 | 0 | 0 | 0 | 0 | 0 | 2013 Qtr 1: 0; 2013 Qtr 2: 0; 2013 Qtr 3: 0; 2013 Qtr 4: 0; 2014 Qtr 1: 0; 2014 Qtr 2: 0; 2014 Qtr 3: 0; 2014 Qtr 4: 0; 2015 Qtr 1: 0; 2015 Qtr 2: 0; 2015 Qtr 3: 0; 2015 Qtr 4: 0 | 0
[16 empty] | 0 |  |  | #N/A | [26 empty] | 0% | 0% |  | 0 | 0 | 0 | 0 | 0 | 0 | 0 | 0 | 0 | 0 | 0 | 2013 Qtr 1: 0; 2013 Qtr 2: 0; 2013 Qtr 3: 0; 2013 Qtr 4: 0; 2014 Qtr 1: 0; 2014 Qtr 2: 0; 2014 Qtr 3: 0; 2014 Qtr 4: 0; 2015 Qtr 1: 0; 2015 Qtr 2: 0; 2015 Qtr 3: 0; 2015 Qtr 4: 0 | 0
[16 empty] | 0 |  |  | #N/A | [26 empty] | 0% | 0% |  | 0 | 0 | 0 | 0 | 0 | 0 | 0 | 0 | 0 | 0 | 0 | 2013 Qtr 1: 0; 2013 Qtr 2: 0; 2013 Qtr 3: 0; 2013 Qtr 4: 0; 2014 Qtr 1: 0; 2014 Qtr 2: 0; 2014 Qtr 3: 0; 2014 Qtr 4: 0; 2015 Qtr 1: 0; 2015 Qtr 2: 0; 2015 Qtr 3: 0; 2015 Qtr 4: 0 | 0
[16 empty] | 0 |  |  | #N/A | [26 empty] | 0% | 0% |  | 0 | 0 | 0 | 0 | 0 | 0 | 0 | 0 | 0 | 0 | 0 | 2013 Qtr 1: 0; 2013 Qtr 2: 0; 2013 Qtr 3: 0; 2013 Qtr 4: 0; 2014 Qtr 1: 0; 2014 Qtr 2: 0; 2014 Qtr 3: 0; 2014 Qtr 4: 0; 2015 Qtr 1: 0; 2015 Qtr 2: 0; 2015 Qtr 3: 0; 2015 Qtr 4: 0 | 0
[16 empty] | 0 |  |  | #N/A | [26 empty] | 0% | 0% |  | 0 | 0 | 0 | 0 | 0 | 0 | 0 | 0 | 0 | 0 | 0 | 2013 Qtr 1: 0; 2013 Qtr 2: 0; 2013 Qtr 3: 0; 2013 Qtr 4: 0; 2014 Qtr 1: 0; 2014 Qtr 2: 0; 2014 Qtr 3: 0; 2014 Qtr 4: 0; 2015 Qtr 1: 0; 2015 Qtr 2: 0; 2015 Qtr 3: 0; 2015 Qtr 4: 0 | 0
[16 empty] | 0 |  |  | #N/A | [26 empty] | 0% | 0% |  | 0 | 0 | 0 | 0 | 0 | 0 | 0 | 0 | 0 | 0 | 0 | 2013 Qtr 1: 0; 2013 Qtr 2: 0; 2013 Qtr 3: 0; 2013 Qtr 4: 0; 2014 Qtr 1: 0; 2014 Qtr 2: 0; 2014 Qtr 3: 0; 2014 Qtr 4: 0; 2015 Qtr 1: 0; 2015 Qtr 2: 0; 2015 Qtr 3: 0; 2015 Qtr 4: 0 | 0
[16 empty] | 0 |  |  | #N/A | [26 empty] | 0% | 0% |  | 0 | 0 | 0 | 0 | 0 | 0 | 0 | 0 | 0 | 0 | 0 | 2013 Qtr 1: 0; 2013 Qtr 2: 0; 2013 Qtr 3: 0; 2013 Qtr 4: 0; 2014 Qtr 1: 0; 2014 Qtr 2: 0; 2014 Qtr 3: 0; 2014 Qtr 4: 0; 2015 Qtr 1: 0; 2015 Qtr 2: 0; 2015 Qtr 3: 0; 2015 Qtr 4: 0 | 0
[16 empty] | 0 |  |  | #N/A | [26 empty] | 0% | 0% |  | 0 | 0 | 0 | 0 | 0 | 0 | 0 | 0 | 0 | 0 | 0 | 2013 Qtr 1: 0; 2013 Qtr 2: 0; 2013 Qtr 3: 0; 2013 Qtr 4: 0; 2014 Qtr 1: 0; 2014 Qtr 2: 0; 2014 Qtr 3: 0; 2014 Qtr 4: 0; 2015 Qtr 1: 0; 2015 Qtr 2: 0; 2015 Qtr 3: 0; 2015 Qtr 4: 0 | 0
[16 empty] | 0 |  |  | #N/A | [26 empty] | 0% | 0% |  | 0 | 0 | 0 | 0 | 0 | 0 | 0 | 0 | 0 | 0 | 0 | 2013 Qtr 1: 0; 2013 Qtr 2: 0; 2013 Qtr 3: 0; 2013 Qtr 4: 0; 2014 Qtr 1: 0; 2014 Qtr 2: 0; 2014 Qtr 3: 0; 2014 Qtr 4: 0; 2015 Qtr 1: 0; 2015 Qtr 2: 0; 2015 Qtr 3: 0; 2015 Qtr 4: 0 | 0
[16 empty] | 0 |  |  | #N/A | [26 empty] | 0% | 0% |  | 0 | 0 | 0 | 0 | 0 | 0 | 0 | 0 | 0 | 0 | 0 | 2013 Qtr 1: 0; 2013 Qtr 2: 0; 2013 Qtr 3: 0; 2013 Qtr 4: 0; 2014 Qtr 1: 0; 2014 Qtr 2: 0; 2014 Qtr 3: 0; 2014 Qtr 4: 0; 2015 Qtr 1: 0; 2015 Qtr 2: 0; 2015 Qtr 3: 0; 2015 Qtr 4: 0 | 0
[16 empty] | 0 |  |  | #N/A | [26 empty] | 0% | 0% |  | 0 | 0 | 0 | 0 | 0 | 0 | 0 | 0 | 0 | 0 | 0 | 2013 Qtr 1: 0; 2013 Qtr 2: 0; 2013 Qtr 3: 0; 2013 Qtr 4: 0; 2014 Qtr 1: 0; 2014 Qtr 2: 0; 2014 Qtr 3: 0; 2014 Qtr 4: 0; 2015 Qtr 1: 0; 2015 Qtr 2: 0; 2015 Qtr 3: 0; 2015 Qtr 4: 0 | 0
[16 empty] | 0 |  |  | #N/A | [26 empty] | 0% | 0% |  | 0 | 0 | 0 | 0 | 0 | 0 | 0 | 0 | 0 | 0 | 0 | 2013 Qtr 1: 0; 2013 Qtr 2: 0; 2013 Qtr 3: 0; 2013 Qtr 4: 0; 2014 Qtr 1: 0; 2014 Qtr 2: 0; 2014 Qtr 3: 0; 2014 Qtr 4: 0; 2015 Qtr 1: 0; 2015 Qtr 2: 0; 2015 Qtr 3: 0; 2015 Qtr 4: 0 | 0
[16 empty] | 0 |  |  | #N/A | [26 empty] | 0% | 0% |  | 0 | 0 | 0 | 0 | 0 | 0 | 0 | 0 | 0 | 0 | 0 | 2013 Qtr 1: 0; 2013 Qtr 2: 0; 2013 Qtr 3: 0; 2013 Qtr 4: 0; 2014 Qtr 1: 0; 2014 Qtr 2: 0; 2014 Qtr 3: 0; 2014 Qtr 4: 0; 2015 Qtr 1: 0; 2015 Qtr 2: 0; 2015 Qtr 3: 0; 2015 Qtr 4: 0 | 0
[16 empty] | 0 |  |  | #N/A | [26 empty] | 0% | 0% |  | 0 | 0 | 0 | 0 | 0 | 0 | 0 | 0 | 0 | 0 | 0 | 2013 Qtr 1: 0; 2013 Qtr 2: 0; 2013 Qtr 3: 0; 2013 Qtr 4: 0; 2014 Qtr 1: 0; 2014 Qtr 2: 0; 2014 Qtr 3: 0; 2014 Qtr 4: 0; 2015 Qtr 1: 0; 2015 Qtr 2: 0; 2015 Qtr 3: 0; 2015 Qtr 4: 0 | 0
[16 empty] | 0 |  |  | #N/A | [26 empty] | 0% | 0% |  | 0 | 0 | 0 | 0 | 0 | 0 | 0 | 0 | 0 | 0 | 0 | 2013 Qtr 1: 0; 2013 Qtr 2: 0; 2013 Qtr 3: 0; 2013 Qtr 4: 0; 2014 Qtr 1: 0; 2014 Qtr 2: 0; 2014 Qtr 3: 0; 2014 Qtr 4: 0; 2015 Qtr 1: 0; 2015 Qtr 2: 0; 2015 Qtr 3: 0; 2015 Qtr 4: 0 | 0
[16 empty] | 0 |  |  | #N/A | [26 empty] | 0% | 0% |  | 0 | 0 | 0 | 0 | 0 | 0 | 0 | 0 | 0 | 0 | 0 | 2013 Qtr 1: 0; 2013 Qtr 2: 0; 2013 Qtr 3: 0; 2013 Qtr 4: 0; 2014 Qtr 1: 0; 2014 Qtr 2: 0; 2014 Qtr 3: 0; 2014 Qtr 4: 0; 2015 Qtr 1: 0; 2015 Qtr 2: 0; 2015 Qtr 3: 0; 2015 Qtr 4: 0 | 0
[16 empty] | 0 |  |  | #N/A | [26 empty] | 0% | 0% |  | 0 | 0 | 0 | 0 | 0 | 0 | 0 | 0 | 0 | 0 | 0 | 2013 Qtr 1: 0; 2013 Qtr 2: 0; 2013 Qtr 3: 0; 2013 Qtr 4: 0; 2014 Qtr 1: 0; 2014 Qtr 2: 0; 2014 Qtr 3: 0; 2014 Qtr 4: 0; 2015 Qtr 1: 0; 2015 Qtr 2: 0; 2015 Qtr 3: 0; 2015 Qtr 4: 0 | 0
[16 empty] | 0 |  |  | #N/A | [26 empty] | 0% | 0% |  | 0 | 0 | 0 | 0 | 0 | 0 | 0 | 0 | 0 | 0 | 0 | 2013 Qtr 1: 0; 2013 Qtr 2: 0; 2013 Qtr 3: 0; 2013 Qtr 4: 0; 2014 Qtr 1: 0; 2014 Qtr 2: 0; 2014 Qtr 3: 0; 2014 Qtr 4: 0; 2015 Qtr 1: 0; 2015 Qtr 2: 0; 2015 Qtr 3: 0; 2015 Qtr 4: 0 | 0
[16 empty] | 0 |  |  | #N/A | [26 empty] | 0% | 0% |  | 0 | 0 | 0 | 0 | 0 | 0 | 0 | 0 | 0 | 0 | 0 | 2013 Qtr 1: 0; 2013 Qtr 2: 0; 2013 Qtr 3: 0; 2013 Qtr 4: 0; 2014 Qtr 1: 0; 2014 Qtr 2: 0; 2014 Qtr 3: 0; 2014 Qtr 4: 0; 2015 Qtr 1: 0; 2015 Qtr 2: 0; 2015 Qtr 3: 0; 2015 Qtr 4: 0 | 0
[16 empty] | 0 |  |  | #N/A | [26 empty] | 0% | 0% |  | 0 | 0 | 0 | 0 | 0 | 0 | 0 | 0 | 0 | 0 | 0 | 2013 Qtr 1: 0; 2013 Qtr 2: 0; 2013 Qtr 3: 0; 2013 Qtr 4: 0; 2014 Qtr 1: 0; 2014 Qtr 2: 0; 2014 Qtr 3: 0; 2014 Qtr 4: 0; 2015 Qtr 1: 0; 2015 Qtr 2: 0; 2015 Qtr 3: 0; 2015 Qtr 4: 0 | 0
[16 empty] | 0 |  |  | #N/A | [26 empty] | 0% | 0% |  | 0 | 0 | 0 | 0 | 0 | 0 | 0 | 0 | 0 | 0 | 0 | 2013 Qtr 1: 0; 2013 Qtr 2: 0; 2013 Qtr 3: 0; 2013 Qtr 4: 0; 2014 Qtr 1: 0; 2014 Qtr 2: 0; 2014 Qtr 3: 0; 2014 Qtr 4: 0; 2015 Qtr 1: 0; 2015 Qtr 2: 0; 2015 Qtr 3: 0; 2015 Qtr 4: 0 | 0
[16 empty] | 0 |  |  | #N/A | [26 empty] | 0% | 0% |  | 0 | 0 | 0 | 0 | 0 | 0 | 0 | 0 | 0 | 0 | 0 | 2013 Qtr 1: 0; 2013 Qtr 2: 0; 2013 Qtr 3: 0; 2013 Qtr 4: 0; 2014 Qtr 1: 0; 2014 Qtr 2: 0; 2014 Qtr 3: 0; 2014 Qtr 4: 0; 2015 Qtr 1: 0; 2015 Qtr 2: 0; 2015 Qtr 3: 0; 2015 Qtr 4: 0 | 0
[16 empty] | 0 |  |  | #N/A | [26 empty] | 0% | 0% |  | 0 | 0 | 0 | 0 | 0 | 0 | 0 | 0 | 0 | 0 | 0 | 2013 Qtr 1: 0; 2013 Qtr 2: 0; 2013 Qtr 3: 0; 2013 Qtr 4: 0; 2014 Qtr 1: 0; 2014 Qtr 2: 0; 2014 Qtr 3: 0; 2014 Qtr 4: 0; 2015 Qtr 1: 0; 2015 Qtr 2: 0; 2015 Qtr 3: 0; 2015 Qtr 4: 0 | 0
[16 empty] | 0 |  |  | #N/A | [26 empty] | 0% | 0% |  | 0 | 0 | 0 | 0 | 0 | 0 | 0 | 0 | 0 | 0 | 0 | 2013 Qtr 1: 0; 2013 Qtr 2: 0; 2013 Qtr 3: 0; 2013 Qtr 4: 0; 2014 Qtr 1: 0; 2014 Qtr 2: 0; 2014 Qtr 3: 0; 2014 Qtr 4: 0; 2015 Qtr 1: 0; 2015 Qtr 2: 0; 2015 Qtr 3: 0; 2015 Qtr 4: 0 | 0
[16 empty] | 0 |  |  | #N/A | [26 empty] | 0% | 0% |  | 0 | 0 | 0 | 0 | 0 | 0 | 0 | 0 | 0 | 0 | 0 | 2013 Qtr 1: 0; 2013 Qtr 2: 0; 2013 Qtr 3: 0; 2013 Qtr 4: 0; 2014 Qtr 1: 0; 2014 Qtr 2: 0; 2014 Qtr 3: 0; 2014 Qtr 4: 0; 2015 Qtr 1: 0; 2015 Qtr 2: 0; 2015 Qtr 3: 0; 2015 Qtr 4: 0 | 0
[16 empty] | 0 |  |  | #N/A | [26 empty] | 0% | 0% |  | 0 | 0 | 0 | 0 | 0 | 0 | 0 | 0 | 0 | 0 | 0 | 2013 Qtr 1: 0; 2013 Qtr 2: 0; 2013 Qtr 3: 0; 2013 Qtr 4: 0; 2014 Qtr 1: 0; 2014 Qtr 2: 0; 2014 Qtr 3: 0; 2014 Qtr 4: 0; 2015 Qtr 1: 0; 2015 Qtr 2: 0; 2015 Qtr 3: 0; 2015 Qtr 4: 0 | 0
[16 empty] | 0 |  |  | #N/A | [26 empty] | 0% | 0% |  | 0 | 0 | 0 | 0 | 0 | 0 | 0 | 0 | 0 | 0 | 0 | 2013 Qtr 1: 0; 2013 Qtr 2: 0; 2013 Qtr 3: 0; 2013 Qtr 4: 0; 2014 Qtr 1: 0; 2014 Qtr 2: 0; 2014 Qtr 3: 0; 2014 Qtr 4: 0; 2015 Qtr 1: 0; 2015 Qtr 2: 0; 2015 Qtr 3: 0; 2015 Qtr 4: 0 | 0
[16 empty] | 0 |  |  | #N/A | [26 empty] | 0% | 0% |  | 0 | 0 | 0 | 0 | 0 | 0 | 0 | 0 | 0 | 0 | 0 | 2013 Qtr 1: 0; 2013 Qtr 2: 0; 2013 Qtr 3: 0; 2013 Qtr 4: 0; 2014 Qtr 1: 0; 2014 Qtr 2: 0; 2014 Qtr 3: 0; 2014 Qtr 4: 0; 2015 Qtr 1: 0; 2015 Qtr 2: 0; 2015 Qtr 3: 0; 2015 Qtr 4: 0 | 0
[16 empty] | 0 |  |  | #N/A | [26 empty] | 0% | 0% |  | 0 | 0 | 0 | 0 | 0 | 0 | 0 | 0 | 0 | 0 | 0 | 2013 Qtr 1: 0; 2013 Qtr 2: 0; 2013 Qtr 3: 0; 2013 Qtr 4: 0; 2014 Qtr 1: 0; 2014 Qtr 2: 0; 2014 Qtr 3: 0; 2014 Qtr 4: 0; 2015 Qtr 1: 0; 2015 Qtr 2: 0; 2015 Qtr 3: 0; 2015 Qtr 4: 0 | 0
[16 empty] | 0 |  |  | #N/A | [26 empty] | 0% | 0% |  | 0 | 0 | 0 | 0 | 0 | 0 | 0 | 0 | 0 | 0 | 0 | 2013 Qtr 1: 0; 2013 Qtr 2: 0; 2013 Qtr 3: 0; 2013 Qtr 4: 0; 2014 Qtr 1: 0; 2014 Qtr 2: 0; 2014 Qtr 3: 0; 2014 Qtr 4: 0; 2015 Qtr 1: 0; 2015 Qtr 2: 0; 2015 Qtr 3: 0; 2015 Qtr 4: 0 | 0
[16 empty] | 0 |  |  | #N/A | [26 empty] | 0% | 0% |  | 0 | 0 | 0 | 0 | 0 | 0 | 0 | 0 | 0 | 0 | 0 | 2013 Qtr 1: 0; 2013 Qtr 2: 0; 2013 Qtr 3: 0; 2013 Qtr 4: 0; 2014 Qtr 1: 0; 2014 Qtr 2: 0; 2014 Qtr 3: 0; 2014 Qtr 4: 0; 2015 Qtr 1: 0; 2015 Qtr 2: 0; 2015 Qtr 3: 0; 2015 Qtr 4: 0 | 0
[16 empty] | 0 |  |  | #N/A | [26 empty] | 0% | 0% |  | 0 | 0 | 0 | 0 | 0 | 0 | 0 | 0 | 0 | 0 | 0 | 2013 Qtr 1: 0; 2013 Qtr 2: 0; 2013 Qtr 3: 0; 2013 Qtr 4: 0; 2014 Qtr 1: 0; 2014 Qtr 2: 0; 2014 Qtr 3: 0; 2014 Qtr 4: 0; 2015 Qtr 1: 0; 2015 Qtr 2: 0; 2015 Qtr 3: 0; 2015 Qtr 4: 0 | 0
[16 empty] | 0 |  |  | #N/A | [26 empty] | 0% | 0% |  | 0 | 0 | 0 | 0 | 0 | 0 | 0 | 0 | 0 | 0 | 0 | 2013 Qtr 1: 0; 2013 Qtr 2: 0; 2013 Qtr 3: 0; 2013 Qtr 4: 0; 2014 Qtr 1: 0; 2014 Qtr 2: 0; 2014 Qtr 3: 0; 2014 Qtr 4: 0; 2015 Qtr 1: 0; 2015 Qtr 2: 0; 2015 Qtr 3: 0; 2015 Qtr 4: 0 | 0
[16 empty] | 0 |  |  | #N/A | [26 empty] | 0% | 0% |  | 0 | 0 | 0 | 0 | 0 | 0 | 0 | 0 | 0 | 0 | 0 | 2013 Qtr 1: 0; 2013 Qtr 2: 0; 2013 Qtr 3: 0; 2013 Qtr 4: 0; 2014 Qtr 1: 0; 2014 Qtr 2: 0; 2014 Qtr 3: 0; 2014 Qtr 4: 0; 2015 Qtr 1: 0; 2015 Qtr 2: 0; 2015 Qtr 3: 0; 2015 Qtr 4: 0 | 0
[16 empty] | 0 |  |  | #N/A | [26 empty] | 0% | 0% |  | 0 | 0 | 0 | 0 | 0 | 0 | 0 | 0 | 0 | 0 | 0 | 2013 Qtr 1: 0; 2013 Qtr 2: 0; 2013 Qtr 3: 0; 2013 Qtr 4: 0; 2014 Qtr 1: 0; 2014 Qtr 2: 0; 2014 Qtr 3: 0; 2014 Qtr 4: 0; 2015 Qtr 1: 0; 2015 Qtr 2: 0; 2015 Qtr 3: 0; 2015 Qtr 4: 0 | 0
[16 empty] | 0 |  |  | #N/A | [26 empty] | 0% | 0% |  | 0 | 0 | 0 | 0 | 0 | 0 | 0 | 0 | 0 | 0 | 0 | 2013 Qtr 1: 0; 2013 Qtr 2: 0; 2013 Qtr 3: 0; 2013 Qtr 4: 0; 2014 Qtr 1: 0; 2014 Qtr 2: 0; 2014 Qtr 3: 0; 2014 Qtr 4: 0; 2015 Qtr 1: 0; 2015 Qtr 2: 0; 2015 Qtr 3: 0; 2015 Qtr 4: 0 | 0
[16 empty] | 0 |  |  | #N/A | [26 empty] | 0% | 0% |  | 0 | 0 | 0 | 0 | 0 | 0 | 0 | 0 | 0 | 0 | 0 | 2013 Qtr 1: 0; 2013 Qtr 2: 0; 2013 Qtr 3: 0; 2013 Qtr 4: 0; 2014 Qtr 1: 0; 2014 Qtr 2: 0; 2014 Qtr 3: 0; 2014 Qtr 4: 0; 2015 Qtr 1: 0; 2015 Qtr 2: 0; 2015 Qtr 3: 0; 2015 Qtr 4: 0 | 0
[16 empty] | 0 |  |  | #N/A | [26 empty] | 0% | 0% |  | 0 | 0 | 0 | 0 | 0 | 0 | 0 | 0 | 0 | 0 | 0 | 2013 Qtr 1: 0; 2013 Qtr 2: 0; 2013 Qtr 3: 0; 2013 Qtr 4: 0; 2014 Qtr 1: 0; 2014 Qtr 2: 0; 2014 Qtr 3: 0; 2014 Qtr 4: 0; 2015 Qtr 1: 0; 2015 Qtr 2: 0; 2015 Qtr 3: 0; 2015 Qtr 4: 0 | 0
[16 empty] | 0 |  |  | #N/A | [26 empty] | 0% | 0% |  | 0 | 0 | 0 | 0 | 0 | 0 | 0 | 0 | 0 | 0 | 0 | 2013 Qtr 1: 0; 2013 Qtr 2: 0; 2013 Qtr 3: 0; 2013 Qtr 4: 0; 2014 Qtr 1: 0; 2014 Qtr 2: 0; 2014 Qtr 3: 0; 2014 Qtr 4: 0; 2015 Qtr 1: 0; 2015 Qtr 2: 0; 2015 Qtr 3: 0; 2015 Qtr 4: 0 | 0
[16 empty] | 0 |  |  | #N/A | [26 empty] | 0% | 0% |  | 0 | 0 | 0 | 0 | 0 | 0 | 0 | 0 | 0 | 0 | 0 | 2013 Qtr 1: 0; 2013 Qtr 2: 0; 2013 Qtr 3: 0; 2013 Qtr 4: 0; 2014 Qtr 1: 0; 2014 Qtr 2: 0; 2014 Qtr 3: 0; 2014 Qtr 4: 0; 2015 Qtr 1: 0; 2015 Qtr 2: 0; 2015 Qtr 3: 0; 2015 Qtr 4: 0 | 0
[16 empty] | 0 |  |  | #N/A | [26 empty] | 0% | 0% |  | 0 | 0 | 0 | 0 | 0 | 0 | 0 | 0 | 0 | 0 | 0 | 2013 Qtr 1: 0; 2013 Qtr 2: 0; 2013 Qtr 3: 0; 2013 Qtr 4: 0; 2014 Qtr 1: 0; 2014 Qtr 2: 0; 2014 Qtr 3: 0; 2014 Qtr 4: 0; 2015 Qtr 1: 0; 2015 Qtr 2: 0; 2015 Qtr 3: 0; 2015 Qtr 4: 0 | 0
[16 empty] | 0 |  |  | #N/A | [26 empty] | 0% | 0% |  | 0 | 0 | 0 | 0 | 0 | 0 | 0 | 0 | 0 | 0 | 0 | 2013 Qtr 1: 0; 2013 Qtr 2: 0; 2013 Qtr 3: 0; 2013 Qtr 4: 0; 2014 Qtr 1: 0; 2014 Qtr 2: 0; 2014 Qtr 3: 0; 2014 Qtr 4: 0; 2015 Qtr 1: 0; 2015 Qtr 2: 0; 2015 Qtr 3: 0; 2015 Qtr 4: 0 | 0
[16 empty] | 0 |  |  | #N/A | [26 empty] | 0% | 0% |  | 0 | 0 | 0 | 0 | 0 | 0 | 0 | 0 | 0 | 0 | 0 | 2013 Qtr 1: 0; 2013 Qtr 2: 0; 2013 Qtr 3: 0; 2013 Qtr 4: 0; 2014 Qtr 1: 0; 2014 Qtr 2: 0; 2014 Qtr 3: 0; 2014 Qtr 4: 0; 2015 Qtr 1: 0; 2015 Qtr 2: 0; 2015 Qtr 3: 0; 2015 Qtr 4: 0 | 0
[16 empty] | 0 |  |  | #N/A | [26 empty] | 0% | 0% |  | 0 | 0 | 0 | 0 | 0 | 0 | 0 | 0 | 0 | 0 | 0 | 2013 Qtr 1: 0; 2013 Qtr 2: 0; 2013 Qtr 3: 0; 2013 Qtr 4: 0; 2014 Qtr 1: 0; 2014 Qtr 2: 0; 2014 Qtr 3: 0; 2014 Qtr 4: 0; 2015 Qtr 1: 0; 2015 Qtr 2: 0; 2015 Qtr 3: 0; 2015 Qtr 4: 0 | 0
[16 empty] | 0 |  |  | #N/A | [26 empty] | 0% | 0% |  | 0 | 0 | 0 | 0 | 0 | 0 | 0 | 0 | 0 | 0 | 0 | 2013 Qtr 1: 0; 2013 Qtr 2: 0; 2013 Qtr 3: 0; 2013 Qtr 4: 0; 2014 Qtr 1: 0; 2014 Qtr 2: 0; 2014 Qtr 3: 0; 2014 Qtr 4: 0; 2015 Qtr 1: 0; 2015 Qtr 2: 0; 2015 Qtr 3: 0; 2015 Qtr 4: 0 | 0
[16 empty] | 0 |  |  | #N/A | [26 empty] | 0% | 0% |  | 0 | 0 | 0 | 0 | 0 | 0 | 0 | 0 | 0 | 0 | 0 | 2013 Qtr 1: 0; 2013 Qtr 2: 0; 2013 Qtr 3: 0; 2013 Qtr 4: 0; 2014 Qtr 1: 0; 2014 Qtr 2: 0; 2014 Qtr 3: 0; 2014 Qtr 4: 0; 2015 Qtr 1: 0; 2015 Qtr 2: 0; 2015 Qtr 3: 0; 2015 Qtr 4: 0 | 0
[16 empty] | 0 |  |  | #N/A | [26 empty] | 0% | 0% |  | 0 | 0 | 0 | 0 | 0 | 0 | 0 | 0 | 0 | 0 | 0 | 2013 Qtr 1: 0; 2013 Qtr 2: 0; 2013 Qtr 3: 0; 2013 Qtr 4: 0; 2014 Qtr 1: 0; 2014 Qtr 2: 0; 2014 Qtr 3: 0; 2014 Qtr 4: 0; 2015 Qtr 1: 0; 2015 Qtr 2: 0; 2015 Qtr 3: 0; 2015 Qtr 4: 0 | 0
[16 empty] | 0 |  |  | #N/A | [26 empty] | 0% | 0% |  | 0 | 0 | 0 | 0 | 0 | 0 | 0 | 0 | 0 | 0 | 0 | 2013 Qtr 1: 0; 2013 Qtr 2: 0; 2013 Qtr 3: 0; 2013 Qtr 4: 0; 2014 Qtr 1: 0; 2014 Qtr 2: 0; 2014 Qtr 3: 0; 2014 Qtr 4: 0; 2015 Qtr 1: 0; 2015 Qtr 2: 0; 2015 Qtr 3: 0; 2015 Qtr 4: 0 | 0
[16 empty] | 0 |  |  | #N/A | [26 empty] | 0% | 0% |  | 0 | 0 | 0 | 0 | 0 | 0 | 0 | 0 | 0 | 0 | 0 | 2013 Qtr 1: 0; 2013 Qtr 2: 0; 2013 Qtr 3: 0; 2013 Qtr 4: 0; 2014 Qtr 1: 0; 2014 Qtr 2: 0; 2014 Qtr 3: 0; 2014 Qtr 4: 0; 2015 Qtr 1: 0; 2015 Qtr 2: 0; 2015 Qtr 3: 0; 2015 Qtr 4: 0 | 0
[16 empty] | 0 |  |  | #N/A | [26 empty] | 0% | 0% |  | 0 | 0 | 0 | 0 | 0 | 0 | 0 | 0 | 0 | 0 | 0 | 2013 Qtr 1: 0; 2013 Qtr 2: 0; 2013 Qtr 3: 0; 2013 Qtr 4: 0; 2014 Qtr 1: 0; 2014 Qtr 2: 0; 2014 Qtr 3: 0; 2014 Qtr 4: 0; 2015 Qtr 1: 0; 2015 Qtr 2: 0; 2015 Qtr 3: 0; 2015 Qtr 4: 0 | 0
[16 empty] | 0 |  |  | #N/A | [26 empty] | 0% | 0% |  | 0 | 0 | 0 | 0 | 0 | 0 | 0 | 0 | 0 | 0 | 0 | 2013 Qtr 1: 0; 2013 Qtr 2: 0; 2013 Qtr 3: 0; 2013 Qtr 4: 0; 2014 Qtr 1: 0; 2014 Qtr 2: 0; 2014 Qtr 3: 0; 2014 Qtr 4: 0; 2015 Qtr 1: 0; 2015 Qtr 2: 0; 2015 Qtr 3: 0; 2015 Qtr 4: 0 | 0
[16 empty] | 0 |  |  | #N/A | [26 empty] | 0% | 0% |  | 0 | 0 | 0 | 0 | 0 | 0 | 0 | 0 | 0 | 0 | 0 | 2013 Qtr 1: 0; 2013 Qtr 2: 0; 2013 Qtr 3: 0; 2013 Qtr 4: 0; 2014 Qtr 1: 0; 2014 Qtr 2: 0; 2014 Qtr 3: 0; 2014 Qtr 4: 0; 2015 Qtr 1: 0; 2015 Qtr 2: 0; 2015 Qtr 3: 0; 2015 Qtr 4: 0 | 0
[16 empty] | 0 |  |  | #N/A | [26 empty] | 0% | 0% |  | 0 | 0 | 0 | 0 | 0 | 0 | 0 | 0 | 0 | 0 | 0 | 2013 Qtr 1: 0; 2013 Qtr 2: 0; 2013 Qtr 3: 0; 2013 Qtr 4: 0; 2014 Qtr 1: 0; 2014 Qtr 2: 0; 2014 Qtr 3: 0; 2014 Qtr 4: 0; 2015 Qtr 1: 0; 2015 Qtr 2: 0; 2015 Qtr 3: 0; 2015 Qtr 4: 0 | 0
[16 empty] | 0 |  |  | #N/A | [26 empty] | 0% | 0% |  | 0 | 0 | 0 | 0 | 0 | 0 | 0 | 0 | 0 | 0 | 0 | 2013 Qtr 1: 0; 2013 Qtr 2: 0; 2013 Qtr 3: 0; 2013 Qtr 4: 0; 2014 Qtr 1: 0; 2014 Qtr 2: 0; 2014 Qtr 3: 0; 2014 Qtr 4: 0; 2015 Qtr 1: 0; 2015 Qtr 2: 0; 2015 Qtr 3: 0; 2015 Qtr 4: 0 | 0
[16 empty] | 0 |  |  | #N/A | [26 empty] | 0% | 0% |  | 0 | 0 | 0 | 0 | 0 | 0 | 0 | 0 | 0 | 0 | 0 | 2013 Qtr 1: 0; 2013 Qtr 2: 0; 2013 Qtr 3: 0; 2013 Qtr 4: 0; 2014 Qtr 1: 0; 2014 Qtr 2: 0; 2014 Qtr 3: 0; 2014 Qtr 4: 0; 2015 Qtr 1: 0; 2015 Qtr 2: 0; 2015 Qtr 3: 0; 2015 Qtr 4: 0 | 0
[16 empty] | 0 |  |  | #N/A | [26 empty] | 0% | 0% |  | 0 | 0 | 0 | 0 | 0 | 0 | 0 | 0 | 0 | 0 | 0 | 2013 Qtr 1: 0; 2013 Qtr 2: 0; 2013 Qtr 3: 0; 2013 Qtr 4: 0; 2014 Qtr 1: 0; 2014 Qtr 2: 0; 2014 Qtr 3: 0; 2014 Qtr 4: 0; 2015 Qtr 1: 0; 2015 Qtr 2: 0; 2015 Qtr 3: 0; 2015 Qtr 4: 0 | 0
[16 empty] | 0 |  |  | #N/A | [26 empty] | 0% | 0% |  | 0 | 0 | 0 | 0 | 0 | 0 | 0 | 0 | 0 | 0 | 0 | 2013 Qtr 1: 0; 2013 Qtr 2: 0; 2013 Qtr 3: 0; 2013 Qtr 4: 0; 2014 Qtr 1: 0; 2014 Qtr 2: 0; 2014 Qtr 3: 0; 2014 Qtr 4: 0; 2015 Qtr 1: 0; 2015 Qtr 2: 0; 2015 Qtr 3: 0; 2015 Qtr 4: 0 | 0
[16 empty] | 0 |  |  | #N/A | [26 empty] | 0% | 0% |  | 0 | 0 | 0 | 0 | 0 | 0 | 0 | 0 | 0 | 0 | 0 | 2013 Qtr 1: 0; 2013 Qtr 2: 0; 2013 Qtr 3: 0; 2013 Qtr 4: 0; 2014 Qtr 1: 0; 2014 Qtr 2: 0; 2014 Qtr 3: 0; 2014 Qtr 4: 0; 2015 Qtr 1: 0; 2015 Qtr 2: 0; 2015 Qtr 3: 0; 2015 Qtr 4: 0 | 0
[16 empty] | 0 |  |  | #N/A | [26 empty] | 0% | 0% |  | 0 | 0 | 0 | 0 | 0 | 0 | 0 | 0 | 0 | 0 | 0 | 2013 Qtr 1: 0; 2013 Qtr 2: 0; 2013 Qtr 3: 0; 2013 Qtr 4: 0; 2014 Qtr 1: 0; 2014 Qtr 2: 0; 2014 Qtr 3: 0; 2014 Qtr 4: 0; 2015 Qtr 1: 0; 2015 Qtr 2: 0; 2015 Qtr 3: 0; 2015 Qtr 4: 0 | 0
[16 empty] | 0 |  |  | #N/A | [26 empty] | 0% | 0% |  | 0 | 0 | 0 | 0 | 0 | 0 | 0 | 0 | 0 | 0 | 0 | 2013 Qtr 1: 0; 2013 Qtr 2: 0; 2013 Qtr 3: 0; 2013 Qtr 4: 0; 2014 Qtr 1: 0; 2014 Qtr 2: 0; 2014 Qtr 3: 0; 2014 Qtr 4: 0; 2015 Qtr 1: 0; 2015 Qtr 2: 0; 2015 Qtr 3: 0; 2015 Qtr 4: 0 | 0
[16 empty] | 0 |  |  | #N/A | [26 empty] | 0% | 0% |  | 0 | 0 | 0 | 0 | 0 | 0 | 0 | 0 | 0 | 0 | 0 | 2013 Qtr 1: 0; 2013 Qtr 2: 0; 2013 Qtr 3: 0; 2013 Qtr 4: 0; 2014 Qtr 1: 0; 2014 Qtr 2: 0; 2014 Qtr 3: 0; 2014 Qtr 4: 0; 2015 Qtr 1: 0; 2015 Qtr 2: 0; 2015 Qtr 3: 0; 2015 Qtr 4: 0 | 0
[16 empty] | 0 |  |  | #N/A | [26 empty] | 0% | 0% |  | 0 | 0 | 0 | 0 | 0 | 0 | 0 | 0 | 0 | 0 | 0 | 2013 Qtr 1: 0; 2013 Qtr 2: 0; 2013 Qtr 3: 0; 2013 Qtr 4: 0; 2014 Qtr 1: 0; 2014 Qtr 2: 0; 2014 Qtr 3: 0; 2014 Qtr 4: 0; 2015 Qtr 1: 0; 2015 Qtr 2: 0; 2015 Qtr 3: 0; 2015 Qtr 4: 0 | 0
[16 empty] | 0 |  |  | #N/A | [26 empty] | 0% | 0% |  | 0 | 0 | 0 | 0 | 0 | 0 | 0 | 0 | 0 | 0 | 0 | 2013 Qtr 1: 0; 2013 Qtr 2: 0; 2013 Qtr 3: 0; 2013 Qtr 4: 0; 2014 Qtr 1: 0; 2014 Qtr 2: 0; 2014 Qtr 3: 0; 2014 Qtr 4: 0; 2015 Qtr 1: 0; 2015 Qtr 2: 0; 2015 Qtr 3: 0; 2015 Qtr 4: 0 | 0
[16 empty] | 0 |  |  | #N/A | [26 empty] | 0% | 0% |  | 0 | 0 | 0 | 0 | 0 | 0 | 0 | 0 | 0 | 0 | 0 | 2013 Qtr 1: 0; 2013 Qtr 2: 0; 2013 Qtr 3: 0; 2013 Qtr 4: 0; 2014 Qtr 1: 0; 2014 Qtr 2: 0; 2014 Qtr 3: 0; 2014 Qtr 4: 0; 2015 Qtr 1: 0; 2015 Qtr 2: 0; 2015 Qtr 3: 0; 2015 Qtr 4: 0 | 0
[16 empty] | 0 |  |  | #N/A | [26 empty] | 0% | 0% |  | 0 | 0 | 0 | 0 | 0 | 0 | 0 | 0 | 0 | 0 | 0 | 2013 Qtr 1: 0; 2013 Qtr 2: 0; 2013 Qtr 3: 0; 2013 Qtr 4: 0; 2014 Qtr 1: 0; 2014 Qtr 2: 0; 2014 Qtr 3: 0; 2014 Qtr 4: 0; 2015 Qtr 1: 0; 2015 Qtr 2: 0; 2015 Qtr 3: 0; 2015 Qtr 4: 0 | 0
[16 empty] | 0 |  |  | #N/A | [26 empty] | 0% | 0% |  | 0 | 0 | 0 | 0 | 0 | 0 | 0 | 0 | 0 | 0 | 0 | 2013 Qtr 1: 0; 2013 Qtr 2: 0; 2013 Qtr 3: 0; 2013 Qtr 4: 0; 2014 Qtr 1: 0; 2014 Qtr 2: 0; 2014 Qtr 3: 0; 2014 Qtr 4: 0; 2015 Qtr 1: 0; 2015 Qtr 2: 0; 2015 Qtr 3: 0; 2015 Qtr 4: 0 | 0
[16 empty] | 0 |  |  | #N/A | [26 empty] | 0% | 0% |  | 0 | 0 | 0 | 0 | 0 | 0 | 0 | 0 | 0 | 0 | 0 | 2013 Qtr 1: 0; 2013 Qtr 2: 0; 2013 Qtr 3: 0; 2013 Qtr 4: 0; 2014 Qtr 1: 0; 2014 Qtr 2: 0; 2014 Qtr 3: 0; 2014 Qtr 4: 0; 2015 Qtr 1: 0; 2015 Qtr 2: 0; 2015 Qtr 3: 0; 2015 Qtr 4: 0 | 0
[16 empty] | 0 |  |  | #N/A | [26 empty] | 0% | 0% |  | 0 | 0 | 0 | 0 | 0 | 0 | 0 | 0 | 0 | 0 | 0 | 2013 Qtr 1: 0; 2013 Qtr 2: 0; 2013 Qtr 3: 0; 2013 Qtr 4: 0; 2014 Qtr 1: 0; 2014 Qtr 2: 0; 2014 Qtr 3: 0; 2014 Qtr 4: 0; 2015 Qtr 1: 0; 2015 Qtr 2: 0; 2015 Qtr 3: 0; 2015 Qtr 4: 0 | 0
[16 empty] | 0 |  |  | #N/A | [26 empty] | 0% | 0% |  | 0 | 0 | 0 | 0 | 0 | 0 | 0 | 0 | 0 | 0 | 0 | 2013 Qtr 1: 0; 2013 Qtr 2: 0; 2013 Qtr 3: 0; 2013 Qtr 4: 0; 2014 Qtr 1: 0; 2014 Qtr 2: 0; 2014 Qtr 3: 0; 2014 Qtr 4: 0; 2015 Qtr 1: 0; 2015 Qtr 2: 0; 2015 Qtr 3: 0; 2015 Qtr 4: 0 | 0
[16 empty] | 0 |  |  | #N/A | [26 empty] | 0% | 0% |  | 0 | 0 | 0 | 0 | 0 | 0 | 0 | 0 | 0 | 0 | 0 | 2013 Qtr 1: 0; 2013 Qtr 2: 0; 2013 Qtr 3: 0; 2013 Qtr 4: 0; 2014 Qtr 1: 0; 2014 Qtr 2: 0; 2014 Qtr 3: 0; 2014 Qtr 4: 0; 2015 Qtr 1: 0; 2015 Qtr 2: 0; 2015 Qtr 3: 0; 2015 Qtr 4: 0 | 0
[16 empty] | 0 |  |  | #N/A | [26 empty] | 0% | 0% |  | 0 | 0 | 0 | 0 | 0 | 0 | 0 | 0 | 0 | 0 | 0 | 2013 Qtr 1: 0; 2013 Qtr 2: 0; 2013 Qtr 3: 0; 2013 Qtr 4: 0; 2014 Qtr 1: 0; 2014 Qtr 2: 0; 2014 Qtr 3: 0; 2014 Qtr 4: 0; 2015 Qtr 1: 0; 2015 Qtr 2: 0; 2015 Qtr 3: 0; 2015 Qtr 4: 0 | 0
[16 empty] | 0 |  |  | #N/A | [26 empty] | 0% | 0% |  | 0 | 0 | 0 | 0 | 0 | 0 | 0 | 0 | 0 | 0 | 0 | 2013 Qtr 1: 0; 2013 Qtr 2: 0; 2013 Qtr 3: 0; 2013 Qtr 4: 0; 2014 Qtr 1: 0; 2014 Qtr 2: 0; 2014 Qtr 3: 0; 2014 Qtr 4: 0; 2015 Qtr 1: 0; 2015 Qtr 2: 0; 2015 Qtr 3: 0; 2015 Qtr 4: 0 | 0
[16 empty] | 0 |  |  | #N/A | [26 empty] | 0% | 0% |  | 0 | 0 | 0 | 0 | 0 | 0 | 0 | 0 | 0 | 0 | 0 | 2013 Qtr 1: 0; 2013 Qtr 2: 0; 2013 Qtr 3: 0; 2013 Qtr 4: 0; 2014 Qtr 1: 0; 2014 Qtr 2: 0; 2014 Qtr 3: 0; 2014 Qtr 4: 0; 2015 Qtr 1: 0; 2015 Qtr 2: 0; 2015 Qtr 3: 0; 2015 Qtr 4: 0 | 0
[16 empty] | 0 |  |  | #N/A | [26 empty] | 0% | 0% |  | 0 | 0 | 0 | 0 | 0 | 0 | 0 | 0 | 0 | 0 | 0 | 2013 Qtr 1: 0; 2013 Qtr 2: 0; 2013 Qtr 3: 0; 2013 Qtr 4: 0; 2014 Qtr 1: 0; 2014 Qtr 2: 0; 2014 Qtr 3: 0; 2014 Qtr 4: 0; 2015 Qtr 1: 0; 2015 Qtr 2: 0; 2015 Qtr 3: 0; 2015 Qtr 4: 0 | 0
[16 empty] | 0 |  |  | #N/A | [26 empty] | 0% | 0% |  | 0 | 0 | 0 | 0 | 0 | 0 | 0 | 0 | 0 | 0 | 0 | 2013 Qtr 1: 0; 2013 Qtr 2: 0; 2013 Qtr 3: 0; 2013 Qtr 4: 0; 2014 Qtr 1: 0; 2014 Qtr 2: 0; 2014 Qtr 3: 0; 2014 Qtr 4: 0; 2015 Qtr 1: 0; 2015 Qtr 2: 0; 2015 Qtr 3: 0; 2015 Qtr 4: 0 | 0
[16 empty] | 0 |  |  | #N/A | [26 empty] | 0% | 0% |  | 0 | 0 | 0 | 0 | 0 | 0 | 0 | 0 | 0 | 0 | 0 | 2013 Qtr 1: 0; 2013 Qtr 2: 0; 2013 Qtr 3: 0; 2013 Qtr 4: 0; 2014 Qtr 1: 0; 2014 Qtr 2: 0; 2014 Qtr 3: 0; 2014 Qtr 4: 0; 2015 Qtr 1: 0; 2015 Qtr 2: 0; 2015 Qtr 3: 0; 2015 Qtr 4: 0 | 0
[16 empty] | 0 |  |  | #N/A | [26 empty] | 0% | 0% |  | 0 | 0 | 0 | 0 | 0 | 0 | 0 | 0 | 0 | 0 | 0 | 2013 Qtr 1: 0; 2013 Qtr 2: 0; 2013 Qtr 3: 0; 2013 Qtr 4: 0; 2014 Qtr 1: 0; 2014 Qtr 2: 0; 2014 Qtr 3: 0; 2014 Qtr 4: 0; 2015 Qtr 1: 0; 2015 Qtr 2: 0; 2015 Qtr 3: 0; 2015 Qtr 4: 0 | 0
[16 empty] | 0 |  |  | #N/A | [26 empty] | 0% | 0% |  | 0 | 0 | 0 | 0 | 0 | 0 | 0 | 0 | 0 | 0 | 0 | 2013 Qtr 1: 0; 2013 Qtr 2: 0; 2013 Qtr 3: 0; 2013 Qtr 4: 0; 2014 Qtr 1: 0; 2014 Qtr 2: 0; 2014 Qtr 3: 0; 2014 Qtr 4: 0; 2015 Qtr 1: 0; 2015 Qtr 2: 0; 2015 Qtr 3: 0; 2015 Qtr 4: 0 | 0
[16 empty] | 0 |  |  | #N/A | [26 empty] | 0% | 0% |  | 0 | 0 | 0 | 0 | 0 | 0 | 0 | 0 | 0 | 0 | 0 | 2013 Qtr 1: 0; 2013 Qtr 2: 0; 2013 Qtr 3: 0; 2013 Qtr 4: 0; 2014 Qtr 1: 0; 2014 Qtr 2: 0; 2014 Qtr 3: 0; 2014 Qtr 4: 0; 2015 Qtr 1: 0; 2015 Qtr 2: 0; 2015 Qtr 3: 0; 2015 Qtr 4: 0 | 0
[16 empty] | 0 |  |  | #N/A | [26 empty] | 0% | 0% |  | 0 | 0 | 0 | 0 | 0 | 0 | 0 | 0 | 0 | 0 | 0 | 2013 Qtr 1: 0; 2013 Qtr 2: 0; 2013 Qtr 3: 0; 2013 Qtr 4: 0; 2014 Qtr 1: 0; 2014 Qtr 2: 0; 2014 Qtr 3: 0; 2014 Qtr 4: 0; 2015 Qtr 1: 0; 2015 Qtr 2: 0; 2015 Qtr 3: 0; 2015 Qtr 4: 0 | 0
[16 empty] | 0 |  |  | #N/A | [26 empty] | 0% | 0% |  | 0 | 0 | 0 | 0 | 0 | 0 | 0 | 0 | 0 | 0 | 0 | 2013 Qtr 1: 0; 2013 Qtr 2: 0; 2013 Qtr 3: 0; 2013 Qtr 4: 0; 2014 Qtr 1: 0; 2014 Qtr 2: 0; 2014 Qtr 3: 0; 2014 Qtr 4: 0; 2015 Qtr 1: 0; 2015 Qtr 2: 0; 2015 Qtr 3: 0; 2015 Qtr 4: 0 | 0
|  |  | Climate Zones | Sectors | End Use Validation List |  | Measure Types for Measure Life |  | Gas Sector | Gas Savings Profile | Combustor Type | bar: 2013 Qtr 2; 2015 Qtr 3; 2016 Qtr 2; 2018 Qtr 2; 2020 Qtr 2; 2022 Qtr 2
|  |  | 7 | RES | res:DEER:Indoor_CFL_Ltg |  | NONRESIDENTIAL MEASURES: |  | Residential | Summer Only | Large Boilers (>100 MMBtu/hr Heat Input):Uncontrolled | bar: 2013 Qtr 1 to 2013 Qtr 2; 2014 Qtr 4 to 2016 Qtr 2; 2017 Qtr 2; 2018 Qtr 1 to 2018 Qtr 2; 2019 Qtr 2; 2020 Qtr 1 to 2020 Qtr 2; 2021 Qtr 2; 2022 Qtr 1 to 2022 Qtr 2; 2023 Qtr 2 to 2023 Qtr 4
|  |  | 10 | NON_RES | res:DEER:Indoor_CFL_Ltg |  | **************************************************************** |  | Commercial | Winter Only | Large Boilers (>100 MMBtu/hr Heat Input):Controlled Low NOx Burner | bar: 2013 Qtr 1 to 2013 Qtr 2; 2014 Qtr 4 to 2016 Qtr 2; 2017 Qtr 2; 2018 Qtr 1 to 2018 Qtr 2; 2019 Qtr 2; 2020 Qtr 1 to 2020 Qtr 2; 2021 Qtr 2; 2022 Qtr 1 to 2022 Qtr 2; 2023 Qtr 2 to 2023 Qtr 4
|  |  | 15 | Residential | res:DEER:Indoor_CFL_Ltg |  | Ballast – Dimmable: NR - 11 |  | Core | Annual | Large Boilers (>100 MMBtu/hr Heat Input):Controlled – Flue Gas Recirculation | bar: 2013 Qtr 1 to 2013 Qtr 2; 2014 Qtr 4 to 2016 Qtr 2; 2017 Qtr 2; 2018 Qtr 1 to 2018 Qtr 2; 2019 Qtr 2; 2020 Qtr 1 to 2020 Qtr 2; 2021 Qtr 2; 2022 Qtr 1 to 2022 Qtr 2; 2023 Qtr 2 to 2023 Qtr 4
|  |  | 15 | Commercial | res:DEER:Indoor_CFL_Ltg |  | Ballast – Electronic: NR - 11 |  |  |  | Small Boilers (<100 MMBtu/hr Heat Input):Uncontrolled | bar: 2013 Qtr 1 to 2013 Qtr 2; 2014 Qtr 4 to 2016 Qtr 2; 2017 Qtr 2; 2018 Qtr 1 to 2018 Qtr 2; 2019 Qtr 2; 2020 Qtr 1 to 2020 Qtr 2; 2021 Qtr 2; 2022 Qtr 1 to 2022 Qtr 2; 2023 Qtr 2 to 2023 Qtr 4
|  |  | System | Industrial | res:DEER:Indoor_CFL_Ltg |  | Fluorescent Fixture – T8: C/I/A - 11 |  |  |  | Small Boilers (<100 MMBtu/hr Heat Input):Controlled Low NOx Burner | bar: 2013 Qtr 1 to 2013 Qtr 2; 2014 Qtr 4 to 2016 Qtr 2; 2017 Qtr 2; 2018 Qtr 1 to 2018 Qtr 2; 2019 Qtr 2; 2020 Qtr 1 to 2020 Qtr 2; 2021 Qtr 2; 2022 Qtr 1 to 2022 Qtr 2; 2023 Qtr 2 to 2023 Qtr 4
|  |  |  | Agricultural | res:DEER:RefgFrzr_HighEff |  | Fixture: T8 Lamp & Electronic Ballast: C/I/A - 11 |  |  |  | Small Boilers (<100 MMBtu/hr Heat Input):Controlled – Flue Gas Recirculation | bar: 2013 Qtr 1 to 2013 Qtr 2; 2014 Qtr 4 to 2016 Qtr 2; 2017 Qtr 2; 2018 Qtr 1 to 2018 Qtr 2; 2019 Qtr 2; 2020 Qtr 1 to 2020 Qtr 2; 2021 Qtr 2; 2022 Qtr 1 to 2022 Qtr 2; 2023 Qtr 2 to 2023 Qtr 4
|  |  |  | Not Used | res:DEER:RefgFrzr_HighEff |  | T8 Fixtures – 17 Watt Lamp, 2ft or 32-watt Lamp, 4ft 11 |  |  |  | Residential Furnaces (<0.3):Uncontrolled | bar: 2013 Qtr 1 to 2013 Qtr 2; 2014 Qtr 4 to 2016 Qtr 2; 2017 Qtr 2; 2018 Qtr 1 to 2018 Qtr 2; 2019 Qtr 2; 2020 Qtr 1 to 2020 Qtr 2; 2021 Qtr 2; 2022 Qtr 1 to 2022 Qtr 2; 2023 Qtr 2 to 2023 Qtr 4
[5 empty] | res:DEER:RefgFrzr_HighEff |  | T8 Lamps: C/I/A - 5 | bar: 2013 Qtr 1 to 2013 Qtr 2; 2014 Qtr 4 to 2016 Qtr 2; 2017 Qtr 2; 2018 Qtr 1 to 2018 Qtr 2; 2019 Qtr 2; 2020 Qtr 1 to 2020 Qtr 2; 2021 Qtr 2; 2022 Qtr 1 to 2022 Qtr 2; 2023 Qtr 2 to 2023 Qtr 4
[5 empty] | res:DEER:RefgFrzr_HighEff |  | High Efficiency Lighting (HID): NR - 16 | bar: 2013 Qtr 1 to 2013 Qtr 2; 2014 Qtr 4 to 2016 Qtr 2; 2017 Qtr 2; 2018 Qtr 1 to 2018 Qtr 2; 2019 Qtr 2; 2020 Qtr 1 to 2020 Qtr 2; 2021 Qtr 2; 2022 Qtr 1 to 2022 Qtr 2; 2023 Qtr 2 to 2023 Qtr 4
[5 empty] | res:DEER:RefgFrzr_HighEff |  | High Output T5 Fixture: NR - 16 |  | Electric Rate | Gas Rate | bar: 2013 Qtr 1 to 2013 Qtr 2; 2014 Qtr 4 to 2016 Qtr 2; 2017 Qtr 2; 2018 Qtr 1 to 2018 Qtr 2; 2019 Qtr 2; 2020 Qtr 1 to 2020 Qtr 2; 2021 Qtr 2; 2022 Qtr 1 to 2022 Qtr 2; 2023 Qtr 2 to 2023 Qtr 4
[5 empty] | res:DEER:RefgFrzr_Recyc-Conditioned |  | Indoor or Outdoor Lighting System Modification: NR - 13.5 |  | Residential | Residential | bar: 2013 Qtr 1 to 2013 Qtr 2; 2014 Qtr 4 to 2016 Qtr 2; 2017 Qtr 2; 2018 Qtr 1 to 2018 Qtr 2; 2019 Qtr 2; 2020 Qtr 1 to 2020 Qtr 2; 2021 Qtr 2; 2022 Qtr 1 to 2022 Qtr 2; 2023 Qtr 2 to 2023 Qtr 4
[5 empty] | res:DEER:RefgFrzr_Recyc-Conditioned |  | Lighting Controls: NR - 16 |  | Commercial | Not Used | bar: 2013 Qtr 1 to 2013 Qtr 2; 2014 Qtr 4 to 2016 Qtr 2; 2017 Qtr 2; 2018 Qtr 1 to 2018 Qtr 2; 2019 Qtr 2; 2020 Qtr 1 to 2020 Qtr 2; 2021 Qtr 2; 2022 Qtr 1 to 2022 Qtr 2; 2023 Qtr 2 to 2023 Qtr 4
[5 empty] | res:DEER:RefgFrzr_Recyc-Conditioned |  | Daylighting Controls; NR - 16 |  | Not Used | Not Used | bar: 2013 Qtr 1 to 2013 Qtr 2; 2014 Qtr 4 to 2016 Qtr 2; 2017 Qtr 2; 2018 Qtr 1 to 2018 Qtr 2; 2019 Qtr 2; 2020 Qtr 1 to 2020 Qtr 2; 2021 Qtr 2; 2022 Qtr 1 to 2022 Qtr 2; 2023 Qtr 2 to 2023 Qtr 4
[5 empty] | res:DEER:RefgFrzr_Recyc-Conditioned |  | Lighting Power Density: NR - 11 |  | Not Used | bar: 2013 Qtr 1 to 2013 Qtr 2; 2014 Qtr 4 to 2016 Qtr 2; 2017 Qtr 2; 2018 Qtr 1 to 2018 Qtr 2; 2019 Qtr 2; 2020 Qtr 1 to 2020 Qtr 2; 2021 Qtr 2; 2022 Qtr 1 to 2022 Qtr 2; 2023 Qtr 2 to 2023 Qtr 4
[5 empty] | res:DEER:RefgFrzr_Recyc-Conditioned |  | Exit Sign – CF Hardware Kit/LED/ Electro-Luminescent: NR - 16 |  | Not Used | bar: 2013 Qtr 1 to 2013 Qtr 2; 2014 Qtr 4 to 2016 Qtr 2; 2017 Qtr 2; 2018 Qtr 1 to 2018 Qtr 2; 2019 Qtr 2; 2020 Qtr 1 to 2020 Qtr 2; 2021 Qtr 2; 2022 Qtr 1 to 2022 Qtr 2; 2023 Qtr 2 to 2023 Qtr 4
[5 empty] | res:DEER:RefgFrzr_Recyc-UnConditioned |  | Occupancy Sensor: NR - 8 |  | 0 | bar: 2013 Qtr 1 to 2013 Qtr 2; 2014 Qtr 4 to 2016 Qtr 2; 2017 Qtr 2; 2018 Qtr 1 to 2018 Qtr 2; 2019 Qtr 2; 2020 Qtr 1 to 2020 Qtr 2; 2021 Qtr 2; 2022 Qtr 1 to 2022 Qtr 2; 2023 Qtr 2 to 2023 Qtr 4
[5 empty] | res:DEER:RefgFrzr_Recyc-UnConditioned |  | Photocell: NR - 8 | bar: 2013 Qtr 1 to 2013 Qtr 2; 2014 Qtr 4 to 2016 Qtr 2; 2017 Qtr 2; 2018 Qtr 1 to 2018 Qtr 2; 2019 Qtr 2; 2020 Qtr 1 to 2020 Qtr 2; 2021 Qtr 2; 2022 Qtr 1 to 2022 Qtr 2; 2023 Qtr 2 to 2023 Qtr 4
[5 empty] | res:DEER:RefgFrzr_Recyc-UnConditioned |  | Time Clock – Lighting: NR - 8 | bar: 2013 Qtr 2; 2015 Qtr 3; 2016 Qtr 2; 2018 Qtr 2; 2020 Qtr 2; 2022 Qtr 2 to 2023 Qtr 4
[5 empty] | res:DEER:RefgFrzr_Recyc-UnConditioned |  | Induction Lamps: NR - 2 | bar: 2013 Qtr 2; 2015 Qtr 3; 2016 Qtr 2; 2018 Qtr 2; 2020 Qtr 2; 2022 Qtr 2 to 2023 Qtr 4
[5 empty] | res:DEER:RefgFrzr_Recyc-UnConditioned |  | Induction Fixture: NR - 16 | bar: 2013 Qtr 2; 2015 Qtr 3; 2016 Qtr 2; 2018 Qtr 2; 2020 Qtr 2; 2022 Qtr 2 to 2023 Qtr 4
[5 empty] | res:DEER:HVAC_Eff_AC |  | Delamp/reflectors: C/I - 11 | bar: 2013 Qtr 2; 2015 Qtr 3; 2016 Qtr 2; 2018 Qtr 2; 2020 Qtr 2; 2022 Qtr 2 to 2023 Qtr 4
[5 empty] | res:DEER:HVAC_Eff_AC |  | Optical Reflectors- new construction: Ind, NRNC - 12 | bar: 2013 Qtr 2; 2015 Qtr 3; 2016 Qtr 2; 2018 Qtr 2; 2020 Qtr 2; 2022 Qtr 2 to 2023 Qtr 4
[5 empty] | res:DEER:HVAC_Eff_AC |  | Optical Reflectors- retrofit: NR - 10 | bar: 2013 Qtr 2; 2015 Qtr 3; 2016 Qtr 2; 2018 Qtr 2; 2020 Qtr 2; 2022 Qtr 2 to 2023 Qtr 4
[5 empty] | res:DEER:HVAC_Eff_AC |  | HID fixture: Interior, >= 176 Watts lamp: Ind - 16 | bar: 2013 Qtr 2; 2015 Qtr 3; 2016 Qtr 2; 2018 Qtr 2; 2020 Qtr 2; 2022 Qtr 2 to 2023 Qtr 4
[5 empty] | res:DEER:HVAC_Eff_AC |  | HID fixture: Interior, 251-400 Watt lamp: Com - 16 | bar: 2013 Qtr 2; 2015 Qtr 3; 2016 Qtr 2; 2018 Qtr 2; 2020 Qtr 2; 2022 Qtr 2 to 2023 Qtr 4
[5 empty] | res:DEER:HVAC_Eff_HP |  | CFL Fixture: Pin based CFL fixture: Com - 12.0 | bar: 2013 Qtr 2; 2015 Qtr 3; 2016 Qtr 2; 2018 Qtr 2; 2020 Qtr 2; 2022 Qtr 2 to 2023 Qtr 4
[5 empty] | res:DEER:HVAC_Eff_HP |  | Screw-in CFL: Education - Primary School: NR - 5.6 | bar: 2013 Qtr 2; 2015 Qtr 3; 2016 Qtr 2; 2018 Qtr 2; 2020 Qtr 2; 2022 Qtr 2 to 2023 Qtr 4
[5 empty] | res:DEER:HVAC_Eff_HP |  | Screw-in CFL: Education - Secondary School: NR - 3.5 | bar: 2013 Qtr 2; 2015 Qtr 3; 2016 Qtr 2; 2018 Qtr 2; 2020 Qtr 2; 2022 Qtr 2 to 2023 Qtr 4
[5 empty] | res:DEER:HVAC_Eff_HP |  | Screw-in CFL: Education - Community College: NR - 2.1 | bar: 2013 Qtr 2; 2015 Qtr 3; 2016 Qtr 2; 2018 Qtr 2; 2020 Qtr 2; 2022 Qtr 2 to 2023 Qtr 4
[5 empty] | res:DEER:HVAC_Eff_HP |  | Screw-in CFL: Education - University: NR - 2.6 | bar: 2013 Qtr 2; 2015 Qtr 3; 2016 Qtr 2; 2018 Qtr 2; 2020 Qtr 2; 2022 Qtr 2 to 2023 Qtr 4
[5 empty] | res:DEER:HVAC_Duct_Sealing |  | Screw-in CFL: Grocery: NR - 1.4 | bar: 2013 Qtr 2; 2015 Qtr 3; 2016 Qtr 2; 2018 Qtr 2; 2020 Qtr 2; 2022 Qtr 2 to 2023 Qtr 4
[5 empty] | res:DEER:HVAC_Duct_Sealing |  | Screw-in CFL: Health/Medical - Hospital: NR - 0.9 | bar: 2013 Qtr 2; 2015 Qtr 3; 2016 Qtr 2; 2018 Qtr 2; 2020 Qtr 2; 2022 Qtr 2 to 2023 Qtr 4
[5 empty] | res:DEER:HVAC_Duct_Sealing |  | Screw-in CFL: Health/Medical - Nursing Home: NR - 0.9 | bar: 2013 Qtr 2; 2015 Qtr 3; 2016 Qtr 2; 2018 Qtr 2; 2020 Qtr 2; 2022 Qtr 2 to 2023 Qtr 4
[5 empty] | res:DEER:HVAC_Duct_Sealing |  | Screw-in CFL: Lodging - Hotel: NR - 0.9 | bar: 2013 Qtr 2; 2015 Qtr 3; 2016 Qtr 2; 2018 Qtr 2; 2020 Qtr 2; 2022 Qtr 2 to 2023 Qtr 4
[5 empty] | res:DEER:HVAC_Duct_Sealing |  | Screw-in CFL: Lodging - Motel: NR - 0.9 | bar: 2013 Qtr 2; 2015 Qtr 3; 2016 Qtr 2; 2018 Qtr 2; 2020 Qtr 2; 2022 Qtr 2 to 2023 Qtr 4
[5 empty] | res:DEER:HVAC_Refrig_Charge |  | Screw-in CFL: Lodging - Guest Rooms: NR - 7.0 | bar: 2013 Qtr 2; 2015 Qtr 3; 2016 Qtr 2; 2018 Qtr 2; 2020 Qtr 2; 2022 Qtr 2 to 2023 Qtr 4
[5 empty] | res:DEER:HVAC_Refrig_Charge |  | Screw-in CFL: Manufacturing - Light Industrial: NR - 2.8 | bar: 2013 Qtr 2; 2015 Qtr 3; 2016 Qtr 2; 2018 Qtr 2; 2020 Qtr 2; 2022 Qtr 2 to 2023 Qtr 4
[5 empty] | res:DEER:HVAC_Refrig_Charge |  | Screw-in CFL: Office - Large: NR - 2.9 | bar: 2022 Qtr 3 to 2023 Qtr 4
[5 empty] | res:DEER:HVAC_Refrig_Charge |  | Screw-in CFL: Office - Small: NR - 3.2 | bar: 2022 Qtr 3 to 2023 Qtr 4
[5 empty] | res:DEER:HVAC_Refrig_Charge |  | Screw-in CFL: Restaurant - Sit-Down: NR - 2.3 | bar: 2022 Qtr 3 to 2023 Qtr 4
[5 empty] | res:DEER:Refg_Chrg_Duct_Seal |  | Screw-in CFL: Restaurant - Fast-Food: NR - 1.3 | bar: 2022 Qtr 3 to 2023 Qtr 4
[5 empty] | res:DEER:Refg_Chrg_Duct_Seal |  | Screw-in CFL: Retail - 3-Story Large: NR - 1.9 | bar: 2022 Qtr 3 to 2023 Qtr 4
[5 empty] | res:DEER:Refg_Chrg_Duct_Seal |  | Screw-in CFL: Retail - Single-Story Large: NR - 1.8 | bar: 2022 Qtr 3 to 2023 Qtr 4
[5 empty] | res:DEER:Refg_Chrg_Duct_Seal |  | Screw-in CFL: Retail - Small: NR - 2.1 | bar: 2022 Qtr 3 to 2023 Qtr 4
[5 empty] | res:DEER:Refg_Chrg_Duct_Seal |  | Screw-in CFL: Storage - Conditioned: NR - 2.8 | bar: 2022 Qtr 3 to 2023 Qtr 4
[5 empty] | res:DEER:RefgFrzr_Recycling |  | Screw-in CFL: Storage - Unconditioned: NR - 2.8 | bar: 2022 Qtr 3 to 2023 Qtr 4
[5 empty] | res:DEER:RefgFrzr_Recycling |  | Screw-in CFL: Warehouse - Refrigerated: NR - 3.1 | bar: 2022 Qtr 3 to 2023 Qtr 4
res:DEER:RefgFrzr_Recycling | bar: 2022 Qtr 3 to 2023 Qtr 4
[5 empty] | res:DEER:RefgFrzr_Recycling |  | HVAC/Refrigeration – SPC: NR - 16 | bar: 2022 Qtr 3 to 2023 Qtr 4
[5 empty] | res:DEER:RefgFrzr_Recycling |  | Chiller – High Efficiency: NR - 20 | bar: 2013 Qtr 3 to 2015 Qtr 3; 2016 Qtr 3 to 2017 Qtr 4; 2018 Qtr 3 to 2019 Qtr 4; 2020 Qtr 3 to 2021 Qtr 4; 2022 Qtr 3 to 2023 Qtr 4
[5 empty] | NON_res:DEER:Indoor_CFL_Ltg |  | Chiller – Variable Speed Drive: NR - 20 | bar: 2013 Qtr 3 to 2015 Qtr 3; 2016 Qtr 3 to 2017 Qtr 4; 2018 Qtr 3 to 2019 Qtr 4; 2020 Qtr 3 to 2021 Qtr 4; 2022 Qtr 3 to 2023 Qtr 4
[5 empty] | NON_res:DEER:Indoor_CFL_Ltg |  | Water Cooled Chillers: NR - 20 | bar: 2013 Qtr 3 to 2015 Qtr 3; 2016 Qtr 3 to 2017 Qtr 4; 2018 Qtr 3 to 2019 Qtr 4; 2020 Qtr 3 to 2021 Qtr 4; 2022 Qtr 3 to 2023 Qtr 4
[5 empty] | NON_res:DEER:Indoor_CFL_Ltg |  | Air Conditioners – High Efficiency: NR - 15 | bar: 2013 Qtr 3 to 2015 Qtr 3; 2016 Qtr 3 to 2017 Qtr 4; 2018 Qtr 3 to 2019 Qtr 4; 2020 Qtr 3 to 2021 Qtr 4; 2022 Qtr 3 to 2023 Qtr 4
[5 empty] | NON_res:DEER:Indoor_CFL_Ltg |  | Packaged HVAC Systems: NR - 15 | bar: 2013 Qtr 3 to 2015 Qtr 3; 2016 Qtr 3 to 2017 Qtr 4; 2018 Qtr 3 to 2019 Qtr 4; 2020 Qtr 3 to 2021 Qtr 4; 2022 Qtr 3 to 2023 Qtr 4
[5 empty] | NON_res:DEER:Indoor_CFL_Ltg |  | Install HVAC EMS: Com - 14 | bar: 2013 Qtr 3 to 2015 Qtr 3; 2016 Qtr 3 to 2017 Qtr 4; 2018 Qtr 3 to 2019 Qtr 4; 2020 Qtr 3 to 2021 Qtr 4; 2022 Qtr 3 to 2023 Qtr 4
[5 empty] | NON_res:DEER:Indoor_Non-CFL_Ltg |  | AC Packaged Terminal Units: NR - 15 | bar: 2013 Qtr 3 to 2015 Qtr 3; 2016 Qtr 3 to 2017 Qtr 4; 2018 Qtr 3 to 2019 Qtr 4; 2020 Qtr 3 to 2021 Qtr 4; 2022 Qtr 3 to 2023 Qtr 4
[5 empty] | NON_res:DEER:Indoor_Non-CFL_Ltg |  | Evaporative Coolers: NR - 15 | bar: 2013 Qtr 3 to 2015 Qtr 3; 2016 Qtr 3 to 2017 Qtr 4; 2018 Qtr 3 to 2019 Qtr 4; 2020 Qtr 3 to 2021 Qtr 4; 2022 Qtr 3 to 2023 Qtr 4
[5 empty] | NON_res:DEER:Indoor_Non-CFL_Ltg |  | Boiler – High Efficiency: NR - 20 | bar: 2013 Qtr 3 to 2015 Qtr 3; 2016 Qtr 3 to 2017 Qtr 4; 2018 Qtr 3 to 2019 Qtr 4; 2020 Qtr 3 to 2021 Qtr 4; 2022 Qtr 3 to 2023 Qtr 4
[5 empty] | NON_res:DEER:Indoor_Non-CFL_Ltg |  | Cooling Towers/Evaporative Condenser: NR - 15 | bar: 2013 Qtr 3 to 2015 Qtr 3; 2016 Qtr 3 to 2017 Qtr 4; 2018 Qtr 3 to 2019 Qtr 4; 2020 Qtr 3 to 2021 Qtr 4; 2022 Qtr 3 to 2023 Qtr 4
[5 empty] | NON_res:DEER:Indoor_Non-CFL_Ltg |  | Heat Pump – Split System: NR - 15 | bar: 2013 Qtr 3 to 2015 Qtr 3; 2016 Qtr 3 to 2017 Qtr 4; 2018 Qtr 3 to 2019 Qtr 4; 2020 Qtr 3 to 2021 Qtr 4; 2022 Qtr 3 to 2023 Qtr 4
[5 empty] | NON_res:DEER:HVAC_Chillers |  | Heat Pump with Integrated Water Heating: NR - 10 | bar: 2013 Qtr 3 to 2015 Qtr 3; 2016 Qtr 3 to 2017 Qtr 4; 2018 Qtr 3 to 2019 Qtr 4; 2020 Qtr 3 to 2021 Qtr 4; 2022 Qtr 3 to 2023 Qtr 4
[5 empty] | NON_res:DEER:HVAC_Chillers |  | Ground Source Heat Pump: NR - 15 | bar: 2013 Qtr 3 to 2015 Qtr 3; 2016 Qtr 3 to 2017 Qtr 4; 2018 Qtr 3 to 2019 Qtr 4; 2020 Qtr 3 to 2021 Qtr 4; 2022 Qtr 3 to 2023 Qtr 4
[5 empty] | NON_res:DEER:HVAC_Chillers |  | Reduce Internal Load: NR - 15 | bar: 2013 Qtr 3 to 2015 Qtr 3; 2016 Qtr 3 to 2017 Qtr 4; 2018 Qtr 3 to 2019 Qtr 4; 2020 Qtr 3 to 2021 Qtr 4; 2022 Qtr 3 to 2023 Qtr 4
[5 empty] | NON_res:DEER:HVAC_Chillers |  | Insulation: NR - 20 | bar: 2013 Qtr 3 to 2015 Qtr 3; 2016 Qtr 3 to 2017 Qtr 4; 2018 Qtr 3 to 2019 Qtr 4; 2020 Qtr 3 to 2021 Qtr 4; 2022 Qtr 3 to 2023 Qtr 4
[5 empty] | NON_res:DEER:HVAC_Chillers |  | Insulation Package: NR - 20 | bar: 2013 Qtr 3 to 2015 Qtr 3; 2016 Qtr 3 to 2017 Qtr 4; 2018 Qtr 3 to 2019 Qtr 4; 2020 Qtr 3 to 2021 Qtr 4; 2022 Qtr 3 to 2023 Qtr 4
[5 empty] | NON_res:DEER:HVAC_Refrig_Charge |  | Reflective Window Film: NR - 10 | bar: 2013 Qtr 3 to 2015 Qtr 3; 2016 Qtr 3 to 2017 Qtr 4; 2018 Qtr 3 to 2019 Qtr 4; 2020 Qtr 3 to 2021 Qtr 4; 2022 Qtr 3 to 2023 Qtr 4
[5 empty] | NON_res:DEER:HVAC_Refrig_Charge |  | Bypass/Delay Timer(lighting): NR - 8 | bar: 2013 Qtr 3 to 2015 Qtr 3; 2016 Qtr 3 to 2017 Qtr 4; 2018 Qtr 3 to 2019 Qtr 4; 2020 Qtr 3 to 2021 Qtr 4; 2022 Qtr 3 to 2023 Qtr 4
[5 empty] | NON_res:DEER:HVAC_Refrig_Charge |  | Set-Back Thermostat: NR - 11 | bar: 2013 Qtr 3 to 2015 Qtr 3; 2016 Qtr 3 to 2017 Qtr 4; 2018 Qtr 3 to 2019 Qtr 4; 2020 Qtr 3 to 2021 Qtr 4; 2022 Qtr 3 to 2023 Qtr 4
[5 empty] | NON_res:DEER:HVAC_Refrig_Charge |  | Time Clock - HVAC: NR - 10 | bar: 2013 Qtr 3 to 2015 Qtr 3; 2016 Qtr 3 to 2017 Qtr 4; 2018 Qtr 3 to 2019 Qtr 4; 2020 Qtr 3 to 2021 Qtr 4; 2022 Qtr 3 to 2023 Qtr 4
[5 empty] | NON_res:DEER:HVAC_Refrig_Charge |  | HVAC/Space Heating/Efficiency (Gas): NR - 18 | bar: 2013 Qtr 3 to 2015 Qtr 3; 2016 Qtr 3 to 2017 Qtr 4; 2018 Qtr 3 to 2019 Qtr 4; 2020 Qtr 3 to 2021 Qtr 4; 2022 Qtr 3 to 2023 Qtr 4
[5 empty] | NON_res:DEER:HVAC_Split-Package_AC |  | Nonresidential Gas – AC: NR - 20 | bar: 2013 Qtr 3 to 2015 Qtr 3; 2016 Qtr 3 to 2017 Qtr 4; 2018 Qtr 3 to 2019 Qtr 4; 2020 Qtr 3 to 2021 Qtr 4; 2022 Qtr 3 to 2023 Qtr 4
NON_res:DEER:HVAC_Split-Package_AC | bar: 2013 Qtr 3 to 2015 Qtr 3; 2016 Qtr 3 to 2017 Qtr 4; 2018 Qtr 3 to 2019 Qtr 4; 2020 Qtr 3 to 2021 Qtr 4; 2022 Qtr 3 to 2023 Qtr 4
[5 empty] | NON_res:DEER:HVAC_Split-Package_AC |  | Adjustable speed drive, application unknown: Ag - 10 | bar: 2013 Qtr 3 to 2015 Qtr 3; 2016 Qtr 3 to 2017 Qtr 4; 2018 Qtr 3 to 2019 Qtr 4; 2020 Qtr 3 to 2021 Qtr 4; 2022 Qtr 3 to 2023 Qtr 4
[5 empty] | NON_res:DEER:HVAC_Split-Package_AC |  | Adjustable speed drive, application unknown: Com - 10 | bar: 2013 Qtr 3 to 2015 Qtr 3; 2016 Qtr 3 to 2017 Qtr 4; 2018 Qtr 3 to 2019 Qtr 4; 2020 Qtr 3 to 2021 Qtr 4; 2022 Qtr 3 to 2023 Qtr 4
[5 empty] | NON_res:DEER:HVAC_Split-Package_AC |  | Adjustable Speed Drive: HVAC fan, 50 HP Max: Com - 10 | bar: 2013 Qtr 3 to 2015 Qtr 3; 2016 Qtr 3 to 2017 Qtr 4; 2018 Qtr 3 to 2019 Qtr 4; 2020 Qtr 3 to 2021 Qtr 4; 2022 Qtr 3 to 2023 Qtr 4
[5 empty] | NON_res:DEER:HVAC_Split-Package_HP |  | Pump repair: Ag - 11 | bar: 2013 Qtr 3 to 2015 Qtr 3; 2016 Qtr 3 to 2017 Qtr 4; 2018 Qtr 3 to 2019 Qtr 4; 2020 Qtr 3 to 2021 Qtr 4; 2022 Qtr 3 to 2023 Qtr 4
[5 empty] | NON_res:DEER:HVAC_Split-Package_HP |  | Injection molding machines: Ind - 15 | bar: 2013 Qtr 3 to 2015 Qtr 3; 2016 Qtr 3 to 2017 Qtr 4; 2018 Qtr 3 to 2019 Qtr 4; 2020 Qtr 3 to 2021 Qtr 4; 2022 Qtr 3 to 2023 Qtr 4
[5 empty] | NON_res:DEER:HVAC_Split-Package_HP |  | Plastic extusion equipment: Ind - 15 | bar: 2013 Qtr 3 to 2015 Qtr 3; 2016 Qtr 3 to 2017 Qtr 4; 2018 Qtr 3 to 2019 Qtr 4; 2020 Qtr 3 to 2021 Qtr 4; 2022 Qtr 3 to 2023 Qtr 4
[5 empty] | NON_res:DEER:HVAC_Split-Package_HP |  | Process cooling: Ind - 15 | bar: 2013 Qtr 3 to 2015 Qtr 3; 2016 Qtr 3 to 2017 Qtr 4; 2018 Qtr 3 to 2019 Qtr 4; 2020 Qtr 3 to 2021 Qtr 4; 2022 Qtr 3 to 2023 Qtr 4
[5 empty] | NON_res:DEER:HVAC_Split-Package_HP |  | Process equipment insulation: Ind - 15 | bar: 2013 Qtr 3 to 2015 Qtr 3; 2016 Qtr 3 to 2017 Qtr 4; 2018 Qtr 3 to 2019 Qtr 4; 2020 Qtr 3 to 2021 Qtr 4; 2022 Qtr 3 to 2023 Qtr 4
NON_res:DEER:HVAC_Duct_Sealing | bar: 2013 Qtr 3 to 2015 Qtr 3; 2016 Qtr 3 to 2017 Qtr 4; 2018 Qtr 3 to 2019 Qtr 4; 2020 Qtr 3 to 2021 Qtr 4; 2022 Qtr 3 to 2023 Qtr 4
[5 empty] | NON_res:DEER:HVAC_Duct_Sealing |  | Horizontal Clothes Washer: NR - 10 | bar: 2013 Qtr 3 to 2015 Qtr 3; 2016 Qtr 3 to 2017 Qtr 4; 2018 Qtr 3 to 2019 Qtr 4; 2020 Qtr 3 to 2021 Qtr 4; 2022 Qtr 3 to 2023 Qtr 4
[5 empty] | NON_res:DEER:HVAC_Duct_Sealing |  | Efficient Dishwashing: NR - 5 | bar: 2013 Qtr 3 to 2015 Qtr 3; 2016 Qtr 3 to 2017 Qtr 4; 2018 Qtr 3 to 2019 Qtr 4; 2020 Qtr 3 to 2021 Qtr 4; 2022 Qtr 3 to 2023 Qtr 4
[5 empty] | NON_res:DEER:HVAC_Duct_Sealing |  | Water Heater Controls: NR - 15 | bar: 2013 Qtr 3 to 2015 Qtr 3; 2016 Qtr 3 to 2017 Qtr 4; 2018 Qtr 3 to 2019 Qtr 4; 2020 Qtr 3 to 2021 Qtr 4; 2022 Qtr 3 to 2023 Qtr 4
[5 empty] | NON_res:DEER:HVAC_Duct_Sealing |  | Cooking measures , Assorted: Com - 12 | bar: 2013 Qtr 3 to 2015 Qtr 3; 2016 Qtr 3 to 2017 Qtr 4; 2018 Qtr 3 to 2019 Qtr 4; 2020 Qtr 3 to 2021 Qtr 4; 2022 Qtr 3 to 2023 Qtr 4
[5 empty] | res:DEER:Res_ClothesDishWasher |  | Water Heater – Gas: NR - 15 | bar: 2013 Qtr 3 to 2015 Qtr 3; 2016 Qtr 3 to 2017 Qtr 4; 2018 Qtr 3 to 2019 Qtr 4; 2020 Qtr 3 to 2021 Qtr 4; 2022 Qtr 3 to 2023 Qtr 4
[5 empty] | res:DEER:Res_BldgShell_Ins |  | Domestic Hot Water Boiler (Gas): NR - 20 | bar: 2013 Qtr 3 to 2015 Qtr 3; 2016 Qtr 3 to 2017 Qtr 4; 2018 Qtr 3 to 2019 Qtr 4; 2020 Qtr 3 to 2021 Qtr 4; 2022 Qtr 3 to 2023 Qtr 4
01-ALC-AllCommercial-Cooling | bar: 2013 Qtr 3 to 2015 Qtr 3; 2016 Qtr 3 to 2017 Qtr 4; 2018 Qtr 3 to 2019 Qtr 4; 2020 Qtr 3 to 2021 Qtr 4; 2022 Qtr 3 to 2023 Qtr 4
[5 empty] | 01-ALC-AllCommercial-ExtLight |  | Auto Closer for Cooler/Freezer: NR - 8 | bar: 2013 Qtr 3 to 2015 Qtr 3; 2016 Qtr 3 to 2017 Qtr 4; 2018 Qtr 3 to 2019 Qtr 4; 2020 Qtr 3 to 2021 Qtr 4; 2022 Qtr 3 to 2023 Qtr 4
[5 empty] | 01-ALC-AllCommercial-IntLight |  | Door Gaskets: NR - 4 | bar: 2013 Qtr 3 to 2015 Qtr 3; 2016 Qtr 3 to 2017 Qtr 4; 2018 Qtr 3 to 2019 Qtr 4; 2020 Qtr 3 to 2021 Qtr 4; 2022 Qtr 3 to 2023 Qtr 4
[5 empty] | 01-ALC-AllCommercial-OffEquip |  | Floating Head Pressure: NR - 16 | bar: 2013 Qtr 3 to 2015 Qtr 3; 2016 Qtr 3 to 2017 Qtr 4; 2018 Qtr 3 to 2019 Qtr 4; 2020 Qtr 3 to 2021 Qtr 4; 2022 Qtr 3 to 2023 Qtr 4
[5 empty] | 01-ALC-AllCommercial-Refrig |  | Heatless Door: NR - 16 | bar: 2013 Qtr 3 to 2015 Qtr 3; 2016 Qtr 3 to 2017 Qtr 4; 2018 Qtr 3 to 2019 Qtr 4; 2020 Qtr 3 to 2021 Qtr 4; 2022 Qtr 3 to 2023 Qtr 4
[5 empty] | 01-ALC-AllCommercial-Vent/Fan |  | Humidistat Control for Anti-Sweat Heater: NR - 12 | bar: 2013 Qtr 3 to 2015 Qtr 3; 2016 Qtr 3 to 2017 Qtr 4; 2018 Qtr 3 to 2019 Qtr 4; 2020 Qtr 3 to 2021 Qtr 4; 2022 Qtr 3 to 2023 Qtr 4
[5 empty] | 02-ASM-Assembly-Cooling |  | Insulation on Refrigeration Suction Line: NR - 11 | bar: 2013 Qtr 3 to 2015 Qtr 3; 2016 Qtr 3 to 2017 Qtr 4; 2018 Qtr 3 to 2019 Qtr 4; 2020 Qtr 3 to 2021 Qtr 4; 2022 Qtr 3 to 2023 Qtr 4
[5 empty] | 02-ASM-Assembly-Exit |  | Night Covers for Display Cases: NR - 5 | bar: 2013 Qtr 3 to 2015 Qtr 3; 2016 Qtr 3 to 2017 Qtr 4; 2018 Qtr 3 to 2019 Qtr 4; 2020 Qtr 3 to 2021 Qtr 4; 2022 Qtr 3 to 2023 Qtr 4
[5 empty] | 02-ASM-Assembly-ExtLight |  | PSC Evaporator Motor – Walkin/ Display: NR - 15 | bar: 2013 Qtr 3 to 2015 Qtr 3; 2016 Qtr 3 to 2017 Qtr 4; 2018 Qtr 3 to 2019 Qtr 4; 2020 Qtr 3 to 2021 Qtr 4; 2022 Qtr 3 to 2023 Qtr 4
[5 empty] | 02-ASM-Assembly-IntLight |  | Refrigeration Case Doors – Glass/Acrylic: NR - 12 | bar: 2013 Qtr 3 to 2015 Qtr 3; 2016 Qtr 3 to 2017 Qtr 4; 2018 Qtr 3 to 2019 Qtr 4; 2020 Qtr 3 to 2021 Qtr 4; 2022 Qtr 3 to 2023 Qtr 4
[5 empty] | 03-BCR-BothResidentialandCommercial-COOL |  | Refrigerator Case with Doors: NR - 12 | bar: 2013 Qtr 3 to 2015 Qtr 3; 2016 Qtr 3 to 2017 Qtr 4; 2018 Qtr 3 to 2019 Qtr 4; 2020 Qtr 3 to 2021 Qtr 4; 2022 Qtr 3 to 2023 Qtr 4
[5 empty] | 03-BCR-BothResidentialandCommercial-LIT_INT |  | Refrigerator Condensate Evaporator – Elec/Non Elec: NR - 8 | bar: 2013 Qtr 3 to 2015 Qtr 3; 2016 Qtr 3 to 2017 Qtr 4; 2018 Qtr 3 to 2019 Qtr 4; 2020 Qtr 3 to 2021 Qtr 4; 2022 Qtr 3 to 2023 Qtr 4
[5 empty] | 03-BCR-BothResidentialandCommercial-OFF_EQ |  | Strip Curtains for Walk-Ins: NR - 4 | bar: 2013 Qtr 3 to 2015 Qtr 3; 2016 Qtr 3 to 2017 Qtr 4; 2018 Qtr 3 to 2019 Qtr 4; 2020 Qtr 3 to 2021 Qtr 4; 2022 Qtr 3 to 2023 Qtr 4
[5 empty] | 03-BCR-BothResidentialandCommercial-LIT_EXT |  | Ballast: Electronic, for display case: NR - 11 | bar: 2013 Qtr 3 to 2015 Qtr 3; 2016 Qtr 3 to 2017 Qtr 4; 2018 Qtr 3 to 2019 Qtr 4; 2020 Qtr 3 to 2021 Qtr 4; 2022 Qtr 3 to 2023 Qtr 4
[5 empty] | 03-BCR-BothResidentialandCommercial-REFG |  | Defrost: NR - 16 | bar: 2013 Qtr 3 to 2015 Qtr 3; 2016 Qtr 3 to 2017 Qtr 4; 2018 Qtr 3 to 2019 Qtr 4; 2020 Qtr 3 to 2021 Qtr 4; 2022 Qtr 3 to 2023 Qtr 4
[5 empty] | 03-BCR-BothResidentialandCommercial-VENT |  | FHP & EFF Conditioner: NR - 16 | bar: 2013 Qtr 3 to 2015 Qtr 3; 2016 Qtr 3 to 2017 Qtr 4; 2018 Qtr 3 to 2019 Qtr 4; 2020 Qtr 3 to 2021 Qtr 4; 2022 Qtr 3 to 2023 Qtr 4
[5 empty] | 04-DMO-ResidentialMobileHome–DoubleWide-CL_DRY |  | High-efficiency Liquid Suction Heat Exchangers: NR - 16 | bar: 2013 Qtr 3 to 2015 Qtr 3; 2016 Qtr 3 to 2017 Qtr 4; 2018 Qtr 3 to 2019 Qtr 4; 2020 Qtr 3 to 2021 Qtr 4; 2022 Qtr 3 to 2023 Qtr 4
[5 empty] | 04-DMO-ResidentialMobileHome–DoubleWide-CL_WASH |  | Night Shields on Refrigerator and Freezer Cases: NR - 5 | bar: 2013 Qtr 3 to 2015 Qtr 3; 2016 Qtr 3 to 2017 Qtr 4; 2018 Qtr 3 to 2019 Qtr 4; 2020 Qtr 3 to 2021 Qtr 4; 2022 Qtr 3 to 2023 Qtr 4
[5 empty] | 04-DMO-ResidentialMobileHome–DoubleWide-DSH_WASH |  | Walk-in Refrigerator or Freezer: Evaporative Fan Controller: NR - 5 | bar: 2013 Qtr 3 to 2015 Qtr 3; 2016 Qtr 3 to 2017 Qtr 4; 2018 Qtr 3 to 2019 Qtr 4; 2020 Qtr 3 to 2021 Qtr 4; 2022 Qtr 3 to 2023 Qtr 4
[5 empty] | 04-DMO-ResidentialMobileHome–DoubleWide-FREEZ |  | Multiplec Refrigeration Systems/Supermarket Systems: NR - 10 | bar: 2013 Qtr 3 to 2015 Qtr 3; 2016 Qtr 3 to 2017 Qtr 4; 2018 Qtr 3 to 2019 Qtr 4; 2020 Qtr 3 to 2021 Qtr 4; 2022 Qtr 3 to 2023 Qtr 4
04-DMO-ResidentialMobileHome–DoubleWide-LIGHT | bar: 2013 Qtr 3 to 2015 Qtr 3; 2016 Qtr 3 to 2017 Qtr 4; 2018 Qtr 3 to 2019 Qtr 4; 2020 Qtr 3 to 2021 Qtr 4; 2022 Qtr 3 to 2023 Qtr 4
[5 empty] | 04-DMO-ResidentialMobileHome–DoubleWide-POOL_PMP |  | Kiln/Oven/Furnace: NR - 18 | bar: 2013 Qtr 3 to 2015 Qtr 3; 2016 Qtr 3 to 2017 Qtr 4; 2018 Qtr 3 to 2019 Qtr 4; 2020 Qtr 3 to 2021 Qtr 4; 2022 Qtr 3 to 2023 Qtr 4
[5 empty] | 04-DMO-ResidentialMobileHome–DoubleWide-REFG |  | Thermal Night Curtains: NR - 5 | bar: 2013 Qtr 3 to 2015 Qtr 3; 2016 Qtr 3 to 2017 Qtr 4; 2018 Qtr 3 to 2019 Qtr 4; 2020 Qtr 3 to 2021 Qtr 4; 2022 Qtr 3 to 2023 Qtr 4
[5 empty] | 04-DMO-ResidentialMobileHome–DoubleWide-SP_COOL |  | Custom Measures – SPC: NR - 15 | bar: 2013 Qtr 3 to 2015 Qtr 3; 2016 Qtr 3 to 2017 Qtr 4; 2018 Qtr 3 to 2019 Qtr 4; 2020 Qtr 3 to 2021 Qtr 4; 2022 Qtr 3 to 2023 Qtr 4
[5 empty] | 04-DMO-ResidentialMobileHome–DoubleWide-SP_HEAT |  | Local Government Partnership: NR - 11 | bar: 2013 Qtr 3 to 2015 Qtr 3; 2016 Qtr 3 to 2017 Qtr 4; 2018 Qtr 3 to 2019 Qtr 4; 2020 Qtr 3 to 2021 Qtr 4; 2022 Qtr 3 to 2023 Qtr 4
[5 empty] | 04-DMO-ResidentialMobileHome–DoubleWide-WAT_HEAT |  | Audits: NR - 3 | bar: 2013 Qtr 3 to 2015 Qtr 3; 2016 Qtr 3 to 2017 Qtr 4; 2018 Qtr 3 to 2019 Qtr 4; 2020 Qtr 3 to 2021 Qtr 4; 2022 Qtr 3 to 2023 Qtr 4
[5 empty] | 05-ECC-Education–CommunityCollege-COOL |  | Plug Load Sensor: NR - 10 | bar: 2013 Qtr 3 to 2015 Qtr 3; 2016 Qtr 3 to 2017 Qtr 4; 2018 Qtr 3 to 2019 Qtr 4; 2020 Qtr 3 to 2021 Qtr 4; 2022 Qtr 3 to 2023 Qtr 4
[5 empty] | 05-ECC-Education–CommunityCollege-LIT_INT |  | Information: NR - 1 | bar: 2013 Qtr 3 to 2015 Qtr 3; 2016 Qtr 3 to 2017 Qtr 4; 2018 Qtr 3 to 2019 Qtr 4; 2020 Qtr 3 to 2021 Qtr 4; 2022 Qtr 3 to 2023 Qtr 4
[5 empty] | 05-ECC-Education–CommunityCollege-OFF_EQ |  | High Efficiency Motors: NR - 15 | bar: 2013 Qtr 3 to 2015 Qtr 3; 2016 Qtr 3 to 2017 Qtr 4; 2018 Qtr 3 to 2019 Qtr 4; 2020 Qtr 3 to 2021 Qtr 4; 2022 Qtr 3 to 2023 Qtr 4
[5 empty] | 05-ECC-Education–CommunityCollege-LIT_EXT |  | Process Overhaul: NR - 20 | bar: 2013 Qtr 3 to 2015 Qtr 3; 2016 Qtr 3 to 2017 Qtr 4; 2018 Qtr 3 to 2019 Qtr 4; 2020 Qtr 3 to 2021 Qtr 4; 2022 Qtr 3 to 2023 Qtr 4
[5 empty] | 05-ECC-Education–CommunityCollege-REFG |  | System Controls: NR - 15 | bar: 2013 Qtr 3 to 2015 Qtr 3; 2016 Qtr 3 to 2017 Qtr 4; 2018 Qtr 3 to 2019 Qtr 4; 2020 Qtr 3 to 2021 Qtr 4; 2022 Qtr 3 to 2023 Qtr 4
05-ECC-Education–CommunityCollege-VENT | bar: 2013 Qtr 3 to 2015 Qtr 3; 2016 Qtr 3 to 2017 Qtr 4; 2018 Qtr 3 to 2019 Qtr 4; 2020 Qtr 3 to 2021 Qtr 4; 2022 Qtr 3 to 2023 Qtr 4
06-EPR-Education–PrimarySchool-COOL | bar: 2013 Qtr 3 to 2015 Qtr 3; 2016 Qtr 3 to 2017 Qtr 4; 2018 Qtr 3 to 2019 Qtr 4; 2020 Qtr 3 to 2021 Qtr 4; 2022 Qtr 3 to 2023 Qtr 4
[5 empty] | 06-EPR-Education–PrimarySchool-LIT_INT |  | RESIDENTIAL MEASURES | bar: 2013 Qtr 3 to 2015 Qtr 3; 2016 Qtr 3 to 2017 Qtr 4; 2018 Qtr 3 to 2019 Qtr 4; 2020 Qtr 3 to 2021 Qtr 4; 2022 Qtr 3 to 2023 Qtr 4
[5 empty] | 06-EPR-Education–PrimarySchool-OFF_EQ |  | **************************************************************** | bar: 2013 Qtr 3 to 2015 Qtr 3; 2016 Qtr 3 to 2017 Qtr 4; 2018 Qtr 3 to 2019 Qtr 4; 2020 Qtr 3 to 2021 Qtr 4; 2022 Qtr 3 to 2023 Qtr 4
[5 empty] | 06-EPR-Education–PrimarySchool-LIT_EXT |  | T8 Fixtures ; lamp or ballast: Res - 15 | bar: 2013 Qtr 3 to 2015 Qtr 3; 2016 Qtr 3 to 2017 Qtr 4; 2018 Qtr 3 to 2019 Qtr 4; 2020 Qtr 3 to 2021 Qtr 4; 2022 Qtr 3 to 2023 Qtr 4
[5 empty] | 06-EPR-Education–PrimarySchool-REFG |  | Pin based CFL Fixture: Res - 16 | bar: 2013 Qtr 3 to 2015 Qtr 3; 2016 Qtr 3 to 2017 Qtr 4; 2018 Qtr 3 to 2019 Qtr 4; 2020 Qtr 3 to 2021 Qtr 4; 2022 Qtr 3 to 2023 Qtr 4
[5 empty] | 06-EPR-Education–PrimarySchool-VENT |  | CFL: Indoor Screw in: Res - 9.4 | bar: 2013 Qtr 3 to 2015 Qtr 3; 2016 Qtr 3 to 2017 Qtr 4; 2018 Qtr 3 to 2019 Qtr 4; 2020 Qtr 3 to 2021 Qtr 4; 2022 Qtr 3 to 2023 Qtr 4
[5 empty] | 07-ESE-Education–SecondarySchool-COOL |  | CFL: Outdoor Screw in: Res - 7 | bar: 2013 Qtr 3 to 2015 Qtr 3; 2016 Qtr 3 to 2017 Qtr 4; 2018 Qtr 3 to 2019 Qtr 4; 2020 Qtr 3 to 2021 Qtr 4; 2022 Qtr 3 to 2023 Qtr 4
[5 empty] | 07-ESE-Education–SecondarySchool-LIT_INT |  | Torchiere: Res - 9 | bar: 2013 Qtr 3 to 2015 Qtr 3; 2016 Qtr 3 to 2017 Qtr 4; 2018 Qtr 3 to 2019 Qtr 4; 2020 Qtr 3 to 2021 Qtr 4; 2022 Qtr 3 to 2023 Qtr 4
07-ESE-Education–SecondarySchool-OFF_EQ | bar: 2013 Qtr 3 to 2015 Qtr 3; 2016 Qtr 3 to 2017 Qtr 4; 2018 Qtr 3 to 2019 Qtr 4; 2020 Qtr 3 to 2021 Qtr 4; 2022 Qtr 3 to 2023 Qtr 4
[5 empty] | 07-ESE-Education–SecondarySchool-LIT_EXT |  | Air Conditioners with SEER >= 11.0: Res - 18 | bar: 2013 Qtr 3 to 2015 Qtr 3; 2016 Qtr 3 to 2017 Qtr 4; 2018 Qtr 3 to 2019 Qtr 4; 2020 Qtr 3 to 2021 Qtr 4; 2022 Qtr 3 to 2023 Qtr 4
[5 empty] | 07-ESE-Education–SecondarySchool-REFG |  | Central Air Conditioners: Res - 18 | bar: 2013 Qtr 3 to 2015 Qtr 3; 2016 Qtr 3 to 2017 Qtr 4; 2018 Qtr 3 to 2019 Qtr 4; 2020 Qtr 3 to 2021 Qtr 4; 2022 Qtr 3 to 2023 Qtr 4
[5 empty] | 07-ESE-Education–SecondarySchool-VENT |  | Duct Testing: Res NC - 18 | bar: 2013 Qtr 3 to 2015 Qtr 3; 2016 Qtr 3 to 2017 Qtr 4; 2018 Qtr 3 to 2019 Qtr 4; 2020 Qtr 3 to 2021 Qtr 4; 2022 Qtr 3 to 2023 Qtr 4
[5 empty] | 08-EUN-Education–University-COOL |  | High Energy Efficiency Ducts: Res - 18 | bar: 2013 Qtr 3 to 2015 Qtr 3; 2016 Qtr 3 to 2017 Qtr 4; 2018 Qtr 3 to 2019 Qtr 4; 2020 Qtr 3 to 2021 Qtr 4; 2022 Qtr 3 to 2023 Qtr 4
[5 empty] | 08-EUN-Education–University-LIT_INT |  | Whole House Fan: Res - 15 | bar: 2013 Qtr 3 to 2015 Qtr 3; 2016 Qtr 3 to 2017 Qtr 4; 2018 Qtr 3 to 2019 Qtr 4; 2020 Qtr 3 to 2021 Qtr 4; 2022 Qtr 3 to 2023 Qtr 4
[5 empty] | 08-EUN-Education–University-OFF_EQ |  | Evaporative Cooler: Res - 15 | bar: 2013 Qtr 3 to 2015 Qtr 3; 2016 Qtr 3 to 2017 Qtr 4; 2018 Qtr 3 to 2019 Qtr 4; 2020 Qtr 3 to 2021 Qtr 4; 2022 Qtr 3 to 2023 Qtr 4
[5 empty] | 08-EUN-Education–University-LIT_EXT |  | Glazing - Low E Double / Low Shade Coefficient: Res - 20 | bar: 2013 Qtr 3 to 2015 Qtr 3; 2016 Qtr 3 to 2017 Qtr 4; 2018 Qtr 3 to 2019 Qtr 4; 2020 Qtr 3 to 2021 Qtr 4; 2022 Qtr 3 to 2023 Qtr 4
[5 empty] | 08-EUN-Education–University-REFG |  | Heat Pump - Electric: Res - 15 | bar: 2013 Qtr 3 to 2015 Qtr 3; 2016 Qtr 3 to 2017 Qtr 4; 2018 Qtr 3 to 2019 Qtr 4; 2020 Qtr 3 to 2021 Qtr 4; 2022 Qtr 3 to 2023 Qtr 4
[5 empty] | 08-EUN-Education–University-VENT |  | Insulation - Ceiling / Floor / Walls: Res - 20 | bar: 2013 Qtr 3 to 2015 Qtr 3; 2016 Qtr 3 to 2017 Qtr 4; 2018 Qtr 3 to 2019 Qtr 4; 2020 Qtr 3 to 2021 Qtr 4; 2022 Qtr 3 to 2023 Qtr 4
[5 empty] | 09-GRO-Grocery-COOL |  | A/C with Integrated Water Heating: Res - 10 | bar: 2013 Qtr 3 to 2015 Qtr 3; 2016 Qtr 3 to 2017 Qtr 4; 2018 Qtr 3 to 2019 Qtr 4; 2020 Qtr 3 to 2021 Qtr 4; 2022 Qtr 3 to 2023 Qtr 4
[5 empty] | 09-GRO-Grocery-LIT_INT |  | Programmable Thermostat: Res - 12 | bar: 2013 Qtr 3 to 2015 Qtr 3; 2016 Qtr 3 to 2017 Qtr 4; 2018 Qtr 3 to 2019 Qtr 4; 2020 Qtr 3 to 2021 Qtr 4; 2022 Qtr 3 to 2023 Qtr 4
09-GRO-Grocery-OFF_EQ | bar: 2013 Qtr 3 to 2015 Qtr 3; 2016 Qtr 3 to 2017 Qtr 4; 2018 Qtr 3 to 2019 Qtr 4; 2020 Qtr 3 to 2021 Qtr 4; 2022 Qtr 3 to 2023 Qtr 4
[5 empty] | 09-GRO-Grocery-LIT_EXT |  | Audits: Res - 3 | bar: 2013 Qtr 3 to 2015 Qtr 3; 2016 Qtr 3 to 2017 Qtr 4; 2018 Qtr 3 to 2019 Qtr 4; 2020 Qtr 3 to 2021 Qtr 4; 2022 Qtr 3 to 2023 Qtr 4
[5 empty] | 09-GRO-Grocery-REFG |  | Gas Cooktops: Res - 20 | bar: 2013 Qtr 3 to 2015 Qtr 3; 2016 Qtr 3 to 2017 Qtr 4; 2018 Qtr 3 to 2019 Qtr 4; 2020 Qtr 3 to 2021 Qtr 4; 2022 Qtr 3 to 2023 Qtr 4
[5 empty] | 09-GRO-Grocery-VENT |  | Gas Dryer Stub: Res - 18 | bar: 2013 Qtr 3 to 2015 Qtr 3; 2016 Qtr 3 to 2017 Qtr 4; 2018 Qtr 3 to 2019 Qtr 4; 2020 Qtr 3 to 2021 Qtr 4; 2022 Qtr 3 to 2023 Qtr 4
[5 empty] | 10-HSP-Health/Medical–Hospital-COOL |  | Energy-Efficient Furnaces: Res - 18 | bar: 2013 Qtr 3 to 2015 Qtr 3; 2016 Qtr 3 to 2017 Qtr 4; 2018 Qtr 3 to 2019 Qtr 4; 2020 Qtr 3 to 2021 Qtr 4; 2022 Qtr 3 to 2023 Qtr 4
10-HSP-Health/Medical–Hospital-LIT_INT | bar: 2013 Qtr 3 to 2015 Qtr 3; 2016 Qtr 3 to 2017 Qtr 4; 2018 Qtr 3 to 2019 Qtr 4; 2020 Qtr 3 to 2021 Qtr 4; 2022 Qtr 3 to 2023 Qtr 4
[5 empty] | 10-HSP-Health/Medical–Hospital-OFF_EQ |  | Refrigerator Recycling: Res - 10 | bar: 2013 Qtr 3 to 2015 Qtr 3; 2016 Qtr 3 to 2017 Qtr 4; 2018 Qtr 3 to 2019 Qtr 4; 2020 Qtr 3 to 2021 Qtr 4; 2022 Qtr 3 to 2023 Qtr 4
[5 empty] | 10-HSP-Health/Medical–Hospital-LIT_EXT |  | Refrigerator - Energy Efficient; 20% more efficient: Res - 18 | bar: 2013 Qtr 3 to 2015 Qtr 3; 2016 Qtr 3 to 2017 Qtr 4; 2018 Qtr 3 to 2019 Qtr 4; 2020 Qtr 3 to 2021 Qtr 4; 2022 Qtr 3 to 2023 Qtr 4
[5 empty] | 10-HSP-Health/Medical–Hospital-REFG |  | Refrigerators: Res - 18 | bar: 2013 Qtr 3 to 2015 Qtr 3; 2016 Qtr 3 to 2017 Qtr 4; 2018 Qtr 3 to 2019 Qtr 4; 2020 Qtr 3 to 2021 Qtr 4; 2022 Qtr 3 to 2023 Qtr 4
10-HSP-Health/Medical–Hospital-VENT | bar: 2013 Qtr 3 to 2015 Qtr 3; 2016 Qtr 3 to 2017 Qtr 4; 2018 Qtr 3 to 2019 Qtr 4; 2020 Qtr 3 to 2021 Qtr 4; 2022 Qtr 3 to 2023 Qtr 4
11-HTL-Lodging–Hotel(GuestRooms)-COOL | bar: 2013 Qtr 3 to 2015 Qtr 3; 2016 Qtr 3 to 2017 Qtr 4; 2018 Qtr 3 to 2019 Qtr 4; 2020 Qtr 3 to 2021 Qtr 4; 2022 Qtr 3 to 2023 Qtr 4
[5 empty] | 11-HTL-Lodging–Hotel(GuestRooms)-LIT_INT |  | GENERIC USEFUL LIVES: | bar: 2013 Qtr 3 to 2015 Qtr 3; 2016 Qtr 3 to 2017 Qtr 4; 2018 Qtr 3 to 2019 Qtr 4; 2020 Qtr 3 to 2021 Qtr 4; 2022 Qtr 3 to 2023 Qtr 4
[5 empty] | 11-HTL-Lodging–Hotel(GuestRooms)-OFF_EQ |  | **************************************************************** | bar: 2013 Qtr 3 to 2015 Qtr 3; 2016 Qtr 3 to 2017 Qtr 4; 2018 Qtr 3 to 2019 Qtr 4; 2020 Qtr 3 to 2021 Qtr 4; 2022 Qtr 3 to 2023 Qtr 4
[5 empty] | 11-HTL-Lodging–Hotel(GuestRooms)-LIT_EXT |  | 0.1 | bar: 2013 Qtr 3 to 2015 Qtr 3; 2016 Qtr 3 to 2017 Qtr 4; 2018 Qtr 3 to 2019 Qtr 4; 2020 Qtr 3 to 2021 Qtr 4; 2022 Qtr 3 to 2023 Qtr 4
[5 empty] | 11-HTL-Lodging–Hotel(GuestRooms)-REFG |  | 0.2 | bar: 2013 Qtr 3 to 2015 Qtr 3; 2016 Qtr 3 to 2017 Qtr 4; 2018 Qtr 3 to 2019 Qtr 4; 2020 Qtr 3 to 2021 Qtr 4; 2022 Qtr 3 to 2023 Qtr 4
[5 empty] | 11-HTL-Lodging–Hotel(GuestRooms)-VENT |  | 0.3 | bar: 2013 Qtr 3 to 2015 Qtr 3; 2016 Qtr 3 to 2017 Qtr 4; 2018 Qtr 3 to 2019 Qtr 4; 2020 Qtr 3 to 2021 Qtr 4; 2022 Qtr 3 to 2023 Qtr 4
[5 empty] | 12-MBT-Manufacturing–Bio/Tech-AG_PUMP |  | 0.4 | bar: 2013 Qtr 3 to 2015 Qtr 3; 2016 Qtr 3 to 2017 Qtr 4; 2018 Qtr 3 to 2019 Qtr 4; 2020 Qtr 3 to 2021 Qtr 4; 2022 Qtr 3 to 2023 Qtr 4
[5 empty] | 12-MBT-Manufacturing–Bio/Tech-COMP_AIR |  | 0.5 | bar: 2013 Qtr 3 to 2015 Qtr 3; 2016 Qtr 3 to 2017 Qtr 4; 2018 Qtr 3 to 2019 Qtr 4; 2020 Qtr 3 to 2021 Qtr 4; 2022 Qtr 3 to 2023 Qtr 4
[5 empty] | 12-MBT-Manufacturing–Bio/Tech-COOL |  | 0.6 | bar: 2013 Qtr 3 to 2015 Qtr 3; 2016 Qtr 3 to 2017 Qtr 4; 2018 Qtr 3 to 2019 Qtr 4; 2020 Qtr 3 to 2021 Qtr 4; 2022 Qtr 3 to 2023 Qtr 4
[5 empty] | 12-MBT-Manufacturing–Bio/Tech-LIGHT |  | 0.7 | bar: 2013 Qtr 3 to 2015 Qtr 3; 2016 Qtr 3 to 2017 Qtr 4; 2018 Qtr 3 to 2019 Qtr 4; 2020 Qtr 3 to 2021 Qtr 4; 2022 Qtr 3 to 2023 Qtr 4
[5 empty] | 12-MBT-Manufacturing–Bio/Tech-MOTOR |  | 0.8 | bar: 2013 Qtr 3 to 2015 Qtr 3; 2016 Qtr 3 to 2017 Qtr 4; 2018 Qtr 3 to 2019 Qtr 4; 2020 Qtr 3 to 2021 Qtr 4; 2022 Qtr 3 to 2023 Qtr 4
[5 empty] | 12-MBT-Manufacturing–Bio/Tech-PROC_OTH |  | 0.9 | bar: 2013 Qtr 3 to 2015 Qtr 3; 2016 Qtr 3 to 2017 Qtr 4; 2018 Qtr 3 to 2019 Qtr 4; 2020 Qtr 3 to 2021 Qtr 4; 2022 Qtr 3 to 2023 Qtr 4
[5 empty] | 13-MFM-ResidentialMulti-family-CL_DRY |  | 1 | bar: 2013 Qtr 3 to 2015 Qtr 3; 2016 Qtr 3 to 2017 Qtr 4; 2018 Qtr 3 to 2019 Qtr 4; 2020 Qtr 3 to 2021 Qtr 4; 2022 Qtr 3 to 2023 Qtr 4
[5 empty] | 13-MFM-ResidentialMulti-family-CL_WASH |  | 1.1 | bar: 2013 Qtr 3 to 2015 Qtr 3; 2016 Qtr 3 to 2017 Qtr 4; 2018 Qtr 3 to 2019 Qtr 4; 2020 Qtr 3 to 2021 Qtr 4; 2022 Qtr 3 to 2023 Qtr 4
[5 empty] | 13-MFM-ResidentialMulti-family-DSH_WASH |  | 1.2 | bar: 2013 Qtr 3 to 2015 Qtr 3; 2016 Qtr 3 to 2017 Qtr 4; 2018 Qtr 3 to 2019 Qtr 4; 2020 Qtr 3 to 2021 Qtr 4; 2022 Qtr 3 to 2023 Qtr 4
[5 empty] | 13-MFM-ResidentialMulti-family-FREEZ |  | 1.3 | bar: 2013 Qtr 3 to 2015 Qtr 3; 2016 Qtr 3 to 2017 Qtr 4; 2018 Qtr 3 to 2019 Qtr 4; 2020 Qtr 3 to 2021 Qtr 4; 2022 Qtr 3 to 2023 Qtr 4
[5 empty] | 13-MFM-ResidentialMulti-family-LIGHT |  | 1.4 | bar: 2013 Qtr 3 to 2015 Qtr 3; 2016 Qtr 3 to 2017 Qtr 4; 2018 Qtr 3 to 2019 Qtr 4; 2020 Qtr 3 to 2021 Qtr 4; 2022 Qtr 3 to 2023 Qtr 4
[5 empty] | 13-MFM-ResidentialMulti-family-POOL_PMP |  | 1.5 | bar: 2013 Qtr 3 to 2015 Qtr 3; 2016 Qtr 3 to 2017 Qtr 4; 2018 Qtr 3 to 2019 Qtr 4; 2020 Qtr 3 to 2021 Qtr 4; 2022 Qtr 3 to 2023 Qtr 4
[5 empty] | 13-MFM-ResidentialMulti-family-REFG |  | 1.6 | bar: 2013 Qtr 3 to 2015 Qtr 3; 2016 Qtr 3 to 2017 Qtr 4; 2018 Qtr 3 to 2019 Qtr 4; 2020 Qtr 3 to 2021 Qtr 4; 2022 Qtr 3 to 2023 Qtr 4
[5 empty] | 13-MFM-ResidentialMulti-family-SP_COOL |  | 1.7 | bar: 2013 Qtr 3 to 2015 Qtr 3; 2016 Qtr 3 to 2017 Qtr 4; 2018 Qtr 3 to 2019 Qtr 4; 2020 Qtr 3 to 2021 Qtr 4; 2022 Qtr 3 to 2023 Qtr 4
[5 empty] | 13-MFM-ResidentialMulti-family-SP_HEAT |  | 1.8 | bar: 2013 Qtr 3 to 2015 Qtr 3; 2016 Qtr 3 to 2017 Qtr 4; 2018 Qtr 3 to 2019 Qtr 4; 2020 Qtr 3 to 2021 Qtr 4; 2022 Qtr 3 to 2023 Qtr 4
[5 empty] | 13-MFM-ResidentialMulti-family-WAT_HEAT |  | 1.9 | bar: 2013 Qtr 3 to 2015 Qtr 3; 2016 Qtr 3 to 2017 Qtr 4; 2018 Qtr 3 to 2019 Qtr 4; 2020 Qtr 3 to 2021 Qtr 4; 2022 Qtr 3 to 2023 Qtr 4
[5 empty] | 14-MLI-Manufacturing–LightIndustry-AG_PUMP |  | 2 | bar: 2013 Qtr 3 to 2015 Qtr 3; 2016 Qtr 3 to 2017 Qtr 4; 2018 Qtr 3 to 2019 Qtr 4; 2020 Qtr 3 to 2021 Qtr 4; 2022 Qtr 3 to 2023 Qtr 4
[5 empty] | 14-MLI-Manufacturing–LightIndustry-COMP_AIR |  | 2.1 | bar: 2013 Qtr 3 to 2015 Qtr 3; 2016 Qtr 3 to 2017 Qtr 4; 2018 Qtr 3 to 2019 Qtr 4; 2020 Qtr 3 to 2021 Qtr 4; 2022 Qtr 3 to 2023 Qtr 4
[5 empty] | 14-MLI-Manufacturing–LightIndustry-COOL |  | 2.2 | bar: 2013 Qtr 3 to 2015 Qtr 3; 2016 Qtr 3 to 2017 Qtr 4; 2018 Qtr 3 to 2019 Qtr 4; 2020 Qtr 3 to 2021 Qtr 4; 2022 Qtr 3 to 2023 Qtr 4
[5 empty] | 14-MLI-Manufacturing–LightIndustry-LIGHT |  | 2.3 | bar: 2013 Qtr 3 to 2015 Qtr 3; 2016 Qtr 3 to 2017 Qtr 4; 2018 Qtr 3 to 2019 Qtr 4; 2020 Qtr 3 to 2021 Qtr 4; 2022 Qtr 3 to 2023 Qtr 4
[5 empty] | 14-MLI-Manufacturing–LightIndustry-MOTOR |  | 2.4 | bar: 2013 Qtr 3 to 2015 Qtr 3; 2016 Qtr 3 to 2017 Qtr 4; 2018 Qtr 3 to 2019 Qtr 4; 2020 Qtr 3 to 2021 Qtr 4; 2022 Qtr 3 to 2023 Qtr 4
[5 empty] | 14-MLI-Manufacturing–LightIndustry-PROC_OTH |  | 2.5 | bar: 2013 Qtr 3 to 2015 Qtr 3; 2016 Qtr 3 to 2017 Qtr 4; 2018 Qtr 3 to 2019 Qtr 4; 2020 Qtr 3 to 2021 Qtr 4; 2022 Qtr 3 to 2023 Qtr 4
[5 empty] | 15-MTL-Lodging–Motel-COOL |  | 2.6 | bar: 2013 Qtr 3 to 2015 Qtr 3; 2016 Qtr 3 to 2017 Qtr 4; 2018 Qtr 3 to 2019 Qtr 4; 2020 Qtr 3 to 2021 Qtr 4; 2022 Qtr 3 to 2023 Qtr 4
[5 empty] | 15-MTL-Lodging–Motel-LIT_INT |  | 2.7 | bar: 2013 Qtr 3 to 2015 Qtr 3; 2016 Qtr 3 to 2017 Qtr 4; 2018 Qtr 3 to 2019 Qtr 4; 2020 Qtr 3 to 2021 Qtr 4; 2022 Qtr 3 to 2023 Qtr 4
[5 empty] | 15-MTL-Lodging–Motel-OFF_EQ |  | 2.8 | bar: 2013 Qtr 3 to 2015 Qtr 3; 2016 Qtr 3 to 2017 Qtr 4; 2018 Qtr 3 to 2019 Qtr 4; 2020 Qtr 3 to 2021 Qtr 4; 2022 Qtr 3 to 2023 Qtr 4
[5 empty] | 15-MTL-Lodging–Motel-LIT_EXT |  | 2.9 | bar: 2013 Qtr 3 to 2015 Qtr 3; 2016 Qtr 3 to 2017 Qtr 4; 2018 Qtr 3 to 2019 Qtr 4; 2020 Qtr 3 to 2021 Qtr 4; 2022 Qtr 3 to 2023 Qtr 4
[5 empty] | 15-MTL-Lodging–Motel-REFG |  | 3 | bar: 2013 Qtr 3 to 2015 Qtr 3; 2016 Qtr 3 to 2017 Qtr 4; 2018 Qtr 3 to 2019 Qtr 4; 2020 Qtr 3 to 2021 Qtr 4; 2022 Qtr 3 to 2023 Qtr 4
[5 empty] | 15-MTL-Lodging–Motel-VENT |  | 3.1 | bar: 2013 Qtr 3 to 2015 Qtr 3; 2016 Qtr 3 to 2017 Qtr 4; 2018 Qtr 3 to 2019 Qtr 4; 2020 Qtr 3 to 2021 Qtr 4; 2022 Qtr 3 to 2023 Qtr 4
[5 empty] | 16-NRS-Health/Medical–Clinic-COOL |  | 3.2 | bar: 2013 Qtr 3 to 2015 Qtr 3; 2016 Qtr 3 to 2017 Qtr 4; 2018 Qtr 3 to 2019 Qtr 4; 2020 Qtr 3 to 2021 Qtr 4; 2022 Qtr 3 to 2023 Qtr 4
[5 empty] | 16-NRS-Health/Medical–Clinic-LIT_INT |  | 3.3 | bar: 2013 Qtr 3 to 2015 Qtr 3; 2016 Qtr 3 to 2017 Qtr 4; 2018 Qtr 3 to 2019 Qtr 4; 2020 Qtr 3 to 2021 Qtr 4; 2022 Qtr 3 to 2023 Qtr 4
[5 empty] | 16-NRS-Health/Medical–Clinic-OFF_EQ |  | 3.4 | bar: 2013 Qtr 3 to 2015 Qtr 3; 2016 Qtr 3 to 2017 Qtr 4; 2018 Qtr 3 to 2019 Qtr 4; 2020 Qtr 3 to 2021 Qtr 4; 2022 Qtr 3 to 2023 Qtr 4
[5 empty] | 16-NRS-Health/Medical–Clinic-LIT_EXT |  | 3.5 | bar: 2013 Qtr 3 to 2015 Qtr 3; 2016 Qtr 3 to 2017 Qtr 4; 2018 Qtr 3 to 2019 Qtr 4; 2020 Qtr 3 to 2021 Qtr 4; 2022 Qtr 3 to 2023 Qtr 4
[5 empty] | 16-NRS-Health/Medical–Clinic-REFG |  | 3.6 | bar: 2013 Qtr 3 to 2015 Qtr 3; 2016 Qtr 3 to 2017 Qtr 4; 2018 Qtr 3 to 2019 Qtr 4; 2020 Qtr 3 to 2021 Qtr 4; 2022 Qtr 3 to 2023 Qtr 4
[5 empty] | 16-NRS-Health/Medical–Clinic-VENT |  | 3.7 | bar: 2013 Qtr 3 to 2015 Qtr 3; 2016 Qtr 3 to 2017 Qtr 4; 2018 Qtr 3 to 2019 Qtr 4; 2020 Qtr 3 to 2021 Qtr 4; 2022 Qtr 3 to 2023 Qtr 4
[5 empty] | 17-OFL-Office–Large-Cooling |  | 3.8 | bar: 2013 Qtr 3 to 2015 Qtr 3; 2016 Qtr 3 to 2017 Qtr 4; 2018 Qtr 3 to 2019 Qtr 4; 2020 Qtr 3 to 2021 Qtr 4; 2022 Qtr 3 to 2023 Qtr 4
[5 empty] | 17-OFL-Office–Large-ExtLight |  | 3.9 | bar: 2013 Qtr 3 to 2015 Qtr 3; 2016 Qtr 3 to 2017 Qtr 4; 2018 Qtr 3 to 2019 Qtr 4; 2020 Qtr 3 to 2021 Qtr 4; 2022 Qtr 3 to 2023 Qtr 4
[5 empty] | 17-OFL-Office–Large-IntLight |  | 4 | bar: 2013 Qtr 3 to 2015 Qtr 3; 2016 Qtr 3 to 2017 Qtr 4; 2018 Qtr 3 to 2019 Qtr 4; 2020 Qtr 3 to 2021 Qtr 4; 2022 Qtr 3 to 2023 Qtr 4
[5 empty] | 17-OFL-Office–Large-OffEquip |  | 4.1 | bar: 2013 Qtr 3 to 2015 Qtr 3; 2016 Qtr 3 to 2017 Qtr 4; 2018 Qtr 3 to 2019 Qtr 4; 2020 Qtr 3 to 2021 Qtr 4; 2022 Qtr 3 to 2023 Qtr 4
[5 empty] | 17-OFL-Office–Large-Refrig |  | 4.2 | bar: 2013 Qtr 3 to 2015 Qtr 3; 2016 Qtr 3 to 2017 Qtr 4; 2018 Qtr 3 to 2019 Qtr 4; 2020 Qtr 3 to 2021 Qtr 4; 2022 Qtr 3 to 2023 Qtr 4
[5 empty] | 17-OFL-Office–Large-Vent/Fan |  | 4.3 | bar: 2013 Qtr 3 to 2015 Qtr 3; 2016 Qtr 3 to 2017 Qtr 4; 2018 Qtr 3 to 2019 Qtr 4; 2020 Qtr 3 to 2021 Qtr 4; 2022 Qtr 3 to 2023 Qtr 4
[5 empty] | 18-OFS-Office–Small-Cooling |  | 4.4 | bar: 2013 Qtr 3 to 2015 Qtr 3; 2016 Qtr 3 to 2017 Qtr 4; 2018 Qtr 3 to 2019 Qtr 4; 2020 Qtr 3 to 2021 Qtr 4; 2022 Qtr 3 to 2023 Qtr 4
[5 empty] | 18-OFS-Office–Small-ExtLight |  | 4.5 | bar: 2013 Qtr 3 to 2015 Qtr 3; 2016 Qtr 3 to 2017 Qtr 4; 2018 Qtr 3 to 2019 Qtr 4; 2020 Qtr 3 to 2021 Qtr 4; 2022 Qtr 3 to 2023 Qtr 4
[5 empty] | 18-OFS-Office–Small-IntLight |  | 4.6 | bar: 2013 Qtr 3 to 2015 Qtr 3; 2016 Qtr 3 to 2017 Qtr 4; 2018 Qtr 3 to 2019 Qtr 4; 2020 Qtr 3 to 2021 Qtr 4; 2022 Qtr 3 to 2023 Qtr 4
[5 empty] | 18-OFS-Office–Small-OffEquip |  | 4.7 | bar: 2013 Qtr 3 to 2015 Qtr 3; 2016 Qtr 3 to 2017 Qtr 4; 2018 Qtr 3 to 2019 Qtr 4; 2020 Qtr 3 to 2021 Qtr 4; 2022 Qtr 3 to 2023 Qtr 4
[5 empty] | 18-OFS-Office–Small-Refrig |  | 4.8 | bar: 2013 Qtr 3 to 2015 Qtr 3; 2016 Qtr 3 to 2017 Qtr 4; 2018 Qtr 3 to 2019 Qtr 4; 2020 Qtr 3 to 2021 Qtr 4; 2022 Qtr 3 to 2023 Qtr 4
[5 empty] | 18-OFS-Office–Small-Vent/Fan |  | 4.9 | bar: 2013 Qtr 3 to 2015 Qtr 3; 2016 Qtr 3 to 2017 Qtr 4; 2018 Qtr 3 to 2019 Qtr 4; 2020 Qtr 3 to 2021 Qtr 4; 2022 Qtr 3 to 2023 Qtr 4
[5 empty] | 19-RES-AllResidential-CL_DRY |  | 5 | bar: 2013 Qtr 3 to 2015 Qtr 3; 2016 Qtr 3 to 2017 Qtr 4; 2018 Qtr 3 to 2019 Qtr 4; 2020 Qtr 3 to 2021 Qtr 4; 2022 Qtr 3 to 2023 Qtr 4
[5 empty] | 19-RES-AllResidential-CL_WASH |  | 5.1 | bar: 2013 Qtr 3 to 2015 Qtr 3; 2016 Qtr 3 to 2017 Qtr 4; 2018 Qtr 3 to 2019 Qtr 4; 2020 Qtr 3 to 2021 Qtr 4; 2022 Qtr 3 to 2023 Qtr 4
[5 empty] | 19-RES-AllResidential-DSH_WASH |  | 5.2 | bar: 2013 Qtr 3 to 2015 Qtr 3; 2016 Qtr 3 to 2017 Qtr 4; 2018 Qtr 3 to 2019 Qtr 4; 2020 Qtr 3 to 2021 Qtr 4; 2022 Qtr 3 to 2023 Qtr 4
[5 empty] | 19-RES-AllResidential-FREEZ |  | 5.3 | bar: 2013 Qtr 3 to 2015 Qtr 3; 2016 Qtr 3 to 2017 Qtr 4; 2018 Qtr 3 to 2019 Qtr 4; 2020 Qtr 3 to 2021 Qtr 4; 2022 Qtr 3 to 2023 Qtr 4
[5 empty] | 19-RES-AllResidential-LIGHT |  | 5.4 | bar: 2013 Qtr 3 to 2015 Qtr 3; 2016 Qtr 3 to 2017 Qtr 4; 2018 Qtr 3 to 2019 Qtr 4; 2020 Qtr 3 to 2021 Qtr 4; 2022 Qtr 3 to 2023 Qtr 4
[5 empty] | 19-RES-AllResidential-POOL_PMP |  | 5.5 | bar: 2013 Qtr 3 to 2015 Qtr 3; 2016 Qtr 3 to 2017 Qtr 4; 2018 Qtr 3 to 2019 Qtr 4; 2020 Qtr 3 to 2021 Qtr 4; 2022 Qtr 3 to 2023 Qtr 4
[5 empty] | 19-RES-AllResidential-REFG |  | 5.6 | bar: 2013 Qtr 3 to 2015 Qtr 3; 2016 Qtr 3 to 2017 Qtr 4; 2018 Qtr 3 to 2019 Qtr 4; 2020 Qtr 3 to 2021 Qtr 4; 2022 Qtr 3 to 2023 Qtr 4
[5 empty] | 19-RES-AllResidential-SP_COOL |  | 5.7 | bar: 2013 Qtr 3 to 2015 Qtr 3; 2016 Qtr 3 to 2017 Qtr 4; 2018 Qtr 3 to 2019 Qtr 4; 2020 Qtr 3 to 2021 Qtr 4; 2022 Qtr 3 to 2023 Qtr 4
[5 empty] | 19-RES-AllResidential-SP_HEAT |  | 5.8 | bar: 2013 Qtr 3 to 2015 Qtr 3; 2016 Qtr 3 to 2017 Qtr 4; 2018 Qtr 3 to 2019 Qtr 4; 2020 Qtr 3 to 2021 Qtr 4; 2022 Qtr 3 to 2023 Qtr 4
[5 empty] | 19-RES-AllResidential-WAT_HEAT |  | 5.9 | bar: 2013 Qtr 3 to 2015 Qtr 3; 2016 Qtr 3 to 2017 Qtr 4; 2018 Qtr 3 to 2019 Qtr 4; 2020 Qtr 3 to 2021 Qtr 4; 2022 Qtr 3 to 2023 Qtr 4
[5 empty] | 20-RFF-Restaurant–FastFood-Cooling |  | 6 | bar: 2013 Qtr 3 to 2015 Qtr 3; 2016 Qtr 3 to 2017 Qtr 4; 2018 Qtr 3 to 2019 Qtr 4; 2020 Qtr 3 to 2021 Qtr 4; 2022 Qtr 3 to 2023 Qtr 4
[5 empty] | 20-RFF-Restaurant–FastFood-ExtLight |  | 6.1 | bar: 2013 Qtr 3 to 2015 Qtr 3; 2016 Qtr 3 to 2017 Qtr 4; 2018 Qtr 3 to 2019 Qtr 4; 2020 Qtr 3 to 2021 Qtr 4; 2022 Qtr 3 to 2023 Qtr 4
[5 empty] | 20-RFF-Restaurant–FastFood-IntLight |  | 6.2 | bar: 2013 Qtr 3 to 2015 Qtr 3; 2016 Qtr 3 to 2017 Qtr 4; 2018 Qtr 3 to 2019 Qtr 4; 2020 Qtr 3 to 2021 Qtr 4; 2022 Qtr 3 to 2023 Qtr 4
[5 empty] | 20-RFF-Restaurant–FastFood-OffEquip |  | 6.3 | bar: 2013 Qtr 3 to 2015 Qtr 3; 2016 Qtr 3 to 2017 Qtr 4; 2018 Qtr 3 to 2019 Qtr 4; 2020 Qtr 3 to 2021 Qtr 4; 2022 Qtr 3 to 2023 Qtr 4
[5 empty] | 20-RFF-Restaurant–FastFood-Refrig |  | 6.4 | bar: 2013 Qtr 3 to 2015 Qtr 3; 2016 Qtr 3 to 2017 Qtr 4; 2018 Qtr 3 to 2019 Qtr 4; 2020 Qtr 3 to 2021 Qtr 4; 2022 Qtr 3 to 2023 Qtr 4
[5 empty] | 20-RFF-Restaurant–FastFood-Vent/Fan |  | 6.5 | bar: 2013 Qtr 3 to 2015 Qtr 3; 2016 Qtr 3 to 2017 Qtr 4; 2018 Qtr 3 to 2019 Qtr 4; 2020 Qtr 3 to 2021 Qtr 4; 2022 Qtr 3 to 2023 Qtr 4
[5 empty] | 21-RSD-Restaurant–SitDown-COOL |  | 6.6 | bar: 2013 Qtr 3 to 2015 Qtr 3; 2016 Qtr 3 to 2017 Qtr 4; 2018 Qtr 3 to 2019 Qtr 4; 2020 Qtr 3 to 2021 Qtr 4; 2022 Qtr 3 to 2023 Qtr 4
[5 empty] | 21-RSD-Restaurant–SitDown-LIT_INT |  | 6.7 | bar: 2013 Qtr 3 to 2015 Qtr 3; 2016 Qtr 3 to 2017 Qtr 4; 2018 Qtr 3 to 2019 Qtr 4; 2020 Qtr 3 to 2021 Qtr 4; 2022 Qtr 3 to 2023 Qtr 4
[5 empty] | 21-RSD-Restaurant–SitDown-OFF_EQ |  | 6.8 | bar: 2013 Qtr 3 to 2015 Qtr 3; 2016 Qtr 3 to 2017 Qtr 4; 2018 Qtr 3 to 2019 Qtr 4; 2020 Qtr 3 to 2021 Qtr 4; 2022 Qtr 3 to 2023 Qtr 4
[5 empty] | 21-RSD-Restaurant–SitDown-LIT_EXT |  | 6.9 | bar: 2013 Qtr 3 to 2015 Qtr 3; 2016 Qtr 3 to 2017 Qtr 4; 2018 Qtr 3 to 2019 Qtr 4; 2020 Qtr 3 to 2021 Qtr 4; 2022 Qtr 3 to 2023 Qtr 4
[5 empty] | 21-RSD-Restaurant–SitDown-PROC_OTH |  | 7 | bar: 2013 Qtr 3 to 2015 Qtr 3; 2016 Qtr 3 to 2017 Qtr 4; 2018 Qtr 3 to 2019 Qtr 4; 2020 Qtr 3 to 2021 Qtr 4; 2022 Qtr 3 to 2023 Qtr 4
[5 empty] | 21-RSD-Restaurant–SitDown-REFG |  | 7.1 | bar: 2013 Qtr 3 to 2015 Qtr 3; 2016 Qtr 3 to 2017 Qtr 4; 2018 Qtr 3 to 2019 Qtr 4; 2020 Qtr 3 to 2021 Qtr 4; 2022 Qtr 3 to 2023 Qtr 4
[5 empty] | 21-RSD-Restaurant–SitDown-VENT |  | 7.2 | bar: 2013 Qtr 3 to 2015 Qtr 3; 2016 Qtr 3 to 2017 Qtr 4; 2018 Qtr 3 to 2019 Qtr 4; 2020 Qtr 3 to 2021 Qtr 4; 2022 Qtr 3 to 2023 Qtr 4
[5 empty] | 22-RT3-Retail–3StoryLarge-COOL |  | 7.3 | bar: 2013 Qtr 3 to 2015 Qtr 3; 2016 Qtr 3 to 2017 Qtr 4; 2018 Qtr 3 to 2019 Qtr 4; 2020 Qtr 3 to 2021 Qtr 4; 2022 Qtr 3 to 2023 Qtr 4
[5 empty] | 22-RT3-Retail–3StoryLarge-LIT_INT |  | 7.4 | bar: 2013 Qtr 3 to 2015 Qtr 3; 2016 Qtr 3 to 2017 Qtr 4; 2018 Qtr 3 to 2019 Qtr 4; 2020 Qtr 3 to 2021 Qtr 4; 2022 Qtr 3 to 2023 Qtr 4
[5 empty] | 22-RT3-Retail–3StoryLarge-OFF_EQ |  | 7.5 | bar: 2013 Qtr 3 to 2015 Qtr 3; 2016 Qtr 3 to 2017 Qtr 4; 2018 Qtr 3 to 2019 Qtr 4; 2020 Qtr 3 to 2021 Qtr 4; 2022 Qtr 3 to 2023 Qtr 4
[5 empty] | 22-RT3-Retail–3StoryLarge-LIT_EXT |  | 7.6 | bar: 2013 Qtr 3 to 2015 Qtr 3; 2016 Qtr 3 to 2017 Qtr 4; 2018 Qtr 3 to 2019 Qtr 4; 2020 Qtr 3 to 2021 Qtr 4; 2022 Qtr 3 to 2023 Qtr 4
[5 empty] | 22-RT3-Retail–3StoryLarge-REFG |  | 7.7 | bar: 2013 Qtr 3 to 2015 Qtr 3; 2016 Qtr 3 to 2017 Qtr 4; 2018 Qtr 3 to 2019 Qtr 4; 2020 Qtr 3 to 2021 Qtr 4; 2022 Qtr 3 to 2023 Qtr 4
[5 empty] | 22-RT3-Retail–3StoryLarge-VENT |  | 7.8 | bar: 2013 Qtr 3 to 2015 Qtr 3; 2016 Qtr 3 to 2017 Qtr 4; 2018 Qtr 3 to 2019 Qtr 4; 2020 Qtr 3 to 2021 Qtr 4; 2022 Qtr 3 to 2023 Qtr 4
[5 empty] | 23-RTL-Retail–SingleStorylarge-COOL |  | 7.9 | bar: 2013 Qtr 3 to 2015 Qtr 3; 2016 Qtr 3 to 2017 Qtr 4; 2018 Qtr 3 to 2019 Qtr 4; 2020 Qtr 3 to 2021 Qtr 4; 2022 Qtr 3 to 2023 Qtr 4
[5 empty] | 23-RTL-Retail–SingleStorylarge-LIT_INT |  | 8 | bar: 2013 Qtr 3 to 2015 Qtr 3; 2016 Qtr 3 to 2017 Qtr 4; 2018 Qtr 3 to 2019 Qtr 4; 2020 Qtr 3 to 2021 Qtr 4; 2022 Qtr 3 to 2023 Qtr 4
[5 empty] | 23-RTL-Retail–SingleStorylarge-OFF_EQ |  | 8.1 | bar: 2013 Qtr 3 to 2015 Qtr 3; 2016 Qtr 3 to 2017 Qtr 4; 2018 Qtr 3 to 2019 Qtr 4; 2020 Qtr 3 to 2021 Qtr 4; 2022 Qtr 3 to 2023 Qtr 4
[5 empty] | 23-RTL-Retail–SingleStorylarge-LIT_EXT |  | 8.2 | bar: 2013 Qtr 3 to 2015 Qtr 3; 2016 Qtr 3 to 2017 Qtr 4; 2018 Qtr 3 to 2019 Qtr 4; 2020 Qtr 3 to 2021 Qtr 4; 2022 Qtr 3 to 2023 Qtr 4
[5 empty] | 23-RTL-Retail–SingleStorylarge-REFG |  | 8.3 | bar: 2013 Qtr 3 to 2015 Qtr 3; 2016 Qtr 3 to 2017 Qtr 4; 2018 Qtr 3 to 2019 Qtr 4; 2020 Qtr 3 to 2021 Qtr 4; 2022 Qtr 3 to 2023 Qtr 4
[5 empty] | 23-RTL-Retail–SingleStorylarge-VENT |  | 8.4 | bar: 2013 Qtr 3 to 2015 Qtr 3; 2016 Qtr 3 to 2017 Qtr 4; 2018 Qtr 3 to 2019 Qtr 4; 2020 Qtr 3 to 2021 Qtr 4; 2022 Qtr 3 to 2023 Qtr 4
[5 empty] | 24-RTS-Retail–Small-COOL |  | 8.5 | bar: 2013 Qtr 3 to 2015 Qtr 3; 2016 Qtr 3 to 2017 Qtr 4; 2018 Qtr 3 to 2019 Qtr 4; 2020 Qtr 3 to 2021 Qtr 4; 2022 Qtr 3 to 2023 Qtr 4
[5 empty] | 24-RTS-Retail–Small-LIT_INT |  | 8.6 | bar: 2013 Qtr 3 to 2015 Qtr 3; 2016 Qtr 3 to 2017 Qtr 4; 2018 Qtr 3 to 2019 Qtr 4; 2020 Qtr 3 to 2021 Qtr 4; 2022 Qtr 3 to 2023 Qtr 4
[5 empty] | 24-RTS-Retail–Small-OFF_EQ |  | 8.7 | bar: 2013 Qtr 3 to 2015 Qtr 3; 2016 Qtr 3 to 2017 Qtr 4; 2018 Qtr 3 to 2019 Qtr 4; 2020 Qtr 3 to 2021 Qtr 4; 2022 Qtr 3 to 2023 Qtr 4
[5 empty] | 24-RTS-Retail–Small-LIT_EXT |  | 8.8 | bar: 2013 Qtr 3 to 2015 Qtr 3; 2016 Qtr 3 to 2017 Qtr 4; 2018 Qtr 3 to 2019 Qtr 4; 2020 Qtr 3 to 2021 Qtr 4; 2022 Qtr 3 to 2023 Qtr 4
[5 empty] | 24-RTS-Retail–Small-REFG |  | 8.9 | bar: 2013 Qtr 3 to 2015 Qtr 3; 2016 Qtr 3 to 2017 Qtr 4; 2018 Qtr 3 to 2019 Qtr 4; 2020 Qtr 3 to 2021 Qtr 4; 2022 Qtr 3 to 2023 Qtr 4
[5 empty] | 24-RTS-Retail–Small-VENT |  | 9 | bar: 2013 Qtr 3 to 2015 Qtr 3; 2016 Qtr 3 to 2017 Qtr 4; 2018 Qtr 3 to 2019 Qtr 4; 2020 Qtr 3 to 2021 Qtr 4; 2022 Qtr 3 to 2023 Qtr 4
[5 empty] | 25-SCN-Storage–Conditioned-Cooling |  | 9.1 | bar: 2013 Qtr 3 to 2015 Qtr 3; 2016 Qtr 3 to 2017 Qtr 4; 2018 Qtr 3 to 2019 Qtr 4; 2020 Qtr 3 to 2021 Qtr 4; 2022 Qtr 3 to 2023 Qtr 4
[5 empty] | 25-SCN-Storage–Conditioned-Exit |  | 9.2 | bar: 2013 Qtr 3 to 2015 Qtr 3; 2016 Qtr 3 to 2017 Qtr 4; 2018 Qtr 3 to 2019 Qtr 4; 2020 Qtr 3 to 2021 Qtr 4; 2022 Qtr 3 to 2023 Qtr 4
[5 empty] | 25-SCN-Storage–Conditioned-ExtLight |  | 9.3 | bar: 2013 Qtr 3 to 2015 Qtr 3; 2016 Qtr 3 to 2017 Qtr 4; 2018 Qtr 3 to 2019 Qtr 4; 2020 Qtr 3 to 2021 Qtr 4; 2022 Qtr 3 to 2023 Qtr 4
[5 empty] | 26-SFM-ResidentialSingleFamily-CL_DRY |  | 9.4 | bar: 2013 Qtr 3 to 2015 Qtr 3; 2016 Qtr 3 to 2017 Qtr 4; 2018 Qtr 3 to 2019 Qtr 4; 2020 Qtr 3 to 2021 Qtr 4; 2022 Qtr 3 to 2023 Qtr 4
[5 empty] | 26-SFM-ResidentialSingleFamily-CL_WASH |  | 9.5 | bar: 2013 Qtr 3 to 2015 Qtr 3; 2016 Qtr 3 to 2017 Qtr 4; 2018 Qtr 3 to 2019 Qtr 4; 2020 Qtr 3 to 2021 Qtr 4; 2022 Qtr 3 to 2023 Qtr 4
[5 empty] | 26-SFM-ResidentialSingleFamily-DSH_WASH |  | 9.6 | bar: 2013 Qtr 3 to 2015 Qtr 3; 2016 Qtr 3 to 2017 Qtr 4; 2018 Qtr 3 to 2019 Qtr 4; 2020 Qtr 3 to 2021 Qtr 4; 2022 Qtr 3 to 2023 Qtr 4
[5 empty] | 26-SFM-ResidentialSingleFamily-FREEZ |  | 9.7 | bar: 2013 Qtr 3 to 2015 Qtr 3; 2016 Qtr 3 to 2017 Qtr 4; 2018 Qtr 3 to 2019 Qtr 4; 2020 Qtr 3 to 2021 Qtr 4; 2022 Qtr 3 to 2023 Qtr 4
[5 empty] | 26-SFM-ResidentialSingleFamily-LIGHT |  | 9.8 | bar: 2013 Qtr 3 to 2015 Qtr 3; 2016 Qtr 3 to 2017 Qtr 4; 2018 Qtr 3 to 2019 Qtr 4; 2020 Qtr 3 to 2021 Qtr 4; 2022 Qtr 3 to 2023 Qtr 4
[5 empty] | 26-SFM-ResidentialSingleFamily-POOL_PMP |  | 9.9 | bar: 2013 Qtr 3 to 2015 Qtr 3; 2016 Qtr 3 to 2017 Qtr 4; 2018 Qtr 3 to 2019 Qtr 4; 2020 Qtr 3 to 2021 Qtr 4; 2022 Qtr 3 to 2023 Qtr 4
[5 empty] | 26-SFM-ResidentialSingleFamily-REFG |  | 10 | bar: 2013 Qtr 3 to 2015 Qtr 3; 2016 Qtr 3 to 2017 Qtr 4; 2018 Qtr 3 to 2019 Qtr 4; 2020 Qtr 3 to 2021 Qtr 4; 2022 Qtr 3 to 2023 Qtr 4
[5 empty] | 26-SFM-ResidentialSingleFamily-SP_COOL |  | 10.1 | bar: 2013 Qtr 3 to 2015 Qtr 3; 2016 Qtr 3 to 2017 Qtr 4; 2018 Qtr 3 to 2019 Qtr 4; 2020 Qtr 3 to 2021 Qtr 4; 2022 Qtr 3 to 2023 Qtr 4
[5 empty] | 26-SFM-ResidentialSingleFamily-SP_HEAT |  | 10.2 | bar: 2013 Qtr 3 to 2015 Qtr 3; 2016 Qtr 3 to 2017 Qtr 4; 2018 Qtr 3 to 2019 Qtr 4; 2020 Qtr 3 to 2021 Qtr 4; 2022 Qtr 3 to 2023 Qtr 4
[5 empty] | 26-SFM-ResidentialSingleFamily-WAT_HEAT |  | 10.3 | bar: 2013 Qtr 3 to 2015 Qtr 3; 2016 Qtr 3 to 2017 Qtr 4; 2018 Qtr 3 to 2019 Qtr 4; 2020 Qtr 3 to 2021 Qtr 4; 2022 Qtr 3 to 2023 Qtr 4
[5 empty] | 27-SMO-ResidentialMobileHome–SingleWide-CL_DRY |  | 10.4 | bar: 2013 Qtr 3 to 2015 Qtr 3; 2016 Qtr 3 to 2017 Qtr 4; 2018 Qtr 3 to 2019 Qtr 4; 2020 Qtr 3 to 2021 Qtr 4; 2022 Qtr 3 to 2023 Qtr 4
[5 empty] | 27-SMO-ResidentialMobileHome–SingleWide-CL_WASH |  | 10.5 | bar: 2013 Qtr 3 to 2015 Qtr 3; 2016 Qtr 3 to 2017 Qtr 4; 2018 Qtr 3 to 2019 Qtr 4; 2020 Qtr 3 to 2021 Qtr 4; 2022 Qtr 3 to 2023 Qtr 4
[5 empty] | 27-SMO-ResidentialMobileHome–SingleWide-DSH_WASH |  | 10.6 | bar: 2013 Qtr 3 to 2015 Qtr 3; 2016 Qtr 3 to 2017 Qtr 4; 2018 Qtr 3 to 2019 Qtr 4; 2020 Qtr 3 to 2021 Qtr 4; 2022 Qtr 3 to 2023 Qtr 4
[5 empty] | 27-SMO-ResidentialMobileHome–SingleWide-FREEZ |  | 10.7 | bar: 2013 Qtr 3 to 2015 Qtr 3; 2016 Qtr 3 to 2017 Qtr 4; 2018 Qtr 3 to 2019 Qtr 4; 2020 Qtr 3 to 2021 Qtr 4; 2022 Qtr 3 to 2023 Qtr 4
[5 empty] | 27-SMO-ResidentialMobileHome–SingleWide-LIGHT |  | 10.8 | bar: 2013 Qtr 3 to 2015 Qtr 3; 2016 Qtr 3 to 2017 Qtr 4; 2018 Qtr 3 to 2019 Qtr 4; 2020 Qtr 3 to 2021 Qtr 4; 2022 Qtr 3 to 2023 Qtr 4
[5 empty] | 27-SMO-ResidentialMobileHome–SingleWide-POOL_PMP |  | 10.9 | bar: 2013 Qtr 3 to 2015 Qtr 3; 2016 Qtr 3 to 2017 Qtr 4; 2018 Qtr 3 to 2019 Qtr 4; 2020 Qtr 3 to 2021 Qtr 4; 2022 Qtr 3 to 2023 Qtr 4
[5 empty] | 27-SMO-ResidentialMobileHome–SingleWide-REFG |  | 11 | bar: 2013 Qtr 3 to 2015 Qtr 3; 2016 Qtr 3 to 2017 Qtr 4; 2018 Qtr 3 to 2019 Qtr 4; 2020 Qtr 3 to 2021 Qtr 4; 2022 Qtr 3 to 2023 Qtr 4
[5 empty] | 27-SMO-ResidentialMobileHome–SingleWide-SP_COOL |  | 11.1 | bar: 2013 Qtr 3 to 2015 Qtr 3; 2016 Qtr 3 to 2017 Qtr 4; 2018 Qtr 3 to 2019 Qtr 4; 2020 Qtr 3 to 2021 Qtr 4; 2022 Qtr 3 to 2023 Qtr 4
[5 empty] | 27-SMO-ResidentialMobileHome–SingleWide-SP_HEAT |  | 11.2 | bar: 2013 Qtr 3 to 2015 Qtr 3; 2016 Qtr 3 to 2017 Qtr 4; 2018 Qtr 3 to 2019 Qtr 4; 2020 Qtr 3 to 2021 Qtr 4; 2022 Qtr 3 to 2023 Qtr 4
[5 empty] | 27-SMO-ResidentialMobileHome–SingleWide-WAT_HEAT |  | 11.3 | bar: 2013 Qtr 3 to 2015 Qtr 3; 2016 Qtr 3 to 2017 Qtr 4; 2018 Qtr 3 to 2019 Qtr 4; 2020 Qtr 3 to 2021 Qtr 4; 2022 Qtr 3 to 2023 Qtr 4
[5 empty] | 28-SUN-Storage–Unconditioned-Exit |  | 11.4 | bar: 2013 Qtr 3 to 2015 Qtr 3; 2016 Qtr 3 to 2017 Qtr 4; 2018 Qtr 3 to 2019 Qtr 4; 2020 Qtr 3 to 2021 Qtr 4; 2022 Qtr 3 to 2023 Qtr 4
[5 empty] | 28-SUN-Storage–Unconditioned-ExtLight |  | 11.5 | bar: 2013 Qtr 3 to 2015 Qtr 3; 2016 Qtr 3 to 2017 Qtr 4; 2018 Qtr 3 to 2019 Qtr 4; 2020 Qtr 3 to 2021 Qtr 4; 2022 Qtr 3 to 2023 Qtr 4
[5 empty] | 29-WRF-Storage–Refrigerated-Cooling |  | 11.6 | bar: 2013 Qtr 3 to 2015 Qtr 3; 2016 Qtr 3 to 2017 Qtr 4; 2018 Qtr 3 to 2019 Qtr 4; 2020 Qtr 3 to 2021 Qtr 4; 2022 Qtr 3 to 2023 Qtr 4
[5 empty] | 29-WRF-Storage–Refrigerated-Exit |  | 11.7 | bar: 2013 Qtr 3 to 2015 Qtr 3; 2016 Qtr 3 to 2017 Qtr 4; 2018 Qtr 3 to 2019 Qtr 4; 2020 Qtr 3 to 2021 Qtr 4; 2022 Qtr 3 to 2023 Qtr 4
[5 empty] | 29-WRF-Storage–Refrigerated-ExtLight |  | 11.8 | bar: 2013 Qtr 3 to 2015 Qtr 3; 2016 Qtr 3 to 2017 Qtr 4; 2018 Qtr 3 to 2019 Qtr 4; 2020 Qtr 3 to 2021 Qtr 4; 2022 Qtr 3 to 2023 Qtr 4
[5 empty] | 30-S20-SIC20Food&KindredProducts-AG_PUMP |  | 11.9 | bar: 2013 Qtr 3 to 2015 Qtr 3; 2016 Qtr 3 to 2017 Qtr 4; 2018 Qtr 3 to 2019 Qtr 4; 2020 Qtr 3 to 2021 Qtr 4; 2022 Qtr 3 to 2023 Qtr 4
[5 empty] | 30-S20-SIC20Food&KindredProducts-COMP_AIR |  | 12 | bar: 2013 Qtr 3 to 2015 Qtr 3; 2016 Qtr 3 to 2017 Qtr 4; 2018 Qtr 3 to 2019 Qtr 4; 2020 Qtr 3 to 2021 Qtr 4; 2022 Qtr 3 to 2023 Qtr 4
[5 empty] | 30-S20-SIC20Food&KindredProducts-COOL |  | 12.1 | bar: 2013 Qtr 3 to 2015 Qtr 3; 2016 Qtr 3 to 2017 Qtr 4; 2018 Qtr 3 to 2019 Qtr 4; 2020 Qtr 3 to 2021 Qtr 4; 2022 Qtr 3 to 2023 Qtr 4
[5 empty] | 30-S20-SIC20Food&KindredProducts-LIGHT |  | 12.2 | bar: 2013 Qtr 3 to 2015 Qtr 3; 2016 Qtr 3 to 2017 Qtr 4; 2018 Qtr 3 to 2019 Qtr 4; 2020 Qtr 3 to 2021 Qtr 4; 2022 Qtr 3 to 2023 Qtr 4
[5 empty] | 30-S20-SIC20Food&KindredProducts-MOTOR |  | 12.3 | bar: 2013 Qtr 3 to 2015 Qtr 3; 2016 Qtr 3 to 2017 Qtr 4; 2018 Qtr 3 to 2019 Qtr 4; 2020 Qtr 3 to 2021 Qtr 4; 2022 Qtr 3 to 2023 Qtr 4
[5 empty] | 30-S20-SIC20Food&KindredProducts-PROC_OTH |  | 12.4 | bar: 2013 Qtr 3 to 2015 Qtr 3; 2016 Qtr 3 to 2017 Qtr 4; 2018 Qtr 3 to 2019 Qtr 4; 2020 Qtr 3 to 2021 Qtr 4; 2022 Qtr 3 to 2023 Qtr 4
[5 empty] | 31-S26-SIC26Paper&AlliedProducts-AG_PUMP |  | 12.5 | bar: 2013 Qtr 3 to 2015 Qtr 3; 2016 Qtr 3 to 2017 Qtr 4; 2018 Qtr 3 to 2019 Qtr 4; 2020 Qtr 3 to 2021 Qtr 4; 2022 Qtr 3 to 2023 Qtr 4
[5 empty] | 31-S26-SIC26Paper&AlliedProducts-COMP_AIR |  | 12.6 | bar: 2013 Qtr 3 to 2015 Qtr 3; 2016 Qtr 3 to 2017 Qtr 4; 2018 Qtr 3 to 2019 Qtr 4; 2020 Qtr 3 to 2021 Qtr 4; 2022 Qtr 3 to 2023 Qtr 4
[5 empty] | 31-S26-SIC26Paper&AlliedProducts-COOL |  | 12.7 | bar: 2013 Qtr 3 to 2015 Qtr 3; 2016 Qtr 3 to 2017 Qtr 4; 2018 Qtr 3 to 2019 Qtr 4; 2020 Qtr 3 to 2021 Qtr 4; 2022 Qtr 3 to 2023 Qtr 4
[5 empty] | 31-S26-SIC26Paper&AlliedProducts-LIGHT |  | 12.8 | bar: 2013 Qtr 3 to 2015 Qtr 3; 2016 Qtr 3 to 2017 Qtr 4; 2018 Qtr 3 to 2019 Qtr 4; 2020 Qtr 3 to 2021 Qtr 4; 2022 Qtr 3 to 2023 Qtr 4
[5 empty] | 31-S26-SIC26Paper&AlliedProducts-MOTOR |  | 12.9 | bar: 2013 Qtr 3 to 2015 Qtr 3; 2016 Qtr 3 to 2017 Qtr 4; 2018 Qtr 3 to 2019 Qtr 4; 2020 Qtr 3 to 2021 Qtr 4; 2022 Qtr 3 to 2023 Qtr 4
[5 empty] | 31-S26-SIC26Paper&AlliedProducts-PROC_OTH |  | 13 | bar: 2013 Qtr 3 to 2015 Qtr 3; 2016 Qtr 3 to 2017 Qtr 4; 2018 Qtr 3 to 2019 Qtr 4; 2020 Qtr 3 to 2021 Qtr 4; 2022 Qtr 3 to 2023 Qtr 4
[5 empty] | 32-S28-SIC28Chemicals&AlliedProducts-AG_PUMP |  | 13.1 | bar: 2013 Qtr 3 to 2015 Qtr 3; 2016 Qtr 3 to 2017 Qtr 4; 2018 Qtr 3 to 2019 Qtr 4; 2020 Qtr 3 to 2021 Qtr 4; 2022 Qtr 3 to 2023 Qtr 4
[5 empty] | 32-S28-SIC28Chemicals&AlliedProducts-COMP_AIR |  | 13.2 | bar: 2013 Qtr 3 to 2015 Qtr 3; 2016 Qtr 3 to 2017 Qtr 4; 2018 Qtr 3 to 2019 Qtr 4; 2020 Qtr 3 to 2021 Qtr 4; 2022 Qtr 3 to 2023 Qtr 4
[5 empty] | 32-S28-SIC28Chemicals&AlliedProducts-COOL |  | 13.3 | bar: 2013 Qtr 3 to 2015 Qtr 3; 2016 Qtr 3 to 2017 Qtr 4; 2018 Qtr 3 to 2019 Qtr 4; 2020 Qtr 3 to 2021 Qtr 4; 2022 Qtr 3 to 2023 Qtr 4
[5 empty] | 32-S28-SIC28Chemicals&AlliedProducts-LIGHT |  | 13.4 | bar: 2013 Qtr 3 to 2015 Qtr 3; 2016 Qtr 3 to 2017 Qtr 4; 2018 Qtr 3 to 2019 Qtr 4; 2020 Qtr 3 to 2021 Qtr 4; 2022 Qtr 3 to 2023 Qtr 4
[5 empty] | 32-S28-SIC28Chemicals&AlliedProducts-MOTOR |  | 13.5 | bar: 2013 Qtr 3 to 2015 Qtr 3; 2016 Qtr 3 to 2017 Qtr 4; 2018 Qtr 3 to 2019 Qtr 4; 2020 Qtr 3 to 2021 Qtr 4; 2022 Qtr 3 to 2023 Qtr 4
[5 empty] | 32-S28-SIC28Chemicals&AlliedProducts-PROC_OTH |  | 13.6 | bar: 2013 Qtr 3 to 2015 Qtr 3; 2016 Qtr 3 to 2017 Qtr 4; 2018 Qtr 3 to 2019 Qtr 4; 2020 Qtr 3 to 2021 Qtr 4; 2022 Qtr 3 to 2023 Qtr 4
[5 empty] | 33-S29-SIC29Petroleum&CoalProducts-AG_PUMP |  | 13.7 | bar: 2013 Qtr 3 to 2015 Qtr 3; 2016 Qtr 3 to 2017 Qtr 4; 2018 Qtr 3 to 2019 Qtr 4; 2020 Qtr 3 to 2021 Qtr 4; 2022 Qtr 3 to 2023 Qtr 4
[5 empty] | 33-S29-SIC29Petroleum&CoalProducts-COMP_AIR |  | 13.8 | bar: 2013 Qtr 3 to 2015 Qtr 3; 2016 Qtr 3 to 2017 Qtr 4; 2018 Qtr 3 to 2019 Qtr 4; 2020 Qtr 3 to 2021 Qtr 4; 2022 Qtr 3 to 2023 Qtr 4
[5 empty] | 33-S29-SIC29Petroleum&CoalProducts-COOL |  | 13.9 | bar: 2013 Qtr 3 to 2015 Qtr 3; 2016 Qtr 3 to 2017 Qtr 4; 2018 Qtr 3 to 2019 Qtr 4; 2020 Qtr 3 to 2021 Qtr 4; 2022 Qtr 3 to 2023 Qtr 4
[5 empty] | 33-S29-SIC29Petroleum&CoalProducts-LIGHT |  | 14 | bar: 2013 Qtr 3 to 2015 Qtr 3; 2016 Qtr 3 to 2017 Qtr 4; 2018 Qtr 3 to 2019 Qtr 4; 2020 Qtr 3 to 2021 Qtr 4; 2022 Qtr 3 to 2023 Qtr 4
[5 empty] | 33-S29-SIC29Petroleum&CoalProducts-MOTOR |  | 14.1 | bar: 2013 Qtr 3 to 2015 Qtr 3; 2016 Qtr 3 to 2017 Qtr 4; 2018 Qtr 3 to 2019 Qtr 4; 2020 Qtr 3 to 2021 Qtr 4; 2022 Qtr 3 to 2023 Qtr 4
[5 empty] | 33-S29-SIC29Petroleum&CoalProducts-PROC_OTH |  | 14.2 | bar: 2013 Qtr 3 to 2015 Qtr 3; 2016 Qtr 3 to 2017 Qtr 4; 2018 Qtr 3 to 2019 Qtr 4; 2020 Qtr 3 to 2021 Qtr 4; 2022 Qtr 3 to 2023 Qtr 4
[5 empty] | 34-S33-SIC33Metals-AG_PUMP |  | 14.3 | bar: 2013 Qtr 3 to 2015 Qtr 3; 2016 Qtr 3 to 2017 Qtr 4; 2018 Qtr 3 to 2019 Qtr 4; 2020 Qtr 3 to 2021 Qtr 4; 2022 Qtr 3 to 2023 Qtr 4
[5 empty] | 34-S33-SIC33Metals-COMP_AIR |  | 14.4 | bar: 2013 Qtr 3 to 2015 Qtr 3; 2016 Qtr 3 to 2017 Qtr 4; 2018 Qtr 3 to 2019 Qtr 4; 2020 Qtr 3 to 2021 Qtr 4; 2022 Qtr 3 to 2023 Qtr 4
[5 empty] | 34-S33-SIC33Metals-COOL |  | 14.5 | bar: 2013 Qtr 3 to 2015 Qtr 3; 2016 Qtr 3 to 2017 Qtr 4; 2018 Qtr 3 to 2019 Qtr 4; 2020 Qtr 3 to 2021 Qtr 4; 2022 Qtr 3 to 2023 Qtr 4
[5 empty] | 34-S33-SIC33Metals-LIGHT |  | 14.6 | bar: 2013 Qtr 3 to 2015 Qtr 3; 2016 Qtr 3 to 2017 Qtr 4; 2018 Qtr 3 to 2019 Qtr 4; 2020 Qtr 3 to 2021 Qtr 4; 2022 Qtr 3 to 2023 Qtr 4
[5 empty] | 34-S33-SIC33Metals-MOTOR |  | 14.7 | bar: 2013 Qtr 3 to 2015 Qtr 3; 2016 Qtr 3 to 2017 Qtr 4; 2018 Qtr 3 to 2019 Qtr 4; 2020 Qtr 3 to 2021 Qtr 4; 2022 Qtr 3 to 2023 Qtr 4
[5 empty] | 34-S33-SIC33Metals-PROC_OTH |  | 14.8 | bar: 2013 Qtr 3 to 2015 Qtr 3; 2016 Qtr 3 to 2017 Qtr 4; 2018 Qtr 3 to 2019 Qtr 4; 2020 Qtr 3 to 2021 Qtr 4; 2022 Qtr 3 to 2023 Qtr 4
[5 empty] | 35-OTI-OtherIndustrial-AG_PUMP |  | 14.9 | bar: 2013 Qtr 3 to 2015 Qtr 3; 2016 Qtr 3 to 2017 Qtr 4; 2018 Qtr 3 to 2019 Qtr 4; 2020 Qtr 3 to 2021 Qtr 4; 2022 Qtr 3 to 2023 Qtr 4
[5 empty] | 35-OTI-OtherIndustrial-COMP_AIR |  | 15 | bar: 2013 Qtr 3 to 2015 Qtr 3; 2016 Qtr 3 to 2017 Qtr 4; 2018 Qtr 3 to 2019 Qtr 4; 2020 Qtr 3 to 2021 Qtr 4; 2022 Qtr 3 to 2023 Qtr 4
[5 empty] | 35-OTI-OtherIndustrial-COOL |  | 15.1 | bar: 2013 Qtr 3 to 2015 Qtr 3; 2016 Qtr 3 to 2017 Qtr 4; 2018 Qtr 3 to 2019 Qtr 4; 2020 Qtr 3 to 2021 Qtr 4; 2022 Qtr 3 to 2023 Qtr 4
[5 empty] | 35-OTI-OtherIndustrial-LIGHT |  | 15.2 | bar: 2013 Qtr 3 to 2015 Qtr 3; 2016 Qtr 3 to 2017 Qtr 4; 2018 Qtr 3 to 2019 Qtr 4; 2020 Qtr 3 to 2021 Qtr 4; 2022 Qtr 3 to 2023 Qtr 4
[5 empty] | 35-OTI-OtherIndustrial-MOTOR |  | 15.3 | bar: 2013 Qtr 3 to 2015 Qtr 3; 2016 Qtr 3 to 2017 Qtr 4; 2018 Qtr 3 to 2019 Qtr 4; 2020 Qtr 3 to 2021 Qtr 4; 2022 Qtr 3 to 2023 Qtr 4
[5 empty] | 35-OTI-OtherIndustrial-PROC_OTH |  | 15.4 | bar: 2013 Qtr 3 to 2015 Qtr 3; 2016 Qtr 3 to 2017 Qtr 4; 2018 Qtr 3 to 2019 Qtr 4; 2020 Qtr 3 to 2021 Qtr 4; 2022 Qtr 3 to 2023 Qtr 4
[5 empty] | 36-GST-Lodging-GuestRooms-Cooling |  | 15.5 | bar: 2013 Qtr 3 to 2015 Qtr 3; 2016 Qtr 3 to 2017 Qtr 4; 2018 Qtr 3 to 2019 Qtr 4; 2020 Qtr 3 to 2021 Qtr 4; 2022 Qtr 3 to 2023 Qtr 4
[5 empty] | 36-GST-Lodging-GuestRooms-ExtLight |  | 15.6 | bar: 2013 Qtr 3 to 2015 Qtr 3; 2016 Qtr 3 to 2017 Qtr 4; 2018 Qtr 3 to 2019 Qtr 4; 2020 Qtr 3 to 2021 Qtr 4; 2022 Qtr 3 to 2023 Qtr 4
[5 empty] | 36-GST-Lodging-GuestRooms-IntLight |  | 15.7 | bar: 2013 Qtr 3 to 2015 Qtr 3; 2016 Qtr 3 to 2017 Qtr 4; 2018 Qtr 3 to 2019 Qtr 4; 2020 Qtr 3 to 2021 Qtr 4; 2022 Qtr 3 to 2023 Qtr 4
[5 empty] | 36-GST-Lodging-GuestRooms-OffEquip |  | 15.8 | bar: 2013 Qtr 3 to 2015 Qtr 3; 2016 Qtr 3 to 2017 Qtr 4; 2018 Qtr 3 to 2019 Qtr 4; 2020 Qtr 3 to 2021 Qtr 4; 2022 Qtr 3 to 2023 Qtr 4
[5 empty] | 36-GST-Lodging-GuestRooms-Refrig |  | 15.9 | bar: 2013 Qtr 3 to 2015 Qtr 3; 2016 Qtr 3 to 2017 Qtr 4; 2018 Qtr 3 to 2019 Qtr 4; 2020 Qtr 3 to 2021 Qtr 4; 2022 Qtr 3 to 2023 Qtr 4
[5 empty] | 36-GST-Lodging-GuestRooms-Vent/Fan |  | 16 | bar: 2013 Qtr 3 to 2015 Qtr 3; 2016 Qtr 3 to 2017 Qtr 4; 2018 Qtr 3 to 2019 Qtr 4; 2020 Qtr 3 to 2021 Qtr 4; 2022 Qtr 3 to 2023 Qtr 4
16.1 | bar: 2013 Qtr 3 to 2015 Qtr 3; 2016 Qtr 3 to 2017 Qtr 4; 2018 Qtr 3 to 2019 Qtr 4; 2020 Qtr 3 to 2021 Qtr 4; 2022 Qtr 3 to 2023 Qtr 4
16.2 | bar: 2013 Qtr 3 to 2015 Qtr 3; 2016 Qtr 3 to 2017 Qtr 4; 2018 Qtr 3 to 2019 Qtr 4; 2020 Qtr 3 to 2021 Qtr 4; 2022 Qtr 3 to 2023 Qtr 4
16.3 | bar: 2013 Qtr 3 to 2015 Qtr 3; 2016 Qtr 3 to 2017 Qtr 4; 2018 Qtr 3 to 2019 Qtr 4; 2020 Qtr 3 to 2021 Qtr 4; 2022 Qtr 3 to 2023 Qtr 4
16.4 | bar: 2013 Qtr 3 to 2015 Qtr 3; 2016 Qtr 3 to 2017 Qtr 4; 2018 Qtr 3 to 2019 Qtr 4; 2020 Qtr 3 to 2021 Qtr 4; 2022 Qtr 3 to 2023 Qtr 4
16.5 | bar: 2013 Qtr 3 to 2015 Qtr 3; 2016 Qtr 3 to 2017 Qtr 4; 2018 Qtr 3 to 2019 Qtr 4; 2020 Qtr 3 to 2021 Qtr 4; 2022 Qtr 3 to 2023 Qtr 4
16.6 | bar: 2013 Qtr 3 to 2015 Qtr 3; 2016 Qtr 3 to 2017 Qtr 4; 2018 Qtr 3 to 2019 Qtr 4; 2020 Qtr 3 to 2021 Qtr 4; 2022 Qtr 3 to 2023 Qtr 4
16.7 | bar: 2013 Qtr 3 to 2015 Qtr 3; 2016 Qtr 3 to 2017 Qtr 4; 2018 Qtr 3 to 2019 Qtr 4; 2020 Qtr 3 to 2021 Qtr 4; 2022 Qtr 3 to 2023 Qtr 4
16.8 | bar: 2013 Qtr 3 to 2015 Qtr 3; 2016 Qtr 3 to 2017 Qtr 4; 2018 Qtr 3 to 2019 Qtr 4; 2020 Qtr 3 to 2021 Qtr 4; 2022 Qtr 3 to 2023 Qtr 4
16.9 | bar: 2013 Qtr 3 to 2015 Qtr 3; 2016 Qtr 3 to 2017 Qtr 4; 2018 Qtr 3 to 2019 Qtr 4; 2020 Qtr 3 to 2021 Qtr 4; 2022 Qtr 3 to 2023 Qtr 4
17 | bar: 2013 Qtr 3 to 2015 Qtr 3; 2016 Qtr 3 to 2017 Qtr 4; 2018 Qtr 3 to 2019 Qtr 4; 2020 Qtr 3 to 2021 Qtr 4; 2022 Qtr 3 to 2023 Qtr 4
17.1 | bar: 2013 Qtr 3 to 2015 Qtr 3; 2016 Qtr 3 to 2017 Qtr 4; 2018 Qtr 3 to 2019 Qtr 4; 2020 Qtr 3 to 2021 Qtr 4; 2022 Qtr 3 to 2023 Qtr 4
17.2 | bar: 2013 Qtr 3 to 2015 Qtr 3; 2016 Qtr 3 to 2017 Qtr 4; 2018 Qtr 3 to 2019 Qtr 4; 2020 Qtr 3 to 2021 Qtr 4; 2022 Qtr 3 to 2023 Qtr 4
17.3 | bar: 2013 Qtr 3 to 2015 Qtr 3; 2016 Qtr 3 to 2017 Qtr 4; 2018 Qtr 3 to 2019 Qtr 4; 2020 Qtr 3 to 2021 Qtr 4; 2022 Qtr 3 to 2023 Qtr 4
17.4 | bar: 2013 Qtr 3 to 2015 Qtr 3; 2016 Qtr 3 to 2017 Qtr 4; 2018 Qtr 3 to 2019 Qtr 4; 2020 Qtr 3 to 2021 Qtr 4; 2022 Qtr 3 to 2023 Qtr 4
17.5 | bar: 2013 Qtr 3 to 2015 Qtr 3; 2016 Qtr 3 to 2017 Qtr 4; 2018 Qtr 3 to 2019 Qtr 4; 2020 Qtr 3 to 2021 Qtr 4; 2022 Qtr 3 to 2023 Qtr 4
17.6 | bar: 2013 Qtr 3 to 2015 Qtr 3; 2016 Qtr 3 to 2017 Qtr 4; 2018 Qtr 3 to 2019 Qtr 4; 2020 Qtr 3 to 2021 Qtr 4; 2022 Qtr 3 to 2023 Qtr 4
17.7 | bar: 2013 Qtr 3 to 2015 Qtr 3; 2016 Qtr 3 to 2017 Qtr 4; 2018 Qtr 3 to 2019 Qtr 4; 2020 Qtr 3 to 2021 Qtr 4; 2022 Qtr 3 to 2023 Qtr 4
17.8 | bar: 2013 Qtr 3 to 2015 Qtr 3; 2016 Qtr 3 to 2017 Qtr 4; 2018 Qtr 3 to 2019 Qtr 4; 2020 Qtr 3 to 2021 Qtr 4; 2022 Qtr 3 to 2023 Qtr 4
17.9 | bar: 2013 Qtr 3 to 2015 Qtr 3; 2016 Qtr 3 to 2017 Qtr 4; 2018 Qtr 3 to 2019 Qtr 4; 2020 Qtr 3 to 2021 Qtr 4; 2022 Qtr 3 to 2023 Qtr 4
18 | bar: 2013 Qtr 3 to 2015 Qtr 3; 2016 Qtr 3 to 2017 Qtr 4; 2018 Qtr 3 to 2019 Qtr 4; 2020 Qtr 3 to 2021 Qtr 4; 2022 Qtr 3 to 2023 Qtr 4
18.1 | bar: 2013 Qtr 3 to 2015 Qtr 3; 2016 Qtr 3 to 2017 Qtr 4; 2018 Qtr 3 to 2019 Qtr 4; 2020 Qtr 3 to 2021 Qtr 4; 2022 Qtr 3 to 2023 Qtr 4
18.2 | bar: 2013 Qtr 3 to 2015 Qtr 3; 2016 Qtr 3 to 2017 Qtr 4; 2018 Qtr 3 to 2019 Qtr 4; 2020 Qtr 3 to 2021 Qtr 4; 2022 Qtr 3 to 2023 Qtr 4
18.3 | bar: 2013 Qtr 3 to 2015 Qtr 3; 2016 Qtr 3 to 2017 Qtr 4; 2018 Qtr 3 to 2019 Qtr 4; 2020 Qtr 3 to 2021 Qtr 4; 2022 Qtr 3 to 2023 Qtr 4
18.4 | bar: 2013 Qtr 3 to 2015 Qtr 3; 2016 Qtr 3 to 2017 Qtr 4; 2018 Qtr 3 to 2019 Qtr 4; 2020 Qtr 3 to 2021 Qtr 4; 2022 Qtr 3 to 2023 Qtr 4
18.5 | bar: 2013 Qtr 3 to 2015 Qtr 3; 2016 Qtr 3 to 2017 Qtr 4; 2018 Qtr 3 to 2019 Qtr 4; 2020 Qtr 3 to 2021 Qtr 4; 2022 Qtr 3 to 2023 Qtr 4
18.6 | bar: 2013 Qtr 3 to 2015 Qtr 3; 2016 Qtr 3 to 2017 Qtr 4; 2018 Qtr 3 to 2019 Qtr 4; 2020 Qtr 3 to 2021 Qtr 4; 2022 Qtr 3 to 2023 Qtr 4
18.7 | bar: 2013 Qtr 3 to 2015 Qtr 3; 2016 Qtr 3 to 2017 Qtr 4; 2018 Qtr 3 to 2019 Qtr 4; 2020 Qtr 3 to 2021 Qtr 4; 2022 Qtr 3 to 2023 Qtr 4
18.8 | bar: 2013 Qtr 3 to 2015 Qtr 3; 2016 Qtr 3 to 2017 Qtr 4; 2018 Qtr 3 to 2019 Qtr 4; 2020 Qtr 3 to 2021 Qtr 4; 2022 Qtr 3 to 2023 Qtr 4
18.9 | bar: 2013 Qtr 3 to 2015 Qtr 3; 2016 Qtr 3 to 2017 Qtr 4; 2018 Qtr 3 to 2019 Qtr 4; 2020 Qtr 3 to 2021 Qtr 4; 2022 Qtr 3 to 2023 Qtr 4
19 | bar: 2013 Qtr 3 to 2015 Qtr 3; 2016 Qtr 3 to 2017 Qtr 4; 2018 Qtr 3 to 2019 Qtr 4; 2020 Qtr 3 to 2021 Qtr 4; 2022 Qtr 3 to 2023 Qtr 4
19.1 | bar: 2013 Qtr 3 to 2015 Qtr 3; 2016 Qtr 3 to 2017 Qtr 4; 2018 Qtr 3 to 2019 Qtr 4; 2020 Qtr 3 to 2021 Qtr 4; 2022 Qtr 3 to 2023 Qtr 4
19.2 | bar: 2013 Qtr 3 to 2015 Qtr 3; 2016 Qtr 3 to 2017 Qtr 4; 2018 Qtr 3 to 2019 Qtr 4; 2020 Qtr 3 to 2021 Qtr 4; 2022 Qtr 3 to 2023 Qtr 4
19.3 | bar: 2013 Qtr 3 to 2015 Qtr 3; 2016 Qtr 3 to 2017 Qtr 4; 2018 Qtr 3 to 2019 Qtr 4; 2020 Qtr 3 to 2021 Qtr 4; 2022 Qtr 3 to 2023 Qtr 4
19.4 | bar: 2013 Qtr 3 to 2015 Qtr 3; 2016 Qtr 3 to 2017 Qtr 4; 2018 Qtr 3 to 2019 Qtr 4; 2020 Qtr 3 to 2021 Qtr 4; 2022 Qtr 3 to 2023 Qtr 4
19.5 | bar: 2013 Qtr 3 to 2015 Qtr 3; 2016 Qtr 3 to 2017 Qtr 4; 2018 Qtr 3 to 2019 Qtr 4; 2020 Qtr 3 to 2021 Qtr 4; 2022 Qtr 3 to 2023 Qtr 4
19.6 | bar: 2013 Qtr 3 to 2015 Qtr 3; 2016 Qtr 3 to 2017 Qtr 4; 2018 Qtr 3 to 2019 Qtr 4; 2020 Qtr 3 to 2021 Qtr 4; 2022 Qtr 3 to 2023 Qtr 4
19.7 | bar: 2013 Qtr 3 to 2015 Qtr 3; 2016 Qtr 3 to 2017 Qtr 4; 2018 Qtr 3 to 2019 Qtr 4; 2020 Qtr 3 to 2021 Qtr 4; 2022 Qtr 3 to 2023 Qtr 4
19.8 | bar: 2013 Qtr 3 to 2015 Qtr 3; 2016 Qtr 3 to 2017 Qtr 4; 2018 Qtr 3 to 2019 Qtr 4; 2020 Qtr 3 to 2021 Qtr 4; 2022 Qtr 3 to 2023 Qtr 4
19.9 | bar: 2013 Qtr 3 to 2015 Qtr 3; 2016 Qtr 3 to 2017 Qtr 4; 2018 Qtr 3 to 2019 Qtr 4; 2020 Qtr 3 to 2021 Qtr 4; 2022 Qtr 3 to 2023 Qtr 4
20 | bar: 2013 Qtr 3 to 2015 Qtr 3; 2016 Qtr 3 to 2017 Qtr 4; 2018 Qtr 3 to 2019 Qtr 4; 2020 Qtr 3 to 2021 Qtr 4; 2022 Qtr 3 to 2023 Qtr 4
21 | bar: 2013 Qtr 3 to 2015 Qtr 3; 2016 Qtr 3 to 2017 Qtr 4; 2018 Qtr 3 to 2019 Qtr 4; 2020 Qtr 3 to 2021 Qtr 4; 2022 Qtr 3 to 2023 Qtr 4
22 | bar: 2013 Qtr 3 to 2015 Qtr 3; 2016 Qtr 3 to 2017 Qtr 4; 2018 Qtr 3 to 2019 Qtr 4; 2020 Qtr 3 to 2021 Qtr 4; 2022 Qtr 3 to 2023 Qtr 4
23 | bar: 2013 Qtr 3 to 2015 Qtr 3; 2016 Qtr 3 to 2017 Qtr 4; 2018 Qtr 3 to 2019 Qtr 4; 2020 Qtr 3 to 2021 Qtr 4; 2022 Qtr 3 to 2023 Qtr 4
24 | bar: 2013 Qtr 3 to 2015 Qtr 3; 2016 Qtr 3 to 2017 Qtr 4; 2018 Qtr 3 to 2019 Qtr 4; 2020 Qtr 3 to 2021 Qtr 4; 2022 Qtr 3 to 2023 Qtr 4
25 | bar: 2013 Qtr 3 to 2015 Qtr 3; 2016 Qtr 3 to 2017 Qtr 4; 2018 Qtr 3 to 2019 Qtr 4; 2020 Qtr 3 to 2021 Qtr 4; 2022 Qtr 3 to 2023 Qtr 4
26 | bar: 2013 Qtr 3 to 2015 Qtr 3; 2016 Qtr 3 to 2017 Qtr 4; 2018 Qtr 3 to 2019 Qtr 4; 2020 Qtr 3 to 2021 Qtr 4; 2022 Qtr 3 to 2023 Qtr 4
27 | bar: 2013 Qtr 3 to 2015 Qtr 3; 2016 Qtr 3 to 2017 Qtr 4; 2018 Qtr 3 to 2019 Qtr 4; 2020 Qtr 3 to 2021 Qtr 4; 2022 Qtr 3 to 2023 Qtr 4
28 | bar: 2013 Qtr 3 to 2015 Qtr 3; 2016 Qtr 3 to 2017 Qtr 4; 2018 Qtr 3 to 2019 Qtr 4; 2020 Qtr 3 to 2021 Qtr 4; 2022 Qtr 3 to 2023 Qtr 4
29 | bar: 2013 Qtr 3 to 2015 Qtr 3; 2016 Qtr 3 to 2017 Qtr 4; 2018 Qtr 3 to 2019 Qtr 4; 2020 Qtr 3 to 2021 Qtr 4; 2022 Qtr 3 to 2023 Qtr 4
30 | bar: 2013 Qtr 3 to 2015 Qtr 3; 2016 Qtr 3 to 2017 Qtr 4; 2018 Qtr 3 to 2019 Qtr 4; 2020 Qtr 3 to 2021 Qtr 4; 2022 Qtr 3 to 2023 Qtr 4