## Export
PROGRAM NAME | 3223_SW-COM-Deemed Incentives-Commercial Rebates
BUDGET |  |  | SDG&E 2013 v1c4-Draft.xls
Administrative Costs
Overhead and G&A | 281809.59
Other Administrative Costs | 0
Marketing/Outreach | 30515.19
Direct Implementation
d.i. User Input Incentive (No rebates) | 0
d.ii. - d.v. Rebates etc | 2209169.8255
Activity | 772890.63
Installation | 0
Hardware & Materials | 0
Rebate Processing & Inspection | 0
EM&V Costs | 0
Budget | 3294385.2355
Costs recovered from other sources | 0
Budget (plus other costs) | 3294385.2355
PROGRAM IMPACTS
Program Reductions | 2013-2014 | 2013 | 2014 | 2015 | 2013-2015
User Entered kW (kW) | 1779.2097 | 1779.2097 | 0 | 0 | 1779.2097
Net Jul-Sept Peak (kW) | 1907.545 | 1907.545 | 0 | 0 | 1907.545
Net Dec-Feb Peak (kW) | 1559.0391 | 1559.0391 | 0 | 0 | 1559.0391
Net NCP (kW) | 1559.0391 | 1559.0391 | 0 | 0 | 1559.0391
Net CEC (kW) | 0 | 0 | 0 | 0 | 0
Annual Net kWh | 12121809.9178 | 12121809.9178 | 0 | 0 | 12121809.9178
Lifecycle Net kWh | 139997084.4405 | 139997084.4405 | 0 | 0 | 139997084.4405
Annual Net Therms | 84806.4082 | 84806.4082 | 0 | 0 | 84806.4082
Lifecycle Net Therms | 897522.4364 | 897522.4364 | 0 | 0 | 897522.4364
Program Reductions for Measures installed through 2024
TRC
Costs | 14028449.4834
Electric Benefits | 12928991.2331
Gas Benefits | 644971.4527
Net Benefits (NPV) | -454486.7975
BC Ratio | 0.9676
PAC
Costs | 3294385.2355
Electric Benefits | 12928991.2331
Gas Benefits | 644971.4527
Net Benefits (NPV) | 10279577.4504
BC Ratio | 4.1203
Levelized Cost
Levelized Cost TRC ($/kWh )
Discounted kWh | 90618914.5526
Cost | 0.14887
Benefits | 0.14267
Benefit-Cost | -0.0061916
Levelized Cost PAC ($/kWh)
Discounted kWh | 90618914.5526
Cost | 0.033982
Benefits | 0.14267
Benefit-Cost | 0.10869
Levelized Cost TRC ($/therm)
Discounted Therms | 604848.8723
Cost | 0.54464
Benefits | 1.0663
Benefit-Cost | 0.52169
Levelized Cost PAC ($/therm)
Discounted Therms | 604848.8723
Cost | 0.3372
Benefits | 1.0663
Benefit-Cost | 0.72914
Emission Annual Reductions (2014-2016) |  |  |  | Energy Division File sheet "Attachment II" Total Electricity and Gas Emission Reductions
Electric Annual CO2 (tons) - 2014 | 6194.7187 |  |  |  | 2013 | 2014 | 2015 | 2016 | 2017 | 2018 | 2019
2015 | 0 |  |  |  | Total | Total | Total | Total | Total | Total | Total
2016 | 0 |  |  | Annual CO2 Emission Reductions (tons) | 6690.8362 | 0 | 0 | 0 | 0 | 0 | 0
Electric Lifecycle CO2 (tons) - 2014 | 71801.2958 |  |  | Lifecycle CO2 Emission Reductions (tons) | 77051.8021 | 0 | 0 | 0 | 0 | 0 | 0
2015 | 0 |  |  | Annual NOx Emission Reductions (tons) | 1.1735 | 0 | 0 | 0 | 0 | 0 | 0
2016 | 0 |  |  | Lifecycle NOx Emission Reductions (tons) | 13.2141 | 0 | 0 | 0 | 0 | 0 | 0
Electric Annual NOX (tons) - 2014 | 0.75795 |  |  | Annual SO2 Emission Reductions (tons)
2015 | 0 |  |  | Lifecycle SO2 Emission Reductions (tons)
2016 | 0
Electric Lifecycle NOX (tons) - 2014 | 8.8162
2015 | 0
2016 | 0
Electric Annual SO2 (lbs) - 2014
2015
2016
Electric Lifecycle SO2 (lbs) - 2014
2015
2016
Gas Annual CO2 (tons) - 2014 | 496.1175
2015 | 0
2016 | 0
Gas Lifecycle CO2 (tons) - 2014 | 5250.5063
2015 | 0
2016 | 0
Gas Annual NOX (tons) - 2014 | 0.41555
2015 | 0
2016 | 0
Gas Lifecycle NOX (tons) - 2014 | 4.3979
2015 | 0
2016 | 0
Gas Annual SO2 (lbs) - 2014
2015
2016
Gas Lifecycle SO2 (lbs) - 2014
2015
2016
Data below not currently used in Energy Division workbook
Levelized Cost RIM ($/therm)
Discounted Therms | 604848.8723
Cost | 1.4129
Benefits | 1.0663
Benefit-Cost | -0.34658
Levelized Cost RIM ($/kWh)
Discounted kWh | 90618914.5526
Cost | 0.18905
Benefits | 0.14267
Benefit-Cost | -0.34658
RIM
Costs | 17985791.6577
Electric Benefits | 12928991.2331
Gas Benefits | 644971.4527
Net Benefits (NPV) | -4411828.9718
BC Ratio | 0.7547
Impacts for all programs
Net July-Sept Wtd Avg Peak** (kW)
Clothes Dryer | 0
Clothes Washer | 0
Consumer Electronics | 0
Cooking | 0
Dishwasher | 0
Net Wtd Avg Dec-Feb** (kW)
Clothes Dryer | 0
Clothes Washer | 0
Consumer Electronics | 0
Cooking | 0
Dishwasher | 0
0
Clothes Dryer | 0
Clothes Washer | 0
Consumer Electronics | 0
Cooking | 0
Dishwasher | 0
Annual Wtd Avg Net kWh
Clothes Dryer | 0
Clothes Washer | 0
Consumer Electronics | 0
Cooking | 0
Dishwasher | 0
Lifecycle Net kWh
Clothes Dryer | 0
Clothes Washer | 0
Consumer Electronics | 0
Cooking | 0
Dishwasher | 0
Annual Wtd Avg Net Therms
Clothes Dryer | 0
Clothes Washer | 0
Consumer Electronics | 0
Cooking | 0
Dishwasher | 0
Lifecycle Net Therms
Clothes Dryer | 0
Clothes Washer | 0
Consumer Electronics | 0
Cooking | 0
Dishwasher | 0
Goal Attainment | Net Annual Savings
kWh
2013 | 16473400.6122
2014 | 0
2015 | -769.23
2016 | -9603.99
2017 | -155610.18
2018 | -1122728.1129
2019 | -2279823.6794
2020 | -116674.118
2021 | -527783.1427
2022 | -236568.6871
kW
2013 | 2414.3274
2014 | 0
2015 | -0.1413
2016 | -2.101
2017 | -35.7671
2018 | -112.2015
2019 | -227.27
2020 | -20.9623
2021 | -110.5497
2022 | -53.9165
Therms
2013 | 138020.4572
2014 | 0
2015 | 3.5046
2016 | 23.7452
2017 | 282.1886
2018 | -7611.7509
2019 | -15104.0851
2020 | -10629.0971
2021 | -3581.9819
2022 | 2144.2771

## Output by Measure
3223_SW-COM-Deemed Incentives-Commercial Rebates
2013
SDG&E | [7 empty] | Levelized Benefits less Costs (TRC) |  |  |  | Levelized Benefits less Costs (PAC) |  |  |  | Benefit Cost Ratios
Net Impacts by Measure | [7 empty] | No Allocated Admin |  | w/ Allocated Admin |  | No Allocated Admin |  | w/ Allocated Admin |  | No Allocated Admin |  | w/ Allocated Admin
| Wtd Avg Net Avg Jul-Sep (kW) | Wtd Avg Net Dec-Feb Pk (kW) | Wtd Avg Net User Entered kW | Wtd Avg Annual kWh adj for Net to gross | Wtd Avg Lifecycle kWh (Annual * Measure Life) | Wtd Avg Annual Therms | Wtd Avg Lifecycle Therms | Electric ($/kWh) | Gas ($/Th) | Electric ($/kWh) | Gas ($/Th) | Electric ($/kWh) | Gas ($/Th) | Electric ($/kWh) | Gas ($/Th) | TRC | PAC | TRC | PAC
Total or Average | 1907.545 | 1559.0391 | 1779.2097 | 12121809.9178 | 139997084.4405 | 84806.4082 | 897522.4364 | 0.005083 | 0.62673 | -0.0061916 | 0.52169 | 0.11997 | 0.83417 | 0.10869 | 0.72914
401064-Agriculture - Low Pressure Sprinkler Nozzles (per nozzle) | 0.39947 | 0.44104 | 2.3478 | 2934.75 | 58695 | 0 | 0 | 0.10524 | 0 | 0.094834 | 0 | 0.11041 | 0 | 0.099999 | 0 | 4.9732 | 6.1776 | 3.5701 | 4.1511
402001-Food Service - Hot Food Holding Cabinet-Full-Size | 0.38753 | 0.42785 | 0.468 | 2847 | 34164 | 0 | 0 | 0.008467 | 0 | -0.0011588 | 0 | 0.096618 | 0 | 0.086993 | 0 | 1.0747 | 4.8354 | 0.99058 | 3.4986
402003-Food Service - Hot Food Holding Cabinet-Half-Size | 1.647 | 1.8184 | 1.989 | 12099.75 | 145197 | 0 | 0 | 0.030894 | 0 | 0.021292 | 0 | 0.087918 | 0 | 0.078316 | 0 | 1.3409 | 3.6175 | 1.2125 | 2.8133
402005-Food Service - Commercial Gas Fryer | 0 | 0 | 0 | 0 | 0 | 27344.2 | 328130.4 | 0 | 0.93679 | 0 | 0.84592 | 0 | 0.98944 | 0 | 0.89858 | 5.3956 | 7.1663 | 3.7828 | 4.5753
402007-Food Service-Commercial Gas Large Vat Fryer, Cooking Efficiency >= 50% | 0 | 0 | 0 | 0 | 0 | 5258.5 | 63102 | 0 | 0.92603 | 0 | 0.83678 | 0 | 0.99319 | 0 | 0.90393 | 5.5516 | 8.2871 | 3.8588 | 5.0077
402008-Ice Machines 301-400 - Energy Star | 0.051334 | 0.039727 | 0.0455 | 445.25 | 4452.5 | 0 | 0 | 0.045275 | 0 | 0.036609 | 0 | 0.086959 | 0 | 0.078292 | 0 | 1.7031 | 4.8288 | 1.5011 | 3.4951
402015-Ice Machines 301-400 - CEE Tier III | 0.31175 | 0.24126 | 0.3094 | 2704 | 27040 | 0 | 0 | -0.385 | 0 | -0.39354 | 0 | 0.078168 | 0 | 0.069626 | 0 | 0.2192 | 3.6127 | 0.21547 | 2.8104
402017-Ice Machines 501-1000 - CEE Tier III | 0.27084 | 0.20959 | 0.2678 | 2349.1 | 23491 | 0 | 0 | 0.056022 | 0 | 0.047233 | 0 | 0.082528 | 0 | 0.073739 | 0 | 2.0148 | 3.8757 | 1.7381 | 2.967
402018-Ice Machines 1001-1500 - CEE Tier III | 1.6372 | 1.267 | 1.6224 | 14199.9 | 141999 | 0 | 0 | 0.049437 | 0 | 0.040909 | 0 | 0.085127 | 0 | 0.076599 | 0 | 1.8454 | 4.7355 | 1.6105 | 3.446
402022-Food Service - Griddle-Electric | 7.7432 | 8.5488 | 12.87 | 56885.4 | 682624.8 | 0 | 0 | 0.090441 | 0 | 0.081018 | 0 | 0.10538 | 0 | 0.095954 | 0 | 4.1398 | 8.5984 | 3.1194 | 5.1197
402025-Food Service - Combination Oven-Gas | 0 | 0 | 0 | 0 | 0 | 1571.7 | 18860.4 | 0 | -0.80283 | 0 | -0.88421 | 0 | 0.68751 | 0 | 0.60613 | 0.56191 | 3.0089 | 0.53802 | 2.4309
402026-Food Service - Convection Oven-Electric | 7.6085 | 8.4001 | 11.4855 | 55896.1 | 670753.2 | 0 | 0 | 0.065677 | 0 | 0.056324 | 0 | 0.095147 | 0 | 0.085794 | 0 | 2.2469 | 5.1008 | 1.9081 | 3.6354
402027-Food Service - Convection Oven-Gas | 0 | 0 | 0 | 0 | 0 | 4641 | 55692 | 0 | 0.64093 | 0 | 0.551 | 0 | 0.88048 | 0 | 0.79055 | 2.2893 | 4.4186 | 1.9386 | 3.2751
402029-Food Service-Commercial Gas Rack Oven- Double, Cooking Efficiency >= 50% | 0 | 0 | 0 | 0 | 0 | 2735.2 | 32822.4 | 0 | 0.6633 | 0 | 0.58207 | 0 | 0.85309 | 0 | 0.77187 | 2.8192 | 5.8803 | 2.3056 | 4.0147
402032-Ventilation Control - Retrofit | 95.8646 | 23.9155 | 55.328 | 326580.8 | 4898712 | 0 | 0 | 0.13434 | 0 | 0.11967 | 0 | 0.17317 | 0 | 0.15849 | 0 | 3.6148 | 14.7916 | 2.8116 | 6.8199
402033-Ventilation Control- New | 17.1187 | 4.2706 | 9.88 | 58318 | 874770 | 0 | 0 | 0.15867 | 0 | 0.14398 | 0 | 0.17587 | 0 | 0.16119 | 0 | 6.8419 | 18.6667 | 4.4409 | 7.5418
402034-Water Heating - HE Storage Water Heater | 0 | 0 | 0 | 0 | 0 | 171.2593 | 2568.8891 | 0 | 0.093069 | 0 | 0.0083444 | 0 | 0.34285 | 0 | 0.25813 | 1.0951 | 1.4701 | 1.0078 | 1.3171
402037-Heating - Space Heating Boilers - Large | 0 | 0 | 0 | 0 | 0 | 472.875 | 9457.5 | 0 | 1.012 | 0 | 0.90889 | 0 | 1.2692 | 0 | 1.166 | 4.4542 | 36.4085 | 3.2946 | 9.3906
402038-Water Heating -Commercial Boiler | 0 | 0 | 0 | 0 | 0 | 3166.8 | 63336 | 0 | 1.0781 | 0 | 0.98509 | 0 | 1.0941 | 0 | 1.0011 | 11.9165 | 14.2164 | 6.1372 | 6.695
402039-Water Heating -Instantaneous - Gas <=200MBtuh | 0 | 0 | 0 | 0 | 0 | 208.26 | 4165.2 | 0 | 0.80002 | 0 | 0.70931 | 0 | 0.99167 | 0 | 0.90096 | 3.2995 | 7.3463 | 2.6171 | 4.648
402046-Tank Insulation - High Temperature Applic. (LF) 2 in | 0 | 0 | 0 | 0 | 0 | 9824.1 | 68768.7 | 0 | 0.85731 | 0 | 0.78331 | 0 | 0.89377 | 0 | 0.81976 | 11.823 | 21.905 | 6.1123 | 8.0209
402050-High Efficiency Clothes Washer, CEE Tier 3 Models | 0 | 0 | 0 | 0 | 0 | 9.906 | 108.966 | 0 | -0.50086 | 0 | -0.58838 | 0 | 0.15014 | 0 | 0.062619 | 0.68859 | 1.1568 | 0.65306 | 1.0599
402051-Steam Trap Replacement, Commercial operating system <12 hrs/day, Dry Cleaners excluded | 0 | 0 | 0 | 0 | 0 | 2861.95 | 17171.7 | 0 | 0.43935 | 0 | 0.36598 | 0 | 0.67296 | 0 | 0.59959 | 1.8984 | 3.6344 | 1.6507 | 2.8235
402057-A/C - Reflective Window Film Coastal | 10.2851 | 2.5658 | 20.9659 | 35038.003 | 350380.03 | -1769.6679 | -17696.679 | -0.0020268 | 1.0912 | -0.015851 | 1.0912 | 0.11814 | 1.0912 | 0.10432 | 1.0912 | 0.67712 | 2.1097 | 0.62806 | 1.6968
402058-A/C - Reflective Window Film Inland | 9.5137 | 2.3734 | 19.3936 | 32410.313 | 324103.13 | -1636.9509 | -16369.509 | -0.0020724 | 1.0909 | -0.015894 | 1.0909 | 0.11809 | 1.0909 | 0.10427 | 1.0909 | 0.67695 | 2.1089 | 0.62791 | 1.6962
402060-Motors - VFD - HVAC Fans (per Hp) | 53.3537 | 13.3102 | 34.476 | 181759.5 | 2726392.5 | -120.0745 | -1801.1175 | 0.16398 | 1.2096 | 0.14878 | 1.2096 | 0.18039 | 1.2096 | 0.16519 | 1.2096 | 6.7488 | 16.0029 | 4.3951 | 7.0501
402060-Motors - VFD - HVAC Fans (per Hp) | 47.9082 | 11.9517 | 28.2529 | 163208.5 | 2448127.5 | -293.501 | -4402.515 | 0.16153 | 1.2114 | 0.14674 | 1.2114 | 0.17636 | 1.2114 | 0.16157 | 1.2114 | 7.2115 | 17.1001 | 4.5741 | 7.2237
402065-Network Power Management Software | 298.9818 | 330.0885 | 219.648 | 2196480 | 10982400 | 0 | 0 | 0.0668 | 0 | 0.05826 | 0 | 0.08161 | 0 | 0.07307 | 0 | 2.6184 | 4.0837 | 2.1695 | 3.0874
402067-Refrigerator - Early Replacement | 0.099371 | 0.076901 | 0.1755 | 861.9 | 4309.5 | -10.465 | -52.325 | -0.17171 | 1.0019 | -0.17965 | 1.0019 | -0.045793 | 1.0019 | -0.053741 | 1.0019 | 0.32469 | 0.60401 | 0.31548 | 0.57291
402067-Refrigerator - Early Replacement | 0.54752 | 0.42371 | 0.7774 | 4748.9 | 23744.5 | -64.051 | -320.255 | -0.22129 | 1.0004 | -0.22919 | 1.0004 | -0.072751 | 1.0004 | -0.080646 | 1.0004 | 0.26906 | 0.50052 | 0.2626 | 0.47864
402135-Food Service - Steamer-Electric | 5.3362 | 5.8914 | 8.97 | 39202.8 | 470433.6 | 0 | 0 | 0.11031 | 0 | 0.10068 | 0 | 0.11419 | 0 | 0.10456 | 0 | 10.5923 | 15.98 | 5.766 | 7.0621
402136-Food Service - Steamer-Gas | 0 | 0 | 0 | 0 | 0 | 9638.2 | 115658.4 | 0 | 0.88903 | 0 | 0.80824 | 0 | 0.92304 | 0 | 0.84226 | 7.673 | 10.3035 | 4.7767 | 5.6793
402140-Lighting - 8 Ft T-8 with Elec. Ballast | 2.8697 | 2.3866 | 5.0811 | 18166.515 | 272497.7256 | -25.2278 | -378.417 | 0.12934 | 1.1933 | 0.11742 | 1.1933 | 0.1437 | 1.1933 | 0.13178 | 1.1933 | 6.9346 | 20.8617 | 4.4622 | 7.8226
402144-Lighting - Remove 8 Ft T-8 (De-Lamp) | 6.2531 | 5.3938 | 10.0103 | 42884.362 | 643265.4293 | -17.3118 | -259.6776 | 0.13391 | 1.2087 | 0.12247 | 1.2087 | 0.13799 | 1.2087 | 0.12655 | 1.2087 | 13.1765 | 20.9902 | 6.444 | 7.8783
402145-Lighting - Screw in 14-26 Watt Reflector Lamp | 0.15673 | 0.1352 | 0.19793 | 1074.9024 | 2235.797 | -4.8784 | -10.1471 | 0.068745 | 0.99828 | 0.059742 | 0.99828 | 0.097219 | 0.99828 | 0.088215 | 0.99828 | 2.4209 | 6.5437 | 2.0187 | 4.2533
402145-Lighting - Screw in 14-26 Watt Reflector Lamp | 13.7773 | 11.884 | 21.7176 | 94485.7584 | 314637.5755 | -171.3436 | -570.5741 | 0.070706 | 1.044 | 0.061504 | 1.044 | 0.099525 | 1.044 | 0.090323 | 1.044 | 2.5044 | 6.7694 | 2.085 | 4.385
402145-Lighting - Screw in 14-26 Watt Reflector Lamp | 0.10349 | 0.089265 | 0.12988 | 709.7112 | 1476.1993 | -3.2523 | -6.7647 | 0.06876 | 0.99828 | 0.05972 | 0.99828 | 0.097509 | 0.99828 | 0.08847 | 0.99828 | 2.4066 | 6.505 | 2.0087 | 4.2365
402146-Lighting - Time Clocks | 0.31009 | 0.25788 | 0.07735 | 1963 | 15704 | -11.57 | -92.56 | 0.10514 | 1.0551 | 0.094513 | 1.0551 | 0.12843 | 1.0551 | 0.1178 | 1.0551 | 4.3724 | 21.2227 | 3.2096 | 7.6938
402148-Lighting-Wall or Ceiling-mounted Lighting Sensor >= 500 watts | 0.058732 | 0.048844 | 0.03861 | 371.8 | 2974.4 | -0.7865 | -6.292 | -0.19004 | 1.0753 | -0.201 | 1.0753 | -0.095367 | 1.0753 | -0.10632 | 1.0753 | 0.41483 | 0.58269 | 0.40145 | 0.55663
402148-Lighting-Wall or Ceiling-mounted Lighting Sensor >= 500 watts | 2.4832 | 2.0651 | 3.8313 | 15719.6 | 125756.7999 | -161.5705 | -1292.5641 | 0.095707 | 1.054 | 0.084905 | 1.054 | 0.10751 | 1.054 | 0.096713 | 1.054 | 3.0707 | 4.3133 | 2.4303 | 3.148
402150-Refrigeration - Food Service -Auto Closer for Main Cooler Doors | 1.015 | 0.78548 | 1.8759 | 8803.548 | 70428.384 | 0 | 0 | 0.075566 | 0 | 0.067159 | 0 | 0.088863 | 0 | 0.080457 | 0 | 3.4522 | 6.0728 | 2.7123 | 4.1036
402151-Refrigeration - Food Service -Auto Closer for Main Freezer Doors | 0.60937 | 0.47158 | 0.2886 | 5285.397 | 42283.176 | 0 | 0 | 0.094314 | 0 | 0.085925 | 0 | 0.099425 | 0 | 0.091036 | 0 | 8.9626 | 15.7662 | 5.2467 | 7.02
402152-Refrigeration - New Refrigeration Case w/Doors-Low Temperature Case | 2.9901 | 2.314 | 9.8053 | 25935 | 311220 | 4936.75 | 59241 | -0.10972 | -1.111 | -0.11868 | -1.2018 | 0.017161 | 0.17377 | 0.008194 | 0.082971 | 0.50841 | 1.1782 | 0.48878 | 1.0778
402153-Refrigeration - New Refrigeration Case w/Doors-Medium Temperature Case | 0.21358 | 0.16529 | 0.70038 | 1852.5 | 22230 | 352.625 | 4231.5 | -0.089908 | -0.90737 | -0.098767 | -0.99677 | 0.069743 | 0.70386 | 0.060884 | 0.61445 | 0.55494 | 2.6464 | 0.53163 | 2.1887
402156-Refrigeration - Night Covers for Display Cases Med Temp | 0.29461 | 0.22799 | -0.65504 | 2555.28 | 12776.4 | 265.668 | 1328.34 | -0.29388 | -2.9637 | -0.30181 | -3.0436 | 0.052411 | 0.52855 | 0.044488 | 0.44865 | 0.25438 | 2.0953 | 0.24936 | 1.7977
402159-Food Service - Glass-Door Reach In Freezer >50' | 0.30362 | 0.23497 | 0.27105 | 2633.475 | 31601.7 | 0 | 0 | -0.092402 | 0 | -0.10136 | 0 | -0.022841 | 0 | -0.031796 | 0 | 0.55085 | 0.83226 | 0.52788 | 0.7809
402161-Food Service - Glass-Door Reach In Freezer 30-49' | 0.1017 | 0.078703 | 0.1007 | 882.0955 | 10585.146 | 0 | 0 | -0.076267 | 0 | -0.085182 | 0 | 0.04506 | 0 | 0.036145 | 0 | 0.59664 | 1.6651 | 0.56978 | 1.4714
402162-Food Service - Glass-Door Reach In Refrigerator <15' | 0.053339 | 0.041278 | 0.052813 | 462.6375 | 5551.65 | 0 | 0 | 0.039231 | 0 | 0.030316 | 0 | 0.093436 | 0 | 0.084521 | 0 | 1.5331 | 5.8219 | 1.3675 | 3.9874
402164-Food Service - Glass-Door Reach In Refrigerator 15-29' | 0.097378 | 0.075359 | 0.0871 | 844.61 | 10135.32 | 0 | 0 | -0.10122 | 0 | -0.11002 | 0 | 0.083074 | 0 | 0.074273 | 0 | 0.5239 | 3.935 | 0.50307 | 3.0016
402165-Food Service - Glass-Door Reach In Refrigerator 30-49' | 0.2034 | 0.15741 | 0.20139 | 1764.191 | 21170.292 | 0 | 0 | -0.055941 | 0 | -0.064856 | 0 | 0.095876 | 0 | 0.086961 | 0 | 0.66851 | 6.6602 | 0.63496 | 4.3636
402166-Food Service - Solid-Door Reach In Freezer <15' | 0.044039 | 0.034081 | 0.039 | 381.9725 | 4583.67 | 0 | 0 | -0.018157 | 0 | -0.027195 | 0 | 0.083076 | 0 | 0.074039 | 0 | 0.863 | 3.6548 | 0.8079 | 2.8358
402168-Food Service - Solid-Door Reach In Freezer 15-29' | 1.3499 | 1.0446 | 1.1993 | 11708.2875 | 140499.45 | 0 | 0 | 0.043775 | 0 | 0.034909 | 0 | 0.089218 | 0 | 0.080352 | 0 | 1.6399 | 4.884 | 1.4517 | 3.524
402169-Food Service - Solid-Door Reach In Freezer 30-49' | 1.712 | 1.3249 | 1.5229 | 14849.4775 | 178193.73 | 0 | 0 | 0.064789 | 0 | 0.055918 | 0 | 0.085685 | 0 | 0.076815 | 0 | 2.3651 | 4.2257 | 1.9927 | 3.1679
402170-Food Service - Solid-Door Reach In Refrigerator <15' | 0.26697 | 0.2066 | 0.2392 | 2315.56 | 27786.72 | 0 | 0 | 0.070008 | 0 | 0.061065 | 0 | 0.092514 | 0 | 0.083572 | 0 | 2.6222 | 5.4805 | 2.1721 | 3.8243
402171-Food Service - Solid-Door Reach In Refrigerator >50' | 0.10121 | 0.078322 | 0.09035 | 877.825 | 10533.9 | 0 | 0 | -0.051319 | 0 | -0.060077 | 0 | 0.083602 | 0 | 0.074844 | 0 | 0.68352 | 4.0698 | 0.64849 | 3.0795
402172-Food Service - Solid-Door Reach In Refrigerator 15-29' | 0.34082 | 0.26376 | 0.30485 | 2956.135 | 35473.62 | 0 | 0 | -0.097063 | 0 | -0.10597 | 0 | 0.091473 | 0 | 0.082567 | 0 | 0.53728 | 5.309 | 0.51539 | 3.74
402173-Food Service - Solid-Door Reach In Refrigerator 30-49' | 0.14114 | 0.10923 | 0.1248 | 1224.21 | 14690.52 | 0 | 0 | -0.072247 | 0 | -0.081142 | 0 | 0.088145 | 0 | 0.07925 | 0 | 0.60905 | 4.611 | 0.58109 | 3.3796
402175-Lighting - Exterior Compact Fluorescent Fixture <=70 watts | 1.9374 | 1.6112 | 0 | 12264.33 | 196229.28 | 0 | 0 | 0.059343 | 0 | 0.047361 | 0 | 0.14191 | 0 | 0.12993 | 0 | 1.643 | 15.6088 | 1.4542 | 6.9886
402176-Lighting - Exterior Induction Fixture <=100 watts | 107.7234 | 89.587 | 0 | 681933.525 | 10229002.875 | 0 | 0 | 0.079378 | 0 | 0.067507 | 0 | 0.13713 | 0 | 0.12526 | 0 | 2.1205 | 11.4812 | 1.8162 | 6.0197
402177-Lighting - Exterior Induction Fixture <=120 watts | 2.6522 | 2.2057 | 0 | 16789.5 | 251842.5 | 0 | 0 | 0.0056626 | 0 | -0.0061507 | 0 | 0.12706 | 0 | 0.11525 | 0 | 1.0394 | 6.665 | 0.96048 | 4.3656
402178-Lighting - Exterior Induction Fixture <=180 watts | 69.2036 | 57.5524 | 0 | 438087.195 | 6571307.925 | 0 | 0 | -0.062571 | 0 | -0.074446 | 0 | 0.12696 | 0 | 0.11508 | 0 | 0.70603 | 6.445 | 0.66872 | 4.2702
402179-Lighting - Exterior Induction Fixture <=250 watts | 6.6549 | 5.5345 | 0 | 42128.32 | 631924.8 | 0 | 0 | 0.072215 | 0 | 0.060447 | 0 | 0.13194 | 0 | 0.12017 | 0 | 1.9414 | 8.7687 | 1.6832 | 5.1796
402180-Lighting - Exterior Induction Fixture <=70 watts | 2.7659 | 2.3002 | 0 | 17509.05 | 262635.75 | 0 | 0 | 0.050362 | 0 | 0.038501 | 0 | 0.13666 | 0 | 0.1248 | 0 | 1.5049 | 11.1665 | 1.345 | 5.932
402181-Lighting - Exterior Pulse Start/Ceramic Metal Halide Fixtures <=100 watts | 0.44203 | 0.36761 | 0 | 2798.25 | 41973.75 | 0 | 0 | 0.080834 | 0 | 0.069144 | 0 | 0.1442 | 0 | 0.13251 | 0 | 2.2047 | 39.5735 | 1.8776 | 9.5884
402182-Lighting - Exterior Pulse Start/Ceramic Metal Halide Fixtures <=125 watts | 0.088407 | 0.073522 | 0 | 559.65 | 8394.75 | 0 | 0 | 0.0116 | 0 | -0.00015062 | 0 | 0.14309 | 0 | 0.13134 | 0 | 1.0846 | 26.5187 | 0.99899 | 8.5666
402183-Lighting - Exterior Pulse Start/Ceramic Metal Halide Fixtures <=175 watts | 0.79373 | 0.6601 | 0 | 5024.656 | 75369.84 | 0 | 0 | -0.059582 | 0 | -0.071273 | 0 | 0.13794 | 0 | 0.12625 | 0 | 0.71288 | 14.8042 | 0.67486 | 6.8226
402184-Lighting - Exterior Pulse Start/Ceramic Metal Halide Fixtures <=250 watts | 4.1155 | 3.4226 | 0 | 26053.04 | 390795.6 | 0 | 0 | 0.077368 | 0 | 0.06564 | 0 | 0.14559 | 0 | 0.13386 | 0 | 2.0889 | 52.4323 | 1.793 | 10.1942
402185-Lighting - Exterior Pulse Start/Ceramic Metal Halide Fixtures <=70 watts | 1.6902 | 1.4057 | 0 | 10699.975 | 160499.625 | 0 | 0 | 0.054802 | 0 | 0.042929 | 0 | 0.14755 | 0 | 0.13568 | 0 | 1.5742 | 55.884 | 1.4 | 10.3181
402186-Lighting - Exterior Pulse Start/Ceramic Metal Halide Fixtures <=750 watts | 2.9772 | 2.476 | 0 | 18846.88 | 282703.2 | 0 | 0 | 0.077047 | 0 | 0.065314 | 0 | 0.1447 | 0 | 0.13297 | 0 | 2.0787 | 39.3392 | 1.7854 | 9.5746
402187-Lighting - Interior Compact Fluorescent Fixture <=128 watts | 0.43164 | 0.35897 | 0.53235 | 2732.4461 | 43719.1373 | -2.9276 | -46.8419 | 0.096724 | 1.2076 | 0.084701 | 1.2076 | 0.14328 | 1.2076 | 0.13126 | 1.2076 | 2.7218 | 17.011 | 2.2366 | 7.2209
402191-Lighting - Interior Compact Fluorescent Fixture <=70 watts | 0.39567 | 0.32905 | 0.48799 | 2504.7422 | 40075.8758 | -3.8018 | -60.8295 | 0.022644 | 1.2076 | 0.01067 | 1.2076 | 0.13823 | 1.2076 | 0.12625 | 1.2076 | 1.1615 | 11.2534 | 1.0627 | 5.9223
402191-Lighting - Interior Compact Fluorescent Fixture <=70 watts | 4.0014 | 3.3277 | 5.7114 | 25330.5718 | 405289.148 | -43.5015 | -696.0242 | -0.0093458 | 1.2266 | -0.021379 | 1.2266 | 0.13559 | 1.2266 | 0.12356 | 1.2266 | 0.92914 | 9.0024 | 0.86476 | 5.2298
402197-Lighting - Interior Linear Fluorescent Fixture <=128 watts replacing 101-175 Watts | 0.065676 | 0.054619 | 0.08981 | 415.7588 | 6236.382 | -0.91175 | -13.6763 | 0.068115 | 1.2097 | 0.05626 | 1.2097 | 0.13743 | 1.2097 | 0.12558 | 1.2097 | 1.7993 | 11.7136 | 1.5718 | 6.0308
402197-Lighting - Interior Linear Fluorescent Fixture <=128 watts replacing 101-175 Watts | 9.2631 | 7.7036 | 10.1815 | 58639.2177 | 780487.9878 | -275.3494 | -3664.9001 | 0.077708 | 1.1976 | 0.065985 | 1.1976 | 0.1375 | 1.1976 | 0.12577 | 1.1976 | 2.0204 | 13.153 | 1.7329 | 6.3225
402197-Lighting - Interior Linear Fluorescent Fixture <=128 watts replacing 101-175 Watts | 2.7831 | 2.3145 | 4.6469 | 17617.9905 | 264269.857 | -23.294 | -349.4102 | 0.041912 | 1.2049 | 0.029972 | 1.2049 | 0.13433 | 1.2049 | 0.12239 | 1.2049 | 1.3692 | 8.9138 | 1.2343 | 5.207
402197-Lighting - Interior Linear Fluorescent Fixture <=128 watts replacing 101-175 Watts | 12.1242 | 10.083 | 16.3028 | 76751.2623 | 1151268.9347 | -146.8285 | -2202.4275 | 0.066751 | 1.1878 | 0.055061 | 1.1878 | 0.13546 | 1.1878 | 0.12377 | 1.1878 | 1.7942 | 11.6805 | 1.5684 | 6.0289
402198-Lighting - Interior Linear Fluorescent Fixture <=192 watts replacing 176-399 Watts | 2.8081 | 2.3354 | 4.408 | 17776.6603 | 266649.9052 | -25.5097 | -382.6453 | 0.098425 | 1.204 | 0.086618 | 1.204 | 0.13549 | 1.204 | 0.12369 | 1.204 | 2.8962 | 10.6048 | 2.3517 | 5.7391
402198-Lighting - Interior Linear Fluorescent Fixture <=192 watts replacing 176-399 Watts | 0.49779 | 0.41398 | 0.54715 | 3151.2251 | 41942.8054 | -14.7971 | -196.9488 | 0.11105 | 1.1932 | 0.099539 | 1.1932 | 0.13608 | 1.1932 | 0.12457 | 1.1932 | 4.0499 | 14.674 | 3.0385 | 6.6519
402198-Lighting - Interior Linear Fluorescent Fixture <=192 watts replacing 176-399 Watts | 5.59 | 4.6489 | 7.7425 | 35387.0569 | 530805.8528 | -58.8133 | -882.1991 | 0.10443 | 1.1667 | 0.092701 | 1.1667 | 0.1364 | 1.1667 | 0.12467 | 1.1667 | 3.3302 | 12.1937 | 2.6291 | 6.1698
402199-Lighting - Interior Linear Fluorescent Fixture <=244 watts replacing 400 Watts (Tier 1) | 2.414 | 2.0076 | 3.4757 | 15281.76 | 244508.1601 | -44.7174 | -715.4783 | 0.11485 | 1.204 | 0.10291 | 1.204 | 0.14171 | 1.204 | 0.12976 | 1.204 | 4.0696 | 15.6772 | 3.0615 | 6.911
402199-Lighting - Interior Linear Fluorescent Fixture <=244 watts replacing 400 Watts (Tier 1) | 49.3968 | 41.0803 | 83.7103 | 312702.0001 | 5003232.0013 | -579.7919 | -9276.6711 | 0.10187 | 1.2023 | 0.089903 | 1.2023 | 0.13854 | 1.2023 | 0.12658 | 1.2023 | 3.0114 | 11.601 | 2.4256 | 6.0095
402199-Lighting - Interior Linear Fluorescent Fixture <=244 watts replacing 400 Watts (Tier 1) | 7.5851 | 6.3081 | 10.2258 | 48016.8 | 768268.8 | -100.035 | -1600.56 | 0.11505 | 1.2076 | 0.10322 | 1.2076 | 0.14069 | 1.2076 | 0.12886 | 1.2076 | 4.2496 | 16.3708 | 3.1677 | 7.0692
402200-Lighting - Interior Linear Fluorescent Fixture <=600 watts replacing >=400 Watts (Tier 1) | 4.4998 | 3.7422 | 7.098 | 28485.6 | 455769.6 | -30.4512 | -487.2192 | 0.13221 | 1.2326 | 0.12011 | 1.2326 | 0.14614 | 1.2326 | 0.13403 | 1.2326 | 7.2293 | 21.4293 | 4.5864 | 7.9131
402201-Lighting - Interior Linear Fluorescent Fixture <=64 watts replacing <=100 Watts | 0.14942 | 0.12427 | 0.26975 | 945.9141 | 14188.7117 | -2.1202 | -31.8023 | -0.04795 | 1.1878 | -0.059786 | 1.1878 | 0.13208 | 1.1878 | 0.12025 | 1.1878 | 0.74403 | 8.3145 | 0.70201 | 4.982
402201-Lighting - Interior Linear Fluorescent Fixture <=64 watts replacing <=100 Watts | 0.18595 | 0.15464 | 0.25341 | 1177.134 | 17657.0094 | -0.79135 | -11.8703 | 0.032294 | 1.2166 | 0.020325 | 1.2166 | 0.1408 | 1.2166 | 0.12883 | 1.2166 | 1.2641 | 14.1267 | 1.1488 | 6.656
402201-Lighting - Interior Linear Fluorescent Fixture <=64 watts replacing <=100 Watts | 7.1908 | 5.9801 | 10.0407 | 45520.6109 | 682809.1628 | -64.5654 | -968.4807 | 0.023515 | 1.2088 | 0.011612 | 1.2088 | 0.13926 | 1.2088 | 0.12735 | 1.2088 | 1.1715 | 13.0915 | 1.0712 | 6.3972
402202-Lighting - Interior Linear Fluorescent Fixture 245-360 watts replacing 400 Watts (Tier 2) | 5.0329 | 4.1856 | 8.9534 | 31860.6547 | 477909.8204 | -35.0392 | -525.5881 | 0.090107 | 1.1983 | 0.078176 | 1.1983 | 0.13503 | 1.1983 | 0.1231 | 1.1983 | 2.4584 | 9.38 | 2.0556 | 5.3669
402206-Lighting - Interior Pulse Start/Ceramic Metal Halide Fixtures <=600 watts Tier I | 0 | 0 | 0 | 0 | 0 | 0 | 0 | 0 | 0 | 0 | 0 | 0 | 0 | 0 | 0 | 0 | 0 | 0 | 0
402206-Lighting - Interior Pulse Start/Ceramic Metal Halide Fixtures <=600 watts Tier I | 0 | 0 | 0 | 0 | 0 | 0 | 0 | 0 | 0 | 0 | 0 | 0 | 0 | 0 | 0 | 0 | 0 | 0 | 0
402207-Lighting - Interior Pulse Start/Ceramic Metal Halide Fixtures <=70 watts | 0.22789 | 0.18952 | 0.39641 | 1442.6381 | 21639.5712 | -1.0124 | -15.1857 | -0.26146 | 1.1878 | -0.27334 | 1.1878 | 0.13879 | 1.1878 | 0.12691 | 1.1878 | 0.36314 | 12.8916 | 0.35296 | 6.3681
402217-Lighting - Occupancy Sensor - High-Bay Sensor <12' | 2.1515 | 1.7893 | 3.3213 | 13620.0999 | 108960.7994 | -128.362 | -1026.8957 | -0.078867 | 1.0578 | -0.089662 | 1.0578 | 0.10258 | 1.0578 | 0.091784 | 1.0578 | 0.58771 | 3.7217 | 0.55967 | 2.8254
402217-Lighting - Occupancy Sensor - High-Bay Sensor <12' | 0.18975 | 0.1578 | 0.32897 | 1201.2 | 9609.6 | -14.196 | -113.568 | -0.043101 | 1.0313 | -0.053532 | 1.0313 | 0.10436 | 1.0313 | 0.093924 | 1.0313 | 0.68426 | 4.3331 | 0.64579 | 3.1462
402218-Lighting - Occupancy Sensor - High-Bay Sensor >=12' | 0.8242 | 0.68544 | 1.282 | 5217.55 | 41740.4 | -34.3135 | -274.5081 | 0.059841 | 1.071 | 0.049009 | 1.071 | 0.11934 | 1.071 | 0.10851 | 1.071 | 1.6836 | 7.3322 | 1.4765 | 4.5519
402218-Lighting - Occupancy Sensor - High-Bay Sensor >=12' | 14.7961 | 12.305 | 22.843 | 93665.6501 | 749325.2012 | -957.5669 | -7660.535 | 0.053295 | 1.061 | 0.042432 | 1.061 | 0.11814 | 1.061 | 0.10727 | 1.061 | 1.5043 | 6.5514 | 1.3324 | 4.194
402219-Lighting - Occupancy Sensor - Wall/Ceiling Mounted Lighting Sensor | 0.12691 | 0.10554 | 0.098943 | 803.4 | 6427.2 | -3.6075 | -28.86 | -0.62152 | 1.0651 | -0.63237 | 1.0651 | -0.27622 | 1.0651 | -0.28706 | 1.0651 | 0.17455 | 0.32034 | 0.17209 | 0.31215
402219-Lighting - Occupancy Sensor - Wall/Ceiling Mounted Lighting Sensor | 17.6463 | 14.6753 | 27.438 | 111708.3497 | 893666.7979 | -927.0563 | -7416.4507 | 0.040738 | 1.0691 | 0.029886 | 1.0691 | 0.084694 | 1.0691 | 0.073842 | 1.0691 | 1.3299 | 2.4407 | 1.1956 | 2.0234
402219-Lighting - Occupancy Sensor - Wall/Ceiling Mounted Lighting Sensor | 0.24438 | 0.20323 | 0.42406 | 1547 | 12376 | -18.382 | -147.056 | 0.040066 | 1.0313 | 0.029634 | 1.0313 | 0.081909 | 1.0313 | 0.071477 | 1.0313 | 1.3025 | 2.3903 | 1.1698 | 1.9784
402220-Lighting - Occupancy Sensor - Wallbox Lighting Sensor | 1.0596 | 0.88124 | 1.0341 | 6708 | 53664 | -188.383 | -1507.064 | 0.032549 | 1.0749 | 0.021607 | 1.0749 | 0.12833 | 1.0749 | 0.11739 | 1.0749 | 1.0223 | 10.6795 | 0.92659 | 5.1364
402220-Lighting - Occupancy Sensor - Wallbox Lighting Sensor | 0.035116 | 0.029204 | 0.0234 | 222.3 | 1778.4 | -0.117 | -0.936 | -0.53097 | 1.0753 | -0.54187 | 1.0753 | 0.073944 | 1.0753 | 0.063041 | 1.0753 | 0.20542 | 2.1459 | 0.20212 | 1.8337
402220-Lighting - Occupancy Sensor - Wallbox Lighting Sensor | 28.6841 | 23.8548 | 34.9039 | 181582.0496 | 1452656.3968 | -1406.0091 | -11248.0732 | 0.035722 | 1.0408 | 0.025029 | 1.0408 | 0.12578 | 1.0408 | 0.11509 | 1.0408 | 1.2778 | 13.348 | 1.1539 | 6.2915
402220-Lighting - Occupancy Sensor - Wallbox Lighting Sensor | 0.64585 | 0.53711 | 1.1207 | 4088.5 | 32708 | -48.581 | -388.648 | 0.05739 | 1.0333 | 0.046947 | 1.0333 | 0.125 | 1.0333 | 0.11456 | 1.0333 | 1.6034 | 16.7496 | 1.4069 | 6.8111
402221-Lighting - T8 to 4ft 25 Watt Lamp | 5.2285 | 4.51 | 8.6879 | 35857.2679 | 537859.0188 | -65.5659 | -983.4883 | 0.13024 | 1.1872 | 0.11901 | 1.1872 | 0.13515 | 1.1872 | 0.12391 | 1.1872 | 11.7512 | 19.9771 | 6.0479 | 7.6743
402221-Lighting - T8 to 4ft 25 Watt Lamp | 1.1642 | 1.0042 | 1.4848 | 7983.944 | 115447.8298 | -37.7812 | -546.3156 | 0.13385 | 1.2099 | 0.12253 | 1.2099 | 0.13774 | 1.2099 | 0.12641 | 1.2099 | 14.5761 | 24.7794 | 6.6261 | 8.1521
402221-Lighting - T8 to 4ft 25 Watt Lamp | 64.5376 | 55.669 | 116.8111 | 442605.0826 | 6639076.2383 | -720.8433 | -10812.65 | 0.13012 | 1.2054 | 0.1187 | 1.2054 | 0.13604 | 1.2054 | 0.12462 | 1.2054 | 9.913 | 16.8521 | 5.5252 | 7.171
402221-Lighting - T8 to 4ft 25 Watt Lamp | 0.18476 | 0.15937 | 0.23423 | 1267.1122 | 18360.4565 | -5.9962 | -86.8843 | 0.1344 | 1.2085 | 0.12303 | 1.2085 | 0.13829 | 1.2085 | 0.12692 | 1.2085 | 14.6231 | 24.8593 | 6.6366 | 8.1619
402221-Lighting - T8 to 4ft 25 Watt Lamp | 1.411 | 1.2171 | 1.7706 | 9676.9249 | 139928.3334 | -45.7926 | -662.1609 | 0.1344 | 1.2099 | 0.12303 | 1.2099 | 0.13828 | 1.2099 | 0.12692 | 1.2099 | 14.634 | 24.8779 | 6.6387 | 8.1636
402221-Lighting - T8 to 4ft 25 Watt Lamp | 7.3875 | 6.3723 | 8.658 | 50664.2464 | 674341.1191 | -215.8737 | -2873.2796 | 0.13277 | 1.1439 | 0.12158 | 1.1439 | 0.13643 | 1.1439 | 0.12523 | 1.1439 | 15.4044 | 26.1875 | 6.8141 | 8.3316
402221-Lighting - T8 to 4ft 25 Watt Lamp | 1.7789 | 1.5345 | 2.6546 | 12200.1418 | 183002.1276 | -24.5961 | -368.9419 | 0.12939 | 1.1695 | 0.11833 | 1.1695 | 0.13373 | 1.1695 | 0.12267 | 1.1695 | 13.0372 | 22.1632 | 6.3661 | 7.9683
402222-Lighting - T8 to 4ft 28 Watt Lamp | 7.2374 | 6.2428 | 13.6004 | 49634.5739 | 744518.6085 | -84.6011 | -1269.0172 | 0.11471 | 1.2081 | 0.10335 | 1.2081 | 0.13413 | 1.2081 | 0.12276 | 1.2081 | 4.8684 | 14.6052 | 3.5017 | 6.7277
402222-Lighting - T8 to 4ft 28 Watt Lamp | 9.674 | 8.3446 | 11.52 | 66345.0146 | 883052.1446 | -311.5331 | -4146.5057 | 0.12284 | 1.1974 | 0.11169 | 1.1974 | 0.13503 | 1.1974 | 0.12388 | 1.1974 | 7.4124 | 22.2373 | 4.6038 | 7.8572
402222-Lighting - T8 to 4ft 28 Watt Lamp | 0.034935 | 0.030134 | 0.051583 | 239.5884 | 3593.8256 | -0.16107 | -2.416 | 0.12437 | 1.2166 | 0.11293 | 1.2166 | 0.1379 | 1.2166 | 0.12647 | 1.2166 | 7.0855 | 21.2564 | 4.533 | 7.9041
402222-Lighting - T8 to 4ft 28 Watt Lamp | 22.7515 | 19.625 | 40.3857 | 156031.7761 | 2340476.6421 | -248.2011 | -3723.0168 | 0.11551 | 1.2027 | 0.10416 | 1.2027 | 0.13427 | 1.2027 | 0.12292 | 1.2027 | 5.0375 | 15.1125 | 3.5894 | 6.8371
402222-Lighting - T8 to 4ft 28 Watt Lamp | 0.34262 | 0.29554 | 0.2502 | 2349.7319 | 34494.0644 | 0 | 0 | 0.12739 | 0 | 0.11608 | 0 | 0.13789 | 0 | 0.12658 | 0 | 9.0887 | 27.266 | 5.2896 | 8.6431
402222-Lighting - T8 to 4ft 28 Watt Lamp | 0.97061 | 0.83723 | 1.7506 | 6656.5479 | 99848.2192 | -13.285 | -199.2743 | 0.11096 | 1.1703 | 0.099896 | 1.1703 | 0.1303 | 1.1703 | 0.11924 | 1.1703 | 4.7434 | 14.2301 | 3.4342 | 6.6384
402244-Pipe Insulation - Hot Water Applic. >=1 in. | 0 | 0 | 0 | 0 | 0 | 3236.74 | 35604.14 | 0 | 0.85847 | 0 | 0.77971 | 0 | 0.93078 | 0 | 0.85202 | 7.2093 | 15.1143 | 4.5928 | 6.8877
402246-Pipe Insulation - Low Pressure (<=15 psi) Steam Applic. >=1 in. | 0 | 0 | 0 | 0 | 0 | 11784.175 | 129625.925 | 0 | 0.90826 | 0 | 0.82949 | 0 | 0.93894 | 0 | 0.86018 | 11.2665 | 17.2491 | 5.9601 | 7.2994
402250-Refrigeration - Vending Machine Controller | 0.24161 | 0.18698 | 0 | 2095.6 | 10478 | 0 | 0 | 0.062346 | 0 | 0.054305 | 0 | 0.079875 | 0 | 0.071833 | 0 | 2.5816 | 4.6489 | 2.1442 | 3.3999
402255-Refrigeration - Anti-Sweat Heater Controls | 1.1129 | 0.86123 | 0.14758 | 9652.5 | 115830 | 0 | 0 | 0.092506 | 0 | 0.083469 | 0 | 0.097342 | 0 | 0.088304 | 0 | 5.2312 | 6.7169 | 3.7012 | 4.3879
402256-Refrigeration - Food Service -Evaporator Fan Controller for Walk-In Coolers | 2.044 | 1.5818 | 2.4363 | 17728.891 | 283662.2568 | 0 | 0 | 0.088657 | 0 | 0.079164 | 0 | 0.11031 | 0 | 0.10081 | 0 | 3.817 | 12.2284 | 2.9325 | 6.2189
402257-Lighting - Exterior LED Fixtures <=130 watts | 9.3657 | 7.7889 | 0 | 59288.775 | 711465.3 | 0 | 0 | -0.72939 | 0 | -0.74075 | 0 | 0.073117 | 0 | 0.061756 | 0 | 0.16464 | 2.035 | 0.16253 | 1.7531
402258-Lighting - Exterior LED Fixtures <=110 watts | 23.5199 | 19.56 | 0 | 148890.42 | 1786685.04 | 0 | 0 | -0.62307 | 0 | -0.63446 | 0 | 0.080369 | 0 | 0.068978 | 0 | 0.18788 | 2.2602 | 0.18513 | 1.9177
402259-Lighting - Exterior LED Fixtures <=192watts | 128.5503 | 106.9075 | 0 | 813776.859 | 9765322.308 | 0 | 0 | -0.69474 | 0 | -0.70603 | 0 | 0.07417 | 0 | 0.062878 | 0 | 0.17059 | 2.0793 | 0.16832 | 1.7858
402260-Lighting - Exterior LED Fixtures <=350 watts | 2.6054 | 2.1668 | 0 | 16493.4 | 197920.8 | 0 | 0 | -1.0276 | 0 | -1.039 | 0 | 0.064072 | 0 | 0.05271 | 0 | 0.12275 | 1.8037 | 0.12157 | 1.5787
402261-Lighting - Exterior LED Fixtures <=80 watts | 16.6096 | 13.8132 | 0 | 105145.425 | 1261745.1 | 0 | 0 | -0.65054 | 0 | -0.6619 | 0 | 0.090635 | 0 | 0.079273 | 0 | 0.18101 | 2.7054 | 0.17846 | 2.2289
402262-Lighting - Interior LED Fixtures <=110 watts | 11.6876 | 9.7199 | 16.5253 | 73987.5162 | 1183800.2586 | -153.6692 | -2458.7079 | -0.076378 | 1.2076 | -0.088352 | 1.2076 | 0.13262 | 1.2076 | 0.12065 | 1.2076 | 0.65387 | 7.8818 | 0.62123 | 4.8256
402262-Lighting - Interior LED Fixtures <=110 watts | 17.4548 | 14.5161 | 24.5462 | 110495.8202 | 1767933.1229 | -157.6403 | -2522.245 | -0.07401 | 1.2365 | -0.086213 | 1.2365 | 0.13548 | 1.2365 | 0.12327 | 1.2365 | 0.6683 | 8.0557 | 0.63441 | 4.9002
402262-Lighting - Interior LED Fixtures <=110 watts | 1.581 | 1.3148 | 2.75 | 10008.3017 | 160132.8269 | -10.5351 | -168.5609 | -0.12918 | 1.2299 | -0.14102 | 1.2299 | 0.12675 | 1.2299 | 0.1149 | 1.2299 | 0.53249 | 6.4187 | 0.51081 | 4.2462
402266-Lighting - LED System <=15 watts Surface/Pendant/Recessed Down Lighting | 5.0979 | 4.2397 | 6.0362 | 32272.128 | 484081.92 | -157.1512 | -2357.2685 | -0.0062034 | 1.2149 | -0.018185 | 1.2149 | 0.13503 | 1.2149 | 0.12304 | 1.2149 | 0.92321 | 8.7797 | 0.85807 | 5.0986
402266-Lighting - LED System <=15 watts Surface/Pendant/Recessed Down Lighting | 7.5413 | 6.2717 | 10.4821 | 47739.8413 | 716097.6199 | -126.0404 | -1890.6056 | -0.029206 | 1.2107 | -0.041191 | 1.2107 | 0.13265 | 1.2107 | 0.12066 | 1.2107 | 0.82086 | 7.8063 | 0.76984 | 4.7887
402266-Lighting - LED System <=15 watts Surface/Pendant/Recessed Down Lighting | 5.4438 | 4.5273 | 7.1645 | 34461.7353 | 516926.0292 | -64.6665 | -969.9977 | -0.033077 | 1.2097 | -0.044788 | 1.2097 | 0.12914 | 1.2097 | 0.11743 | 1.2097 | 0.80502 | 7.6557 | 0.75617 | 4.7422
402268-Lighting - Linear LED Systems (T12 Basecase) | 0.20558 | 0.17097 | 0.30923 | 1301.4086 | 19521.1296 | -3.4279 | -51.418 | -0.18537 | 1.2166 | -0.19725 | 1.2166 | 0.038399 | 1.2166 | 0.026523 | 1.2166 | 0.43819 | 1.3146 | 0.42321 | 1.1884
402269-Lighting - Linear LED Systems (T8 Basecase) | 0.0054317 | 0.0045172 | 0.0062496 | 34.3848 | 515.7716 | -0.16767 | -2.515 | -1.3811 | 1.2166 | -1.3932 | 1.2166 | -0.35897 | 1.2166 | -0.37099 | 1.2166 | 0.095347 | 0.28604 | 0.094605 | 0.27947
402269-Lighting - Linear LED Systems (T8 Basecase) | 0.15832 | 0.13166 | 0.27512 | 1002.2244 | 15033.3656 | -2.0314 | -30.4705 | -2.3499 | 1.2159 | -2.3619 | 1.2159 | -0.68156 | 1.2159 | -0.69362 | 1.2159 | 0.05999 | 0.17997 | 0.059702 | 0.1774
402269-Lighting - Linear LED Systems (T8 Basecase) | 0.0073716 | 0.0061305 | 0.00855 | 46.665 | 699.9757 | -0.223 | -3.345 | -1.3851 | 1.2097 | -1.3968 | 1.2097 | -0.36288 | 1.2097 | -0.3746 | 1.2097 | 0.09289 | 0.27867 | 0.092186 | 0.27243
402270-Lighting - Premium Tier 5' Case Door | 8.0483 | 6.6933 | 7.803 | 50949 | 815184 | 0 | 0 | 0.070178 | 0 | 0.058287 | 0 | 0.12858 | 0 | 0.11669 | 0 | 1.874 | 6.8717 | 1.6323 | 4.4534
402271-Lighting - Premium Tier 6' Case Door | 16.0784 | 13.3714 | 15.5232 | 101782.8 | 1628524.8 | 0 | 0 | 0.095033 | 0 | 0.083159 | 0 | 0.13083 | 0 | 0.11895 | 0 | 2.7205 | 7.7289 | 2.2391 | 4.7983
402272-Lighting - Sensor-Bi-level Stairwell/Hall/Garage Fixture | 1.1459 | 0.95297 | 0.819 | 7254 | 116064 | 0 | 0 | 0.052686 | 0 | 0.040858 | 0 | 0.14028 | 0 | 0.12845 | 0 | 1.5432 | 15.9312 | 1.3755 | 7.0525
402273-Lighting - Standard Tier 5' Case Door | 0.8624 | 0.71721 | 0.84175 | 5459.35 | 87349.6 | 0 | 0 | 0.03573 | 0 | 0.023884 | 0 | 0.11911 | 0 | 0.10726 | 0 | 1.3129 | 4.8681 | 1.1895 | 3.5157
402402-Heating - Greenhouse Heat Curtain | 0.13796 | 0.034418 | 0 | 469.9976 | 2349.9882 | 1214.8996 | 6074.4978 | -0.015403 | -0.093186 | -0.02861 | -0.17309 | 0.065126 | 0.39401 | 0.051919 | 0.31411 | 0.91561 | 1.6385 | 0.85384 | 1.4507
402403-Heating - Infrared Film for Greenhouse | 0.1426 | 0.035575 | 0 | 485.8056 | 2429.028 | 7148.2824 | 35741.412 | 0.12761 | 0.7875 | 0.11462 | 0.70735 | 0.12936 | 0.79829 | 0.11637 | 0.71815 | 4.4732 | 4.6968 | 3.3049 | 3.4255
402403-Heating - Infrared Film for Greenhouse | 0.1212 | 0.030236 | 0 | 412.896 | 2064.48 | 2514.912 | 12574.56 | 0.11256 | 0.67378 | 0.099137 | 0.59343 | 0.11529 | 0.69012 | 0.10187 | 0.60977 | 2.9644 | 3.1126 | 2.4018 | 2.4982
402411-Lighting - Remove 4 Ft T-8 (De-Lamp 32W) | 2.3173 | 1.9988 | 4.4675 | 15892.1101 | 238381.6511 | -32.476 | -487.1396 | 0.11344 | 1.2086 | 0.10207 | 1.2086 | 0.13734 | 1.2086 | 0.12597 | 1.2086 | 4.6342 | 21.3279 | 3.3762 | 7.8561
402411-Lighting - Remove 4 Ft T-8 (De-Lamp 32W) | 0.64736 | 0.5584 | 0.82566 | 4439.6352 | 64197.125 | -21.3657 | -308.9487 | 0.12469 | 1.2099 | 0.11336 | 1.2099 | 0.13925 | 1.2099 | 0.12792 | 1.2099 | 7.3906 | 34.0136 | 4.594 | 8.9469
402411-Lighting - Remove 4 Ft T-8 (De-Lamp 32W) | 1.2384 | 1.0682 | 1.4746 | 8492.796 | 113039.1148 | -40.5439 | -539.6389 | 0.12197 | 1.1963 | 0.11095 | 1.1963 | 0.13567 | 1.1963 | 0.12465 | 1.1963 | 7.6439 | 35.179 | 4.69 | 9.0234
402411-Lighting - Remove 4 Ft T-8 (De-Lamp 32W) | 0.43344 | 0.37388 | 0.63995 | 2972.5605 | 44588.4075 | -2.2457 | -33.6849 | 0.12523 | 1.2166 | 0.1138 | 1.2166 | 0.14044 | 1.2166 | 0.12901 | 1.2166 | 7.3965 | 34.0407 | 4.6571 | 9.1823
402411-Lighting - Remove 4 Ft T-8 (De-Lamp 32W) | 32.0962 | 27.6857 | 62.6695 | 220118.965 | 3301784.4756 | -396.153 | -5942.2956 | 0.11262 | 1.2053 | 0.10124 | 1.2053 | 0.13723 | 1.2053 | 0.12584 | 1.2053 | 4.514 | 20.7746 | 3.3138 | 7.7902
402411-Lighting - Remove 4 Ft T-8 (De-Lamp 32W) | 0.1692 | 0.14595 | 0.2145 | 1160.3592 | 16813.6048 | -5.491 | -79.5644 | 0.12523 | 1.2085 | 0.11386 | 1.2085 | 0.1398 | 1.2085 | 0.12843 | 1.2085 | 7.4197 | 34.1474 | 4.6068 | 8.9622
402411-Lighting - Remove 4 Ft T-8 (De-Lamp 32W) | 1.1406 | 0.98385 | 1.4313 | 7822.2144 | 113109.2202 | -37.6444 | -544.3381 | 0.12523 | 1.2099 | 0.11387 | 1.2099 | 0.13979 | 1.2099 | 0.12843 | 1.2099 | 7.42 | 34.1489 | 4.6056 | 8.9573
402411-Lighting - Remove 4 Ft T-8 (De-Lamp 32W) | 1.147 | 0.98942 | 1.8251 | 7866.5184 | 117997.7757 | -16.2883 | -244.3252 | 0.11751 | 1.1819 | 0.10641 | 1.1819 | 0.13552 | 1.1819 | 0.12442 | 1.1819 | 6.0005 | 27.6159 | 4.0473 | 8.5738
402421-Ozone Laundry System | 0 | 0 | 0 | 0 | 0 | 3959.475 | 43554.225 | 0 | 0.81303 | 0 | 0.72343 | 0 | 0.94087 | 0 | 0.85126 | 3.5337 | 5.8736 | 2.7623 | 4.0116
402422-LED MR16 Up to 6 watt Interior LED Integral Lamp | 0.11109 | 0.09582 | 0.15435 | 761.8345 | 9142.0146 | -1.0471 | -12.565 | 0.08761 | 1.1534 | 0.076592 | 1.1534 | 0.11746 | 1.1534 | 0.10645 | 1.1534 | 2.6601 | 6.2754 | 2.1937 | 4.1791
402422-LED MR16 Up to 6 watt Interior LED Integral Lamp | 5.227 | 4.5087 | 8.4886 | 35847.4237 | 430169.084 | -76.5334 | -918.4008 | 0.064647 | 1.1452 | 0.053636 | 1.1452 | 0.10768 | 1.1452 | 0.096666 | 1.1452 | 1.8328 | 4.3238 | 1.5973 | 3.2081
402422-LED MR16 Up to 6 watt Interior LED Integral Lamp | 0.19935 | 0.17196 | 0.27209 | 1367.1748 | 16406.0971 | -1.9543 | -23.4514 | 0.086839 | 1.1505 | 0.075984 | 1.1505 | 0.11595 | 1.1505 | 0.1051 | 1.1505 | 2.6859 | 6.3364 | 2.211 | 4.2052
402423-LED MR16 7 -10 watt Interior lamp | 2.8136 | 2.427 | 4.0933 | 19296.0637 | 231552.764 | -44.5862 | -535.0348 | 0.10889 | 1.142 | 0.098015 | 1.142 | 0.12054 | 1.142 | 0.10967 | 1.142 | 4.703 | 7.9213 | 3.4107 | 4.8354
402423-LED MR16 7 -10 watt Interior lamp | 0.35138 | 0.3031 | 0.42698 | 2409.8203 | 28917.8437 | -1.838 | -22.0559 | 0.11539 | 1.1545 | 0.10437 | 1.1545 | 0.12515 | 1.1545 | 0.11413 | 1.1545 | 5.7673 | 9.714 | 3.9539 | 5.4804
402423-LED MR16 7 -10 watt Interior lamp | 23.0551 | 19.8869 | 29.0635 | 158113.9821 | 1897367.7851 | -241.0481 | -2892.5771 | 0.099312 | 1.1476 | 0.088283 | 1.1476 | 0.11567 | 1.1476 | 0.10464 | 1.1476 | 3.4238 | 5.7667 | 2.6874 | 3.9458
402423-LED MR16 7 -10 watt Interior lamp | 4.6713 | 4.0294 | 7.6524 | 32036.2258 | 384434.7091 | -60.7584 | -729.1003 | 0.10313 | 1.1545 | 0.092178 | 1.1545 | 0.11752 | 1.1545 | 0.10657 | 1.1545 | 3.8491 | 6.4831 | 2.9404 | 4.2637
402424-LED Integral PAR-20 lamp Up to 10 watt Interior | 0.68154 | 0.58789 | 0.816 | 4674.0972 | 31306.7462 | -35.8107 | -239.8574 | 0.078045 | 1.0611 | 0.068077 | 1.0611 | 0.10096 | 1.0611 | 0.090988 | 1.0611 | 2.4537 | 4.6857 | 2.0324 | 3.357
402424-LED Integral PAR-20 lamp Up to 10 watt Interior | 0.85239 | 0.73526 | 1.0357 | 5845.7684 | 39154.5102 | -4.4586 | -29.8636 | 0.086996 | 1.0255 | 0.07679 | 1.0255 | 0.10708 | 1.0255 | 0.096871 | 1.0255 | 3.0452 | 5.8154 | 2.4517 | 3.9768
402424-LED Integral PAR-20 lamp Up to 10 watt Interior | 22.6858 | 19.5684 | 27.9799 | 155581.3644 | 1042072.0989 | -273.0009 | -1828.5391 | 0.075674 | 1.0426 | 0.065538 | 1.0426 | 0.10073 | 1.0426 | 0.090594 | 1.0426 | 2.4039 | 4.5906 | 2.0155 | 3.3557
402424-LED Integral PAR-20 lamp Up to 10 watt Interior | 0.060831 | 0.052471 | 0.099652 | 417.1824 | 2794.2559 | -0.79121 | -5.2995 | 0.0661 | 1.0255 | 0.055963 | 1.0255 | 0.095718 | 1.0255 | 0.085581 | 1.0255 | 2.0318 | 3.8801 | 1.747 | 2.9589
402425-LED Integral PAR-30 lamp Up to 15 watt Interior | 8.3316 | 7.1867 | 10.5902 | 57138.9712 | 685667.6549 | -165.9988 | -1991.9851 | 0.077489 | 1.1407 | 0.066565 | 1.1407 | 0.12437 | 1.1407 | 0.11344 | 1.1407 | 2.221 | 9.7281 | 1.8825 | 5.4419
402425-LED Integral PAR-30 lamp Up to 15 watt Interior | 3.3157 | 2.8601 | 4.0292 | 22739.4569 | 272873.483 | -17.3437 | -208.1246 | 0.080869 | 1.1545 | 0.069853 | 1.1545 | 0.12604 | 1.1545 | 0.11503 | 1.1545 | 2.3664 | 10.365 | 1.9916 | 5.6817
402425-LED Integral PAR-30 lamp Up to 15 watt Interior | 27.9261 | 24.0886 | 38.3467 | 191519.8141 | 2298237.7692 | -387.1627 | -4645.9526 | 0.066989 | 1.1481 | 0.05596 | 1.1481 | 0.123 | 1.1481 | 0.11197 | 1.1481 | 1.891 | 8.2826 | 1.6416 | 4.9728
402425-LED Integral PAR-30 lamp Up to 15 watt Interior | 0.71818 | 0.61949 | 1.1138 | 4925.3553 | 59104.2637 | -8.8148 | -105.7781 | 0.056442 | 1.1545 | 0.045493 | 1.1545 | 0.11981 | 1.1545 | 0.10886 | 1.1545 | 1.6622 | 7.2804 | 1.4666 | 4.5961
402426-LED Integral PAR30 lamp 16-21watt | 13.904 | 11.9933 | 20.8985 | 95354.5997 | 1144255.1962 | -107.7746 | -1293.2946 | 0.11538 | 1.1366 | 0.10443 | 1.1366 | 0.12346 | 1.1366 | 0.11251 | 1.1366 | 5.9139 | 9.0716 | 4.0184 | 5.2633
402427-LED Integral PAR38 lamp Up to 16 watt | 6.1642 | 5.3172 | 7.9457 | 42274.8772 | 507298.5265 | -53.0384 | -636.4611 | 0.088364 | 1.1093 | 0.077596 | 1.1093 | 0.12182 | 1.1093 | 0.11105 | 1.1093 | 2.8157 | 9.3348 | 2.2989 | 5.3486
402427-LED Integral PAR38 lamp Up to 16 watt | 0.80873 | 0.6976 | 1.093 | 5546.3729 | 66556.4747 | -7.8372 | -94.0464 | 0.087354 | 1.1505 | 0.076498 | 1.1505 | 0.12228 | 1.1505 | 0.11143 | 1.1505 | 2.7141 | 8.998 | 2.2301 | 5.2327
402428-LED Integral PAR38 lamp 17-22 watt | 26.7281 | 23.0552 | 35.2293 | 183303.755 | 2199645.0602 | -317.0218 | -3804.2612 | 0.11697 | 1.1447 | 0.10599 | 1.1447 | 0.12663 | 1.1447 | 0.11565 | 1.1447 | 6.243 | 11.1569 | 4.1607 | 5.8894
402428-LED Integral PAR38 lamp 17-22 watt | 212.238 | 183.0728 | 266.5392 | 1455547.6691 | 17466572.0287 | -2268.4762 | -27221.7144 | 0.11434 | 1.1459 | 0.10334 | 1.1459 | 0.12529 | 1.1459 | 0.11429 | 1.1459 | 5.5269 | 9.8793 | 3.8317 | 5.5166
402428-LED Integral PAR38 lamp 17-22 watt | 4.3294 | 3.7345 | 5.7537 | 29691.6107 | 356299.3286 | -41.9059 | -502.8713 | 0.11682 | 1.1545 | 0.10587 | 1.1545 | 0.12721 | 1.1545 | 0.11627 | 1.1545 | 6.2994 | 12.073 | 4.1892 | 6.1428
402429-LED Integral PAR38 lamp 23-25 watt | 4.1691 | 3.5962 | 5.1298 | 28591.9888 | 343103.8662 | -63.2566 | -759.0791 | 0.12117 | 1.1545 | 0.11013 | 1.1545 | 0.13142 | 1.1545 | 0.12037 | 1.1545 | 7.3736 | 16.4125 | 4.6272 | 7.071
402429-LED Integral PAR38 lamp 23-25 watt | 1.7903 | 1.5443 | 2.3921 | 12278.2626 | 147339.1515 | -13.1553 | -157.8636 | 0.11744 | 1.1273 | 0.10655 | 1.1273 | 0.12865 | 1.1273 | 0.11776 | 1.1273 | 6.7062 | 14.9269 | 4.3699 | 6.8159
461831-LED Integral Candelabra lamp Up to 4 watt | 23.2231 | 20.0318 | 35.2725 | 159266.2465 | 1911194.9581 | -443.454 | -5321.4476 | 0.097896 | 1.15 | 0.086909 | 1.15 | 0.12362 | 1.15 | 0.11263 | 1.15 | 3.3017 | 8.8095 | 2.6058 | 5.144
461832-LED Integral A-lamp Up to 7 watt Interior | 0.71156 | 0.61378 | 0.90082 | 4879.9691 | 58559.6288 | -21.8685 | -262.4218 | 0.090063 | 1.1545 | 0.079017 | 1.1545 | 0.12398 | 1.1545 | 0.11294 | 1.1545 | 2.7074 | 8.5202 | 2.2152 | 5.0143
461832-LED Integral A-lamp Up to 7 watt Interior | 1.8082 | 1.5597 | 2.4764 | 12400.4785 | 148805.7414 | -33.6927 | -404.3121 | 0.079965 | 1.1542 | 0.068887 | 1.1542 | 0.12105 | 1.1542 | 0.10997 | 1.1542 | 2.2759 | 7.1623 | 1.9223 | 4.5362
461832-LED Integral A-lamp Up to 7 watt Interior | 0.070991 | 0.061236 | 0.11113 | 486.864 | 5842.368 | -0.88906 | -10.6687 | 0.061293 | 1.1545 | 0.050344 | 1.1545 | 0.114 | 1.1545 | 0.10306 | 1.1545 | 1.766 | 5.5577 | 1.5468 | 3.8436
461833-LED Integral A-lamp 8-10 watt Interior | 1.4112 | 1.2173 | 1.8501 | 9678.3737 | 116140.484 | -25.6173 | -307.4076 | 0.11191 | 1.1517 | 0.10093 | 1.1517 | 0.13024 | 1.1517 | 0.11926 | 1.1517 | 5.0257 | 15.608 | 3.5744 | 6.903
461833-LED Integral A-lamp 8-10 watt Interior | 0.61261 | 0.52843 | 0.74442 | 4201.34 | 50416.0796 | -3.2044 | -38.4528 | 0.11378 | 1.1545 | 0.10277 | 1.1545 | 0.13116 | 1.1545 | 0.12014 | 1.1545 | 5.4062 | 16.7896 | 3.7808 | 7.1898
461833-LED Integral A-lamp 8-10 watt Interior | 20.3711 | 17.5718 | 23.2626 | 139706.9682 | 1676483.6184 | -252.1312 | -3025.5743 | 0.09324 | 1.151 | 0.082207 | 1.151 | 0.12469 | 1.151 | 0.11365 | 1.151 | 2.9656 | 9.2099 | 2.3957 | 5.2967
461833-LED Integral A-lamp 8-10 watt Interior | 0.78925 | 0.68079 | 1.2345 | 5412.7635 | 64953.1617 | -11.6082 | -139.2981 | 0.10305 | 1.1539 | 0.092113 | 1.1539 | 0.12699 | 1.1539 | 0.11606 | 1.1539 | 3.8475 | 11.9488 | 2.938 | 6.0919
461834-LED Integral A-lamp Up to 11 watt Interior | 9.1484 | 7.8912 | 8.6073 | 62740.5556 | 752886.6674 | -145.5734 | -1746.8805 | 0.084955 | 1.1372 | 0.073994 | 1.1372 | 0.09015 | 1.1372 | 0.079189 | 1.1372 | 2.5315 | 2.8024 | 2.1027 | 2.2863
461835-LED Integral A-lamp 12-17 watt Interior | 0.41603 | 0.35886 | 0.70358 | 2853.1924 | 34238.3085 | -1.9852 | -23.8218 | 0.10305 | 1.1294 | 0.092188 | 1.1294 | 0.11289 | 1.1294 | 0.10203 | 1.1294 | 3.977 | 5.5741 | 3.0218 | 3.8628
461835-LED Integral A-lamp 12-17 watt Interior | 65.4686 | 56.472 | 70.6384 | 448989.3871 | 5387872.6451 | -865.6081 | -10387.2966 | 0.082745 | 1.1471 | 0.07178 | 1.1471 | 0.098791 | 1.1471 | 0.087827 | 1.1471 | 2.438 | 3.4171 | 2.0388 | 2.6813
461835-LED Integral A-lamp 12-17 watt Interior | 0.027477 | 0.023701 | 0.037341 | 188.4418 | 2261.3012 | -0.2886 | -3.4633 | 0.11188 | 1.1545 | 0.10094 | 1.1545 | 0.11953 | 1.1545 | 0.10858 | 1.1545 | 5.1286 | 7.1882 | 3.636 | 4.5629
461836-LED Integral A-lamp 18-30 watt Interior | 9.7728 | 8.4298 | 15.3345 | 67022.4804 | 804269.7645 | -38.0605 | -456.726 | 0.098607 | 1.1338 | 0.08767 | 1.1338 | 0.11997 | 1.1338 | 0.10903 | 1.1338 | 3.462 | 7.4737 | 2.7156 | 4.6905
461838-High Density Universal Holding Cabinets - 24 hr operation | 3.9107 | 4.3176 | 7.3125 | 28730 | 344760 | 0 | 0 | -0.020376 | 0 | -0.029878 | 0 | 0.093206 | 0 | 0.083703 | 0 | 0.85511 | 4.4465 | 0.80098 | 3.2904
0 | 0 | 0 | 0 | 0 | 0 | 0 | 0 | 0 | 0 | 0 | 0 | 0 | 0 | 0 | 0 | 0 | 0 | 0 | 0
0 | 0 | 0 | 0 | 0 | 0 | 0 | 0 | 0 | 0 | 0 | 0 | 0 | 0 | 0 | 0 | 0 | 0 | 0 | 0
0 | 0 | 0 | 0 | 0 | 0 | 0 | 0 | 0 | 0 | 0 | 0 | 0 | 0 | 0 | 0 | 0 | 0 | 0 | 0
0 | 0 | 0 | 0 | 0 | 0 | 0 | 0 | 0 | 0 | 0 | 0 | 0 | 0 | 0 | 0 | 0 | 0 | 0 | 0
0 | 0 | 0 | 0 | 0 | 0 | 0 | 0 | 0 | 0 | 0 | 0 | 0 | 0 | 0 | 0 | 0 | 0 | 0 | 0
0 | 0 | 0 | 0 | 0 | 0 | 0 | 0 | 0 | 0 | 0 | 0 | 0 | 0 | 0 | 0 | 0 | 0 | 0 | 0
0 | 0 | 0 | 0 | 0 | 0 | 0 | 0 | 0 | 0 | 0 | 0 | 0 | 0 | 0 | 0 | 0 | 0 | 0 | 0
0 | 0 | 0 | 0 | 0 | 0 | 0 | 0 | 0 | 0 | 0 | 0 | 0 | 0 | 0 | 0 | 0 | 0 | 0 | 0
0 | 0 | 0 | 0 | 0 | 0 | 0 | 0 | 0 | 0 | 0 | 0 | 0 | 0 | 0 | 0 | 0 | 0 | 0 | 0
0 | 0 | 0 | 0 | 0 | 0 | 0 | 0 | 0 | 0 | 0 | 0 | 0 | 0 | 0 | 0 | 0 | 0 | 0 | 0
0 | 0 | 0 | 0 | 0 | 0 | 0 | 0 | 0 | 0 | 0 | 0 | 0 | 0 | 0 | 0 | 0 | 0 | 0 | 0
0 | 0 | 0 | 0 | 0 | 0 | 0 | 0 | 0 | 0 | 0 | 0 | 0 | 0 | 0 | 0 | 0 | 0 | 0 | 0
0 | 0 | 0 | 0 | 0 | 0 | 0 | 0 | 0 | 0 | 0 | 0 | 0 | 0 | 0 | 0 | 0 | 0 | 0 | 0
0 | 0 | 0 | 0 | 0 | 0 | 0 | 0 | 0 | 0 | 0 | 0 | 0 | 0 | 0 | 0 | 0 | 0 | 0 | 0
0 | 0 | 0 | 0 | 0 | 0 | 0 | 0 | 0 | 0 | 0 | 0 | 0 | 0 | 0 | 0 | 0 | 0 | 0 | 0
0 | 0 | 0 | 0 | 0 | 0 | 0 | 0 | 0 | 0 | 0 | 0 | 0 | 0 | 0 | 0 | 0 | 0 | 0 | 0
0 | 0 | 0 | 0 | 0 | 0 | 0 | 0 | 0 | 0 | 0 | 0 | 0 | 0 | 0 | 0 | 0 | 0 | 0 | 0
0 | 0 | 0 | 0 | 0 | 0 | 0 | 0 | 0 | 0 | 0 | 0 | 0 | 0 | 0 | 0 | 0 | 0 | 0 | 0
0 | 0 | 0 | 0 | 0 | 0 | 0 | 0 | 0 | 0 | 0 | 0 | 0 | 0 | 0 | 0 | 0 | 0 | 0 | 0
0 | 0 | 0 | 0 | 0 | 0 | 0 | 0 | 0 | 0 | 0 | 0 | 0 | 0 | 0 | 0 | 0 | 0 | 0 | 0
0 | 0 | 0 | 0 | 0 | 0 | 0 | 0 | 0 | 0 | 0 | 0 | 0 | 0 | 0 | 0 | 0 | 0 | 0 | 0
0 | 0 | 0 | 0 | 0 | 0 | 0 | 0 | 0 | 0 | 0 | 0 | 0 | 0 | 0 | 0 | 0 | 0 | 0 | 0
0 | 0 | 0 | 0 | 0 | 0 | 0 | 0 | 0 | 0 | 0 | 0 | 0 | 0 | 0 | 0 | 0 | 0 | 0 | 0
0 | 0 | 0 | 0 | 0 | 0 | 0 | 0 | 0 | 0 | 0 | 0 | 0 | 0 | 0 | 0 | 0 | 0 | 0 | 0
0 | 0 | 0 | 0 | 0 | 0 | 0 | 0 | 0 | 0 | 0 | 0 | 0 | 0 | 0 | 0 | 0 | 0 | 0 | 0
0 | 0 | 0 | 0 | 0 | 0 | 0 | 0 | 0 | 0 | 0 | 0 | 0 | 0 | 0 | 0 | 0 | 0 | 0 | 0
0 | 0 | 0 | 0 | 0 | 0 | 0 | 0 | 0 | 0 | 0 | 0 | 0 | 0 | 0 | 0 | 0 | 0 | 0 | 0
0 | 0 | 0 | 0 | 0 | 0 | 0 | 0 | 0 | 0 | 0 | 0 | 0 | 0 | 0 | 0 | 0 | 0 | 0 | 0
0 | 0 | 0 | 0 | 0 | 0 | 0 | 0 | 0 | 0 | 0 | 0 | 0 | 0 | 0 | 0 | 0 | 0 | 0 | 0
0 | 0 | 0 | 0 | 0 | 0 | 0 | 0 | 0 | 0 | 0 | 0 | 0 | 0 | 0 | 0 | 0 | 0 | 0 | 0
0 | 0 | 0 | 0 | 0 | 0 | 0 | 0 | 0 | 0 | 0 | 0 | 0 | 0 | 0 | 0 | 0 | 0 | 0 | 0
0 | 0 | 0 | 0 | 0 | 0 | 0 | 0 | 0 | 0 | 0 | 0 | 0 | 0 | 0 | 0 | 0 | 0 | 0 | 0
0 | 0 | 0 | 0 | 0 | 0 | 0 | 0 | 0 | 0 | 0 | 0 | 0 | 0 | 0 | 0 | 0 | 0 | 0 | 0
0 | 0 | 0 | 0 | 0 | 0 | 0 | 0 | 0 | 0 | 0 | 0 | 0 | 0 | 0 | 0 | 0 | 0 | 0 | 0
0 | 0 | 0 | 0 | 0 | 0 | 0 | 0 | 0 | 0 | 0 | 0 | 0 | 0 | 0 | 0 | 0 | 0 | 0 | 0
0 | 0 | 0 | 0 | 0 | 0 | 0 | 0 | 0 | 0 | 0 | 0 | 0 | 0 | 0 | 0 | 0 | 0 | 0 | 0
0 | 0 | 0 | 0 | 0 | 0 | 0 | 0 | 0 | 0 | 0 | 0 | 0 | 0 | 0 | 0 | 0 | 0 | 0 | 0
0 | 0 | 0 | 0 | 0 | 0 | 0 | 0 | 0 | 0 | 0 | 0 | 0 | 0 | 0 | 0 | 0 | 0 | 0 | 0
0 | 0 | 0 | 0 | 0 | 0 | 0 | 0 | 0 | 0 | 0 | 0 | 0 | 0 | 0 | 0 | 0 | 0 | 0 | 0
0 | 0 | 0 | 0 | 0 | 0 | 0 | 0 | 0 | 0 | 0 | 0 | 0 | 0 | 0 | 0 | 0 | 0 | 0 | 0
0 | 0 | 0 | 0 | 0 | 0 | 0 | 0 | 0 | 0 | 0 | 0 | 0 | 0 | 0 | 0 | 0 | 0 | 0 | 0
0 | 0 | 0 | 0 | 0 | 0 | 0 | 0 | 0 | 0 | 0 | 0 | 0 | 0 | 0 | 0 | 0 | 0 | 0 | 0
0 | 0 | 0 | 0 | 0 | 0 | 0 | 0 | 0 | 0 | 0 | 0 | 0 | 0 | 0 | 0 | 0 | 0 | 0 | 0
0 | 0 | 0 | 0 | 0 | 0 | 0 | 0 | 0 | 0 | 0 | 0 | 0 | 0 | 0 | 0 | 0 | 0 | 0 | 0
0 | 0 | 0 | 0 | 0 | 0 | 0 | 0 | 0 | 0 | 0 | 0 | 0 | 0 | 0 | 0 | 0 | 0 | 0 | 0
0 | 0 | 0 | 0 | 0 | 0 | 0 | 0 | 0 | 0 | 0 | 0 | 0 | 0 | 0 | 0 | 0 | 0 | 0 | 0
0 | 0 | 0 | 0 | 0 | 0 | 0 | 0 | 0 | 0 | 0 | 0 | 0 | 0 | 0 | 0 | 0 | 0 | 0 | 0
0 | 0 | 0 | 0 | 0 | 0 | 0 | 0 | 0 | 0 | 0 | 0 | 0 | 0 | 0 | 0 | 0 | 0 | 0 | 0
0 | 0 | 0 | 0 | 0 | 0 | 0 | 0 | 0 | 0 | 0 | 0 | 0 | 0 | 0 | 0 | 0 | 0 | 0 | 0
0 | 0 | 0 | 0 | 0 | 0 | 0 | 0 | 0 | 0 | 0 | 0 | 0 | 0 | 0 | 0 | 0 | 0 | 0 | 0
0 | 0 | 0 | 0 | 0 | 0 | 0 | 0 | 0 | 0 | 0 | 0 | 0 | 0 | 0 | 0 | 0 | 0 | 0 | 0
0 | 0 | 0 | 0 | 0 | 0 | 0 | 0 | 0 | 0 | 0 | 0 | 0 | 0 | 0 | 0 | 0 | 0 | 0 | 0
0 | 0 | 0 | 0 | 0 | 0 | 0 | 0 | 0 | 0 | 0 | 0 | 0 | 0 | 0 | 0 | 0 | 0 | 0 | 0
0 | 0 | 0 | 0 | 0 | 0 | 0 | 0 | 0 | 0 | 0 | 0 | 0 | 0 | 0 | 0 | 0 | 0 | 0 | 0
0 | 0 | 0 | 0 | 0 | 0 | 0 | 0 | 0 | 0 | 0 | 0 | 0 | 0 | 0 | 0 | 0 | 0 | 0 | 0
0 | 0 | 0 | 0 | 0 | 0 | 0 | 0 | 0 | 0 | 0 | 0 | 0 | 0 | 0 | 0 | 0 | 0 | 0 | 0
0 | 0 | 0 | 0 | 0 | 0 | 0 | 0 | 0 | 0 | 0 | 0 | 0 | 0 | 0 | 0 | 0 | 0 | 0 | 0
0 | 0 | 0 | 0 | 0 | 0 | 0 | 0 | 0 | 0 | 0 | 0 | 0 | 0 | 0 | 0 | 0 | 0 | 0 | 0
0 | 0 | 0 | 0 | 0 | 0 | 0 | 0 | 0 | 0 | 0 | 0 | 0 | 0 | 0 | 0 | 0 | 0 | 0 | 0
0 | 0 | 0 | 0 | 0 | 0 | 0 | 0 | 0 | 0 | 0 | 0 | 0 | 0 | 0 | 0 | 0 | 0 | 0 | 0
0 | 0 | 0 | 0 | 0 | 0 | 0 | 0 | 0 | 0 | 0 | 0 | 0 | 0 | 0 | 0 | 0 | 0 | 0 | 0
0 | 0 | 0 | 0 | 0 | 0 | 0 | 0 | 0 | 0 | 0 | 0 | 0 | 0 | 0 | 0 | 0 | 0 | 0 | 0
0 | 0 | 0 | 0 | 0 | 0 | 0 | 0 | 0 | 0 | 0 | 0 | 0 | 0 | 0 | 0 | 0 | 0 | 0 | 0
0 | 0 | 0 | 0 | 0 | 0 | 0 | 0 | 0 | 0 | 0 | 0 | 0 | 0 | 0 | 0 | 0 | 0 | 0 | 0
0 | 0 | 0 | 0 | 0 | 0 | 0 | 0 | 0 | 0 | 0 | 0 | 0 | 0 | 0 | 0 | 0 | 0 | 0 | 0
0 | 0 | 0 | 0 | 0 | 0 | 0 | 0 | 0 | 0 | 0 | 0 | 0 | 0 | 0 | 0 | 0 | 0 | 0 | 0
0 | 0 | 0 | 0 | 0 | 0 | 0 | 0 | 0 | 0 | 0 | 0 | 0 | 0 | 0 | 0 | 0 | 0 | 0 | 0
0 | 0 | 0 | 0 | 0 | 0 | 0 | 0 | 0 | 0 | 0 | 0 | 0 | 0 | 0 | 0 | 0 | 0 | 0 | 0
0 | 0 | 0 | 0 | 0 | 0 | 0 | 0 | 0 | 0 | 0 | 0 | 0 | 0 | 0 | 0 | 0 | 0 | 0 | 0
0 | 0 | 0 | 0 | 0 | 0 | 0 | 0 | 0 | 0 | 0 | 0 | 0 | 0 | 0 | 0 | 0 | 0 | 0 | 0
0 | 0 | 0 | 0 | 0 | 0 | 0 | 0 | 0 | 0 | 0 | 0 | 0 | 0 | 0 | 0 | 0 | 0 | 0 | 0
0 | 0 | 0 | 0 | 0 | 0 | 0 | 0 | 0 | 0 | 0 | 0 | 0 | 0 | 0 | 0 | 0 | 0 | 0 | 0
0 | 0 | 0 | 0 | 0 | 0 | 0 | 0 | 0 | 0 | 0 | 0 | 0 | 0 | 0 | 0 | 0 | 0 | 0 | 0
0 | 0 | 0 | 0 | 0 | 0 | 0 | 0 | 0 | 0 | 0 | 0 | 0 | 0 | 0 | 0 | 0 | 0 | 0 | 0
0 | 0 | 0 | 0 | 0 | 0 | 0 | 0 | 0 | 0 | 0 | 0 | 0 | 0 | 0 | 0 | 0 | 0 | 0 | 0
0 | 0 | 0 | 0 | 0 | 0 | 0 | 0 | 0 | 0 | 0 | 0 | 0 | 0 | 0 | 0 | 0 | 0 | 0 | 0
0 | 0 | 0 | 0 | 0 | 0 | 0 | 0 | 0 | 0 | 0 | 0 | 0 | 0 | 0 | 0 | 0 | 0 | 0 | 0
0 | 0 | 0 | 0 | 0 | 0 | 0 | 0 | 0 | 0 | 0 | 0 | 0 | 0 | 0 | 0 | 0 | 0 | 0 | 0
0 | 0 | 0 | 0 | 0 | 0 | 0 | 0 | 0 | 0 | 0 | 0 | 0 | 0 | 0 | 0 | 0 | 0 | 0 | 0
0 | 0 | 0 | 0 | 0 | 0 | 0 | 0 | 0 | 0 | 0 | 0 | 0 | 0 | 0 | 0 | 0 | 0 | 0 | 0
0 | 0 | 0 | 0 | 0 | 0 | 0 | 0 | 0 | 0 | 0 | 0 | 0 | 0 | 0 | 0 | 0 | 0 | 0 | 0
0 | 0 | 0 | 0 | 0 | 0 | 0 | 0 | 0 | 0 | 0 | 0 | 0 | 0 | 0 | 0 | 0 | 0 | 0 | 0
0 | 0 | 0 | 0 | 0 | 0 | 0 | 0 | 0 | 0 | 0 | 0 | 0 | 0 | 0 | 0 | 0 | 0 | 0 | 0
0 | 0 | 0 | 0 | 0 | 0 | 0 | 0 | 0 | 0 | 0 | 0 | 0 | 0 | 0 | 0 | 0 | 0 | 0 | 0
0 | 0 | 0 | 0 | 0 | 0 | 0 | 0 | 0 | 0 | 0 | 0 | 0 | 0 | 0 | 0 | 0 | 0 | 0 | 0
0 | 0 | 0 | 0 | 0 | 0 | 0 | 0 | 0 | 0 | 0 | 0 | 0 | 0 | 0 | 0 | 0 | 0 | 0 | 0
0 | 0 | 0 | 0 | 0 | 0 | 0 | 0 | 0 | 0 | 0 | 0 | 0 | 0 | 0 | 0 | 0 | 0 | 0 | 0
0 | 0 | 0 | 0 | 0 | 0 | 0 | 0 | 0 | 0 | 0 | 0 | 0 | 0 | 0 | 0 | 0 | 0 | 0 | 0
0 | 0 | 0 | 0 | 0 | 0 | 0 | 0 | 0 | 0 | 0 | 0 | 0 | 0 | 0 | 0 | 0 | 0 | 0 | 0
0 | 0 | 0 | 0 | 0 | 0 | 0 | 0 | 0 | 0 | 0 | 0 | 0 | 0 | 0 | 0 | 0 | 0 | 0 | 0
0 | 0 | 0 | 0 | 0 | 0 | 0 | 0 | 0 | 0 | 0 | 0 | 0 | 0 | 0 | 0 | 0 | 0 | 0 | 0
0 | 0 | 0 | 0 | 0 | 0 | 0 | 0 | 0 | 0 | 0 | 0 | 0 | 0 | 0 | 0 | 0 | 0 | 0 | 0
0 | 0 | 0 | 0 | 0 | 0 | 0 | 0 | 0 | 0 | 0 | 0 | 0 | 0 | 0 | 0 | 0 | 0 | 0 | 0
0 | 0 | 0 | 0 | 0 | 0 | 0 | 0 | 0 | 0 | 0 | 0 | 0 | 0 | 0 | 0 | 0 | 0 | 0 | 0
0 | 0 | 0 | 0 | 0 | 0 | 0 | 0 | 0 | 0 | 0 | 0 | 0 | 0 | 0 | 0 | 0 | 0 | 0 | 0
0 | 0 | 0 | 0 | 0 | 0 | 0 | 0 | 0 | 0 | 0 | 0 | 0 | 0 | 0 | 0 | 0 | 0 | 0 | 0
0 | 0 | 0 | 0 | 0 | 0 | 0 | 0 | 0 | 0 | 0 | 0 | 0 | 0 | 0 | 0 | 0 | 0 | 0 | 0
0 | 0 | 0 | 0 | 0 | 0 | 0 | 0 | 0 | 0 | 0 | 0 | 0 | 0 | 0 | 0 | 0 | 0 | 0 | 0
0 | 0 | 0 | 0 | 0 | 0 | 0 | 0 | 0 | 0 | 0 | 0 | 0 | 0 | 0 | 0 | 0 | 0 | 0 | 0
0 | 0 | 0 | 0 | 0 | 0 | 0 | 0 | 0 | 0 | 0 | 0 | 0 | 0 | 0 | 0 | 0 | 0 | 0 | 0
0 | 0 | 0 | 0 | 0 | 0 | 0 | 0 | 0 | 0 | 0 | 0 | 0 | 0 | 0 | 0 | 0 | 0 | 0 | 0
0 | 0 | 0 | 0 | 0 | 0 | 0 | 0 | 0 | 0 | 0 | 0 | 0 | 0 | 0 | 0 | 0 | 0 | 0 | 0
0 | 0 | 0 | 0 | 0 | 0 | 0 | 0 | 0 | 0 | 0 | 0 | 0 | 0 | 0 | 0 | 0 | 0 | 0 | 0
0 | 0 | 0 | 0 | 0 | 0 | 0 | 0 | 0 | 0 | 0 | 0 | 0 | 0 | 0 | 0 | 0 | 0 | 0 | 0
0 | 0 | 0 | 0 | 0 | 0 | 0 | 0 | 0 | 0 | 0 | 0 | 0 | 0 | 0 | 0 | 0 | 0 | 0 | 0
0 | 0 | 0 | 0 | 0 | 0 | 0 | 0 | 0 | 0 | 0 | 0 | 0 | 0 | 0 | 0 | 0 | 0 | 0 | 0
0 | 0 | 0 | 0 | 0 | 0 | 0 | 0 | 0 | 0 | 0 | 0 | 0 | 0 | 0 | 0 | 0 | 0 | 0 | 0
0 | 0 | 0 | 0 | 0 | 0 | 0 | 0 | 0 | 0 | 0 | 0 | 0 | 0 | 0 | 0 | 0 | 0 | 0 | 0
0 | 0 | 0 | 0 | 0 | 0 | 0 | 0 | 0 | 0 | 0 | 0 | 0 | 0 | 0 | 0 | 0 | 0 | 0 | 0
0 | 0 | 0 | 0 | 0 | 0 | 0 | 0 | 0 | 0 | 0 | 0 | 0 | 0 | 0 | 0 | 0 | 0 | 0 | 0
0 | 0 | 0 | 0 | 0 | 0 | 0 | 0 | 0 | 0 | 0 | 0 | 0 | 0 | 0 | 0 | 0 | 0 | 0 | 0
0 | 0 | 0 | 0 | 0 | 0 | 0 | 0 | 0 | 0 | 0 | 0 | 0 | 0 | 0 | 0 | 0 | 0 | 0 | 0
0 | 0 | 0 | 0 | 0 | 0 | 0 | 0 | 0 | 0 | 0 | 0 | 0 | 0 | 0 | 0 | 0 | 0 | 0 | 0
0 | 0 | 0 | 0 | 0 | 0 | 0 | 0 | 0 | 0 | 0 | 0 | 0 | 0 | 0 | 0 | 0 | 0 | 0 | 0
0 | 0 | 0 | 0 | 0 | 0 | 0 | 0 | 0 | 0 | 0 | 0 | 0 | 0 | 0 | 0 | 0 | 0 | 0 | 0
0 | 0 | 0 | 0 | 0 | 0 | 0 | 0 | 0 | 0 | 0 | 0 | 0 | 0 | 0 | 0 | 0 | 0 | 0 | 0
0 | 0 | 0 | 0 | 0 | 0 | 0 | 0 | 0 | 0 | 0 | 0 | 0 | 0 | 0 | 0 | 0 | 0 | 0 | 0
0 | 0 | 0 | 0 | 0 | 0 | 0 | 0 | 0 | 0 | 0 | 0 | 0 | 0 | 0 | 0 | 0 | 0 | 0 | 0
0 | 0 | 0 | 0 | 0 | 0 | 0 | 0 | 0 | 0 | 0 | 0 | 0 | 0 | 0 | 0 | 0 | 0 | 0 | 0
0 | 0 | 0 | 0 | 0 | 0 | 0 | 0 | 0 | 0 | 0 | 0 | 0 | 0 | 0 | 0 | 0 | 0 | 0 | 0
0 | 0 | 0 | 0 | 0 | 0 | 0 | 0 | 0 | 0 | 0 | 0 | 0 | 0 | 0 | 0 | 0 | 0 | 0 | 0
0 | 0 | 0 | 0 | 0 | 0 | 0 | 0 | 0 | 0 | 0 | 0 | 0 | 0 | 0 | 0 | 0 | 0 | 0 | 0
0 | 0 | 0 | 0 | 0 | 0 | 0 | 0 | 0 | 0 | 0 | 0 | 0 | 0 | 0 | 0 | 0 | 0 | 0 | 0
0 | 0 | 0 | 0 | 0 | 0 | 0 | 0 | 0 | 0 | 0 | 0 | 0 | 0 | 0 | 0 | 0 | 0 | 0 | 0
0 | 0 | 0 | 0 | 0 | 0 | 0 | 0 | 0 | 0 | 0 | 0 | 0 | 0 | 0 | 0 | 0 | 0 | 0 | 0
0 | 0 | 0 | 0 | 0 | 0 | 0 | 0 | 0 | 0 | 0 | 0 | 0 | 0 | 0 | 0 | 0 | 0 | 0 | 0
0 | 0 | 0 | 0 | 0 | 0 | 0 | 0 | 0 | 0 | 0 | 0 | 0 | 0 | 0 | 0 | 0 | 0 | 0 | 0
0 | 0 | 0 | 0 | 0 | 0 | 0 | 0 | 0 | 0 | 0 | 0 | 0 | 0 | 0 | 0 | 0 | 0 | 0 | 0
0 | 0 | 0 | 0 | 0 | 0 | 0 | 0 | 0 | 0 | 0 | 0 | 0 | 0 | 0 | 0 | 0 | 0 | 0 | 0
0 | 0 | 0 | 0 | 0 | 0 | 0 | 0 | 0 | 0 | 0 | 0 | 0 | 0 | 0 | 0 | 0 | 0 | 0 | 0
0 | 0 | 0 | 0 | 0 | 0 | 0 | 0 | 0 | 0 | 0 | 0 | 0 | 0 | 0 | 0 | 0 | 0 | 0 | 0
0 | 0 | 0 | 0 | 0 | 0 | 0 | 0 | 0 | 0 | 0 | 0 | 0 | 0 | 0 | 0 | 0 | 0 | 0 | 0
0 | 0 | 0 | 0 | 0 | 0 | 0 | 0 | 0 | 0 | 0 | 0 | 0 | 0 | 0 | 0 | 0 | 0 | 0 | 0
0 | 0 | 0 | 0 | 0 | 0 | 0 | 0 | 0 | 0 | 0 | 0 | 0 | 0 | 0 | 0 | 0 | 0 | 0 | 0
0 | 0 | 0 | 0 | 0 | 0 | 0 | 0 | 0 | 0 | 0 | 0 | 0 | 0 | 0 | 0 | 0 | 0 | 0 | 0
0 | 0 | 0 | 0 | 0 | 0 | 0 | 0 | 0 | 0 | 0 | 0 | 0 | 0 | 0 | 0 | 0 | 0 | 0 | 0
0 | 0 | 0 | 0 | 0 | 0 | 0 | 0 | 0 | 0 | 0 | 0 | 0 | 0 | 0 | 0 | 0 | 0 | 0 | 0
0 | 0 | 0 | 0 | 0 | 0 | 0 | 0 | 0 | 0 | 0 | 0 | 0 | 0 | 0 | 0 | 0 | 0 | 0 | 0
0 | 0 | 0 | 0 | 0 | 0 | 0 | 0 | 0 | 0 | 0 | 0 | 0 | 0 | 0 | 0 | 0 | 0 | 0 | 0
0 | 0 | 0 | 0 | 0 | 0 | 0 | 0 | 0 | 0 | 0 | 0 | 0 | 0 | 0 | 0 | 0 | 0 | 0 | 0
0 | 0 | 0 | 0 | 0 | 0 | 0 | 0 | 0 | 0 | 0 | 0 | 0 | 0 | 0 | 0 | 0 | 0 | 0 | 0
0 | 0 | 0 | 0 | 0 | 0 | 0 | 0 | 0 | 0 | 0 | 0 | 0 | 0 | 0 | 0 | 0 | 0 | 0 | 0
0 | 0 | 0 | 0 | 0 | 0 | 0 | 0 | 0 | 0 | 0 | 0 | 0 | 0 | 0 | 0 | 0 | 0 | 0 | 0
0 | 0 | 0 | 0 | 0 | 0 | 0 | 0 | 0 | 0 | 0 | 0 | 0 | 0 | 0 | 0 | 0 | 0 | 0 | 0
0 | 0 | 0 | 0 | 0 | 0 | 0 | 0 | 0 | 0 | 0 | 0 | 0 | 0 | 0 | 0 | 0 | 0 | 0 | 0
0 | 0 | 0 | 0 | 0 | 0 | 0 | 0 | 0 | 0 | 0 | 0 | 0 | 0 | 0 | 0 | 0 | 0 | 0 | 0
0 | 0 | 0 | 0 | 0 | 0 | 0 | 0 | 0 | 0 | 0 | 0 | 0 | 0 | 0 | 0 | 0 | 0 | 0 | 0
0 | 0 | 0 | 0 | 0 | 0 | 0 | 0 | 0 | 0 | 0 | 0 | 0 | 0 | 0 | 0 | 0 | 0 | 0 | 0
0 | 0 | 0 | 0 | 0 | 0 | 0 | 0 | 0 | 0 | 0 | 0 | 0 | 0 | 0 | 0 | 0 | 0 | 0 | 0
0 | 0 | 0 | 0 | 0 | 0 | 0 | 0 | 0 | 0 | 0 | 0 | 0 | 0 | 0 | 0 | 0 | 0 | 0 | 0
0 | 0 | 0 | 0 | 0 | 0 | 0 | 0 | 0 | 0 | 0 | 0 | 0 | 0 | 0 | 0 | 0 | 0 | 0 | 0
0 | 0 | 0 | 0 | 0 | 0 | 0 | 0 | 0 | 0 | 0 | 0 | 0 | 0 | 0 | 0 | 0 | 0 | 0 | 0
0 | 0 | 0 | 0 | 0 | 0 | 0 | 0 | 0 | 0 | 0 | 0 | 0 | 0 | 0 | 0 | 0 | 0 | 0 | 0
0 | 0 | 0 | 0 | 0 | 0 | 0 | 0 | 0 | 0 | 0 | 0 | 0 | 0 | 0 | 0 | 0 | 0 | 0 | 0
0 | 0 | 0 | 0 | 0 | 0 | 0 | 0 | 0 | 0 | 0 | 0 | 0 | 0 | 0 | 0 | 0 | 0 | 0 | 0
0 | 0 | 0 | 0 | 0 | 0 | 0 | 0 | 0 | 0 | 0 | 0 | 0 | 0 | 0 | 0 | 0 | 0 | 0 | 0
0 | 0 | 0 | 0 | 0 | 0 | 0 | 0 | 0 | 0 | 0 | 0 | 0 | 0 | 0 | 0 | 0 | 0 | 0 | 0
0 | 0 | 0 | 0 | 0 | 0 | 0 | 0 | 0 | 0 | 0 | 0 | 0 | 0 | 0 | 0 | 0 | 0 | 0 | 0
0 | 0 | 0 | 0 | 0 | 0 | 0 | 0 | 0 | 0 | 0 | 0 | 0 | 0 | 0 | 0 | 0 | 0 | 0 | 0
0 | 0 | 0 | 0 | 0 | 0 | 0 | 0 | 0 | 0 | 0 | 0 | 0 | 0 | 0 | 0 | 0 | 0 | 0 | 0
0 | 0 | 0 | 0 | 0 | 0 | 0 | 0 | 0 | 0 | 0 | 0 | 0 | 0 | 0 | 0 | 0 | 0 | 0 | 0
0 | 0 | 0 | 0 | 0 | 0 | 0 | 0 | 0 | 0 | 0 | 0 | 0 | 0 | 0 | 0 | 0 | 0 | 0 | 0
0 | 0 | 0 | 0 | 0 | 0 | 0 | 0 | 0 | 0 | 0 | 0 | 0 | 0 | 0 | 0 | 0 | 0 | 0 | 0
0 | 0 | 0 | 0 | 0 | 0 | 0 | 0 | 0 | 0 | 0 | 0 | 0 | 0 | 0 | 0 | 0 | 0 | 0 | 0
0 | 0 | 0 | 0 | 0 | 0 | 0 | 0 | 0 | 0 | 0 | 0 | 0 | 0 | 0 | 0 | 0 | 0 | 0 | 0
0 | 0 | 0 | 0 | 0 | 0 | 0 | 0 | 0 | 0 | 0 | 0 | 0 | 0 | 0 | 0 | 0 | 0 | 0 | 0
0 | 0 | 0 | 0 | 0 | 0 | 0 | 0 | 0 | 0 | 0 | 0 | 0 | 0 | 0 | 0 | 0 | 0 | 0 | 0
0 | 0 | 0 | 0 | 0 | 0 | 0 | 0 | 0 | 0 | 0 | 0 | 0 | 0 | 0 | 0 | 0 | 0 | 0 | 0
0 | 0 | 0 | 0 | 0 | 0 | 0 | 0 | 0 | 0 | 0 | 0 | 0 | 0 | 0 | 0 | 0 | 0 | 0 | 0
0 | 0 | 0 | 0 | 0 | 0 | 0 | 0 | 0 | 0 | 0 | 0 | 0 | 0 | 0 | 0 | 0 | 0 | 0 | 0
0 | 0 | 0 | 0 | 0 | 0 | 0 | 0 | 0 | 0 | 0 | 0 | 0 | 0 | 0 | 0 | 0 | 0 | 0 | 0
0 | 0 | 0 | 0 | 0 | 0 | 0 | 0 | 0 | 0 | 0 | 0 | 0 | 0 | 0 | 0 | 0 | 0 | 0 | 0
0 | 0 | 0 | 0 | 0 | 0 | 0 | 0 | 0 | 0 | 0 | 0 | 0 | 0 | 0 | 0 | 0 | 0 | 0 | 0
0 | 0 | 0 | 0 | 0 | 0 | 0 | 0 | 0 | 0 | 0 | 0 | 0 | 0 | 0 | 0 | 0 | 0 | 0 | 0
0 | 0 | 0 | 0 | 0 | 0 | 0 | 0 | 0 | 0 | 0 | 0 | 0 | 0 | 0 | 0 | 0 | 0 | 0 | 0
0 | 0 | 0 | 0 | 0 | 0 | 0 | 0 | 0 | 0 | 0 | 0 | 0 | 0 | 0 | 0 | 0 | 0 | 0 | 0
0 | 0 | 0 | 0 | 0 | 0 | 0 | 0 | 0 | 0 | 0 | 0 | 0 | 0 | 0 | 0 | 0 | 0 | 0 | 0
0 | 0 | 0 | 0 | 0 | 0 | 0 | 0 | 0 | 0 | 0 | 0 | 0 | 0 | 0 | 0 | 0 | 0 | 0 | 0
0 | 0 | 0 | 0 | 0 | 0 | 0 | 0 | 0 | 0 | 0 | 0 | 0 | 0 | 0 | 0 | 0 | 0 | 0 | 0
0 | 0 | 0 | 0 | 0 | 0 | 0 | 0 | 0 | 0 | 0 | 0 | 0 | 0 | 0 | 0 | 0 | 0 | 0 | 0
0 | 0 | 0 | 0 | 0 | 0 | 0 | 0 | 0 | 0 | 0 | 0 | 0 | 0 | 0 | 0 | 0 | 0 | 0 | 0
0 | 0 | 0 | 0 | 0 | 0 | 0 | 0 | 0 | 0 | 0 | 0 | 0 | 0 | 0 | 0 | 0 | 0 | 0 | 0
0 | 0 | 0 | 0 | 0 | 0 | 0 | 0 | 0 | 0 | 0 | 0 | 0 | 0 | 0 | 0 | 0 | 0 | 0 | 0
0 | 0 | 0 | 0 | 0 | 0 | 0 | 0 | 0 | 0 | 0 | 0 | 0 | 0 | 0 | 0 | 0 | 0 | 0 | 0
0 | 0 | 0 | 0 | 0 | 0 | 0 | 0 | 0 | 0 | 0 | 0 | 0 | 0 | 0 | 0 | 0 | 0 | 0 | 0
0 | 0 | 0 | 0 | 0 | 0 | 0 | 0 | 0 | 0 | 0 | 0 | 0 | 0 | 0 | 0 | 0 | 0 | 0 | 0
0 | 0 | 0 | 0 | 0 | 0 | 0 | 0 | 0 | 0 | 0 | 0 | 0 | 0 | 0 | 0 | 0 | 0 | 0 | 0
0 | 0 | 0 | 0 | 0 | 0 | 0 | 0 | 0 | 0 | 0 | 0 | 0 | 0 | 0 | 0 | 0 | 0 | 0 | 0
0 | 0 | 0 | 0 | 0 | 0 | 0 | 0 | 0 | 0 | 0 | 0 | 0 | 0 | 0 | 0 | 0 | 0 | 0 | 0
0 | 0 | 0 | 0 | 0 | 0 | 0 | 0 | 0 | 0 | 0 | 0 | 0 | 0 | 0 | 0 | 0 | 0 | 0 | 0
0 | 0 | 0 | 0 | 0 | 0 | 0 | 0 | 0 | 0 | 0 | 0 | 0 | 0 | 0 | 0 | 0 | 0 | 0 | 0
0 | 0 | 0 | 0 | 0 | 0 | 0 | 0 | 0 | 0 | 0 | 0 | 0 | 0 | 0 | 0 | 0 | 0 | 0 | 0
0 | 0 | 0 | 0 | 0 | 0 | 0 | 0 | 0 | 0 | 0 | 0 | 0 | 0 | 0 | 0 | 0 | 0 | 0 | 0
0 | 0 | 0 | 0 | 0 | 0 | 0 | 0 | 0 | 0 | 0 | 0 | 0 | 0 | 0 | 0 | 0 | 0 | 0 | 0
0 | 0 | 0 | 0 | 0 | 0 | 0 | 0 | 0 | 0 | 0 | 0 | 0 | 0 | 0 | 0 | 0 | 0 | 0 | 0
0 | 0 | 0 | 0 | 0 | 0 | 0 | 0 | 0 | 0 | 0 | 0 | 0 | 0 | 0 | 0 | 0 | 0 | 0 | 0
0 | 0 | 0 | 0 | 0 | 0 | 0 | 0 | 0 | 0 | 0 | 0 | 0 | 0 | 0 | 0 | 0 | 0 | 0 | 0
0 | 0 | 0 | 0 | 0 | 0 | 0 | 0 | 0 | 0 | 0 | 0 | 0 | 0 | 0 | 0 | 0 | 0 | 0 | 0
0 | 0 | 0 | 0 | 0 | 0 | 0 | 0 | 0 | 0 | 0 | 0 | 0 | 0 | 0 | 0 | 0 | 0 | 0 | 0
0 | 0 | 0 | 0 | 0 | 0 | 0 | 0 | 0 | 0 | 0 | 0 | 0 | 0 | 0 | 0 | 0 | 0 | 0 | 0
0 | 0 | 0 | 0 | 0 | 0 | 0 | 0 | 0 | 0 | 0 | 0 | 0 | 0 | 0 | 0 | 0 | 0 | 0 | 0
0 | 0 | 0 | 0 | 0 | 0 | 0 | 0 | 0 | 0 | 0 | 0 | 0 | 0 | 0 | 0 | 0 | 0 | 0 | 0
0 | 0 | 0 | 0 | 0 | 0 | 0 | 0 | 0 | 0 | 0 | 0 | 0 | 0 | 0 | 0 | 0 | 0 | 0 | 0
0 | 0 | 0 | 0 | 0 | 0 | 0 | 0 | 0 | 0 | 0 | 0 | 0 | 0 | 0 | 0 | 0 | 0 | 0 | 0
0 | 0 | 0 | 0 | 0 | 0 | 0 | 0 | 0 | 0 | 0 | 0 | 0 | 0 | 0 | 0 | 0 | 0 | 0 | 0
0 | 0 | 0 | 0 | 0 | 0 | 0 | 0 | 0 | 0 | 0 | 0 | 0 | 0 | 0 | 0 | 0 | 0 | 0 | 0
0 | 0 | 0 | 0 | 0 | 0 | 0 | 0 | 0 | 0 | 0 | 0 | 0 | 0 | 0 | 0 | 0 | 0 | 0 | 0
0 | 0 | 0 | 0 | 0 | 0 | 0 | 0 | 0 | 0 | 0 | 0 | 0 | 0 | 0 | 0 | 0 | 0 | 0 | 0
0 | 0 | 0 | 0 | 0 | 0 | 0 | 0 | 0 | 0 | 0 | 0 | 0 | 0 | 0 | 0 | 0 | 0 | 0 | 0
0 | 0 | 0 | 0 | 0 | 0 | 0 | 0 | 0 | 0 | 0 | 0 | 0 | 0 | 0 | 0 | 0 | 0 | 0 | 0
0 | 0 | 0 | 0 | 0 | 0 | 0 | 0 | 0 | 0 | 0 | 0 | 0 | 0 | 0 | 0 | 0 | 0 | 0 | 0
0 | 0 | 0 | 0 | 0 | 0 | 0 | 0 | 0 | 0 | 0 | 0 | 0 | 0 | 0 | 0 | 0 | 0 | 0 | 0
0 | 0 | 0 | 0 | 0 | 0 | 0 | 0 | 0 | 0 | 0 | 0 | 0 | 0 | 0 | 0 | 0 | 0 | 0 | 0
0 | 0 | 0 | 0 | 0 | 0 | 0 | 0 | 0 | 0 | 0 | 0 | 0 | 0 | 0 | 0 | 0 | 0 | 0 | 0
0 | 0 | 0 | 0 | 0 | 0 | 0 | 0 | 0 | 0 | 0 | 0 | 0 | 0 | 0 | 0 | 0 | 0 | 0 | 0
0 | 0 | 0 | 0 | 0 | 0 | 0 | 0 | 0 | 0 | 0 | 0 | 0 | 0 | 0 | 0 | 0 | 0 | 0 | 0
0 | 0 | 0 | 0 | 0 | 0 | 0 | 0 | 0 | 0 | 0 | 0 | 0 | 0 | 0 | 0 | 0 | 0 | 0 | 0
0 | 0 | 0 | 0 | 0 | 0 | 0 | 0 | 0 | 0 | 0 | 0 | 0 | 0 | 0 | 0 | 0 | 0 | 0 | 0
0 | 0 | 0 | 0 | 0 | 0 | 0 | 0 | 0 | 0 | 0 | 0 | 0 | 0 | 0 | 0 | 0 | 0 | 0 | 0
0 | 0 | 0 | 0 | 0 | 0 | 0 | 0 | 0 | 0 | 0 | 0 | 0 | 0 | 0 | 0 | 0 | 0 | 0 | 0
0 | 0 | 0 | 0 | 0 | 0 | 0 | 0 | 0 | 0 | 0 | 0 | 0 | 0 | 0 | 0 | 0 | 0 | 0 | 0
0 | 0 | 0 | 0 | 0 | 0 | 0 | 0 | 0 | 0 | 0 | 0 | 0 | 0 | 0 | 0 | 0 | 0 | 0 | 0
0 | 0 | 0 | 0 | 0 | 0 | 0 | 0 | 0 | 0 | 0 | 0 | 0 | 0 | 0 | 0 | 0 | 0 | 0 | 0
0 | 0 | 0 | 0 | 0 | 0 | 0 | 0 | 0 | 0 | 0 | 0 | 0 | 0 | 0 | 0 | 0 | 0 | 0 | 0
0 | 0 | 0 | 0 | 0 | 0 | 0 | 0 | 0 | 0 | 0 | 0 | 0 | 0 | 0 | 0 | 0 | 0 | 0 | 0
0 | 0 | 0 | 0 | 0 | 0 | 0 | 0 | 0 | 0 | 0 | 0 | 0 | 0 | 0 | 0 | 0 | 0 | 0 | 0
0 | 0 | 0 | 0 | 0 | 0 | 0 | 0 | 0 | 0 | 0 | 0 | 0 | 0 | 0 | 0 | 0 | 0 | 0 | 0
0 | 0 | 0 | 0 | 0 | 0 | 0 | 0 | 0 | 0 | 0 | 0 | 0 | 0 | 0 | 0 | 0 | 0 | 0 | 0
0 | 0 | 0 | 0 | 0 | 0 | 0 | 0 | 0 | 0 | 0 | 0 | 0 | 0 | 0 | 0 | 0 | 0 | 0 | 0
0 | 0 | 0 | 0 | 0 | 0 | 0 | 0 | 0 | 0 | 0 | 0 | 0 | 0 | 0 | 0 | 0 | 0 | 0 | 0
0 | 0 | 0 | 0 | 0 | 0 | 0 | 0 | 0 | 0 | 0 | 0 | 0 | 0 | 0 | 0 | 0 | 0 | 0 | 0
0 | 0 | 0 | 0 | 0 | 0 | 0 | 0 | 0 | 0 | 0 | 0 | 0 | 0 | 0 | 0 | 0 | 0 | 0 | 0
0 | 0 | 0 | 0 | 0 | 0 | 0 | 0 | 0 | 0 | 0 | 0 | 0 | 0 | 0 | 0 | 0 | 0 | 0 | 0
0 | 0 | 0 | 0 | 0 | 0 | 0 | 0 | 0 | 0 | 0 | 0 | 0 | 0 | 0 | 0 | 0 | 0 | 0 | 0
0 | 0 | 0 | 0 | 0 | 0 | 0 | 0 | 0 | 0 | 0 | 0 | 0 | 0 | 0 | 0 | 0 | 0 | 0 | 0
0 | 0 | 0 | 0 | 0 | 0 | 0 | 0 | 0 | 0 | 0 | 0 | 0 | 0 | 0 | 0 | 0 | 0 | 0 | 0
0 | 0 | 0 | 0 | 0 | 0 | 0 | 0 | 0 | 0 | 0 | 0 | 0 | 0 | 0 | 0 | 0 | 0 | 0 | 0
0 | 0 | 0 | 0 | 0 | 0 | 0 | 0 | 0 | 0 | 0 | 0 | 0 | 0 | 0 | 0 | 0 | 0 | 0 | 0
0 | 0 | 0 | 0 | 0 | 0 | 0 | 0 | 0 | 0 | 0 | 0 | 0 | 0 | 0 | 0 | 0 | 0 | 0 | 0
0 | 0 | 0 | 0 | 0 | 0 | 0 | 0 | 0 | 0 | 0 | 0 | 0 | 0 | 0 | 0 | 0 | 0 | 0 | 0
0 | 0 | 0 | 0 | 0 | 0 | 0 | 0 | 0 | 0 | 0 | 0 | 0 | 0 | 0 | 0 | 0 | 0 | 0 | 0
0 | 0 | 0 | 0 | 0 | 0 | 0 | 0 | 0 | 0 | 0 | 0 | 0 | 0 | 0 | 0 | 0 | 0 | 0 | 0
0 | 0 | 0 | 0 | 0 | 0 | 0 | 0 | 0 | 0 | 0 | 0 | 0 | 0 | 0 | 0 | 0 | 0 | 0 | 0
0 | 0 | 0 | 0 | 0 | 0 | 0 | 0 | 0 | 0 | 0 | 0 | 0 | 0 | 0 | 0 | 0 | 0 | 0 | 0
0 | 0 | 0 | 0 | 0 | 0 | 0 | 0 | 0 | 0 | 0 | 0 | 0 | 0 | 0 | 0 | 0 | 0 | 0 | 0
0 | 0 | 0 | 0 | 0 | 0 | 0 | 0 | 0 | 0 | 0 | 0 | 0 | 0 | 0 | 0 | 0 | 0 | 0 | 0
0 | 0 | 0 | 0 | 0 | 0 | 0 | 0 | 0 | 0 | 0 | 0 | 0 | 0 | 0 | 0 | 0 | 0 | 0 | 0
0 | 0 | 0 | 0 | 0 | 0 | 0 | 0 | 0 | 0 | 0 | 0 | 0 | 0 | 0 | 0 | 0 | 0 | 0 | 0
0 | 0 | 0 | 0 | 0 | 0 | 0 | 0 | 0 | 0 | 0 | 0 | 0 | 0 | 0 | 0 | 0 | 0 | 0 | 0
0 | 0 | 0 | 0 | 0 | 0 | 0 | 0 | 0 | 0 | 0 | 0 | 0 | 0 | 0 | 0 | 0 | 0 | 0 | 0
0 | 0 | 0 | 0 | 0 | 0 | 0 | 0 | 0 | 0 | 0 | 0 | 0 | 0 | 0 | 0 | 0 | 0 | 0 | 0
0 | 0 | 0 | 0 | 0 | 0 | 0 | 0 | 0 | 0 | 0 | 0 | 0 | 0 | 0 | 0 | 0 | 0 | 0 | 0
0 | 0 | 0 | 0 | 0 | 0 | 0 | 0 | 0 | 0 | 0 | 0 | 0 | 0 | 0 | 0 | 0 | 0 | 0 | 0
0 | 0 | 0 | 0 | 0 | 0 | 0 | 0 | 0 | 0 | 0 | 0 | 0 | 0 | 0 | 0 | 0 | 0 | 0 | 0
0 | 0 | 0 | 0 | 0 | 0 | 0 | 0 | 0 | 0 | 0 | 0 | 0 | 0 | 0 | 0 | 0 | 0 | 0 | 0
0 | 0 | 0 | 0 | 0 | 0 | 0 | 0 | 0 | 0 | 0 | 0 | 0 | 0 | 0 | 0 | 0 | 0 | 0 | 0
0 | 0 | 0 | 0 | 0 | 0 | 0 | 0 | 0 | 0 | 0 | 0 | 0 | 0 | 0 | 0 | 0 | 0 | 0 | 0
0 | 0 | 0 | 0 | 0 | 0 | 0 | 0 | 0 | 0 | 0 | 0 | 0 | 0 | 0 | 0 | 0 | 0 | 0 | 0
0 | 0 | 0 | 0 | 0 | 0 | 0 | 0 | 0 | 0 | 0 | 0 | 0 | 0 | 0 | 0 | 0 | 0 | 0 | 0
0 | 0 | 0 | 0 | 0 | 0 | 0 | 0 | 0 | 0 | 0 | 0 | 0 | 0 | 0 | 0 | 0 | 0 | 0 | 0
0 | 0 | 0 | 0 | 0 | 0 | 0 | 0 | 0 | 0 | 0 | 0 | 0 | 0 | 0 | 0 | 0 | 0 | 0 | 0
0 | 0 | 0 | 0 | 0 | 0 | 0 | 0 | 0 | 0 | 0 | 0 | 0 | 0 | 0 | 0 | 0 | 0 | 0 | 0
0 | 0 | 0 | 0 | 0 | 0 | 0 | 0 | 0 | 0 | 0 | 0 | 0 | 0 | 0 | 0 | 0 | 0 | 0 | 0
0 | 0 | 0 | 0 | 0 | 0 | 0 | 0 | 0 | 0 | 0 | 0 | 0 | 0 | 0 | 0 | 0 | 0 | 0 | 0
0 | 0 | 0 | 0 | 0 | 0 | 0 | 0 | 0 | 0 | 0 | 0 | 0 | 0 | 0 | 0 | 0 | 0 | 0 | 0
0 | 0 | 0 | 0 | 0 | 0 | 0 | 0 | 0 | 0 | 0 | 0 | 0 | 0 | 0 | 0 | 0 | 0 | 0 | 0
0 | 0 | 0 | 0 | 0 | 0 | 0 | 0 | 0 | 0 | 0 | 0 | 0 | 0 | 0 | 0 | 0 | 0 | 0 | 0
0 | 0 | 0 | 0 | 0 | 0 | 0 | 0 | 0 | 0 | 0 | 0 | 0 | 0 | 0 | 0 | 0 | 0 | 0 | 0
0 | 0 | 0 | 0 | 0 | 0 | 0 | 0 | 0 | 0 | 0 | 0 | 0 | 0 | 0 | 0 | 0 | 0 | 0 | 0
0 | 0 | 0 | 0 | 0 | 0 | 0 | 0 | 0 | 0 | 0 | 0 | 0 | 0 | 0 | 0 | 0 | 0 | 0 | 0
0 | 0 | 0 | 0 | 0 | 0 | 0 | 0 | 0 | 0 | 0 | 0 | 0 | 0 | 0 | 0 | 0 | 0 | 0 | 0
0 | 0 | 0 | 0 | 0 | 0 | 0 | 0 | 0 | 0 | 0 | 0 | 0 | 0 | 0 | 0 | 0 | 0 | 0 | 0
0 | 0 | 0 | 0 | 0 | 0 | 0 | 0 | 0 | 0 | 0 | 0 | 0 | 0 | 0 | 0 | 0 | 0 | 0 | 0
0 | 0 | 0 | 0 | 0 | 0 | 0 | 0 | 0 | 0 | 0 | 0 | 0 | 0 | 0 | 0 | 0 | 0 | 0 | 0
0 | 0 | 0 | 0 | 0 | 0 | 0 | 0 | 0 | 0 | 0 | 0 | 0 | 0 | 0 | 0 | 0 | 0 | 0 | 0
0 | 0 | 0 | 0 | 0 | 0 | 0 | 0 | 0 | 0 | 0 | 0 | 0 | 0 | 0 | 0 | 0 | 0 | 0 | 0
0 | 0 | 0 | 0 | 0 | 0 | 0 | 0 | 0 | 0 | 0 | 0 | 0 | 0 | 0 | 0 | 0 | 0 | 0 | 0
0 | 0 | 0 | 0 | 0 | 0 | 0 | 0 | 0 | 0 | 0 | 0 | 0 | 0 | 0 | 0 | 0 | 0 | 0 | 0
0 | 0 | 0 | 0 | 0 | 0 | 0 | 0 | 0 | 0 | 0 | 0 | 0 | 0 | 0 | 0 | 0 | 0 | 0 | 0
0 | 0 | 0 | 0 | 0 | 0 | 0 | 0 | 0 | 0 | 0 | 0 | 0 | 0 | 0 | 0 | 0 | 0 | 0 | 0
0 | 0 | 0 | 0 | 0 | 0 | 0 | 0 | 0 | 0 | 0 | 0 | 0 | 0 | 0 | 0 | 0 | 0 | 0 | 0
0 | 0 | 0 | 0 | 0 | 0 | 0 | 0 | 0 | 0 | 0 | 0 | 0 | 0 | 0 | 0 | 0 | 0 | 0 | 0
0 | 0 | 0 | 0 | 0 | 0 | 0 | 0 | 0 | 0 | 0 | 0 | 0 | 0 | 0 | 0 | 0 | 0 | 0 | 0
0 | 0 | 0 | 0 | 0 | 0 | 0 | 0 | 0 | 0 | 0 | 0 | 0 | 0 | 0 | 0 | 0 | 0 | 0 | 0
0 | 0 | 0 | 0 | 0 | 0 | 0 | 0 | 0 | 0 | 0 | 0 | 0 | 0 | 0 | 0 | 0 | 0 | 0 | 0
0 | 0 | 0 | 0 | 0 | 0 | 0 | 0 | 0 | 0 | 0 | 0 | 0 | 0 | 0 | 0 | 0 | 0 | 0 | 0
0 | 0 | 0 | 0 | 0 | 0 | 0 | 0 | 0 | 0 | 0 | 0 | 0 | 0 | 0 | 0 | 0 | 0 | 0 | 0
0 | 0 | 0 | 0 | 0 | 0 | 0 | 0 | 0 | 0 | 0 | 0 | 0 | 0 | 0 | 0 | 0 | 0 | 0 | 0
0 | 0 | 0 | 0 | 0 | 0 | 0 | 0 | 0 | 0 | 0 | 0 | 0 | 0 | 0 | 0 | 0 | 0 | 0 | 0
0 | 0 | 0 | 0 | 0 | 0 | 0 | 0 | 0 | 0 | 0 | 0 | 0 | 0 | 0 | 0 | 0 | 0 | 0 | 0
0 | 0 | 0 | 0 | 0 | 0 | 0 | 0 | 0 | 0 | 0 | 0 | 0 | 0 | 0 | 0 | 0 | 0 | 0 | 0
0 | 0 | 0 | 0 | 0 | 0 | 0 | 0 | 0 | 0 | 0 | 0 | 0 | 0 | 0 | 0 | 0 | 0 | 0 | 0
0 | 0 | 0 | 0 | 0 | 0 | 0 | 0 | 0 | 0 | 0 | 0 | 0 | 0 | 0 | 0 | 0 | 0 | 0 | 0
0 | 0 | 0 | 0 | 0 | 0 | 0 | 0 | 0 | 0 | 0 | 0 | 0 | 0 | 0 | 0 | 0 | 0 | 0 | 0
0 | 0 | 0 | 0 | 0 | 0 | 0 | 0 | 0 | 0 | 0 | 0 | 0 | 0 | 0 | 0 | 0 | 0 | 0 | 0
0 | 0 | 0 | 0 | 0 | 0 | 0 | 0 | 0 | 0 | 0 | 0 | 0 | 0 | 0 | 0 | 0 | 0 | 0 | 0
0 | 0 | 0 | 0 | 0 | 0 | 0 | 0 | 0 | 0 | 0 | 0 | 0 | 0 | 0 | 0 | 0 | 0 | 0 | 0
0 | 0 | 0 | 0 | 0 | 0 | 0 | 0 | 0 | 0 | 0 | 0 | 0 | 0 | 0 | 0 | 0 | 0 | 0 | 0
0 | 0 | 0 | 0 | 0 | 0 | 0 | 0 | 0 | 0 | 0 | 0 | 0 | 0 | 0 | 0 | 0 | 0 | 0 | 0
0 | 0 | 0 | 0 | 0 | 0 | 0 | 0 | 0 | 0 | 0 | 0 | 0 | 0 | 0 | 0 | 0 | 0 | 0 | 0
0 | 0 | 0 | 0 | 0 | 0 | 0 | 0 | 0 | 0 | 0 | 0 | 0 | 0 | 0 | 0 | 0 | 0 | 0 | 0
0 | 0 | 0 | 0 | 0 | 0 | 0 | 0 | 0 | 0 | 0 | 0 | 0 | 0 | 0 | 0 | 0 | 0 | 0 | 0
0 | 0 | 0 | 0 | 0 | 0 | 0 | 0 | 0 | 0 | 0 | 0 | 0 | 0 | 0 | 0 | 0 | 0 | 0 | 0
0 | 0 | 0 | 0 | 0 | 0 | 0 | 0 | 0 | 0 | 0 | 0 | 0 | 0 | 0 | 0 | 0 | 0 | 0 | 0
0 | 0 | 0 | 0 | 0 | 0 | 0 | 0 | 0 | 0 | 0 | 0 | 0 | 0 | 0 | 0 | 0 | 0 | 0 | 0
0 | 0 | 0 | 0 | 0 | 0 | 0 | 0 | 0 | 0 | 0 | 0 | 0 | 0 | 0 | 0 | 0 | 0 | 0 | 0
0 | 0 | 0 | 0 | 0 | 0 | 0 | 0 | 0 | 0 | 0 | 0 | 0 | 0 | 0 | 0 | 0 | 0 | 0 | 0
0 | 0 | 0 | 0 | 0 | 0 | 0 | 0 | 0 | 0 | 0 | 0 | 0 | 0 | 0 | 0 | 0 | 0 | 0 | 0
0 | 0 | 0 | 0 | 0 | 0 | 0 | 0 | 0 | 0 | 0 | 0 | 0 | 0 | 0 | 0 | 0 | 0 | 0 | 0
0 | 0 | 0 | 0 | 0 | 0 | 0 | 0 | 0 | 0 | 0 | 0 | 0 | 0 | 0 | 0 | 0 | 0 | 0 | 0
0 | 0 | 0 | 0 | 0 | 0 | 0 | 0 | 0 | 0 | 0 | 0 | 0 | 0 | 0 | 0 | 0 | 0 | 0 | 0
0 | 0 | 0 | 0 | 0 | 0 | 0 | 0 | 0 | 0 | 0 | 0 | 0 | 0 | 0 | 0 | 0 | 0 | 0 | 0
0 | 0 | 0 | 0 | 0 | 0 | 0 | 0 | 0 | 0 | 0 | 0 | 0 | 0 | 0 | 0 | 0 | 0 | 0 | 0
0 | 0 | 0 | 0 | 0 | 0 | 0 | 0 | 0 | 0 | 0 | 0 | 0 | 0 | 0 | 0 | 0 | 0 | 0 | 0
0 | 0 | 0 | 0 | 0 | 0 | 0 | 0 | 0 | 0 | 0 | 0 | 0 | 0 | 0 | 0 | 0 | 0 | 0 | 0
0 | 0 | 0 | 0 | 0 | 0 | 0 | 0 | 0 | 0 | 0 | 0 | 0 | 0 | 0 | 0 | 0 | 0 | 0 | 0
0 | 0 | 0 | 0 | 0 | 0 | 0 | 0 | 0 | 0 | 0 | 0 | 0 | 0 | 0 | 0 | 0 | 0 | 0 | 0
0 | 0 | 0 | 0 | 0 | 0 | 0 | 0 | 0 | 0 | 0 | 0 | 0 | 0 | 0 | 0 | 0 | 0 | 0 | 0
0 | 0 | 0 | 0 | 0 | 0 | 0 | 0 | 0 | 0 | 0 | 0 | 0 | 0 | 0 | 0 | 0 | 0 | 0 | 0
0 | 0 | 0 | 0 | 0 | 0 | 0 | 0 | 0 | 0 | 0 | 0 | 0 | 0 | 0 | 0 | 0 | 0 | 0 | 0
0 | 0 | 0 | 0 | 0 | 0 | 0 | 0 | 0 | 0 | 0 | 0 | 0 | 0 | 0 | 0 | 0 | 0 | 0 | 0
0 | 0 | 0 | 0 | 0 | 0 | 0 | 0 | 0 | 0 | 0 | 0 | 0 | 0 | 0 | 0 | 0 | 0 | 0 | 0
0 | 0 | 0 | 0 | 0 | 0 | 0 | 0 | 0 | 0 | 0 | 0 | 0 | 0 | 0 | 0 | 0 | 0 | 0 | 0
0 | 0 | 0 | 0 | 0 | 0 | 0 | 0 | 0 | 0 | 0 | 0 | 0 | 0 | 0 | 0 | 0 | 0 | 0 | 0
0 | 0 | 0 | 0 | 0 | 0 | 0 | 0 | 0 | 0 | 0 | 0 | 0 | 0 | 0 | 0 | 0 | 0 | 0 | 0
0 | 0 | 0 | 0 | 0 | 0 | 0 | 0 | 0 | 0 | 0 | 0 | 0 | 0 | 0 | 0 | 0 | 0 | 0 | 0
0 | 0 | 0 | 0 | 0 | 0 | 0 | 0 | 0 | 0 | 0 | 0 | 0 | 0 | 0 | 0 | 0 | 0 | 0 | 0
0 | 0 | 0 | 0 | 0 | 0 | 0 | 0 | 0 | 0 | 0 | 0 | 0 | 0 | 0 | 0 | 0 | 0 | 0 | 0
0 | 0 | 0 | 0 | 0 | 0 | 0 | 0 | 0 | 0 | 0 | 0 | 0 | 0 | 0 | 0 | 0 | 0 | 0 | 0
0 | 0 | 0 | 0 | 0 | 0 | 0 | 0 | 0 | 0 | 0 | 0 | 0 | 0 | 0 | 0 | 0 | 0 | 0 | 0
0 | 0 | 0 | 0 | 0 | 0 | 0 | 0 | 0 | 0 | 0 | 0 | 0 | 0 | 0 | 0 | 0 | 0 | 0 | 0
0 | 0 | 0 | 0 | 0 | 0 | 0 | 0 | 0 | 0 | 0 | 0 | 0 | 0 | 0 | 0 | 0 | 0 | 0 | 0
0 | 0 | 0 | 0 | 0 | 0 | 0 | 0 | 0 | 0 | 0 | 0 | 0 | 0 | 0 | 0 | 0 | 0 | 0 | 0
0 | 0 | 0 | 0 | 0 | 0 | 0 | 0 | 0 | 0 | 0 | 0 | 0 | 0 | 0 | 0 | 0 | 0 | 0 | 0
0 | 0 | 0 | 0 | 0 | 0 | 0 | 0 | 0 | 0 | 0 | 0 | 0 | 0 | 0 | 0 | 0 | 0 | 0 | 0
0 | 0 | 0 | 0 | 0 | 0 | 0 | 0 | 0 | 0 | 0 | 0 | 0 | 0 | 0 | 0 | 0 | 0 | 0 | 0
0 | 0 | 0 | 0 | 0 | 0 | 0 | 0 | 0 | 0 | 0 | 0 | 0 | 0 | 0 | 0 | 0 | 0 | 0 | 0
0 | 0 | 0 | 0 | 0 | 0 | 0 | 0 | 0 | 0 | 0 | 0 | 0 | 0 | 0 | 0 | 0 | 0 | 0 | 0
0 | 0 | 0 | 0 | 0 | 0 | 0 | 0 | 0 | 0 | 0 | 0 | 0 | 0 | 0 | 0 | 0 | 0 | 0 | 0
0 | 0 | 0 | 0 | 0 | 0 | 0 | 0 | 0 | 0 | 0 | 0 | 0 | 0 | 0 | 0 | 0 | 0 | 0 | 0
0 | 0 | 0 | 0 | 0 | 0 | 0 | 0 | 0 | 0 | 0 | 0 | 0 | 0 | 0 | 0 | 0 | 0 | 0 | 0
0 | 0 | 0 | 0 | 0 | 0 | 0 | 0 | 0 | 0 | 0 | 0 | 0 | 0 | 0 | 0 | 0 | 0 | 0 | 0
0 | 0 | 0 | 0 | 0 | 0 | 0 | 0 | 0 | 0 | 0 | 0 | 0 | 0 | 0 | 0 | 0 | 0 | 0 | 0
0 | 0 | 0 | 0 | 0 | 0 | 0 | 0 | 0 | 0 | 0 | 0 | 0 | 0 | 0 | 0 | 0 | 0 | 0 | 0
0 | 0 | 0 | 0 | 0 | 0 | 0 | 0 | 0 | 0 | 0 | 0 | 0 | 0 | 0 | 0 | 0 | 0 | 0 | 0
0 | 0 | 0 | 0 | 0 | 0 | 0 | 0 | 0 | 0 | 0 | 0 | 0 | 0 | 0 | 0 | 0 | 0 | 0 | 0
0 | 0 | 0 | 0 | 0 | 0 | 0 | 0 | 0 | 0 | 0 | 0 | 0 | 0 | 0 | 0 | 0 | 0 | 0 | 0
0 | 0 | 0 | 0 | 0 | 0 | 0 | 0 | 0 | 0 | 0 | 0 | 0 | 0 | 0 | 0 | 0 | 0 | 0 | 0
0 | 0 | 0 | 0 | 0 | 0 | 0 | 0 | 0 | 0 | 0 | 0 | 0 | 0 | 0 | 0 | 0 | 0 | 0 | 0
0 | 0 | 0 | 0 | 0 | 0 | 0 | 0 | 0 | 0 | 0 | 0 | 0 | 0 | 0 | 0 | 0 | 0 | 0 | 0
0 | 0 | 0 | 0 | 0 | 0 | 0 | 0 | 0 | 0 | 0 | 0 | 0 | 0 | 0 | 0 | 0 | 0 | 0 | 0
0 | 0 | 0 | 0 | 0 | 0 | 0 | 0 | 0 | 0 | 0 | 0 | 0 | 0 | 0 | 0 | 0 | 0 | 0 | 0
0 | 0 | 0 | 0 | 0 | 0 | 0 | 0 | 0 | 0 | 0 | 0 | 0 | 0 | 0 | 0 | 0 | 0 | 0 | 0
0 | 0 | 0 | 0 | 0 | 0 | 0 | 0 | 0 | 0 | 0 | 0 | 0 | 0 | 0 | 0 | 0 | 0 | 0 | 0
0 | 0 | 0 | 0 | 0 | 0 | 0 | 0 | 0 | 0 | 0 | 0 | 0 | 0 | 0 | 0 | 0 | 0 | 0 | 0
0 | 0 | 0 | 0 | 0 | 0 | 0 | 0 | 0 | 0 | 0 | 0 | 0 | 0 | 0 | 0 | 0 | 0 | 0 | 0
0 | 0 | 0 | 0 | 0 | 0 | 0 | 0 | 0 | 0 | 0 | 0 | 0 | 0 | 0 | 0 | 0 | 0 | 0 | 0
0 | 0 | 0 | 0 | 0 | 0 | 0 | 0 | 0 | 0 | 0 | 0 | 0 | 0 | 0 | 0 | 0 | 0 | 0 | 0
0 | 0 | 0 | 0 | 0 | 0 | 0 | 0 | 0 | 0 | 0 | 0 | 0 | 0 | 0 | 0 | 0 | 0 | 0 | 0
0 | 0 | 0 | 0 | 0 | 0 | 0 | 0 | 0 | 0 | 0 | 0 | 0 | 0 | 0 | 0 | 0 | 0 | 0 | 0
0 | 0 | 0 | 0 | 0 | 0 | 0 | 0 | 0 | 0 | 0 | 0 | 0 | 0 | 0 | 0 | 0 | 0 | 0 | 0
0 | 0 | 0 | 0 | 0 | 0 | 0 | 0 | 0 | 0 | 0 | 0 | 0 | 0 | 0 | 0 | 0 | 0 | 0 | 0
0 | 0 | 0 | 0 | 0 | 0 | 0 | 0 | 0 | 0 | 0 | 0 | 0 | 0 | 0 | 0 | 0 | 0 | 0 | 0
0 | 0 | 0 | 0 | 0 | 0 | 0 | 0 | 0 | 0 | 0 | 0 | 0 | 0 | 0 | 0 | 0 | 0 | 0 | 0
0 | 0 | 0 | 0 | 0 | 0 | 0 | 0 | 0 | 0 | 0 | 0 | 0 | 0 | 0 | 0 | 0 | 0 | 0 | 0
0 | 0 | 0 | 0 | 0 | 0 | 0 | 0 | 0 | 0 | 0 | 0 | 0 | 0 | 0 | 0 | 0 | 0 | 0 | 0
0 | 0 | 0 | 0 | 0 | 0 | 0 | 0 | 0 | 0 | 0 | 0 | 0 | 0 | 0 | 0 | 0 | 0 | 0 | 0
0 | 0 | 0 | 0 | 0 | 0 | 0 | 0 | 0 | 0 | 0 | 0 | 0 | 0 | 0 | 0 | 0 | 0 | 0 | 0
0 | 0 | 0 | 0 | 0 | 0 | 0 | 0 | 0 | 0 | 0 | 0 | 0 | 0 | 0 | 0 | 0 | 0 | 0 | 0
0 | 0 | 0 | 0 | 0 | 0 | 0 | 0 | 0 | 0 | 0 | 0 | 0 | 0 | 0 | 0 | 0 | 0 | 0 | 0
0 | 0 | 0 | 0 | 0 | 0 | 0 | 0 | 0 | 0 | 0 | 0 | 0 | 0 | 0 | 0 | 0 | 0 | 0 | 0
0 | 0 | 0 | 0 | 0 | 0 | 0 | 0 | 0 | 0 | 0 | 0 | 0 | 0 | 0 | 0 | 0 | 0 | 0 | 0
0 | 0 | 0 | 0 | 0 | 0 | 0 | 0 | 0 | 0 | 0 | 0 | 0 | 0 | 0 | 0 | 0 | 0 | 0 | 0
0 | 0 | 0 | 0 | 0 | 0 | 0 | 0 | 0 | 0 | 0 | 0 | 0 | 0 | 0 | 0 | 0 | 0 | 0 | 0
0 | 0 | 0 | 0 | 0 | 0 | 0 | 0 | 0 | 0 | 0 | 0 | 0 | 0 | 0 | 0 | 0 | 0 | 0 | 0
0 | 0 | 0 | 0 | 0 | 0 | 0 | 0 | 0 | 0 | 0 | 0 | 0 | 0 | 0 | 0 | 0 | 0 | 0 | 0
0 | 0 | 0 | 0 | 0 | 0 | 0 | 0 | 0 | 0 | 0 | 0 | 0 | 0 | 0 | 0 | 0 | 0 | 0 | 0
0 | 0 | 0 | 0 | 0 | 0 | 0 | 0 | 0 | 0 | 0 | 0 | 0 | 0 | 0 | 0 | 0 | 0 | 0 | 0
0 | 0 | 0 | 0 | 0 | 0 | 0 | 0 | 0 | 0 | 0 | 0 | 0 | 0 | 0 | 0 | 0 | 0 | 0 | 0
0 | 0 | 0 | 0 | 0 | 0 | 0 | 0 | 0 | 0 | 0 | 0 | 0 | 0 | 0 | 0 | 0 | 0 | 0 | 0
0 | 0 | 0 | 0 | 0 | 0 | 0 | 0 | 0 | 0 | 0 | 0 | 0 | 0 | 0 | 0 | 0 | 0 | 0 | 0
0 | 0 | 0 | 0 | 0 | 0 | 0 | 0 | 0 | 0 | 0 | 0 | 0 | 0 | 0 | 0 | 0 | 0 | 0 | 0
0 | 0 | 0 | 0 | 0 | 0 | 0 | 0 | 0 | 0 | 0 | 0 | 0 | 0 | 0 | 0 | 0 | 0 | 0 | 0
0 | 0 | 0 | 0 | 0 | 0 | 0 | 0 | 0 | 0 | 0 | 0 | 0 | 0 | 0 | 0 | 0 | 0 | 0 | 0
0 | 0 | 0 | 0 | 0 | 0 | 0 | 0 | 0 | 0 | 0 | 0 | 0 | 0 | 0 | 0 | 0 | 0 | 0 | 0
0 | 0 | 0 | 0 | 0 | 0 | 0 | 0 | 0 | 0 | 0 | 0 | 0 | 0 | 0 | 0 | 0 | 0 | 0 | 0
0 | 0 | 0 | 0 | 0 | 0 | 0 | 0 | 0 | 0 | 0 | 0 | 0 | 0 | 0 | 0 | 0 | 0 | 0 | 0
0 | 0 | 0 | 0 | 0 | 0 | 0 | 0 | 0 | 0 | 0 | 0 | 0 | 0 | 0 | 0 | 0 | 0 | 0 | 0
0 | 0 | 0 | 0 | 0 | 0 | 0 | 0 | 0 | 0 | 0 | 0 | 0 | 0 | 0 | 0 | 0 | 0 | 0 | 0
0 | 0 | 0 | 0 | 0 | 0 | 0 | 0 | 0 | 0 | 0 | 0 | 0 | 0 | 0 | 0 | 0 | 0 | 0 | 0
0 | 0 | 0 | 0 | 0 | 0 | 0 | 0 | 0 | 0 | 0 | 0 | 0 | 0 | 0 | 0 | 0 | 0 | 0 | 0
0 | 0 | 0 | 0 | 0 | 0 | 0 | 0 | 0 | 0 | 0 | 0 | 0 | 0 | 0 | 0 | 0 | 0 | 0 | 0
0 | 0 | 0 | 0 | 0 | 0 | 0 | 0 | 0 | 0 | 0 | 0 | 0 | 0 | 0 | 0 | 0 | 0 | 0 | 0
0 | 0 | 0 | 0 | 0 | 0 | 0 | 0 | 0 | 0 | 0 | 0 | 0 | 0 | 0 | 0 | 0 | 0 | 0 | 0
0 | 0 | 0 | 0 | 0 | 0 | 0 | 0 | 0 | 0 | 0 | 0 | 0 | 0 | 0 | 0 | 0 | 0 | 0 | 0
0 | 0 | 0 | 0 | 0 | 0 | 0 | 0 | 0 | 0 | 0 | 0 | 0 | 0 | 0 | 0 | 0 | 0 | 0 | 0
0 | 0 | 0 | 0 | 0 | 0 | 0 | 0 | 0 | 0 | 0 | 0 | 0 | 0 | 0 | 0 | 0 | 0 | 0 | 0
0 | 0 | 0 | 0 | 0 | 0 | 0 | 0 | 0 | 0 | 0 | 0 | 0 | 0 | 0 | 0 | 0 | 0 | 0 | 0
0 | 0 | 0 | 0 | 0 | 0 | 0 | 0 | 0 | 0 | 0 | 0 | 0 | 0 | 0 | 0 | 0 | 0 | 0 | 0
0 | 0 | 0 | 0 | 0 | 0 | 0 | 0 | 0 | 0 | 0 | 0 | 0 | 0 | 0 | 0 | 0 | 0 | 0 | 0
0 | 0 | 0 | 0 | 0 | 0 | 0 | 0 | 0 | 0 | 0 | 0 | 0 | 0 | 0 | 0 | 0 | 0 | 0 | 0
0 | 0 | 0 | 0 | 0 | 0 | 0 | 0 | 0 | 0 | 0 | 0 | 0 | 0 | 0 | 0 | 0 | 0 | 0 | 0
0 | 0 | 0 | 0 | 0 | 0 | 0 | 0 | 0 | 0 | 0 | 0 | 0 | 0 | 0 | 0 | 0 | 0 | 0 | 0
0 | 0 | 0 | 0 | 0 | 0 | 0 | 0 | 0 | 0 | 0 | 0 | 0 | 0 | 0 | 0 | 0 | 0 | 0 | 0
0 | 0 | 0 | 0 | 0 | 0 | 0 | 0 | 0 | 0 | 0 | 0 | 0 | 0 | 0 | 0 | 0 | 0 | 0 | 0
0 | 0 | 0 | 0 | 0 | 0 | 0 | 0 | 0 | 0 | 0 | 0 | 0 | 0 | 0 | 0 | 0 | 0 | 0 | 0
0 | 0 | 0 | 0 | 0 | 0 | 0 | 0 | 0 | 0 | 0 | 0 | 0 | 0 | 0 | 0 | 0 | 0 | 0 | 0
0 | 0 | 0 | 0 | 0 | 0 | 0 | 0 | 0 | 0 | 0 | 0 | 0 | 0 | 0 | 0 | 0 | 0 | 0 | 0
0 | 0 | 0 | 0 | 0 | 0 | 0 | 0 | 0 | 0 | 0 | 0 | 0 | 0 | 0 | 0 | 0 | 0 | 0 | 0
0 | 0 | 0 | 0 | 0 | 0 | 0 | 0 | 0 | 0 | 0 | 0 | 0 | 0 | 0 | 0 | 0 | 0 | 0 | 0
0 | 0 | 0 | 0 | 0 | 0 | 0 | 0 | 0 | 0 | 0 | 0 | 0 | 0 | 0 | 0 | 0 | 0 | 0 | 0
0 | 0 | 0 | 0 | 0 | 0 | 0 | 0 | 0 | 0 | 0 | 0 | 0 | 0 | 0 | 0 | 0 | 0 | 0 | 0
0 | 0 | 0 | 0 | 0 | 0 | 0 | 0 | 0 | 0 | 0 | 0 | 0 | 0 | 0 | 0 | 0 | 0 | 0 | 0
0 | 0 | 0 | 0 | 0 | 0 | 0 | 0 | 0 | 0 | 0 | 0 | 0 | 0 | 0 | 0 | 0 | 0 | 0 | 0
0 | 0 | 0 | 0 | 0 | 0 | 0 | 0 | 0 | 0 | 0 | 0 | 0 | 0 | 0 | 0 | 0 | 0 | 0 | 0
0 | 0 | 0 | 0 | 0 | 0 | 0 | 0 | 0 | 0 | 0 | 0 | 0 | 0 | 0 | 0 | 0 | 0 | 0 | 0
0 | 0 | 0 | 0 | 0 | 0 | 0 | 0 | 0 | 0 | 0 | 0 | 0 | 0 | 0 | 0 | 0 | 0 | 0 | 0
0 | 0 | 0 | 0 | 0 | 0 | 0 | 0 | 0 | 0 | 0 | 0 | 0 | 0 | 0 | 0 | 0 | 0 | 0 | 0
0 | 0 | 0 | 0 | 0 | 0 | 0 | 0 | 0 | 0 | 0 | 0 | 0 | 0 | 0 | 0 | 0 | 0 | 0 | 0
0 | 0 | 0 | 0 | 0 | 0 | 0 | 0 | 0 | 0 | 0 | 0 | 0 | 0 | 0 | 0 | 0 | 0 | 0 | 0
0 | 0 | 0 | 0 | 0 | 0 | 0 | 0 | 0 | 0 | 0 | 0 | 0 | 0 | 0 | 0 | 0 | 0 | 0 | 0
0 | 0 | 0 | 0 | 0 | 0 | 0 | 0 | 0 | 0 | 0 | 0 | 0 | 0 | 0 | 0 | 0 | 0 | 0 | 0
0 | 0 | 0 | 0 | 0 | 0 | 0 | 0 | 0 | 0 | 0 | 0 | 0 | 0 | 0 | 0 | 0 | 0 | 0 | 0
0 | 0 | 0 | 0 | 0 | 0 | 0 | 0 | 0 | 0 | 0 | 0 | 0 | 0 | 0 | 0 | 0 | 0 | 0 | 0
0 | 0 | 0 | 0 | 0 | 0 | 0 | 0 | 0 | 0 | 0 | 0 | 0 | 0 | 0 | 0 | 0 | 0 | 0 | 0
0 | 0 | 0 | 0 | 0 | 0 | 0 | 0 | 0 | 0 | 0 | 0 | 0 | 0 | 0 | 0 | 0 | 0 | 0 | 0
0 | 0 | 0 | 0 | 0 | 0 | 0 | 0 | 0 | 0 | 0 | 0 | 0 | 0 | 0 | 0 | 0 | 0 | 0 | 0
0 | 0 | 0 | 0 | 0 | 0 | 0 | 0 | 0 | 0 | 0 | 0 | 0 | 0 | 0 | 0 | 0 | 0 | 0 | 0
0 | 0 | 0 | 0 | 0 | 0 | 0 | 0 | 0 | 0 | 0 | 0 | 0 | 0 | 0 | 0 | 0 | 0 | 0 | 0
0 | 0 | 0 | 0 | 0 | 0 | 0 | 0 | 0 | 0 | 0 | 0 | 0 | 0 | 0 | 0 | 0 | 0 | 0 | 0
0 | 0 | 0 | 0 | 0 | 0 | 0 | 0 | 0 | 0 | 0 | 0 | 0 | 0 | 0 | 0 | 0 | 0 | 0 | 0
0 | 0 | 0 | 0 | 0 | 0 | 0 | 0 | 0 | 0 | 0 | 0 | 0 | 0 | 0 | 0 | 0 | 0 | 0 | 0
0 | 0 | 0 | 0 | 0 | 0 | 0 | 0 | 0 | 0 | 0 | 0 | 0 | 0 | 0 | 0 | 0 | 0 | 0 | 0
0 | 0 | 0 | 0 | 0 | 0 | 0 | 0 | 0 | 0 | 0 | 0 | 0 | 0 | 0 | 0 | 0 | 0 | 0 | 0
0 | 0 | 0 | 0 | 0 | 0 | 0 | 0 | 0 | 0 | 0 | 0 | 0 | 0 | 0 | 0 | 0 | 0 | 0 | 0
0 | 0 | 0 | 0 | 0 | 0 | 0 | 0 | 0 | 0 | 0 | 0 | 0 | 0 | 0 | 0 | 0 | 0 | 0 | 0
0 | 0 | 0 | 0 | 0 | 0 | 0 | 0 | 0 | 0 | 0 | 0 | 0 | 0 | 0 | 0 | 0 | 0 | 0 | 0
0 | 0 | 0 | 0 | 0 | 0 | 0 | 0 | 0 | 0 | 0 | 0 | 0 | 0 | 0 | 0 | 0 | 0 | 0 | 0
0 | 0 | 0 | 0 | 0 | 0 | 0 | 0 | 0 | 0 | 0 | 0 | 0 | 0 | 0 | 0 | 0 | 0 | 0 | 0
0 | 0 | 0 | 0 | 0 | 0 | 0 | 0 | 0 | 0 | 0 | 0 | 0 | 0 | 0 | 0 | 0 | 0 | 0 | 0
0 | 0 | 0 | 0 | 0 | 0 | 0 | 0 | 0 | 0 | 0 | 0 | 0 | 0 | 0 | 0 | 0 | 0 | 0 | 0
0 | 0 | 0 | 0 | 0 | 0 | 0 | 0 | 0 | 0 | 0 | 0 | 0 | 0 | 0 | 0 | 0 | 0 | 0 | 0
0 | 0 | 0 | 0 | 0 | 0 | 0 | 0 | 0 | 0 | 0 | 0 | 0 | 0 | 0 | 0 | 0 | 0 | 0 | 0
0 | 0 | 0 | 0 | 0 | 0 | 0 | 0 | 0 | 0 | 0 | 0 | 0 | 0 | 0 | 0 | 0 | 0 | 0 | 0
0 | 0 | 0 | 0 | 0 | 0 | 0 | 0 | 0 | 0 | 0 | 0 | 0 | 0 | 0 | 0 | 0 | 0 | 0 | 0
0 | 0 | 0 | 0 | 0 | 0 | 0 | 0 | 0 | 0 | 0 | 0 | 0 | 0 | 0 | 0 | 0 | 0 | 0 | 0
0 | 0 | 0 | 0 | 0 | 0 | 0 | 0 | 0 | 0 | 0 | 0 | 0 | 0 | 0 | 0 | 0 | 0 | 0 | 0
0 | 0 | 0 | 0 | 0 | 0 | 0 | 0 | 0 | 0 | 0 | 0 | 0 | 0 | 0 | 0 | 0 | 0 | 0 | 0
0 | 0 | 0 | 0 | 0 | 0 | 0 | 0 | 0 | 0 | 0 | 0 | 0 | 0 | 0 | 0 | 0 | 0 | 0 | 0
0 | 0 | 0 | 0 | 0 | 0 | 0 | 0 | 0 | 0 | 0 | 0 | 0 | 0 | 0 | 0 | 0 | 0 | 0 | 0
0 | 0 | 0 | 0 | 0 | 0 | 0 | 0 | 0 | 0 | 0 | 0 | 0 | 0 | 0 | 0 | 0 | 0 | 0 | 0
0 | 0 | 0 | 0 | 0 | 0 | 0 | 0 | 0 | 0 | 0 | 0 | 0 | 0 | 0 | 0 | 0 | 0 | 0 | 0
0 | 0 | 0 | 0 | 0 | 0 | 0 | 0 | 0 | 0 | 0 | 0 | 0 | 0 | 0 | 0 | 0 | 0 | 0 | 0
0 | 0 | 0 | 0 | 0 | 0 | 0 | 0 | 0 | 0 | 0 | 0 | 0 | 0 | 0 | 0 | 0 | 0 | 0 | 0
0 | 0 | 0 | 0 | 0 | 0 | 0 | 0 | 0 | 0 | 0 | 0 | 0 | 0 | 0 | 0 | 0 | 0 | 0 | 0
0 | 0 | 0 | 0 | 0 | 0 | 0 | 0 | 0 | 0 | 0 | 0 | 0 | 0 | 0 | 0 | 0 | 0 | 0 | 0
0 | 0 | 0 | 0 | 0 | 0 | 0 | 0 | 0 | 0 | 0 | 0 | 0 | 0 | 0 | 0 | 0 | 0 | 0 | 0
0 | 0 | 0 | 0 | 0 | 0 | 0 | 0 | 0 | 0 | 0 | 0 | 0 | 0 | 0 | 0 | 0 | 0 | 0 | 0
0 | 0 | 0 | 0 | 0 | 0 | 0 | 0 | 0 | 0 | 0 | 0 | 0 | 0 | 0 | 0 | 0 | 0 | 0 | 0
0 | 0 | 0 | 0 | 0 | 0 | 0 | 0 | 0 | 0 | 0 | 0 | 0 | 0 | 0 | 0 | 0 | 0 | 0 | 0
0 | 0 | 0 | 0 | 0 | 0 | 0 | 0 | 0 | 0 | 0 | 0 | 0 | 0 | 0 | 0 | 0 | 0 | 0 | 0
0 | 0 | 0 | 0 | 0 | 0 | 0 | 0 | 0 | 0 | 0 | 0 | 0 | 0 | 0 | 0 | 0 | 0 | 0 | 0
0 | 0 | 0 | 0 | 0 | 0 | 0 | 0 | 0 | 0 | 0 | 0 | 0 | 0 | 0 | 0 | 0 | 0 | 0 | 0
0 | 0 | 0 | 0 | 0 | 0 | 0 | 0 | 0 | 0 | 0 | 0 | 0 | 0 | 0 | 0 | 0 | 0 | 0 | 0
0 | 0 | 0 | 0 | 0 | 0 | 0 | 0 | 0 | 0 | 0 | 0 | 0 | 0 | 0 | 0 | 0 | 0 | 0 | 0
0 | 0 | 0 | 0 | 0 | 0 | 0 | 0 | 0 | 0 | 0 | 0 | 0 | 0 | 0 | 0 | 0 | 0 | 0 | 0
0 | 0 | 0 | 0 | 0 | 0 | 0 | 0 | 0 | 0 | 0 | 0 | 0 | 0 | 0 | 0 | 0 | 0 | 0 | 0
0 | 0 | 0 | 0 | 0 | 0 | 0 | 0 | 0 | 0 | 0 | 0 | 0 | 0 | 0 | 0 | 0 | 0 | 0 | 0
0 | 0 | 0 | 0 | 0 | 0 | 0 | 0 | 0 | 0 | 0 | 0 | 0 | 0 | 0 | 0 | 0 | 0 | 0 | 0
0 | 0 | 0 | 0 | 0 | 0 | 0 | 0 | 0 | 0 | 0 | 0 | 0 | 0 | 0 | 0 | 0 | 0 | 0 | 0
0 | 0 | 0 | 0 | 0 | 0 | 0 | 0 | 0 | 0 | 0 | 0 | 0 | 0 | 0 | 0 | 0 | 0 | 0 | 0
0 | 0 | 0 | 0 | 0 | 0 | 0 | 0 | 0 | 0 | 0 | 0 | 0 | 0 | 0 | 0 | 0 | 0 | 0 | 0
0 | 0 | 0 | 0 | 0 | 0 | 0 | 0 | 0 | 0 | 0 | 0 | 0 | 0 | 0 | 0 | 0 | 0 | 0 | 0
0 | 0 | 0 | 0 | 0 | 0 | 0 | 0 | 0 | 0 | 0 | 0 | 0 | 0 | 0 | 0 | 0 | 0 | 0 | 0
0 | 0 | 0 | 0 | 0 | 0 | 0 | 0 | 0 | 0 | 0 | 0 | 0 | 0 | 0 | 0 | 0 | 0 | 0 | 0
0 | 0 | 0 | 0 | 0 | 0 | 0 | 0 | 0 | 0 | 0 | 0 | 0 | 0 | 0 | 0 | 0 | 0 | 0 | 0
0 | 0 | 0 | 0 | 0 | 0 | 0 | 0 | 0 | 0 | 0 | 0 | 0 | 0 | 0 | 0 | 0 | 0 | 0 | 0
0 | 0 | 0 | 0 | 0 | 0 | 0 | 0 | 0 | 0 | 0 | 0 | 0 | 0 | 0 | 0 | 0 | 0 | 0 | 0
0 | 0 | 0 | 0 | 0 | 0 | 0 | 0 | 0 | 0 | 0 | 0 | 0 | 0 | 0 | 0 | 0 | 0 | 0 | 0
0 | 0 | 0 | 0 | 0 | 0 | 0 | 0 | 0 | 0 | 0 | 0 | 0 | 0 | 0 | 0 | 0 | 0 | 0 | 0
0 | 0 | 0 | 0 | 0 | 0 | 0 | 0 | 0 | 0 | 0 | 0 | 0 | 0 | 0 | 0 | 0 | 0 | 0 | 0
0 | 0 | 0 | 0 | 0 | 0 | 0 | 0 | 0 | 0 | 0 | 0 | 0 | 0 | 0 | 0 | 0 | 0 | 0 | 0
0 | 0 | 0 | 0 | 0 | 0 | 0 | 0 | 0 | 0 | 0 | 0 | 0 | 0 | 0 | 0 | 0 | 0 | 0 | 0
0 | 0 | 0 | 0 | 0 | 0 | 0 | 0 | 0 | 0 | 0 | 0 | 0 | 0 | 0 | 0 | 0 | 0 | 0 | 0
0 | 0 | 0 | 0 | 0 | 0 | 0 | 0 | 0 | 0 | 0 | 0 | 0 | 0 | 0 | 0 | 0 | 0 | 0 | 0
0 | 0 | 0 | 0 | 0 | 0 | 0 | 0 | 0 | 0 | 0 | 0 | 0 | 0 | 0 | 0 | 0 | 0 | 0 | 0
0 | 0 | 0 | 0 | 0 | 0 | 0 | 0 | 0 | 0 | 0 | 0 | 0 | 0 | 0 | 0 | 0 | 0 | 0 | 0
0 | 0 | 0 | 0 | 0 | 0 | 0 | 0 | 0 | 0 | 0 | 0 | 0 | 0 | 0 | 0 | 0 | 0 | 0 | 0
0 | 0 | 0 | 0 | 0 | 0 | 0 | 0 | 0 | 0 | 0 | 0 | 0 | 0 | 0 | 0 | 0 | 0 | 0 | 0
0 | 0 | 0 | 0 | 0 | 0 | 0 | 0 | 0 | 0 | 0 | 0 | 0 | 0 | 0 | 0 | 0 | 0 | 0 | 0
0 | 0 | 0 | 0 | 0 | 0 | 0 | 0 | 0 | 0 | 0 | 0 | 0 | 0 | 0 | 0 | 0 | 0 | 0 | 0
0 | 0 | 0 | 0 | 0 | 0 | 0 | 0 | 0 | 0 | 0 | 0 | 0 | 0 | 0 | 0 | 0 | 0 | 0 | 0
0 | 0 | 0 | 0 | 0 | 0 | 0 | 0 | 0 | 0 | 0 | 0 | 0 | 0 | 0 | 0 | 0 | 0 | 0 | 0
0 | 0 | 0 | 0 | 0 | 0 | 0 | 0 | 0 | 0 | 0 | 0 | 0 | 0 | 0 | 0 | 0 | 0 | 0 | 0
0 | 0 | 0 | 0 | 0 | 0 | 0 | 0 | 0 | 0 | 0 | 0 | 0 | 0 | 0 | 0 | 0 | 0 | 0 | 0
0 | 0 | 0 | 0 | 0 | 0 | 0 | 0 | 0 | 0 | 0 | 0 | 0 | 0 | 0 | 0 | 0 | 0 | 0 | 0
0 | 0 | 0 | 0 | 0 | 0 | 0 | 0 | 0 | 0 | 0 | 0 | 0 | 0 | 0 | 0 | 0 | 0 | 0 | 0
0 | 0 | 0 | 0 | 0 | 0 | 0 | 0 | 0 | 0 | 0 | 0 | 0 | 0 | 0 | 0 | 0 | 0 | 0 | 0
0 | 0 | 0 | 0 | 0 | 0 | 0 | 0 | 0 | 0 | 0 | 0 | 0 | 0 | 0 | 0 | 0 | 0 | 0 | 0
0 | 0 | 0 | 0 | 0 | 0 | 0 | 0 | 0 | 0 | 0 | 0 | 0 | 0 | 0 | 0 | 0 | 0 | 0 | 0
0 | 0 | 0 | 0 | 0 | 0 | 0 | 0 | 0 | 0 | 0 | 0 | 0 | 0 | 0 | 0 | 0 | 0 | 0 | 0
0 | 0 | 0 | 0 | 0 | 0 | 0 | 0 | 0 | 0 | 0 | 0 | 0 | 0 | 0 | 0 | 0 | 0 | 0 | 0
0 | 0 | 0 | 0 | 0 | 0 | 0 | 0 | 0 | 0 | 0 | 0 | 0 | 0 | 0 | 0 | 0 | 0 | 0 | 0
0 | 0 | 0 | 0 | 0 | 0 | 0 | 0 | 0 | 0 | 0 | 0 | 0 | 0 | 0 | 0 | 0 | 0 | 0 | 0
0 | 0 | 0 | 0 | 0 | 0 | 0 | 0 | 0 | 0 | 0 | 0 | 0 | 0 | 0 | 0 | 0 | 0 | 0 | 0
0 | 0 | 0 | 0 | 0 | 0 | 0 | 0 | 0 | 0 | 0 | 0 | 0 | 0 | 0 | 0 | 0 | 0 | 0 | 0
0 | 0 | 0 | 0 | 0 | 0 | 0 | 0 | 0 | 0 | 0 | 0 | 0 | 0 | 0 | 0 | 0 | 0 | 0 | 0
0 | 0 | 0 | 0 | 0 | 0 | 0 | 0 | 0 | 0 | 0 | 0 | 0 | 0 | 0 | 0 | 0 | 0 | 0 | 0
0 | 0 | 0 | 0 | 0 | 0 | 0 | 0 | 0 | 0 | 0 | 0 | 0 | 0 | 0 | 0 | 0 | 0 | 0 | 0
0 | 0 | 0 | 0 | 0 | 0 | 0 | 0 | 0 | 0 | 0 | 0 | 0 | 0 | 0 | 0 | 0 | 0 | 0 | 0
0 | 0 | 0 | 0 | 0 | 0 | 0 | 0 | 0 | 0 | 0 | 0 | 0 | 0 | 0 | 0 | 0 | 0 | 0 | 0
0 | 0 | 0 | 0 | 0 | 0 | 0 | 0 | 0 | 0 | 0 | 0 | 0 | 0 | 0 | 0 | 0 | 0 | 0 | 0
0 | 0 | 0 | 0 | 0 | 0 | 0 | 0 | 0 | 0 | 0 | 0 | 0 | 0 | 0 | 0 | 0 | 0 | 0 | 0
0 | 0 | 0 | 0 | 0 | 0 | 0 | 0 | 0 | 0 | 0 | 0 | 0 | 0 | 0 | 0 | 0 | 0 | 0 | 0
0 | 0 | 0 | 0 | 0 | 0 | 0 | 0 | 0 | 0 | 0 | 0 | 0 | 0 | 0 | 0 | 0 | 0 | 0 | 0
0 | 0 | 0 | 0 | 0 | 0 | 0 | 0 | 0 | 0 | 0 | 0 | 0 | 0 | 0 | 0 | 0 | 0 | 0 | 0
0 | 0 | 0 | 0 | 0 | 0 | 0 | 0 | 0 | 0 | 0 | 0 | 0 | 0 | 0 | 0 | 0 | 0 | 0 | 0
0 | 0 | 0 | 0 | 0 | 0 | 0 | 0 | 0 | 0 | 0 | 0 | 0 | 0 | 0 | 0 | 0 | 0 | 0 | 0
0 | 0 | 0 | 0 | 0 | 0 | 0 | 0 | 0 | 0 | 0 | 0 | 0 | 0 | 0 | 0 | 0 | 0 | 0 | 0
0 | 0 | 0 | 0 | 0 | 0 | 0 | 0 | 0 | 0 | 0 | 0 | 0 | 0 | 0 | 0 | 0 | 0 | 0 | 0
0 | 0 | 0 | 0 | 0 | 0 | 0 | 0 | 0 | 0 | 0 | 0 | 0 | 0 | 0 | 0 | 0 | 0 | 0 | 0
0 | 0 | 0 | 0 | 0 | 0 | 0 | 0 | 0 | 0 | 0 | 0 | 0 | 0 | 0 | 0 | 0 | 0 | 0 | 0
0 | 0 | 0 | 0 | 0 | 0 | 0 | 0 | 0 | 0 | 0 | 0 | 0 | 0 | 0 | 0 | 0 | 0 | 0 | 0
0 | 0 | 0 | 0 | 0 | 0 | 0 | 0 | 0 | 0 | 0 | 0 | 0 | 0 | 0 | 0 | 0 | 0 | 0 | 0
0 | 0 | 0 | 0 | 0 | 0 | 0 | 0 | 0 | 0 | 0 | 0 | 0 | 0 | 0 | 0 | 0 | 0 | 0 | 0
0 | 0 | 0 | 0 | 0 | 0 | 0 | 0 | 0 | 0 | 0 | 0 | 0 | 0 | 0 | 0 | 0 | 0 | 0 | 0
0 | 0 | 0 | 0 | 0 | 0 | 0 | 0 | 0 | 0 | 0 | 0 | 0 | 0 | 0 | 0 | 0 | 0 | 0 | 0
0 | 0 | 0 | 0 | 0 | 0 | 0 | 0 | 0 | 0 | 0 | 0 | 0 | 0 | 0 | 0 | 0 | 0 | 0 | 0
0 | 0 | 0 | 0 | 0 | 0 | 0 | 0 | 0 | 0 | 0 | 0 | 0 | 0 | 0 | 0 | 0 | 0 | 0 | 0
0 | 0 | 0 | 0 | 0 | 0 | 0 | 0 | 0 | 0 | 0 | 0 | 0 | 0 | 0 | 0 | 0 | 0 | 0 | 0
0 | 0 | 0 | 0 | 0 | 0 | 0 | 0 | 0 | 0 | 0 | 0 | 0 | 0 | 0 | 0 | 0 | 0 | 0 | 0
0 | 0 | 0 | 0 | 0 | 0 | 0 | 0 | 0 | 0 | 0 | 0 | 0 | 0 | 0 | 0 | 0 | 0 | 0 | 0
0 | 0 | 0 | 0 | 0 | 0 | 0 | 0 | 0 | 0 | 0 | 0 | 0 | 0 | 0 | 0 | 0 | 0 | 0 | 0
0 | 0 | 0 | 0 | 0 | 0 | 0 | 0 | 0 | 0 | 0 | 0 | 0 | 0 | 0 | 0 | 0 | 0 | 0 | 0
0 | 0 | 0 | 0 | 0 | 0 | 0 | 0 | 0 | 0 | 0 | 0 | 0 | 0 | 0 | 0 | 0 | 0 | 0 | 0
0 | 0 | 0 | 0 | 0 | 0 | 0 | 0 | 0 | 0 | 0 | 0 | 0 | 0 | 0 | 0 | 0 | 0 | 0 | 0
0 | 0 | 0 | 0 | 0 | 0 | 0 | 0 | 0 | 0 | 0 | 0 | 0 | 0 | 0 | 0 | 0 | 0 | 0 | 0
0 | 0 | 0 | 0 | 0 | 0 | 0 | 0 | 0 | 0 | 0 | 0 | 0 | 0 | 0 | 0 | 0 | 0 | 0 | 0
0 | 0 | 0 | 0 | 0 | 0 | 0 | 0 | 0 | 0 | 0 | 0 | 0 | 0 | 0 | 0 | 0 | 0 | 0 | 0
0 | 0 | 0 | 0 | 0 | 0 | 0 | 0 | 0 | 0 | 0 | 0 | 0 | 0 | 0 | 0 | 0 | 0 | 0 | 0
0 | 0 | 0 | 0 | 0 | 0 | 0 | 0 | 0 | 0 | 0 | 0 | 0 | 0 | 0 | 0 | 0 | 0 | 0 | 0
0 | 0 | 0 | 0 | 0 | 0 | 0 | 0 | 0 | 0 | 0 | 0 | 0 | 0 | 0 | 0 | 0 | 0 | 0 | 0
0 | 0 | 0 | 0 | 0 | 0 | 0 | 0 | 0 | 0 | 0 | 0 | 0 | 0 | 0 | 0 | 0 | 0 | 0 | 0
0 | 0 | 0 | 0 | 0 | 0 | 0 | 0 | 0 | 0 | 0 | 0 | 0 | 0 | 0 | 0 | 0 | 0 | 0 | 0
0 | 0 | 0 | 0 | 0 | 0 | 0 | 0 | 0 | 0 | 0 | 0 | 0 | 0 | 0 | 0 | 0 | 0 | 0 | 0
0 | 0 | 0 | 0 | 0 | 0 | 0 | 0 | 0 | 0 | 0 | 0 | 0 | 0 | 0 | 0 | 0 | 0 | 0 | 0
0 | 0 | 0 | 0 | 0 | 0 | 0 | 0 | 0 | 0 | 0 | 0 | 0 | 0 | 0 | 0 | 0 | 0 | 0 | 0
0 | 0 | 0 | 0 | 0 | 0 | 0 | 0 | 0 | 0 | 0 | 0 | 0 | 0 | 0 | 0 | 0 | 0 | 0 | 0
0 | 0 | 0 | 0 | 0 | 0 | 0 | 0 | 0 | 0 | 0 | 0 | 0 | 0 | 0 | 0 | 0 | 0 | 0 | 0
0 | 0 | 0 | 0 | 0 | 0 | 0 | 0 | 0 | 0 | 0 | 0 | 0 | 0 | 0 | 0 | 0 | 0 | 0 | 0
0 | 0 | 0 | 0 | 0 | 0 | 0 | 0 | 0 | 0 | 0 | 0 | 0 | 0 | 0 | 0 | 0 | 0 | 0 | 0
0 | 0 | 0 | 0 | 0 | 0 | 0 | 0 | 0 | 0 | 0 | 0 | 0 | 0 | 0 | 0 | 0 | 0 | 0 | 0
0 | 0 | 0 | 0 | 0 | 0 | 0 | 0 | 0 | 0 | 0 | 0 | 0 | 0 | 0 | 0 | 0 | 0 | 0 | 0
0 | 0 | 0 | 0 | 0 | 0 | 0 | 0 | 0 | 0 | 0 | 0 | 0 | 0 | 0 | 0 | 0 | 0 | 0 | 0
0 | 0 | 0 | 0 | 0 | 0 | 0 | 0 | 0 | 0 | 0 | 0 | 0 | 0 | 0 | 0 | 0 | 0 | 0 | 0
0 | 0 | 0 | 0 | 0 | 0 | 0 | 0 | 0 | 0 | 0 | 0 | 0 | 0 | 0 | 0 | 0 | 0 | 0 | 0
0 | 0 | 0 | 0 | 0 | 0 | 0 | 0 | 0 | 0 | 0 | 0 | 0 | 0 | 0 | 0 | 0 | 0 | 0 | 0
0 | 0 | 0 | 0 | 0 | 0 | 0 | 0 | 0 | 0 | 0 | 0 | 0 | 0 | 0 | 0 | 0 | 0 | 0 | 0
0 | 0 | 0 | 0 | 0 | 0 | 0 | 0 | 0 | 0 | 0 | 0 | 0 | 0 | 0 | 0 | 0 | 0 | 0 | 0
0 | 0 | 0 | 0 | 0 | 0 | 0 | 0 | 0 | 0 | 0 | 0 | 0 | 0 | 0 | 0 | 0 | 0 | 0 | 0
0 | 0 | 0 | 0 | 0 | 0 | 0 | 0 | 0 | 0 | 0 | 0 | 0 | 0 | 0 | 0 | 0 | 0 | 0 | 0
0 | 0 | 0 | 0 | 0 | 0 | 0 | 0 | 0 | 0 | 0 | 0 | 0 | 0 | 0 | 0 | 0 | 0 | 0 | 0
0 | 0 | 0 | 0 | 0 | 0 | 0 | 0 | 0 | 0 | 0 | 0 | 0 | 0 | 0 | 0 | 0 | 0 | 0 | 0
0 | 0 | 0 | 0 | 0 | 0 | 0 | 0 | 0 | 0 | 0 | 0 | 0 | 0 | 0 | 0 | 0 | 0 | 0 | 0
0 | 0 | 0 | 0 | 0 | 0 | 0 | 0 | 0 | 0 | 0 | 0 | 0 | 0 | 0 | 0 | 0 | 0 | 0 | 0
0 | 0 | 0 | 0 | 0 | 0 | 0 | 0 | 0 | 0 | 0 | 0 | 0 | 0 | 0 | 0 | 0 | 0 | 0 | 0
0 | 0 | 0 | 0 | 0 | 0 | 0 | 0 | 0 | 0 | 0 | 0 | 0 | 0 | 0 | 0 | 0 | 0 | 0 | 0
0 | 0 | 0 | 0 | 0 | 0 | 0 | 0 | 0 | 0 | 0 | 0 | 0 | 0 | 0 | 0 | 0 | 0 | 0 | 0
0 | 0 | 0 | 0 | 0 | 0 | 0 | 0 | 0 | 0 | 0 | 0 | 0 | 0 | 0 | 0 | 0 | 0 | 0 | 0
0 | 0 | 0 | 0 | 0 | 0 | 0 | 0 | 0 | 0 | 0 | 0 | 0 | 0 | 0 | 0 | 0 | 0 | 0 | 0
0 | 0 | 0 | 0 | 0 | 0 | 0 | 0 | 0 | 0 | 0 | 0 | 0 | 0 | 0 | 0 | 0 | 0 | 0 | 0
0 | 0 | 0 | 0 | 0 | 0 | 0 | 0 | 0 | 0 | 0 | 0 | 0 | 0 | 0 | 0 | 0 | 0 | 0 | 0
0 | 0 | 0 | 0 | 0 | 0 | 0 | 0 | 0 | 0 | 0 | 0 | 0 | 0 | 0 | 0 | 0 | 0 | 0 | 0
0 | 0 | 0 | 0 | 0 | 0 | 0 | 0 | 0 | 0 | 0 | 0 | 0 | 0 | 0 | 0 | 0 | 0 | 0 | 0
0 | 0 | 0 | 0 | 0 | 0 | 0 | 0 | 0 | 0 | 0 | 0 | 0 | 0 | 0 | 0 | 0 | 0 | 0 | 0
0 | 0 | 0 | 0 | 0 | 0 | 0 | 0 | 0 | 0 | 0 | 0 | 0 | 0 | 0 | 0 | 0 | 0 | 0 | 0
0 | 0 | 0 | 0 | 0 | 0 | 0 | 0 | 0 | 0 | 0 | 0 | 0 | 0 | 0 | 0 | 0 | 0 | 0 | 0
0 | 0 | 0 | 0 | 0 | 0 | 0 | 0 | 0 | 0 | 0 | 0 | 0 | 0 | 0 | 0 | 0 | 0 | 0 | 0
0 | 0 | 0 | 0 | 0 | 0 | 0 | 0 | 0 | 0 | 0 | 0 | 0 | 0 | 0 | 0 | 0 | 0 | 0 | 0
0 | 0 | 0 | 0 | 0 | 0 | 0 | 0 | 0 | 0 | 0 | 0 | 0 | 0 | 0 | 0 | 0 | 0 | 0 | 0
0 | 0 | 0 | 0 | 0 | 0 | 0 | 0 | 0 | 0 | 0 | 0 | 0 | 0 | 0 | 0 | 0 | 0 | 0 | 0
0 | 0 | 0 | 0 | 0 | 0 | 0 | 0 | 0 | 0 | 0 | 0 | 0 | 0 | 0 | 0 | 0 | 0 | 0 | 0
0 | 0 | 0 | 0 | 0 | 0 | 0 | 0 | 0 | 0 | 0 | 0 | 0 | 0 | 0 | 0 | 0 | 0 | 0 | 0
0 | 0 | 0 | 0 | 0 | 0 | 0 | 0 | 0 | 0 | 0 | 0 | 0 | 0 | 0 | 0 | 0 | 0 | 0 | 0
0 | 0 | 0 | 0 | 0 | 0 | 0 | 0 | 0 | 0 | 0 | 0 | 0 | 0 | 0 | 0 | 0 | 0 | 0 | 0
0 | 0 | 0 | 0 | 0 | 0 | 0 | 0 | 0 | 0 | 0 | 0 | 0 | 0 | 0 | 0 | 0 | 0 | 0 | 0
0 | 0 | 0 | 0 | 0 | 0 | 0 | 0 | 0 | 0 | 0 | 0 | 0 | 0 | 0 | 0 | 0 | 0 | 0 | 0
0 | 0 | 0 | 0 | 0 | 0 | 0 | 0 | 0 | 0 | 0 | 0 | 0 | 0 | 0 | 0 | 0 | 0 | 0 | 0
0 | 0 | 0 | 0 | 0 | 0 | 0 | 0 | 0 | 0 | 0 | 0 | 0 | 0 | 0 | 0 | 0 | 0 | 0 | 0
0 | 0 | 0 | 0 | 0 | 0 | 0 | 0 | 0 | 0 | 0 | 0 | 0 | 0 | 0 | 0 | 0 | 0 | 0 | 0
0 | 0 | 0 | 0 | 0 | 0 | 0 | 0 | 0 | 0 | 0 | 0 | 0 | 0 | 0 | 0 | 0 | 0 | 0 | 0
0 | 0 | 0 | 0 | 0 | 0 | 0 | 0 | 0 | 0 | 0 | 0 | 0 | 0 | 0 | 0 | 0 | 0 | 0 | 0
0 | 0 | 0 | 0 | 0 | 0 | 0 | 0 | 0 | 0 | 0 | 0 | 0 | 0 | 0 | 0 | 0 | 0 | 0 | 0
0 | 0 | 0 | 0 | 0 | 0 | 0 | 0 | 0 | 0 | 0 | 0 | 0 | 0 | 0 | 0 | 0 | 0 | 0 | 0
0 | 0 | 0 | 0 | 0 | 0 | 0 | 0 | 0 | 0 | 0 | 0 | 0 | 0 | 0 | 0 | 0 | 0 | 0 | 0
0 | 0 | 0 | 0 | 0 | 0 | 0 | 0 | 0 | 0 | 0 | 0 | 0 | 0 | 0 | 0 | 0 | 0 | 0 | 0
0 | 0 | 0 | 0 | 0 | 0 | 0 | 0 | 0 | 0 | 0 | 0 | 0 | 0 | 0 | 0 | 0 | 0 | 0 | 0
0 | 0 | 0 | 0 | 0 | 0 | 0 | 0 | 0 | 0 | 0 | 0 | 0 | 0 | 0 | 0 | 0 | 0 | 0 | 0
0 | 0 | 0 | 0 | 0 | 0 | 0 | 0 | 0 | 0 | 0 | 0 | 0 | 0 | 0 | 0 | 0 | 0 | 0 | 0
0 | 0 | 0 | 0 | 0 | 0 | 0 | 0 | 0 | 0 | 0 | 0 | 0 | 0 | 0 | 0 | 0 | 0 | 0 | 0
0 | 0 | 0 | 0 | 0 | 0 | 0 | 0 | 0 | 0 | 0 | 0 | 0 | 0 | 0 | 0 | 0 | 0 | 0 | 0
0 | 0 | 0 | 0 | 0 | 0 | 0 | 0 | 0 | 0 | 0 | 0 | 0 | 0 | 0 | 0 | 0 | 0 | 0 | 0
0 | 0 | 0 | 0 | 0 | 0 | 0 | 0 | 0 | 0 | 0 | 0 | 0 | 0 | 0 | 0 | 0 | 0 | 0 | 0
0 | 0 | 0 | 0 | 0 | 0 | 0 | 0 | 0 | 0 | 0 | 0 | 0 | 0 | 0 | 0 | 0 | 0 | 0 | 0
0 | 0 | 0 | 0 | 0 | 0 | 0 | 0 | 0 | 0 | 0 | 0 | 0 | 0 | 0 | 0 | 0 | 0 | 0 | 0
0 | 0 | 0 | 0 | 0 | 0 | 0 | 0 | 0 | 0 | 0 | 0 | 0 | 0 | 0 | 0 | 0 | 0 | 0 | 0
0 | 0 | 0 | 0 | 0 | 0 | 0 | 0 | 0 | 0 | 0 | 0 | 0 | 0 | 0 | 0 | 0 | 0 | 0 | 0
0 | 0 | 0 | 0 | 0 | 0 | 0 | 0 | 0 | 0 | 0 | 0 | 0 | 0 | 0 | 0 | 0 | 0 | 0 | 0
0 | 0 | 0 | 0 | 0 | 0 | 0 | 0 | 0 | 0 | 0 | 0 | 0 | 0 | 0 | 0 | 0 | 0 | 0 | 0
0 | 0 | 0 | 0 | 0 | 0 | 0 | 0 | 0 | 0 | 0 | 0 | 0 | 0 | 0 | 0 | 0 | 0 | 0 | 0
0 | 0 | 0 | 0 | 0 | 0 | 0 | 0 | 0 | 0 | 0 | 0 | 0 | 0 | 0 | 0 | 0 | 0 | 0 | 0
0 | 0 | 0 | 0 | 0 | 0 | 0 | 0 | 0 | 0 | 0 | 0 | 0 | 0 | 0 | 0 | 0 | 0 | 0 | 0
0 | 0 | 0 | 0 | 0 | 0 | 0 | 0 | 0 | 0 | 0 | 0 | 0 | 0 | 0 | 0 | 0 | 0 | 0 | 0

## Output
Program Summary |  | Nominal |  |  | Present Value |  |  |  | Avoided Cost Version
Proposer Name |  | SDGE | [6 empty] | 2011-08-04
Program Name |  | 3223_SW-COM-Deemed Incentives-Commercial Rebates | [6 empty] | 2012-02-17 | 2014-03-24 20:30 | `
Total Program Budget ($) |  | 3426311.6088 |  |  | 3294385.2355 |  |  |  | Base Year
2013
Net Participant Cost ($) |  |  |  |  | 10734064.2479 |  |  |  | SDG&E 2013 v1c4-Draft.xls
2013-2015 | 12121809.9178 | 139997084.4405 | 84806.4082 | 897522.4364 | 1907.545 | 1559.0391 |  | 1779.2097
Program Impacts | [10 empty] | Program Impacts (Gross)
| Wtd Annual Net kWh | Lifecycle Net kWh | Wtd Annual Net Therms | Lifecycle Net Therms | Wtd Net Jul-Sept Pk** (kW) | Wtd Net Dec-Feb Pk** (kW) |  | Wtd User Entered kW |  |  |  | Wtd Annual Gross kWh | Lifecycle Gross kWh | Wtd Annual Gross Therms | Lifecycle Gross Therms | Wtd User Entered kW
2013 | 12121809.9178 | 139997084.4405 | 84806.4082 | 897522.4364 | 1907.545 | 1559.0391 |  | 1779.2097 |  |  | 2013 | 16470252.5117 | 188516837.4177 | 138026.0004 | 1442044.3266 | 2413.6176
2014 | 0 | 0 | 0 | 0 | 0 | 0 |  | 0 |  |  | 2014 | 0 | 0 | 0 | 0 | 0
2013-2014 | 12121809.9178 | 139997084.4405 | 84806.4082 | 897522.4364 | 1907.545 | 1559.0391 |  | 1779.2097 |  |  | 2013-2014 | 16470252.5117 | 188516837.4177 | 138026.0004 | 1442044.3266 | 2413.6176
2015 | 0 | 0 | 0 | 0 | 0 | 0 |  | 0 |  |  | 2015 | 0 | 0 | 0 | 0 | 0
Cost Effectiveness (Lifecycle Present Value Dollars) | [10 empty] | 2013-2015 | 16470252.5117 | 188516837.4177 | 138026.0004 | 1442044.3266 | 2413.6176
|  | Benefits |  |  | Benefit - Cost
| Cost | Electric | Gas | Incentives | NPV | B/C Ratio | Notes
Program TRC ($) | 14028449.4834 | 12928991.2331 | 644971.4527 | NA | -454486.7975 | 0.9676 | *1
Program PAC ($) | 3294385.2355 | 12928991.2331 | 644971.4527 | NA | 10279577.4504 | 4.1203 | *1,2
Program RIM ($) | 17985791.6577 | 12928991.2331 | 644971.4527 | NA | -4411828.9718 | 0.7547 | *1
*1 B/C Ratio is an approximation because any supply cost increases are treated as negative benefits rather than as a cost as in the Standard Practice Manual
*2 PAC benefits include environmental costs. This is to be consistent with the TRC benefits, but is not strictly consistent with the Standard Practice Manual.
Levelized Cost and Benefit (All Measures Installed through 2023)
| Discounted Savings |  |  |  | Benefit - Cost
| kWh | Therms | Cost | Benefits | NPV
TRC ($/kWh ) | 90618914.5526 |  | 0.14887 | 0.14267 | -0.0061916
PAC ($/kWh) | 90618914.5526 |  | 0.033982 | 0.14267 | 0.10869
RIM ($/kWh) | 90618914.5526 |  | 0.18905 | 0.14267 | -0.046372
TRC ($/therm) |  | 604848.8723 | 0.54464 | 1.0663 | 0.52169
PAC ($/therm) |  | 604848.8723 | 0.3372 | 1.0663 | 0.72914
RIM ($/therm) |  | 604848.8723 | 1.4129 | 1.0663 | -0.34658
Wtd Avg Emissions Reductions | [10 empty] | Wtd Avg Emissions Reductions (Gross)
| Electric Reductions |  |  | Gas Reductions | [7 empty] | Electric Reductions |  |  | Gas Reductions
Annual Reductions | CO2 (tons) | NOX (lbs) | PM-10 (lbs) | CO2 (tons) | NOX (lbs) | [5 empty] | Annual Reductions | CO2 (tons) | NOX (lbs) | PM-10 (lbs) | CO2 (tons) | NOX (lbs)
2013 | 6194.7187 | 1515.8972 | 815.7567 | 496.1175 | 831.1028 | * annual reductions are the units |  |  |  |  | 2013 | 8414.8739 | 2058.6852 | 1108.1829 | 807.4521 | 1352.6548 | * annual reductions are the units
2014 | 0 | 0 | 0 | 0 | 0 | implemented in the year, times |  |  |  |  | 2014 | 0 | 0 | 0 | 0 | 0 | implemented in the year, times
2015 | 0 | 0 | 0 | 0 | 0 | the annual emission reduction |  |  |  |  | 2015 | 0 | 0 | 0 | 0 | 0 | the annual emission reduction
2016 | 0 | 0 | 0 | 0 | 0 | for the measure, weighted |  |  |  |  | 2016 | 0 | 0 | 0 | 0 | 0 | for the measure, weighted for
2017 | 0 | 0 | 0 | 0 | 0 | for dual baseline. |  |  |  |  | 2017 | 0 | 0 | 0 | 0 | 0 | split baseline performance
2018 | 0 | 0 | 0 | 0 | 0 | [5 empty] | 2018 | 0 | 0 | 0 | 0 | 0
2019 | 0 | 0 | 0 | 0 | 0 | [5 empty] | 2019 | 0 | 0 | 0 | 0 | 0
2020 | 0 | 0 | 0 | 0 | 0 | [5 empty] | 2020 | 0 | 0 | 0 | 0 | 0
2021 | 0 | 0 | 0 | 0 | 0 | [5 empty] | 2021 | 0 | 0 | 0 | 0 | 0
2022 | 0 | 0 | 0 | 0 | 0 | [5 empty] | 2022 | 0 | 0 | 0 | 0 | 0
2023 | 0 | 0 | 0 | 0 | 0 | [5 empty] | 2023 | 0 | 0 | 0 | 0 | 0
Total Annual | 6194.7187 | 1515.8972 | 815.7567 | 496.1175 | 831.1028 | [5 empty] | Total Annual | 8414.8739 | 2058.6852 | 1108.1829 | 807.4521 | 1352.6548
Lifecycle Reductions | [10 empty] | Lifecycle Reductions
2013 | 71801.2958 | 17632.4069 | 9447.3955 | 5250.5063 | 8795.7199 | [5 empty] | 2013 | 96705.8409 | 23753.017 | 12723.6618 | 8425.6207 | 14114.715
2014 | 0 | 0 | 0 | 0 | 0 | [5 empty] | 2014 | 0 | 0 | 0 | 0 | 0
2015 | 0 | 0 | 0 | 0 | 0 | [5 empty] | 2015 | 0 | 0 | 0 | 0 | 0
2016 | 0 | 0 | 0 | 0 | 0 | [5 empty] | 2016 | 0 | 0 | 0 | 0 | 0
2017 | 0 | 0 | 0 | 0 | 0 | [5 empty] | 2017 | 0 | 0 | 0 | 0 | 0
2018 | 0 | 0 | 0 | 0 | 0 | [5 empty] | 2018 | 0 | 0 | 0 | 0 | 0
2019 | 0 | 0 | 0 | 0 | 0 | [5 empty] | 2019 | 0 | 0 | 0 | 0 | 0
2020 | 0 | 0 | 0 | 0 | 0 | [5 empty] | 2020 | 0 | 0 | 0 | 0 | 0
2021 | 0 | 0 | 0 | 0 | 0 | [5 empty] | 2021 | 0 | 0 | 0 | 0 | 0
2022 | 0 | 0 | 0 | 0 | 0 | [5 empty] | 2022 | 0 | 0 | 0 | 0 | 0
2023 | 0 | 0 | 0 | 0 | 0 | [5 empty] | 2023 | 0 | 0 | 0 | 0 | 0
Total Lifecycle | 71801.2958 | 17632.4069 | 9447.3955 | 5250.5063 | 8795.7199 | [5 empty] | Total Lifecycle | 96705.8409 | 23753.017 | 12723.6618 | 8425.6207 | 14114.715
Reductions based on total annual installations | [10 empty] | Wtd Avg Reductions based on total annual installations (Gross)
| Annual Wtd Avg Net kWh | Lifecycle Net kWh | Annual Wtd Avg Net Therms | Lifecycle Net Therms | Net July-Sept Wtd Avg Peak** (kW) | Net Wtd Avg Dec-Feb** (kW) |  | Wtd Avg User Entered kW | Net Annual NCP (kW) |  |  | Wtd Avg Annual Gross kWh | Wtd Avg Lifecycle Gross kWh | Wtd Avg Annual Gross Therms | Wtd Avg Lifecycle Gross Therms | Wtd Avg User Entered kW
2013 | 12121809.9178 | 139997084.4405 | 84806.4082 | 897522.4364 | 1907.545 | 1559.0391 |  | 1779.2097 | 1512.0113 |  | 2013 | 16470252.5117 | 188516837.4177 | 138026.0004 | 1442044.3266 | 2413.6176
2014 | 0 | 0 | 0 | 0 | 0 | 0 |  | 0 | 1444.108 |  | 2014 | 0 | 0 | 0 | 0 | 0
2015 | 0 | 0 | 0 | 0 | 0 | 0 |  | 0 | 0 |  | 2015 | 0 | 0 | 0 | 0 | 0
2016 | 0 | 0 | 0 | 0 | 0 | 0 |  | 0 | -0.42971 |  | 2016 | 0 | 0 | 0 | 0 | 0
2017 | 0 | 0 | 0 | 0 | 0 | 0 |  | 0 | -22.7509 |  | 2017 | 0 | 0 | 0 | 0 | 0
2018 | 0 | 0 | 0 | 0 | 0 | 0 |  | 0 | -21.6643 |  | 2018 | 0 | 0 | 0 | 0 | 0
2019 | 0 | 0 | 0 | 0 | 0 | 0 |  | 0 | -280.1656 |  | 2019 | 0 | 0 | 0 | 0 | 0
2020 | 0 | 0 | 0 | 0 | 0 | 0 |  | 0 | -14.7804 |  | 2020 | 0 | 0 | 0 | 0 | 0
2021 | 0 | 0 | 0 | 0 | 0 | 0 |  | 0 | -88.976 |  | 2021 | 0 | 0 | 0 | 0 | 0
2022 | 0 | 0 | 0 | 0 | 0 | 0 |  | 0 | -56.2876 |  | 2022 | 0 | 0 | 0 | 0 | 0
2023 | 0 | 0 | 0 | 0 | 0 | 0 |  | 0 | -29.5624 |  | 2023 | 0 | 0 | 0 | 0 | 0
Total | 12121809.9178 | 139997084.4405 | 84806.4082 | 897522.4364 | 1907.545 | 1559.0391 |  | 1779.2097 | 2441.5024 |  | Total | 16470252.5117 | 188516837.4177 | 138026.0004 | 1442044.3266 | 2413.6176
Wtd Average Net Impacts by Sector (All Measures Installed through 2023) | [10 empty] | Gross Savings for Goal Attainment - kWh
| Annual Wtd Avg Net kWh | Lifecycle Net kWh | Annual Wtd Avg Net Therms | Lifecycle Net Therms | Net July-Sept Wtd Avg Peak** (kW) | Net Wtd Avg Dec-Feb** (kW) |  | Wtd Avg User Entered kW | TRC Lifecycle Net Benefits* ($) |  |  | 1st Year Annual Savings | Decay of single or first baseline | 2nd Baseline Savings | 2nd Baseline Decay | Total Cumulative | Net Annual Savings
Total | 12121809.9178 | 139997084.4405 | 84806.4082 | 897522.4364 | 1907.545 | 1559.0391 |  | 1779.2097 | -432022.5209 |  |  | kWh | kWh | kWh | kWh | kWh | kWh
RES | 0 | 0 | 0 | 0 | 0 | 0 |  | 0 | 0 |  | 2013 | 16473400.6122 |  | 0 | 0 | 16473400.6122 | 16473400.6122
NON_RES | 0 | 0 | 0 | 0 | 0 | 0 |  | 0 | 0 |  | 2014 | 16473400.6122 | 0 | 0 | 0 | 16473400.6122 | 0
Residential | 0 | 0 | 0 | 0 | 0 | 0 |  | 0 | 0 |  | 2015 | 16473400.6122 | -769.23 | 0 | 0 | 16472631.3822 | -769.23
Commercial | 12121809.9178 | 139997084.4405 | 84806.4082 | 897522.4364 | 1907.1871 | 1558.7414 |  | 1779.2097 | -454486.7975 |  | 2016 | 16473400.6122 | -10373.22 | 0 | 0 | 16463027.3922 | -9603.99
Industrial | 0 | 0 | 0 | 0 | 0 | 0 |  | 0 | 0 |  | 2017 | 16473400.6122 | -165983.4 | 0 | 0 | 16307417.2122 | -155610.18
Agricultural | 0 | 0 | 0 | 0 | 0 | 0 |  | 0 | 0 |  | 2018 | 16473400.6122 | -1372173.1244 | 83461.6115 | 0 | 15184689.0993 | -1122728.1129
Not Used | 0 | 0 | 0 | 0 | 0 | 0 |  | 0 | 0 |  | 2019 | 16473400.6122 | -3684529.6965 | 115994.5042 | 0 | 12904865.4198 | -2279823.6794
0 | 0 | 0 | 0 | 0 | 0 | 0 |  | 0 | 0 |  | 2020 | 16473400.6122 | -3801203.8145 | 115994.5042 | 0 | 12788191.3018 | -116674.118
0 | 0 | 0 | 0 | 0 | 0 | 0 |  | 0 | 0 |  | 2021 | 16473400.6122 | -4328986.9573 | 115994.5042 | 0 | 12260408.1591 | -527783.1427
0 | 0 | 0 | 0 | 0 | 0 | 0 |  | 0 | 0 |  | 2022 | 16473400.6122 | -4565555.6443 | 115994.5042 | 0 | 12023839.472 | -236568.6871
0 | 0 | 0 | 0 | 0 | 0 | 0 |  | 0 | 0
0 | 0 | 0 | 0 | 0 | 0 | 0 |  | 0 | 0 |  | Gross Savings for Goal Attainment - kW
0 | 0 | 0 | 0 | 0 | 0 | 0 |  | 0 | 0 |  |  | 1st Year Annual | Decay or single or | 2nd Baseline | 2nd Baseline | Total | Net Annual
0 | 0 | 0 | 0 | 0 | 0 | 0 |  | 0 | 0 |  |  | Savings | first baseline | Savings | Decay | Cummulative | Savings
0 | 0 | 0 | 0 | 0 | 0 | 0 |  | 0 | 0 |  |  | kW | kW | kW | kW | kW | kW
0 | 0 | 0 | 0 | 0 | 0 | 0 |  | 0 | 0 |  | 2013 | 2414.3274 |  | 0 | 0 | 2414.3274 | 2414.3274
0 | 0 | 0 | 0 | 0 | 0 | 0 | 0 | 0 | 0 |  | 2014 | 2414.3274 | 0 | 0 | 0 | 2414.3274 | 0
0 | 0 | 0 | 0 | 0 | 0 | 0 | 0 | 0 | 0 |  | 2015 | 2414.3274 | -0.1413 | 0 | 0 | 2414.1861 | -0.1413
0 | 0 | 0 | 0 | 0 | 0 | 0 | 0 | 0 | 0 |  | 2016 | 2414.3274 | -2.2423 | 0 | 0 | 2412.0852 | -2.101
0 | 0 | 0 | 0 | 0 | 0 | 0 | 0 | 0 | 0 |  | 2017 | 2414.3274 | -38.0094 | 0 | 0 | 2376.318 | -35.7671
0 | 0 | 0 | 0 | 0 | 0 | 0 | 0 | 0 | 0 |  | 2018 | 2414.3274 | -170.1786 | 19.9677 | 0 | 2264.1166 | -112.2015
0 | 0 | 0 | 0 | 0 | 0 | 0 | 0 | 0 | 0 |  | 2019 | 2414.3274 | -405.9942 | 28.5133 | 0 | 2036.8465 | -227.27
0 | 0 | 0 | 0 | 0 | 0 | 0 | 0 | 0 | 0 |  | 2020 | 2414.3274 | -426.9565 | 28.5133 | 0 | 2015.8842 | -20.9623
Other and upspecified | 0 | 0 | 0 | 0 | 0.35797 | 0.2977 | 0 | 0 | 22464.2766 |  | 2021 | 2414.3274 | -537.5062 | 28.5133 | 0 | 1905.3345 | -110.5497
* Include program-level and admin costs allocated based to total gas and electric programs at the measure level. | [10 empty] | 2022 | 2414.3274 | -591.4227 | 28.5133 | 0 | 1851.418 | -53.9165
**These values are only approximations if there are dual baseline measures in the program
Net Impacts by CPUC End Use Categories (All Measures Installed through 2023) | [10 empty] | Gross Savings for Goal Attainment - Therms
| Annual Wtd Avg Net kWh | Lifecycle Net kWh | Annual Wtd Avg Net Therms | Lifecycle Net Therms | Net July-Sept Wtd Avg Peak** (kW) | Net Wtd Avg Dec-Feb** (kW) |  | Wtd Avg User Entered kW | TRC Lifecycle Net Benefits* ($) |  |  | 1st Year Annual Savings | Decay of single or first baseline | 2nd Baseline Savings | 2nd Baseline Decay | Total Cumulative | Net Annual Savings
Total | 12121809.9178 | 139997084.4405 | 84806.4082 | 897522.4364 | 1907.545 | 1559.0391 |  | 1779.2097 | -454486.7975 |  |  | Therms | Therms | Therms | Therms | Therms | Therms
Clothes Dryer | 0 | 0 | 0 | 0 | 0 | 0 |  | 0 | 0 |  | 2013 | 138020.4572 |  | 0 | 0 | 138020.4572 | 138020.4572
Clothes Washer | 0 | 0 | 0 | 0 | 0 | 0 |  | 0 | 0 |  | 2014 | 138020.4572 | 0 | 0 | 0 | 138020.4572 | 0
Consumer Electronics | 0 | 0 | 0 | 0 | 0 | 0 |  | 0 | 0 |  | 2015 | 138020.4572 | 3.5046 | 0 | 0 | 138023.9618 | 3.5046
Cooking | 0 | 0 | 0 | 0 | 0 | 0 |  | 0 | 0 |  | 2016 | 138020.4572 | 27.2497 | 0 | 0 | 138047.707 | 23.7452
Dishwasher | 0 | 0 | 0 | 0 | 0 | 0 |  | 0 | 0 |  | 2017 | 138020.4572 | 309.4384 | 0 | 0 | 138329.8956 | 282.1886
Other Appliance | 0 | 0 | 0 | 0 | 0 | 0 |  | 0 | 0 |  | 2018 | 138020.4572 | -7167.7948 | -134.5178 | 0 | 130718.1447 | -7611.7509
Office Equipment | 0 | 0 | 0 | 0 | 0 | 0 |  | 0 | 0 |  | 2019 | 138020.4572 | -22230.2851 | -176.1125 | 0 | 115614.0596 | -15104.0851
Building shell | 0 | 0 | 0 | 0 | 0 | 0 |  | 0 | 0 |  | 2020 | 138020.4572 | -32859.3823 | -176.1125 | 0 | 104984.9624 | -10629.0971
Space Cooling | 798683.8152 | 11629328.6562 | 7530.7747 | 23578.1493 | 234.4457 | 58.4875 |  | 168.2964 | 887744.2899 |  | 2021 | 138020.4572 | -36441.3642 | -176.1125 | 0 | 101402.9805 | -3581.9819
Space Heating | 0 | 0 | 0 | 0 | 0 | 0 |  | 0 | 0 |  | 2022 | 138020.4572 | -34297.0871 | -176.1125 | 0 | 103547.2576 | 2144.2771
Ventilation | 0 | 0 | 0 | 0 | 0 | 0 |  | 0 | 0
Interior Lighting | 8787932.06 | 113393977.7495 | -14616.3587 | -169653.3179 | 1330.5723 | 1127.8186 |  | 1323.7921 | -2391769.1428
Exterior Lighting | 0 | 0 | 0 | 0 | 0 | 0 |  | 0 | 0
Daylighting | 0 | 0 | 0 | 0 | 0 | 0 |  | 0 | 0
Motors | 0 | 0 | 0 | 0 | 0 | 0 |  | 0 | 0
Process | 2395075.8 | 13389027.6 | 86411.4653 | 979169.3451 | 326.0144 | 359.9336 |  | 265.0908 | 1110365.2156
Compressed Air | 0 | 0 | 0 | 0 | 0 | 0 |  | 0 | 0
Food Processor | 0 | 0 | 0 | 0 | 0 | 0 |  | 0 | 0
Refrigeration | 140118.2425 | 1584750.4348 | 5480.527 | 64428.26 | 16.1547 | 12.5018 |  | 22.0304 | -60827.1602
Freezers | 0 | 0 | 0 | 0 | 0 | 0 |  | 0 | 0
Pumps | 0 | 0 | 0 | 0 | 0 | 0 |  | 0 | 0
Pool Pump | 0 | 0 | 0 | 0 | 0 | 0 |  | 0 | 0
Domestic Hot Water | 0 | 0 | 0 | 0 | 0 | 0 |  | 0 | 0
Water Heating | 0 | 0 | 0 | 0 | 0 | 0 |  | 0 | 0
Other or unspecified | 0 | 0 | 0 | 0 | 0.35797 | 0.2977 | 0 | 0 | -1.1642e-09
* Include program-level and admin costs allocated based to total gas and electric programs at the measure level.
**These values are only approximations if there are dual baseline measures in the program
Net Impacts by Climate Zone (All Measures Installed through 2023)
| Annual Wtd Avg Net kWh | Lifecycle Net kWh | Annual Wtd Avg Net Therms | Lifecycle Net Therms | Net July-Sept Wtd Avg Peak** (kW) | Net Wtd Avg Dec-Feb** (kW) |  | Wtd Avg User Entered kW | TRC Lifecycle Net Benefits* ($)
Total | 5997911.8008 | 140456063.9996 | 87486.6142 | 897175.0323 | 972.1451 | 791.6477 |  | 505.4452 | -432022.5209
7 | 0 | 66781813.2418 | 0 | -108622.0091 | 0 | 0 |  | 0 | 3331384.5744
10 | 0 | 9582120.1231 | 0 | 7759.9561 | 0 | 0 |  | 0 | 414423.4341
15 | 0 | 458979.5591 | 0 | -347.4041 | 0 | 0 |  | 0 | 22464.2766
15 | 0 | 458979.5591 | 0 | -347.4041 | 0 | 0 |  | 0 | 22464.2766
System | 5997911.8008 | 63174171.5165 | 87486.6142 | 998731.8935 | 972.1451 | 791.6477 |  | 505.4452 | -4222759.0826
0 | 0 | 0 | 0 | 0 | 0 | 0 |  | 0 | 0
0 | 0 | 0 | 0 | 0 | 0 | 0 |  | 0 | 0
0 | 0 | 0 | 0 | 0 | 0 | 0 |  | 0 | 0
0 | 0 | 0 | 0 | 0 | 0 | 0 |  | 0 | 0
0 | 0 | 0 | 0 | 0 | 0 | 0 |  | 0 | 0
0 | 0 | 0 | 0 | 0 | 0 | 0 |  | 0 | 0
* Include program-level and admin costs allocated based to total gas and electric programs at the measure level.
Persistent reductions in the summer (3rd Qtr) or winter (4th Qtr) of each year
| Net July-Sept Peak (kW) | Net Annual Dec-Feb (kW)
2013 | 511.931 | 1559.3493
2014 | 1907.918 | 1559.3493
2015 | 1907.918 | 1559.1248
2016 | 1907.6578 | 1556.9958
2017 | 1893.8805 | 1547.2408
2018 | 1872.4966 | 1215.6714
2019 | 1592.7545 | 1215.599
2020 | 1583.804 | 1194.7274
2021 | 1531.0964 | 1135.8744
2022 | 1497.5937 | 1135.8744
2023 | 1478.7319 | 1129.1776
2024 | 1475.5238 | 1129.1776
These values are only approximations if there are dual baseline measures in the program
Monthly Impacts
First Year for Impact Table: | 2013 | These values are only approximations if there are dual baseline measures in the program
| Quarter | Monthly Five Hour Avg or TOU Peak | Net Monthly NCP (kW) |  | Monthly Net kWh | Monthly Net Therms
2013-01-01 | 1 | 0 | 0 |  | 0 | 0
2013-02-01 | 1 | 0 | 0 |  | 0 | 0
2013-03-01 | 1 | 0 | 0 |  | 0 | 0
2013-04-01 | 2 | 74.0144 | 163.7123 |  | 55021.0438 | 80.5486
2013-05-01 | 2 | 126.2521 | 164.1276 |  | 58894.1712 | 80.5486
2013-06-01 | 2 | 64.9539 | 162.7922 |  | 55194.6157 | 80.5486
2013-07-01 | 3 | 493.7348 | 737.7912 |  | 269194.8872 | 1869.679
2013-08-01 | 3 | 529.1128 | 818.4818 |  | 281069.5872 | 1869.679
2013-09-01 | 3 | 512.9454 | 821.5829 |  | 276408.4589 | 1869.679
2013-10-01 | 4 | 543.3865 | 1512.0113 |  | 534675.6664 | 6078.6632
2013-11-01 | 4 | 740.2351 | 1449.5141 |  | 468749.7609 | 6078.6632
2013-12-01 | 4 | 746.2892 | 1326.4995 |  | 438090.3945 | 6078.6632
2014-01-01 | 5 | 1602.4433 | 2730.4826 |  | 944403.6736 | 10367.1765
2014-02-01 | 5 | 1501.7888 | 2689.6288 |  | 906017.8789 | 10367.1765
2014-03-01 | 5 | 1309.3041 | 2712.6628 |  | 993007.7428 | 10367.1765
2014-04-01 | 6 | 1394.8941 | 2826.9505 |  | 985744.6845 | 3766.532
2014-05-01 | 6 | 2194.5995 | 2805.6577 |  | 1063540.5659 | 3766.532
2014-06-01 | 6 | 1245.877 | 2830.3904 |  | 1017637.4607 | 3766.532
2014-07-01 | 7 | 1823.8094 | 2607.34 |  | 1056778.845 | 3766.532
2014-08-01 | 7 | 1974.5251 | 2937.8258 |  | 1100570.8144 | 3766.532
2014-09-01 | 7 | 1925.4195 | 2956.1193 |  | 1093794.2134 | 3766.532
2014-10-01 | 8 | 1193.2114 | 2918.2474 |  | 1083060.3433 | 10367.1765
2014-11-01 | 8 | 1562.8032 | 2823.6153 |  | 966776.8477 | 10367.1765
2014-12-01 | 8 | 1573.8159 | 2624.7224 |  | 912603.0685 | 10367.1765
2015-01-01 | 9 | 1602.4433 | 2730.4826 |  | 944403.6736 | 10367.1765
2015-02-01 | 9 | 1501.7888 | 2689.6288 |  | 906017.8789 | 10367.1765
2015-03-01 | 9 | 1309.3041 | 2712.6628 |  | 993007.7428 | 10367.1765
2015-04-01 | 10 | 1394.8941 | 2826.9505 |  | 985744.6845 | 3766.532
2015-05-01 | 10 | 2194.5995 | 2805.6577 |  | 1063540.5659 | 3766.532
2015-06-01 | 10 | 1245.877 | 2830.3904 |  | 1017637.4607 | 3766.532
2015-07-01 | 11 | 1823.8094 | 2607.34 |  | 1056778.845 | 3766.532
2015-08-01 | 11 | 1974.5251 | 2937.8258 |  | 1100570.8144 | 3766.532
2015-09-01 | 11 | 1925.4195 | 2956.1193 |  | 1093794.2134 | 3766.532
2015-10-01 | 12 | 1193.2114 | 2918.2474 |  | 1083060.3433 | 10367.1765
2015-11-01 | 12 | 1562.8032 | 2823.6153 |  | 966776.8477 | 10367.1765
2015-12-01 | 12 | 1573.8159 | 2624.7224 |  | 912603.0685 | 10367.1765
2016-01-01 | 13 | 1602.2115 | 2730.0786 |  | 944262.05 | 10368.5316
2016-02-01 | 13 | 1501.5733 | 2689.2283 |  | 905883.8187 | 10368.5316
2016-03-01 | 13 | 1309.1209 | 2712.2607 |  | 992857.5475 | 10368.5316
2016-04-01 | 14 | 1394.7157 | 2826.5334 |  | 985597.265 | 3766.532
2016-05-01 | 14 | 2194.2737 | 2805.2357 |  | 1063382.9398 | 3766.532
2016-06-01 | 14 | 1245.7215 | 2829.9744 |  | 1017491.2494 | 3766.532
2016-07-01 | 15 | 1823.5652 | 2606.9795 |  | 1056629.658 | 3766.532
2016-08-01 | 15 | 1974.2535 | 2937.4003 |  | 1100413.462 | 3766.532
2016-09-01 | 15 | 1925.1547 | 2955.6896 |  | 1093636.4025 | 3766.532
2016-10-01 | 16 | 1193.0451 | 2917.8254 |  | 1082897.4066 | 10368.5316
2016-11-01 | 16 | 1562.5782 | 2823.2005 |  | 966632.3448 | 10368.5316
2016-12-01 | 16 | 1573.5897 | 2624.3302 |  | 912467.4423 | 10368.5316
2017-01-01 | 17 | 1600.0135 | 2726.2468 |  | 942918.7221 | 10373.6477
2017-02-01 | 17 | 1499.5294 | 2685.4301 |  | 904612.2309 | 10373.6477
2017-03-01 | 17 | 1307.3831 | 2708.4468 |  | 991432.915 | 10373.6477
2017-04-01 | 18 | 1385.2733 | 2804.4488 |  | 977792.1904 | 3766.532
2017-05-01 | 18 | 2177.026 | 2782.8962 |  | 1055037.4769 | 3766.532
2017-06-01 | 18 | 1237.4898 | 2807.949 |  | 1009750.1424 | 3766.532
2017-07-01 | 19 | 1810.635 | 2587.8933 |  | 1048731.0028 | 3766.532
2017-08-01 | 19 | 1959.8709 | 2914.8717 |  | 1092082.4955 | 3766.532
2017-09-01 | 19 | 1911.1356 | 2932.9387 |  | 1085281.1578 | 3766.532
2017-10-01 | 20 | 1184.2381 | 2895.4788 |  | 1074270.7792 | 10397.0888
2017-11-01 | 20 | 1550.6647 | 2801.238 |  | 958981.6889 | 10397.0888
2017-12-01 | 20 | 1561.6152 | 2603.5641 |  | 905286.7596 | 10397.0888
2018-01-01 | 21 | 1589.9425 | 2708.6902 |  | 936763.8376 | 10397.0888
2018-02-01 | 21 | 1490.1648 | 2668.027 |  | 898786.0468 | 10397.0888
2018-03-01 | 21 | 1299.4208 | 2690.9721 |  | 984905.5082 | 10397.0888
2018-04-01 | 22 | 1384.9937 | 2803.8438 |  | 977573.5488 | 3766.532
2018-05-01 | 22 | 2176.5582 | 2782.299 |  | 1054807.5225 | 3766.532
2018-06-01 | 22 | 1237.2226 | 2807.3594 |  | 1009532.8449 | 3766.532
2018-07-01 | 23 | 1789.2797 | 2566.3289 |  | 1034949.3833 | 3766.532
2018-08-01 | 23 | 1938.4671 | 2893.2139 |  | 1078289.7924 | 3766.532
2018-09-01 | 23 | 1889.743 | 2911.2744 |  | 1071488.0995 | 3766.532
2018-10-01 | 24 | 1102.4862 | 2812.5269 |  | 1030246.9381 | 9631.5578
2018-11-01 | 24 | 1468.7302 | 2718.3507 |  | 915015.5198 | 9631.5578
2018-12-01 | 24 | 1479.6738 | 2520.7958 |  | 861346.8097 | 9631.5578
2019-01-01 | 25 | 1258.3501 | 2375.8661 |  | 759555.4537 | 8553.2532
2019-02-01 | 25 | 1158.6295 | 2335.2495 |  | 721594.5369 | 8553.2532
2019-03-01 | 25 | 967.9954 | 2358.1685 |  | 807668.935 | 8553.2532
2019-04-01 | 26 | 1053.7112 | 2471.544 |  | 800551.0581 | 3766.532
2019-05-01 | 26 | 1875.8532 | 2481.2773 |  | 860858.7761 | 3766.532
2019-06-01 | 26 | 936.8102 | 2506.2472 |  | 815575.6023 | 3766.532
2019-07-01 | 27 | 1509.5389 | 2286.2013 |  | 854509.6479 | 3766.532
2019-08-01 | 27 | 1658.7117 | 2613.0446 |  | 897839.3054 | 3766.532
2019-09-01 | 27 | 1610.013 | 2631.1088 |  | 891052.1768 | 3766.532
2019-10-01 | 28 | 852.8635 | 2562.45 |  | 896963.3292 | 8553.2532
2019-11-01 | 28 | 1219.0917 | 2468.3221 |  | 781753.0226 | 8553.2532
2019-12-01 | 28 | 1230.0345 | 2270.8393 |  | 728094.1087 | 8553.2532
2020-01-01 | 29 | 1258.2754 | 2375.7359 |  | 759509.7979 | 8314.9256
2020-02-01 | 29 | 1158.5601 | 2335.1204 |  | 721551.3193 | 8314.9256
2020-03-01 | 29 | 967.9364 | 2358.0389 |  | 807620.5159 | 8314.9256
2020-04-01 | 30 | 1051.0947 | 2465.4244 |  | 798388.2982 | 3528.0362
2020-05-01 | 30 | 1871.0739 | 2475.0871 |  | 858546.2764 | 3528.0362
2020-06-01 | 30 | 934.5292 | 2500.144 |  | 813430.5675 | 3528.0362
2020-07-01 | 31 | 1501.1387 | 2273.8018 |  | 849378.2067 | 3528.0362
2020-08-01 | 31 | 1649.3679 | 2598.4086 |  | 892427.0088 | 3528.0362
2020-09-01 | 31 | 1600.9054 | 2616.3284 |  | 885624.1076 | 3528.0362
2020-10-01 | 32 | 837.3425 | 2523.0673 |  | 881760.0614 | 7548.4259
2020-11-01 | 32 | 1198.0958 | 2429.6162 |  | 768269.7729 | 7548.4259
2020-12-01 | 32 | 1208.931 | 2234.2418 |  | 715439.1232 | 7548.4259
2021-01-01 | 33 | 1236.7276 | 2338.172 |  | 746340.865 | 7548.4259
2021-02-01 | 33 | 1138.5235 | 2297.8851 |  | 709085.6707 | 7548.4259
2021-03-01 | 33 | 950.9003 | 2320.6503 |  | 793654.5378 | 7548.4259
2021-04-01 | 34 | 1021.9452 | 2397.0791 |  | 775652.6201 | 2709.3612
2021-05-01 | 34 | 1818.3994 | 2406.0331 |  | 834247.9698 | 2709.3612
2021-06-01 | 34 | 909.3937 | 2432.0908 |  | 790922.7023 | 2709.3612
2021-07-01 | 35 | 1452.2306 | 2198.9006 |  | 820736.7474 | 2709.3612
2021-08-01 | 35 | 1593.9982 | 2510.3336 |  | 862195.3998 | 2709.3612
2021-09-01 | 35 | 1547.0604 | 2527.3524 |  | 855329.9461 | 2709.3612
2021-10-01 | 36 | 806.8121 | 2425.6718 |  | 847951.5769 | 8052.5161
2021-11-01 | 36 | 1149.9109 | 2333.9441 |  | 738324.2008 | 8052.5161
2021-12-01 | 36 | 1160.1201 | 2143.5162 |  | 687228.7052 | 8052.5161
2022-01-01 | 37 | 1175.5866 | 2223.7447 |  | 710413.5469 | 8198.5095
2022-02-01 | 37 | 1082.7001 | 2184.3991 |  | 675025.52 | 8198.5095
2022-03-01 | 37 | 904.4835 | 2206.4187 |  | 755652.4244 | 8198.5095
2022-04-01 | 38 | 986.5864 | 2314.9917 |  | 749358.7942 | 2709.3612
2022-05-01 | 38 | 1755.7704 | 2323.4413 |  | 806230.1972 | 2709.3612
2022-06-01 | 38 | 878.6634 | 2350.7036 |  | 764917.9191 | 2709.3612
2022-07-01 | 39 | 1421.1979 | 2151.2559 |  | 802710.032 | 2709.3612
2022-08-01 | 39 | 1558.7762 | 2454.611 |  | 843209.7909 | 2709.3612
2022-09-01 | 39 | 1512.807 | 2471.0648 |  | 836313.6126 | 2709.3612
2022-10-01 | 40 | 800.0605 | 2404.1628 |  | 840478.2809 | 8198.5095
2022-11-01 | 40 | 1139.2656 | 2312.8152 |  | 731702.9076 | 8198.5095
2022-12-01 | 40 | 1149.3366 | 2123.4783 |  | 680990.1171 | 8198.5095
2023-01-01 | 41 | 1175.5866 | 2223.7447 |  | 710413.5469 | 8198.5095
2023-02-01 | 41 | 1082.7001 | 2184.3991 |  | 675025.52 | 8198.5095
2023-03-01 | 41 | 904.4835 | 2206.4187 |  | 755652.4244 | 8198.5095
2023-04-01 | 42 | 985.1208 | 2312.4149 |  | 748071.8818 | 2709.3612
2023-05-01 | 42 | 1753.7493 | 2321.1192 |  | 804910.3136 | 2709.3612
2023-06-01 | 42 | 876.8152 | 2348.2433 |  | 763570.5064 | 2709.3612
2023-07-01 | 43 | 1401.77 | 2121.1506 |  | 794228.1852 | 2709.3612
2023-08-01 | 43 | 1539.7722 | 2424.7445 |  | 834507.3662 | 2709.3612
2023-09-01 | 43 | 1494.6533 | 2441.5024 |  | 828244.7409 | 2709.3612
2023-10-01 | 44 | 794.9791 | 2376.1628 |  | 833243.7894 | 8709.9015
2023-11-01 | 44 | 1133.1018 | 2289.068 |  | 726275.1281 | 8709.9015
2023-12-01 | 44 | 1143.1074 | 2106.0496 |  | 676401.7199 | 8709.9015

## Input
| SDG&E 2013 v1c4-Draft.xls |  |  |  | Program Budget ($) | [10 empty] | Import file format 5
[5 empty] | a. Administrative Costs | 2013 | 2014 | 2015 | NPV |  |  |  | Nominal | Nominal | Nominal
| Proposer General Information |  |  |  | a.i. Overhead and G&A | 281809.59 |  |  | 281809.59 | d. Incentives and Rebates ($) |  |  | 2013 | 2014 | 2015 | NPV |  | Market Effects Adjustments
[5 empty] | a.ii. Other Admin costs | 0 |  |  | 0 | d.i. User Input Incentive (treated like admin) | [5 empty] | 0 |  | Adjustment type |  | Uniform
[5 empty] | b. Marketing/Outreach | 30515.19 |  |  | 30515.19 | d.ii. Rebate |  |  | 2341096.1988 | 0 | 0 |  |  | Enter Custom values in columns AO through AT
| Service Territory |  | SDG&E |  | c. Direct Implementation (non incentive) |  |  |  |  | d.iii. Direct Install Labor |  |  | 0 | 0 | 0 |  |  | Uniform Factors to apply to all measures
| First Year of Program Implementation |  |  | 2013 | c.i. Activity | 772890.63 |  |  | 772890.63 | d.iv. Direct Install Materials |  |  | 0 | 0 | 0 |  |  |  | Benefit Adj | Cost Adj
| Contact Information |  |  |  | c.ii. Installation |  |  |  | 0 | d.v. Upstream payments |  |  | 0 | 0 | 0 |  |  | Participant Inside
[5 empty] | c.iii. Hardware & Materials |  |  |  | 0 | Subtotal Incentives and Rebates |  |  | 2341096.1988 | 0 | 0 | 2209169.8255 |  | Participant Outside
[5 empty] | c.iv. Rebate Processing and Inspection |  |  |  | 0 | [8 empty] | Non-participant | 5% | 5% | [39 empty] | Formulas for spreading annual installations to quarters
[5 empty] | d. Total Incentives and Rebates | 2341096.1988 | 0 | 0 | 2209169.8255 | [8 empty] | Total Factor | 5% | 5% | [39 empty] | 0 | 0 | 0 | 0 | 0 | 0 | 0 | 0 | 0 | 0 | 0 | 0 | 0 | 0 | 0 | 0 | 0 | 0 | 0 | 0 | 0 | 0 | 0 | 0 | 0 | 0 | 0 | 0 | 0 | 0 | 0 | 0 | 0 | 0 | 0 | 0 | 0 | 0 | 0 | 0 | 0 | 0 | 0 | 0
[5 empty] | e. EM&V | 0 |  |  | 0 | [6 empty] | 0
[5 empty] | Total | 3426311.6088 | 0 | 0 | 3294385.2355 | Program Budget w/ Other Costs (a to f) |  |  | 3426311.6088 | 0 | 0 | 3294385.2355
[15 empty] | Number of measures that have negative participant cost: | 0 |  |  | Total Excess incentive: | 0 | [39 empty] | Quarterly Installation Schedule
| Program Inputs | [10 empty] | Transfer | Admin | Admin | Admin | Participant | [8 empty] | Second Baseline (For savings after the RUL) | [7 empty] | Table Lookup Values |  |  |  |  | Benefits Adj Factors |  | Market Effects Adjustments | [8 empty] | Annual Installation Schedule (enter quarterly values to the right) | [10 empty] | 2013 |  |  |  | 2014 |  |  |  | 2015 |  |  |  | 2016 |  |  |  | 2017 |  |  |  | 2018 |  |  |  | 2019 |  |  |  | 2020 |  |  |  | 2021 |  |  |  | 2022 |  |  |  | 2023
| Measure Name | DEER RunID | Climate Zone | Target sector | Measure Electric End Use Shape | CZ, Sector, Measure combination found? | Expected Useful Life for New/ROB, RUL for retrofit. (yrs) | Program Type (To look up Net-to-gross Ratio) | Unit Definition (e.g. homes) | Program Type (NEW/ROB or Early Repl(RET)) | Gross Measure Cost (Total Cost for Retrofit, Incr Cost for New/ROB) ($/unit) | Rebate to end use customer or its assignee ($/unit) | Incentives to entities other than the end use customer or its assignee($/unit) | Direct Install Labor ($/unit) | Direct Install Material ($/unit) | Gross Participant Cost ($/unit) | Gross Unit Annual Electricity Savings (kwh/unit) | Electric Rate Schedule | Demand Scaler | User Entered kW Savings per unit (kW/unit) | Gross Unit Annual Gas Savings (therm/unit) | Gas Sector | Gas Rate Schedule | Gas Savings Profile | Total Life. Can be left blank for single baseline measures (Yrs) | Incremental Cost (relative to standard efficiency default device) ($/unit) | Measure Cost Inflation (%/year escalation) | Early retrofit incremental kWh savings (kWh/unit) | Early retrofit incremental kW savings (kW/unit) | Early retrofit incremental Th savings (Th/unit) | Combustion Type | Expected Useful Life for New/ROB, RUL for retrofit. (yrs) | Net-to-Gross Ratio - kWh | Net-to-Gross Ratio -Therms | Net-to-Gross Ratio - kW | Net-to-Gross Ratio - Therms (overides lookup value) | Net-to-Gross Ratio - Costs | Installation Rate (Blank gets 100%) (IR) | Gross Realization Rate (Blank gets 100%) (GRR) | Benefits - Participants Inside | Benefits - Participants Outside | Benefits- Non-participants | Costs - Participants Inside | Costs - Participants Outside | Costs- Non-participants | Total Benefits Factor | Total Cost Factor | % Eligible for TOU AC adjustment | 2013 | 2014 | 2015 | 2016 | 2017 | 2018 | 2019 | 2020 | 2021 | 2022 | 2023 | Qtr 1 | Qtr 2 | Qtr 3 | Qtr 4 | Qtr 1 | Qtr 2 | Qtr 3 | Qtr 4 | Qtr 1 | Qtr 2 | Qtr 3 | Qtr 4 | Qtr 1 | Qtr 2 | Qtr 3 | Qtr 4 | Qtr 1 | Qtr 2 | Qtr 3 | Qtr 4 | Qtr 1 | Qtr 2 | Qtr 3 | Qtr 4 | Qtr 1 | Qtr 2 | Qtr 3 | Qtr 4 | Qtr 1 | Qtr 2 | Qtr 3 | Qtr 4 | Qtr 1 | Qtr 2 | Qtr 3 | Qtr 4 | Qtr 1 | Qtr 2 | Qtr 3 | Qtr 4 | Qtr 1 | Qtr 2 | Qtr 3 | Qtr 4 | Total Number of Units | Comments
3223_SW-COM-Deemed Incentives-Commercial Rebates | 401064-Agriculture - Low Pressure Sprinkler Nozzles (per nozzle) | WPSPGENRAG0002-Rev01-Msr001 | 7 | Commercial | 35-OTI-OtherIndustrial-PROC_OTH | TRUE |  |  | Nozzle | RET | 1.49 | 1.15 | 0 | 0 | 0 | 0.34 | 7.5 |  | kWh | 0.006 | 0 | Commercial |  | Winter Only | [6 empty] | Small Boilers (<100 MMBtu/hr Heat Input):Uncontrolled | 20 | 0.6 | 0.6 | [11 empty] | 0% | 0% | 0% | 602 | 0 | 0 | 0 | 0 | 0 | 0 | 0 | 0 | 0 | 0 | 2013 Qtr 1: 0; 2013 Qtr 2: 0; 2013 Qtr 3: 602; 2013 Qtr 4: 0; 2014 Qtr 1: 0; 2014 Qtr 2: 0; 2014 Qtr 3: 0; 2014 Qtr 4: 0; 2015 Qtr 1: 0; 2015 Qtr 2: 0; 2015 Qtr 3: 0; 2015 Qtr 4: 0 | 602
3223_SW-COM-Deemed Incentives-Commercial Rebates | 402001-Food Service - Hot Food Holding Cabinet-Full-Size | WPSDGENRCC0018-Rev00-Msr001 | System | Commercial | 35-OTI-OtherIndustrial-PROC_OTH | TRUE |  |  | Unit | ROB | 1892 | 300 | 0 | 0 | 0 | 1592 | 2190 |  | kWh | 0.36 | 0 | Commercial |  | Winter Only | [6 empty] | Small Boilers (<100 MMBtu/hr Heat Input):Uncontrolled | 12 | 0.6 | 0.6 | [11 empty] | 0% | 0% | 0% | 2 | 0 | 0 | 0 | 0 | 0 | 0 | 0 | 0 | 0 | 0 | 2013 Qtr 1: 0; 2013 Qtr 2: 0; 2013 Qtr 3: 0; 2013 Qtr 4: 2; 2014 Qtr 1: 0; 2014 Qtr 2: 0; 2014 Qtr 3: 0; 2014 Qtr 4: 0; 2015 Qtr 1: 0; 2015 Qtr 2: 0; 2015 Qtr 3: 0; 2015 Qtr 4: 0 | 2
3223_SW-COM-Deemed Incentives-Commercial Rebates | 402003-Food Service - Hot Food Holding Cabinet-Half-Size | WPSDGENRCC0018-Rev00-Msr002 | System | Commercial | 35-OTI-OtherIndustrial-PROC_OTH | TRUE |  |  | Unit | ROB | 707 | 200 | 0 | 0 | 0 | 507 | 1095 |  | kWh | 0.18 | 0 | Commercial |  | Winter Only | [6 empty] | Small Boilers (<100 MMBtu/hr Heat Input):Uncontrolled | 12 | 0.6 | 0.6 | [11 empty] | 0% | 0% | 0% | 17 | 0 | 0 | 0 | 0 | 0 | 0 | 0 | 0 | 0 | 0 | 2013 Qtr 1: 0; 2013 Qtr 2: 0; 2013 Qtr 3: 3; 2013 Qtr 4: 14; 2014 Qtr 1: 0; 2014 Qtr 2: 0; 2014 Qtr 3: 0; 2014 Qtr 4: 0; 2015 Qtr 1: 0; 2015 Qtr 2: 0; 2015 Qtr 3: 0; 2015 Qtr 4: 0 | 17
3223_SW-COM-Deemed Incentives-Commercial Rebates | 402005-Food Service - Commercial Gas Fryer | WPSDGENRCC0014-Rev03-Msr004 | System | Commercial | 35-OTI-OtherIndustrial-PROC_OTH | TRUE |  |  | Vat | ROB | 1008 | 705.9038 | 0 | 0 | 0 | 302.0962 | 0 |  | kWh | 0 | 809 | Commercial |  | Winter Only | [6 empty] | Small Boilers (<100 MMBtu/hr Heat Input):Uncontrolled | 12 | 0.6 | 0.6 | [11 empty] | 0% | 0% | 0% | 52 | 0 | 0 | 0 | 0 | 0 | 0 | 0 | 0 | 0 | 0 | 2013 Qtr 1: 0; 2013 Qtr 2: 3; 2013 Qtr 3: 24; 2013 Qtr 4: 25; 2014 Qtr 1: 0; 2014 Qtr 2: 0; 2014 Qtr 3: 0; 2014 Qtr 4: 0; 2015 Qtr 1: 0; 2015 Qtr 2: 0; 2015 Qtr 3: 0; 2015 Qtr 4: 0 | 52
3223_SW-COM-Deemed Incentives-Commercial Rebates | 402007-Food Service-Commercial Gas Large Vat Fryer, Cooking Efficiency >= 50% | WPSDGENRCC0014-Rev03-Msr002 | System | Commercial | 35-OTI-OtherIndustrial-PROC_OTH |  |  |  | Vat | ROB | 1008 | 599.6 | 0 | 0 | 0 | 408.4 | 0 |  | kWh | 0 | 809 | Commercial |  | Winter Only | [6 empty] | Small Boilers (<100 MMBtu/hr Heat Input):Uncontrolled | 12 | 0.6 | 0.6 | [11 empty] | 0% | 0% | 0% | 10 | 0 | 0 | 0 | 0 | 0 | 0 | 0 | 0 | 0 | 0 | 2013 Qtr 1: 5; 2013 Qtr 2: 0; 2013 Qtr 3: 1; 2013 Qtr 4: 4; 2014 Qtr 1: 0; 2014 Qtr 2: 0; 2014 Qtr 3: 0; 2014 Qtr 4: 0; 2015 Qtr 1: 0; 2015 Qtr 2: 0; 2015 Qtr 3: 0; 2015 Qtr 4: 0 | 10
3223_SW-COM-Deemed Incentives-Commercial Rebates | 402008-Ice Machines 301-400 - Energy Star | WPSDGENRCC0004-Rev02-Msr003 | System | Commercial | 01-ALC-AllCommercial-Refrig | TRUE |  |  | Unit | ROB | 281 | 75 | 0 | 0 | 0 | 206 | 685 |  | kWh | 0.07 | 0 | Commercial |  | Winter Only | [6 empty] | Small Boilers (<100 MMBtu/hr Heat Input):Uncontrolled | 10 | 0.6 | 0.6 | [11 empty] | 0% | 0% | 0% | 1 | 0 | 0 | 0 | 0 | 0 | 0 | 0 | 0 | 0 | 0 | 2013 Qtr 1: 0; 2013 Qtr 2: 0; 2013 Qtr 3: 1; 2013 Qtr 4: 0; 2014 Qtr 1: 0; 2014 Qtr 2: 0; 2014 Qtr 3: 0; 2014 Qtr 4: 0; 2015 Qtr 1: 0; 2015 Qtr 2: 0; 2015 Qtr 3: 0; 2015 Qtr 4: 0 | 1
3223_SW-COM-Deemed Incentives-Commercial Rebates | 402015-Ice Machines 301-400 - CEE Tier III | WPSDGENRCC0004-Rev02-Msr010 | System | Commercial | 01-ALC-AllCommercial-Refrig | TRUE |  |  | Unit | RET | 3711 | 150 | 0 | 0 | 0 | 3561 | 1040 |  | kWh | 0.119 | 0 | Commercial |  | Winter Only | [6 empty] | Small Boilers (<100 MMBtu/hr Heat Input):Uncontrolled | 10 | 0.6 | 0.6 | [11 empty] | 0% | 0% | 0% | 4 | 0 | 0 | 0 | 0 | 0 | 0 | 0 | 0 | 0 | 0 | 2013 Qtr 1: 3; 2013 Qtr 2: 0; 2013 Qtr 3: 1; 2013 Qtr 4: 0; 2014 Qtr 1: 0; 2014 Qtr 2: 0; 2014 Qtr 3: 0; 2014 Qtr 4: 0; 2015 Qtr 1: 0; 2015 Qtr 2: 0; 2015 Qtr 3: 0; 2015 Qtr 4: 0 | 4
3223_SW-COM-Deemed Incentives-Commercial Rebates | 402017-Ice Machines 501-1000 - CEE Tier III | WPSDGENRCC0004-Rev02-Msr012 | System | Commercial | 01-ALC-AllCommercial-Refrig | TRUE |  |  | Unit | ROB | 586 | 250 | 0 | 0 | 0 | 336 | 1807 |  | kWh | 0.206 | 0 | Commercial |  | Winter Only | [6 empty] | Small Boilers (<100 MMBtu/hr Heat Input):Uncontrolled | 10 | 0.6 | 0.6 | [11 empty] | 0% | 0% | 0% | 2 | 0 | 0 | 0 | 0 | 0 | 0 | 0 | 0 | 0 | 0 | 2013 Qtr 1: 0; 2013 Qtr 2: 0; 2013 Qtr 3: 0; 2013 Qtr 4: 2; 2014 Qtr 1: 0; 2014 Qtr 2: 0; 2014 Qtr 3: 0; 2014 Qtr 4: 0; 2015 Qtr 1: 0; 2015 Qtr 2: 0; 2015 Qtr 3: 0; 2015 Qtr 4: 0 | 2
3223_SW-COM-Deemed Incentives-Commercial Rebates | 402018-Ice Machines 1001-1500 - CEE Tier III | WPSDGENRCC0004-Rev02-Msr014 | System | Commercial | 01-ALC-AllCommercial-Refrig | TRUE |  |  | Unit | ROB | 1333 | 400 | 0 | 0 | 0 | 933 | 3641 |  | kWh | 0.416 | 0 | Commercial |  | Winter Only | [6 empty] | Small Boilers (<100 MMBtu/hr Heat Input):Uncontrolled | 10 | 0.6 | 0.6 | [11 empty] | 0% | 0% | 0% | 6 | 0 | 0 | 0 | 0 | 0 | 0 | 0 | 0 | 0 | 0 | 2013 Qtr 1: 5; 2013 Qtr 2: 0; 2013 Qtr 3: 1; 2013 Qtr 4: 0; 2014 Qtr 1: 0; 2014 Qtr 2: 0; 2014 Qtr 3: 0; 2014 Qtr 4: 0; 2015 Qtr 1: 0; 2015 Qtr 2: 0; 2015 Qtr 3: 0; 2015 Qtr 4: 0 | 6
3223_SW-COM-Deemed Incentives-Commercial Rebates | 402022-Food Service - Griddle-Electric | WPSDGENRCC0016-Rev00-Msr001 | System | Commercial | 35-OTI-OtherIndustrial-PROC_OTH | TRUE |  |  | Unit | ROB | 774 | 300 | 0 | 0 | 0 | 474 | 3978 |  | kWh | 0.9 | 0 | Commercial |  | Winter Only | [6 empty] | Small Boilers (<100 MMBtu/hr Heat Input):Uncontrolled | 12 | 0.6 | 0.6 | [11 empty] | 0% | 0% | 0% | 22 | 0 | 0 | 0 | 0 | 0 | 0 | 0 | 0 | 0 | 0 | 2013 Qtr 1: 0; 2013 Qtr 2: 22; 2013 Qtr 3: 0; 2013 Qtr 4: 0; 2014 Qtr 1: 0; 2014 Qtr 2: 0; 2014 Qtr 3: 0; 2014 Qtr 4: 0; 2015 Qtr 1: 0; 2015 Qtr 2: 0; 2015 Qtr 3: 0; 2015 Qtr 4: 0 | 22
3223_SW-COM-Deemed Incentives-Commercial Rebates | 402025-Food Service - Combination Oven-Gas | WPSDGENRCC0005-Rev03-Msr002 | System | Commercial | 35-OTI-OtherIndustrial-PROC_OTH | TRUE |  |  | Unit | ROB | 5717 | 750 | 0 | 0 | 0 | 4967 | 0 |  | kWh | 0 | 403 | Commercial |  | Annual | [6 empty] | Small Boilers (<100 MMBtu/hr Heat Input):Uncontrolled | 12 | 0.6 | 0.6 | [11 empty] | 0% | 0% | 0% | 6 | 0 | 0 | 0 | 0 | 0 | 0 | 0 | 0 | 0 | 0 | 2013 Qtr 1: 1; 2013 Qtr 2: 1; 2013 Qtr 3: 0; 2013 Qtr 4: 4; 2014 Qtr 1: 0; 2014 Qtr 2: 0; 2014 Qtr 3: 0; 2014 Qtr 4: 0; 2015 Qtr 1: 0; 2015 Qtr 2: 0; 2015 Qtr 3: 0; 2015 Qtr 4: 0 | 6
3223_SW-COM-Deemed Incentives-Commercial Rebates | 402026-Food Service - Convection Oven-Electric | WPSDGENRCC0006-Rev02-Msr002 | System | Commercial | 35-OTI-OtherIndustrial-PROC_OTH | TRUE |  |  | Unit | ROB | 1007 | 350 | 0 | 0 | 0 | 657 | 2774 |  | kWh | 0.57 | 0 | Commercial |  | Winter Only | [6 empty] | Small Boilers (<100 MMBtu/hr Heat Input):Uncontrolled | 12 | 0.6 | 0.6 | [11 empty] | 0% | 0% | 0% | 31 | 0 | 0 | 0 | 0 | 0 | 0 | 0 | 0 | 0 | 0 | 2013 Qtr 1: 26; 2013 Qtr 2: 3; 2013 Qtr 3: 2; 2013 Qtr 4: 0; 2014 Qtr 1: 0; 2014 Qtr 2: 0; 2014 Qtr 3: 0; 2014 Qtr 4: 0; 2015 Qtr 1: 0; 2015 Qtr 2: 0; 2015 Qtr 3: 0; 2015 Qtr 4: 0 | 31
3223_SW-COM-Deemed Incentives-Commercial Rebates | 402027-Food Service - Convection Oven-Gas | WPSDGENRCC0006-Rev02-Msr005 | System | Commercial | 35-OTI-OtherIndustrial-PROC_OTH | TRUE |  |  | Unit | ROB | 1177 | 500 | 0 | 0 | 0 | 677 | 0 |  | kWh | 0 | 357 | Commercial |  | Winter Only | [6 empty] | Small Boilers (<100 MMBtu/hr Heat Input):Uncontrolled | 12 | 0.6 | 0.6 | [11 empty] | 0% | 0% | 0% | 20 | 0 | 0 | 0 | 0 | 0 | 0 | 0 | 0 | 0 | 0 | 2013 Qtr 1: 2; 2013 Qtr 2: 7; 2013 Qtr 3: 6; 2013 Qtr 4: 5; 2014 Qtr 1: 0; 2014 Qtr 2: 0; 2014 Qtr 3: 0; 2014 Qtr 4: 0; 2015 Qtr 1: 0; 2015 Qtr 2: 0; 2015 Qtr 3: 0; 2015 Qtr 4: 0 | 20
3223_SW-COM-Deemed Incentives-Commercial Rebates | 402029-Food Service-Commercial Gas Rack Oven- Double, Cooking Efficiency >= 50% | WPSDGENRCC0011-Rev01-Msr002 | System | Commercial | 35-OTI-OtherIndustrial-PROC_OTH | TRUE |  |  | Unit | ROB | 5187 | 2000 | 0 | 0 | 0 | 3187 | 0 |  | kWh | 0 | 2104 | Commercial |  | Annual | [6 empty] | Small Boilers (<100 MMBtu/hr Heat Input):Uncontrolled | 12 | 0.6 | 0.6 | [11 empty] | 0% | 0% | 0% | 2 | 0 | 0 | 0 | 0 | 0 | 0 | 0 | 0 | 0 | 0 | 2013 Qtr 1: 0; 2013 Qtr 2: 1; 2013 Qtr 3: 0; 2013 Qtr 4: 1; 2014 Qtr 1: 0; 2014 Qtr 2: 0; 2014 Qtr 3: 0; 2014 Qtr 4: 0; 2015 Qtr 1: 0; 2015 Qtr 2: 0; 2015 Qtr 3: 0; 2015 Qtr 4: 0 | 2
3223_SW-COM-Deemed Incentives-Commercial Rebates | 402032-Ventilation Control - Retrofit | WPSDGENRCC0019-Rev00-Msr001 | System | Commercial | NON_res:DEER:HVAC_Split-Package_AC | TRUE |  |  | HP | RET | 1988 | 350 | 0 | 0 | 0 | 1638 | 4486 |  | kWh | 0.76 | 0 | Commercial |  | Winter Only | [6 empty] | Small Boilers (<100 MMBtu/hr Heat Input):Uncontrolled | 15 | 0.6 | 0.6 | [11 empty] | 0% | 0% | 0% | 112 | 0 | 0 | 0 | 0 | 0 | 0 | 0 | 0 | 0 | 0 | 2013 Qtr 1: 0; 2013 Qtr 2: 112; 2013 Qtr 3: 0; 2013 Qtr 4: 0; 2014 Qtr 1: 0; 2014 Qtr 2: 0; 2014 Qtr 3: 0; 2014 Qtr 4: 0; 2015 Qtr 1: 0; 2015 Qtr 2: 0; 2015 Qtr 3: 0; 2015 Qtr 4: 0 | 112
3223_SW-COM-Deemed Incentives-Commercial Rebates | 402033-Ventilation Control- New | WPSDGENRCC0019-Rev00-Msr002 | System | Commercial | NON_res:DEER:HVAC_Split-Package_AC | TRUE |  |  | HP | RET | 994 | 277.5 | 0 | 0 | 0 | 716.5 | 4486 |  | kWh | 0.76 | 0 | Commercial |  | Winter Only | [6 empty] | Small Boilers (<100 MMBtu/hr Heat Input):Uncontrolled | 15 | 0.6 | 0.6 | [11 empty] | 0% | 0% | 0% | 20 | 0 | 0 | 0 | 0 | 0 | 0 | 0 | 0 | 0 | 0 | 2013 Qtr 1: 0; 2013 Qtr 2: 19; 2013 Qtr 3: 0; 2013 Qtr 4: 1; 2014 Qtr 1: 0; 2014 Qtr 2: 0; 2014 Qtr 3: 0; 2014 Qtr 4: 0; 2015 Qtr 1: 0; 2015 Qtr 2: 0; 2015 Qtr 3: 0; 2015 Qtr 4: 0 | 20
3223_SW-COM-Deemed Incentives-Commercial Rebates | 402034-Water Heating - HE Storage Water Heater | NG-WtrHt-SmlStrg-Gas-lte75kBtuh-50G-0p62EF | 7 | Commercial | 35-OTI-OtherIndustrial-PROC_OTH | TRUE |  |  | Mbtuh | ROB | 2.9 | 2 | 0 | 0 | 0 | 0.9 | 0 |  | kWh | 0 | 0.44133 | Commercial |  | Annual | [6 empty] | Small Boilers (<100 MMBtu/hr Heat Input):Uncontrolled | 15 | 0.6 | 0.6 | [11 empty] | 0% | 0% | 0% | 597 | 0 | 0 | 0 | 0 | 0 | 0 | 0 | 0 | 0 | 0 | 2013 Qtr 1: 398; 2013 Qtr 2: 0; 2013 Qtr 3: 0; 2013 Qtr 4: 199; 2014 Qtr 1: 0; 2014 Qtr 2: 0; 2014 Qtr 3: 0; 2014 Qtr 4: 0; 2015 Qtr 1: 0; 2015 Qtr 2: 0; 2015 Qtr 3: 0; 2015 Qtr 4: 0 | 597
3223_SW-COM-Deemed Incentives-Commercial Rebates | 402037-Heating - Space Heating Boilers - Large | WPSDGENRHC1061-Rev00-Msr002 | System | Commercial | NON_res:DEER:HVAC_Split-Package_AC | TRUE |  |  | Mbtuh | ROB | 2.99 | 0.25 | 0 | 0 | 0 | 2.74 | 0 |  | kWh | 0 | 0.97 | Commercial |  | Winter Only | [6 empty] | Small Boilers (<100 MMBtu/hr Heat Input):Uncontrolled | 20 | 0.6 | 0.6 | [11 empty] | 0% | 0% | 0% | 750 | 0 | 0 | 0 | 0 | 0 | 0 | 0 | 0 | 0 | 0 | 2013 Qtr 1: 0; 2013 Qtr 2: 0; 2013 Qtr 3: 750; 2013 Qtr 4: 0; 2014 Qtr 1: 0; 2014 Qtr 2: 0; 2014 Qtr 3: 0; 2014 Qtr 4: 0; 2015 Qtr 1: 0; 2015 Qtr 2: 0; 2015 Qtr 3: 0; 2015 Qtr 4: 0 | 750
3223_SW-COM-Deemed Incentives-Commercial Rebates | 402038-Water Heating -Commercial Boiler | WPSDGENRWH1207-Rev00-Msr001 | System | Commercial | 35-OTI-OtherIndustrial-PROC_OTH | TRUE |  |  | Mbtuh | ROB | 0.61 | 0.5 | 0 | 0 | 0 | 0.11 | 0 |  | kWh | 0 | 0.84 | Commercial |  | Annual | [6 empty] | Small Boilers (<100 MMBtu/hr Heat Input):Uncontrolled | 20 | 0.6 | 0.6 | [11 empty] | 0% | 0% | 0% | 5800 | 0 | 0 | 0 | 0 | 0 | 0 | 0 | 0 | 0 | 0 | 2013 Qtr 1: 700; 2013 Qtr 2: 0; 2013 Qtr 3: 3600; 2013 Qtr 4: 1500; 2014 Qtr 1: 0; 2014 Qtr 2: 0; 2014 Qtr 3: 0; 2014 Qtr 4: 0; 2015 Qtr 1: 0; 2015 Qtr 2: 0; 2015 Qtr 3: 0; 2015 Qtr 4: 0 | 5800
3223_SW-COM-Deemed Incentives-Commercial Rebates | 402039-Water Heating -Instantaneous - Gas <=200MBtuh | NG-WtrHt-SmlInst-Gas-lte75kBtuh-lt2G-0p82EF | 7 | Commercial | 35-OTI-OtherIndustrial-PROC_OTH | TRUE |  |  | Mbtuh | ROB | 5.62 | 2 | 0 | 0 | 0 | 3.62 | 0 |  | kWh | 0 | 1.78 | Commercial |  | Annual | [6 empty] | Small Boilers (<100 MMBtu/hr Heat Input):Uncontrolled | 20 | 0.6 | 0.6 | [11 empty] | 0% | 0% | 0% | 180 | 0 | 0 | 0 | 0 | 0 | 0 | 0 | 0 | 0 | 0 | 2013 Qtr 1: 180; 2013 Qtr 2: 0; 2013 Qtr 3: 0; 2013 Qtr 4: 0; 2014 Qtr 1: 0; 2014 Qtr 2: 0; 2014 Qtr 3: 0; 2014 Qtr 4: 0; 2015 Qtr 1: 0; 2015 Qtr 2: 0; 2015 Qtr 3: 0; 2015 Qtr 4: 0 | 180
3223_SW-COM-Deemed Incentives-Commercial Rebates | 402046-Tank Insulation - High Temperature Applic. (LF) 2 in | WPSDGENRWH0013-Rev00-Msr004 | System | Commercial | 35-OTI-OtherIndustrial-PROC_OTH | TRUE |  |  | Sq Ft | ROB | 8.94 | 4 | 0 | 0 | 0 | 4.94 | 0 |  | kWh | 0 | 25.19 | Commercial |  | Annual |  | 8.94 |  |  |  |  | Small Boilers (<100 MMBtu/hr Heat Input):Uncontrolled | 7 | 0.6 | 0.6 | [11 empty] | 0% | 0% | 0% | 600 | 0 | 0 | 0 | 0 | 0 | 0 | 0 | 0 | 0 | 0 | 2013 Qtr 1: 0; 2013 Qtr 2: 0; 2013 Qtr 3: 600; 2013 Qtr 4: 0; 2014 Qtr 1: 0; 2014 Qtr 2: 0; 2014 Qtr 3: 0; 2014 Qtr 4: 0; 2015 Qtr 1: 0; 2015 Qtr 2: 0; 2015 Qtr 3: 0; 2015 Qtr 4: 0 | 600
3223_SW-COM-Deemed Incentives-Commercial Rebates | 402050-High Efficiency Clothes Washer, CEE Tier 3 Models | WPSDGEREWH0011-Rev00-Msr002 | System | Commercial | 35-OTI-OtherIndustrial-PROC_OTH | TRUE |  |  | Unit | ROB | 147.69 | 75 | 0 | 0 | 0 | 72.69 | 0 |  | kWh | 0 | 15.24 | Commercial |  | Winter Only | [6 empty] | Small Boilers (<100 MMBtu/hr Heat Input):Uncontrolled | 11 | 0.6 | 0.6 | [11 empty] | 0% | 0% | 0% | 1 | 0 | 0 | 0 | 0 | 0 | 0 | 0 | 0 | 0 | 0 | 2013 Qtr 1: 0; 2013 Qtr 2: 1; 2013 Qtr 3: 0; 2013 Qtr 4: 0; 2014 Qtr 1: 0; 2014 Qtr 2: 0; 2014 Qtr 3: 0; 2014 Qtr 4: 0; 2015 Qtr 1: 0; 2015 Qtr 2: 0; 2015 Qtr 3: 0; 2015 Qtr 4: 0 | 1
3223_SW-COM-Deemed Incentives-Commercial Rebates | 402051-Steam Trap Replacement, Commercial operating system <12 hrs/day, Dry Cleaners excluded | WPSDGENRWH0010-Rev00-Msr001 | System | Commercial | 35-OTI-OtherIndustrial-PROC_OTH | TRUE |  |  | Unit | ROB | 233 | 100 | 0 | 0 | 0 | 133 | 0 |  | kWh | 0 | 119 | Commercial |  | Annual | [6 empty] | Small Boilers (<100 MMBtu/hr Heat Input):Uncontrolled | 6 | 0.6 | 0.6 | [11 empty] | 0% | 0% | 0% | 37 | 0 | 0 | 0 | 0 | 0 | 0 | 0 | 0 | 0 | 0 | 2013 Qtr 1: 0; 2013 Qtr 2: 0; 2013 Qtr 3: 0; 2013 Qtr 4: 37; 2014 Qtr 1: 0; 2014 Qtr 2: 0; 2014 Qtr 3: 0; 2014 Qtr 4: 0; 2015 Qtr 1: 0; 2015 Qtr 2: 0; 2015 Qtr 3: 0; 2015 Qtr 4: 0 | 37
3223_SW-COM-Deemed Incentives-Commercial Rebates | 402057-A/C - Reflective Window Film Coastal | Window Film - DEER Unit Adjustment-Rev00-Msr001 | System | Commercial | NON_res:DEER:HVAC_Split-Package_AC | TRUE |  |  | Sqft | RET | 5.64 | 1.3499 | 0 | 0 | 0 | 4.2901 | 4.93 |  | kWh | 0.00295 | -0.249 | Commercial |  | Winter Only | [6 empty] | Small Boilers (<100 MMBtu/hr Heat Input):Uncontrolled | 10 | 0.6 | 0.6 | [11 empty] | 0% | 0% | 0% | 10934 | 0 | 0 | 0 | 0 | 0 | 0 | 0 | 0 | 0 | 0 | 2013 Qtr 1: 67; 2013 Qtr 2: 9612; 2013 Qtr 3: 315; 2013 Qtr 4: 940; 2014 Qtr 1: 0; 2014 Qtr 2: 0; 2014 Qtr 3: 0; 2014 Qtr 4: 0; 2015 Qtr 1: 0; 2015 Qtr 2: 0; 2015 Qtr 3: 0; 2015 Qtr 4: 0 | 10934
3223_SW-COM-Deemed Incentives-Commercial Rebates | 402058-A/C - Reflective Window Film Inland | Window Film - DEER Unit Adjustment-Rev00-Msr001 | System | Commercial | NON_res:DEER:HVAC_Split-Package_AC | TRUE |  |  | Sqft | RET | 5.64 | 1.3501 | 0 | 0 | 0 | 4.2899 | 4.93 |  | kWh | 0.00295 | -0.249 | Commercial |  | Winter Only | [6 empty] | Small Boilers (<100 MMBtu/hr Heat Input):Uncontrolled | 10 | 0.6 | 0.6 | [11 empty] | 0% | 0% | 0% | 10114 | 0 | 0 | 0 | 0 | 0 | 0 | 0 | 0 | 0 | 0 | 2013 Qtr 1: 542; 2013 Qtr 2: 8132; 2013 Qtr 3: 290; 2013 Qtr 4: 1150; 2014 Qtr 1: 0; 2014 Qtr 2: 0; 2014 Qtr 3: 0; 2014 Qtr 4: 0; 2015 Qtr 1: 0; 2015 Qtr 2: 0; 2015 Qtr 3: 0; 2015 Qtr 4: 0 | 10114
3223_SW-COM-Deemed Incentives-Commercial Rebates | 402060-Motors - VFD - HVAC Fans (per Hp) | D03-051 | 7 | Commercial | NON_res:DEER:HVAC_Split-Package_AC | TRUE |  |  | HP | RET | 242.61 | 80 | 0 | 0 | 0 | 162.61 | 1075.5 |  | kWh | 0.204 | -0.7105 | Commercial |  | Winter Only | [6 empty] | Small Boilers (<100 MMBtu/hr Heat Input):Uncontrolled | 15 | 0.6 | 0.6 | [11 empty] | 0% | 0% | 0% | 260 | 0 | 0 | 0 | 0 | 0 | 0 | 0 | 0 | 0 | 0 | 2013 Qtr 1: 15; 2013 Qtr 2: 0; 2013 Qtr 3: 150; 2013 Qtr 4: 95; 2014 Qtr 1: 0; 2014 Qtr 2: 0; 2014 Qtr 3: 0; 2014 Qtr 4: 0; 2015 Qtr 1: 0; 2015 Qtr 2: 0; 2015 Qtr 3: 0; 2015 Qtr 4: 0 | 260
3223_SW-COM-Deemed Incentives-Commercial Rebates | 402060-Motors - VFD - HVAC Fans (per Hp) | D03-051 | System | Commercial | NON_res:DEER:HVAC_Split-Package_AC | TRUE |  |  | HP | RET | 242.61 | 80 | 0 | 0 | 0 | 162.61 | 1190 |  | kWh | 0.206 | -2.14 | Commercial |  | Winter Only | [6 empty] | Small Boilers (<100 MMBtu/hr Heat Input):Uncontrolled | 15 | 0.6 | 0.6 | [11 empty] | 0% | 0% | 0% | 211 | 0 | 0 | 0 | 0 | 0 | 0 | 0 | 0 | 0 | 0 | 2013 Qtr 1: 0; 2013 Qtr 2: 30; 2013 Qtr 3: 30; 2013 Qtr 4: 151; 2014 Qtr 1: 0; 2014 Qtr 2: 0; 2014 Qtr 3: 0; 2014 Qtr 4: 0; 2015 Qtr 1: 0; 2015 Qtr 2: 0; 2015 Qtr 3: 0; 2015 Qtr 4: 0 | 211
3223_SW-COM-Deemed Incentives-Commercial Rebates | 402065-Network Power Management Software | WPSDGENROE0001-Rev00-Msr001 | System | Commercial | 35-OTI-OtherIndustrial-PROC_OTH | TRUE |  |  | Unit | RET | 26.76 | 15 | 0 | 0 | 0 | 11.76 | 200 |  | kWh | 0.02 | 0 | Commercial |  | Winter Only | [6 empty] | Small Boilers (<100 MMBtu/hr Heat Input):Uncontrolled | 5 | 0.6 | 0.6 | [11 empty] | 0% | 0% | 0% | 16896 | 0 | 0 | 0 | 0 | 0 | 0 | 0 | 0 | 0 | 0 | 2013 Qtr 1: 0; 2013 Qtr 2: 1168; 2013 Qtr 3: 2971; 2013 Qtr 4: 12757; 2014 Qtr 1: 0; 2014 Qtr 2: 0; 2014 Qtr 3: 0; 2014 Qtr 4: 0; 2015 Qtr 1: 0; 2015 Qtr 2: 0; 2015 Qtr 3: 0; 2015 Qtr 4: 0 | 16896
3223_SW-COM-Deemed Incentives-Commercial Rebates | 402067-Refrigerator - Early Replacement | Res-Refrig-ARP | 10 | Commercial | 01-ALC-AllCommercial-Refrig | TRUE |  |  | Unit | RET | 617.81 | 275 | 0 | 0 | 0 | 342.81 | 663 |  | kWh | 0.135 | -8.05 | Commercial |  | Winter Only | [6 empty] | Small Boilers (<100 MMBtu/hr Heat Input):Uncontrolled | 5 | 0.6 | 0.6 | [11 empty] | 0% | 0% | 0% | 2 | 0 | 0 | 0 | 0 | 0 | 0 | 0 | 0 | 0 | 0 | 2013 Qtr 1: 0; 2013 Qtr 2: 1; 2013 Qtr 3: 1; 2013 Qtr 4: 0; 2014 Qtr 1: 0; 2014 Qtr 2: 0; 2014 Qtr 3: 0; 2014 Qtr 4: 0; 2015 Qtr 1: 0; 2015 Qtr 2: 0; 2015 Qtr 3: 0; 2015 Qtr 4: 0 | 2
3223_SW-COM-Deemed Incentives-Commercial Rebates | 402067-Refrigerator - Early Replacement | Res-Refrig-ARP | 7 | Commercial | 01-ALC-AllCommercial-Refrig | TRUE |  |  | Unit | RET | 617.81 | 275 | 0 | 0 | 0 | 342.81 | 562 |  | kWh | 0.092 | -7.58 | Commercial |  | Winter Only | [6 empty] | Small Boilers (<100 MMBtu/hr Heat Input):Uncontrolled | 5 | 0.6 | 0.6 | [11 empty] | 0% | 0% | 0% | 13 | 0 | 0 | 0 | 0 | 0 | 0 | 0 | 0 | 0 | 0 | 2013 Qtr 1: 2; 2013 Qtr 2: 5; 2013 Qtr 3: 1; 2013 Qtr 4: 5; 2014 Qtr 1: 0; 2014 Qtr 2: 0; 2014 Qtr 3: 0; 2014 Qtr 4: 0; 2015 Qtr 1: 0; 2015 Qtr 2: 0; 2015 Qtr 3: 0; 2015 Qtr 4: 0 | 13
3223_SW-COM-Deemed Incentives-Commercial Rebates | 402135-Food Service - Steamer-Electric | WPSDGENRCC0001-Rev03-Msr001 | System | Commercial | 35-OTI-OtherIndustrial-PROC_OTH | TRUE |  |  | Unit | ROB | 2132 | 1250 | 0 | 0 | 0 | 882 | 30156 |  | kWh | 6.9 | 0 | Commercial |  | Winter Only | [6 empty] | Small Boilers (<100 MMBtu/hr Heat Input):Uncontrolled | 12 | 0.6 | 0.6 | [11 empty] | 0% | 0% | 0% | 2 | 0 | 0 | 0 | 0 | 0 | 0 | 0 | 0 | 0 | 0 | 2013 Qtr 1: 0; 2013 Qtr 2: 0; 2013 Qtr 3: 0; 2013 Qtr 4: 2; 2014 Qtr 1: 0; 2014 Qtr 2: 0; 2014 Qtr 3: 0; 2014 Qtr 4: 0; 2015 Qtr 1: 0; 2015 Qtr 2: 0; 2015 Qtr 3: 0; 2015 Qtr 4: 0 | 2
3223_SW-COM-Deemed Incentives-Commercial Rebates | 402136-Food Service - Steamer-Gas | WPSDGENRCC0001-Rev03-Msr002 | System | Commercial | 35-OTI-OtherIndustrial-PROC_OTH |  |  |  | Unit | ROB | 2901 | 2000 | 0 | 0 | 0 | 901 | 0 |  | kWh | 0 | 3707 | Commercial |  | Annual | [6 empty] | Small Boilers (<100 MMBtu/hr Heat Input):Uncontrolled | 12 | 0.6 | 0.6 | [11 empty] | 0% | 0% | 0% | 4 | 0 | 0 | 0 | 0 | 0 | 0 | 0 | 0 | 0 | 0 | 2013 Qtr 1: 0; 2013 Qtr 2: 2; 2013 Qtr 3: 2; 2013 Qtr 4: 0; 2014 Qtr 1: 0; 2014 Qtr 2: 0; 2014 Qtr 3: 0; 2014 Qtr 4: 0; 2015 Qtr 1: 0; 2015 Qtr 2: 0; 2015 Qtr 3: 0; 2015 Qtr 4: 0 | 4
3223_SW-COM-Deemed Incentives-Commercial Rebates | 402140-Lighting - 8 Ft T-8 with Elec. Ballast | WPSDGENRLG0013-Rev04-Msr004 | 7 | Commercial | NON_res:DEER:Indoor_Non-CFL_Ltg | TRUE |  |  | Fixture | RET | 32.5 | 9 | 0 | 0 | 0 | 23.5 | 225.0281 |  | kWh | 0.06294 | -0.3125 | Commercial |  | Winter Only | [6 empty] | Small Boilers (<100 MMBtu/hr Heat Input):Uncontrolled | 15 | 0.7 | 0.7 |  |  |  | 0.78 | [7 empty] | 0% | 0% | 0% | 138 | 0 | 0 | 0 | 0 | 0 | 0 | 0 | 0 | 0 | 0 | 2013 Qtr 1: 0; 2013 Qtr 2: 111; 2013 Qtr 3: 0; 2013 Qtr 4: 27; 2014 Qtr 1: 0; 2014 Qtr 2: 0; 2014 Qtr 3: 0; 2014 Qtr 4: 0; 2015 Qtr 1: 0; 2015 Qtr 2: 0; 2015 Qtr 3: 0; 2015 Qtr 4: 0 | 138
3223_SW-COM-Deemed Incentives-Commercial Rebates | 402144-Lighting - Remove 8 Ft T-8 (De-Lamp) | WPSDGENRLG0022-Rev03-Msr004 | 7 | Commercial | NON_res:DEER:Indoor_CFL_Ltg | TRUE |  |  | Lamp | RET | 25.86 | 15 | 0 | 0 | 0 | 10.86 | 304.1444 |  | kWh | 0.070995 | -0.12278 | Commercial |  | Winter Only | [6 empty] | Small Boilers (<100 MMBtu/hr Heat Input):Uncontrolled | 15 | 0.7 | 0.7 | [11 empty] | 0% | 0% | 0% | 188 | 0 | 0 | 0 | 0 | 0 | 0 | 0 | 0 | 0 | 0 | 2013 Qtr 1: 0; 2013 Qtr 2: 49; 2013 Qtr 3: 6; 2013 Qtr 4: 133; 2014 Qtr 1: 0; 2014 Qtr 2: 0; 2014 Qtr 3: 0; 2014 Qtr 4: 0; 2015 Qtr 1: 0; 2015 Qtr 2: 0; 2015 Qtr 3: 0; 2015 Qtr 4: 0 | 188
3223_SW-COM-Deemed Incentives-Commercial Rebates | 402145-Lighting - Screw in 14-26 Watt Reflector Lamp | Com-Lighting-InGen_CFLratio0357_CFLscw-15w | 10 | Commercial | NON_res:DEER:Indoor_CFL_Ltg | TRUE |  |  | Lamp | RET | 15.4 | 4 | 0 | 0 | 0 | 11.4 | 208 |  | kWh | 0.0383 | -0.944 | Commercial |  | Winter Only | [6 empty] | Small Boilers (<100 MMBtu/hr Heat Input):Uncontrolled | 2.08 | 0.53 | 0.53 |  |  |  | 0.99 | [7 empty] | 0% | 0% | 0% | 9 | 0 | 0 | 0 | 0 | 0 | 0 | 0 | 0 | 0 | 0 | 2013 Qtr 1: 0; 2013 Qtr 2: 0; 2013 Qtr 3: 0; 2013 Qtr 4: 9; 2014 Qtr 1: 0; 2014 Qtr 2: 0; 2014 Qtr 3: 0; 2014 Qtr 4: 0; 2015 Qtr 1: 0; 2015 Qtr 2: 0; 2015 Qtr 3: 0; 2015 Qtr 4: 0 | 9
3223_SW-COM-Deemed Incentives-Commercial Rebates | 402145-Lighting - Screw in 14-26 Watt Reflector Lamp | Com-Lighting-InGen_CFLratio0357_CFLscw-15w | 7 | Commercial | NON_res:DEER:Indoor_CFL_Ltg | TRUE |  |  | Lamp | RET | 15.4 | 4 | 0 | 0 | 0 | 11.4 | 134 |  | kWh | 0.0308 | -0.243 | Commercial |  | Winter Only | [6 empty] | Small Boilers (<100 MMBtu/hr Heat Input):Uncontrolled | 3.33 | 0.53 | 0.53 |  |  |  | 0.99 | [7 empty] | 0% | 0% | 0% | 1228 | 0 | 0 | 0 | 0 | 0 | 0 | 0 | 0 | 0 | 0 | 2013 Qtr 1: 0; 2013 Qtr 2: 0; 2013 Qtr 3: 220; 2013 Qtr 4: 1008; 2014 Qtr 1: 0; 2014 Qtr 2: 0; 2014 Qtr 3: 0; 2014 Qtr 4: 0; 2015 Qtr 1: 0; 2015 Qtr 2: 0; 2015 Qtr 3: 0; 2015 Qtr 4: 0 | 1228
3223_SW-COM-Deemed Incentives-Commercial Rebates | 402145-Lighting - Screw in 14-26 Watt Reflector Lamp | Com-Lighting-InGen_CFLratio0357_CFLscw-15w | 7 | Commercial | NON_res:DEER:Indoor_CFL_Ltg | TRUE |  |  | Lamp | RET | 15.4 | 4 | 0 | 0 | 0 | 11.4 | 206 |  | kWh | 0.0377 | -0.944 | Commercial |  | Winter Only | [6 empty] | Small Boilers (<100 MMBtu/hr Heat Input):Uncontrolled | 2.08 | 0.53 | 0.53 |  |  |  | 0.99 | [7 empty] | 0% | 0% | 0% | 6 | 0 | 0 | 0 | 0 | 0 | 0 | 0 | 0 | 0 | 0 | 2013 Qtr 1: 0; 2013 Qtr 2: 0; 2013 Qtr 3: 0; 2013 Qtr 4: 6; 2014 Qtr 1: 0; 2014 Qtr 2: 0; 2014 Qtr 3: 0; 2014 Qtr 4: 0; 2015 Qtr 1: 0; 2015 Qtr 2: 0; 2015 Qtr 3: 0; 2015 Qtr 4: 0 | 6
3223_SW-COM-Deemed Incentives-Commercial Rebates | 402146-Lighting - Time Clocks | D03-010 | System | Commercial | NON_res:DEER:Indoor_Non-CFL_Ltg | TRUE |  |  | Time Clock | RET | 102.78 | 15 | 0 | 0 | 0 | 87.78 | 604 |  | kWh | 0.0238 | -3.56 | Commercial |  | Winter Only | [6 empty] | Small Boilers (<100 MMBtu/hr Heat Input):Uncontrolled | 8 | 0.6 | 0.6 | [11 empty] | 0% | 0% | 0% | 5 | 0 | 0 | 0 | 0 | 0 | 0 | 0 | 0 | 0 | 0 | 2013 Qtr 1: 0; 2013 Qtr 2: 4; 2013 Qtr 3: 0; 2013 Qtr 4: 1; 2014 Qtr 1: 0; 2014 Qtr 2: 0; 2014 Qtr 3: 0; 2014 Qtr 4: 0; 2015 Qtr 1: 0; 2015 Qtr 2: 0; 2015 Qtr 3: 0; 2015 Qtr 4: 0 | 5
3223_SW-COM-Deemed Incentives-Commercial Rebates | 402148-Lighting-Wall or Ceiling-mounted Lighting Sensor >= 500 watts | WPSDGENRLG0016-Rev04-Msr001 | 10 | Commercial | NON_res:DEER:Indoor_Non-CFL_Ltg | TRUE |  |  | Sensor | RET | 77.28 | 50 | 0 | 0 | 0 | 27.28 | 52 |  | kWh | 0.0054 | -0.11 | Commercial |  | Winter Only | [6 empty] | Small Boilers (<100 MMBtu/hr Heat Input):Uncontrolled | 8 | 0.6 | 0.6 | [11 empty] | 0% | 0% | 0% | 11 | 0 | 0 | 0 | 0 | 0 | 0 | 0 | 0 | 0 | 0 | 2013 Qtr 1: 0; 2013 Qtr 2: 0; 2013 Qtr 3: 0; 2013 Qtr 4: 11; 2014 Qtr 1: 0; 2014 Qtr 2: 0; 2014 Qtr 3: 0; 2014 Qtr 4: 0; 2015 Qtr 1: 0; 2015 Qtr 2: 0; 2015 Qtr 3: 0; 2015 Qtr 4: 0 | 11
3223_SW-COM-Deemed Incentives-Commercial Rebates | 402148-Lighting-Wall or Ceiling-mounted Lighting Sensor >= 500 watts | WPSDGENRLG0016-Rev04-Msr001 | 7 | Commercial | NON_res:DEER:Indoor_Non-CFL_Ltg | TRUE |  |  | Sensor | RET | 77.28 | 50 | 0 | 0 | 0 | 27.28 | 416.9655 |  | kWh | 0.10163 | -4.2857 | Commercial |  | Winter Only | [6 empty] | Small Boilers (<100 MMBtu/hr Heat Input):Uncontrolled | 8 | 0.6 | 0.6 | [11 empty] | 0% | 0% | 0% | 58 | 0 | 0 | 0 | 0 | 0 | 0 | 0 | 0 | 0 | 0 | 2013 Qtr 1: 0; 2013 Qtr 2: 49; 2013 Qtr 3: 0; 2013 Qtr 4: 9; 2014 Qtr 1: 0; 2014 Qtr 2: 0; 2014 Qtr 3: 0; 2014 Qtr 4: 0; 2015 Qtr 1: 0; 2015 Qtr 2: 0; 2015 Qtr 3: 0; 2015 Qtr 4: 0 | 58
3223_SW-COM-Deemed Incentives-Commercial Rebates | 402150-Refrigeration - Food Service -Auto Closer for Main Cooler Doors | WPSDGENRRN0110-Rev00-Msr001 | System | Commercial | 01-ALC-AllCommercial-Refrig | TRUE |  |  | Unit | RET | 156.82 | 75 | 0 | 0 | 0 | 81.82 | 1041.84 |  | kWh | 0.222 | 0 | Commercial |  | Winter Only | [6 empty] | Small Boilers (<100 MMBtu/hr Heat Input):Uncontrolled | 8 | 0.6 | 0.6 | [11 empty] | 0% | 0% | 0% | 13 | 0 | 0 | 0 | 0 | 0 | 0 | 0 | 0 | 0 | 0 | 2013 Qtr 1: 0; 2013 Qtr 2: 3; 2013 Qtr 3: 6; 2013 Qtr 4: 4; 2014 Qtr 1: 0; 2014 Qtr 2: 0; 2014 Qtr 3: 0; 2014 Qtr 4: 0; 2015 Qtr 1: 0; 2015 Qtr 2: 0; 2015 Qtr 3: 0; 2015 Qtr 4: 0 | 13
3223_SW-COM-Deemed Incentives-Commercial Rebates | 402151-Refrigeration - Food Service -Auto Closer for Main Freezer Doors | WPSDGENRRN0110-Rev00-Msr002 | System | Commercial | 01-ALC-AllCommercial-Refrig | TRUE |  |  | Unit | RET | 156.82 | 75 | 0 | 0 | 0 | 81.82 | 2710.46 |  | kWh | 0.148 | 0 | Commercial |  | Winter Only | [6 empty] | Small Boilers (<100 MMBtu/hr Heat Input):Uncontrolled | 8 | 0.6 | 0.6 | [11 empty] | 0% | 0% | 0% | 3 | 0 | 0 | 0 | 0 | 0 | 0 | 0 | 0 | 0 | 0 | 2013 Qtr 1: 0; 2013 Qtr 2: 0; 2013 Qtr 3: 3; 2013 Qtr 4: 0; 2014 Qtr 1: 0; 2014 Qtr 2: 0; 2014 Qtr 3: 0; 2014 Qtr 4: 0; 2015 Qtr 1: 0; 2015 Qtr 2: 0; 2015 Qtr 3: 0; 2015 Qtr 4: 0 | 3
3223_SW-COM-Deemed Incentives-Commercial Rebates | 402152-Refrigeration - New Refrigeration Case w/Doors-Low Temperature Case | D03-207 | System | Commercial | 01-ALC-AllCommercial-Refrig | TRUE |  |  | linear ft | ROB | 515.58 | 174.785 | 0 | 0 | 0 | 340.795 | 114 |  | kWh | 0.0431 | 21.7 | Commercial |  | Winter Only | [6 empty] | Small Boilers (<100 MMBtu/hr Heat Input):Uncontrolled | 12 | 0.6 | 0.6 | [11 empty] | 0% | 0% | 0% | 350 | 0 | 0 | 0 | 0 | 0 | 0 | 0 | 0 | 0 | 0 | 2013 Qtr 1: 0; 2013 Qtr 2: 36; 2013 Qtr 3: 143; 2013 Qtr 4: 171; 2014 Qtr 1: 0; 2014 Qtr 2: 0; 2014 Qtr 3: 0; 2014 Qtr 4: 0; 2015 Qtr 1: 0; 2015 Qtr 2: 0; 2015 Qtr 3: 0; 2015 Qtr 4: 0 | 350
3223_SW-COM-Deemed Incentives-Commercial Rebates | 402153-Refrigeration - New Refrigeration Case w/Doors-Medium Temperature Case | D03-207 | System | Commercial | 01-ALC-AllCommercial-Refrig | TRUE |  |  | Fixture LnFt | ROB | 515.58 | 76.71 | 0 | 0 | 0 | 438.87 | 114 |  | kWh | 0.0431 | 21.7 | Commercial |  | Winter Only | [6 empty] | Small Boilers (<100 MMBtu/hr Heat Input):Uncontrolled | 12 | 0.6 | 0.6 | [11 empty] | 0% | 0% | 0% | 25 | 0 | 0 | 0 | 0 | 0 | 0 | 0 | 0 | 0 | 0 | 2013 Qtr 1: 0; 2013 Qtr 2: 20; 2013 Qtr 3: 5; 2013 Qtr 4: 0; 2014 Qtr 1: 0; 2014 Qtr 2: 0; 2014 Qtr 3: 0; 2014 Qtr 4: 0; 2015 Qtr 1: 0; 2015 Qtr 2: 0; 2015 Qtr 3: 0; 2015 Qtr 4: 0 | 25
3223_SW-COM-Deemed Incentives-Commercial Rebates | 402156-Refrigeration - Night Covers for Display Cases Med Temp | D03-205 | 7 | Commercial | 01-ALC-AllCommercial-Refrig | TRUE |  |  | linear ft | RET | 42.2 | 3.5 | 0 | 0 | 0 | 38.7 | 12.6 |  | kWh | -0.00323 | 1.31 | Commercial |  | Winter Only | [6 empty] | Small Boilers (<100 MMBtu/hr Heat Input):Uncontrolled | 5 | 0.6 | 0.6 | [11 empty] | 0% | 0% | 0% | 312 | 0 | 0 | 0 | 0 | 0 | 0 | 0 | 0 | 0 | 0 | 2013 Qtr 1: 0; 2013 Qtr 2: 0; 2013 Qtr 3: 312; 2013 Qtr 4: 0; 2014 Qtr 1: 0; 2014 Qtr 2: 0; 2014 Qtr 3: 0; 2014 Qtr 4: 0; 2015 Qtr 1: 0; 2015 Qtr 2: 0; 2015 Qtr 3: 0; 2015 Qtr 4: 0 | 312
3223_SW-COM-Deemed Incentives-Commercial Rebates | 402159-Food Service - Glass-Door Reach In Freezer >50' | WPSDGENRRN0010-Rev00-Msr008 | System | Commercial | 01-ALC-AllCommercial-Refrig | TRUE |  |  | Unit | ROB | 1709 | 1000 | 0 | 0 | 0 | 709 | 1350.5 |  | kWh | 0.139 | 0 | Commercial |  | Winter Only | [6 empty] | Small Boilers (<100 MMBtu/hr Heat Input):Uncontrolled | 12 | 0.6 | 0.6 | [11 empty] | 0% | 0% | 0% | 3 | 0 | 0 | 0 | 0 | 0 | 0 | 0 | 0 | 0 | 0 | 2013 Qtr 1: 0; 2013 Qtr 2: 0; 2013 Qtr 3: 2; 2013 Qtr 4: 1; 2014 Qtr 1: 0; 2014 Qtr 2: 0; 2014 Qtr 3: 0; 2014 Qtr 4: 0; 2015 Qtr 1: 0; 2015 Qtr 2: 0; 2015 Qtr 3: 0; 2015 Qtr 4: 0 | 3
3223_SW-COM-Deemed Incentives-Commercial Rebates | 402161-Food Service - Glass-Door Reach In Freezer 30-49' | WPSDGENRRN0010-Rev00-Msr012 | System | Commercial | 01-ALC-AllCommercial-Refrig | TRUE |  |  | Unit | ROB | 1839 | 500 | 0 | 0 | 0 | 1339 | 1357.07 |  | kWh | 0.15492 | 0 | Commercial |  | Winter Only | [6 empty] | Small Boilers (<100 MMBtu/hr Heat Input):Uncontrolled | 12 | 0.6 | 0.6 | [11 empty] | 0% | 0% | 0% | 1 | 0 | 0 | 0 | 0 | 0 | 0 | 0 | 0 | 0 | 0 | 2013 Qtr 1: 0; 2013 Qtr 2: 0; 2013 Qtr 3: 1; 2013 Qtr 4: 0; 2014 Qtr 1: 0; 2014 Qtr 2: 0; 2014 Qtr 3: 0; 2014 Qtr 4: 0; 2015 Qtr 1: 0; 2015 Qtr 2: 0; 2015 Qtr 3: 0; 2015 Qtr 4: 0 | 1
3223_SW-COM-Deemed Incentives-Commercial Rebates | 402162-Food Service - Glass-Door Reach In Refrigerator <15' | WPSDGENRRN0010-Rev00-Msr009 | System | Commercial | 01-ALC-AllCommercial-Refrig | TRUE |  |  | Unit | ROB | 392 | 75 | 0 | 0 | 0 | 317 | 711.75 |  | kWh | 0.08125 | 0 | Commercial |  | Winter Only | [6 empty] | Small Boilers (<100 MMBtu/hr Heat Input):Uncontrolled | 12 | 0.6 | 0.6 | [11 empty] | 0% | 0% | 0% | 1 | 0 | 0 | 0 | 0 | 0 | 0 | 0 | 0 | 0 | 0 | 2013 Qtr 1: 0; 2013 Qtr 2: 0; 2013 Qtr 3: 1; 2013 Qtr 4: 0; 2014 Qtr 1: 0; 2014 Qtr 2: 0; 2014 Qtr 3: 0; 2014 Qtr 4: 0; 2015 Qtr 1: 0; 2015 Qtr 2: 0; 2015 Qtr 3: 0; 2015 Qtr 4: 0 | 1
3223_SW-COM-Deemed Incentives-Commercial Rebates | 402164-Food Service - Glass-Door Reach In Refrigerator 15-29' | WPSDGENRRN0010-Rev00-Msr002 | System | Commercial | 01-ALC-AllCommercial-Refrig | TRUE |  |  | Unit | ROB | 1094 | 100 | 0 | 0 | 0 | 994 | 649.7 |  | kWh | 0.067 | 0 | Commercial |  | Winter Only | [6 empty] | Small Boilers (<100 MMBtu/hr Heat Input):Uncontrolled | 12 | 0.6 | 0.6 | [11 empty] | 0% | 0% | 0% | 2 | 0 | 0 | 0 | 0 | 0 | 0 | 0 | 0 | 0 | 0 | 2013 Qtr 1: 1; 2013 Qtr 2: 1; 2013 Qtr 3: 0; 2013 Qtr 4: 0; 2014 Qtr 1: 0; 2014 Qtr 2: 0; 2014 Qtr 3: 0; 2014 Qtr 4: 0; 2015 Qtr 1: 0; 2015 Qtr 2: 0; 2015 Qtr 3: 0; 2015 Qtr 4: 0 | 2
3223_SW-COM-Deemed Incentives-Commercial Rebates | 402165-Food Service - Glass-Door Reach In Refrigerator 30-49' | WPSDGENRRN0010-Rev00-Msr012 | System | Commercial | 01-ALC-AllCommercial-Refrig | TRUE |  |  | Unit | ROB | 1839 | 125 | 0 | 0 | 0 | 1714 | 1357.07 |  | kWh | 0.15492 | 0 | Commercial |  | Winter Only | [6 empty] | Small Boilers (<100 MMBtu/hr Heat Input):Uncontrolled | 12 | 0.6 | 0.6 | [11 empty] | 0% | 0% | 0% | 2 | 0 | 0 | 0 | 0 | 0 | 0 | 0 | 0 | 0 | 0 | 2013 Qtr 1: 0; 2013 Qtr 2: 0; 2013 Qtr 3: 2; 2013 Qtr 4: 0; 2014 Qtr 1: 0; 2014 Qtr 2: 0; 2014 Qtr 3: 0; 2014 Qtr 4: 0; 2015 Qtr 1: 0; 2015 Qtr 2: 0; 2015 Qtr 3: 0; 2015 Qtr 4: 0 | 2
3223_SW-COM-Deemed Incentives-Commercial Rebates | 402166-Food Service - Solid-Door Reach In Freezer <15' | WPSDGENRRN0010-Rev00-Msr004 | System | Commercial | 01-ALC-AllCommercial-Refrig | TRUE |  |  | Unit | ROB | 590 | 100 | 0 | 0 | 0 | 490 | 587.65 |  | kWh | 0.06 | 0 | Commercial |  | Winter Only | [6 empty] | Small Boilers (<100 MMBtu/hr Heat Input):Uncontrolled | 12 | 0.6 | 0.6 | [11 empty] | 0% | 0% | 0% | 1 | 0 | 0 | 0 | 0 | 0 | 0 | 0 | 0 | 0 | 0 | 2013 Qtr 1: 0; 2013 Qtr 2: 0; 2013 Qtr 3: 0; 2013 Qtr 4: 1; 2014 Qtr 1: 0; 2014 Qtr 2: 0; 2014 Qtr 3: 0; 2014 Qtr 4: 0; 2015 Qtr 1: 0; 2015 Qtr 2: 0; 2015 Qtr 3: 0; 2015 Qtr 4: 0 | 1
3223_SW-COM-Deemed Incentives-Commercial Rebates | 402168-Food Service - Solid-Door Reach In Freezer 15-29' | WPSDGENRRN0010-Rev00-Msr005 | System | Commercial | 01-ALC-AllCommercial-Refrig | TRUE |  |  | Unit | ROB | 595 | 150 | 0 | 0 | 0 | 445 | 1200.85 |  | kWh | 0.123 | 0 | Commercial |  | Winter Only | [6 empty] | Small Boilers (<100 MMBtu/hr Heat Input):Uncontrolled | 12 | 0.6 | 0.6 | [11 empty] | 0% | 0% | 0% | 15 | 0 | 0 | 0 | 0 | 0 | 0 | 0 | 0 | 0 | 0 | 2013 Qtr 1: 1; 2013 Qtr 2: 10; 2013 Qtr 3: 3; 2013 Qtr 4: 1; 2014 Qtr 1: 0; 2014 Qtr 2: 0; 2014 Qtr 3: 0; 2014 Qtr 4: 0; 2015 Qtr 1: 0; 2015 Qtr 2: 0; 2015 Qtr 3: 0; 2015 Qtr 4: 0 | 15
3223_SW-COM-Deemed Incentives-Commercial Rebates | 402169-Food Service - Solid-Door Reach In Freezer 30-49' | WPSDGENRRN0010-Rev00-Msr006 | System | Commercial | 01-ALC-AllCommercial-Refrig | TRUE |  |  | Unit | ROB | 640 | 300 | 0 | 0 | 0 | 340 | 2076.85 |  | kWh | 0.213 | 0 | Commercial |  | Winter Only | [6 empty] | Small Boilers (<100 MMBtu/hr Heat Input):Uncontrolled | 12 | 0.6 | 0.6 | [11 empty] | 0% | 0% | 0% | 11 | 0 | 0 | 0 | 0 | 0 | 0 | 0 | 0 | 0 | 0 | 2013 Qtr 1: 0; 2013 Qtr 2: 7; 2013 Qtr 3: 4; 2013 Qtr 4: 0; 2014 Qtr 1: 0; 2014 Qtr 2: 0; 2014 Qtr 3: 0; 2014 Qtr 4: 0; 2015 Qtr 1: 0; 2015 Qtr 2: 0; 2015 Qtr 3: 0; 2015 Qtr 4: 0 | 11
3223_SW-COM-Deemed Incentives-Commercial Rebates | 402170-Food Service - Solid-Door Reach In Refrigerator <15' | WPSDGENRRN0010-Rev00-Msr001 | System | Commercial | 01-ALC-AllCommercial-Refrig | TRUE |  |  | Unit | ROB | 130 | 50 | 0 | 0 | 0 | 80 | 445.3 |  | kWh | 0.046 | 0 | Commercial |  | Winter Only | [6 empty] | Small Boilers (<100 MMBtu/hr Heat Input):Uncontrolled | 12 | 0.6 | 0.6 | [11 empty] | 0% | 0% | 0% | 8 | 0 | 0 | 0 | 0 | 0 | 0 | 0 | 0 | 0 | 0 | 2013 Qtr 1: 0; 2013 Qtr 2: 2; 2013 Qtr 3: 3; 2013 Qtr 4: 3; 2014 Qtr 1: 0; 2014 Qtr 2: 0; 2014 Qtr 3: 0; 2014 Qtr 4: 0; 2015 Qtr 1: 0; 2015 Qtr 2: 0; 2015 Qtr 3: 0; 2015 Qtr 4: 0 | 8
3223_SW-COM-Deemed Incentives-Commercial Rebates | 402171-Food Service - Solid-Door Reach In Refrigerator >50' | WPSDGENRRN0010-Rev00-Msr008 | System | Commercial | 01-ALC-AllCommercial-Refrig | TRUE |  |  | Unit | ROB | 1709 | 200 | 0 | 0 | 0 | 1509 | 1350.5 |  | kWh | 0.139 | 0 | Commercial |  | Winter Only | [6 empty] | Small Boilers (<100 MMBtu/hr Heat Input):Uncontrolled | 12 | 0.6 | 0.6 | [11 empty] | 0% | 0% | 0% | 1 | 0 | 0 | 0 | 0 | 0 | 0 | 0 | 0 | 0 | 0 | 2013 Qtr 1: 1; 2013 Qtr 2: 0; 2013 Qtr 3: 0; 2013 Qtr 4: 0; 2014 Qtr 1: 0; 2014 Qtr 2: 0; 2014 Qtr 3: 0; 2014 Qtr 4: 0; 2015 Qtr 1: 0; 2015 Qtr 2: 0; 2015 Qtr 3: 0; 2015 Qtr 4: 0 | 1
3223_SW-COM-Deemed Incentives-Commercial Rebates | 402172-Food Service - Solid-Door Reach In Refrigerator 15-29' | WPSDGENRRN0010-Rev00-Msr002 | System | Commercial | 01-ALC-AllCommercial-Refrig | TRUE |  |  | Unit | ROB | 1094 | 75 | 0 | 0 | 0 | 1019 | 649.7 |  | kWh | 0.067 | 0 | Commercial |  | Winter Only | [6 empty] | Small Boilers (<100 MMBtu/hr Heat Input):Uncontrolled | 12 | 0.6 | 0.6 | [11 empty] | 0% | 0% | 0% | 7 | 0 | 0 | 0 | 0 | 0 | 0 | 0 | 0 | 0 | 0 | 2013 Qtr 1: 1; 2013 Qtr 2: 2; 2013 Qtr 3: 2; 2013 Qtr 4: 2; 2014 Qtr 1: 0; 2014 Qtr 2: 0; 2014 Qtr 3: 0; 2014 Qtr 4: 0; 2015 Qtr 1: 0; 2015 Qtr 2: 0; 2015 Qtr 3: 0; 2015 Qtr 4: 0 | 7
3223_SW-COM-Deemed Incentives-Commercial Rebates | 402173-Food Service - Solid-Door Reach In Refrigerator 30-49' | WPSDGENRRN0010-Rev00-Msr003 | System | Commercial | 01-ALC-AllCommercial-Refrig | TRUE |  |  | Unit | ROB | 1379 | 125 | 0 | 0 | 0 | 1254 | 941.7 |  | kWh | 0.096 | 0 | Commercial |  | Winter Only | [6 empty] | Small Boilers (<100 MMBtu/hr Heat Input):Uncontrolled | 12 | 0.6 | 0.6 | [11 empty] | 0% | 0% | 0% | 2 | 0 | 0 | 0 | 0 | 0 | 0 | 0 | 0 | 0 | 0 | 2013 Qtr 1: 1; 2013 Qtr 2: 0; 2013 Qtr 3: 0; 2013 Qtr 4: 1; 2014 Qtr 1: 0; 2014 Qtr 2: 0; 2014 Qtr 3: 0; 2014 Qtr 4: 0; 2015 Qtr 1: 0; 2015 Qtr 2: 0; 2015 Qtr 3: 0; 2015 Qtr 4: 0 | 2
3223_SW-COM-Deemed Incentives-Commercial Rebates | 402175-Lighting - Exterior Compact Fluorescent Fixture <=70 watts | WPSDGENRLG0006-Rev04-Msr007 | System | Commercial | NON_res:DEER:Indoor_Non-CFL_Ltg | TRUE |  |  | Fixture | RET | 140 | 10 | 0 | 0 | 0 | 130 | 159.9 |  | kWh | 0 | 0 | Commercial |  | Winter Only | [6 empty] | Small Boilers (<100 MMBtu/hr Heat Input):Uncontrolled | 16 | 0.6 | 0.6 | [11 empty] | 0% | 0% | 0% | 118 | 0 | 0 | 0 | 0 | 0 | 0 | 0 | 0 | 0 | 0 | 2013 Qtr 1: 0; 2013 Qtr 2: 10; 2013 Qtr 3: 9; 2013 Qtr 4: 99; 2014 Qtr 1: 0; 2014 Qtr 2: 0; 2014 Qtr 3: 0; 2014 Qtr 4: 0; 2015 Qtr 1: 0; 2015 Qtr 2: 0; 2015 Qtr 3: 0; 2015 Qtr 4: 0 | 118
3223_SW-COM-Deemed Incentives-Commercial Rebates | 402176-Lighting - Exterior Induction Fixture <=100 watts | WPSDGENRLG0003-Rev03-Msr002 | System | Commercial | NON_res:DEER:Indoor_Non-CFL_Ltg | TRUE |  |  | Fixture | RET | 270 | 35 | 0 | 0 | 0 | 235 | 430.5 |  | kWh | 0 | 0 | Commercial |  | Winter Only | [6 empty] | Small Boilers (<100 MMBtu/hr Heat Input):Uncontrolled | 15 | 0.6 | 0.6 | [11 empty] | 0% | 0% | 0% | 2437 | 0 | 0 | 0 | 0 | 0 | 0 | 0 | 0 | 0 | 0 | 2013 Qtr 1: 6; 2013 Qtr 2: 54; 2013 Qtr 3: 4; 2013 Qtr 4: 2373; 2014 Qtr 1: 0; 2014 Qtr 2: 0; 2014 Qtr 3: 0; 2014 Qtr 4: 0; 2015 Qtr 1: 0; 2015 Qtr 2: 0; 2015 Qtr 3: 0; 2015 Qtr 4: 0 | 2437
3223_SW-COM-Deemed Incentives-Commercial Rebates | 402177-Lighting - Exterior Induction Fixture <=120 watts | WPSDGENRLG0003-Rev03-Msr003 | System | Commercial | NON_res:DEER:Indoor_Non-CFL_Ltg | TRUE |  |  | Fixture | RET | 370 | 40 | 0 | 0 | 0 | 330 | 287 |  | kWh | 0 | 0 | Commercial |  | Winter Only | [6 empty] | Small Boilers (<100 MMBtu/hr Heat Input):Uncontrolled | 15 | 0.6 | 0.6 | [11 empty] | 0% | 0% | 0% | 90 | 0 | 0 | 0 | 0 | 0 | 0 | 0 | 0 | 0 | 0 | 2013 Qtr 1: 0; 2013 Qtr 2: 0; 2013 Qtr 3: 34; 2013 Qtr 4: 56; 2014 Qtr 1: 0; 2014 Qtr 2: 0; 2014 Qtr 3: 0; 2014 Qtr 4: 0; 2015 Qtr 1: 0; 2015 Qtr 2: 0; 2015 Qtr 3: 0; 2015 Qtr 4: 0 | 90
3223_SW-COM-Deemed Incentives-Commercial Rebates | 402178-Lighting - Exterior Induction Fixture <=180 watts | WPSDGENRLG0003-Rev03-Msr004 | System | Commercial | NON_res:DEER:Indoor_Non-CFL_Ltg | TRUE |  |  | Fixture | RET | 470 | 35 | 0 | 0 | 0 | 435 | 241.57 |  | kWh | 0 | 0 | Commercial |  | Winter Only | [6 empty] | Small Boilers (<100 MMBtu/hr Heat Input):Uncontrolled | 15 | 0.6 | 0.6 | [11 empty] | 0% | 0% | 0% | 2790 | 0 | 0 | 0 | 0 | 0 | 0 | 0 | 0 | 0 | 0 | 2013 Qtr 1: 4; 2013 Qtr 2: 0; 2013 Qtr 3: 4; 2013 Qtr 4: 2782; 2014 Qtr 1: 0; 2014 Qtr 2: 0; 2014 Qtr 3: 0; 2014 Qtr 4: 0; 2015 Qtr 1: 0; 2015 Qtr 2: 0; 2015 Qtr 3: 0; 2015 Qtr 4: 0 | 2790
3223_SW-COM-Deemed Incentives-Commercial Rebates | 402179-Lighting - Exterior Induction Fixture <=250 watts | WPSDGENRLG0003-Rev03-Msr005 | System | Commercial | NON_res:DEER:Indoor_Non-CFL_Ltg | TRUE |  |  | Fixture | RET | 570 | 90 | 0 | 0 | 0 | 480 | 852.8 |  | kWh | 0 | 0 | Commercial |  | Winter Only | [6 empty] | Small Boilers (<100 MMBtu/hr Heat Input):Uncontrolled | 15 | 0.6 | 0.6 | [11 empty] | 0% | 0% | 0% | 76 | 0 | 0 | 0 | 0 | 0 | 0 | 0 | 0 | 0 | 0 | 2013 Qtr 1: 11; 2013 Qtr 2: 23; 2013 Qtr 3: 0; 2013 Qtr 4: 42; 2014 Qtr 1: 0; 2014 Qtr 2: 0; 2014 Qtr 3: 0; 2014 Qtr 4: 0; 2015 Qtr 1: 0; 2015 Qtr 2: 0; 2015 Qtr 3: 0; 2015 Qtr 4: 0 | 76
3223_SW-COM-Deemed Incentives-Commercial Rebates | 402180-Lighting - Exterior Induction Fixture <=70 watts | WPSDGENRLG0003-Rev03-Msr001 | System | Commercial | NON_res:DEER:Indoor_Non-CFL_Ltg | TRUE |  |  | Fixture | RET | 270 | 25 | 0 | 0 | 0 | 245 | 299.3 |  | kWh | 0 | 0 | Commercial |  | Winter Only | [6 empty] | Small Boilers (<100 MMBtu/hr Heat Input):Uncontrolled | 15 | 0.6 | 0.6 | [11 empty] | 0% | 0% | 0% | 90 | 0 | 0 | 0 | 0 | 0 | 0 | 0 | 0 | 0 | 0 | 2013 Qtr 1: 0; 2013 Qtr 2: 5; 2013 Qtr 3: 2; 2013 Qtr 4: 83; 2014 Qtr 1: 0; 2014 Qtr 2: 0; 2014 Qtr 3: 0; 2014 Qtr 4: 0; 2015 Qtr 1: 0; 2015 Qtr 2: 0; 2015 Qtr 3: 0; 2015 Qtr 4: 0 | 90
3223_SW-COM-Deemed Incentives-Commercial Rebates | 402181-Lighting - Exterior Pulse Start/Ceramic Metal Halide Fixtures <=100 watts | WPSDGENRLG0003-Rev03-Msr002 | System | Commercial | NON_res:DEER:Indoor_Non-CFL_Ltg | TRUE |  |  | Fixture | RET | 270 | 10 | 0 | 0 | 0 | 260 | 430.5 |  | kWh | 0 | 0 | Commercial |  | Winter Only | [6 empty] | Small Boilers (<100 MMBtu/hr Heat Input):Uncontrolled | 15 | 0.6 | 0.6 | [11 empty] | 0% | 0% | 0% | 10 | 0 | 0 | 0 | 0 | 0 | 0 | 0 | 0 | 0 | 0 | 2013 Qtr 1: 0; 2013 Qtr 2: 10; 2013 Qtr 3: 0; 2013 Qtr 4: 0; 2014 Qtr 1: 0; 2014 Qtr 2: 0; 2014 Qtr 3: 0; 2014 Qtr 4: 0; 2015 Qtr 1: 0; 2015 Qtr 2: 0; 2015 Qtr 3: 0; 2015 Qtr 4: 0 | 10
3223_SW-COM-Deemed Incentives-Commercial Rebates | 402182-Lighting - Exterior Pulse Start/Ceramic Metal Halide Fixtures <=125 watts | WPSDGENRLG0003-Rev03-Msr003 | System | Commercial | NON_res:DEER:Indoor_Non-CFL_Ltg | TRUE |  |  | Fixture | RET | 370 | 10 | 0 | 0 | 0 | 360 | 287 |  | kWh | 0 | 0 | Commercial |  | Winter Only | [6 empty] | Small Boilers (<100 MMBtu/hr Heat Input):Uncontrolled | 15 | 0.6 | 0.6 | [11 empty] | 0% | 0% | 0% | 3 | 0 | 0 | 0 | 0 | 0 | 0 | 0 | 0 | 0 | 0 | 2013 Qtr 1: 0; 2013 Qtr 2: 2; 2013 Qtr 3: 0; 2013 Qtr 4: 1; 2014 Qtr 1: 0; 2014 Qtr 2: 0; 2014 Qtr 3: 0; 2014 Qtr 4: 0; 2015 Qtr 1: 0; 2015 Qtr 2: 0; 2015 Qtr 3: 0; 2015 Qtr 4: 0 | 3
3223_SW-COM-Deemed Incentives-Commercial Rebates | 402183-Lighting - Exterior Pulse Start/Ceramic Metal Halide Fixtures <=175 watts | WPSDGENRLG0003-Rev03-Msr004 | System | Commercial | NON_res:DEER:Indoor_Non-CFL_Ltg | TRUE |  |  | Fixture | RET | 470 | 15 | 0 | 0 | 0 | 455 | 241.57 |  | kWh | 0 | 0 | Commercial |  | Winter Only | [6 empty] | Small Boilers (<100 MMBtu/hr Heat Input):Uncontrolled | 15 | 0.6 | 0.6 | [11 empty] | 0% | 0% | 0% | 32 | 0 | 0 | 0 | 0 | 0 | 0 | 0 | 0 | 0 | 0 | 2013 Qtr 1: 0; 2013 Qtr 2: 32; 2013 Qtr 3: 0; 2013 Qtr 4: 0; 2014 Qtr 1: 0; 2014 Qtr 2: 0; 2014 Qtr 3: 0; 2014 Qtr 4: 0; 2015 Qtr 1: 0; 2015 Qtr 2: 0; 2015 Qtr 3: 0; 2015 Qtr 4: 0 | 32
3223_SW-COM-Deemed Incentives-Commercial Rebates | 402184-Lighting - Exterior Pulse Start/Ceramic Metal Halide Fixtures <=250 watts | WPSDGENRLG0003-Rev03-Msr005 | System | Commercial | NON_res:DEER:Indoor_Non-CFL_Ltg | TRUE |  |  | Fixture | RET | 570 | 15 | 0 | 0 | 0 | 555 | 852.8 |  | kWh | 0 | 0 | Commercial |  | Winter Only | [6 empty] | Small Boilers (<100 MMBtu/hr Heat Input):Uncontrolled | 15 | 0.6 | 0.6 | [11 empty] | 0% | 0% | 0% | 47 | 0 | 0 | 0 | 0 | 0 | 0 | 0 | 0 | 0 | 0 | 2013 Qtr 1: 6; 2013 Qtr 2: 26; 2013 Qtr 3: 0; 2013 Qtr 4: 15; 2014 Qtr 1: 0; 2014 Qtr 2: 0; 2014 Qtr 3: 0; 2014 Qtr 4: 0; 2015 Qtr 1: 0; 2015 Qtr 2: 0; 2015 Qtr 3: 0; 2015 Qtr 4: 0 | 47
3223_SW-COM-Deemed Incentives-Commercial Rebates | 402185-Lighting - Exterior Pulse Start/Ceramic Metal Halide Fixtures <=70 watts | WPSDGENRLG0003-Rev03-Msr001 | System | Commercial | NON_res:DEER:Indoor_Non-CFL_Ltg | TRUE |  |  | Fixture | RET | 270 | 5 | 0 | 0 | 0 | 265 | 299.3 |  | kWh | 0 | 0 | Commercial |  | Winter Only | [6 empty] | Small Boilers (<100 MMBtu/hr Heat Input):Uncontrolled | 15 | 0.6 | 0.6 | [11 empty] | 0% | 0% | 0% | 55 | 0 | 0 | 0 | 0 | 0 | 0 | 0 | 0 | 0 | 0 | 2013 Qtr 1: 0; 2013 Qtr 2: 1; 2013 Qtr 3: 0; 2013 Qtr 4: 54; 2014 Qtr 1: 0; 2014 Qtr 2: 0; 2014 Qtr 3: 0; 2014 Qtr 4: 0; 2015 Qtr 1: 0; 2015 Qtr 2: 0; 2015 Qtr 3: 0; 2015 Qtr 4: 0 | 55
3223_SW-COM-Deemed Incentives-Commercial Rebates | 402186-Lighting - Exterior Pulse Start/Ceramic Metal Halide Fixtures <=750 watts | WPSDGENRLG0003-Rev03-Msr005 | System | Commercial | NON_res:DEER:Indoor_Non-CFL_Ltg | TRUE |  |  | Fixture | RET | 570 | 20 | 0 | 0 | 0 | 550 | 852.8 |  | kWh | 0 | 0 | Commercial |  | Winter Only | [6 empty] | Small Boilers (<100 MMBtu/hr Heat Input):Uncontrolled | 15 | 0.6 | 0.6 | [11 empty] | 0% | 0% | 0% | 34 | 0 | 0 | 0 | 0 | 0 | 0 | 0 | 0 | 0 | 0 | 2013 Qtr 1: 0; 2013 Qtr 2: 26; 2013 Qtr 3: 0; 2013 Qtr 4: 8; 2014 Qtr 1: 0; 2014 Qtr 2: 0; 2014 Qtr 3: 0; 2014 Qtr 4: 0; 2015 Qtr 1: 0; 2015 Qtr 2: 0; 2015 Qtr 3: 0; 2015 Qtr 4: 0 | 34
3223_SW-COM-Deemed Incentives-Commercial Rebates | 402187-Lighting - Interior Compact Fluorescent Fixture <=128 watts | WPSDGENRLG0006-Rev04-Msr003 | 7 | Commercial | NON_res:DEER:Indoor_Non-CFL_Ltg | TRUE |  |  | Fixture | RET | 180 | 20 | 0 | 0 | 0 | 160 | 350.3136 |  | kWh | 0.06825 | -0.37534 | Commercial |  | Winter Only | [6 empty] | Small Boilers (<100 MMBtu/hr Heat Input):Uncontrolled | 16 | 0.6 | 0.6 | [11 empty] | 0% | 0% | 0% | 12 | 0 | 0 | 0 | 0 | 0 | 0 | 0 | 0 | 0 | 0 | 2013 Qtr 1: 0; 2013 Qtr 2: 12; 2013 Qtr 3: 0; 2013 Qtr 4: 0; 2014 Qtr 1: 0; 2014 Qtr 2: 0; 2014 Qtr 3: 0; 2014 Qtr 4: 0; 2015 Qtr 1: 0; 2015 Qtr 2: 0; 2015 Qtr 3: 0; 2015 Qtr 4: 0 | 12
3223_SW-COM-Deemed Incentives-Commercial Rebates | 402191-Lighting - Interior Compact Fluorescent Fixture <=70 watts | WPSDGENRLG0006-Rev04-Msr002 | 10 | Commercial | NON_res:DEER:Indoor_Non-CFL_Ltg | TRUE |  |  | Fixture | RET | 214.36 | 15 | 0 | 0 | 0 | 199.36 | 175.1568 |  | kWh | 0.034125 | -0.26586 | Commercial |  | Winter Only | [6 empty] | Small Boilers (<100 MMBtu/hr Heat Input):Uncontrolled | 16 | 0.6 | 0.6 | [11 empty] | 0% | 0% | 0% | 22 | 0 | 0 | 0 | 0 | 0 | 0 | 0 | 0 | 0 | 0 | 2013 Qtr 1: 0; 2013 Qtr 2: 22; 2013 Qtr 3: 0; 2013 Qtr 4: 0; 2014 Qtr 1: 0; 2014 Qtr 2: 0; 2014 Qtr 3: 0; 2014 Qtr 4: 0; 2015 Qtr 1: 0; 2015 Qtr 2: 0; 2015 Qtr 3: 0; 2015 Qtr 4: 0 | 22
3223_SW-COM-Deemed Incentives-Commercial Rebates | 402191-Lighting - Interior Compact Fluorescent Fixture <=70 watts | WPSDGENRLG0006-Rev04-Msr002 | 7 | Commercial | NON_res:DEER:Indoor_Non-CFL_Ltg | TRUE |  |  | Fixture | RET | 214.36 | 15 | 0 | 0 | 0 | 199.36 | 139.6778 |  | kWh | 0.031494 | -0.23988 | Commercial |  | Winter Only | [6 empty] | Small Boilers (<100 MMBtu/hr Heat Input):Uncontrolled | 16 | 0.6 | 0.6 | [11 empty] | 0% | 0% | 0% | 279 | 0 | 0 | 0 | 0 | 0 | 0 | 0 | 0 | 0 | 0 | 2013 Qtr 1: 12; 2013 Qtr 2: 16; 2013 Qtr 3: 251; 2013 Qtr 4: 0; 2014 Qtr 1: 0; 2014 Qtr 2: 0; 2014 Qtr 3: 0; 2014 Qtr 4: 0; 2015 Qtr 1: 0; 2015 Qtr 2: 0; 2015 Qtr 3: 0; 2015 Qtr 4: 0 | 279
3223_SW-COM-Deemed Incentives-Commercial Rebates | 402197-Lighting - Interior Linear Fluorescent Fixture <=128 watts replacing 101-175 Watts | WPSDGENRLG0044-Rev04-Msr005 | 10 | Commercial | NON_res:DEER:Indoor_Non-CFL_Ltg | TRUE |  |  | Fixture | RET | 207 | 25 | 0 | 0 | 0 | 182 | 355.3494 |  | kWh | 0.076761 | -0.77928 | Commercial |  | Winter Only | [6 empty] | Small Boilers (<100 MMBtu/hr Heat Input):Uncontrolled | 15 | 0.7 | 0.7 |  |  |  | 0.78 | [7 empty] | 0% | 0% | 0% | 2 | 0 | 0 | 0 | 0 | 0 | 0 | 0 | 0 | 0 | 0 | 2013 Qtr 1: 0; 2013 Qtr 2: 0; 2013 Qtr 3: 2; 2013 Qtr 4: 0; 2014 Qtr 1: 0; 2014 Qtr 2: 0; 2014 Qtr 3: 0; 2014 Qtr 4: 0; 2015 Qtr 1: 0; 2015 Qtr 2: 0; 2015 Qtr 3: 0; 2015 Qtr 4: 0 | 2
3223_SW-COM-Deemed Incentives-Commercial Rebates | 402197-Lighting - Interior Linear Fluorescent Fixture <=128 watts replacing 101-175 Watts | WPSDGENRLG0044-Rev04-Msr005 | 10 | Commercial | NON_res:DEER:Indoor_Non-CFL_Ltg | TRUE |  |  | Fixture | RET | 207 | 25 | 0 | 0 | 0 | 182 | 441.577 |  | kWh | 0.076671 | -2.0735 | Commercial |  | Winter Only | [6 empty] | Small Boilers (<100 MMBtu/hr Heat Input):Uncontrolled | 13.31 | 0.7 | 0.7 |  |  |  | 0.78 | [7 empty] | 0% | 0% | 0% | 227 | 0 | 0 | 0 | 0 | 0 | 0 | 0 | 0 | 0 | 0 | 2013 Qtr 1: 0; 2013 Qtr 2: 0; 2013 Qtr 3: 0; 2013 Qtr 4: 227; 2014 Qtr 1: 0; 2014 Qtr 2: 0; 2014 Qtr 3: 0; 2014 Qtr 4: 0; 2015 Qtr 1: 0; 2015 Qtr 2: 0; 2015 Qtr 3: 0; 2015 Qtr 4: 0 | 227
3223_SW-COM-Deemed Incentives-Commercial Rebates | 402197-Lighting - Interior Linear Fluorescent Fixture <=128 watts replacing 101-175 Watts | WPSDGENRLG0044-Rev04-Msr005 | 7 | Commercial | NON_res:DEER:Indoor_Non-CFL_Ltg | TRUE |  |  | Fixture | RET | 207 | 25 | 0 | 0 | 0 | 182 | 266.5152 |  | kWh | 0.070295 | -0.35238 | Commercial |  | Winter Only | [6 empty] | Small Boilers (<100 MMBtu/hr Heat Input):Uncontrolled | 15 | 0.7 | 0.7 |  |  |  | 0.78 | [7 empty] | 0% | 0% | 0% | 113 | 0 | 0 | 0 | 0 | 0 | 0 | 0 | 0 | 0 | 0 | 2013 Qtr 1: 0; 2013 Qtr 2: 33; 2013 Qtr 3: 52; 2013 Qtr 4: 28; 2014 Qtr 1: 0; 2014 Qtr 2: 0; 2014 Qtr 3: 0; 2014 Qtr 4: 0; 2015 Qtr 1: 0; 2015 Qtr 2: 0; 2015 Qtr 3: 0; 2015 Qtr 4: 0 | 113
3223_SW-COM-Deemed Incentives-Commercial Rebates | 402197-Lighting - Interior Linear Fluorescent Fixture <=128 watts replacing 101-175 Watts | WPSDGENRLG0044-Rev04-Msr005 | System | Commercial | NON_res:DEER:Indoor_Non-CFL_Ltg | TRUE |  |  | Fixture | RET | 207 | 25 | 0 | 0 | 0 | 182 | 358.4665 |  | kWh | 0.076142 | -0.68576 | Commercial |  | Winter Only | [6 empty] | Small Boilers (<100 MMBtu/hr Heat Input):Uncontrolled | 15 | 0.7 | 0.7 |  |  |  | 0.78 | [7 empty] | 0% | 0% | 0% | 366 | 0 | 0 | 0 | 0 | 0 | 0 | 0 | 0 | 0 | 0 | 2013 Qtr 1: 0; 2013 Qtr 2: 366; 2013 Qtr 3: 0; 2013 Qtr 4: 0; 2014 Qtr 1: 0; 2014 Qtr 2: 0; 2014 Qtr 3: 0; 2014 Qtr 4: 0; 2015 Qtr 1: 0; 2015 Qtr 2: 0; 2015 Qtr 3: 0; 2015 Qtr 4: 0 | 366
3223_SW-COM-Deemed Incentives-Commercial Rebates | 402198-Lighting - Interior Linear Fluorescent Fixture <=192 watts replacing 176-399 Watts | WPSDGENRLG0044-Rev04-Msr004 | 10 | Commercial | NON_res:DEER:Indoor_Non-CFL_Ltg | TRUE |  |  | Fixture | ER | 253 | 45 | 0 | 0 | 0 | 208 | 448.0356 |  | kWh | 0.1111 | -0.64294 | Commercial |  | Winter Only | 15 | 179.12 |  | 420.9989 | 0.10439 | -0.60414 | Small Boilers (<100 MMBtu/hr Heat Input):Uncontrolled | 5 | 0.7 | 0.7 |  |  |  | 1.04 | [7 empty] | 0% | 0% | 0% | 53 | 0 | 0 | 0 | 0 | 0 | 0 | 0 | 0 | 0 | 0 | 2013 Qtr 1: 0; 2013 Qtr 2: 0; 2013 Qtr 3: 53; 2013 Qtr 4: 0; 2014 Qtr 1: 0; 2014 Qtr 2: 0; 2014 Qtr 3: 0; 2014 Qtr 4: 0; 2015 Qtr 1: 0; 2015 Qtr 2: 0; 2015 Qtr 3: 0; 2015 Qtr 4: 0 | 53
3223_SW-COM-Deemed Incentives-Commercial Rebates | 402198-Lighting - Interior Linear Fluorescent Fixture <=192 watts replacing 176-399 Watts | WPSDGENRLG0044-Rev04-Msr004 | 10 | Commercial | NON_res:DEER:Indoor_Non-CFL_Ltg | TRUE |  |  | Fixture | ER | 253 | 45 | 0 | 0 | 0 | 208 | 701.684 |  | kWh | 0.12183 | -3.2949 | Commercial |  | Winter Only | 13.31 | 179.12 |  | 659.341 | 0.11448 | -3.096 | Small Boilers (<100 MMBtu/hr Heat Input):Uncontrolled | 4.4 | 0.7 | 0.7 |  |  |  | 1.04 | [7 empty] | 0% | 0% | 0% | 6 | 0 | 0 | 0 | 0 | 0 | 0 | 0 | 0 | 0 | 0 | 2013 Qtr 1: 0; 2013 Qtr 2: 0; 2013 Qtr 3: 6; 2013 Qtr 4: 0; 2014 Qtr 1: 0; 2014 Qtr 2: 0; 2014 Qtr 3: 0; 2014 Qtr 4: 0; 2015 Qtr 1: 0; 2015 Qtr 2: 0; 2015 Qtr 3: 0; 2015 Qtr 4: 0 | 6
3223_SW-COM-Deemed Incentives-Commercial Rebates | 402198-Lighting - Interior Linear Fluorescent Fixture <=192 watts replacing 176-399 Watts | WPSDGENRLG0044-Rev04-Msr004 | 7 | Commercial | NON_res:DEER:Indoor_Non-CFL_Ltg | TRUE |  |  | Fixture | ER | 253 | 45 | 0 | 0 | 0 | 208 | 519.447 |  | kWh | 0.11365 | -0.86332 | Commercial |  | Winter Only | 15 | 179.12 |  | 488.101 | 0.10679 | -0.81122 | Small Boilers (<100 MMBtu/hr Heat Input):Uncontrolled | 5 | 0.7 | 0.7 |  |  |  | 1.04 | [7 empty] | 0% | 0% | 0% | 91 | 0 | 0 | 0 | 0 | 0 | 0 | 0 | 0 | 0 | 0 | 2013 Qtr 1: 70; 2013 Qtr 2: 18; 2013 Qtr 3: 0; 2013 Qtr 4: 3; 2014 Qtr 1: 0; 2014 Qtr 2: 0; 2014 Qtr 3: 0; 2014 Qtr 4: 0; 2015 Qtr 1: 0; 2015 Qtr 2: 0; 2015 Qtr 3: 0; 2015 Qtr 4: 0 | 91
3223_SW-COM-Deemed Incentives-Commercial Rebates | 402199-Lighting - Interior Linear Fluorescent Fixture <=244 watts replacing 400 Watts (Tier 1) | Com-Lighting-InGen_MV-455w_PSMH-365w_T5-46in-234w | 10 | Commercial | NON_res:DEER:Indoor_Non-CFL_Ltg | TRUE |  |  | Fixture | RET | 355.23 | 75 | 0 | 0 | 0 | 280.23 | 1031.1579 |  | kWh | 0.23453 | -3.0174 | Commercial |  | Winter Only | [6 empty] | Small Boilers (<100 MMBtu/hr Heat Input):Uncontrolled | 16 | 0.7 | 0.7 |  |  |  | 1.04 | [7 empty] | 0% | 0% | 0% | 19 | 0 | 0 | 0 | 0 | 0 | 0 | 0 | 0 | 0 | 0 | 2013 Qtr 1: 12; 2013 Qtr 2: 0; 2013 Qtr 3: 0; 2013 Qtr 4: 7; 2014 Qtr 1: 0; 2014 Qtr 2: 0; 2014 Qtr 3: 0; 2014 Qtr 4: 0; 2015 Qtr 1: 0; 2015 Qtr 2: 0; 2015 Qtr 3: 0; 2015 Qtr 4: 0 | 19
3223_SW-COM-Deemed Incentives-Commercial Rebates | 402199-Lighting - Interior Linear Fluorescent Fixture <=244 watts replacing 400 Watts (Tier 1) | Com-Lighting-InGen_MV-455w_PSMH-365w_T5-46in-234w | 7 | Commercial | NON_res:DEER:Indoor_Non-CFL_Ltg | TRUE |  |  | Fixture | RET | 355.23 | 75 | 0 | 0 | 0 | 280.23 | 754.9906 |  | kWh | 0.20211 | -1.3999 | Commercial |  | Winter Only | [6 empty] | Small Boilers (<100 MMBtu/hr Heat Input):Uncontrolled | 16 | 0.7 | 0.7 |  |  |  | 1.04 | [7 empty] | 0% | 0% | 0% | 531 | 0 | 0 | 0 | 0 | 0 | 0 | 0 | 0 | 0 | 0 | 2013 Qtr 1: 318; 2013 Qtr 2: 43; 2013 Qtr 3: 90; 2013 Qtr 4: 80; 2014 Qtr 1: 0; 2014 Qtr 2: 0; 2014 Qtr 3: 0; 2014 Qtr 4: 0; 2015 Qtr 1: 0; 2015 Qtr 2: 0; 2015 Qtr 3: 0; 2015 Qtr 4: 0 | 531
3223_SW-COM-Deemed Incentives-Commercial Rebates | 402199-Lighting - Interior Linear Fluorescent Fixture <=244 watts replacing 400 Watts (Tier 1) | Com-Lighting-InGen_MV-455w_PSMH-365w_T5-46in-234w | System | Commercial | NON_res:DEER:Indoor_Non-CFL_Ltg | TRUE |  |  | Fixture | RET | 355.23 | 75 | 0 | 0 | 0 | 280.23 | 1080 |  | kWh | 0.23 | -2.25 | Commercial |  | Winter Only | [6 empty] | Small Boilers (<100 MMBtu/hr Heat Input):Uncontrolled | 16 | 0.7 | 0.7 |  |  |  | 1.04 | [7 empty] | 0% | 0% | 0% | 57 | 0 | 0 | 0 | 0 | 0 | 0 | 0 | 0 | 0 | 0 | 2013 Qtr 1: 0; 2013 Qtr 2: 57; 2013 Qtr 3: 0; 2013 Qtr 4: 0; 2014 Qtr 1: 0; 2014 Qtr 2: 0; 2014 Qtr 3: 0; 2014 Qtr 4: 0; 2015 Qtr 1: 0; 2015 Qtr 2: 0; 2015 Qtr 3: 0; 2015 Qtr 4: 0 | 57
3223_SW-COM-Deemed Incentives-Commercial Rebates | 402200-Lighting - Interior Linear Fluorescent Fixture <=600 watts replacing >=400 Watts (Tier 1) | Com-Lighting-InGen_MV-780w_PSMH-456w_T5-46in-351w | 7 | Commercial | NON_res:DEER:Indoor_Non-CFL_Ltg | TRUE |  |  | Fixture | RET | 355.23 | 100 | 0 | 0 | 0 | 255.23 | 1826 |  | kWh | 0.455 | -1.952 | Commercial |  | Winter Only | [6 empty] | Small Boilers (<100 MMBtu/hr Heat Input):Uncontrolled | 16 | 0.7 | 0.7 |  |  |  | 1.04 | [7 empty] | 0% | 0% | 0% | 20 | 0 | 0 | 0 | 0 | 0 | 0 | 0 | 0 | 0 | 0 | 2013 Qtr 1: 0; 2013 Qtr 2: 0; 2013 Qtr 3: 12; 2013 Qtr 4: 8; 2014 Qtr 1: 0; 2014 Qtr 2: 0; 2014 Qtr 3: 0; 2014 Qtr 4: 0; 2015 Qtr 1: 0; 2015 Qtr 2: 0; 2015 Qtr 3: 0; 2015 Qtr 4: 0 | 20
3223_SW-COM-Deemed Incentives-Commercial Rebates | 402201-Lighting - Interior Linear Fluorescent Fixture <=64 watts replacing <=100 Watts | WPSDGENRLG0044-Rev04-Msr006 | 10 | Commercial | NON_res:DEER:Indoor_Non-CFL_Ltg | TRUE |  |  | Fixture | RET | 145 | 10 | 0 | 0 | 0 | 135 | 101.0592 |  | kWh | 0.028819 | -0.22651 | Commercial |  | Winter Only | [6 empty] | Small Boilers (<100 MMBtu/hr Heat Input):Uncontrolled | 15 | 0.7 | 0.7 |  |  |  | 0.78 | [7 empty] | 0% | 0% | 0% | 16 | 0 | 0 | 0 | 0 | 0 | 0 | 0 | 0 | 0 | 0 | 2013 Qtr 1: 0; 2013 Qtr 2: 16; 2013 Qtr 3: 0; 2013 Qtr 4: 0; 2014 Qtr 1: 0; 2014 Qtr 2: 0; 2014 Qtr 3: 0; 2014 Qtr 4: 0; 2015 Qtr 1: 0; 2015 Qtr 2: 0; 2015 Qtr 3: 0; 2015 Qtr 4: 0 | 16
3223_SW-COM-Deemed Incentives-Commercial Rebates | 402201-Lighting - Interior Linear Fluorescent Fixture <=64 watts replacing <=100 Watts | WPSDGENRLG0044-Rev04-Msr006 | 15 | Commercial | NON_res:DEER:Indoor_Non-CFL_Ltg | TRUE |  |  | Fixture | RET | 145 | 10 | 0 | 0 | 0 | 135 | 167.6829 |  | kWh | 0.036099 | -0.11273 | Commercial |  | Winter Only | [6 empty] | Small Boilers (<100 MMBtu/hr Heat Input):Uncontrolled | 15 | 0.7 | 0.7 |  |  |  | 0.78 | [7 empty] | 0% | 0% | 0% | 12 | 0 | 0 | 0 | 0 | 0 | 0 | 0 | 0 | 0 | 0 | 2013 Qtr 1: 0; 2013 Qtr 2: 0; 2013 Qtr 3: 0; 2013 Qtr 4: 12; 2014 Qtr 1: 0; 2014 Qtr 2: 0; 2014 Qtr 3: 0; 2014 Qtr 4: 0; 2015 Qtr 1: 0; 2015 Qtr 2: 0; 2015 Qtr 3: 0; 2015 Qtr 4: 0 | 12
3223_SW-COM-Deemed Incentives-Commercial Rebates | 402201-Lighting - Interior Linear Fluorescent Fixture <=64 watts replacing <=100 Watts | WPSDGENRLG0044-Rev04-Msr006 | 7 | Commercial | NON_res:DEER:Indoor_Non-CFL_Ltg | TRUE |  |  | Fixture | RET | 145 | 10 | 0 | 0 | 0 | 135 | 157.198 |  | kWh | 0.034674 | -0.22297 | Commercial |  | Winter Only | [6 empty] | Small Boilers (<100 MMBtu/hr Heat Input):Uncontrolled | 15 | 0.7 | 0.7 |  |  |  | 0.78 | [7 empty] | 0% | 0% | 0% | 495 | 0 | 0 | 0 | 0 | 0 | 0 | 0 | 0 | 0 | 0 | 2013 Qtr 1: 9; 2013 Qtr 2: 1; 2013 Qtr 3: 485; 2013 Qtr 4: 0; 2014 Qtr 1: 0; 2014 Qtr 2: 0; 2014 Qtr 3: 0; 2014 Qtr 4: 0; 2015 Qtr 1: 0; 2015 Qtr 2: 0; 2015 Qtr 3: 0; 2015 Qtr 4: 0 | 495
3223_SW-COM-Deemed Incentives-Commercial Rebates | 402202-Lighting - Interior Linear Fluorescent Fixture 245-360 watts replacing 400 Watts (Tier 2) | WPSDGENRLG0044-Rev04-Msr003 | 7 | Commercial | NON_res:DEER:Indoor_Non-CFL_Ltg | TRUE |  |  | Fixture | ER | 275.51 | 45 | 0 | 0 | 0 | 230.51 | 378.2129 |  | kWh | 0.10628 | -0.41595 | Commercial |  | Winter Only | 15 | 182.51 |  | 378.2129 | 0.10628 | -0.41595 | Small Boilers (<100 MMBtu/hr Heat Input):Uncontrolled | 5 | 0.7 | 0.7 |  |  |  | 1.04 | [7 empty] | 0% | 0% | 0% | 108 | 0 | 0 | 0 | 0 | 0 | 0 | 0 | 0 | 0 | 0 | 2013 Qtr 1: 0; 2013 Qtr 2: 63; 2013 Qtr 3: 20; 2013 Qtr 4: 25; 2014 Qtr 1: 0; 2014 Qtr 2: 0; 2014 Qtr 3: 0; 2014 Qtr 4: 0; 2015 Qtr 1: 0; 2015 Qtr 2: 0; 2015 Qtr 3: 0; 2015 Qtr 4: 0 | 108
3223_SW-COM-Deemed Incentives-Commercial Rebates | 402206-Lighting - Interior Pulse Start/Ceramic Metal Halide Fixtures <=600 watts Tier I | WPSDGENRLG0002-Rev04-Msr006 | 7 | Commercial | NON_res:DEER:Indoor_Non-CFL_Ltg | TRUE |  |  | Fixture | RET | 570 | 20 | 0 | 0 | 0 | 550 | 0 |  | kWh | 0 | 0 | Commercial |  | Winter Only | [6 empty] | Small Boilers (<100 MMBtu/hr Heat Input):Uncontrolled | 14.26 | 0.6 | 0.6 | [11 empty] | 0% | 0% | 0% | 492 | 0 | 0 | 0 | 0 | 0 | 0 | 0 | 0 | 0 | 0 | 2013 Qtr 1: 0; 2013 Qtr 2: 0; 2013 Qtr 3: 0; 2013 Qtr 4: 492; 2014 Qtr 1: 0; 2014 Qtr 2: 0; 2014 Qtr 3: 0; 2014 Qtr 4: 0; 2015 Qtr 1: 0; 2015 Qtr 2: 0; 2015 Qtr 3: 0; 2015 Qtr 4: 0 | 492
3223_SW-COM-Deemed Incentives-Commercial Rebates | 402206-Lighting - Interior Pulse Start/Ceramic Metal Halide Fixtures <=600 watts Tier I | WPSDGENRLG0002-Rev04-Msr006 | 7 | Commercial | NON_res:DEER:Indoor_Non-CFL_Ltg | TRUE |  |  | Fixture | RET | 570 | 20 | 0 | 0 | 0 | 550 | 0 |  | kWh | 0 | 0 | Commercial |  | Winter Only | [6 empty] | Small Boilers (<100 MMBtu/hr Heat Input):Uncontrolled | 15 | 0.6 | 0.6 | [11 empty] | 0% | 0% | 0% | 100 | 0 | 0 | 0 | 0 | 0 | 0 | 0 | 0 | 0 | 0 | 2013 Qtr 1: 0; 2013 Qtr 2: 0; 2013 Qtr 3: 100; 2013 Qtr 4: 0; 2014 Qtr 1: 0; 2014 Qtr 2: 0; 2014 Qtr 3: 0; 2014 Qtr 4: 0; 2015 Qtr 1: 0; 2015 Qtr 2: 0; 2015 Qtr 3: 0; 2015 Qtr 4: 0 | 100
3223_SW-COM-Deemed Incentives-Commercial Rebates | 402207-Lighting - Interior Pulse Start/Ceramic Metal Halide Fixtures <=70 watts | WPSDGENRLG0002-Rev04-Msr001 | 7 | Commercial | NON_res:DEER:Indoor_Non-CFL_Ltg | TRUE |  |  | Fixture | RET | 270 | 5 | 0 | 0 | 0 | 265 | 69.3576 |  | kWh | 0.019058 | -0.048672 | Commercial |  | Winter Only | [6 empty] | Small Boilers (<100 MMBtu/hr Heat Input):Uncontrolled | 15 | 0.6 | 0.6 | [11 empty] | 0% | 0% | 0% | 32 | 0 | 0 | 0 | 0 | 0 | 0 | 0 | 0 | 0 | 0 | 2013 Qtr 1: 0; 2013 Qtr 2: 32; 2013 Qtr 3: 0; 2013 Qtr 4: 0; 2014 Qtr 1: 0; 2014 Qtr 2: 0; 2014 Qtr 3: 0; 2014 Qtr 4: 0; 2015 Qtr 1: 0; 2015 Qtr 2: 0; 2015 Qtr 3: 0; 2015 Qtr 4: 0 | 32
3223_SW-COM-Deemed Incentives-Commercial Rebates | 402217-Lighting - Occupancy Sensor - High-Bay Sensor <12' | WPSDGENRLG0016-Rev04-Msr003 | 7 | Commercial | NON_res:DEER:Indoor_Non-CFL_Ltg | TRUE |  |  | Sensor | RET | 91.27 | 10 | 0 | 0 | 0 | 81.27 | 71.5154 |  | kWh | 0.017439 | -0.67399 | Commercial |  | Winter Only | [6 empty] | Small Boilers (<100 MMBtu/hr Heat Input):Uncontrolled | 8 | 0.6 | 0.6 | [11 empty] | 0% | 0% | 0% | 293 | 0 | 0 | 0 | 0 | 0 | 0 | 0 | 0 | 0 | 0 | 2013 Qtr 1: 53; 2013 Qtr 2: 78; 2013 Qtr 3: 134; 2013 Qtr 4: 28; 2014 Qtr 1: 0; 2014 Qtr 2: 0; 2014 Qtr 3: 0; 2014 Qtr 4: 0; 2015 Qtr 1: 0; 2015 Qtr 2: 0; 2015 Qtr 3: 0; 2015 Qtr 4: 0 | 293
3223_SW-COM-Deemed Incentives-Commercial Rebates | 402217-Lighting - Occupancy Sensor - High-Bay Sensor <12' | WPSDGENRLG0016-Rev04-Msr003 | System | Commercial | NON_res:DEER:Indoor_Non-CFL_Ltg | TRUE |  |  | Sensor | RET | 91.27 | 10 | 0 | 0 | 0 | 81.27 | 88 |  | kWh | 0.0241 | -1.04 | Commercial |  | Winter Only | [6 empty] | Small Boilers (<100 MMBtu/hr Heat Input):Uncontrolled | 8 | 0.6 | 0.6 | [11 empty] | 0% | 0% | 0% | 21 | 0 | 0 | 0 | 0 | 0 | 0 | 0 | 0 | 0 | 0 | 2013 Qtr 1: 21; 2013 Qtr 2: 0; 2013 Qtr 3: 0; 2013 Qtr 4: 0; 2014 Qtr 1: 0; 2014 Qtr 2: 0; 2014 Qtr 3: 0; 2014 Qtr 4: 0; 2015 Qtr 1: 0; 2015 Qtr 2: 0; 2015 Qtr 3: 0; 2015 Qtr 4: 0 | 21
3223_SW-COM-Deemed Incentives-Commercial Rebates | 402218-Lighting - Occupancy Sensor - High-Bay Sensor >=12' | WPSDGENRLG0016-Rev04-Msr002 | 10 | Commercial | NON_res:DEER:Indoor_Non-CFL_Ltg | TRUE |  |  | Sensor | RET | 91.27 | 15 | 0 | 0 | 0 | 76.27 | 205.8205 |  | kWh | 0.050572 | -1.3536 | Commercial |  | Winter Only | [6 empty] | Small Boilers (<100 MMBtu/hr Heat Input):Uncontrolled | 8 | 0.6 | 0.6 | [11 empty] | 0% | 0% | 0% | 39 | 0 | 0 | 0 | 0 | 0 | 0 | 0 | 0 | 0 | 0 | 2013 Qtr 1: 0; 2013 Qtr 2: 0; 2013 Qtr 3: 29; 2013 Qtr 4: 10; 2014 Qtr 1: 0; 2014 Qtr 2: 0; 2014 Qtr 3: 0; 2014 Qtr 4: 0; 2015 Qtr 1: 0; 2015 Qtr 2: 0; 2015 Qtr 3: 0; 2015 Qtr 4: 0 | 39
3223_SW-COM-Deemed Incentives-Commercial Rebates | 402218-Lighting - Occupancy Sensor - High-Bay Sensor >=12' | WPSDGENRLG0016-Rev04-Msr002 | 7 | Commercial | NON_res:DEER:Indoor_Non-CFL_Ltg |  |  |  | Sensor | RET | 91.27 | 15 | 0 | 0 | 0 | 76.27 | 188.8611 |  | kWh | 0.046059 | -1.9308 | Commercial |  | Winter Only | [6 empty] | Small Boilers (<100 MMBtu/hr Heat Input):Uncontrolled | 8 | 0.6 | 0.6 | [11 empty] | 0% | 0% | 0% | 763 | 0 | 0 | 0 | 0 | 0 | 0 | 0 | 0 | 0 | 0 | 2013 Qtr 1: 224; 2013 Qtr 2: 0; 2013 Qtr 3: 115; 2013 Qtr 4: 424; 2014 Qtr 1: 0; 2014 Qtr 2: 0; 2014 Qtr 3: 0; 2014 Qtr 4: 0; 2015 Qtr 1: 0; 2015 Qtr 2: 0; 2015 Qtr 3: 0; 2015 Qtr 4: 0 | 763
3223_SW-COM-Deemed Incentives-Commercial Rebates | 402219-Lighting - Occupancy Sensor - Wall/Ceiling Mounted Lighting Sensor | WPSDGENRLG0016-Rev04-Msr005 | 10 | Commercial | NON_res:DEER:Indoor_Non-CFL_Ltg | TRUE |  |  | Sensor | RET | 77.28 | 35 | 0 | 0 | 0 | 42.28 | 20.6 |  | kWh | 0.002537 | -0.0925 | Commercial |  | Winter Only | [6 empty] | Small Boilers (<100 MMBtu/hr Heat Input):Uncontrolled | 8 | 0.6 | 0.6 | [11 empty] | 0% | 0% | 0% | 60 | 0 | 0 | 0 | 0 | 0 | 0 | 0 | 0 | 0 | 0 | 2013 Qtr 1: 12; 2013 Qtr 2: 0; 2013 Qtr 3: 11; 2013 Qtr 4: 37; 2014 Qtr 1: 0; 2014 Qtr 2: 0; 2014 Qtr 3: 0; 2014 Qtr 4: 0; 2015 Qtr 1: 0; 2015 Qtr 2: 0; 2015 Qtr 3: 0; 2015 Qtr 4: 0 | 60
3223_SW-COM-Deemed Incentives-Commercial Rebates | 402219-Lighting - Occupancy Sensor - Wall/Ceiling Mounted Lighting Sensor | WPSDGENRLG0016-Rev04-Msr005 | 7 | Commercial | NON_res:DEER:Indoor_Non-CFL_Ltg | TRUE |  |  | Sensor | RET | 77.28 | 35 | 0 | 0 | 0 | 42.28 | 161.8258 |  | kWh | 0.039748 | -1.343 | Commercial |  | Winter Only | [6 empty] | Small Boilers (<100 MMBtu/hr Heat Input):Uncontrolled | 8 | 0.6 | 0.6 | [11 empty] | 0% | 0% | 0% | 1062 | 0 | 0 | 0 | 0 | 0 | 0 | 0 | 0 | 0 | 0 | 2013 Qtr 1: 0; 2013 Qtr 2: 52; 2013 Qtr 3: 912; 2013 Qtr 4: 98; 2014 Qtr 1: 0; 2014 Qtr 2: 0; 2014 Qtr 3: 0; 2014 Qtr 4: 0; 2015 Qtr 1: 0; 2015 Qtr 2: 0; 2015 Qtr 3: 0; 2015 Qtr 4: 0 | 1062
3223_SW-COM-Deemed Incentives-Commercial Rebates | 402219-Lighting - Occupancy Sensor - Wall/Ceiling Mounted Lighting Sensor | WPSDGENRLG0016-Rev04-Msr005 | System | Commercial | NON_res:DEER:Indoor_Non-CFL_Ltg | TRUE |  |  | Sensor | RET | 77.28 | 35 | 0 | 0 | 0 | 42.28 | 170 |  | kWh | 0.0466 | -2.02 | Commercial |  | Winter Only | [6 empty] | Small Boilers (<100 MMBtu/hr Heat Input):Uncontrolled | 8 | 0.6 | 0.6 | [11 empty] | 0% | 0% | 0% | 14 | 0 | 0 | 0 | 0 | 0 | 0 | 0 | 0 | 0 | 0 | 2013 Qtr 1: 14; 2013 Qtr 2: 0; 2013 Qtr 3: 0; 2013 Qtr 4: 0; 2014 Qtr 1: 0; 2014 Qtr 2: 0; 2014 Qtr 3: 0; 2014 Qtr 4: 0; 2015 Qtr 1: 0; 2015 Qtr 2: 0; 2015 Qtr 3: 0; 2015 Qtr 4: 0 | 14
3223_SW-COM-Deemed Incentives-Commercial Rebates | 402220-Lighting - Occupancy Sensor - Wallbox Lighting Sensor | WPSDGENRLG0016-Rev04-Msr004 | 10 | Commercial | NON_res:DEER:Indoor_Non-CFL_Ltg |  |  |  | Sensor | RET | 77.28 | 5 | 0 | 0 | 0 | 72.28 | 120 |  | kWh | 0.0185 | -3.37 | Commercial |  | Winter Only | [6 empty] | Small Boilers (<100 MMBtu/hr Heat Input):Uncontrolled | 8 | 0.6 | 0.6 | [11 empty] | 0% | 0% | 0% | 86 | 0 | 0 | 0 | 0 | 0 | 0 | 0 | 0 | 0 | 0 | 2013 Qtr 1: 0; 2013 Qtr 2: 0; 2013 Qtr 3: 6; 2013 Qtr 4: 80; 2014 Qtr 1: 0; 2014 Qtr 2: 0; 2014 Qtr 3: 0; 2014 Qtr 4: 0; 2015 Qtr 1: 0; 2015 Qtr 2: 0; 2015 Qtr 3: 0; 2015 Qtr 4: 0 | 86
3223_SW-COM-Deemed Incentives-Commercial Rebates | 402220-Lighting - Occupancy Sensor - Wallbox Lighting Sensor | WPSDGENRLG0016-Rev04-Msr004 | 15 | Commercial | NON_res:DEER:Indoor_Non-CFL_Ltg |  |  |  | Sensor | RET | 77.28 | 5 | 0 | 0 | 0 | 72.28 | 19 |  | kWh | 0.002 | -0.01 | Commercial |  | Winter Only | [6 empty] | Small Boilers (<100 MMBtu/hr Heat Input):Uncontrolled | 8 | 0.6 | 0.6 | [11 empty] | 0% | 0% | 0% | 18 | 0 | 0 | 0 | 0 | 0 | 0 | 0 | 0 | 0 | 0 | 2013 Qtr 1: 0; 2013 Qtr 2: 0; 2013 Qtr 3: 0; 2013 Qtr 4: 18; 2014 Qtr 1: 0; 2014 Qtr 2: 0; 2014 Qtr 3: 0; 2014 Qtr 4: 0; 2015 Qtr 1: 0; 2015 Qtr 2: 0; 2015 Qtr 3: 0; 2015 Qtr 4: 0 | 18
3223_SW-COM-Deemed Incentives-Commercial Rebates | 402220-Lighting - Occupancy Sensor - Wallbox Lighting Sensor | WPSDGENRLG0016-Rev04-Msr004 | 7 | Commercial | NON_res:DEER:Indoor_Non-CFL_Ltg |  |  |  | Sensor | RET | 77.28 | 5 | 0 | 0 | 0 | 72.28 | 127.6185 |  | kWh | 0.024531 | -0.98816 | Commercial |  | Winter Only | [6 empty] | Small Boilers (<100 MMBtu/hr Heat Input):Uncontrolled | 8 | 0.6 | 0.6 | [11 empty] | 0% | 0% | 0% | 2189 | 0 | 0 | 0 | 0 | 0 | 0 | 0 | 0 | 0 | 0 | 2013 Qtr 1: 1181; 2013 Qtr 2: 922; 2013 Qtr 3: 37; 2013 Qtr 4: 49; 2014 Qtr 1: 0; 2014 Qtr 2: 0; 2014 Qtr 3: 0; 2014 Qtr 4: 0; 2015 Qtr 1: 0; 2015 Qtr 2: 0; 2015 Qtr 3: 0; 2015 Qtr 4: 0 | 2189
3223_SW-COM-Deemed Incentives-Commercial Rebates | 402220-Lighting - Occupancy Sensor - Wallbox Lighting Sensor | WPSDGENRLG0016-Rev04-Msr004 | System | Commercial | NON_res:DEER:Indoor_Non-CFL_Ltg |  |  |  | Sensor | RET | 77.28 | 5 | 0 | 0 | 0 | 72.28 | 170 |  | kWh | 0.0466 | -2.02 | Commercial |  | Winter Only | [6 empty] | Small Boilers (<100 MMBtu/hr Heat Input):Uncontrolled | 8 | 0.6 | 0.6 | [11 empty] | 0% | 0% | 0% | 37 | 0 | 0 | 0 | 0 | 0 | 0 | 0 | 0 | 0 | 0 | 2013 Qtr 1: 35; 2013 Qtr 2: 0; 2013 Qtr 3: 2; 2013 Qtr 4: 0; 2014 Qtr 1: 0; 2014 Qtr 2: 0; 2014 Qtr 3: 0; 2014 Qtr 4: 0; 2015 Qtr 1: 0; 2015 Qtr 2: 0; 2015 Qtr 3: 0; 2015 Qtr 4: 0 | 37
3223_SW-COM-Deemed Incentives-Commercial Rebates | 402221-Lighting - T8 to 4ft 25 Watt Lamp | WPSDGENRLG0120-Rev04-Msr001 | 10 | Commercial | NON_res:DEER:Indoor_CFL_Ltg | TRUE |  |  | Lamp | RET | 2 | 1 | 0 | 0 | 0 | 1 | 29.444 |  | kWh | 0.007134 | -0.053839 | Commercial |  | Winter Only | [6 empty] | Small Boilers (<100 MMBtu/hr Heat Input):Uncontrolled | 15 | 0.6 | 0.6 |  |  |  | 0.78 | [7 empty] | 0% | 0% | 0% | 2402 | 0 | 0 | 0 | 0 | 0 | 0 | 0 | 0 | 0 | 0 | 2013 Qtr 1: 1237; 2013 Qtr 2: 54; 2013 Qtr 3: 833; 2013 Qtr 4: 278; 2014 Qtr 1: 0; 2014 Qtr 2: 0; 2014 Qtr 3: 0; 2014 Qtr 4: 0; 2015 Qtr 1: 0; 2015 Qtr 2: 0; 2015 Qtr 3: 0; 2015 Qtr 4: 0 | 2402
3223_SW-COM-Deemed Incentives-Commercial Rebates | 402221-Lighting - T8 to 4ft 25 Watt Lamp | WPSDGENRLG0120-Rev04-Msr001 | 10 | Commercial | NON_res:DEER:Indoor_CFL_Ltg |  |  |  | Lamp | RET | 2 | 1 | 0 | 0 | 0 | 1 | 37.9456 |  | kWh | 0.007057 | -0.17956 | Commercial |  | Winter Only | [6 empty] | Small Boilers (<100 MMBtu/hr Heat Input):Uncontrolled | 14.46 | 0.6 | 0.6 |  |  |  | 0.78 | [7 empty] | 0% | 0% | 0% | 415 | 0 | 0 | 0 | 0 | 0 | 0 | 0 | 0 | 0 | 0 | 2013 Qtr 1: 0; 2013 Qtr 2: 0; 2013 Qtr 3: 0; 2013 Qtr 4: 415; 2014 Qtr 1: 0; 2014 Qtr 2: 0; 2014 Qtr 3: 0; 2014 Qtr 4: 0; 2015 Qtr 1: 0; 2015 Qtr 2: 0; 2015 Qtr 3: 0; 2015 Qtr 4: 0 | 415
3223_SW-COM-Deemed Incentives-Commercial Rebates | 402221-Lighting - T8 to 4ft 25 Watt Lamp | WPSDGENRLG0120-Rev04-Msr001 | 7 | Commercial | NON_res:DEER:Indoor_CFL_Ltg |  |  |  | Lamp | RET | 2 | 1 | 0 | 0 | 0 | 1 | 24.394 |  | kWh | 0.006438 | -0.039729 | Commercial |  | Winter Only | [6 empty] | Small Boilers (<100 MMBtu/hr Heat Input):Uncontrolled | 15 | 0.6 | 0.6 |  |  |  | 0.78 | [7 empty] | 0% | 0% | 0% | 35787 | 0 | 0 | 0 | 0 | 0 | 0 | 0 | 0 | 0 | 0 | 2013 Qtr 1: 4237; 2013 Qtr 2: 5189; 2013 Qtr 3: 3794; 2013 Qtr 4: 22567; 2014 Qtr 1: 0; 2014 Qtr 2: 0; 2014 Qtr 3: 0; 2014 Qtr 4: 0; 2015 Qtr 1: 0; 2015 Qtr 2: 0; 2015 Qtr 3: 0; 2015 Qtr 4: 0 | 35787
3223_SW-COM-Deemed Incentives-Commercial Rebates | 402221-Lighting - T8 to 4ft 25 Watt Lamp | WPSDGENRLG0120-Rev04-Msr001 | 7 | Commercial | NON_res:DEER:Indoor_CFL_Ltg |  |  |  | Lamp | RET | 2 | 1 | 0 | 0 | 0 | 1 | 37.8672 |  | kWh | 0.007 | -0.17919 | Commercial |  | Winter Only | [6 empty] | Small Boilers (<100 MMBtu/hr Heat Input):Uncontrolled | 14.49 | 0.6 | 0.6 |  |  |  | 0.78 | [7 empty] | 0% | 0% | 0% | 66 | 0 | 0 | 0 | 0 | 0 | 0 | 0 | 0 | 0 | 0 | 2013 Qtr 1: 0; 2013 Qtr 2: 0; 2013 Qtr 3: 0; 2013 Qtr 4: 66; 2014 Qtr 1: 0; 2014 Qtr 2: 0; 2014 Qtr 3: 0; 2014 Qtr 4: 0; 2015 Qtr 1: 0; 2015 Qtr 2: 0; 2015 Qtr 3: 0; 2015 Qtr 4: 0 | 66
3223_SW-COM-Deemed Incentives-Commercial Rebates | 402221-Lighting - T8 to 4ft 25 Watt Lamp | WPSDGENRLG0120-Rev04-Msr001 | 7 | Commercial | NON_res:DEER:Indoor_CFL_Ltg |  |  |  | Lamp | RET | 2 | 1 | 0 | 0 | 0 | 1 | 37.9456 |  | kWh | 0.006943 | -0.17956 | Commercial |  | Winter Only | [6 empty] | Small Boilers (<100 MMBtu/hr Heat Input):Uncontrolled | 14.46 | 0.6 | 0.6 |  |  |  | 0.78 | [7 empty] | 0% | 0% | 0% | 503 | 0 | 0 | 0 | 0 | 0 | 0 | 0 | 0 | 0 | 0 | 2013 Qtr 1: 0; 2013 Qtr 2: 0; 2013 Qtr 3: 0; 2013 Qtr 4: 503; 2014 Qtr 1: 0; 2014 Qtr 2: 0; 2014 Qtr 3: 0; 2014 Qtr 4: 0; 2015 Qtr 1: 0; 2015 Qtr 2: 0; 2015 Qtr 3: 0; 2015 Qtr 4: 0 | 503
3223_SW-COM-Deemed Incentives-Commercial Rebates | 402221-Lighting - T8 to 4ft 25 Watt Lamp | WPSDGENRLG0120-Rev04-Msr001 | 7 | Commercial | NON_res:DEER:Indoor_CFL_Ltg |  |  |  | Lamp | RET | 2 | 1 | 0 | 0 | 0 | 1 | 42.343 |  | kWh | 0.007236 | -0.18042 | Commercial |  | Winter Only | [6 empty] | Small Boilers (<100 MMBtu/hr Heat Input):Uncontrolled | 13.31 | 0.6 | 0.6 |  |  |  | 0.78 | [7 empty] | 0% | 0% | 0% | 2360 | 0 | 0 | 0 | 0 | 0 | 0 | 0 | 0 | 0 | 0 | 2013 Qtr 1: 0; 2013 Qtr 2: 2174; 2013 Qtr 3: 0; 2013 Qtr 4: 186; 2014 Qtr 1: 0; 2014 Qtr 2: 0; 2014 Qtr 3: 0; 2014 Qtr 4: 0; 2015 Qtr 1: 0; 2015 Qtr 2: 0; 2015 Qtr 3: 0; 2015 Qtr 4: 0 | 2360
3223_SW-COM-Deemed Incentives-Commercial Rebates | 402221-Lighting - T8 to 4ft 25 Watt Lamp | WPSDGENRLG0120-Rev04-Msr001 | System | Commercial | NON_res:DEER:Indoor_CFL_Ltg |  |  |  | Lamp | RET | 2 | 1 | 0 | 0 | 0 | 1 | 33.2367 |  | kWh | 0.007232 | -0.067007 | Commercial |  | Winter Only | [6 empty] | Small Boilers (<100 MMBtu/hr Heat Input):Uncontrolled | 15 | 0.6 | 0.6 |  |  |  | 0.78 | [7 empty] | 0% | 0% | 0% | 724 | 0 | 0 | 0 | 0 | 0 | 0 | 0 | 0 | 0 | 0 | 2013 Qtr 1: 676; 2013 Qtr 2: 0; 2013 Qtr 3: 0; 2013 Qtr 4: 48; 2014 Qtr 1: 0; 2014 Qtr 2: 0; 2014 Qtr 3: 0; 2014 Qtr 4: 0; 2015 Qtr 1: 0; 2015 Qtr 2: 0; 2015 Qtr 3: 0; 2015 Qtr 4: 0 | 724
3223_SW-COM-Deemed Incentives-Commercial Rebates | 402222-Lighting - T8 to 4ft 28 Watt Lamp | WPSDGENRLG0120-Rev04-Msr002 | 10 | Commercial | NON_res:DEER:Indoor_CFL_Ltg |  |  |  | Lamp | RET | 2 | 0.5 | 0 | 0 | 0 | 1.5 | 10.6273 |  | kWh | 0.002912 | -0.018114 | Commercial |  | Winter Only | [6 empty] | Small Boilers (<100 MMBtu/hr Heat Input):Uncontrolled | 15 | 0.6 | 0.6 |  |  |  | 0.78 | [7 empty] | 0% | 0% | 0% | 9212 | 0 | 0 | 0 | 0 | 0 | 0 | 0 | 0 | 0 | 0 | 2013 Qtr 1: 116; 2013 Qtr 2: 1634; 2013 Qtr 3: 3426; 2013 Qtr 4: 4036; 2014 Qtr 1: 0; 2014 Qtr 2: 0; 2014 Qtr 3: 0; 2014 Qtr 4: 0; 2015 Qtr 1: 0; 2015 Qtr 2: 0; 2015 Qtr 3: 0; 2015 Qtr 4: 0 | 9212
3223_SW-COM-Deemed Incentives-Commercial Rebates | 402222-Lighting - T8 to 4ft 28 Watt Lamp | WPSDGENRLG0120-Rev04-Msr002 | 10 | Commercial | NON_res:DEER:Indoor_CFL_Ltg |  |  |  | Lamp | RET | 2 | 0.5 | 0 | 0 | 0 | 1.5 | 18.147 |  | kWh | 0.003151 | -0.085212 | Commercial |  | Winter Only | [6 empty] | Small Boilers (<100 MMBtu/hr Heat Input):Uncontrolled | 13.31 | 0.6 | 0.6 |  |  |  | 0.78 | [7 empty] | 0% | 0% | 0% | 7211 | 0 | 0 | 0 | 0 | 0 | 0 | 0 | 0 | 0 | 0 | 2013 Qtr 1: 0; 2013 Qtr 2: 0; 2013 Qtr 3: 1161; 2013 Qtr 4: 6050; 2014 Qtr 1: 0; 2014 Qtr 2: 0; 2014 Qtr 3: 0; 2014 Qtr 4: 0; 2015 Qtr 1: 0; 2015 Qtr 2: 0; 2015 Qtr 3: 0; 2015 Qtr 4: 0 | 7211
3223_SW-COM-Deemed Incentives-Commercial Rebates | 402222-Lighting - T8 to 4ft 28 Watt Lamp | WPSDGENRLG0120-Rev04-Msr002 | 15 | Commercial | NON_res:DEER:Indoor_CFL_Ltg |  |  |  | Lamp | RET | 2 | 0.5 | 0 | 0 | 0 | 1.5 | 15.2439 |  | kWh | 0.003282 | -0.010248 | Commercial |  | Winter Only | [6 empty] | Small Boilers (<100 MMBtu/hr Heat Input):Uncontrolled | 15 | 0.6 | 0.6 |  |  |  | 0.78 | [7 empty] | 0% | 0% | 0% | 31 | 0 | 0 | 0 | 0 | 0 | 0 | 0 | 0 | 0 | 0 | 2013 Qtr 1: 0; 2013 Qtr 2: 0; 2013 Qtr 3: 0; 2013 Qtr 4: 31; 2014 Qtr 1: 0; 2014 Qtr 2: 0; 2014 Qtr 3: 0; 2014 Qtr 4: 0; 2015 Qtr 1: 0; 2015 Qtr 2: 0; 2015 Qtr 3: 0; 2015 Qtr 4: 0 | 31
3223_SW-COM-Deemed Incentives-Commercial Rebates | 402222-Lighting - T8 to 4ft 28 Watt Lamp | WPSDGENRLG0120-Rev04-Msr002 | 7 | Commercial | NON_res:DEER:Indoor_CFL_Ltg |  |  |  | Lamp | RET | 2 | 0.5 | 0 | 0 | 0 | 1.5 | 10.9995 |  | kWh | 0.002847 | -0.017497 | Commercial |  | Winter Only | [6 empty] | Small Boilers (<100 MMBtu/hr Heat Input):Uncontrolled | 15 | 0.6 | 0.6 |  |  |  | 0.78 | [7 empty] | 0% | 0% | 0% | 27979 | 0 | 0 | 0 | 0 | 0 | 0 | 0 | 0 | 0 | 0 | 2013 Qtr 1: 124; 2013 Qtr 2: 9492; 2013 Qtr 3: 15303; 2013 Qtr 4: 3060; 2014 Qtr 1: 0; 2014 Qtr 2: 0; 2014 Qtr 3: 0; 2014 Qtr 4: 0; 2015 Qtr 1: 0; 2015 Qtr 2: 0; 2015 Qtr 3: 0; 2015 Qtr 4: 0 | 27979
3223_SW-COM-Deemed Incentives-Commercial Rebates | 402222-Lighting - T8 to 4ft 28 Watt Lamp | WPSDGENRLG0120-Rev04-Msr002 | 7 | Commercial | NON_res:DEER:Indoor_CFL_Ltg |  |  |  | Lamp | RET | 2 | 0.5 | 0 | 0 | 0 | 1.5 | 19.8909 |  | kWh | 0.002118 | 0 | Commercial |  | Winter Only | [6 empty] | Small Boilers (<100 MMBtu/hr Heat Input):Uncontrolled | 14.68 | 0.6 | 0.6 |  |  |  | 0.78 | [7 empty] | 0% | 0% | 0% | 233 | 0 | 0 | 0 | 0 | 0 | 0 | 0 | 0 | 0 | 0 | 2013 Qtr 1: 0; 2013 Qtr 2: 233; 2013 Qtr 3: 0; 2013 Qtr 4: 0; 2014 Qtr 1: 0; 2014 Qtr 2: 0; 2014 Qtr 3: 0; 2014 Qtr 4: 0; 2015 Qtr 1: 0; 2015 Qtr 2: 0; 2015 Qtr 3: 0; 2015 Qtr 4: 0 | 233
3223_SW-COM-Deemed Incentives-Commercial Rebates | 402222-Lighting - T8 to 4ft 28 Watt Lamp | WPSDGENRLG0120-Rev04-Msr002 | System | Commercial | NON_res:DEER:Indoor_CFL_Ltg |  |  |  | Lamp | RET | 2 | 0.5 | 0 | 0 | 0 | 1.5 | 10.6655 |  | kWh | 0.002805 | -0.021286 | Commercial |  | Winter Only | [6 empty] | Small Boilers (<100 MMBtu/hr Heat Input):Uncontrolled | 15 | 0.6 | 0.6 |  |  |  | 0.78 | [7 empty] | 0% | 0% | 0% | 1231 | 0 | 0 | 0 | 0 | 0 | 0 | 0 | 0 | 0 | 0 | 2013 Qtr 1: 1033; 2013 Qtr 2: 168; 2013 Qtr 3: 30; 2013 Qtr 4: 0; 2014 Qtr 1: 0; 2014 Qtr 2: 0; 2014 Qtr 3: 0; 2014 Qtr 4: 0; 2015 Qtr 1: 0; 2015 Qtr 2: 0; 2015 Qtr 3: 0; 2015 Qtr 4: 0 | 1231
3223_SW-COM-Deemed Incentives-Commercial Rebates | 402244-Pipe Insulation - Hot Water Applic. >=1 in. | WPSDGENRWH1202-Rev01-Msr002 | System | Commercial | 35-OTI-OtherIndustrial-PROC_OTH |  |  |  | linear ft | RET | 5.22 | 2 | 0 | 0 | 0 | 3.22 | 0 |  | kWh | 0 | 5.9 | Commercial |  | Annual | [6 empty] | Small Boilers (<100 MMBtu/hr Heat Input):Uncontrolled | 11 | 0.6 | 0.6 | [11 empty] | 0% | 0% | 0% | 844 | 0 | 0 | 0 | 0 | 0 | 0 | 0 | 0 | 0 | 0 | 2013 Qtr 1: 0; 2013 Qtr 2: 844; 2013 Qtr 3: 0; 2013 Qtr 4: 0; 2014 Qtr 1: 0; 2014 Qtr 2: 0; 2014 Qtr 3: 0; 2014 Qtr 4: 0; 2015 Qtr 1: 0; 2015 Qtr 2: 0; 2015 Qtr 3: 0; 2015 Qtr 4: 0 | 844
3223_SW-COM-Deemed Incentives-Commercial Rebates | 402246-Pipe Insulation - Low Pressure (<=15 psi) Steam Applic. >=1 in. | WPSDGENRWH1202-Rev01-Msr004 | System | Commercial | 35-OTI-OtherIndustrial-PROC_OTH |  |  |  | linear ft | RET | 5.22 | 3 | 0 | 0 | 0 | 2.22 | 0 |  | kWh | 0 | 10.1 | Commercial |  | Annual | [6 empty] | Small Boilers (<100 MMBtu/hr Heat Input):Uncontrolled | 11 | 0.6 | 0.6 | [11 empty] | 0% | 0% | 0% | 1795 | 0 | 0 | 0 | 0 | 0 | 0 | 0 | 0 | 0 | 0 | 2013 Qtr 1: 0; 2013 Qtr 2: 1795; 2013 Qtr 3: 0; 2013 Qtr 4: 0; 2014 Qtr 1: 0; 2014 Qtr 2: 0; 2014 Qtr 3: 0; 2014 Qtr 4: 0; 2015 Qtr 1: 0; 2015 Qtr 2: 0; 2015 Qtr 3: 0; 2015 Qtr 4: 0 | 1795
3223_SW-COM-Deemed Incentives-Commercial Rebates | 402250-Refrigeration - Vending Machine Controller | WPSDGENRCS0001-Rev00-Msr001 | System | Commercial | 01-ALC-AllCommercial-Refrig |  |  |  | Unit | RET | 215.5 | 100 | 0 | 0 | 0 | 115.5 | 1612 |  | kWh | 0 | 0 | Commercial |  | Winter Only | [6 empty] | Small Boilers (<100 MMBtu/hr Heat Input):Uncontrolled | 5 | 0.6 | 0.6 | [11 empty] | 0% | 0% | 0% | 2 | 0 | 0 | 0 | 0 | 0 | 0 | 0 | 0 | 0 | 0 | 2013 Qtr 1: 0; 2013 Qtr 2: 0; 2013 Qtr 3: 0; 2013 Qtr 4: 2; 2014 Qtr 1: 0; 2014 Qtr 2: 0; 2014 Qtr 3: 0; 2014 Qtr 4: 0; 2015 Qtr 1: 0; 2015 Qtr 2: 0; 2015 Qtr 3: 0; 2015 Qtr 4: 0 | 2
3223_SW-COM-Deemed Incentives-Commercial Rebates | 402255-Refrigeration - Anti-Sweat Heater Controls | WPSDGENRRN0009-Rev00-Msr001 | 7 | Commercial | 01-ALC-AllCommercial-Refrig |  |  |  | Linear ft | RET | 34 | 25 | 0 | 0 | 0 | 9 | 270 |  | kWh | 0.004128 | 0 | Commercial |  | Winter Only | [6 empty] | Small Boilers (<100 MMBtu/hr Heat Input):Uncontrolled | 12 | 0.6 | 0.6 | [11 empty] | 0% | 0% | 0% | 55 | 0 | 0 | 0 | 0 | 0 | 0 | 0 | 0 | 0 | 0 | 2013 Qtr 1: 0; 2013 Qtr 2: 0; 2013 Qtr 3: 0; 2013 Qtr 4: 55; 2014 Qtr 1: 0; 2014 Qtr 2: 0; 2014 Qtr 3: 0; 2014 Qtr 4: 0; 2015 Qtr 1: 0; 2015 Qtr 2: 0; 2015 Qtr 3: 0; 2015 Qtr 4: 0 | 55
3223_SW-COM-Deemed Incentives-Commercial Rebates | 402256-Refrigeration - Food Service -Evaporator Fan Controller for Walk-In Coolers | WPSDGENRRN0011-Rev00-Msr001 | System | Commercial | 01-ALC-AllCommercial-Refrig |  |  |  | Motor | RET | 323.5 | 75 | 0 | 0 | 0 | 248.5 | 1185.879 |  | kWh | 0.16296 | 0 | Commercial |  | Winter Only | [6 empty] | Small Boilers (<100 MMBtu/hr Heat Input):Uncontrolled | 16 | 0.6 | 0.6 | [11 empty] | 0% | 0% | 0% | 23 | 0 | 0 | 0 | 0 | 0 | 0 | 0 | 0 | 0 | 0 | 2013 Qtr 1: 0; 2013 Qtr 2: 0; 2013 Qtr 3: 3; 2013 Qtr 4: 20; 2014 Qtr 1: 0; 2014 Qtr 2: 0; 2014 Qtr 3: 0; 2014 Qtr 4: 0; 2015 Qtr 1: 0; 2015 Qtr 2: 0; 2015 Qtr 3: 0; 2015 Qtr 4: 0 | 23
3223_SW-COM-Deemed Incentives-Commercial Rebates | 402257-Lighting - Exterior LED Fixtures <=130 watts | WPSDGENRLG0181-Rev01-Msr003 | System | Commercial | NON_res:DEER:Indoor_Non-CFL_Ltg |  |  |  | linear ft | RET | 1472 | 80 | 0 | 0 | 0 | 1392 | 208.25 |  | kWh | 0 | 0 | Commercial |  | Winter Only | [6 empty] | Small Boilers (<100 MMBtu/hr Heat Input):Uncontrolled | 12 | 0.6 | 0.6 | [11 empty] | 0% | 0% | 0% | 438 | 0 | 0 | 0 | 0 | 0 | 0 | 0 | 0 | 0 | 0 | 2013 Qtr 1: 0; 2013 Qtr 2: 183; 2013 Qtr 3: 15; 2013 Qtr 4: 240; 2014 Qtr 1: 0; 2014 Qtr 2: 0; 2014 Qtr 3: 0; 2014 Qtr 4: 0; 2015 Qtr 1: 0; 2015 Qtr 2: 0; 2015 Qtr 3: 0; 2015 Qtr 4: 0 | 438
3223_SW-COM-Deemed Incentives-Commercial Rebates | 402258-Lighting - Exterior LED Fixtures <=110 watts | WPSDGENRLG0181-Rev01-Msr002 | System | Commercial | NON_res:DEER:Indoor_Non-CFL_Ltg |  |  |  | linear ft | RET | 1056 | 80 | 0 | 0 | 0 | 976 | 166.6 |  | kWh | 0 | 0 | Commercial |  | Winter Only | [6 empty] | Small Boilers (<100 MMBtu/hr Heat Input):Uncontrolled | 12 | 0.85 | 0.85 | [11 empty] | 0% | 0% | 0% | 993 | 0 | 0 | 0 | 0 | 0 | 0 | 0 | 0 | 0 | 0 | 2013 Qtr 1: 0; 2013 Qtr 2: 86; 2013 Qtr 3: 256; 2013 Qtr 4: 651; 2014 Qtr 1: 0; 2014 Qtr 2: 0; 2014 Qtr 3: 0; 2014 Qtr 4: 0; 2015 Qtr 1: 0; 2015 Qtr 2: 0; 2015 Qtr 3: 0; 2015 Qtr 4: 0 | 993
3223_SW-COM-Deemed Incentives-Commercial Rebates | 402259-Lighting - Exterior LED Fixtures <=192watts | WPSDGENRLG0181-Rev01-Msr004 | System | Commercial | NON_res:DEER:Indoor_Non-CFL_Ltg |  |  |  | linear ft | RET | 1672 | 125 | 0 | 0 | 0 | 1547 | 241.57 |  | kWh | 0 | 0 | Commercial |  | Winter Only | [6 empty] | Small Boilers (<100 MMBtu/hr Heat Input):Uncontrolled | 12 | 0.85 | 0.85 | [11 empty] | 0% | 0% | 0% | 3743 | 0 | 0 | 0 | 0 | 0 | 0 | 0 | 0 | 0 | 0 | 2013 Qtr 1: 0; 2013 Qtr 2: 183; 2013 Qtr 3: 3463; 2013 Qtr 4: 97; 2014 Qtr 1: 0; 2014 Qtr 2: 0; 2014 Qtr 3: 0; 2014 Qtr 4: 0; 2015 Qtr 1: 0; 2015 Qtr 2: 0; 2015 Qtr 3: 0; 2015 Qtr 4: 0 | 3743
3223_SW-COM-Deemed Incentives-Commercial Rebates | 402260-Lighting - Exterior LED Fixtures <=350 watts | WPSDGENRLG0181-Rev01-Msr005 | System | Commercial | NON_res:DEER:Indoor_Non-CFL_Ltg |  |  |  | linear ft | RET | 2020 | 125 | 0 | 0 | 0 | 1895 | 208.25 |  | kWh | 0 | 0 | Commercial |  | Winter Only | [6 empty] | Small Boilers (<100 MMBtu/hr Heat Input):Uncontrolled | 12 | 0.85 | 0.85 | [11 empty] | 0% | 0% | 0% | 88 | 0 | 0 | 0 | 0 | 0 | 0 | 0 | 0 | 0 | 0 | 2013 Qtr 1: 18; 2013 Qtr 2: 6; 2013 Qtr 3: 0; 2013 Qtr 4: 64; 2014 Qtr 1: 0; 2014 Qtr 2: 0; 2014 Qtr 3: 0; 2014 Qtr 4: 0; 2015 Qtr 1: 0; 2015 Qtr 2: 0; 2015 Qtr 3: 0; 2015 Qtr 4: 0 | 88
3223_SW-COM-Deemed Incentives-Commercial Rebates | 402261-Lighting - Exterior LED Fixtures <=80 watts | WPSDGENRLG0181-Rev01-Msr001 | System | Commercial | NON_res:DEER:Indoor_Non-CFL_Ltg |  |  |  | linear ft | RET | 822 | 50 | 0 | 0 | 0 | 772 | 124.95 |  | kWh | 0 | 0 | Commercial |  | Winter Only | [6 empty] | Small Boilers (<100 MMBtu/hr Heat Input):Uncontrolled | 12 | 0.85 | 0.85 | [11 empty] | 0% | 0% | 0% | 935 | 0 | 0 | 0 | 0 | 0 | 0 | 0 | 0 | 0 | 0 | 2013 Qtr 1: 0; 2013 Qtr 2: 281; 2013 Qtr 3: 159; 2013 Qtr 4: 495; 2014 Qtr 1: 0; 2014 Qtr 2: 0; 2014 Qtr 3: 0; 2014 Qtr 4: 0; 2015 Qtr 1: 0; 2015 Qtr 2: 0; 2015 Qtr 3: 0; 2015 Qtr 4: 0 | 935
3223_SW-COM-Deemed Incentives-Commercial Rebates | 402262-Lighting - Interior LED Fixtures <=110 watts | WPSDGENRLG0080-Rev01-Msr001 | 10 | Commercial | NON_res:DEER:Indoor_Non-CFL_Ltg |  |  |  | Fixture | RET | 1524 | 85 | 0 | 0 | 0 | 1439 | 698.3248 |  | kWh | 0.15597 | -1.4504 | Commercial |  | Winter Only | [6 empty] | Small Boilers (<100 MMBtu/hr Heat Input):Uncontrolled | 16 | 0.6 | 0.6 | [11 empty] | 0% | 0% | 0% | 163 | 0 | 0 | 0 | 0 | 0 | 0 | 0 | 0 | 0 | 0 | 2013 Qtr 1: 0; 2013 Qtr 2: 163; 2013 Qtr 3: 0; 2013 Qtr 4: 0; 2014 Qtr 1: 0; 2014 Qtr 2: 0; 2014 Qtr 3: 0; 2014 Qtr 4: 0; 2015 Qtr 1: 0; 2015 Qtr 2: 0; 2015 Qtr 3: 0; 2015 Qtr 4: 0 | 163
3223_SW-COM-Deemed Incentives-Commercial Rebates | 402262-Lighting - Interior LED Fixtures <=110 watts | WPSDGENRLG0080-Rev01-Msr001 | 7 | Commercial | NON_res:DEER:Indoor_Non-CFL_Ltg |  |  |  | Fixture | RET | 1524 | 85 | 0 | 0 | 0 | 1439 | 696.695 |  | kWh | 0.15477 | -0.99395 | Commercial |  | Winter Only | [6 empty] | Small Boilers (<100 MMBtu/hr Heat Input):Uncontrolled | 16 | 0.6 | 0.6 | [11 empty] | 0% | 0% | 0% | 244 | 0 | 0 | 0 | 0 | 0 | 0 | 0 | 0 | 0 | 0 | 2013 Qtr 1: 0; 2013 Qtr 2: 0; 2013 Qtr 3: 10; 2013 Qtr 4: 234; 2014 Qtr 1: 0; 2014 Qtr 2: 0; 2014 Qtr 3: 0; 2014 Qtr 4: 0; 2015 Qtr 1: 0; 2015 Qtr 2: 0; 2015 Qtr 3: 0; 2015 Qtr 4: 0 | 244
3223_SW-COM-Deemed Incentives-Commercial Rebates | 402262-Lighting - Interior LED Fixtures <=110 watts | WPSDGENRLG0080-Rev01-Msr001 | System | Commercial | NON_res:DEER:Indoor_Non-CFL_Ltg |  |  |  | Fixture | RET | 1524 | 85 | 0 | 0 | 0 | 1439 | 570.2736 |  | kWh | 0.1567 | -0.60029 | Commercial |  | Winter Only | [6 empty] | Small Boilers (<100 MMBtu/hr Heat Input):Uncontrolled | 16 | 0.6 | 0.6 | [11 empty] | 0% | 0% | 0% | 27 | 0 | 0 | 0 | 0 | 0 | 0 | 0 | 0 | 0 | 0 | 2013 Qtr 1: 0; 2013 Qtr 2: 0; 2013 Qtr 3: 27; 2013 Qtr 4: 0; 2014 Qtr 1: 0; 2014 Qtr 2: 0; 2014 Qtr 3: 0; 2014 Qtr 4: 0; 2015 Qtr 1: 0; 2015 Qtr 2: 0; 2015 Qtr 3: 0; 2015 Qtr 4: 0 | 27
3223_SW-COM-Deemed Incentives-Commercial Rebates | 402266-Lighting - LED System <=15 watts Surface/Pendant/Recessed Down Lighting | WPSDGENRLG0196-Rev02-Msr001 | 10 | Commercial | NON_res:DEER:Indoor_Non-CFL_Ltg |  |  |  | Fixture | RET | 208 | 20 | 0 | 0 | 0 | 188 | 140.07 |  | kWh | 0.026199 | -0.68208 | Commercial |  | Winter Only | [6 empty] | Small Boilers (<100 MMBtu/hr Heat Input):Uncontrolled | 15 | 0.85 | 0.85 | [11 empty] | 0% | 0% | 0% | 256 | 0 | 0 | 0 | 0 | 0 | 0 | 0 | 0 | 0 | 0 | 2013 Qtr 1: 0; 2013 Qtr 2: 0; 2013 Qtr 3: 60; 2013 Qtr 4: 196; 2014 Qtr 1: 0; 2014 Qtr 2: 0; 2014 Qtr 3: 0; 2014 Qtr 4: 0; 2015 Qtr 1: 0; 2015 Qtr 2: 0; 2015 Qtr 3: 0; 2015 Qtr 4: 0 | 256
3223_SW-COM-Deemed Incentives-Commercial Rebates | 402266-Lighting - LED System <=15 watts Surface/Pendant/Recessed Down Lighting | WPSDGENRLG0196-Rev02-Msr001 | 7 | Commercial | NON_res:DEER:Indoor_Non-CFL_Ltg |  |  |  | Fixture | RET | 208 | 20 | 0 | 0 | 0 | 188 | 122.2218 |  | kWh | 0.026836 | -0.32268 | Commercial |  | Winter Only | [6 empty] | Small Boilers (<100 MMBtu/hr Heat Input):Uncontrolled | 15 | 0.85 | 0.85 | [11 empty] | 0% | 0% | 0% | 434 | 0 | 0 | 0 | 0 | 0 | 0 | 0 | 0 | 0 | 0 | 2013 Qtr 1: 4; 2013 Qtr 2: 38; 2013 Qtr 3: 177; 2013 Qtr 4: 215; 2014 Qtr 1: 0; 2014 Qtr 2: 0; 2014 Qtr 3: 0; 2014 Qtr 4: 0; 2015 Qtr 1: 0; 2015 Qtr 2: 0; 2015 Qtr 3: 0; 2015 Qtr 4: 0 | 434
3223_SW-COM-Deemed Incentives-Commercial Rebates | 402266-Lighting - LED System <=15 watts Surface/Pendant/Recessed Down Lighting | WPSDGENRLG0196-Rev02-Msr001 | System | Commercial | NON_res:DEER:Indoor_Non-CFL_Ltg |  |  |  | Fixture | RET | 208 | 20 | 0 | 0 | 0 | 188 | 121.9453 |  | kWh | 0.025352 | -0.22883 | Commercial |  | Winter Only | [6 empty] | Small Boilers (<100 MMBtu/hr Heat Input):Uncontrolled | 15 | 0.85 | 0.85 | [11 empty] | 0% | 0% | 0% | 314 | 0 | 0 | 0 | 0 | 0 | 0 | 0 | 0 | 0 | 0 | 2013 Qtr 1: 0; 2013 Qtr 2: 0; 2013 Qtr 3: 314; 2013 Qtr 4: 0; 2014 Qtr 1: 0; 2014 Qtr 2: 0; 2014 Qtr 3: 0; 2014 Qtr 4: 0; 2015 Qtr 1: 0; 2015 Qtr 2: 0; 2015 Qtr 3: 0; 2015 Qtr 4: 0 | 314
3223_SW-COM-Deemed Incentives-Commercial Rebates | 402268-Lighting - Linear LED Systems (T12 Basecase) | WPSDGENRLG0081-Rev02-Msr002 | System | Commercial | NON_res:DEER:Indoor_Non-CFL_Ltg | TRUE |  |  | Linear ft | RET | 38 | 12 | 0 | 0 | 0 | 26 | 12.4656 |  | kWh | 0.002962 | -0.032834 | Commercial |  | Winter Only | [6 empty] | Small Boilers (<100 MMBtu/hr Heat Input):Uncontrolled | 15 | 0.85 | 0.85 | [11 empty] | 0% | 0% | 0% | 116 | 0 | 0 | 0 | 0 | 0 | 0 | 0 | 0 | 0 | 0 | 2013 Qtr 1: 0; 2013 Qtr 2: 0; 2013 Qtr 3: 0; 2013 Qtr 4: 116; 2014 Qtr 1: 0; 2014 Qtr 2: 0; 2014 Qtr 3: 0; 2014 Qtr 4: 0; 2015 Qtr 1: 0; 2015 Qtr 2: 0; 2015 Qtr 3: 0; 2015 Qtr 4: 0 | 116
3223_SW-COM-Deemed Incentives-Commercial Rebates | 402269-Lighting - Linear LED Systems (T8 Basecase) | WPSDGENRLG0081-Rev02-Msr001 | 10 | Commercial | NON_res:DEER:Indoor_Non-CFL_Ltg | TRUE |  |  | linear ft | RET | 38 | 12 | 0 | 0 | 0 | 26 | 2.729 |  | kWh | 0.000496 | -0.013307 | Commercial |  | Winter Only | [6 empty] | Small Boilers (<100 MMBtu/hr Heat Input):Uncontrolled | 15 | 0.85 | 0.85 | [11 empty] | 0% | 0% | 0% | 14 | 0 | 0 | 0 | 0 | 0 | 0 | 0 | 0 | 0 | 0 | 2013 Qtr 1: 0; 2013 Qtr 2: 0; 2013 Qtr 3: 0; 2013 Qtr 4: 14; 2014 Qtr 1: 0; 2014 Qtr 2: 0; 2014 Qtr 3: 0; 2014 Qtr 4: 0; 2015 Qtr 1: 0; 2015 Qtr 2: 0; 2015 Qtr 3: 0; 2015 Qtr 4: 0 | 14
3223_SW-COM-Deemed Incentives-Commercial Rebates | 402269-Lighting - Linear LED Systems (T8 Basecase) | WPSDGENRLG0081-Rev02-Msr001 | 7 | Commercial | NON_res:DEER:Indoor_Non-CFL_Ltg | TRUE |  |  | linear ft | RET | 38 | 12 | 0 | 0 | 0 | 26 | 1.672 |  | kWh | 0.000459 | -0.003389 | Commercial |  | Winter Only | [6 empty] | Small Boilers (<100 MMBtu/hr Heat Input):Uncontrolled | 15 | 0.85 | 0.85 | [11 empty] | 0% | 0% | 0% | 666 | 0 | 0 | 0 | 0 | 0 | 0 | 0 | 0 | 0 | 0 | 2013 Qtr 1: 0; 2013 Qtr 2: 0; 2013 Qtr 3: 65; 2013 Qtr 4: 601; 2014 Qtr 1: 0; 2014 Qtr 2: 0; 2014 Qtr 3: 0; 2014 Qtr 4: 0; 2015 Qtr 1: 0; 2015 Qtr 2: 0; 2015 Qtr 3: 0; 2015 Qtr 4: 0 | 666
3223_SW-COM-Deemed Incentives-Commercial Rebates | 402269-Lighting - Linear LED Systems (T8 Basecase) | WPSDGENRLG0081-Rev02-Msr001 | System | Commercial | NON_res:DEER:Indoor_Non-CFL_Ltg | TRUE |  |  | linear ft | RET | 38 | 12 | 0 | 0 | 0 | 26 | 2.729 |  | kWh | 0.0005 | -0.013041 | Commercial |  | Winter Only | [6 empty] | Small Boilers (<100 MMBtu/hr Heat Input):Uncontrolled | 15 | 0.85 | 0.85 | [11 empty] | 0% | 0% | 0% | 19 | 0 | 0 | 0 | 0 | 0 | 0 | 0 | 0 | 0 | 0 | 2013 Qtr 1: 0; 2013 Qtr 2: 0; 2013 Qtr 3: 19; 2013 Qtr 4: 0; 2014 Qtr 1: 0; 2014 Qtr 2: 0; 2014 Qtr 3: 0; 2014 Qtr 4: 0; 2015 Qtr 1: 0; 2015 Qtr 2: 0; 2015 Qtr 3: 0; 2015 Qtr 4: 0 | 19
3223_SW-COM-Deemed Incentives-Commercial Rebates | 402270-Lighting - Premium Tier 5' Case Door | WPSDGENRLG0082-Rev01-Msr001 | System | Commercial | NON_res:DEER:Indoor_Non-CFL_Ltg | TRUE |  |  | Door | RET | 254 | 65 | 0 | 0 | 0 | 189 | 333 |  | kWh | 0.051 | 0 | Commercial |  | Winter Only | [6 empty] | Small Boilers (<100 MMBtu/hr Heat Input):Uncontrolled | 16 | 0.85 | 0.85 | [11 empty] | 0% | 0% | 0% | 170 | 0 | 0 | 0 | 0 | 0 | 0 | 0 | 0 | 0 | 0 | 2013 Qtr 1: 8; 2013 Qtr 2: 86; 2013 Qtr 3: 10; 2013 Qtr 4: 66; 2014 Qtr 1: 0; 2014 Qtr 2: 0; 2014 Qtr 3: 0; 2014 Qtr 4: 0; 2015 Qtr 1: 0; 2015 Qtr 2: 0; 2015 Qtr 3: 0; 2015 Qtr 4: 0 | 170
3223_SW-COM-Deemed Incentives-Commercial Rebates | 402271-Lighting - Premium Tier 6' Case Door | WPSDGENRLG0082-Rev01-Msr003 | System | Commercial | NON_res:DEER:Indoor_Non-CFL_Ltg | TRUE |  |  | Door | RET | 299 | 100 | 0 | 0 | 0 | 199 | 577 |  | kWh | 0.088 | 0 | Commercial |  | Winter Only | [6 empty] | Small Boilers (<100 MMBtu/hr Heat Input):Uncontrolled | 16 | 0.85 | 0.85 | [11 empty] | 0% | 0% | 0% | 196 | 0 | 0 | 0 | 0 | 0 | 0 | 0 | 0 | 0 | 0 | 2013 Qtr 1: 16; 2013 Qtr 2: 84; 2013 Qtr 3: 34; 2013 Qtr 4: 62; 2014 Qtr 1: 0; 2014 Qtr 2: 0; 2014 Qtr 3: 0; 2014 Qtr 4: 0; 2015 Qtr 1: 0; 2015 Qtr 2: 0; 2015 Qtr 3: 0; 2015 Qtr 4: 0 | 196
3223_SW-COM-Deemed Incentives-Commercial Rebates | 402272-Lighting - Sensor-Bi-level Stairwell/Hall/Garage Fixture | WPSDGENRLG0076-Rev01-Msr001 | System | Commercial | NON_res:DEER:Indoor_Non-CFL_Ltg | TRUE |  |  | Fixture | RET | 229 | 15 | 0 | 0 | 0 | 214 | 248 |  | kWh | 0.028 | 0 | Commercial |  | Winter Only | [6 empty] | Small Boilers (<100 MMBtu/hr Heat Input):Uncontrolled | 16 | 0.6 | 0.6 | [11 empty] | 0% | 0% | 0% | 45 | 0 | 0 | 0 | 0 | 0 | 0 | 0 | 0 | 0 | 0 | 2013 Qtr 1: 0; 2013 Qtr 2: 45; 2013 Qtr 3: 0; 2013 Qtr 4: 0; 2014 Qtr 1: 0; 2014 Qtr 2: 0; 2014 Qtr 3: 0; 2014 Qtr 4: 0; 2015 Qtr 1: 0; 2015 Qtr 2: 0; 2015 Qtr 3: 0; 2015 Qtr 4: 0 | 45
3223_SW-COM-Deemed Incentives-Commercial Rebates | 402273-Lighting - Standard Tier 5' Case Door | WPSDGENRLG0082-Rev01-Msr002 | System | Commercial | NON_res:DEER:Indoor_Non-CFL_Ltg | TRUE |  |  | Door | RET | 229 | 45 | 0 | 0 | 0 | 184 | 227 |  | kWh | 0.035 | 0 | Commercial |  | Winter Only | [6 empty] | Small Boilers (<100 MMBtu/hr Heat Input):Uncontrolled | 16 | 0.6 | 0.6 | [11 empty] | 0% | 0% | 0% | 37 | 0 | 0 | 0 | 0 | 0 | 0 | 0 | 0 | 0 | 0 | 2013 Qtr 1: 0; 2013 Qtr 2: 0; 2013 Qtr 3: 37; 2013 Qtr 4: 0; 2014 Qtr 1: 0; 2014 Qtr 2: 0; 2014 Qtr 3: 0; 2014 Qtr 4: 0; 2015 Qtr 1: 0; 2015 Qtr 2: 0; 2015 Qtr 3: 0; 2015 Qtr 4: 0 | 37
3223_SW-COM-Deemed Incentives-Commercial Rebates | 402402-Heating - Greenhouse Heat Curtain | Grnhs-Shell-ThermCurt | 7 | Commercial | NON_res:DEER:HVAC_Split-Package_AC | TRUE |  |  | Sqft | RET | 0.49 | 0.2 | 0 | 0 | 0 | 0.29 | 0.053 |  | kWh | 0 | 0.137 | Commercial |  | Winter Only | [6 empty] | Small Boilers (<100 MMBtu/hr Heat Input):Uncontrolled | 5 | 0.46 | 0.46 | [11 empty] | 0% | 0% | 0% | 17388 | 0 | 0 | 0 | 0 | 0 | 0 | 0 | 0 | 0 | 0 | 2013 Qtr 1: 0; 2013 Qtr 2: 0; 2013 Qtr 3: 17388; 2013 Qtr 4: 0; 2014 Qtr 1: 0; 2014 Qtr 2: 0; 2014 Qtr 3: 0; 2014 Qtr 4: 0; 2015 Qtr 1: 0; 2015 Qtr 2: 0; 2015 Qtr 3: 0; 2015 Qtr 4: 0 | 17388
3223_SW-COM-Deemed Incentives-Commercial Rebates | 402403-Heating - Infrared Film for Greenhouse | Grnhs-Shell-Tcurt_to_LIR_Tcurt | 10 | Commercial | NON_res:DEER:HVAC_Split-Package_AC | TRUE |  |  | Sqft | RET | 0.05 | 0.05 | 0 | 0 | 0 | 0 | 0.007 |  | kWh | 0 | 0.103 | Commercial |  | Winter Only | [6 empty] | Small Boilers (<100 MMBtu/hr Heat Input):Uncontrolled | 5 | 0.46 | 0.46 | [11 empty] | 0% | 0% | 0% | 136080 | 0 | 0 | 0 | 0 | 0 | 0 | 0 | 0 | 0 | 0 | 2013 Qtr 1: 0; 2013 Qtr 2: 0; 2013 Qtr 3: 60320; 2013 Qtr 4: 75760; 2014 Qtr 1: 0; 2014 Qtr 2: 0; 2014 Qtr 3: 0; 2014 Qtr 4: 0; 2015 Qtr 1: 0; 2015 Qtr 2: 0; 2015 Qtr 3: 0; 2015 Qtr 4: 0 | 136080
3223_SW-COM-Deemed Incentives-Commercial Rebates | 402403-Heating - Infrared Film for Greenhouse | Grnhs-Shell-Tcurt_to_LIR_Tcurt | 7 | Commercial | NON_res:DEER:HVAC_Split-Package_AC | TRUE |  |  | Sqft | RET | 0.05 | 0.05 | 0 | 0 | 0 | 0 | 0.011 |  | kWh | 0 | 0.067 | Commercial |  | Winter Only | [6 empty] | Small Boilers (<100 MMBtu/hr Heat Input):Uncontrolled | 5 | 0.46 | 0.46 | [11 empty] | 0% | 0% | 0% | 73600 | 0 | 0 | 0 | 0 | 0 | 0 | 0 | 0 | 0 | 0 | 2013 Qtr 1: 0; 2013 Qtr 2: 0; 2013 Qtr 3: 0; 2013 Qtr 4: 73600; 2014 Qtr 1: 0; 2014 Qtr 2: 0; 2014 Qtr 3: 0; 2014 Qtr 4: 0; 2015 Qtr 1: 0; 2015 Qtr 2: 0; 2015 Qtr 3: 0; 2015 Qtr 4: 0 | 73600
3223_SW-COM-Deemed Incentives-Commercial Rebates | 402411-Lighting - Remove 4 Ft T-8 (De-Lamp 32W) | WPSDGENRLG0022-Rev03-Msr003 | 10 | Commercial | NON_res:DEER:Indoor_CFL_Ltg | TRUE |  |  | Lamp | RET | 25.86 | 4 | 0 | 0 | 0 | 21.86 | 97.0214 |  | kWh | 0.027274 | -0.19827 | Commercial |  | Winter Only | [6 empty] | Small Boilers (<100 MMBtu/hr Heat Input):Uncontrolled | 15 | 0.6 | 0.6 | [11 empty] | 0% | 0% | 0% | 252 | 0 | 0 | 0 | 0 | 0 | 0 | 0 | 0 | 0 | 0 | 2013 Qtr 1: 0; 2013 Qtr 2: 50; 2013 Qtr 3: 76; 2013 Qtr 4: 126; 2014 Qtr 1: 0; 2014 Qtr 2: 0; 2014 Qtr 3: 0; 2014 Qtr 4: 0; 2015 Qtr 1: 0; 2015 Qtr 2: 0; 2015 Qtr 3: 0; 2015 Qtr 4: 0 | 252
3223_SW-COM-Deemed Incentives-Commercial Rebates | 402411-Lighting - Remove 4 Ft T-8 (De-Lamp 32W) | WPSDGENRLG0022-Rev03-Msr003 | 10 | Commercial | NON_res:DEER:Indoor_CFL_Ltg | TRUE |  |  | Lamp | RET | 25.86 | 4 | 0 | 0 | 0 | 21.86 | 162.624 |  | kWh | 0.030244 | -0.78263 | Commercial |  | Winter Only | [6 empty] | Small Boilers (<100 MMBtu/hr Heat Input):Uncontrolled | 14.46 | 0.6 | 0.6 | [11 empty] | 0% | 0% | 0% | 42 | 0 | 0 | 0 | 0 | 0 | 0 | 0 | 0 | 0 | 0 | 2013 Qtr 1: 0; 2013 Qtr 2: 0; 2013 Qtr 3: 0; 2013 Qtr 4: 42; 2014 Qtr 1: 0; 2014 Qtr 2: 0; 2014 Qtr 3: 0; 2014 Qtr 4: 0; 2015 Qtr 1: 0; 2015 Qtr 2: 0; 2015 Qtr 3: 0; 2015 Qtr 4: 0 | 42
3223_SW-COM-Deemed Incentives-Commercial Rebates | 402411-Lighting - Remove 4 Ft T-8 (De-Lamp 32W) | WPSDGENRLG0022-Rev03-Msr003 | 10 | Commercial | NON_res:DEER:Indoor_CFL_Ltg | TRUE |  |  | Lamp | RET | 25.86 | 4 | 0 | 0 | 0 | 21.86 | 181.47 |  | kWh | 0.031509 | -0.86632 | Commercial |  | Winter Only | [6 empty] | Small Boilers (<100 MMBtu/hr Heat Input):Uncontrolled | 13.31 | 0.6 | 0.6 | [11 empty] | 0% | 0% | 0% | 72 | 0 | 0 | 0 | 0 | 0 | 0 | 0 | 0 | 0 | 0 | 2013 Qtr 1: 0; 2013 Qtr 2: 0; 2013 Qtr 3: 72; 2013 Qtr 4: 0; 2014 Qtr 1: 0; 2014 Qtr 2: 0; 2014 Qtr 3: 0; 2014 Qtr 4: 0; 2015 Qtr 1: 0; 2015 Qtr 2: 0; 2015 Qtr 3: 0; 2015 Qtr 4: 0 | 72
3223_SW-COM-Deemed Incentives-Commercial Rebates | 402411-Lighting - Remove 4 Ft T-8 (De-Lamp 32W) | WPSDGENRLG0022-Rev03-Msr003 | 15 | Commercial | NON_res:DEER:Indoor_CFL_Ltg | TRUE |  |  | Lamp | RET | 25.86 | 4 | 0 | 0 | 0 | 21.86 | 152.439 |  | kWh | 0.032818 | -0.11516 | Commercial |  | Winter Only | [6 empty] | Small Boilers (<100 MMBtu/hr Heat Input):Uncontrolled | 15 | 0.6 | 0.6 | [11 empty] | 0% | 0% | 0% | 30 | 0 | 0 | 0 | 0 | 0 | 0 | 0 | 0 | 0 | 0 | 2013 Qtr 1: 0; 2013 Qtr 2: 0; 2013 Qtr 3: 0; 2013 Qtr 4: 30; 2014 Qtr 1: 0; 2014 Qtr 2: 0; 2014 Qtr 3: 0; 2014 Qtr 4: 0; 2015 Qtr 1: 0; 2015 Qtr 2: 0; 2015 Qtr 3: 0; 2015 Qtr 4: 0 | 30
3223_SW-COM-Deemed Incentives-Commercial Rebates | 402411-Lighting - Remove 4 Ft T-8 (De-Lamp 32W) | WPSDGENRLG0022-Rev03-Msr003 | 7 | Commercial | NON_res:DEER:Indoor_CFL_Ltg | TRUE |  |  | Lamp | RET | 25.86 | 4 | 0 | 0 | 0 | 21.86 | 94.2512 |  | kWh | 0.026834 | -0.16963 | Commercial |  | Winter Only | [6 empty] | Small Boilers (<100 MMBtu/hr Heat Input):Uncontrolled | 15 | 0.6 | 0.6 | [11 empty] | 0% | 0% | 0% | 3593 | 0 | 0 | 0 | 0 | 0 | 0 | 0 | 0 | 0 | 0 | 2013 Qtr 1: 51; 2013 Qtr 2: 944; 2013 Qtr 3: 1471; 2013 Qtr 4: 1127; 2014 Qtr 1: 0; 2014 Qtr 2: 0; 2014 Qtr 3: 0; 2014 Qtr 4: 0; 2015 Qtr 1: 0; 2015 Qtr 2: 0; 2015 Qtr 3: 0; 2015 Qtr 4: 0 | 3593
3223_SW-COM-Deemed Incentives-Commercial Rebates | 402411-Lighting - Remove 4 Ft T-8 (De-Lamp 32W) | WPSDGENRLG0022-Rev03-Msr003 | 7 | Commercial | NON_res:DEER:Indoor_CFL_Ltg | TRUE |  |  | Lamp | RET | 25.86 | 4 | 0 | 0 | 0 | 21.86 | 162.288 |  | kWh | 0.03 | -0.76797 | Commercial |  | Winter Only | [6 empty] | Small Boilers (<100 MMBtu/hr Heat Input):Uncontrolled | 14.49 | 0.6 | 0.6 | [11 empty] | 0% | 0% | 0% | 11 | 0 | 0 | 0 | 0 | 0 | 0 | 0 | 0 | 0 | 0 | 2013 Qtr 1: 0; 2013 Qtr 2: 0; 2013 Qtr 3: 0; 2013 Qtr 4: 11; 2014 Qtr 1: 0; 2014 Qtr 2: 0; 2014 Qtr 3: 0; 2014 Qtr 4: 0; 2015 Qtr 1: 0; 2015 Qtr 2: 0; 2015 Qtr 3: 0; 2015 Qtr 4: 0 | 11
3223_SW-COM-Deemed Incentives-Commercial Rebates | 402411-Lighting - Remove 4 Ft T-8 (De-Lamp 32W) | WPSDGENRLG0022-Rev03-Msr003 | 7 | Commercial | NON_res:DEER:Indoor_CFL_Ltg | TRUE |  |  | Lamp | RET | 25.86 | 4 | 0 | 0 | 0 | 21.86 | 162.624 |  | kWh | 0.029756 | -0.78263 | Commercial |  | Winter Only | [6 empty] | Small Boilers (<100 MMBtu/hr Heat Input):Uncontrolled | 14.46 | 0.6 | 0.6 | [11 empty] | 0% | 0% | 0% | 74 | 0 | 0 | 0 | 0 | 0 | 0 | 0 | 0 | 0 | 0 | 2013 Qtr 1: 0; 2013 Qtr 2: 0; 2013 Qtr 3: 0; 2013 Qtr 4: 74; 2014 Qtr 1: 0; 2014 Qtr 2: 0; 2014 Qtr 3: 0; 2014 Qtr 4: 0; 2015 Qtr 1: 0; 2015 Qtr 2: 0; 2015 Qtr 3: 0; 2015 Qtr 4: 0 | 74
3223_SW-COM-Deemed Incentives-Commercial Rebates | 402411-Lighting - Remove 4 Ft T-8 (De-Lamp 32W) | WPSDGENRLG0022-Rev03-Msr003 | System | Commercial | NON_res:DEER:Indoor_CFL_Ltg | TRUE |  |  | Lamp | RET | 25.86 | 4 | 0 | 0 | 0 | 21.86 | 128.7483 |  | kWh | 0.02987 | -0.26659 | Commercial |  | Winter Only | [6 empty] | Small Boilers (<100 MMBtu/hr Heat Input):Uncontrolled | 15 | 0.6 | 0.6 | [11 empty] | 0% | 0% | 0% | 94 | 0 | 0 | 0 | 0 | 0 | 0 | 0 | 0 | 0 | 0 | 2013 Qtr 1: 55; 2013 Qtr 2: 9; 2013 Qtr 3: 30; 2013 Qtr 4: 0; 2014 Qtr 1: 0; 2014 Qtr 2: 0; 2014 Qtr 3: 0; 2014 Qtr 4: 0; 2015 Qtr 1: 0; 2015 Qtr 2: 0; 2015 Qtr 3: 0; 2015 Qtr 4: 0 | 94
3223_SW-COM-Deemed Incentives-Commercial Rebates | 402421-Ozone Laundry System | WPSDGENRWH0021-Rev02-Msr001 | System | Commercial | 35-OTI-OtherIndustrial-PROC_OTH | TRUE |  |  | Pound | RET | 75.73 | 39 | 0 | 0 | 0 | 36.73 | 0 |  | kWh | 0 | 39.3 | Commercial |  | Winter Only | [6 empty] | Small Boilers (<100 MMBtu/hr Heat Input):Uncontrolled | 11 | 0.6 | 0.6 | [11 empty] | 0% | 0% | 0% | 155 | 0 | 0 | 0 | 0 | 0 | 0 | 0 | 0 | 0 | 0 | 2013 Qtr 1: 0; 2013 Qtr 2: 0; 2013 Qtr 3: 0; 2013 Qtr 4: 155; 2014 Qtr 1: 0; 2014 Qtr 2: 0; 2014 Qtr 3: 0; 2014 Qtr 4: 0; 2015 Qtr 1: 0; 2015 Qtr 2: 0; 2015 Qtr 3: 0; 2015 Qtr 4: 0 | 155
3223_SW-COM-Deemed Incentives-Commercial Rebates | 402422-LED MR16 Up to 6 watt Interior LED Integral Lamp | WPSDGENRLG0106-Rev02-Msr001 | 10 | Commercial | NON_res:DEER:Indoor_CFL_Ltg | TRUE |  |  | Lamp | ROB | 15.07 | 5 | 0 | 0 | 0 | 10.07 | 41.859 |  | kWh | 0.008481 | -0.057532 | Commercial |  | Winter Only | [6 empty] | Small Boilers (<100 MMBtu/hr Heat Input):Uncontrolled | 12 | 0.6 | 0.6 | [11 empty] | 0% | 0% | 0% | 28 | 0 | 0 | 0 | 0 | 0 | 0 | 0 | 0 | 0 | 0 | 2013 Qtr 1: 0; 2013 Qtr 2: 0; 2013 Qtr 3: 5; 2013 Qtr 4: 23; 2014 Qtr 1: 0; 2014 Qtr 2: 0; 2014 Qtr 3: 0; 2014 Qtr 4: 0; 2015 Qtr 1: 0; 2015 Qtr 2: 0; 2015 Qtr 3: 0; 2015 Qtr 4: 0 | 28
3223_SW-COM-Deemed Incentives-Commercial Rebates | 402422-LED MR16 Up to 6 watt Interior LED Integral Lamp | WPSDGENRLG0106-Rev02-Msr001 | 7 | Commercial | NON_res:DEER:Indoor_CFL_Ltg | TRUE |  |  | Lamp | ROB | 15.07 | 5 | 0 | 0 | 0 | 10.07 | 29.0415 |  | kWh | 0.006877 | -0.062003 | Commercial |  | Winter Only | [6 empty] | Small Boilers (<100 MMBtu/hr Heat Input):Uncontrolled | 12 | 0.6 | 0.6 | [11 empty] | 0% | 0% | 0% | 1899 | 0 | 0 | 0 | 0 | 0 | 0 | 0 | 0 | 0 | 0 | 2013 Qtr 1: 192; 2013 Qtr 2: 260; 2013 Qtr 3: 153; 2013 Qtr 4: 1294; 2014 Qtr 1: 0; 2014 Qtr 2: 0; 2014 Qtr 3: 0; 2014 Qtr 4: 0; 2015 Qtr 1: 0; 2015 Qtr 2: 0; 2015 Qtr 3: 0; 2015 Qtr 4: 0 | 1899
3223_SW-COM-Deemed Incentives-Commercial Rebates | 402422-LED MR16 Up to 6 watt Interior LED Integral Lamp | WPSDGENRLG0106-Rev02-Msr001 | System | Commercial | NON_res:DEER:Indoor_CFL_Ltg | TRUE |  |  | Lamp | ROB | 15.07 | 5 | 0 | 0 | 0 | 10.07 | 42.9254 |  | kWh | 0.008543 | -0.061359 | Commercial |  | Winter Only | [6 empty] | Small Boilers (<100 MMBtu/hr Heat Input):Uncontrolled | 12 | 0.6 | 0.6 | [11 empty] | 0% | 0% | 0% | 49 | 0 | 0 | 0 | 0 | 0 | 0 | 0 | 0 | 0 | 0 | 2013 Qtr 1: 0; 2013 Qtr 2: 0; 2013 Qtr 3: 30; 2013 Qtr 4: 19; 2014 Qtr 1: 0; 2014 Qtr 2: 0; 2014 Qtr 3: 0; 2014 Qtr 4: 0; 2015 Qtr 1: 0; 2015 Qtr 2: 0; 2015 Qtr 3: 0; 2015 Qtr 4: 0 | 49
3223_SW-COM-Deemed Incentives-Commercial Rebates | 402423-LED MR16 7 -10 watt Interior lamp | WPSDGENRLG0106-Rev02-Msr002 | 10 | Commercial | NON_res:DEER:Indoor_CFL_Ltg | TRUE |  |  | Lamp | ROB | 21.31 | 12.5 | 0 | 0 | 0 | 8.81 | 97.4549 |  | kWh | 0.020673 | -0.22518 | Commercial |  | Winter Only | [6 empty] | Small Boilers (<100 MMBtu/hr Heat Input):Uncontrolled | 12 | 0.85 | 0.85 | [11 empty] | 0% | 0% | 0% | 220 | 0 | 0 | 0 | 0 | 0 | 0 | 0 | 0 | 0 | 0 | 2013 Qtr 1: 27; 2013 Qtr 2: 10; 2013 Qtr 3: 177; 2013 Qtr 4: 6; 2014 Qtr 1: 0; 2014 Qtr 2: 0; 2014 Qtr 3: 0; 2014 Qtr 4: 0; 2015 Qtr 1: 0; 2015 Qtr 2: 0; 2015 Qtr 3: 0; 2015 Qtr 4: 0 | 220
3223_SW-COM-Deemed Incentives-Commercial Rebates | 402423-LED MR16 7 -10 watt Interior lamp | WPSDGENRLG0106-Rev02-Msr002 | 15 | Commercial | NON_res:DEER:Indoor_CFL_Ltg | TRUE |  |  | Lamp | ROB | 21.31 | 12.5 | 0 | 0 | 0 | 8.81 | 116.4164 |  | kWh | 0.020627 | -0.088792 | Commercial |  | Winter Only | [6 empty] | Small Boilers (<100 MMBtu/hr Heat Input):Uncontrolled | 12 | 0.85 | 0.85 | [11 empty] | 0% | 0% | 0% | 23 | 0 | 0 | 0 | 0 | 0 | 0 | 0 | 0 | 0 | 0 | 2013 Qtr 1: 0; 2013 Qtr 2: 0; 2013 Qtr 3: 0; 2013 Qtr 4: 23; 2014 Qtr 1: 0; 2014 Qtr 2: 0; 2014 Qtr 3: 0; 2014 Qtr 4: 0; 2015 Qtr 1: 0; 2015 Qtr 2: 0; 2015 Qtr 3: 0; 2015 Qtr 4: 0 | 23
3223_SW-COM-Deemed Incentives-Commercial Rebates | 402423-LED MR16 7 -10 watt Interior lamp | WPSDGENRLG0106-Rev02-Msr002 | 7 | Commercial | NON_res:DEER:Indoor_CFL_Ltg | TRUE |  |  | Lamp | ROB | 21.31 | 12.5 | 0 | 0 | 0 | 8.81 | 69.4671 |  | kWh | 0.012769 | -0.1059 | Commercial |  | Winter Only | [6 empty] | Small Boilers (<100 MMBtu/hr Heat Input):Uncontrolled | 12 | 0.85 | 0.85 | [11 empty] | 0% | 0% | 0% | 2529 | 0 | 0 | 0 | 0 | 0 | 0 | 0 | 0 | 0 | 0 | 2013 Qtr 1: 60; 2013 Qtr 2: 482; 2013 Qtr 3: 171; 2013 Qtr 4: 1816; 2014 Qtr 1: 0; 2014 Qtr 2: 0; 2014 Qtr 3: 0; 2014 Qtr 4: 0; 2015 Qtr 1: 0; 2015 Qtr 2: 0; 2015 Qtr 3: 0; 2015 Qtr 4: 0 | 2529
3223_SW-COM-Deemed Incentives-Commercial Rebates | 402423-LED MR16 7 -10 watt Interior lamp | WPSDGENRLG0106-Rev02-Msr002 | System | Commercial | NON_res:DEER:Indoor_CFL_Ltg | TRUE |  |  | Lamp | ROB | 21.31 | 12.5 | 0 | 0 | 0 | 8.81 | 78.9264 |  | kWh | 0.018853 | -0.14969 | Commercial |  | Winter Only | [6 empty] | Small Boilers (<100 MMBtu/hr Heat Input):Uncontrolled | 12 | 0.85 | 0.85 | [11 empty] | 0% | 0% | 0% | 451 | 0 | 0 | 0 | 0 | 0 | 0 | 0 | 0 | 0 | 0 | 2013 Qtr 1: 0; 2013 Qtr 2: 0; 2013 Qtr 3: 0; 2013 Qtr 4: 451; 2014 Qtr 1: 0; 2014 Qtr 2: 0; 2014 Qtr 3: 0; 2014 Qtr 4: 0; 2015 Qtr 1: 0; 2015 Qtr 2: 0; 2015 Qtr 3: 0; 2015 Qtr 4: 0 | 451
3223_SW-COM-Deemed Incentives-Commercial Rebates | 402424-LED Integral PAR-20 lamp Up to 10 watt Interior | WPSDGENRLG0106-Rev02-Msr003 | 10 | Commercial | NON_res:DEER:Indoor_CFL_Ltg | TRUE |  |  | Lamp | ROB | 24.44 | 12.5 | 0 | 0 | 0 | 11.94 | 99.8739 |  | kWh | 0.017436 | -0.76519 | Commercial |  | Winter Only | [6 empty] | Small Boilers (<100 MMBtu/hr Heat Input):Uncontrolled | 6.6979 | 0.85 | 0.85 | [11 empty] | 0% | 0% | 0% | 52 | 0 | 0 | 0 | 0 | 0 | 0 | 0 | 0 | 0 | 0 | 2013 Qtr 1: 0; 2013 Qtr 2: 38; 2013 Qtr 3: 14; 2013 Qtr 4: 0; 2014 Qtr 1: 0; 2014 Qtr 2: 0; 2014 Qtr 3: 0; 2014 Qtr 4: 0; 2015 Qtr 1: 0; 2015 Qtr 2: 0; 2015 Qtr 3: 0; 2015 Qtr 4: 0 | 52
3223_SW-COM-Deemed Incentives-Commercial Rebates | 402424-LED Integral PAR-20 lamp Up to 10 watt Interior | WPSDGENRLG0106-Rev02-Msr003 | 15 | Commercial | NON_res:DEER:Indoor_CFL_Ltg | TRUE |  |  | Lamp | ROB | 24.44 | 12.5 | 0 | 0 | 0 | 11.94 | 113.9526 |  | kWh | 0.02019 | -0.086913 | Commercial |  | Winter Only | [6 empty] | Small Boilers (<100 MMBtu/hr Heat Input):Uncontrolled | 6.6979 | 0.85 | 0.85 | [11 empty] | 0% | 0% | 0% | 57 | 0 | 0 | 0 | 0 | 0 | 0 | 0 | 0 | 0 | 0 | 2013 Qtr 1: 0; 2013 Qtr 2: 0; 2013 Qtr 3: 0; 2013 Qtr 4: 57; 2014 Qtr 1: 0; 2014 Qtr 2: 0; 2014 Qtr 3: 0; 2014 Qtr 4: 0; 2015 Qtr 1: 0; 2015 Qtr 2: 0; 2015 Qtr 3: 0; 2015 Qtr 4: 0 | 57
3223_SW-COM-Deemed Incentives-Commercial Rebates | 402424-LED Integral PAR-20 lamp Up to 10 watt Interior | WPSDGENRLG0106-Rev02-Msr003 | 7 | Commercial | NON_res:DEER:Indoor_CFL_Ltg | TRUE |  |  | Lamp | ROB | 24.44 | 12.5 | 0 | 0 | 0 | 11.94 | 91.3197 |  | kWh | 0.016423 | -0.16024 | Commercial |  | Winter Only | [6 empty] | Small Boilers (<100 MMBtu/hr Heat Input):Uncontrolled | 6.6979 | 0.85 | 0.85 | [11 empty] | 0% | 0% | 0% | 1893 | 0 | 0 | 0 | 0 | 0 | 0 | 0 | 0 | 0 | 0 | 2013 Qtr 1: 7; 2013 Qtr 2: 270; 2013 Qtr 3: 413; 2013 Qtr 4: 1203; 2014 Qtr 1: 0; 2014 Qtr 2: 0; 2014 Qtr 3: 0; 2014 Qtr 4: 0; 2015 Qtr 1: 0; 2015 Qtr 2: 0; 2015 Qtr 3: 0; 2015 Qtr 4: 0 | 1893
3223_SW-COM-Deemed Incentives-Commercial Rebates | 402424-LED Integral PAR-20 lamp Up to 10 watt Interior | WPSDGENRLG0106-Rev02-Msr003 | System | Commercial | NON_res:DEER:Indoor_CFL_Ltg | TRUE |  |  | Lamp | ROB | 24.44 | 12.5 | 0 | 0 | 0 | 11.94 | 77.256 |  | kWh | 0.018454 | -0.14652 | Commercial |  | Winter Only | [6 empty] | Small Boilers (<100 MMBtu/hr Heat Input):Uncontrolled | 6.6979 | 0.85 | 0.85 | [11 empty] | 0% | 0% | 0% | 6 | 0 | 0 | 0 | 0 | 0 | 0 | 0 | 0 | 0 | 0 | 2013 Qtr 1: 0; 2013 Qtr 2: 0; 2013 Qtr 3: 0; 2013 Qtr 4: 6; 2014 Qtr 1: 0; 2014 Qtr 2: 0; 2014 Qtr 3: 0; 2014 Qtr 4: 0; 2015 Qtr 1: 0; 2015 Qtr 2: 0; 2015 Qtr 3: 0; 2015 Qtr 4: 0 | 6
3223_SW-COM-Deemed Incentives-Commercial Rebates | 402425-LED Integral PAR-30 lamp Up to 15 watt Interior | WPSDGENRLG0106-Rev02-Msr004 | 10 | Commercial | NON_res:DEER:Indoor_CFL_Ltg | TRUE |  |  | Lamp | ROB | 35.25 | 7.5 | 0 | 0 | 0 | 27.75 | 71.8187 |  | kWh | 0.013311 | -0.20865 | Commercial |  | Winter Only | [6 empty] | Small Boilers (<100 MMBtu/hr Heat Input):Uncontrolled | 12 | 0.85 | 0.85 | [11 empty] | 0% | 0% | 0% | 884 | 0 | 0 | 0 | 0 | 0 | 0 | 0 | 0 | 0 | 0 | 2013 Qtr 1: 0; 2013 Qtr 2: 395; 2013 Qtr 3: 200; 2013 Qtr 4: 289; 2014 Qtr 1: 0; 2014 Qtr 2: 0; 2014 Qtr 3: 0; 2014 Qtr 4: 0; 2015 Qtr 1: 0; 2015 Qtr 2: 0; 2015 Qtr 3: 0; 2015 Qtr 4: 0 | 884
3223_SW-COM-Deemed Incentives-Commercial Rebates | 402425-LED Integral PAR-30 lamp Up to 15 watt Interior | WPSDGENRLG0106-Rev02-Msr004 | 15 | Commercial | NON_res:DEER:Indoor_CFL_Ltg | TRUE |  |  | Lamp | ROB | 35.25 | 7.5 | 0 | 0 | 0 | 27.75 | 74.5312 |  | kWh | 0.013206 | -0.056846 | Commercial |  | Winter Only | [6 empty] | Small Boilers (<100 MMBtu/hr Heat Input):Uncontrolled | 12 | 0.85 | 0.85 | [11 empty] | 0% | 0% | 0% | 339 | 0 | 0 | 0 | 0 | 0 | 0 | 0 | 0 | 0 | 0 | 2013 Qtr 1: 0; 2013 Qtr 2: 0; 2013 Qtr 3: 0; 2013 Qtr 4: 339; 2014 Qtr 1: 0; 2014 Qtr 2: 0; 2014 Qtr 3: 0; 2014 Qtr 4: 0; 2015 Qtr 1: 0; 2015 Qtr 2: 0; 2015 Qtr 3: 0; 2015 Qtr 4: 0 | 339
3223_SW-COM-Deemed Incentives-Commercial Rebates | 402425-LED Integral PAR-30 lamp Up to 15 watt Interior | WPSDGENRLG0106-Rev02-Msr004 | 7 | Commercial | NON_res:DEER:Indoor_CFL_Ltg | TRUE |  |  | Lamp | ROB | 35.25 | 7.5 | 0 | 0 | 0 | 27.75 | 60.1129 |  | kWh | 0.012036 | -0.12152 | Commercial |  | Winter Only | [6 empty] | Small Boilers (<100 MMBtu/hr Heat Input):Uncontrolled | 12 | 0.85 | 0.85 | [11 empty] | 0% | 0% | 0% | 3540 | 0 | 0 | 0 | 0 | 0 | 0 | 0 | 0 | 0 | 0 | 2013 Qtr 1: 9; 2013 Qtr 2: 717; 2013 Qtr 3: 349; 2013 Qtr 4: 2465; 2014 Qtr 1: 0; 2014 Qtr 2: 0; 2014 Qtr 3: 0; 2014 Qtr 4: 0; 2015 Qtr 1: 0; 2015 Qtr 2: 0; 2015 Qtr 3: 0; 2015 Qtr 4: 0 | 3540
3223_SW-COM-Deemed Incentives-Commercial Rebates | 402425-LED Integral PAR-30 lamp Up to 15 watt Interior | WPSDGENRLG0106-Rev02-Msr004 | System | Commercial | NON_res:DEER:Indoor_CFL_Ltg | TRUE |  |  | Lamp | ROB | 35.25 | 7.5 | 0 | 0 | 0 | 27.75 | 53.1322 |  | kWh | 0.012015 | -0.09509 | Commercial |  | Winter Only | [6 empty] | Small Boilers (<100 MMBtu/hr Heat Input):Uncontrolled | 12 | 0.85 | 0.85 | [11 empty] | 0% | 0% | 0% | 103 | 0 | 0 | 0 | 0 | 0 | 0 | 0 | 0 | 0 | 0 | 2013 Qtr 1: 0; 2013 Qtr 2: 0; 2013 Qtr 3: 0; 2013 Qtr 4: 103; 2014 Qtr 1: 0; 2014 Qtr 2: 0; 2014 Qtr 3: 0; 2014 Qtr 4: 0; 2015 Qtr 1: 0; 2015 Qtr 2: 0; 2015 Qtr 3: 0; 2015 Qtr 4: 0 | 103
3223_SW-COM-Deemed Incentives-Commercial Rebates | 402426-LED Integral PAR30 lamp 16-21watt | WPSDGENRLG0106-Rev02-Msr005 | 7 | Commercial | NON_res:DEER:Indoor_CFL_Ltg | TRUE |  |  | Lamp | ROB | 26.91 | 17.5 | 0 | 0 | 0 | 9.41 | 153.5501 |  | kWh | 0.033653 | -0.17355 | Commercial |  | Winter Only | [6 empty] | Small Boilers (<100 MMBtu/hr Heat Input):Uncontrolled | 12 | 0.85 | 0.85 | [11 empty] | 0% | 0% | 0% | 690 | 0 | 0 | 0 | 0 | 0 | 0 | 0 | 0 | 0 | 0 | 2013 Qtr 1: 0; 2013 Qtr 2: 442; 2013 Qtr 3: 29; 2013 Qtr 4: 219; 2014 Qtr 1: 0; 2014 Qtr 2: 0; 2014 Qtr 3: 0; 2014 Qtr 4: 0; 2015 Qtr 1: 0; 2015 Qtr 2: 0; 2015 Qtr 3: 0; 2015 Qtr 4: 0 | 690
3223_SW-COM-Deemed Incentives-Commercial Rebates | 402427-LED Integral PAR38 lamp Up to 16 watt | WPSDGENRLG0106-Rev02-Msr006 | 7 | Commercial | NON_res:DEER:Indoor_CFL_Ltg | TRUE |  |  | Lamp | ROB | 35.17 | 10 | 0 | 0 | 0 | 25.17 | 91.9219 |  | kWh | 0.017277 | -0.11533 | Commercial |  | Winter Only | [6 empty] | Small Boilers (<100 MMBtu/hr Heat Input):Uncontrolled | 12 | 0.85 | 0.85 | [11 empty] | 0% | 0% | 0% | 511 | 0 | 0 | 0 | 0 | 0 | 0 | 0 | 0 | 0 | 0 | 2013 Qtr 1: 461; 2013 Qtr 2: 40; 2013 Qtr 3: 4; 2013 Qtr 4: 6; 2014 Qtr 1: 0; 2014 Qtr 2: 0; 2014 Qtr 3: 0; 2014 Qtr 4: 0; 2015 Qtr 1: 0; 2015 Qtr 2: 0; 2015 Qtr 3: 0; 2015 Qtr 4: 0 | 511
3223_SW-COM-Deemed Incentives-Commercial Rebates | 402427-LED Integral PAR38 lamp Up to 16 watt | WPSDGENRLG0106-Rev02-Msr006 | System | Commercial | NON_res:DEER:Indoor_CFL_Ltg | TRUE |  |  | Lamp | ROB | 35.17 | 10 | 0 | 0 | 0 | 25.17 | 88.0377 |  | kWh | 0.017349 | -0.1244 | Commercial |  | Winter Only | [6 empty] | Small Boilers (<100 MMBtu/hr Heat Input):Uncontrolled | 12 | 0.85 | 0.85 | [11 empty] | 0% | 0% | 0% | 70 | 0 | 0 | 0 | 0 | 0 | 0 | 0 | 0 | 0 | 0 | 2013 Qtr 1: 0; 2013 Qtr 2: 0; 2013 Qtr 3: 43; 2013 Qtr 4: 27; 2014 Qtr 1: 0; 2014 Qtr 2: 0; 2014 Qtr 3: 0; 2014 Qtr 4: 0; 2015 Qtr 1: 0; 2015 Qtr 2: 0; 2015 Qtr 3: 0; 2015 Qtr 4: 0 | 70
3223_SW-COM-Deemed Incentives-Commercial Rebates | 402428-LED Integral PAR38 lamp 17-22 watt | WPSDGENRLG0106-Rev02-Msr007 | 10 | Commercial | NON_res:DEER:Indoor_CFL_Ltg | TRUE |  |  | Lamp | ROB | 36.38 | 20 | 0 | 0 | 0 | 16.38 | 216.4408 |  | kWh | 0.041598 | -0.37433 | Commercial |  | Winter Only | [6 empty] | Small Boilers (<100 MMBtu/hr Heat Input):Uncontrolled | 12 | 0.85 | 0.85 | [11 empty] | 0% | 0% | 0% | 941 | 0 | 0 | 0 | 0 | 0 | 0 | 0 | 0 | 0 | 0 | 2013 Qtr 1: 0; 2013 Qtr 2: 332; 2013 Qtr 3: 0; 2013 Qtr 4: 609; 2014 Qtr 1: 0; 2014 Qtr 2: 0; 2014 Qtr 3: 0; 2014 Qtr 4: 0; 2015 Qtr 1: 0; 2015 Qtr 2: 0; 2015 Qtr 3: 0; 2015 Qtr 4: 0 | 941
3223_SW-COM-Deemed Incentives-Commercial Rebates | 402428-LED Integral PAR38 lamp 17-22 watt | WPSDGENRLG0106-Rev02-Msr007 | 7 | Commercial | NON_res:DEER:Indoor_CFL_Ltg | TRUE |  |  | Lamp | ROB | 36.38 | 19.9952 | 0 | 0 | 0 | 16.3848 | 190.919 |  | kWh | 0.034961 | -0.29755 | Commercial |  | Winter Only | [6 empty] | Small Boilers (<100 MMBtu/hr Heat Input):Uncontrolled | 12 | 0.85 | 0.85 | [11 empty] | 0% | 0% | 0% | 8471 | 0 | 0 | 0 | 0 | 0 | 0 | 0 | 0 | 0 | 0 | 2013 Qtr 1: 333; 2013 Qtr 2: 1583; 2013 Qtr 3: 1894; 2013 Qtr 4: 4661; 2014 Qtr 1: 0; 2014 Qtr 2: 0; 2014 Qtr 3: 0; 2014 Qtr 4: 0; 2015 Qtr 1: 0; 2015 Qtr 2: 0; 2015 Qtr 3: 0; 2015 Qtr 4: 0 | 8471
3223_SW-COM-Deemed Incentives-Commercial Rebates | 402428-LED Integral PAR38 lamp 17-22 watt | WPSDGENRLG0106-Rev02-Msr007 | System | Commercial | NON_res:DEER:Indoor_CFL_Ltg | TRUE |  |  | Lamp | ROB | 36.38 | 18.5345 | 0 | 0 | 0 | 17.8455 | 217.0439 |  | kWh | 0.042059 | -0.30633 | Commercial |  | Winter Only | [6 empty] | Small Boilers (<100 MMBtu/hr Heat Input):Uncontrolled | 12 | 0.85 | 0.85 | [11 empty] | 0% | 0% | 0% | 152 | 0 | 0 | 0 | 0 | 0 | 0 | 0 | 0 | 0 | 0 | 2013 Qtr 1: 0; 2013 Qtr 2: 0; 2013 Qtr 3: 0; 2013 Qtr 4: 152; 2014 Qtr 1: 0; 2014 Qtr 2: 0; 2014 Qtr 3: 0; 2014 Qtr 4: 0; 2015 Qtr 1: 0; 2015 Qtr 2: 0; 2015 Qtr 3: 0; 2015 Qtr 4: 0 | 152
3223_SW-COM-Deemed Incentives-Commercial Rebates | 402429-LED Integral PAR38 lamp 23-25 watt | WPSDGENRLG0106-Rev02-Msr008 | 10 | Commercial | NON_res:DEER:Indoor_CFL_Ltg | TRUE |  |  | Lamp | ROB | 46.13 | 20 | 0 | 0 | 0 | 26.13 | 317.6888 |  | kWh | 0.056998 | -0.70285 | Commercial |  | Winter Only | [6 empty] | Small Boilers (<100 MMBtu/hr Heat Input):Uncontrolled | 12 | 0.85 | 0.85 | [11 empty] | 0% | 0% | 0% | 100 | 0 | 0 | 0 | 0 | 0 | 0 | 0 | 0 | 0 | 0 | 2013 Qtr 1: 0; 2013 Qtr 2: 0; 2013 Qtr 3: 0; 2013 Qtr 4: 100; 2014 Qtr 1: 0; 2014 Qtr 2: 0; 2014 Qtr 3: 0; 2014 Qtr 4: 0; 2015 Qtr 1: 0; 2015 Qtr 2: 0; 2015 Qtr 3: 0; 2015 Qtr 4: 0 | 100
3223_SW-COM-Deemed Incentives-Commercial Rebates | 402429-LED Integral PAR38 lamp 23-25 watt | WPSDGENRLG0106-Rev02-Msr008 | 7 | Commercial | NON_res:DEER:Indoor_CFL_Ltg | TRUE |  |  | Lamp | ROB | 46.13 | 20 | 0 | 0 | 0 | 26.13 | 290.2663 |  | kWh | 0.056551 | -0.311 | Commercial |  | Winter Only | [6 empty] | Small Boilers (<100 MMBtu/hr Heat Input):Uncontrolled | 12 | 0.85 | 0.85 | [11 empty] | 0% | 0% | 0% | 47 | 0 | 0 | 0 | 0 | 0 | 0 | 0 | 0 | 0 | 0 | 2013 Qtr 1: 0; 2013 Qtr 2: 47; 2013 Qtr 3: 0; 2013 Qtr 4: 0; 2014 Qtr 1: 0; 2014 Qtr 2: 0; 2014 Qtr 3: 0; 2014 Qtr 4: 0; 2015 Qtr 1: 0; 2015 Qtr 2: 0; 2015 Qtr 3: 0; 2015 Qtr 4: 0 | 47
3223_SW-COM-Deemed Incentives-Commercial Rebates | 461831-LED Integral Candelabra lamp Up to 4 watt | WPSDGENRLG0106-Rev02-Msr011 | 7 | Commercial | NON_res:DEER:Indoor_CFL_Ltg | TRUE |  |  | Lamp | ROB | 13.99 | 5 | 0 | 0 | 0 | 8.99 | 43.067 |  | kWh | 0.009538 | -0.11991 | Commercial |  | Winter Only | [6 empty] | Small Boilers (<100 MMBtu/hr Heat Input):Uncontrolled | 12 | 0.85 | 0.85 | [11 empty] | 0% | 0% | 0% | 4109 | 0 | 0 | 0 | 0 | 0 | 0 | 0 | 0 | 0 | 0 | 2013 Qtr 1: 0; 2013 Qtr 2: 80; 2013 Qtr 3: 2515; 2013 Qtr 4: 1514; 2014 Qtr 1: 0; 2014 Qtr 2: 0; 2014 Qtr 3: 0; 2014 Qtr 4: 0; 2015 Qtr 1: 0; 2015 Qtr 2: 0; 2015 Qtr 3: 0; 2015 Qtr 4: 0 | 4109
3223_SW-COM-Deemed Incentives-Commercial Rebates | 461832-LED Integral A-lamp Up to 7 watt Interior | WPSDGENRLG0106-Rev02-Msr012 | 10 | Commercial | NON_res:DEER:Indoor_CFL_Ltg | TRUE |  |  | Lamp | ROB | 16.65 | 5 | 0 | 0 | 0 | 11.65 | 42.0325 |  | kWh | 0.007759 | -0.18836 | Commercial |  | Winter Only | [6 empty] | Small Boilers (<100 MMBtu/hr Heat Input):Uncontrolled | 12 | 0.85 | 0.85 | [11 empty] | 0% | 0% | 0% | 129 | 0 | 0 | 0 | 0 | 0 | 0 | 0 | 0 | 0 | 0 | 2013 Qtr 1: 0; 2013 Qtr 2: 0; 2013 Qtr 3: 0; 2013 Qtr 4: 129; 2014 Qtr 1: 0; 2014 Qtr 2: 0; 2014 Qtr 3: 0; 2014 Qtr 4: 0; 2015 Qtr 1: 0; 2015 Qtr 2: 0; 2015 Qtr 3: 0; 2015 Qtr 4: 0 | 129
3223_SW-COM-Deemed Incentives-Commercial Rebates | 461832-LED Integral A-lamp Up to 7 watt Interior | WPSDGENRLG0106-Rev02-Msr012 | 7 | Commercial | NON_res:DEER:Indoor_CFL_Ltg | TRUE |  |  | Lamp | ROB | 16.65 | 5 | 0 | 0 | 0 | 11.65 | 34.7061 |  | kWh | 0.006931 | -0.094298 | Commercial |  | Winter Only | [6 empty] | Small Boilers (<100 MMBtu/hr Heat Input):Uncontrolled | 12 | 0.85 | 0.85 | [11 empty] | 0% | 0% | 0% | 397 | 0 | 0 | 0 | 0 | 0 | 0 | 0 | 0 | 0 | 0 | 2013 Qtr 1: 0; 2013 Qtr 2: 0; 2013 Qtr 3: 22; 2013 Qtr 4: 375; 2014 Qtr 1: 0; 2014 Qtr 2: 0; 2014 Qtr 3: 0; 2014 Qtr 4: 0; 2015 Qtr 1: 0; 2015 Qtr 2: 0; 2015 Qtr 3: 0; 2015 Qtr 4: 0 | 397
3223_SW-COM-Deemed Incentives-Commercial Rebates | 461832-LED Integral A-lamp Up to 7 watt Interior | WPSDGENRLG0106-Rev02-Msr012 | System | Commercial | NON_res:DEER:Indoor_CFL_Ltg | TRUE |  |  | Lamp | ROB | 16.65 | 5 | 0 | 0 | 0 | 11.65 | 27.048 |  | kWh | 0.006174 | -0.049392 | Commercial |  | Winter Only | [6 empty] | Small Boilers (<100 MMBtu/hr Heat Input):Uncontrolled | 12 | 0.85 | 0.85 | [11 empty] | 0% | 0% | 0% | 20 | 0 | 0 | 0 | 0 | 0 | 0 | 0 | 0 | 0 | 0 | 2013 Qtr 1: 0; 2013 Qtr 2: 0; 2013 Qtr 3: 0; 2013 Qtr 4: 20; 2014 Qtr 1: 0; 2014 Qtr 2: 0; 2014 Qtr 3: 0; 2014 Qtr 4: 0; 2015 Qtr 1: 0; 2015 Qtr 2: 0; 2015 Qtr 3: 0; 2015 Qtr 4: 0 | 20
3223_SW-COM-Deemed Incentives-Commercial Rebates | 461833-LED Integral A-lamp 8-10 watt Interior | WPSDGENRLG0106-Rev02-Msr013 | 10 | Commercial | NON_res:DEER:Indoor_CFL_Ltg | TRUE |  |  | Lamp | ROB | 16.42 | 5 | 0 | 0 | 0 | 11.42 | 76.2677 |  | kWh | 0.014579 | -0.20187 | Commercial |  | Winter Only | [6 empty] | Small Boilers (<100 MMBtu/hr Heat Input):Uncontrolled | 12 | 0.85 | 0.85 | [11 empty] | 0% | 0% | 0% | 141 | 0 | 0 | 0 | 0 | 0 | 0 | 0 | 0 | 0 | 0 | 2013 Qtr 1: 0; 2013 Qtr 2: 0; 2013 Qtr 3: 60; 2013 Qtr 4: 81; 2014 Qtr 1: 0; 2014 Qtr 2: 0; 2014 Qtr 3: 0; 2014 Qtr 4: 0; 2015 Qtr 1: 0; 2015 Qtr 2: 0; 2015 Qtr 3: 0; 2015 Qtr 4: 0 | 141
3223_SW-COM-Deemed Incentives-Commercial Rebates | 461833-LED Integral A-lamp 8-10 watt Interior | WPSDGENRLG0106-Rev02-Msr013 | 15 | Commercial | NON_res:DEER:Indoor_CFL_Ltg | TRUE |  |  | Lamp | ROB | 16.42 | 5 | 0 | 0 | 0 | 11.42 | 80.4854 |  | kWh | 0.014261 | -0.061387 | Commercial |  | Winter Only | [6 empty] | Small Boilers (<100 MMBtu/hr Heat Input):Uncontrolled | 12 | 0.85 | 0.85 | [11 empty] | 0% | 0% | 0% | 58 | 0 | 0 | 0 | 0 | 0 | 0 | 0 | 0 | 0 | 0 | 2013 Qtr 1: 0; 2013 Qtr 2: 0; 2013 Qtr 3: 0; 2013 Qtr 4: 58; 2014 Qtr 1: 0; 2014 Qtr 2: 0; 2014 Qtr 3: 0; 2014 Qtr 4: 0; 2015 Qtr 1: 0; 2015 Qtr 2: 0; 2015 Qtr 3: 0; 2015 Qtr 4: 0 | 58
3223_SW-COM-Deemed Incentives-Commercial Rebates | 461833-LED Integral A-lamp 8-10 watt Interior | WPSDGENRLG0106-Rev02-Msr013 | 7 | Commercial | NON_res:DEER:Indoor_CFL_Ltg | TRUE |  |  | Lamp | ROB | 16.42 | 5 | 0 | 0 | 0 | 11.42 | 44.4658 |  | kWh | 0.007404 | -0.080248 | Commercial |  | Winter Only | [6 empty] | Small Boilers (<100 MMBtu/hr Heat Input):Uncontrolled | 12 | 0.85 | 0.85 | [11 empty] | 0% | 0% | 0% | 3491 | 0 | 0 | 0 | 0 | 0 | 0 | 0 | 0 | 0 | 0 | 2013 Qtr 1: 14; 2013 Qtr 2: 210; 2013 Qtr 3: 881; 2013 Qtr 4: 2386; 2014 Qtr 1: 0; 2014 Qtr 2: 0; 2014 Qtr 3: 0; 2014 Qtr 4: 0; 2015 Qtr 1: 0; 2015 Qtr 2: 0; 2015 Qtr 3: 0; 2015 Qtr 4: 0 | 3491
3223_SW-COM-Deemed Incentives-Commercial Rebates | 461833-LED Integral A-lamp 8-10 watt Interior | WPSDGENRLG0106-Rev02-Msr013 | System | Commercial | NON_res:DEER:Indoor_CFL_Ltg | TRUE |  |  | Lamp | ROB | 16.42 | 5 | 0 | 0 | 0 | 11.42 | 58.3901 |  | kWh | 0.013317 | -0.12522 | Commercial |  | Winter Only | [6 empty] | Small Boilers (<100 MMBtu/hr Heat Input):Uncontrolled | 12 | 0.85 | 0.85 | [11 empty] | 0% | 0% | 0% | 103 | 0 | 0 | 0 | 0 | 0 | 0 | 0 | 0 | 0 | 0 | 2013 Qtr 1: 0; 2013 Qtr 2: 0; 2013 Qtr 3: 10; 2013 Qtr 4: 93; 2014 Qtr 1: 0; 2014 Qtr 2: 0; 2014 Qtr 3: 0; 2014 Qtr 4: 0; 2015 Qtr 1: 0; 2015 Qtr 2: 0; 2015 Qtr 3: 0; 2015 Qtr 4: 0 | 103
3223_SW-COM-Deemed Incentives-Commercial Rebates | 461834-LED Integral A-lamp Up to 11 watt Interior | WPSDGENRLG0106-Rev02-Msr014 | 7 | Commercial | NON_res:DEER:Indoor_CFL_Ltg | TRUE |  |  | Lamp | ROB | 15.95 | 15 | 0 | 0 | 0 | 0.95 | 41.031 |  | kWh | 0.005629 | -0.095202 | Commercial |  | Winter Only | [6 empty] | Small Boilers (<100 MMBtu/hr Heat Input):Uncontrolled | 12 | 0.85 | 0.85 | [11 empty] | 0% | 0% | 0% | 1699 | 0 | 0 | 0 | 0 | 0 | 0 | 0 | 0 | 0 | 0 | 2013 Qtr 1: 0; 2013 Qtr 2: 1068; 2013 Qtr 3: 3; 2013 Qtr 4: 628; 2014 Qtr 1: 0; 2014 Qtr 2: 0; 2014 Qtr 3: 0; 2014 Qtr 4: 0; 2015 Qtr 1: 0; 2015 Qtr 2: 0; 2015 Qtr 3: 0; 2015 Qtr 4: 0 | 1699
3223_SW-COM-Deemed Incentives-Commercial Rebates | 461835-LED Integral A-lamp 12-17 watt Interior | WPSDGENRLG0106-Rev02-Msr015 | 10 | Commercial | NON_res:DEER:Indoor_CFL_Ltg | TRUE |  |  | Lamp | ROB | 20.86 | 15 | 0 | 0 | 0 | 5.86 | 81.2875 |  | kWh | 0.020045 | -0.056557 | Commercial |  | Winter Only | [6 empty] | Small Boilers (<100 MMBtu/hr Heat Input):Uncontrolled | 12 | 0.85 | 0.85 | [11 empty] | 0% | 0% | 0% | 39 | 0 | 0 | 0 | 0 | 0 | 0 | 0 | 0 | 0 | 0 | 2013 Qtr 1: 0; 2013 Qtr 2: 35; 2013 Qtr 3: 4; 2013 Qtr 4: 0; 2014 Qtr 1: 0; 2014 Qtr 2: 0; 2014 Qtr 3: 0; 2014 Qtr 4: 0; 2015 Qtr 1: 0; 2015 Qtr 2: 0; 2015 Qtr 3: 0; 2015 Qtr 4: 0 | 39
3223_SW-COM-Deemed Incentives-Commercial Rebates | 461835-LED Integral A-lamp 12-17 watt Interior | WPSDGENRLG0106-Rev02-Msr015 | 7 | Commercial | NON_res:DEER:Indoor_CFL_Ltg | TRUE |  |  | Lamp | ROB | 20.86 | 15 | 0 | 0 | 0 | 5.86 | 49.8578 |  | kWh | 0.007844 | -0.096121 | Commercial |  | Winter Only | [6 empty] | Small Boilers (<100 MMBtu/hr Heat Input):Uncontrolled | 12 | 0.85 | 0.85 | [11 empty] | 0% | 0% | 0% | 10006 | 0 | 0 | 0 | 0 | 0 | 0 | 0 | 0 | 0 | 0 | 2013 Qtr 1: 0; 2013 Qtr 2: 1173; 2013 Qtr 3: 6358; 2013 Qtr 4: 2475; 2014 Qtr 1: 0; 2014 Qtr 2: 0; 2014 Qtr 3: 0; 2014 Qtr 4: 0; 2015 Qtr 1: 0; 2015 Qtr 2: 0; 2015 Qtr 3: 0; 2015 Qtr 4: 0 | 10006
3223_SW-COM-Deemed Incentives-Commercial Rebates | 461835-LED Integral A-lamp 12-17 watt Interior | WPSDGENRLG0106-Rev02-Msr015 | System | Commercial | NON_res:DEER:Indoor_CFL_Ltg | TRUE |  |  | Lamp | ROB | 20.86 | 15 | 0 | 0 | 0 | 5.86 | 104.6899 |  | kWh | 0.020745 | -0.16034 | Commercial |  | Winter Only | [6 empty] | Small Boilers (<100 MMBtu/hr Heat Input):Uncontrolled | 12 | 0.85 | 0.85 | [11 empty] | 0% | 0% | 0% | 2 | 0 | 0 | 0 | 0 | 0 | 0 | 0 | 0 | 0 | 0 | 2013 Qtr 1: 0; 2013 Qtr 2: 0; 2013 Qtr 3: 0; 2013 Qtr 4: 2; 2014 Qtr 1: 0; 2014 Qtr 2: 0; 2014 Qtr 3: 0; 2014 Qtr 4: 0; 2015 Qtr 1: 0; 2015 Qtr 2: 0; 2015 Qtr 3: 0; 2015 Qtr 4: 0 | 2
3223_SW-COM-Deemed Incentives-Commercial Rebates | 461836-LED Integral A-lamp 18-30 watt Interior | WPSDGENRLG0106-Rev02-Msr016 | 7 | Commercial | NON_res:DEER:Indoor_CFL_Ltg | TRUE |  |  | Lamp | ROB | 33.48 | 15 | 0 | 0 | 0 | 18.48 | 108.0833 |  | kWh | 0.024729 | -0.061378 | Commercial |  | Winter Only | [6 empty] | Small Boilers (<100 MMBtu/hr Heat Input):Uncontrolled | 12 | 0.85 | 0.85 | [11 empty] | 0% | 0% | 0% | 689 | 0 | 0 | 0 | 0 | 0 | 0 | 0 | 0 | 0 | 0 | 2013 Qtr 1: 0; 2013 Qtr 2: 520; 2013 Qtr 3: 0; 2013 Qtr 4: 169; 2014 Qtr 1: 0; 2014 Qtr 2: 0; 2014 Qtr 3: 0; 2014 Qtr 4: 0; 2015 Qtr 1: 0; 2015 Qtr 2: 0; 2015 Qtr 3: 0; 2015 Qtr 4: 0 | 689
3223_SW-COM-Deemed Incentives-Commercial Rebates | 461838-High Density Universal Holding Cabinets - 24 hr operation | WPSDGENRCC0017B-Rev00-Msr002 | System | Commercial | 35-OTI-OtherIndustrial-PROC_OTH | TRUE |  |  | Unit | RET | 9600 | 1300 | 0 | 0 | 0 | 8300 | 8840 |  | kWh | 2.25 | 0 | Commercial |  | Winter Only | [6 empty] | Small Boilers (<100 MMBtu/hr Heat Input):Uncontrolled | 12 | 0.6 | 0.6 | [11 empty] | 0% | 0% | 0% | 5 | 0 | 0 | 0 | 0 | 0 | 0 | 0 | 0 | 0 | 0 | 2013 Qtr 1: 0; 2013 Qtr 2: 3; 2013 Qtr 3: 0; 2013 Qtr 4: 2; 2014 Qtr 1: 0; 2014 Qtr 2: 0; 2014 Qtr 3: 0; 2014 Qtr 4: 0; 2015 Qtr 1: 0; 2015 Qtr 2: 0; 2015 Qtr 3: 0; 2015 Qtr 4: 0 | 5
[6 empty] | TRUE | [9 empty] | 0 |  |  | #N/A | [26 empty] | 0% | 0% |  | 0 | 0 | 0 | 0 | 0 | 0 | 0 | 0 | 0 | 0 | 0 | 2013 Qtr 1: 0; 2013 Qtr 2: 0; 2013 Qtr 3: 0; 2013 Qtr 4: 0; 2014 Qtr 1: 0; 2014 Qtr 2: 0; 2014 Qtr 3: 0; 2014 Qtr 4: 0; 2015 Qtr 1: 0; 2015 Qtr 2: 0; 2015 Qtr 3: 0; 2015 Qtr 4: 0 | 0
[6 empty] | TRUE | [9 empty] | 0 |  |  | #N/A | [26 empty] | 0% | 0% |  | 0 | 0 | 0 | 0 | 0 | 0 | 0 | 0 | 0 | 0 | 0 | 2013 Qtr 1: 0; 2013 Qtr 2: 0; 2013 Qtr 3: 0; 2013 Qtr 4: 0; 2014 Qtr 1: 0; 2014 Qtr 2: 0; 2014 Qtr 3: 0; 2014 Qtr 4: 0; 2015 Qtr 1: 0; 2015 Qtr 2: 0; 2015 Qtr 3: 0; 2015 Qtr 4: 0 | 0
[6 empty] | TRUE | [9 empty] | 0 |  |  | #N/A | [26 empty] | 0% | 0% |  | 0 | 0 | 0 | 0 | 0 | 0 | 0 | 0 | 0 | 0 | 0 | 2013 Qtr 1: 0; 2013 Qtr 2: 0; 2013 Qtr 3: 0; 2013 Qtr 4: 0; 2014 Qtr 1: 0; 2014 Qtr 2: 0; 2014 Qtr 3: 0; 2014 Qtr 4: 0; 2015 Qtr 1: 0; 2015 Qtr 2: 0; 2015 Qtr 3: 0; 2015 Qtr 4: 0 | 0
[6 empty] | TRUE | [9 empty] | 0 |  |  | #N/A | [26 empty] | 0% | 0% |  | 0 | 0 | 0 | 0 | 0 | 0 | 0 | 0 | 0 | 0 | 0 | 2013 Qtr 1: 0; 2013 Qtr 2: 0; 2013 Qtr 3: 0; 2013 Qtr 4: 0; 2014 Qtr 1: 0; 2014 Qtr 2: 0; 2014 Qtr 3: 0; 2014 Qtr 4: 0; 2015 Qtr 1: 0; 2015 Qtr 2: 0; 2015 Qtr 3: 0; 2015 Qtr 4: 0 | 0
[6 empty] | TRUE | [9 empty] | 0 |  |  | #N/A | [26 empty] | 0% | 0% |  | 0 | 0 | 0 | 0 | 0 | 0 | 0 | 0 | 0 | 0 | 0 | 2013 Qtr 1: 0; 2013 Qtr 2: 0; 2013 Qtr 3: 0; 2013 Qtr 4: 0; 2014 Qtr 1: 0; 2014 Qtr 2: 0; 2014 Qtr 3: 0; 2014 Qtr 4: 0; 2015 Qtr 1: 0; 2015 Qtr 2: 0; 2015 Qtr 3: 0; 2015 Qtr 4: 0 | 0
[6 empty] | TRUE | [9 empty] | 0 |  |  | #N/A | [26 empty] | 0% | 0% |  | 0 | 0 | 0 | 0 | 0 | 0 | 0 | 0 | 0 | 0 | 0 | 2013 Qtr 1: 0; 2013 Qtr 2: 0; 2013 Qtr 3: 0; 2013 Qtr 4: 0; 2014 Qtr 1: 0; 2014 Qtr 2: 0; 2014 Qtr 3: 0; 2014 Qtr 4: 0; 2015 Qtr 1: 0; 2015 Qtr 2: 0; 2015 Qtr 3: 0; 2015 Qtr 4: 0 | 0
[6 empty] | TRUE | [9 empty] | 0 |  |  | #N/A | [26 empty] | 0% | 0% |  | 0 | 0 | 0 | 0 | 0 | 0 | 0 | 0 | 0 | 0 | 0 | 2013 Qtr 1: 0; 2013 Qtr 2: 0; 2013 Qtr 3: 0; 2013 Qtr 4: 0; 2014 Qtr 1: 0; 2014 Qtr 2: 0; 2014 Qtr 3: 0; 2014 Qtr 4: 0; 2015 Qtr 1: 0; 2015 Qtr 2: 0; 2015 Qtr 3: 0; 2015 Qtr 4: 0 | 0
[6 empty] | TRUE | [9 empty] | 0 |  |  | #N/A | [26 empty] | 0% | 0% |  | 0 | 0 | 0 | 0 | 0 | 0 | 0 | 0 | 0 | 0 | 0 | 2013 Qtr 1: 0; 2013 Qtr 2: 0; 2013 Qtr 3: 0; 2013 Qtr 4: 0; 2014 Qtr 1: 0; 2014 Qtr 2: 0; 2014 Qtr 3: 0; 2014 Qtr 4: 0; 2015 Qtr 1: 0; 2015 Qtr 2: 0; 2015 Qtr 3: 0; 2015 Qtr 4: 0 | 0
[6 empty] | TRUE | [9 empty] | 0 |  |  | #N/A | [26 empty] | 0% | 0% |  | 0 | 0 | 0 | 0 | 0 | 0 | 0 | 0 | 0 | 0 | 0 | 2013 Qtr 1: 0; 2013 Qtr 2: 0; 2013 Qtr 3: 0; 2013 Qtr 4: 0; 2014 Qtr 1: 0; 2014 Qtr 2: 0; 2014 Qtr 3: 0; 2014 Qtr 4: 0; 2015 Qtr 1: 0; 2015 Qtr 2: 0; 2015 Qtr 3: 0; 2015 Qtr 4: 0 | 0
[6 empty] | TRUE | [9 empty] | 0 |  |  | #N/A | [26 empty] | 0% | 0% |  | 0 | 0 | 0 | 0 | 0 | 0 | 0 | 0 | 0 | 0 | 0 | 2013 Qtr 1: 0; 2013 Qtr 2: 0; 2013 Qtr 3: 0; 2013 Qtr 4: 0; 2014 Qtr 1: 0; 2014 Qtr 2: 0; 2014 Qtr 3: 0; 2014 Qtr 4: 0; 2015 Qtr 1: 0; 2015 Qtr 2: 0; 2015 Qtr 3: 0; 2015 Qtr 4: 0 | 0
[6 empty] | TRUE | [9 empty] | 0 |  |  | #N/A | [26 empty] | 0% | 0% |  | 0 | 0 | 0 | 0 | 0 | 0 | 0 | 0 | 0 | 0 | 0 | 2013 Qtr 1: 0; 2013 Qtr 2: 0; 2013 Qtr 3: 0; 2013 Qtr 4: 0; 2014 Qtr 1: 0; 2014 Qtr 2: 0; 2014 Qtr 3: 0; 2014 Qtr 4: 0; 2015 Qtr 1: 0; 2015 Qtr 2: 0; 2015 Qtr 3: 0; 2015 Qtr 4: 0 | 0
[6 empty] | TRUE | [9 empty] | 0 |  |  | #N/A | [26 empty] | 0% | 0% |  | 0 | 0 | 0 | 0 | 0 | 0 | 0 | 0 | 0 | 0 | 0 | 2013 Qtr 1: 0; 2013 Qtr 2: 0; 2013 Qtr 3: 0; 2013 Qtr 4: 0; 2014 Qtr 1: 0; 2014 Qtr 2: 0; 2014 Qtr 3: 0; 2014 Qtr 4: 0; 2015 Qtr 1: 0; 2015 Qtr 2: 0; 2015 Qtr 3: 0; 2015 Qtr 4: 0 | 0
[6 empty] | TRUE | [9 empty] | 0 |  |  | #N/A | [26 empty] | 0% | 0% |  | 0 | 0 | 0 | 0 | 0 | 0 | 0 | 0 | 0 | 0 | 0 | 2013 Qtr 1: 0; 2013 Qtr 2: 0; 2013 Qtr 3: 0; 2013 Qtr 4: 0; 2014 Qtr 1: 0; 2014 Qtr 2: 0; 2014 Qtr 3: 0; 2014 Qtr 4: 0; 2015 Qtr 1: 0; 2015 Qtr 2: 0; 2015 Qtr 3: 0; 2015 Qtr 4: 0 | 0
[6 empty] | TRUE | [9 empty] | 0 |  |  | #N/A | [26 empty] | 0% | 0% |  | 0 | 0 | 0 | 0 | 0 | 0 | 0 | 0 | 0 | 0 | 0 | 2013 Qtr 1: 0; 2013 Qtr 2: 0; 2013 Qtr 3: 0; 2013 Qtr 4: 0; 2014 Qtr 1: 0; 2014 Qtr 2: 0; 2014 Qtr 3: 0; 2014 Qtr 4: 0; 2015 Qtr 1: 0; 2015 Qtr 2: 0; 2015 Qtr 3: 0; 2015 Qtr 4: 0 | 0
[6 empty] | TRUE | [9 empty] | 0 |  |  | #N/A | [26 empty] | 0% | 0% |  | 0 | 0 | 0 | 0 | 0 | 0 | 0 | 0 | 0 | 0 | 0 | 2013 Qtr 1: 0; 2013 Qtr 2: 0; 2013 Qtr 3: 0; 2013 Qtr 4: 0; 2014 Qtr 1: 0; 2014 Qtr 2: 0; 2014 Qtr 3: 0; 2014 Qtr 4: 0; 2015 Qtr 1: 0; 2015 Qtr 2: 0; 2015 Qtr 3: 0; 2015 Qtr 4: 0 | 0
[6 empty] | TRUE | [9 empty] | 0 |  |  | #N/A | [26 empty] | 0% | 0% |  | 0 | 0 | 0 | 0 | 0 | 0 | 0 | 0 | 0 | 0 | 0 | 2013 Qtr 1: 0; 2013 Qtr 2: 0; 2013 Qtr 3: 0; 2013 Qtr 4: 0; 2014 Qtr 1: 0; 2014 Qtr 2: 0; 2014 Qtr 3: 0; 2014 Qtr 4: 0; 2015 Qtr 1: 0; 2015 Qtr 2: 0; 2015 Qtr 3: 0; 2015 Qtr 4: 0 | 0
[6 empty] | TRUE | [9 empty] | 0 |  |  | #N/A | [26 empty] | 0% | 0% |  | 0 | 0 | 0 | 0 | 0 | 0 | 0 | 0 | 0 | 0 | 0 | 2013 Qtr 1: 0; 2013 Qtr 2: 0; 2013 Qtr 3: 0; 2013 Qtr 4: 0; 2014 Qtr 1: 0; 2014 Qtr 2: 0; 2014 Qtr 3: 0; 2014 Qtr 4: 0; 2015 Qtr 1: 0; 2015 Qtr 2: 0; 2015 Qtr 3: 0; 2015 Qtr 4: 0 | 0
[6 empty] | TRUE | [9 empty] | 0 |  |  | #N/A | [26 empty] | 0% | 0% |  | 0 | 0 | 0 | 0 | 0 | 0 | 0 | 0 | 0 | 0 | 0 | 2013 Qtr 1: 0; 2013 Qtr 2: 0; 2013 Qtr 3: 0; 2013 Qtr 4: 0; 2014 Qtr 1: 0; 2014 Qtr 2: 0; 2014 Qtr 3: 0; 2014 Qtr 4: 0; 2015 Qtr 1: 0; 2015 Qtr 2: 0; 2015 Qtr 3: 0; 2015 Qtr 4: 0 | 0
[6 empty] | TRUE | [9 empty] | 0 |  |  | #N/A | [26 empty] | 0% | 0% |  | 0 | 0 | 0 | 0 | 0 | 0 | 0 | 0 | 0 | 0 | 0 | 2013 Qtr 1: 0; 2013 Qtr 2: 0; 2013 Qtr 3: 0; 2013 Qtr 4: 0; 2014 Qtr 1: 0; 2014 Qtr 2: 0; 2014 Qtr 3: 0; 2014 Qtr 4: 0; 2015 Qtr 1: 0; 2015 Qtr 2: 0; 2015 Qtr 3: 0; 2015 Qtr 4: 0 | 0
[6 empty] | TRUE | [9 empty] | 0 |  |  | #N/A | [26 empty] | 0% | 0% |  | 0 | 0 | 0 | 0 | 0 | 0 | 0 | 0 | 0 | 0 | 0 | 2013 Qtr 1: 0; 2013 Qtr 2: 0; 2013 Qtr 3: 0; 2013 Qtr 4: 0; 2014 Qtr 1: 0; 2014 Qtr 2: 0; 2014 Qtr 3: 0; 2014 Qtr 4: 0; 2015 Qtr 1: 0; 2015 Qtr 2: 0; 2015 Qtr 3: 0; 2015 Qtr 4: 0 | 0
[6 empty] | TRUE | [9 empty] | 0 |  |  | #N/A | [26 empty] | 0% | 0% |  | 0 | 0 | 0 | 0 | 0 | 0 | 0 | 0 | 0 | 0 | 0 | 2013 Qtr 1: 0; 2013 Qtr 2: 0; 2013 Qtr 3: 0; 2013 Qtr 4: 0; 2014 Qtr 1: 0; 2014 Qtr 2: 0; 2014 Qtr 3: 0; 2014 Qtr 4: 0; 2015 Qtr 1: 0; 2015 Qtr 2: 0; 2015 Qtr 3: 0; 2015 Qtr 4: 0 | 0
[6 empty] | TRUE | [9 empty] | 0 |  |  | #N/A | [26 empty] | 0% | 0% |  | 0 | 0 | 0 | 0 | 0 | 0 | 0 | 0 | 0 | 0 | 0 | 2013 Qtr 1: 0; 2013 Qtr 2: 0; 2013 Qtr 3: 0; 2013 Qtr 4: 0; 2014 Qtr 1: 0; 2014 Qtr 2: 0; 2014 Qtr 3: 0; 2014 Qtr 4: 0; 2015 Qtr 1: 0; 2015 Qtr 2: 0; 2015 Qtr 3: 0; 2015 Qtr 4: 0 | 0
[6 empty] | TRUE | [9 empty] | 0 |  |  | #N/A | [26 empty] | 0% | 0% |  | 0 | 0 | 0 | 0 | 0 | 0 | 0 | 0 | 0 | 0 | 0 | 2013 Qtr 1: 0; 2013 Qtr 2: 0; 2013 Qtr 3: 0; 2013 Qtr 4: 0; 2014 Qtr 1: 0; 2014 Qtr 2: 0; 2014 Qtr 3: 0; 2014 Qtr 4: 0; 2015 Qtr 1: 0; 2015 Qtr 2: 0; 2015 Qtr 3: 0; 2015 Qtr 4: 0 | 0
[6 empty] | TRUE | [9 empty] | 0 |  |  | #N/A | [26 empty] | 0% | 0% |  | 0 | 0 | 0 | 0 | 0 | 0 | 0 | 0 | 0 | 0 | 0 | 2013 Qtr 1: 0; 2013 Qtr 2: 0; 2013 Qtr 3: 0; 2013 Qtr 4: 0; 2014 Qtr 1: 0; 2014 Qtr 2: 0; 2014 Qtr 3: 0; 2014 Qtr 4: 0; 2015 Qtr 1: 0; 2015 Qtr 2: 0; 2015 Qtr 3: 0; 2015 Qtr 4: 0 | 0
[6 empty] | TRUE | [9 empty] | 0 |  |  | #N/A | [26 empty] | 0% | 0% |  | 0 | 0 | 0 | 0 | 0 | 0 | 0 | 0 | 0 | 0 | 0 | 2013 Qtr 1: 0; 2013 Qtr 2: 0; 2013 Qtr 3: 0; 2013 Qtr 4: 0; 2014 Qtr 1: 0; 2014 Qtr 2: 0; 2014 Qtr 3: 0; 2014 Qtr 4: 0; 2015 Qtr 1: 0; 2015 Qtr 2: 0; 2015 Qtr 3: 0; 2015 Qtr 4: 0 | 0
[6 empty] | TRUE | [9 empty] | 0 |  |  | #N/A | [26 empty] | 0% | 0% |  | 0 | 0 | 0 | 0 | 0 | 0 | 0 | 0 | 0 | 0 | 0 | 2013 Qtr 1: 0; 2013 Qtr 2: 0; 2013 Qtr 3: 0; 2013 Qtr 4: 0; 2014 Qtr 1: 0; 2014 Qtr 2: 0; 2014 Qtr 3: 0; 2014 Qtr 4: 0; 2015 Qtr 1: 0; 2015 Qtr 2: 0; 2015 Qtr 3: 0; 2015 Qtr 4: 0 | 0
[6 empty] | TRUE | [9 empty] | 0 |  |  | #N/A | [26 empty] | 0% | 0% |  | 0 | 0 | 0 | 0 | 0 | 0 | 0 | 0 | 0 | 0 | 0 | 2013 Qtr 1: 0; 2013 Qtr 2: 0; 2013 Qtr 3: 0; 2013 Qtr 4: 0; 2014 Qtr 1: 0; 2014 Qtr 2: 0; 2014 Qtr 3: 0; 2014 Qtr 4: 0; 2015 Qtr 1: 0; 2015 Qtr 2: 0; 2015 Qtr 3: 0; 2015 Qtr 4: 0 | 0
[6 empty] | TRUE | [9 empty] | 0 |  |  | #N/A | [26 empty] | 0% | 0% |  | 0 | 0 | 0 | 0 | 0 | 0 | 0 | 0 | 0 | 0 | 0 | 2013 Qtr 1: 0; 2013 Qtr 2: 0; 2013 Qtr 3: 0; 2013 Qtr 4: 0; 2014 Qtr 1: 0; 2014 Qtr 2: 0; 2014 Qtr 3: 0; 2014 Qtr 4: 0; 2015 Qtr 1: 0; 2015 Qtr 2: 0; 2015 Qtr 3: 0; 2015 Qtr 4: 0 | 0
[6 empty] | TRUE | [9 empty] | 0 |  |  | #N/A | [26 empty] | 0% | 0% |  | 0 | 0 | 0 | 0 | 0 | 0 | 0 | 0 | 0 | 0 | 0 | 2013 Qtr 1: 0; 2013 Qtr 2: 0; 2013 Qtr 3: 0; 2013 Qtr 4: 0; 2014 Qtr 1: 0; 2014 Qtr 2: 0; 2014 Qtr 3: 0; 2014 Qtr 4: 0; 2015 Qtr 1: 0; 2015 Qtr 2: 0; 2015 Qtr 3: 0; 2015 Qtr 4: 0 | 0
[6 empty] | TRUE | [9 empty] | 0 |  |  | #N/A | [26 empty] | 0% | 0% |  | 0 | 0 | 0 | 0 | 0 | 0 | 0 | 0 | 0 | 0 | 0 | 2013 Qtr 1: 0; 2013 Qtr 2: 0; 2013 Qtr 3: 0; 2013 Qtr 4: 0; 2014 Qtr 1: 0; 2014 Qtr 2: 0; 2014 Qtr 3: 0; 2014 Qtr 4: 0; 2015 Qtr 1: 0; 2015 Qtr 2: 0; 2015 Qtr 3: 0; 2015 Qtr 4: 0 | 0
[6 empty] | TRUE | [9 empty] | 0 |  |  | #N/A | [26 empty] | 0% | 0% |  | 0 | 0 | 0 | 0 | 0 | 0 | 0 | 0 | 0 | 0 | 0 | 2013 Qtr 1: 0; 2013 Qtr 2: 0; 2013 Qtr 3: 0; 2013 Qtr 4: 0; 2014 Qtr 1: 0; 2014 Qtr 2: 0; 2014 Qtr 3: 0; 2014 Qtr 4: 0; 2015 Qtr 1: 0; 2015 Qtr 2: 0; 2015 Qtr 3: 0; 2015 Qtr 4: 0 | 0
[6 empty] | TRUE | [9 empty] | 0 |  |  | #N/A | [26 empty] | 0% | 0% |  | 0 | 0 | 0 | 0 | 0 | 0 | 0 | 0 | 0 | 0 | 0 | 2013 Qtr 1: 0; 2013 Qtr 2: 0; 2013 Qtr 3: 0; 2013 Qtr 4: 0; 2014 Qtr 1: 0; 2014 Qtr 2: 0; 2014 Qtr 3: 0; 2014 Qtr 4: 0; 2015 Qtr 1: 0; 2015 Qtr 2: 0; 2015 Qtr 3: 0; 2015 Qtr 4: 0 | 0
[6 empty] | TRUE | [9 empty] | 0 |  |  | #N/A | [26 empty] | 0% | 0% |  | 0 | 0 | 0 | 0 | 0 | 0 | 0 | 0 | 0 | 0 | 0 | 2013 Qtr 1: 0; 2013 Qtr 2: 0; 2013 Qtr 3: 0; 2013 Qtr 4: 0; 2014 Qtr 1: 0; 2014 Qtr 2: 0; 2014 Qtr 3: 0; 2014 Qtr 4: 0; 2015 Qtr 1: 0; 2015 Qtr 2: 0; 2015 Qtr 3: 0; 2015 Qtr 4: 0 | 0
[6 empty] | TRUE | [9 empty] | 0 |  |  | #N/A | [26 empty] | 0% | 0% |  | 0 | 0 | 0 | 0 | 0 | 0 | 0 | 0 | 0 | 0 | 0 | 2013 Qtr 1: 0; 2013 Qtr 2: 0; 2013 Qtr 3: 0; 2013 Qtr 4: 0; 2014 Qtr 1: 0; 2014 Qtr 2: 0; 2014 Qtr 3: 0; 2014 Qtr 4: 0; 2015 Qtr 1: 0; 2015 Qtr 2: 0; 2015 Qtr 3: 0; 2015 Qtr 4: 0 | 0
[6 empty] | TRUE | [9 empty] | 0 |  |  | #N/A | [26 empty] | 0% | 0% |  | 0 | 0 | 0 | 0 | 0 | 0 | 0 | 0 | 0 | 0 | 0 | 2013 Qtr 1: 0; 2013 Qtr 2: 0; 2013 Qtr 3: 0; 2013 Qtr 4: 0; 2014 Qtr 1: 0; 2014 Qtr 2: 0; 2014 Qtr 3: 0; 2014 Qtr 4: 0; 2015 Qtr 1: 0; 2015 Qtr 2: 0; 2015 Qtr 3: 0; 2015 Qtr 4: 0 | 0
[6 empty] | TRUE | [9 empty] | 0 |  |  | #N/A | [26 empty] | 0% | 0% |  | 0 | 0 | 0 | 0 | 0 | 0 | 0 | 0 | 0 | 0 | 0 | 2013 Qtr 1: 0; 2013 Qtr 2: 0; 2013 Qtr 3: 0; 2013 Qtr 4: 0; 2014 Qtr 1: 0; 2014 Qtr 2: 0; 2014 Qtr 3: 0; 2014 Qtr 4: 0; 2015 Qtr 1: 0; 2015 Qtr 2: 0; 2015 Qtr 3: 0; 2015 Qtr 4: 0 | 0
[6 empty] | TRUE | [9 empty] | 0 |  |  | #N/A | [26 empty] | 0% | 0% |  | 0 | 0 | 0 | 0 | 0 | 0 | 0 | 0 | 0 | 0 | 0 | 2013 Qtr 1: 0; 2013 Qtr 2: 0; 2013 Qtr 3: 0; 2013 Qtr 4: 0; 2014 Qtr 1: 0; 2014 Qtr 2: 0; 2014 Qtr 3: 0; 2014 Qtr 4: 0; 2015 Qtr 1: 0; 2015 Qtr 2: 0; 2015 Qtr 3: 0; 2015 Qtr 4: 0 | 0
[6 empty] | TRUE | [9 empty] | 0 |  |  | #N/A | [26 empty] | 0% | 0% |  | 0 | 0 | 0 | 0 | 0 | 0 | 0 | 0 | 0 | 0 | 0 | 2013 Qtr 1: 0; 2013 Qtr 2: 0; 2013 Qtr 3: 0; 2013 Qtr 4: 0; 2014 Qtr 1: 0; 2014 Qtr 2: 0; 2014 Qtr 3: 0; 2014 Qtr 4: 0; 2015 Qtr 1: 0; 2015 Qtr 2: 0; 2015 Qtr 3: 0; 2015 Qtr 4: 0 | 0
[6 empty] | TRUE | [9 empty] | 0 |  |  | #N/A | [26 empty] | 0% | 0% |  | 0 | 0 | 0 | 0 | 0 | 0 | 0 | 0 | 0 | 0 | 0 | 2013 Qtr 1: 0; 2013 Qtr 2: 0; 2013 Qtr 3: 0; 2013 Qtr 4: 0; 2014 Qtr 1: 0; 2014 Qtr 2: 0; 2014 Qtr 3: 0; 2014 Qtr 4: 0; 2015 Qtr 1: 0; 2015 Qtr 2: 0; 2015 Qtr 3: 0; 2015 Qtr 4: 0 | 0
[6 empty] | TRUE | [9 empty] | 0 |  |  | #N/A | [26 empty] | 0% | 0% |  | 0 | 0 | 0 | 0 | 0 | 0 | 0 | 0 | 0 | 0 | 0 | 2013 Qtr 1: 0; 2013 Qtr 2: 0; 2013 Qtr 3: 0; 2013 Qtr 4: 0; 2014 Qtr 1: 0; 2014 Qtr 2: 0; 2014 Qtr 3: 0; 2014 Qtr 4: 0; 2015 Qtr 1: 0; 2015 Qtr 2: 0; 2015 Qtr 3: 0; 2015 Qtr 4: 0 | 0
[6 empty] | TRUE | [9 empty] | 0 |  |  | #N/A | [26 empty] | 0% | 0% |  | 0 | 0 | 0 | 0 | 0 | 0 | 0 | 0 | 0 | 0 | 0 | 2013 Qtr 1: 0; 2013 Qtr 2: 0; 2013 Qtr 3: 0; 2013 Qtr 4: 0; 2014 Qtr 1: 0; 2014 Qtr 2: 0; 2014 Qtr 3: 0; 2014 Qtr 4: 0; 2015 Qtr 1: 0; 2015 Qtr 2: 0; 2015 Qtr 3: 0; 2015 Qtr 4: 0 | 0
[6 empty] | TRUE | [9 empty] | 0 |  |  | #N/A | [26 empty] | 0% | 0% |  | 0 | 0 | 0 | 0 | 0 | 0 | 0 | 0 | 0 | 0 | 0 | 2013 Qtr 1: 0; 2013 Qtr 2: 0; 2013 Qtr 3: 0; 2013 Qtr 4: 0; 2014 Qtr 1: 0; 2014 Qtr 2: 0; 2014 Qtr 3: 0; 2014 Qtr 4: 0; 2015 Qtr 1: 0; 2015 Qtr 2: 0; 2015 Qtr 3: 0; 2015 Qtr 4: 0 | 0
[6 empty] | TRUE | [9 empty] | 0 |  |  | #N/A | [26 empty] | 0% | 0% |  | 0 | 0 | 0 | 0 | 0 | 0 | 0 | 0 | 0 | 0 | 0 | 2013 Qtr 1: 0; 2013 Qtr 2: 0; 2013 Qtr 3: 0; 2013 Qtr 4: 0; 2014 Qtr 1: 0; 2014 Qtr 2: 0; 2014 Qtr 3: 0; 2014 Qtr 4: 0; 2015 Qtr 1: 0; 2015 Qtr 2: 0; 2015 Qtr 3: 0; 2015 Qtr 4: 0 | 0
[6 empty] | TRUE | [9 empty] | 0 |  |  | #N/A | [26 empty] | 0% | 0% |  | 0 | 0 | 0 | 0 | 0 | 0 | 0 | 0 | 0 | 0 | 0 | 2013 Qtr 1: 0; 2013 Qtr 2: 0; 2013 Qtr 3: 0; 2013 Qtr 4: 0; 2014 Qtr 1: 0; 2014 Qtr 2: 0; 2014 Qtr 3: 0; 2014 Qtr 4: 0; 2015 Qtr 1: 0; 2015 Qtr 2: 0; 2015 Qtr 3: 0; 2015 Qtr 4: 0 | 0
[6 empty] | TRUE | [9 empty] | 0 |  |  | #N/A | [26 empty] | 0% | 0% |  | 0 | 0 | 0 | 0 | 0 | 0 | 0 | 0 | 0 | 0 | 0 | 2013 Qtr 1: 0; 2013 Qtr 2: 0; 2013 Qtr 3: 0; 2013 Qtr 4: 0; 2014 Qtr 1: 0; 2014 Qtr 2: 0; 2014 Qtr 3: 0; 2014 Qtr 4: 0; 2015 Qtr 1: 0; 2015 Qtr 2: 0; 2015 Qtr 3: 0; 2015 Qtr 4: 0 | 0
[6 empty] | TRUE | [9 empty] | 0 |  |  | #N/A | [26 empty] | 0% | 0% |  | 0 | 0 | 0 | 0 | 0 | 0 | 0 | 0 | 0 | 0 | 0 | 2013 Qtr 1: 0; 2013 Qtr 2: 0; 2013 Qtr 3: 0; 2013 Qtr 4: 0; 2014 Qtr 1: 0; 2014 Qtr 2: 0; 2014 Qtr 3: 0; 2014 Qtr 4: 0; 2015 Qtr 1: 0; 2015 Qtr 2: 0; 2015 Qtr 3: 0; 2015 Qtr 4: 0 | 0
[6 empty] | TRUE | [9 empty] | 0 |  |  | #N/A | [26 empty] | 0% | 0% |  | 0 | 0 | 0 | 0 | 0 | 0 | 0 | 0 | 0 | 0 | 0 | 2013 Qtr 1: 0; 2013 Qtr 2: 0; 2013 Qtr 3: 0; 2013 Qtr 4: 0; 2014 Qtr 1: 0; 2014 Qtr 2: 0; 2014 Qtr 3: 0; 2014 Qtr 4: 0; 2015 Qtr 1: 0; 2015 Qtr 2: 0; 2015 Qtr 3: 0; 2015 Qtr 4: 0 | 0
[6 empty] | TRUE | [9 empty] | 0 |  |  | #N/A | [26 empty] | 0% | 0% |  | 0 | 0 | 0 | 0 | 0 | 0 | 0 | 0 | 0 | 0 | 0 | 2013 Qtr 1: 0; 2013 Qtr 2: 0; 2013 Qtr 3: 0; 2013 Qtr 4: 0; 2014 Qtr 1: 0; 2014 Qtr 2: 0; 2014 Qtr 3: 0; 2014 Qtr 4: 0; 2015 Qtr 1: 0; 2015 Qtr 2: 0; 2015 Qtr 3: 0; 2015 Qtr 4: 0 | 0
[6 empty] | TRUE | [9 empty] | 0 |  |  | #N/A | [26 empty] | 0% | 0% |  | 0 | 0 | 0 | 0 | 0 | 0 | 0 | 0 | 0 | 0 | 0 | 2013 Qtr 1: 0; 2013 Qtr 2: 0; 2013 Qtr 3: 0; 2013 Qtr 4: 0; 2014 Qtr 1: 0; 2014 Qtr 2: 0; 2014 Qtr 3: 0; 2014 Qtr 4: 0; 2015 Qtr 1: 0; 2015 Qtr 2: 0; 2015 Qtr 3: 0; 2015 Qtr 4: 0 | 0
[6 empty] | TRUE | [9 empty] | 0 |  |  | #N/A | [26 empty] | 0% | 0% |  | 0 | 0 | 0 | 0 | 0 | 0 | 0 | 0 | 0 | 0 | 0 | 2013 Qtr 1: 0; 2013 Qtr 2: 0; 2013 Qtr 3: 0; 2013 Qtr 4: 0; 2014 Qtr 1: 0; 2014 Qtr 2: 0; 2014 Qtr 3: 0; 2014 Qtr 4: 0; 2015 Qtr 1: 0; 2015 Qtr 2: 0; 2015 Qtr 3: 0; 2015 Qtr 4: 0 | 0
[6 empty] | TRUE | [9 empty] | 0 |  |  | #N/A | [26 empty] | 0% | 0% |  | 0 | 0 | 0 | 0 | 0 | 0 | 0 | 0 | 0 | 0 | 0 | 2013 Qtr 1: 0; 2013 Qtr 2: 0; 2013 Qtr 3: 0; 2013 Qtr 4: 0; 2014 Qtr 1: 0; 2014 Qtr 2: 0; 2014 Qtr 3: 0; 2014 Qtr 4: 0; 2015 Qtr 1: 0; 2015 Qtr 2: 0; 2015 Qtr 3: 0; 2015 Qtr 4: 0 | 0
[6 empty] | TRUE | [9 empty] | 0 |  |  | #N/A | [26 empty] | 0% | 0% |  | 0 | 0 | 0 | 0 | 0 | 0 | 0 | 0 | 0 | 0 | 0 | 2013 Qtr 1: 0; 2013 Qtr 2: 0; 2013 Qtr 3: 0; 2013 Qtr 4: 0; 2014 Qtr 1: 0; 2014 Qtr 2: 0; 2014 Qtr 3: 0; 2014 Qtr 4: 0; 2015 Qtr 1: 0; 2015 Qtr 2: 0; 2015 Qtr 3: 0; 2015 Qtr 4: 0 | 0
[6 empty] | TRUE | [9 empty] | 0 |  |  | #N/A | [26 empty] | 0% | 0% |  | 0 | 0 | 0 | 0 | 0 | 0 | 0 | 0 | 0 | 0 | 0 | 2013 Qtr 1: 0; 2013 Qtr 2: 0; 2013 Qtr 3: 0; 2013 Qtr 4: 0; 2014 Qtr 1: 0; 2014 Qtr 2: 0; 2014 Qtr 3: 0; 2014 Qtr 4: 0; 2015 Qtr 1: 0; 2015 Qtr 2: 0; 2015 Qtr 3: 0; 2015 Qtr 4: 0 | 0
[6 empty] | TRUE | [9 empty] | 0 |  |  | #N/A | [26 empty] | 0% | 0% |  | 0 | 0 | 0 | 0 | 0 | 0 | 0 | 0 | 0 | 0 | 0 | 2013 Qtr 1: 0; 2013 Qtr 2: 0; 2013 Qtr 3: 0; 2013 Qtr 4: 0; 2014 Qtr 1: 0; 2014 Qtr 2: 0; 2014 Qtr 3: 0; 2014 Qtr 4: 0; 2015 Qtr 1: 0; 2015 Qtr 2: 0; 2015 Qtr 3: 0; 2015 Qtr 4: 0 | 0
[6 empty] | TRUE | [9 empty] | 0 |  |  | #N/A | [26 empty] | 0% | 0% |  | 0 | 0 | 0 | 0 | 0 | 0 | 0 | 0 | 0 | 0 | 0 | 2013 Qtr 1: 0; 2013 Qtr 2: 0; 2013 Qtr 3: 0; 2013 Qtr 4: 0; 2014 Qtr 1: 0; 2014 Qtr 2: 0; 2014 Qtr 3: 0; 2014 Qtr 4: 0; 2015 Qtr 1: 0; 2015 Qtr 2: 0; 2015 Qtr 3: 0; 2015 Qtr 4: 0 | 0
[6 empty] | TRUE | [9 empty] | 0 |  |  | #N/A | [26 empty] | 0% | 0% |  | 0 | 0 | 0 | 0 | 0 | 0 | 0 | 0 | 0 | 0 | 0 | 2013 Qtr 1: 0; 2013 Qtr 2: 0; 2013 Qtr 3: 0; 2013 Qtr 4: 0; 2014 Qtr 1: 0; 2014 Qtr 2: 0; 2014 Qtr 3: 0; 2014 Qtr 4: 0; 2015 Qtr 1: 0; 2015 Qtr 2: 0; 2015 Qtr 3: 0; 2015 Qtr 4: 0 | 0
[6 empty] | TRUE | [9 empty] | 0 |  |  | #N/A | [26 empty] | 0% | 0% |  | 0 | 0 | 0 | 0 | 0 | 0 | 0 | 0 | 0 | 0 | 0 | 2013 Qtr 1: 0; 2013 Qtr 2: 0; 2013 Qtr 3: 0; 2013 Qtr 4: 0; 2014 Qtr 1: 0; 2014 Qtr 2: 0; 2014 Qtr 3: 0; 2014 Qtr 4: 0; 2015 Qtr 1: 0; 2015 Qtr 2: 0; 2015 Qtr 3: 0; 2015 Qtr 4: 0 | 0
[6 empty] | TRUE | [9 empty] | 0 |  |  | #N/A | [26 empty] | 0% | 0% |  | 0 | 0 | 0 | 0 | 0 | 0 | 0 | 0 | 0 | 0 | 0 | 2013 Qtr 1: 0; 2013 Qtr 2: 0; 2013 Qtr 3: 0; 2013 Qtr 4: 0; 2014 Qtr 1: 0; 2014 Qtr 2: 0; 2014 Qtr 3: 0; 2014 Qtr 4: 0; 2015 Qtr 1: 0; 2015 Qtr 2: 0; 2015 Qtr 3: 0; 2015 Qtr 4: 0 | 0
[6 empty] | TRUE | [9 empty] | 0 |  |  | #N/A | [26 empty] | 0% | 0% |  | 0 | 0 | 0 | 0 | 0 | 0 | 0 | 0 | 0 | 0 | 0 | 2013 Qtr 1: 0; 2013 Qtr 2: 0; 2013 Qtr 3: 0; 2013 Qtr 4: 0; 2014 Qtr 1: 0; 2014 Qtr 2: 0; 2014 Qtr 3: 0; 2014 Qtr 4: 0; 2015 Qtr 1: 0; 2015 Qtr 2: 0; 2015 Qtr 3: 0; 2015 Qtr 4: 0 | 0
[6 empty] | TRUE | [9 empty] | 0 |  |  | #N/A | [26 empty] | 0% | 0% |  | 0 | 0 | 0 | 0 | 0 | 0 | 0 | 0 | 0 | 0 | 0 | 2013 Qtr 1: 0; 2013 Qtr 2: 0; 2013 Qtr 3: 0; 2013 Qtr 4: 0; 2014 Qtr 1: 0; 2014 Qtr 2: 0; 2014 Qtr 3: 0; 2014 Qtr 4: 0; 2015 Qtr 1: 0; 2015 Qtr 2: 0; 2015 Qtr 3: 0; 2015 Qtr 4: 0 | 0
[6 empty] | TRUE | [9 empty] | 0 |  |  | #N/A | [26 empty] | 0% | 0% |  | 0 | 0 | 0 | 0 | 0 | 0 | 0 | 0 | 0 | 0 | 0 | 2013 Qtr 1: 0; 2013 Qtr 2: 0; 2013 Qtr 3: 0; 2013 Qtr 4: 0; 2014 Qtr 1: 0; 2014 Qtr 2: 0; 2014 Qtr 3: 0; 2014 Qtr 4: 0; 2015 Qtr 1: 0; 2015 Qtr 2: 0; 2015 Qtr 3: 0; 2015 Qtr 4: 0 | 0
[6 empty] | TRUE | [9 empty] | 0 |  |  | #N/A | [26 empty] | 0% | 0% |  | 0 | 0 | 0 | 0 | 0 | 0 | 0 | 0 | 0 | 0 | 0 | 2013 Qtr 1: 0; 2013 Qtr 2: 0; 2013 Qtr 3: 0; 2013 Qtr 4: 0; 2014 Qtr 1: 0; 2014 Qtr 2: 0; 2014 Qtr 3: 0; 2014 Qtr 4: 0; 2015 Qtr 1: 0; 2015 Qtr 2: 0; 2015 Qtr 3: 0; 2015 Qtr 4: 0 | 0
[6 empty] | TRUE | [9 empty] | 0 |  |  | #N/A | [26 empty] | 0% | 0% |  | 0 | 0 | 0 | 0 | 0 | 0 | 0 | 0 | 0 | 0 | 0 | 2013 Qtr 1: 0; 2013 Qtr 2: 0; 2013 Qtr 3: 0; 2013 Qtr 4: 0; 2014 Qtr 1: 0; 2014 Qtr 2: 0; 2014 Qtr 3: 0; 2014 Qtr 4: 0; 2015 Qtr 1: 0; 2015 Qtr 2: 0; 2015 Qtr 3: 0; 2015 Qtr 4: 0 | 0
[6 empty] | TRUE | [9 empty] | 0 |  |  | #N/A | [26 empty] | 0% | 0% |  | 0 | 0 | 0 | 0 | 0 | 0 | 0 | 0 | 0 | 0 | 0 | 2013 Qtr 1: 0; 2013 Qtr 2: 0; 2013 Qtr 3: 0; 2013 Qtr 4: 0; 2014 Qtr 1: 0; 2014 Qtr 2: 0; 2014 Qtr 3: 0; 2014 Qtr 4: 0; 2015 Qtr 1: 0; 2015 Qtr 2: 0; 2015 Qtr 3: 0; 2015 Qtr 4: 0 | 0
[6 empty] | TRUE | [9 empty] | 0 |  |  | #N/A | [26 empty] | 0% | 0% |  | 0 | 0 | 0 | 0 | 0 | 0 | 0 | 0 | 0 | 0 | 0 | 2013 Qtr 1: 0; 2013 Qtr 2: 0; 2013 Qtr 3: 0; 2013 Qtr 4: 0; 2014 Qtr 1: 0; 2014 Qtr 2: 0; 2014 Qtr 3: 0; 2014 Qtr 4: 0; 2015 Qtr 1: 0; 2015 Qtr 2: 0; 2015 Qtr 3: 0; 2015 Qtr 4: 0 | 0
[6 empty] | TRUE | [9 empty] | 0 |  |  | #N/A | [26 empty] | 0% | 0% |  | 0 | 0 | 0 | 0 | 0 | 0 | 0 | 0 | 0 | 0 | 0 | 2013 Qtr 1: 0; 2013 Qtr 2: 0; 2013 Qtr 3: 0; 2013 Qtr 4: 0; 2014 Qtr 1: 0; 2014 Qtr 2: 0; 2014 Qtr 3: 0; 2014 Qtr 4: 0; 2015 Qtr 1: 0; 2015 Qtr 2: 0; 2015 Qtr 3: 0; 2015 Qtr 4: 0 | 0
[6 empty] | TRUE | [9 empty] | 0 |  |  | #N/A | [26 empty] | 0% | 0% |  | 0 | 0 | 0 | 0 | 0 | 0 | 0 | 0 | 0 | 0 | 0 | 2013 Qtr 1: 0; 2013 Qtr 2: 0; 2013 Qtr 3: 0; 2013 Qtr 4: 0; 2014 Qtr 1: 0; 2014 Qtr 2: 0; 2014 Qtr 3: 0; 2014 Qtr 4: 0; 2015 Qtr 1: 0; 2015 Qtr 2: 0; 2015 Qtr 3: 0; 2015 Qtr 4: 0 | 0
[6 empty] | TRUE | [9 empty] | 0 |  |  | #N/A | [26 empty] | 0% | 0% |  | 0 | 0 | 0 | 0 | 0 | 0 | 0 | 0 | 0 | 0 | 0 | 2013 Qtr 1: 0; 2013 Qtr 2: 0; 2013 Qtr 3: 0; 2013 Qtr 4: 0; 2014 Qtr 1: 0; 2014 Qtr 2: 0; 2014 Qtr 3: 0; 2014 Qtr 4: 0; 2015 Qtr 1: 0; 2015 Qtr 2: 0; 2015 Qtr 3: 0; 2015 Qtr 4: 0 | 0
[6 empty] | TRUE | [9 empty] | 0 |  |  | #N/A | [26 empty] | 0% | 0% |  | 0 | 0 | 0 | 0 | 0 | 0 | 0 | 0 | 0 | 0 | 0 | 2013 Qtr 1: 0; 2013 Qtr 2: 0; 2013 Qtr 3: 0; 2013 Qtr 4: 0; 2014 Qtr 1: 0; 2014 Qtr 2: 0; 2014 Qtr 3: 0; 2014 Qtr 4: 0; 2015 Qtr 1: 0; 2015 Qtr 2: 0; 2015 Qtr 3: 0; 2015 Qtr 4: 0 | 0
[6 empty] | TRUE | [9 empty] | 0 |  |  | #N/A | [26 empty] | 0% | 0% |  | 0 | 0 | 0 | 0 | 0 | 0 | 0 | 0 | 0 | 0 | 0 | 2013 Qtr 1: 0; 2013 Qtr 2: 0; 2013 Qtr 3: 0; 2013 Qtr 4: 0; 2014 Qtr 1: 0; 2014 Qtr 2: 0; 2014 Qtr 3: 0; 2014 Qtr 4: 0; 2015 Qtr 1: 0; 2015 Qtr 2: 0; 2015 Qtr 3: 0; 2015 Qtr 4: 0 | 0
[6 empty] | TRUE | [9 empty] | 0 |  |  | #N/A | [26 empty] | 0% | 0% |  | 0 | 0 | 0 | 0 | 0 | 0 | 0 | 0 | 0 | 0 | 0 | 2013 Qtr 1: 0; 2013 Qtr 2: 0; 2013 Qtr 3: 0; 2013 Qtr 4: 0; 2014 Qtr 1: 0; 2014 Qtr 2: 0; 2014 Qtr 3: 0; 2014 Qtr 4: 0; 2015 Qtr 1: 0; 2015 Qtr 2: 0; 2015 Qtr 3: 0; 2015 Qtr 4: 0 | 0
[6 empty] | TRUE | [9 empty] | 0 |  |  | #N/A | [26 empty] | 0% | 0% |  | 0 | 0 | 0 | 0 | 0 | 0 | 0 | 0 | 0 | 0 | 0 | 2013 Qtr 1: 0; 2013 Qtr 2: 0; 2013 Qtr 3: 0; 2013 Qtr 4: 0; 2014 Qtr 1: 0; 2014 Qtr 2: 0; 2014 Qtr 3: 0; 2014 Qtr 4: 0; 2015 Qtr 1: 0; 2015 Qtr 2: 0; 2015 Qtr 3: 0; 2015 Qtr 4: 0 | 0
[6 empty] | TRUE | [9 empty] | 0 |  |  | #N/A | [26 empty] | 0% | 0% |  | 0 | 0 | 0 | 0 | 0 | 0 | 0 | 0 | 0 | 0 | 0 | 2013 Qtr 1: 0; 2013 Qtr 2: 0; 2013 Qtr 3: 0; 2013 Qtr 4: 0; 2014 Qtr 1: 0; 2014 Qtr 2: 0; 2014 Qtr 3: 0; 2014 Qtr 4: 0; 2015 Qtr 1: 0; 2015 Qtr 2: 0; 2015 Qtr 3: 0; 2015 Qtr 4: 0 | 0
[6 empty] | TRUE | [9 empty] | 0 |  |  | #N/A | [26 empty] | 0% | 0% |  | 0 | 0 | 0 | 0 | 0 | 0 | 0 | 0 | 0 | 0 | 0 | 2013 Qtr 1: 0; 2013 Qtr 2: 0; 2013 Qtr 3: 0; 2013 Qtr 4: 0; 2014 Qtr 1: 0; 2014 Qtr 2: 0; 2014 Qtr 3: 0; 2014 Qtr 4: 0; 2015 Qtr 1: 0; 2015 Qtr 2: 0; 2015 Qtr 3: 0; 2015 Qtr 4: 0 | 0
[6 empty] | TRUE | [9 empty] | 0 |  |  | #N/A | [26 empty] | 0% | 0% |  | 0 | 0 | 0 | 0 | 0 | 0 | 0 | 0 | 0 | 0 | 0 | 2013 Qtr 1: 0; 2013 Qtr 2: 0; 2013 Qtr 3: 0; 2013 Qtr 4: 0; 2014 Qtr 1: 0; 2014 Qtr 2: 0; 2014 Qtr 3: 0; 2014 Qtr 4: 0; 2015 Qtr 1: 0; 2015 Qtr 2: 0; 2015 Qtr 3: 0; 2015 Qtr 4: 0 | 0
[6 empty] | TRUE | [9 empty] | 0 |  |  | #N/A | [26 empty] | 0% | 0% |  | 0 | 0 | 0 | 0 | 0 | 0 | 0 | 0 | 0 | 0 | 0 | 2013 Qtr 1: 0; 2013 Qtr 2: 0; 2013 Qtr 3: 0; 2013 Qtr 4: 0; 2014 Qtr 1: 0; 2014 Qtr 2: 0; 2014 Qtr 3: 0; 2014 Qtr 4: 0; 2015 Qtr 1: 0; 2015 Qtr 2: 0; 2015 Qtr 3: 0; 2015 Qtr 4: 0 | 0
[6 empty] | TRUE | [9 empty] | 0 |  |  | #N/A | [26 empty] | 0% | 0% |  | 0 | 0 | 0 | 0 | 0 | 0 | 0 | 0 | 0 | 0 | 0 | 2013 Qtr 1: 0; 2013 Qtr 2: 0; 2013 Qtr 3: 0; 2013 Qtr 4: 0; 2014 Qtr 1: 0; 2014 Qtr 2: 0; 2014 Qtr 3: 0; 2014 Qtr 4: 0; 2015 Qtr 1: 0; 2015 Qtr 2: 0; 2015 Qtr 3: 0; 2015 Qtr 4: 0 | 0
[6 empty] | TRUE | [9 empty] | 0 |  |  | #N/A | [26 empty] | 0% | 0% |  | 0 | 0 | 0 | 0 | 0 | 0 | 0 | 0 | 0 | 0 | 0 | 2013 Qtr 1: 0; 2013 Qtr 2: 0; 2013 Qtr 3: 0; 2013 Qtr 4: 0; 2014 Qtr 1: 0; 2014 Qtr 2: 0; 2014 Qtr 3: 0; 2014 Qtr 4: 0; 2015 Qtr 1: 0; 2015 Qtr 2: 0; 2015 Qtr 3: 0; 2015 Qtr 4: 0 | 0
[6 empty] | TRUE | [9 empty] | 0 |  |  | #N/A | [26 empty] | 0% | 0% |  | 0 | 0 | 0 | 0 | 0 | 0 | 0 | 0 | 0 | 0 | 0 | 2013 Qtr 1: 0; 2013 Qtr 2: 0; 2013 Qtr 3: 0; 2013 Qtr 4: 0; 2014 Qtr 1: 0; 2014 Qtr 2: 0; 2014 Qtr 3: 0; 2014 Qtr 4: 0; 2015 Qtr 1: 0; 2015 Qtr 2: 0; 2015 Qtr 3: 0; 2015 Qtr 4: 0 | 0
[6 empty] | TRUE | [9 empty] | 0 |  |  | #N/A | [26 empty] | 0% | 0% |  | 0 | 0 | 0 | 0 | 0 | 0 | 0 | 0 | 0 | 0 | 0 | 2013 Qtr 1: 0; 2013 Qtr 2: 0; 2013 Qtr 3: 0; 2013 Qtr 4: 0; 2014 Qtr 1: 0; 2014 Qtr 2: 0; 2014 Qtr 3: 0; 2014 Qtr 4: 0; 2015 Qtr 1: 0; 2015 Qtr 2: 0; 2015 Qtr 3: 0; 2015 Qtr 4: 0 | 0
[6 empty] | TRUE | [9 empty] | 0 |  |  | #N/A | [26 empty] | 0% | 0% |  | 0 | 0 | 0 | 0 | 0 | 0 | 0 | 0 | 0 | 0 | 0 | 2013 Qtr 1: 0; 2013 Qtr 2: 0; 2013 Qtr 3: 0; 2013 Qtr 4: 0; 2014 Qtr 1: 0; 2014 Qtr 2: 0; 2014 Qtr 3: 0; 2014 Qtr 4: 0; 2015 Qtr 1: 0; 2015 Qtr 2: 0; 2015 Qtr 3: 0; 2015 Qtr 4: 0 | 0
[6 empty] | TRUE | [9 empty] | 0 |  |  | #N/A | [26 empty] | 0% | 0% |  | 0 | 0 | 0 | 0 | 0 | 0 | 0 | 0 | 0 | 0 | 0 | 2013 Qtr 1: 0; 2013 Qtr 2: 0; 2013 Qtr 3: 0; 2013 Qtr 4: 0; 2014 Qtr 1: 0; 2014 Qtr 2: 0; 2014 Qtr 3: 0; 2014 Qtr 4: 0; 2015 Qtr 1: 0; 2015 Qtr 2: 0; 2015 Qtr 3: 0; 2015 Qtr 4: 0 | 0
[6 empty] | TRUE | [9 empty] | 0 |  |  | #N/A | [26 empty] | 0% | 0% |  | 0 | 0 | 0 | 0 | 0 | 0 | 0 | 0 | 0 | 0 | 0 | 2013 Qtr 1: 0; 2013 Qtr 2: 0; 2013 Qtr 3: 0; 2013 Qtr 4: 0; 2014 Qtr 1: 0; 2014 Qtr 2: 0; 2014 Qtr 3: 0; 2014 Qtr 4: 0; 2015 Qtr 1: 0; 2015 Qtr 2: 0; 2015 Qtr 3: 0; 2015 Qtr 4: 0 | 0
[6 empty] | TRUE | [9 empty] | 0 |  |  | #N/A | [26 empty] | 0% | 0% |  | 0 | 0 | 0 | 0 | 0 | 0 | 0 | 0 | 0 | 0 | 0 | 2013 Qtr 1: 0; 2013 Qtr 2: 0; 2013 Qtr 3: 0; 2013 Qtr 4: 0; 2014 Qtr 1: 0; 2014 Qtr 2: 0; 2014 Qtr 3: 0; 2014 Qtr 4: 0; 2015 Qtr 1: 0; 2015 Qtr 2: 0; 2015 Qtr 3: 0; 2015 Qtr 4: 0 | 0
[6 empty] | TRUE | [9 empty] | 0 |  |  | #N/A | [26 empty] | 0% | 0% |  | 0 | 0 | 0 | 0 | 0 | 0 | 0 | 0 | 0 | 0 | 0 | 2013 Qtr 1: 0; 2013 Qtr 2: 0; 2013 Qtr 3: 0; 2013 Qtr 4: 0; 2014 Qtr 1: 0; 2014 Qtr 2: 0; 2014 Qtr 3: 0; 2014 Qtr 4: 0; 2015 Qtr 1: 0; 2015 Qtr 2: 0; 2015 Qtr 3: 0; 2015 Qtr 4: 0 | 0
[6 empty] | TRUE | [9 empty] | 0 |  |  | #N/A | [26 empty] | 0% | 0% |  | 0 | 0 | 0 | 0 | 0 | 0 | 0 | 0 | 0 | 0 | 0 | 2013 Qtr 1: 0; 2013 Qtr 2: 0; 2013 Qtr 3: 0; 2013 Qtr 4: 0; 2014 Qtr 1: 0; 2014 Qtr 2: 0; 2014 Qtr 3: 0; 2014 Qtr 4: 0; 2015 Qtr 1: 0; 2015 Qtr 2: 0; 2015 Qtr 3: 0; 2015 Qtr 4: 0 | 0
[6 empty] | TRUE | [9 empty] | 0 |  |  | #N/A | [26 empty] | 0% | 0% |  | 0 | 0 | 0 | 0 | 0 | 0 | 0 | 0 | 0 | 0 | 0 | 2013 Qtr 1: 0; 2013 Qtr 2: 0; 2013 Qtr 3: 0; 2013 Qtr 4: 0; 2014 Qtr 1: 0; 2014 Qtr 2: 0; 2014 Qtr 3: 0; 2014 Qtr 4: 0; 2015 Qtr 1: 0; 2015 Qtr 2: 0; 2015 Qtr 3: 0; 2015 Qtr 4: 0 | 0
[6 empty] | TRUE | [9 empty] | 0 |  |  | #N/A | [26 empty] | 0% | 0% |  | 0 | 0 | 0 | 0 | 0 | 0 | 0 | 0 | 0 | 0 | 0 | 2013 Qtr 1: 0; 2013 Qtr 2: 0; 2013 Qtr 3: 0; 2013 Qtr 4: 0; 2014 Qtr 1: 0; 2014 Qtr 2: 0; 2014 Qtr 3: 0; 2014 Qtr 4: 0; 2015 Qtr 1: 0; 2015 Qtr 2: 0; 2015 Qtr 3: 0; 2015 Qtr 4: 0 | 0
[6 empty] | TRUE | [9 empty] | 0 |  |  | #N/A | [26 empty] | 0% | 0% |  | 0 | 0 | 0 | 0 | 0 | 0 | 0 | 0 | 0 | 0 | 0 | 2013 Qtr 1: 0; 2013 Qtr 2: 0; 2013 Qtr 3: 0; 2013 Qtr 4: 0; 2014 Qtr 1: 0; 2014 Qtr 2: 0; 2014 Qtr 3: 0; 2014 Qtr 4: 0; 2015 Qtr 1: 0; 2015 Qtr 2: 0; 2015 Qtr 3: 0; 2015 Qtr 4: 0 | 0
[6 empty] | TRUE | [9 empty] | 0 |  |  | #N/A | [26 empty] | 0% | 0% |  | 0 | 0 | 0 | 0 | 0 | 0 | 0 | 0 | 0 | 0 | 0 | 2013 Qtr 1: 0; 2013 Qtr 2: 0; 2013 Qtr 3: 0; 2013 Qtr 4: 0; 2014 Qtr 1: 0; 2014 Qtr 2: 0; 2014 Qtr 3: 0; 2014 Qtr 4: 0; 2015 Qtr 1: 0; 2015 Qtr 2: 0; 2015 Qtr 3: 0; 2015 Qtr 4: 0 | 0
[6 empty] | TRUE | [9 empty] | 0 |  |  | #N/A | [26 empty] | 0% | 0% |  | 0 | 0 | 0 | 0 | 0 | 0 | 0 | 0 | 0 | 0 | 0 | 2013 Qtr 1: 0; 2013 Qtr 2: 0; 2013 Qtr 3: 0; 2013 Qtr 4: 0; 2014 Qtr 1: 0; 2014 Qtr 2: 0; 2014 Qtr 3: 0; 2014 Qtr 4: 0; 2015 Qtr 1: 0; 2015 Qtr 2: 0; 2015 Qtr 3: 0; 2015 Qtr 4: 0 | 0
[6 empty] | TRUE | [9 empty] | 0 |  |  | #N/A | [26 empty] | 0% | 0% |  | 0 | 0 | 0 | 0 | 0 | 0 | 0 | 0 | 0 | 0 | 0 | 2013 Qtr 1: 0; 2013 Qtr 2: 0; 2013 Qtr 3: 0; 2013 Qtr 4: 0; 2014 Qtr 1: 0; 2014 Qtr 2: 0; 2014 Qtr 3: 0; 2014 Qtr 4: 0; 2015 Qtr 1: 0; 2015 Qtr 2: 0; 2015 Qtr 3: 0; 2015 Qtr 4: 0 | 0
[6 empty] | TRUE | [9 empty] | 0 |  |  | #N/A | [26 empty] | 0% | 0% |  | 0 | 0 | 0 | 0 | 0 | 0 | 0 | 0 | 0 | 0 | 0 | 2013 Qtr 1: 0; 2013 Qtr 2: 0; 2013 Qtr 3: 0; 2013 Qtr 4: 0; 2014 Qtr 1: 0; 2014 Qtr 2: 0; 2014 Qtr 3: 0; 2014 Qtr 4: 0; 2015 Qtr 1: 0; 2015 Qtr 2: 0; 2015 Qtr 3: 0; 2015 Qtr 4: 0 | 0
[6 empty] | TRUE | [9 empty] | 0 |  |  | #N/A | [26 empty] | 0% | 0% |  | 0 | 0 | 0 | 0 | 0 | 0 | 0 | 0 | 0 | 0 | 0 | 2013 Qtr 1: 0; 2013 Qtr 2: 0; 2013 Qtr 3: 0; 2013 Qtr 4: 0; 2014 Qtr 1: 0; 2014 Qtr 2: 0; 2014 Qtr 3: 0; 2014 Qtr 4: 0; 2015 Qtr 1: 0; 2015 Qtr 2: 0; 2015 Qtr 3: 0; 2015 Qtr 4: 0 | 0
[6 empty] | TRUE | [9 empty] | 0 |  |  | #N/A | [26 empty] | 0% | 0% |  | 0 | 0 | 0 | 0 | 0 | 0 | 0 | 0 | 0 | 0 | 0 | 2013 Qtr 1: 0; 2013 Qtr 2: 0; 2013 Qtr 3: 0; 2013 Qtr 4: 0; 2014 Qtr 1: 0; 2014 Qtr 2: 0; 2014 Qtr 3: 0; 2014 Qtr 4: 0; 2015 Qtr 1: 0; 2015 Qtr 2: 0; 2015 Qtr 3: 0; 2015 Qtr 4: 0 | 0
[6 empty] | TRUE | [9 empty] | 0 |  |  | #N/A | [26 empty] | 0% | 0% |  | 0 | 0 | 0 | 0 | 0 | 0 | 0 | 0 | 0 | 0 | 0 | 2013 Qtr 1: 0; 2013 Qtr 2: 0; 2013 Qtr 3: 0; 2013 Qtr 4: 0; 2014 Qtr 1: 0; 2014 Qtr 2: 0; 2014 Qtr 3: 0; 2014 Qtr 4: 0; 2015 Qtr 1: 0; 2015 Qtr 2: 0; 2015 Qtr 3: 0; 2015 Qtr 4: 0 | 0
[6 empty] | TRUE | [9 empty] | 0 |  |  | #N/A | [26 empty] | 0% | 0% |  | 0 | 0 | 0 | 0 | 0 | 0 | 0 | 0 | 0 | 0 | 0 | 2013 Qtr 1: 0; 2013 Qtr 2: 0; 2013 Qtr 3: 0; 2013 Qtr 4: 0; 2014 Qtr 1: 0; 2014 Qtr 2: 0; 2014 Qtr 3: 0; 2014 Qtr 4: 0; 2015 Qtr 1: 0; 2015 Qtr 2: 0; 2015 Qtr 3: 0; 2015 Qtr 4: 0 | 0
[6 empty] | TRUE | [9 empty] | 0 |  |  | #N/A | [26 empty] | 0% | 0% |  | 0 | 0 | 0 | 0 | 0 | 0 | 0 | 0 | 0 | 0 | 0 | 2013 Qtr 1: 0; 2013 Qtr 2: 0; 2013 Qtr 3: 0; 2013 Qtr 4: 0; 2014 Qtr 1: 0; 2014 Qtr 2: 0; 2014 Qtr 3: 0; 2014 Qtr 4: 0; 2015 Qtr 1: 0; 2015 Qtr 2: 0; 2015 Qtr 3: 0; 2015 Qtr 4: 0 | 0
[6 empty] | TRUE | [9 empty] | 0 |  |  | #N/A | [26 empty] | 0% | 0% |  | 0 | 0 | 0 | 0 | 0 | 0 | 0 | 0 | 0 | 0 | 0 | 2013 Qtr 1: 0; 2013 Qtr 2: 0; 2013 Qtr 3: 0; 2013 Qtr 4: 0; 2014 Qtr 1: 0; 2014 Qtr 2: 0; 2014 Qtr 3: 0; 2014 Qtr 4: 0; 2015 Qtr 1: 0; 2015 Qtr 2: 0; 2015 Qtr 3: 0; 2015 Qtr 4: 0 | 0
[6 empty] | TRUE | [9 empty] | 0 |  |  | #N/A | [26 empty] | 0% | 0% |  | 0 | 0 | 0 | 0 | 0 | 0 | 0 | 0 | 0 | 0 | 0 | 2013 Qtr 1: 0; 2013 Qtr 2: 0; 2013 Qtr 3: 0; 2013 Qtr 4: 0; 2014 Qtr 1: 0; 2014 Qtr 2: 0; 2014 Qtr 3: 0; 2014 Qtr 4: 0; 2015 Qtr 1: 0; 2015 Qtr 2: 0; 2015 Qtr 3: 0; 2015 Qtr 4: 0 | 0
[6 empty] | TRUE | [9 empty] | 0 |  |  | #N/A | [26 empty] | 0% | 0% |  | 0 | 0 | 0 | 0 | 0 | 0 | 0 | 0 | 0 | 0 | 0 | 2013 Qtr 1: 0; 2013 Qtr 2: 0; 2013 Qtr 3: 0; 2013 Qtr 4: 0; 2014 Qtr 1: 0; 2014 Qtr 2: 0; 2014 Qtr 3: 0; 2014 Qtr 4: 0; 2015 Qtr 1: 0; 2015 Qtr 2: 0; 2015 Qtr 3: 0; 2015 Qtr 4: 0 | 0
[6 empty] | TRUE | [9 empty] | 0 |  |  | #N/A | [26 empty] | 0% | 0% |  | 0 | 0 | 0 | 0 | 0 | 0 | 0 | 0 | 0 | 0 | 0 | 2013 Qtr 1: 0; 2013 Qtr 2: 0; 2013 Qtr 3: 0; 2013 Qtr 4: 0; 2014 Qtr 1: 0; 2014 Qtr 2: 0; 2014 Qtr 3: 0; 2014 Qtr 4: 0; 2015 Qtr 1: 0; 2015 Qtr 2: 0; 2015 Qtr 3: 0; 2015 Qtr 4: 0 | 0
[6 empty] | TRUE | [9 empty] | 0 |  |  | #N/A | [26 empty] | 0% | 0% |  | 0 | 0 | 0 | 0 | 0 | 0 | 0 | 0 | 0 | 0 | 0 | 2013 Qtr 1: 0; 2013 Qtr 2: 0; 2013 Qtr 3: 0; 2013 Qtr 4: 0; 2014 Qtr 1: 0; 2014 Qtr 2: 0; 2014 Qtr 3: 0; 2014 Qtr 4: 0; 2015 Qtr 1: 0; 2015 Qtr 2: 0; 2015 Qtr 3: 0; 2015 Qtr 4: 0 | 0
[6 empty] | TRUE | [9 empty] | 0 |  |  | #N/A | [26 empty] | 0% | 0% |  | 0 | 0 | 0 | 0 | 0 | 0 | 0 | 0 | 0 | 0 | 0 | 2013 Qtr 1: 0; 2013 Qtr 2: 0; 2013 Qtr 3: 0; 2013 Qtr 4: 0; 2014 Qtr 1: 0; 2014 Qtr 2: 0; 2014 Qtr 3: 0; 2014 Qtr 4: 0; 2015 Qtr 1: 0; 2015 Qtr 2: 0; 2015 Qtr 3: 0; 2015 Qtr 4: 0 | 0
[6 empty] | TRUE | [9 empty] | 0 |  |  | #N/A | [26 empty] | 0% | 0% |  | 0 | 0 | 0 | 0 | 0 | 0 | 0 | 0 | 0 | 0 | 0 | 2013 Qtr 1: 0; 2013 Qtr 2: 0; 2013 Qtr 3: 0; 2013 Qtr 4: 0; 2014 Qtr 1: 0; 2014 Qtr 2: 0; 2014 Qtr 3: 0; 2014 Qtr 4: 0; 2015 Qtr 1: 0; 2015 Qtr 2: 0; 2015 Qtr 3: 0; 2015 Qtr 4: 0 | 0
[6 empty] | TRUE | [9 empty] | 0 |  |  | #N/A | [26 empty] | 0% | 0% |  | 0 | 0 | 0 | 0 | 0 | 0 | 0 | 0 | 0 | 0 | 0 | 2013 Qtr 1: 0; 2013 Qtr 2: 0; 2013 Qtr 3: 0; 2013 Qtr 4: 0; 2014 Qtr 1: 0; 2014 Qtr 2: 0; 2014 Qtr 3: 0; 2014 Qtr 4: 0; 2015 Qtr 1: 0; 2015 Qtr 2: 0; 2015 Qtr 3: 0; 2015 Qtr 4: 0 | 0
[6 empty] | TRUE | [9 empty] | 0 |  |  | #N/A | [26 empty] | 0% | 0% |  | 0 | 0 | 0 | 0 | 0 | 0 | 0 | 0 | 0 | 0 | 0 | 2013 Qtr 1: 0; 2013 Qtr 2: 0; 2013 Qtr 3: 0; 2013 Qtr 4: 0; 2014 Qtr 1: 0; 2014 Qtr 2: 0; 2014 Qtr 3: 0; 2014 Qtr 4: 0; 2015 Qtr 1: 0; 2015 Qtr 2: 0; 2015 Qtr 3: 0; 2015 Qtr 4: 0 | 0
[6 empty] | TRUE | [9 empty] | 0 |  |  | #N/A | [26 empty] | 0% | 0% |  | 0 | 0 | 0 | 0 | 0 | 0 | 0 | 0 | 0 | 0 | 0 | 2013 Qtr 1: 0; 2013 Qtr 2: 0; 2013 Qtr 3: 0; 2013 Qtr 4: 0; 2014 Qtr 1: 0; 2014 Qtr 2: 0; 2014 Qtr 3: 0; 2014 Qtr 4: 0; 2015 Qtr 1: 0; 2015 Qtr 2: 0; 2015 Qtr 3: 0; 2015 Qtr 4: 0 | 0
[6 empty] | TRUE | [9 empty] | 0 |  |  | #N/A | [26 empty] | 0% | 0% |  | 0 | 0 | 0 | 0 | 0 | 0 | 0 | 0 | 0 | 0 | 0 | 2013 Qtr 1: 0; 2013 Qtr 2: 0; 2013 Qtr 3: 0; 2013 Qtr 4: 0; 2014 Qtr 1: 0; 2014 Qtr 2: 0; 2014 Qtr 3: 0; 2014 Qtr 4: 0; 2015 Qtr 1: 0; 2015 Qtr 2: 0; 2015 Qtr 3: 0; 2015 Qtr 4: 0 | 0
[6 empty] | TRUE | [9 empty] | 0 |  |  | #N/A | [26 empty] | 0% | 0% |  | 0 | 0 | 0 | 0 | 0 | 0 | 0 | 0 | 0 | 0 | 0 | 2013 Qtr 1: 0; 2013 Qtr 2: 0; 2013 Qtr 3: 0; 2013 Qtr 4: 0; 2014 Qtr 1: 0; 2014 Qtr 2: 0; 2014 Qtr 3: 0; 2014 Qtr 4: 0; 2015 Qtr 1: 0; 2015 Qtr 2: 0; 2015 Qtr 3: 0; 2015 Qtr 4: 0 | 0
[6 empty] | TRUE | [9 empty] | 0 |  |  | #N/A | [26 empty] | 0% | 0% |  | 0 | 0 | 0 | 0 | 0 | 0 | 0 | 0 | 0 | 0 | 0 | 2013 Qtr 1: 0; 2013 Qtr 2: 0; 2013 Qtr 3: 0; 2013 Qtr 4: 0; 2014 Qtr 1: 0; 2014 Qtr 2: 0; 2014 Qtr 3: 0; 2014 Qtr 4: 0; 2015 Qtr 1: 0; 2015 Qtr 2: 0; 2015 Qtr 3: 0; 2015 Qtr 4: 0 | 0
[6 empty] | TRUE | [9 empty] | 0 |  |  | #N/A | [26 empty] | 0% | 0% |  | 0 | 0 | 0 | 0 | 0 | 0 | 0 | 0 | 0 | 0 | 0 | 2013 Qtr 1: 0; 2013 Qtr 2: 0; 2013 Qtr 3: 0; 2013 Qtr 4: 0; 2014 Qtr 1: 0; 2014 Qtr 2: 0; 2014 Qtr 3: 0; 2014 Qtr 4: 0; 2015 Qtr 1: 0; 2015 Qtr 2: 0; 2015 Qtr 3: 0; 2015 Qtr 4: 0 | 0
[6 empty] | TRUE | [9 empty] | 0 |  |  | #N/A | [26 empty] | 0% | 0% |  | 0 | 0 | 0 | 0 | 0 | 0 | 0 | 0 | 0 | 0 | 0 | 2013 Qtr 1: 0; 2013 Qtr 2: 0; 2013 Qtr 3: 0; 2013 Qtr 4: 0; 2014 Qtr 1: 0; 2014 Qtr 2: 0; 2014 Qtr 3: 0; 2014 Qtr 4: 0; 2015 Qtr 1: 0; 2015 Qtr 2: 0; 2015 Qtr 3: 0; 2015 Qtr 4: 0 | 0
[6 empty] | TRUE | [9 empty] | 0 |  |  | #N/A | [26 empty] | 0% | 0% |  | 0 | 0 | 0 | 0 | 0 | 0 | 0 | 0 | 0 | 0 | 0 | 2013 Qtr 1: 0; 2013 Qtr 2: 0; 2013 Qtr 3: 0; 2013 Qtr 4: 0; 2014 Qtr 1: 0; 2014 Qtr 2: 0; 2014 Qtr 3: 0; 2014 Qtr 4: 0; 2015 Qtr 1: 0; 2015 Qtr 2: 0; 2015 Qtr 3: 0; 2015 Qtr 4: 0 | 0
[6 empty] | TRUE | [9 empty] | 0 |  |  | #N/A | [26 empty] | 0% | 0% |  | 0 | 0 | 0 | 0 | 0 | 0 | 0 | 0 | 0 | 0 | 0 | 2013 Qtr 1: 0; 2013 Qtr 2: 0; 2013 Qtr 3: 0; 2013 Qtr 4: 0; 2014 Qtr 1: 0; 2014 Qtr 2: 0; 2014 Qtr 3: 0; 2014 Qtr 4: 0; 2015 Qtr 1: 0; 2015 Qtr 2: 0; 2015 Qtr 3: 0; 2015 Qtr 4: 0 | 0
[6 empty] | TRUE | [9 empty] | 0 |  |  | #N/A | [26 empty] | 0% | 0% |  | 0 | 0 | 0 | 0 | 0 | 0 | 0 | 0 | 0 | 0 | 0 | 2013 Qtr 1: 0; 2013 Qtr 2: 0; 2013 Qtr 3: 0; 2013 Qtr 4: 0; 2014 Qtr 1: 0; 2014 Qtr 2: 0; 2014 Qtr 3: 0; 2014 Qtr 4: 0; 2015 Qtr 1: 0; 2015 Qtr 2: 0; 2015 Qtr 3: 0; 2015 Qtr 4: 0 | 0
[6 empty] | TRUE | [9 empty] | 0 |  |  | #N/A | [26 empty] | 0% | 0% |  | 0 | 0 | 0 | 0 | 0 | 0 | 0 | 0 | 0 | 0 | 0 | 2013 Qtr 1: 0; 2013 Qtr 2: 0; 2013 Qtr 3: 0; 2013 Qtr 4: 0; 2014 Qtr 1: 0; 2014 Qtr 2: 0; 2014 Qtr 3: 0; 2014 Qtr 4: 0; 2015 Qtr 1: 0; 2015 Qtr 2: 0; 2015 Qtr 3: 0; 2015 Qtr 4: 0 | 0
[6 empty] | TRUE | [9 empty] | 0 |  |  | #N/A | [26 empty] | 0% | 0% |  | 0 | 0 | 0 | 0 | 0 | 0 | 0 | 0 | 0 | 0 | 0 | 2013 Qtr 1: 0; 2013 Qtr 2: 0; 2013 Qtr 3: 0; 2013 Qtr 4: 0; 2014 Qtr 1: 0; 2014 Qtr 2: 0; 2014 Qtr 3: 0; 2014 Qtr 4: 0; 2015 Qtr 1: 0; 2015 Qtr 2: 0; 2015 Qtr 3: 0; 2015 Qtr 4: 0 | 0
[6 empty] | TRUE | [9 empty] | 0 |  |  | #N/A | [26 empty] | 0% | 0% |  | 0 | 0 | 0 | 0 | 0 | 0 | 0 | 0 | 0 | 0 | 0 | 2013 Qtr 1: 0; 2013 Qtr 2: 0; 2013 Qtr 3: 0; 2013 Qtr 4: 0; 2014 Qtr 1: 0; 2014 Qtr 2: 0; 2014 Qtr 3: 0; 2014 Qtr 4: 0; 2015 Qtr 1: 0; 2015 Qtr 2: 0; 2015 Qtr 3: 0; 2015 Qtr 4: 0 | 0
[6 empty] | TRUE | [9 empty] | 0 |  |  | #N/A | [26 empty] | 0% | 0% |  | 0 | 0 | 0 | 0 | 0 | 0 | 0 | 0 | 0 | 0 | 0 | 2013 Qtr 1: 0; 2013 Qtr 2: 0; 2013 Qtr 3: 0; 2013 Qtr 4: 0; 2014 Qtr 1: 0; 2014 Qtr 2: 0; 2014 Qtr 3: 0; 2014 Qtr 4: 0; 2015 Qtr 1: 0; 2015 Qtr 2: 0; 2015 Qtr 3: 0; 2015 Qtr 4: 0 | 0
[6 empty] | TRUE | [9 empty] | 0 |  |  | #N/A | [26 empty] | 0% | 0% |  | 0 | 0 | 0 | 0 | 0 | 0 | 0 | 0 | 0 | 0 | 0 | 2013 Qtr 1: 0; 2013 Qtr 2: 0; 2013 Qtr 3: 0; 2013 Qtr 4: 0; 2014 Qtr 1: 0; 2014 Qtr 2: 0; 2014 Qtr 3: 0; 2014 Qtr 4: 0; 2015 Qtr 1: 0; 2015 Qtr 2: 0; 2015 Qtr 3: 0; 2015 Qtr 4: 0 | 0
[6 empty] | TRUE | [9 empty] | 0 |  |  | #N/A | [26 empty] | 0% | 0% |  | 0 | 0 | 0 | 0 | 0 | 0 | 0 | 0 | 0 | 0 | 0 | 2013 Qtr 1: 0; 2013 Qtr 2: 0; 2013 Qtr 3: 0; 2013 Qtr 4: 0; 2014 Qtr 1: 0; 2014 Qtr 2: 0; 2014 Qtr 3: 0; 2014 Qtr 4: 0; 2015 Qtr 1: 0; 2015 Qtr 2: 0; 2015 Qtr 3: 0; 2015 Qtr 4: 0 | 0
[6 empty] | TRUE | [9 empty] | 0 |  |  | #N/A | [26 empty] | 0% | 0% |  | 0 | 0 | 0 | 0 | 0 | 0 | 0 | 0 | 0 | 0 | 0 | 2013 Qtr 1: 0; 2013 Qtr 2: 0; 2013 Qtr 3: 0; 2013 Qtr 4: 0; 2014 Qtr 1: 0; 2014 Qtr 2: 0; 2014 Qtr 3: 0; 2014 Qtr 4: 0; 2015 Qtr 1: 0; 2015 Qtr 2: 0; 2015 Qtr 3: 0; 2015 Qtr 4: 0 | 0
[6 empty] | TRUE | [9 empty] | 0 |  |  | #N/A | [26 empty] | 0% | 0% |  | 0 | 0 | 0 | 0 | 0 | 0 | 0 | 0 | 0 | 0 | 0 | 2013 Qtr 1: 0; 2013 Qtr 2: 0; 2013 Qtr 3: 0; 2013 Qtr 4: 0; 2014 Qtr 1: 0; 2014 Qtr 2: 0; 2014 Qtr 3: 0; 2014 Qtr 4: 0; 2015 Qtr 1: 0; 2015 Qtr 2: 0; 2015 Qtr 3: 0; 2015 Qtr 4: 0 | 0
[6 empty] | TRUE | [9 empty] | 0 |  |  | #N/A | [26 empty] | 0% | 0% |  | 0 | 0 | 0 | 0 | 0 | 0 | 0 | 0 | 0 | 0 | 0 | 2013 Qtr 1: 0; 2013 Qtr 2: 0; 2013 Qtr 3: 0; 2013 Qtr 4: 0; 2014 Qtr 1: 0; 2014 Qtr 2: 0; 2014 Qtr 3: 0; 2014 Qtr 4: 0; 2015 Qtr 1: 0; 2015 Qtr 2: 0; 2015 Qtr 3: 0; 2015 Qtr 4: 0 | 0
[6 empty] | TRUE | [9 empty] | 0 |  |  | #N/A | [26 empty] | 0% | 0% |  | 0 | 0 | 0 | 0 | 0 | 0 | 0 | 0 | 0 | 0 | 0 | 2013 Qtr 1: 0; 2013 Qtr 2: 0; 2013 Qtr 3: 0; 2013 Qtr 4: 0; 2014 Qtr 1: 0; 2014 Qtr 2: 0; 2014 Qtr 3: 0; 2014 Qtr 4: 0; 2015 Qtr 1: 0; 2015 Qtr 2: 0; 2015 Qtr 3: 0; 2015 Qtr 4: 0 | 0
[6 empty] | TRUE | [9 empty] | 0 |  |  | #N/A | [26 empty] | 0% | 0% |  | 0 | 0 | 0 | 0 | 0 | 0 | 0 | 0 | 0 | 0 | 0 | 2013 Qtr 1: 0; 2013 Qtr 2: 0; 2013 Qtr 3: 0; 2013 Qtr 4: 0; 2014 Qtr 1: 0; 2014 Qtr 2: 0; 2014 Qtr 3: 0; 2014 Qtr 4: 0; 2015 Qtr 1: 0; 2015 Qtr 2: 0; 2015 Qtr 3: 0; 2015 Qtr 4: 0 | 0
[6 empty] | TRUE | [9 empty] | 0 |  |  | #N/A | [26 empty] | 0% | 0% |  | 0 | 0 | 0 | 0 | 0 | 0 | 0 | 0 | 0 | 0 | 0 | 2013 Qtr 1: 0; 2013 Qtr 2: 0; 2013 Qtr 3: 0; 2013 Qtr 4: 0; 2014 Qtr 1: 0; 2014 Qtr 2: 0; 2014 Qtr 3: 0; 2014 Qtr 4: 0; 2015 Qtr 1: 0; 2015 Qtr 2: 0; 2015 Qtr 3: 0; 2015 Qtr 4: 0 | 0
[6 empty] | TRUE | [9 empty] | 0 |  |  | #N/A | [26 empty] | 0% | 0% |  | 0 | 0 | 0 | 0 | 0 | 0 | 0 | 0 | 0 | 0 | 0 | 2013 Qtr 1: 0; 2013 Qtr 2: 0; 2013 Qtr 3: 0; 2013 Qtr 4: 0; 2014 Qtr 1: 0; 2014 Qtr 2: 0; 2014 Qtr 3: 0; 2014 Qtr 4: 0; 2015 Qtr 1: 0; 2015 Qtr 2: 0; 2015 Qtr 3: 0; 2015 Qtr 4: 0 | 0
[6 empty] | TRUE | [9 empty] | 0 |  |  | #N/A | [26 empty] | 0% | 0% |  | 0 | 0 | 0 | 0 | 0 | 0 | 0 | 0 | 0 | 0 | 0 | 2013 Qtr 1: 0; 2013 Qtr 2: 0; 2013 Qtr 3: 0; 2013 Qtr 4: 0; 2014 Qtr 1: 0; 2014 Qtr 2: 0; 2014 Qtr 3: 0; 2014 Qtr 4: 0; 2015 Qtr 1: 0; 2015 Qtr 2: 0; 2015 Qtr 3: 0; 2015 Qtr 4: 0 | 0
[6 empty] | TRUE | [9 empty] | 0 |  |  | #N/A | [26 empty] | 0% | 0% |  | 0 | 0 | 0 | 0 | 0 | 0 | 0 | 0 | 0 | 0 | 0 | 2013 Qtr 1: 0; 2013 Qtr 2: 0; 2013 Qtr 3: 0; 2013 Qtr 4: 0; 2014 Qtr 1: 0; 2014 Qtr 2: 0; 2014 Qtr 3: 0; 2014 Qtr 4: 0; 2015 Qtr 1: 0; 2015 Qtr 2: 0; 2015 Qtr 3: 0; 2015 Qtr 4: 0 | 0
[6 empty] | TRUE | [9 empty] | 0 |  |  | #N/A | [26 empty] | 0% | 0% |  | 0 | 0 | 0 | 0 | 0 | 0 | 0 | 0 | 0 | 0 | 0 | 2013 Qtr 1: 0; 2013 Qtr 2: 0; 2013 Qtr 3: 0; 2013 Qtr 4: 0; 2014 Qtr 1: 0; 2014 Qtr 2: 0; 2014 Qtr 3: 0; 2014 Qtr 4: 0; 2015 Qtr 1: 0; 2015 Qtr 2: 0; 2015 Qtr 3: 0; 2015 Qtr 4: 0 | 0
[6 empty] | TRUE | [9 empty] | 0 |  |  | #N/A | [26 empty] | 0% | 0% |  | 0 | 0 | 0 | 0 | 0 | 0 | 0 | 0 | 0 | 0 | 0 | 2013 Qtr 1: 0; 2013 Qtr 2: 0; 2013 Qtr 3: 0; 2013 Qtr 4: 0; 2014 Qtr 1: 0; 2014 Qtr 2: 0; 2014 Qtr 3: 0; 2014 Qtr 4: 0; 2015 Qtr 1: 0; 2015 Qtr 2: 0; 2015 Qtr 3: 0; 2015 Qtr 4: 0 | 0
[6 empty] | TRUE | [9 empty] | 0 |  |  | #N/A | [26 empty] | 0% | 0% |  | 0 | 0 | 0 | 0 | 0 | 0 | 0 | 0 | 0 | 0 | 0 | 2013 Qtr 1: 0; 2013 Qtr 2: 0; 2013 Qtr 3: 0; 2013 Qtr 4: 0; 2014 Qtr 1: 0; 2014 Qtr 2: 0; 2014 Qtr 3: 0; 2014 Qtr 4: 0; 2015 Qtr 1: 0; 2015 Qtr 2: 0; 2015 Qtr 3: 0; 2015 Qtr 4: 0 | 0
[6 empty] | TRUE | [9 empty] | 0 |  |  | #N/A | [26 empty] | 0% | 0% |  | 0 | 0 | 0 | 0 | 0 | 0 | 0 | 0 | 0 | 0 | 0 | 2013 Qtr 1: 0; 2013 Qtr 2: 0; 2013 Qtr 3: 0; 2013 Qtr 4: 0; 2014 Qtr 1: 0; 2014 Qtr 2: 0; 2014 Qtr 3: 0; 2014 Qtr 4: 0; 2015 Qtr 1: 0; 2015 Qtr 2: 0; 2015 Qtr 3: 0; 2015 Qtr 4: 0 | 0
[6 empty] | TRUE | [9 empty] | 0 |  |  | #N/A | [26 empty] | 0% | 0% |  | 0 | 0 | 0 | 0 | 0 | 0 | 0 | 0 | 0 | 0 | 0 | 2013 Qtr 1: 0; 2013 Qtr 2: 0; 2013 Qtr 3: 0; 2013 Qtr 4: 0; 2014 Qtr 1: 0; 2014 Qtr 2: 0; 2014 Qtr 3: 0; 2014 Qtr 4: 0; 2015 Qtr 1: 0; 2015 Qtr 2: 0; 2015 Qtr 3: 0; 2015 Qtr 4: 0 | 0
[6 empty] | TRUE | [9 empty] | 0 |  |  | #N/A | [26 empty] | 0% | 0% |  | 0 | 0 | 0 | 0 | 0 | 0 | 0 | 0 | 0 | 0 | 0 | 2013 Qtr 1: 0; 2013 Qtr 2: 0; 2013 Qtr 3: 0; 2013 Qtr 4: 0; 2014 Qtr 1: 0; 2014 Qtr 2: 0; 2014 Qtr 3: 0; 2014 Qtr 4: 0; 2015 Qtr 1: 0; 2015 Qtr 2: 0; 2015 Qtr 3: 0; 2015 Qtr 4: 0 | 0
[6 empty] | TRUE | [9 empty] | 0 |  |  | #N/A | [26 empty] | 0% | 0% |  | 0 | 0 | 0 | 0 | 0 | 0 | 0 | 0 | 0 | 0 | 0 | 2013 Qtr 1: 0; 2013 Qtr 2: 0; 2013 Qtr 3: 0; 2013 Qtr 4: 0; 2014 Qtr 1: 0; 2014 Qtr 2: 0; 2014 Qtr 3: 0; 2014 Qtr 4: 0; 2015 Qtr 1: 0; 2015 Qtr 2: 0; 2015 Qtr 3: 0; 2015 Qtr 4: 0 | 0
[6 empty] | TRUE | [9 empty] | 0 |  |  | #N/A | [26 empty] | 0% | 0% |  | 0 | 0 | 0 | 0 | 0 | 0 | 0 | 0 | 0 | 0 | 0 | 2013 Qtr 1: 0; 2013 Qtr 2: 0; 2013 Qtr 3: 0; 2013 Qtr 4: 0; 2014 Qtr 1: 0; 2014 Qtr 2: 0; 2014 Qtr 3: 0; 2014 Qtr 4: 0; 2015 Qtr 1: 0; 2015 Qtr 2: 0; 2015 Qtr 3: 0; 2015 Qtr 4: 0 | 0
[6 empty] | TRUE | [9 empty] | 0 |  |  | #N/A | [26 empty] | 0% | 0% |  | 0 | 0 | 0 | 0 | 0 | 0 | 0 | 0 | 0 | 0 | 0 | 2013 Qtr 1: 0; 2013 Qtr 2: 0; 2013 Qtr 3: 0; 2013 Qtr 4: 0; 2014 Qtr 1: 0; 2014 Qtr 2: 0; 2014 Qtr 3: 0; 2014 Qtr 4: 0; 2015 Qtr 1: 0; 2015 Qtr 2: 0; 2015 Qtr 3: 0; 2015 Qtr 4: 0 | 0
[6 empty] | TRUE | [9 empty] | 0 |  |  | #N/A | [26 empty] | 0% | 0% |  | 0 | 0 | 0 | 0 | 0 | 0 | 0 | 0 | 0 | 0 | 0 | 2013 Qtr 1: 0; 2013 Qtr 2: 0; 2013 Qtr 3: 0; 2013 Qtr 4: 0; 2014 Qtr 1: 0; 2014 Qtr 2: 0; 2014 Qtr 3: 0; 2014 Qtr 4: 0; 2015 Qtr 1: 0; 2015 Qtr 2: 0; 2015 Qtr 3: 0; 2015 Qtr 4: 0 | 0
[6 empty] | TRUE | [9 empty] | 0 |  |  | #N/A | [26 empty] | 0% | 0% |  | 0 | 0 | 0 | 0 | 0 | 0 | 0 | 0 | 0 | 0 | 0 | 2013 Qtr 1: 0; 2013 Qtr 2: 0; 2013 Qtr 3: 0; 2013 Qtr 4: 0; 2014 Qtr 1: 0; 2014 Qtr 2: 0; 2014 Qtr 3: 0; 2014 Qtr 4: 0; 2015 Qtr 1: 0; 2015 Qtr 2: 0; 2015 Qtr 3: 0; 2015 Qtr 4: 0 | 0
[6 empty] | TRUE | [9 empty] | 0 |  |  | #N/A | [26 empty] | 0% | 0% |  | 0 | 0 | 0 | 0 | 0 | 0 | 0 | 0 | 0 | 0 | 0 | 2013 Qtr 1: 0; 2013 Qtr 2: 0; 2013 Qtr 3: 0; 2013 Qtr 4: 0; 2014 Qtr 1: 0; 2014 Qtr 2: 0; 2014 Qtr 3: 0; 2014 Qtr 4: 0; 2015 Qtr 1: 0; 2015 Qtr 2: 0; 2015 Qtr 3: 0; 2015 Qtr 4: 0 | 0
[6 empty] | TRUE | [9 empty] | 0 |  |  | #N/A | [26 empty] | 0% | 0% |  | 0 | 0 | 0 | 0 | 0 | 0 | 0 | 0 | 0 | 0 | 0 | 2013 Qtr 1: 0; 2013 Qtr 2: 0; 2013 Qtr 3: 0; 2013 Qtr 4: 0; 2014 Qtr 1: 0; 2014 Qtr 2: 0; 2014 Qtr 3: 0; 2014 Qtr 4: 0; 2015 Qtr 1: 0; 2015 Qtr 2: 0; 2015 Qtr 3: 0; 2015 Qtr 4: 0 | 0
[6 empty] | TRUE | [9 empty] | 0 |  |  | #N/A | [26 empty] | 0% | 0% |  | 0 | 0 | 0 | 0 | 0 | 0 | 0 | 0 | 0 | 0 | 0 | 2013 Qtr 1: 0; 2013 Qtr 2: 0; 2013 Qtr 3: 0; 2013 Qtr 4: 0; 2014 Qtr 1: 0; 2014 Qtr 2: 0; 2014 Qtr 3: 0; 2014 Qtr 4: 0; 2015 Qtr 1: 0; 2015 Qtr 2: 0; 2015 Qtr 3: 0; 2015 Qtr 4: 0 | 0
[6 empty] | TRUE | [9 empty] | 0 |  |  | #N/A | [26 empty] | 0% | 0% |  | 0 | 0 | 0 | 0 | 0 | 0 | 0 | 0 | 0 | 0 | 0 | 2013 Qtr 1: 0; 2013 Qtr 2: 0; 2013 Qtr 3: 0; 2013 Qtr 4: 0; 2014 Qtr 1: 0; 2014 Qtr 2: 0; 2014 Qtr 3: 0; 2014 Qtr 4: 0; 2015 Qtr 1: 0; 2015 Qtr 2: 0; 2015 Qtr 3: 0; 2015 Qtr 4: 0 | 0
[6 empty] | TRUE | [9 empty] | 0 |  |  | #N/A | [26 empty] | 0% | 0% |  | 0 | 0 | 0 | 0 | 0 | 0 | 0 | 0 | 0 | 0 | 0 | 2013 Qtr 1: 0; 2013 Qtr 2: 0; 2013 Qtr 3: 0; 2013 Qtr 4: 0; 2014 Qtr 1: 0; 2014 Qtr 2: 0; 2014 Qtr 3: 0; 2014 Qtr 4: 0; 2015 Qtr 1: 0; 2015 Qtr 2: 0; 2015 Qtr 3: 0; 2015 Qtr 4: 0 | 0
[6 empty] | TRUE | [9 empty] | 0 |  |  | #N/A | [26 empty] | 0% | 0% |  | 0 | 0 | 0 | 0 | 0 | 0 | 0 | 0 | 0 | 0 | 0 | 2013 Qtr 1: 0; 2013 Qtr 2: 0; 2013 Qtr 3: 0; 2013 Qtr 4: 0; 2014 Qtr 1: 0; 2014 Qtr 2: 0; 2014 Qtr 3: 0; 2014 Qtr 4: 0; 2015 Qtr 1: 0; 2015 Qtr 2: 0; 2015 Qtr 3: 0; 2015 Qtr 4: 0 | 0
[6 empty] | TRUE | [9 empty] | 0 |  |  | #N/A | [26 empty] | 0% | 0% |  | 0 | 0 | 0 | 0 | 0 | 0 | 0 | 0 | 0 | 0 | 0 | 2013 Qtr 1: 0; 2013 Qtr 2: 0; 2013 Qtr 3: 0; 2013 Qtr 4: 0; 2014 Qtr 1: 0; 2014 Qtr 2: 0; 2014 Qtr 3: 0; 2014 Qtr 4: 0; 2015 Qtr 1: 0; 2015 Qtr 2: 0; 2015 Qtr 3: 0; 2015 Qtr 4: 0 | 0
[6 empty] | TRUE | [9 empty] | 0 |  |  | #N/A | [26 empty] | 0% | 0% |  | 0 | 0 | 0 | 0 | 0 | 0 | 0 | 0 | 0 | 0 | 0 | 2013 Qtr 1: 0; 2013 Qtr 2: 0; 2013 Qtr 3: 0; 2013 Qtr 4: 0; 2014 Qtr 1: 0; 2014 Qtr 2: 0; 2014 Qtr 3: 0; 2014 Qtr 4: 0; 2015 Qtr 1: 0; 2015 Qtr 2: 0; 2015 Qtr 3: 0; 2015 Qtr 4: 0 | 0
[6 empty] | TRUE | [9 empty] | 0 |  |  | #N/A | [26 empty] | 0% | 0% |  | 0 | 0 | 0 | 0 | 0 | 0 | 0 | 0 | 0 | 0 | 0 | 2013 Qtr 1: 0; 2013 Qtr 2: 0; 2013 Qtr 3: 0; 2013 Qtr 4: 0; 2014 Qtr 1: 0; 2014 Qtr 2: 0; 2014 Qtr 3: 0; 2014 Qtr 4: 0; 2015 Qtr 1: 0; 2015 Qtr 2: 0; 2015 Qtr 3: 0; 2015 Qtr 4: 0 | 0
[6 empty] | TRUE | [9 empty] | 0 |  |  | #N/A | [26 empty] | 0% | 0% |  | 0 | 0 | 0 | 0 | 0 | 0 | 0 | 0 | 0 | 0 | 0 | 2013 Qtr 1: 0; 2013 Qtr 2: 0; 2013 Qtr 3: 0; 2013 Qtr 4: 0; 2014 Qtr 1: 0; 2014 Qtr 2: 0; 2014 Qtr 3: 0; 2014 Qtr 4: 0; 2015 Qtr 1: 0; 2015 Qtr 2: 0; 2015 Qtr 3: 0; 2015 Qtr 4: 0 | 0
[6 empty] | TRUE | [9 empty] | 0 |  |  | #N/A | [26 empty] | 0% | 0% |  | 0 | 0 | 0 | 0 | 0 | 0 | 0 | 0 | 0 | 0 | 0 | 2013 Qtr 1: 0; 2013 Qtr 2: 0; 2013 Qtr 3: 0; 2013 Qtr 4: 0; 2014 Qtr 1: 0; 2014 Qtr 2: 0; 2014 Qtr 3: 0; 2014 Qtr 4: 0; 2015 Qtr 1: 0; 2015 Qtr 2: 0; 2015 Qtr 3: 0; 2015 Qtr 4: 0 | 0
[6 empty] | TRUE | [9 empty] | 0 |  |  | #N/A | [26 empty] | 0% | 0% |  | 0 | 0 | 0 | 0 | 0 | 0 | 0 | 0 | 0 | 0 | 0 | 2013 Qtr 1: 0; 2013 Qtr 2: 0; 2013 Qtr 3: 0; 2013 Qtr 4: 0; 2014 Qtr 1: 0; 2014 Qtr 2: 0; 2014 Qtr 3: 0; 2014 Qtr 4: 0; 2015 Qtr 1: 0; 2015 Qtr 2: 0; 2015 Qtr 3: 0; 2015 Qtr 4: 0 | 0
[6 empty] | TRUE | [9 empty] | 0 |  |  | #N/A | [26 empty] | 0% | 0% |  | 0 | 0 | 0 | 0 | 0 | 0 | 0 | 0 | 0 | 0 | 0 | 2013 Qtr 1: 0; 2013 Qtr 2: 0; 2013 Qtr 3: 0; 2013 Qtr 4: 0; 2014 Qtr 1: 0; 2014 Qtr 2: 0; 2014 Qtr 3: 0; 2014 Qtr 4: 0; 2015 Qtr 1: 0; 2015 Qtr 2: 0; 2015 Qtr 3: 0; 2015 Qtr 4: 0 | 0
[6 empty] | TRUE | [9 empty] | 0 |  |  | #N/A | [26 empty] | 0% | 0% |  | 0 | 0 | 0 | 0 | 0 | 0 | 0 | 0 | 0 | 0 | 0 | 2013 Qtr 1: 0; 2013 Qtr 2: 0; 2013 Qtr 3: 0; 2013 Qtr 4: 0; 2014 Qtr 1: 0; 2014 Qtr 2: 0; 2014 Qtr 3: 0; 2014 Qtr 4: 0; 2015 Qtr 1: 0; 2015 Qtr 2: 0; 2015 Qtr 3: 0; 2015 Qtr 4: 0 | 0
[6 empty] | TRUE | [9 empty] | 0 |  |  | #N/A | [26 empty] | 0% | 0% |  | 0 | 0 | 0 | 0 | 0 | 0 | 0 | 0 | 0 | 0 | 0 | 2013 Qtr 1: 0; 2013 Qtr 2: 0; 2013 Qtr 3: 0; 2013 Qtr 4: 0; 2014 Qtr 1: 0; 2014 Qtr 2: 0; 2014 Qtr 3: 0; 2014 Qtr 4: 0; 2015 Qtr 1: 0; 2015 Qtr 2: 0; 2015 Qtr 3: 0; 2015 Qtr 4: 0 | 0
[6 empty] | TRUE | [9 empty] | 0 |  |  | #N/A | [26 empty] | 0% | 0% |  | 0 | 0 | 0 | 0 | 0 | 0 | 0 | 0 | 0 | 0 | 0 | 2013 Qtr 1: 0; 2013 Qtr 2: 0; 2013 Qtr 3: 0; 2013 Qtr 4: 0; 2014 Qtr 1: 0; 2014 Qtr 2: 0; 2014 Qtr 3: 0; 2014 Qtr 4: 0; 2015 Qtr 1: 0; 2015 Qtr 2: 0; 2015 Qtr 3: 0; 2015 Qtr 4: 0 | 0
[6 empty] | TRUE | [9 empty] | 0 |  |  | #N/A | [26 empty] | 0% | 0% |  | 0 | 0 | 0 | 0 | 0 | 0 | 0 | 0 | 0 | 0 | 0 | 2013 Qtr 1: 0; 2013 Qtr 2: 0; 2013 Qtr 3: 0; 2013 Qtr 4: 0; 2014 Qtr 1: 0; 2014 Qtr 2: 0; 2014 Qtr 3: 0; 2014 Qtr 4: 0; 2015 Qtr 1: 0; 2015 Qtr 2: 0; 2015 Qtr 3: 0; 2015 Qtr 4: 0 | 0
[6 empty] | TRUE | [9 empty] | 0 |  |  | #N/A | [26 empty] | 0% | 0% |  | 0 | 0 | 0 | 0 | 0 | 0 | 0 | 0 | 0 | 0 | 0 | 2013 Qtr 1: 0; 2013 Qtr 2: 0; 2013 Qtr 3: 0; 2013 Qtr 4: 0; 2014 Qtr 1: 0; 2014 Qtr 2: 0; 2014 Qtr 3: 0; 2014 Qtr 4: 0; 2015 Qtr 1: 0; 2015 Qtr 2: 0; 2015 Qtr 3: 0; 2015 Qtr 4: 0 | 0
[6 empty] | TRUE | [9 empty] | 0 |  |  | #N/A | [26 empty] | 0% | 0% |  | 0 | 0 | 0 | 0 | 0 | 0 | 0 | 0 | 0 | 0 | 0 | 2013 Qtr 1: 0; 2013 Qtr 2: 0; 2013 Qtr 3: 0; 2013 Qtr 4: 0; 2014 Qtr 1: 0; 2014 Qtr 2: 0; 2014 Qtr 3: 0; 2014 Qtr 4: 0; 2015 Qtr 1: 0; 2015 Qtr 2: 0; 2015 Qtr 3: 0; 2015 Qtr 4: 0 | 0
[6 empty] | TRUE | [9 empty] | 0 |  |  | #N/A | [26 empty] | 0% | 0% |  | 0 | 0 | 0 | 0 | 0 | 0 | 0 | 0 | 0 | 0 | 0 | 2013 Qtr 1: 0; 2013 Qtr 2: 0; 2013 Qtr 3: 0; 2013 Qtr 4: 0; 2014 Qtr 1: 0; 2014 Qtr 2: 0; 2014 Qtr 3: 0; 2014 Qtr 4: 0; 2015 Qtr 1: 0; 2015 Qtr 2: 0; 2015 Qtr 3: 0; 2015 Qtr 4: 0 | 0
[6 empty] | TRUE | [9 empty] | 0 |  |  | #N/A | [26 empty] | 0% | 0% |  | 0 | 0 | 0 | 0 | 0 | 0 | 0 | 0 | 0 | 0 | 0 | 2013 Qtr 1: 0; 2013 Qtr 2: 0; 2013 Qtr 3: 0; 2013 Qtr 4: 0; 2014 Qtr 1: 0; 2014 Qtr 2: 0; 2014 Qtr 3: 0; 2014 Qtr 4: 0; 2015 Qtr 1: 0; 2015 Qtr 2: 0; 2015 Qtr 3: 0; 2015 Qtr 4: 0 | 0
[6 empty] | TRUE | [9 empty] | 0 |  |  | #N/A | [26 empty] | 0% | 0% |  | 0 | 0 | 0 | 0 | 0 | 0 | 0 | 0 | 0 | 0 | 0 | 2013 Qtr 1: 0; 2013 Qtr 2: 0; 2013 Qtr 3: 0; 2013 Qtr 4: 0; 2014 Qtr 1: 0; 2014 Qtr 2: 0; 2014 Qtr 3: 0; 2014 Qtr 4: 0; 2015 Qtr 1: 0; 2015 Qtr 2: 0; 2015 Qtr 3: 0; 2015 Qtr 4: 0 | 0
[6 empty] | TRUE | [9 empty] | 0 |  |  | #N/A | [26 empty] | 0% | 0% |  | 0 | 0 | 0 | 0 | 0 | 0 | 0 | 0 | 0 | 0 | 0 | 2013 Qtr 1: 0; 2013 Qtr 2: 0; 2013 Qtr 3: 0; 2013 Qtr 4: 0; 2014 Qtr 1: 0; 2014 Qtr 2: 0; 2014 Qtr 3: 0; 2014 Qtr 4: 0; 2015 Qtr 1: 0; 2015 Qtr 2: 0; 2015 Qtr 3: 0; 2015 Qtr 4: 0 | 0
[6 empty] | TRUE | [9 empty] | 0 |  |  | #N/A | [26 empty] | 0% | 0% |  | 0 | 0 | 0 | 0 | 0 | 0 | 0 | 0 | 0 | 0 | 0 | 2013 Qtr 1: 0; 2013 Qtr 2: 0; 2013 Qtr 3: 0; 2013 Qtr 4: 0; 2014 Qtr 1: 0; 2014 Qtr 2: 0; 2014 Qtr 3: 0; 2014 Qtr 4: 0; 2015 Qtr 1: 0; 2015 Qtr 2: 0; 2015 Qtr 3: 0; 2015 Qtr 4: 0 | 0
[6 empty] | TRUE | [9 empty] | 0 |  |  | #N/A | [26 empty] | 0% | 0% |  | 0 | 0 | 0 | 0 | 0 | 0 | 0 | 0 | 0 | 0 | 0 | 2013 Qtr 1: 0; 2013 Qtr 2: 0; 2013 Qtr 3: 0; 2013 Qtr 4: 0; 2014 Qtr 1: 0; 2014 Qtr 2: 0; 2014 Qtr 3: 0; 2014 Qtr 4: 0; 2015 Qtr 1: 0; 2015 Qtr 2: 0; 2015 Qtr 3: 0; 2015 Qtr 4: 0 | 0
[6 empty] | TRUE | [9 empty] | 0 |  |  | #N/A | [26 empty] | 0% | 0% |  | 0 | 0 | 0 | 0 | 0 | 0 | 0 | 0 | 0 | 0 | 0 | 2013 Qtr 1: 0; 2013 Qtr 2: 0; 2013 Qtr 3: 0; 2013 Qtr 4: 0; 2014 Qtr 1: 0; 2014 Qtr 2: 0; 2014 Qtr 3: 0; 2014 Qtr 4: 0; 2015 Qtr 1: 0; 2015 Qtr 2: 0; 2015 Qtr 3: 0; 2015 Qtr 4: 0 | 0
[6 empty] | TRUE | [9 empty] | 0 |  |  | #N/A | [26 empty] | 0% | 0% |  | 0 | 0 | 0 | 0 | 0 | 0 | 0 | 0 | 0 | 0 | 0 | 2013 Qtr 1: 0; 2013 Qtr 2: 0; 2013 Qtr 3: 0; 2013 Qtr 4: 0; 2014 Qtr 1: 0; 2014 Qtr 2: 0; 2014 Qtr 3: 0; 2014 Qtr 4: 0; 2015 Qtr 1: 0; 2015 Qtr 2: 0; 2015 Qtr 3: 0; 2015 Qtr 4: 0 | 0
[6 empty] | TRUE | [9 empty] | 0 |  |  | #N/A | [26 empty] | 0% | 0% |  | 0 | 0 | 0 | 0 | 0 | 0 | 0 | 0 | 0 | 0 | 0 | 2013 Qtr 1: 0; 2013 Qtr 2: 0; 2013 Qtr 3: 0; 2013 Qtr 4: 0; 2014 Qtr 1: 0; 2014 Qtr 2: 0; 2014 Qtr 3: 0; 2014 Qtr 4: 0; 2015 Qtr 1: 0; 2015 Qtr 2: 0; 2015 Qtr 3: 0; 2015 Qtr 4: 0 | 0
[6 empty] | TRUE | [9 empty] | 0 |  |  | #N/A | [26 empty] | 0% | 0% |  | 0 | 0 | 0 | 0 | 0 | 0 | 0 | 0 | 0 | 0 | 0 | 2013 Qtr 1: 0; 2013 Qtr 2: 0; 2013 Qtr 3: 0; 2013 Qtr 4: 0; 2014 Qtr 1: 0; 2014 Qtr 2: 0; 2014 Qtr 3: 0; 2014 Qtr 4: 0; 2015 Qtr 1: 0; 2015 Qtr 2: 0; 2015 Qtr 3: 0; 2015 Qtr 4: 0 | 0
[6 empty] | TRUE | [9 empty] | 0 |  |  | #N/A | [26 empty] | 0% | 0% |  | 0 | 0 | 0 | 0 | 0 | 0 | 0 | 0 | 0 | 0 | 0 | 2013 Qtr 1: 0; 2013 Qtr 2: 0; 2013 Qtr 3: 0; 2013 Qtr 4: 0; 2014 Qtr 1: 0; 2014 Qtr 2: 0; 2014 Qtr 3: 0; 2014 Qtr 4: 0; 2015 Qtr 1: 0; 2015 Qtr 2: 0; 2015 Qtr 3: 0; 2015 Qtr 4: 0 | 0
[6 empty] | TRUE | [9 empty] | 0 |  |  | #N/A | [26 empty] | 0% | 0% |  | 0 | 0 | 0 | 0 | 0 | 0 | 0 | 0 | 0 | 0 | 0 | 2013 Qtr 1: 0; 2013 Qtr 2: 0; 2013 Qtr 3: 0; 2013 Qtr 4: 0; 2014 Qtr 1: 0; 2014 Qtr 2: 0; 2014 Qtr 3: 0; 2014 Qtr 4: 0; 2015 Qtr 1: 0; 2015 Qtr 2: 0; 2015 Qtr 3: 0; 2015 Qtr 4: 0 | 0
[6 empty] | TRUE | [9 empty] | 0 |  |  | #N/A | [26 empty] | 0% | 0% |  | 0 | 0 | 0 | 0 | 0 | 0 | 0 | 0 | 0 | 0 | 0 | 2013 Qtr 1: 0; 2013 Qtr 2: 0; 2013 Qtr 3: 0; 2013 Qtr 4: 0; 2014 Qtr 1: 0; 2014 Qtr 2: 0; 2014 Qtr 3: 0; 2014 Qtr 4: 0; 2015 Qtr 1: 0; 2015 Qtr 2: 0; 2015 Qtr 3: 0; 2015 Qtr 4: 0 | 0
[6 empty] | TRUE | [9 empty] | 0 |  |  | #N/A | [26 empty] | 0% | 0% |  | 0 | 0 | 0 | 0 | 0 | 0 | 0 | 0 | 0 | 0 | 0 | 2013 Qtr 1: 0; 2013 Qtr 2: 0; 2013 Qtr 3: 0; 2013 Qtr 4: 0; 2014 Qtr 1: 0; 2014 Qtr 2: 0; 2014 Qtr 3: 0; 2014 Qtr 4: 0; 2015 Qtr 1: 0; 2015 Qtr 2: 0; 2015 Qtr 3: 0; 2015 Qtr 4: 0 | 0
[6 empty] | TRUE | [9 empty] | 0 |  |  | #N/A | [26 empty] | 0% | 0% |  | 0 | 0 | 0 | 0 | 0 | 0 | 0 | 0 | 0 | 0 | 0 | 2013 Qtr 1: 0; 2013 Qtr 2: 0; 2013 Qtr 3: 0; 2013 Qtr 4: 0; 2014 Qtr 1: 0; 2014 Qtr 2: 0; 2014 Qtr 3: 0; 2014 Qtr 4: 0; 2015 Qtr 1: 0; 2015 Qtr 2: 0; 2015 Qtr 3: 0; 2015 Qtr 4: 0 | 0
[6 empty] | TRUE | [9 empty] | 0 |  |  | #N/A | [26 empty] | 0% | 0% |  | 0 | 0 | 0 | 0 | 0 | 0 | 0 | 0 | 0 | 0 | 0 | 2013 Qtr 1: 0; 2013 Qtr 2: 0; 2013 Qtr 3: 0; 2013 Qtr 4: 0; 2014 Qtr 1: 0; 2014 Qtr 2: 0; 2014 Qtr 3: 0; 2014 Qtr 4: 0; 2015 Qtr 1: 0; 2015 Qtr 2: 0; 2015 Qtr 3: 0; 2015 Qtr 4: 0 | 0
[6 empty] | TRUE | [9 empty] | 0 |  |  | #N/A | [26 empty] | 0% | 0% |  | 0 | 0 | 0 | 0 | 0 | 0 | 0 | 0 | 0 | 0 | 0 | 2013 Qtr 1: 0; 2013 Qtr 2: 0; 2013 Qtr 3: 0; 2013 Qtr 4: 0; 2014 Qtr 1: 0; 2014 Qtr 2: 0; 2014 Qtr 3: 0; 2014 Qtr 4: 0; 2015 Qtr 1: 0; 2015 Qtr 2: 0; 2015 Qtr 3: 0; 2015 Qtr 4: 0 | 0
[6 empty] | TRUE | [9 empty] | 0 |  |  | #N/A | [26 empty] | 0% | 0% |  | 0 | 0 | 0 | 0 | 0 | 0 | 0 | 0 | 0 | 0 | 0 | 2013 Qtr 1: 0; 2013 Qtr 2: 0; 2013 Qtr 3: 0; 2013 Qtr 4: 0; 2014 Qtr 1: 0; 2014 Qtr 2: 0; 2014 Qtr 3: 0; 2014 Qtr 4: 0; 2015 Qtr 1: 0; 2015 Qtr 2: 0; 2015 Qtr 3: 0; 2015 Qtr 4: 0 | 0
[6 empty] | TRUE | [9 empty] | 0 |  |  | #N/A | [26 empty] | 0% | 0% |  | 0 | 0 | 0 | 0 | 0 | 0 | 0 | 0 | 0 | 0 | 0 | 2013 Qtr 1: 0; 2013 Qtr 2: 0; 2013 Qtr 3: 0; 2013 Qtr 4: 0; 2014 Qtr 1: 0; 2014 Qtr 2: 0; 2014 Qtr 3: 0; 2014 Qtr 4: 0; 2015 Qtr 1: 0; 2015 Qtr 2: 0; 2015 Qtr 3: 0; 2015 Qtr 4: 0 | 0
[6 empty] | TRUE | [9 empty] | 0 |  |  | #N/A | [26 empty] | 0% | 0% |  | 0 | 0 | 0 | 0 | 0 | 0 | 0 | 0 | 0 | 0 | 0 | 2013 Qtr 1: 0; 2013 Qtr 2: 0; 2013 Qtr 3: 0; 2013 Qtr 4: 0; 2014 Qtr 1: 0; 2014 Qtr 2: 0; 2014 Qtr 3: 0; 2014 Qtr 4: 0; 2015 Qtr 1: 0; 2015 Qtr 2: 0; 2015 Qtr 3: 0; 2015 Qtr 4: 0 | 0
[6 empty] | TRUE | [9 empty] | 0 |  |  | #N/A | [26 empty] | 0% | 0% |  | 0 | 0 | 0 | 0 | 0 | 0 | 0 | 0 | 0 | 0 | 0 | 2013 Qtr 1: 0; 2013 Qtr 2: 0; 2013 Qtr 3: 0; 2013 Qtr 4: 0; 2014 Qtr 1: 0; 2014 Qtr 2: 0; 2014 Qtr 3: 0; 2014 Qtr 4: 0; 2015 Qtr 1: 0; 2015 Qtr 2: 0; 2015 Qtr 3: 0; 2015 Qtr 4: 0 | 0
[6 empty] | TRUE | [9 empty] | 0 |  |  | #N/A | [26 empty] | 0% | 0% |  | 0 | 0 | 0 | 0 | 0 | 0 | 0 | 0 | 0 | 0 | 0 | 2013 Qtr 1: 0; 2013 Qtr 2: 0; 2013 Qtr 3: 0; 2013 Qtr 4: 0; 2014 Qtr 1: 0; 2014 Qtr 2: 0; 2014 Qtr 3: 0; 2014 Qtr 4: 0; 2015 Qtr 1: 0; 2015 Qtr 2: 0; 2015 Qtr 3: 0; 2015 Qtr 4: 0 | 0
[6 empty] | TRUE | [9 empty] | 0 |  |  | #N/A | [26 empty] | 0% | 0% |  | 0 | 0 | 0 | 0 | 0 | 0 | 0 | 0 | 0 | 0 | 0 | 2013 Qtr 1: 0; 2013 Qtr 2: 0; 2013 Qtr 3: 0; 2013 Qtr 4: 0; 2014 Qtr 1: 0; 2014 Qtr 2: 0; 2014 Qtr 3: 0; 2014 Qtr 4: 0; 2015 Qtr 1: 0; 2015 Qtr 2: 0; 2015 Qtr 3: 0; 2015 Qtr 4: 0 | 0
[6 empty] | TRUE | [9 empty] | 0 |  |  | #N/A | [26 empty] | 0% | 0% |  | 0 | 0 | 0 | 0 | 0 | 0 | 0 | 0 | 0 | 0 | 0 | 2013 Qtr 1: 0; 2013 Qtr 2: 0; 2013 Qtr 3: 0; 2013 Qtr 4: 0; 2014 Qtr 1: 0; 2014 Qtr 2: 0; 2014 Qtr 3: 0; 2014 Qtr 4: 0; 2015 Qtr 1: 0; 2015 Qtr 2: 0; 2015 Qtr 3: 0; 2015 Qtr 4: 0 | 0
[6 empty] | TRUE | [9 empty] | 0 |  |  | #N/A | [26 empty] | 0% | 0% |  | 0 | 0 | 0 | 0 | 0 | 0 | 0 | 0 | 0 | 0 | 0 | 2013 Qtr 1: 0; 2013 Qtr 2: 0; 2013 Qtr 3: 0; 2013 Qtr 4: 0; 2014 Qtr 1: 0; 2014 Qtr 2: 0; 2014 Qtr 3: 0; 2014 Qtr 4: 0; 2015 Qtr 1: 0; 2015 Qtr 2: 0; 2015 Qtr 3: 0; 2015 Qtr 4: 0 | 0
[6 empty] | TRUE | [9 empty] | 0 |  |  | #N/A | [26 empty] | 0% | 0% |  | 0 | 0 | 0 | 0 | 0 | 0 | 0 | 0 | 0 | 0 | 0 | 2013 Qtr 1: 0; 2013 Qtr 2: 0; 2013 Qtr 3: 0; 2013 Qtr 4: 0; 2014 Qtr 1: 0; 2014 Qtr 2: 0; 2014 Qtr 3: 0; 2014 Qtr 4: 0; 2015 Qtr 1: 0; 2015 Qtr 2: 0; 2015 Qtr 3: 0; 2015 Qtr 4: 0 | 0
[6 empty] | TRUE | [9 empty] | 0 |  |  | #N/A | [26 empty] | 0% | 0% |  | 0 | 0 | 0 | 0 | 0 | 0 | 0 | 0 | 0 | 0 | 0 | 2013 Qtr 1: 0; 2013 Qtr 2: 0; 2013 Qtr 3: 0; 2013 Qtr 4: 0; 2014 Qtr 1: 0; 2014 Qtr 2: 0; 2014 Qtr 3: 0; 2014 Qtr 4: 0; 2015 Qtr 1: 0; 2015 Qtr 2: 0; 2015 Qtr 3: 0; 2015 Qtr 4: 0 | 0
[6 empty] | TRUE | [9 empty] | 0 |  |  | #N/A | [26 empty] | 0% | 0% |  | 0 | 0 | 0 | 0 | 0 | 0 | 0 | 0 | 0 | 0 | 0 | 2013 Qtr 1: 0; 2013 Qtr 2: 0; 2013 Qtr 3: 0; 2013 Qtr 4: 0; 2014 Qtr 1: 0; 2014 Qtr 2: 0; 2014 Qtr 3: 0; 2014 Qtr 4: 0; 2015 Qtr 1: 0; 2015 Qtr 2: 0; 2015 Qtr 3: 0; 2015 Qtr 4: 0 | 0
[6 empty] | TRUE | [9 empty] | 0 |  |  | #N/A | [26 empty] | 0% | 0% |  | 0 | 0 | 0 | 0 | 0 | 0 | 0 | 0 | 0 | 0 | 0 | 2013 Qtr 1: 0; 2013 Qtr 2: 0; 2013 Qtr 3: 0; 2013 Qtr 4: 0; 2014 Qtr 1: 0; 2014 Qtr 2: 0; 2014 Qtr 3: 0; 2014 Qtr 4: 0; 2015 Qtr 1: 0; 2015 Qtr 2: 0; 2015 Qtr 3: 0; 2015 Qtr 4: 0 | 0
[6 empty] | TRUE | [9 empty] | 0 |  |  | #N/A | [26 empty] | 0% | 0% |  | 0 | 0 | 0 | 0 | 0 | 0 | 0 | 0 | 0 | 0 | 0 | 2013 Qtr 1: 0; 2013 Qtr 2: 0; 2013 Qtr 3: 0; 2013 Qtr 4: 0; 2014 Qtr 1: 0; 2014 Qtr 2: 0; 2014 Qtr 3: 0; 2014 Qtr 4: 0; 2015 Qtr 1: 0; 2015 Qtr 2: 0; 2015 Qtr 3: 0; 2015 Qtr 4: 0 | 0
[6 empty] | TRUE | [9 empty] | 0 |  |  | #N/A | [26 empty] | 0% | 0% |  | 0 | 0 | 0 | 0 | 0 | 0 | 0 | 0 | 0 | 0 | 0 | 2013 Qtr 1: 0; 2013 Qtr 2: 0; 2013 Qtr 3: 0; 2013 Qtr 4: 0; 2014 Qtr 1: 0; 2014 Qtr 2: 0; 2014 Qtr 3: 0; 2014 Qtr 4: 0; 2015 Qtr 1: 0; 2015 Qtr 2: 0; 2015 Qtr 3: 0; 2015 Qtr 4: 0 | 0
[6 empty] | TRUE | [9 empty] | 0 |  |  | #N/A | [26 empty] | 0% | 0% |  | 0 | 0 | 0 | 0 | 0 | 0 | 0 | 0 | 0 | 0 | 0 | 2013 Qtr 1: 0; 2013 Qtr 2: 0; 2013 Qtr 3: 0; 2013 Qtr 4: 0; 2014 Qtr 1: 0; 2014 Qtr 2: 0; 2014 Qtr 3: 0; 2014 Qtr 4: 0; 2015 Qtr 1: 0; 2015 Qtr 2: 0; 2015 Qtr 3: 0; 2015 Qtr 4: 0 | 0
[6 empty] | TRUE | [9 empty] | 0 |  |  | #N/A | [26 empty] | 0% | 0% |  | 0 | 0 | 0 | 0 | 0 | 0 | 0 | 0 | 0 | 0 | 0 | 2013 Qtr 1: 0; 2013 Qtr 2: 0; 2013 Qtr 3: 0; 2013 Qtr 4: 0; 2014 Qtr 1: 0; 2014 Qtr 2: 0; 2014 Qtr 3: 0; 2014 Qtr 4: 0; 2015 Qtr 1: 0; 2015 Qtr 2: 0; 2015 Qtr 3: 0; 2015 Qtr 4: 0 | 0
[6 empty] | TRUE | [9 empty] | 0 |  |  | #N/A | [26 empty] | 0% | 0% |  | 0 | 0 | 0 | 0 | 0 | 0 | 0 | 0 | 0 | 0 | 0 | 2013 Qtr 1: 0; 2013 Qtr 2: 0; 2013 Qtr 3: 0; 2013 Qtr 4: 0; 2014 Qtr 1: 0; 2014 Qtr 2: 0; 2014 Qtr 3: 0; 2014 Qtr 4: 0; 2015 Qtr 1: 0; 2015 Qtr 2: 0; 2015 Qtr 3: 0; 2015 Qtr 4: 0 | 0
[6 empty] | TRUE | [9 empty] | 0 |  |  | #N/A | [26 empty] | 0% | 0% |  | 0 | 0 | 0 | 0 | 0 | 0 | 0 | 0 | 0 | 0 | 0 | 2013 Qtr 1: 0; 2013 Qtr 2: 0; 2013 Qtr 3: 0; 2013 Qtr 4: 0; 2014 Qtr 1: 0; 2014 Qtr 2: 0; 2014 Qtr 3: 0; 2014 Qtr 4: 0; 2015 Qtr 1: 0; 2015 Qtr 2: 0; 2015 Qtr 3: 0; 2015 Qtr 4: 0 | 0
[6 empty] | TRUE | [9 empty] | 0 |  |  | #N/A | [26 empty] | 0% | 0% |  | 0 | 0 | 0 | 0 | 0 | 0 | 0 | 0 | 0 | 0 | 0 | 2013 Qtr 1: 0; 2013 Qtr 2: 0; 2013 Qtr 3: 0; 2013 Qtr 4: 0; 2014 Qtr 1: 0; 2014 Qtr 2: 0; 2014 Qtr 3: 0; 2014 Qtr 4: 0; 2015 Qtr 1: 0; 2015 Qtr 2: 0; 2015 Qtr 3: 0; 2015 Qtr 4: 0 | 0
[6 empty] | TRUE | [9 empty] | 0 |  |  | #N/A | [26 empty] | 0% | 0% |  | 0 | 0 | 0 | 0 | 0 | 0 | 0 | 0 | 0 | 0 | 0 | 2013 Qtr 1: 0; 2013 Qtr 2: 0; 2013 Qtr 3: 0; 2013 Qtr 4: 0; 2014 Qtr 1: 0; 2014 Qtr 2: 0; 2014 Qtr 3: 0; 2014 Qtr 4: 0; 2015 Qtr 1: 0; 2015 Qtr 2: 0; 2015 Qtr 3: 0; 2015 Qtr 4: 0 | 0
[6 empty] | TRUE | [9 empty] | 0 |  |  | #N/A | [26 empty] | 0% | 0% |  | 0 | 0 | 0 | 0 | 0 | 0 | 0 | 0 | 0 | 0 | 0 | 2013 Qtr 1: 0; 2013 Qtr 2: 0; 2013 Qtr 3: 0; 2013 Qtr 4: 0; 2014 Qtr 1: 0; 2014 Qtr 2: 0; 2014 Qtr 3: 0; 2014 Qtr 4: 0; 2015 Qtr 1: 0; 2015 Qtr 2: 0; 2015 Qtr 3: 0; 2015 Qtr 4: 0 | 0
[6 empty] | TRUE | [9 empty] | 0 |  |  | #N/A | [26 empty] | 0% | 0% |  | 0 | 0 | 0 | 0 | 0 | 0 | 0 | 0 | 0 | 0 | 0 | 2013 Qtr 1: 0; 2013 Qtr 2: 0; 2013 Qtr 3: 0; 2013 Qtr 4: 0; 2014 Qtr 1: 0; 2014 Qtr 2: 0; 2014 Qtr 3: 0; 2014 Qtr 4: 0; 2015 Qtr 1: 0; 2015 Qtr 2: 0; 2015 Qtr 3: 0; 2015 Qtr 4: 0 | 0
[6 empty] | TRUE | [9 empty] | 0 |  |  | #N/A | [26 empty] | 0% | 0% |  | 0 | 0 | 0 | 0 | 0 | 0 | 0 | 0 | 0 | 0 | 0 | 2013 Qtr 1: 0; 2013 Qtr 2: 0; 2013 Qtr 3: 0; 2013 Qtr 4: 0; 2014 Qtr 1: 0; 2014 Qtr 2: 0; 2014 Qtr 3: 0; 2014 Qtr 4: 0; 2015 Qtr 1: 0; 2015 Qtr 2: 0; 2015 Qtr 3: 0; 2015 Qtr 4: 0 | 0
[6 empty] | TRUE | [9 empty] | 0 |  |  | #N/A | [26 empty] | 0% | 0% |  | 0 | 0 | 0 | 0 | 0 | 0 | 0 | 0 | 0 | 0 | 0 | 2013 Qtr 1: 0; 2013 Qtr 2: 0; 2013 Qtr 3: 0; 2013 Qtr 4: 0; 2014 Qtr 1: 0; 2014 Qtr 2: 0; 2014 Qtr 3: 0; 2014 Qtr 4: 0; 2015 Qtr 1: 0; 2015 Qtr 2: 0; 2015 Qtr 3: 0; 2015 Qtr 4: 0 | 0
[6 empty] | TRUE | [9 empty] | 0 |  |  | #N/A | [26 empty] | 0% | 0% |  | 0 | 0 | 0 | 0 | 0 | 0 | 0 | 0 | 0 | 0 | 0 | 2013 Qtr 1: 0; 2013 Qtr 2: 0; 2013 Qtr 3: 0; 2013 Qtr 4: 0; 2014 Qtr 1: 0; 2014 Qtr 2: 0; 2014 Qtr 3: 0; 2014 Qtr 4: 0; 2015 Qtr 1: 0; 2015 Qtr 2: 0; 2015 Qtr 3: 0; 2015 Qtr 4: 0 | 0
[6 empty] | TRUE | [9 empty] | 0 |  |  | #N/A | [26 empty] | 0% | 0% |  | 0 | 0 | 0 | 0 | 0 | 0 | 0 | 0 | 0 | 0 | 0 | 2013 Qtr 1: 0; 2013 Qtr 2: 0; 2013 Qtr 3: 0; 2013 Qtr 4: 0; 2014 Qtr 1: 0; 2014 Qtr 2: 0; 2014 Qtr 3: 0; 2014 Qtr 4: 0; 2015 Qtr 1: 0; 2015 Qtr 2: 0; 2015 Qtr 3: 0; 2015 Qtr 4: 0 | 0
[6 empty] | TRUE | [9 empty] | 0 |  |  | #N/A | [26 empty] | 0% | 0% |  | 0 | 0 | 0 | 0 | 0 | 0 | 0 | 0 | 0 | 0 | 0 | 2013 Qtr 1: 0; 2013 Qtr 2: 0; 2013 Qtr 3: 0; 2013 Qtr 4: 0; 2014 Qtr 1: 0; 2014 Qtr 2: 0; 2014 Qtr 3: 0; 2014 Qtr 4: 0; 2015 Qtr 1: 0; 2015 Qtr 2: 0; 2015 Qtr 3: 0; 2015 Qtr 4: 0 | 0
[6 empty] | TRUE | [9 empty] | 0 |  |  | #N/A | [26 empty] | 0% | 0% |  | 0 | 0 | 0 | 0 | 0 | 0 | 0 | 0 | 0 | 0 | 0 | 2013 Qtr 1: 0; 2013 Qtr 2: 0; 2013 Qtr 3: 0; 2013 Qtr 4: 0; 2014 Qtr 1: 0; 2014 Qtr 2: 0; 2014 Qtr 3: 0; 2014 Qtr 4: 0; 2015 Qtr 1: 0; 2015 Qtr 2: 0; 2015 Qtr 3: 0; 2015 Qtr 4: 0 | 0
[6 empty] | TRUE | [9 empty] | 0 |  |  | #N/A | [26 empty] | 0% | 0% |  | 0 | 0 | 0 | 0 | 0 | 0 | 0 | 0 | 0 | 0 | 0 | 2013 Qtr 1: 0; 2013 Qtr 2: 0; 2013 Qtr 3: 0; 2013 Qtr 4: 0; 2014 Qtr 1: 0; 2014 Qtr 2: 0; 2014 Qtr 3: 0; 2014 Qtr 4: 0; 2015 Qtr 1: 0; 2015 Qtr 2: 0; 2015 Qtr 3: 0; 2015 Qtr 4: 0 | 0
[6 empty] | TRUE | [9 empty] | 0 |  |  | #N/A | [26 empty] | 0% | 0% |  | 0 | 0 | 0 | 0 | 0 | 0 | 0 | 0 | 0 | 0 | 0 | 2013 Qtr 1: 0; 2013 Qtr 2: 0; 2013 Qtr 3: 0; 2013 Qtr 4: 0; 2014 Qtr 1: 0; 2014 Qtr 2: 0; 2014 Qtr 3: 0; 2014 Qtr 4: 0; 2015 Qtr 1: 0; 2015 Qtr 2: 0; 2015 Qtr 3: 0; 2015 Qtr 4: 0 | 0
[6 empty] | TRUE | [9 empty] | 0 |  |  | #N/A | [26 empty] | 0% | 0% |  | 0 | 0 | 0 | 0 | 0 | 0 | 0 | 0 | 0 | 0 | 0 | 2013 Qtr 1: 0; 2013 Qtr 2: 0; 2013 Qtr 3: 0; 2013 Qtr 4: 0; 2014 Qtr 1: 0; 2014 Qtr 2: 0; 2014 Qtr 3: 0; 2014 Qtr 4: 0; 2015 Qtr 1: 0; 2015 Qtr 2: 0; 2015 Qtr 3: 0; 2015 Qtr 4: 0 | 0
[6 empty] | TRUE | [9 empty] | 0 |  |  | #N/A | [26 empty] | 0% | 0% |  | 0 | 0 | 0 | 0 | 0 | 0 | 0 | 0 | 0 | 0 | 0 | 2013 Qtr 1: 0; 2013 Qtr 2: 0; 2013 Qtr 3: 0; 2013 Qtr 4: 0; 2014 Qtr 1: 0; 2014 Qtr 2: 0; 2014 Qtr 3: 0; 2014 Qtr 4: 0; 2015 Qtr 1: 0; 2015 Qtr 2: 0; 2015 Qtr 3: 0; 2015 Qtr 4: 0 | 0
[6 empty] | TRUE | [9 empty] | 0 |  |  | #N/A | [26 empty] | 0% | 0% |  | 0 | 0 | 0 | 0 | 0 | 0 | 0 | 0 | 0 | 0 | 0 | 2013 Qtr 1: 0; 2013 Qtr 2: 0; 2013 Qtr 3: 0; 2013 Qtr 4: 0; 2014 Qtr 1: 0; 2014 Qtr 2: 0; 2014 Qtr 3: 0; 2014 Qtr 4: 0; 2015 Qtr 1: 0; 2015 Qtr 2: 0; 2015 Qtr 3: 0; 2015 Qtr 4: 0 | 0
[6 empty] | TRUE | [9 empty] | 0 |  |  | #N/A | [26 empty] | 0% | 0% |  | 0 | 0 | 0 | 0 | 0 | 0 | 0 | 0 | 0 | 0 | 0 | 2013 Qtr 1: 0; 2013 Qtr 2: 0; 2013 Qtr 3: 0; 2013 Qtr 4: 0; 2014 Qtr 1: 0; 2014 Qtr 2: 0; 2014 Qtr 3: 0; 2014 Qtr 4: 0; 2015 Qtr 1: 0; 2015 Qtr 2: 0; 2015 Qtr 3: 0; 2015 Qtr 4: 0 | 0
[6 empty] | TRUE | [9 empty] | 0 |  |  | #N/A | [26 empty] | 0% | 0% |  | 0 | 0 | 0 | 0 | 0 | 0 | 0 | 0 | 0 | 0 | 0 | 2013 Qtr 1: 0; 2013 Qtr 2: 0; 2013 Qtr 3: 0; 2013 Qtr 4: 0; 2014 Qtr 1: 0; 2014 Qtr 2: 0; 2014 Qtr 3: 0; 2014 Qtr 4: 0; 2015 Qtr 1: 0; 2015 Qtr 2: 0; 2015 Qtr 3: 0; 2015 Qtr 4: 0 | 0
[6 empty] | TRUE | [9 empty] | 0 |  |  | #N/A | [26 empty] | 0% | 0% |  | 0 | 0 | 0 | 0 | 0 | 0 | 0 | 0 | 0 | 0 | 0 | 2013 Qtr 1: 0; 2013 Qtr 2: 0; 2013 Qtr 3: 0; 2013 Qtr 4: 0; 2014 Qtr 1: 0; 2014 Qtr 2: 0; 2014 Qtr 3: 0; 2014 Qtr 4: 0; 2015 Qtr 1: 0; 2015 Qtr 2: 0; 2015 Qtr 3: 0; 2015 Qtr 4: 0 | 0
[6 empty] | TRUE | [9 empty] | 0 |  |  | #N/A | [26 empty] | 0% | 0% |  | 0 | 0 | 0 | 0 | 0 | 0 | 0 | 0 | 0 | 0 | 0 | 2013 Qtr 1: 0; 2013 Qtr 2: 0; 2013 Qtr 3: 0; 2013 Qtr 4: 0; 2014 Qtr 1: 0; 2014 Qtr 2: 0; 2014 Qtr 3: 0; 2014 Qtr 4: 0; 2015 Qtr 1: 0; 2015 Qtr 2: 0; 2015 Qtr 3: 0; 2015 Qtr 4: 0 | 0
[6 empty] | TRUE | [9 empty] | 0 |  |  | #N/A | [26 empty] | 0% | 0% |  | 0 | 0 | 0 | 0 | 0 | 0 | 0 | 0 | 0 | 0 | 0 | 2013 Qtr 1: 0; 2013 Qtr 2: 0; 2013 Qtr 3: 0; 2013 Qtr 4: 0; 2014 Qtr 1: 0; 2014 Qtr 2: 0; 2014 Qtr 3: 0; 2014 Qtr 4: 0; 2015 Qtr 1: 0; 2015 Qtr 2: 0; 2015 Qtr 3: 0; 2015 Qtr 4: 0 | 0
[6 empty] | TRUE | [9 empty] | 0 |  |  | #N/A | [26 empty] | 0% | 0% |  | 0 | 0 | 0 | 0 | 0 | 0 | 0 | 0 | 0 | 0 | 0 | 2013 Qtr 1: 0; 2013 Qtr 2: 0; 2013 Qtr 3: 0; 2013 Qtr 4: 0; 2014 Qtr 1: 0; 2014 Qtr 2: 0; 2014 Qtr 3: 0; 2014 Qtr 4: 0; 2015 Qtr 1: 0; 2015 Qtr 2: 0; 2015 Qtr 3: 0; 2015 Qtr 4: 0 | 0
[6 empty] | TRUE | [9 empty] | 0 |  |  | #N/A | [26 empty] | 0% | 0% |  | 0 | 0 | 0 | 0 | 0 | 0 | 0 | 0 | 0 | 0 | 0 | 2013 Qtr 1: 0; 2013 Qtr 2: 0; 2013 Qtr 3: 0; 2013 Qtr 4: 0; 2014 Qtr 1: 0; 2014 Qtr 2: 0; 2014 Qtr 3: 0; 2014 Qtr 4: 0; 2015 Qtr 1: 0; 2015 Qtr 2: 0; 2015 Qtr 3: 0; 2015 Qtr 4: 0 | 0
[6 empty] | TRUE | [9 empty] | 0 |  |  | #N/A | [26 empty] | 0% | 0% |  | 0 | 0 | 0 | 0 | 0 | 0 | 0 | 0 | 0 | 0 | 0 | 2013 Qtr 1: 0; 2013 Qtr 2: 0; 2013 Qtr 3: 0; 2013 Qtr 4: 0; 2014 Qtr 1: 0; 2014 Qtr 2: 0; 2014 Qtr 3: 0; 2014 Qtr 4: 0; 2015 Qtr 1: 0; 2015 Qtr 2: 0; 2015 Qtr 3: 0; 2015 Qtr 4: 0 | 0
[6 empty] | TRUE | [9 empty] | 0 |  |  | #N/A | [26 empty] | 0% | 0% |  | 0 | 0 | 0 | 0 | 0 | 0 | 0 | 0 | 0 | 0 | 0 | 2013 Qtr 1: 0; 2013 Qtr 2: 0; 2013 Qtr 3: 0; 2013 Qtr 4: 0; 2014 Qtr 1: 0; 2014 Qtr 2: 0; 2014 Qtr 3: 0; 2014 Qtr 4: 0; 2015 Qtr 1: 0; 2015 Qtr 2: 0; 2015 Qtr 3: 0; 2015 Qtr 4: 0 | 0
[6 empty] | TRUE | [9 empty] | 0 |  |  | #N/A | [26 empty] | 0% | 0% |  | 0 | 0 | 0 | 0 | 0 | 0 | 0 | 0 | 0 | 0 | 0 | 2013 Qtr 1: 0; 2013 Qtr 2: 0; 2013 Qtr 3: 0; 2013 Qtr 4: 0; 2014 Qtr 1: 0; 2014 Qtr 2: 0; 2014 Qtr 3: 0; 2014 Qtr 4: 0; 2015 Qtr 1: 0; 2015 Qtr 2: 0; 2015 Qtr 3: 0; 2015 Qtr 4: 0 | 0
[6 empty] | TRUE | [9 empty] | 0 |  |  | #N/A | [26 empty] | 0% | 0% |  | 0 | 0 | 0 | 0 | 0 | 0 | 0 | 0 | 0 | 0 | 0 | 2013 Qtr 1: 0; 2013 Qtr 2: 0; 2013 Qtr 3: 0; 2013 Qtr 4: 0; 2014 Qtr 1: 0; 2014 Qtr 2: 0; 2014 Qtr 3: 0; 2014 Qtr 4: 0; 2015 Qtr 1: 0; 2015 Qtr 2: 0; 2015 Qtr 3: 0; 2015 Qtr 4: 0 | 0
[6 empty] | TRUE | [9 empty] | 0 |  |  | #N/A | [26 empty] | 0% | 0% |  | 0 | 0 | 0 | 0 | 0 | 0 | 0 | 0 | 0 | 0 | 0 | 2013 Qtr 1: 0; 2013 Qtr 2: 0; 2013 Qtr 3: 0; 2013 Qtr 4: 0; 2014 Qtr 1: 0; 2014 Qtr 2: 0; 2014 Qtr 3: 0; 2014 Qtr 4: 0; 2015 Qtr 1: 0; 2015 Qtr 2: 0; 2015 Qtr 3: 0; 2015 Qtr 4: 0 | 0
[6 empty] | TRUE | [9 empty] | 0 |  |  | #N/A | [26 empty] | 0% | 0% |  | 0 | 0 | 0 | 0 | 0 | 0 | 0 | 0 | 0 | 0 | 0 | 2013 Qtr 1: 0; 2013 Qtr 2: 0; 2013 Qtr 3: 0; 2013 Qtr 4: 0; 2014 Qtr 1: 0; 2014 Qtr 2: 0; 2014 Qtr 3: 0; 2014 Qtr 4: 0; 2015 Qtr 1: 0; 2015 Qtr 2: 0; 2015 Qtr 3: 0; 2015 Qtr 4: 0 | 0
[6 empty] | TRUE | [9 empty] | 0 |  |  | #N/A | [26 empty] | 0% | 0% |  | 0 | 0 | 0 | 0 | 0 | 0 | 0 | 0 | 0 | 0 | 0 | 2013 Qtr 1: 0; 2013 Qtr 2: 0; 2013 Qtr 3: 0; 2013 Qtr 4: 0; 2014 Qtr 1: 0; 2014 Qtr 2: 0; 2014 Qtr 3: 0; 2014 Qtr 4: 0; 2015 Qtr 1: 0; 2015 Qtr 2: 0; 2015 Qtr 3: 0; 2015 Qtr 4: 0 | 0
[6 empty] | TRUE | [9 empty] | 0 |  |  | #N/A | [26 empty] | 0% | 0% |  | 0 | 0 | 0 | 0 | 0 | 0 | 0 | 0 | 0 | 0 | 0 | 2013 Qtr 1: 0; 2013 Qtr 2: 0; 2013 Qtr 3: 0; 2013 Qtr 4: 0; 2014 Qtr 1: 0; 2014 Qtr 2: 0; 2014 Qtr 3: 0; 2014 Qtr 4: 0; 2015 Qtr 1: 0; 2015 Qtr 2: 0; 2015 Qtr 3: 0; 2015 Qtr 4: 0 | 0
[6 empty] | TRUE | [9 empty] | 0 |  |  | #N/A | [26 empty] | 0% | 0% |  | 0 | 0 | 0 | 0 | 0 | 0 | 0 | 0 | 0 | 0 | 0 | 2013 Qtr 1: 0; 2013 Qtr 2: 0; 2013 Qtr 3: 0; 2013 Qtr 4: 0; 2014 Qtr 1: 0; 2014 Qtr 2: 0; 2014 Qtr 3: 0; 2014 Qtr 4: 0; 2015 Qtr 1: 0; 2015 Qtr 2: 0; 2015 Qtr 3: 0; 2015 Qtr 4: 0 | 0
[6 empty] | TRUE | [9 empty] | 0 |  |  | #N/A | [26 empty] | 0% | 0% |  | 0 | 0 | 0 | 0 | 0 | 0 | 0 | 0 | 0 | 0 | 0 | 2013 Qtr 1: 0; 2013 Qtr 2: 0; 2013 Qtr 3: 0; 2013 Qtr 4: 0; 2014 Qtr 1: 0; 2014 Qtr 2: 0; 2014 Qtr 3: 0; 2014 Qtr 4: 0; 2015 Qtr 1: 0; 2015 Qtr 2: 0; 2015 Qtr 3: 0; 2015 Qtr 4: 0 | 0
[6 empty] | TRUE | [9 empty] | 0 |  |  | #N/A | [26 empty] | 0% | 0% |  | 0 | 0 | 0 | 0 | 0 | 0 | 0 | 0 | 0 | 0 | 0 | 2013 Qtr 1: 0; 2013 Qtr 2: 0; 2013 Qtr 3: 0; 2013 Qtr 4: 0; 2014 Qtr 1: 0; 2014 Qtr 2: 0; 2014 Qtr 3: 0; 2014 Qtr 4: 0; 2015 Qtr 1: 0; 2015 Qtr 2: 0; 2015 Qtr 3: 0; 2015 Qtr 4: 0 | 0
[6 empty] | TRUE | [9 empty] | 0 |  |  | #N/A | [26 empty] | 0% | 0% |  | 0 | 0 | 0 | 0 | 0 | 0 | 0 | 0 | 0 | 0 | 0 | 2013 Qtr 1: 0; 2013 Qtr 2: 0; 2013 Qtr 3: 0; 2013 Qtr 4: 0; 2014 Qtr 1: 0; 2014 Qtr 2: 0; 2014 Qtr 3: 0; 2014 Qtr 4: 0; 2015 Qtr 1: 0; 2015 Qtr 2: 0; 2015 Qtr 3: 0; 2015 Qtr 4: 0 | 0
[6 empty] | TRUE | [9 empty] | 0 |  |  | #N/A | [26 empty] | 0% | 0% |  | 0 | 0 | 0 | 0 | 0 | 0 | 0 | 0 | 0 | 0 | 0 | 2013 Qtr 1: 0; 2013 Qtr 2: 0; 2013 Qtr 3: 0; 2013 Qtr 4: 0; 2014 Qtr 1: 0; 2014 Qtr 2: 0; 2014 Qtr 3: 0; 2014 Qtr 4: 0; 2015 Qtr 1: 0; 2015 Qtr 2: 0; 2015 Qtr 3: 0; 2015 Qtr 4: 0 | 0
[6 empty] | TRUE | [9 empty] | 0 |  |  | #N/A | [26 empty] | 0% | 0% |  | 0 | 0 | 0 | 0 | 0 | 0 | 0 | 0 | 0 | 0 | 0 | 2013 Qtr 1: 0; 2013 Qtr 2: 0; 2013 Qtr 3: 0; 2013 Qtr 4: 0; 2014 Qtr 1: 0; 2014 Qtr 2: 0; 2014 Qtr 3: 0; 2014 Qtr 4: 0; 2015 Qtr 1: 0; 2015 Qtr 2: 0; 2015 Qtr 3: 0; 2015 Qtr 4: 0 | 0
[6 empty] | TRUE | [9 empty] | 0 |  |  | #N/A | [26 empty] | 0% | 0% |  | 0 | 0 | 0 | 0 | 0 | 0 | 0 | 0 | 0 | 0 | 0 | 2013 Qtr 1: 0; 2013 Qtr 2: 0; 2013 Qtr 3: 0; 2013 Qtr 4: 0; 2014 Qtr 1: 0; 2014 Qtr 2: 0; 2014 Qtr 3: 0; 2014 Qtr 4: 0; 2015 Qtr 1: 0; 2015 Qtr 2: 0; 2015 Qtr 3: 0; 2015 Qtr 4: 0 | 0
[6 empty] | TRUE | [9 empty] | 0 |  |  | #N/A | [26 empty] | 0% | 0% |  | 0 | 0 | 0 | 0 | 0 | 0 | 0 | 0 | 0 | 0 | 0 | 2013 Qtr 1: 0; 2013 Qtr 2: 0; 2013 Qtr 3: 0; 2013 Qtr 4: 0; 2014 Qtr 1: 0; 2014 Qtr 2: 0; 2014 Qtr 3: 0; 2014 Qtr 4: 0; 2015 Qtr 1: 0; 2015 Qtr 2: 0; 2015 Qtr 3: 0; 2015 Qtr 4: 0 | 0
[6 empty] | TRUE | [9 empty] | 0 |  |  | #N/A | [26 empty] | 0% | 0% |  | 0 | 0 | 0 | 0 | 0 | 0 | 0 | 0 | 0 | 0 | 0 | 2013 Qtr 1: 0; 2013 Qtr 2: 0; 2013 Qtr 3: 0; 2013 Qtr 4: 0; 2014 Qtr 1: 0; 2014 Qtr 2: 0; 2014 Qtr 3: 0; 2014 Qtr 4: 0; 2015 Qtr 1: 0; 2015 Qtr 2: 0; 2015 Qtr 3: 0; 2015 Qtr 4: 0 | 0
[6 empty] | TRUE | [9 empty] | 0 |  |  | #N/A | [26 empty] | 0% | 0% |  | 0 | 0 | 0 | 0 | 0 | 0 | 0 | 0 | 0 | 0 | 0 | 2013 Qtr 1: 0; 2013 Qtr 2: 0; 2013 Qtr 3: 0; 2013 Qtr 4: 0; 2014 Qtr 1: 0; 2014 Qtr 2: 0; 2014 Qtr 3: 0; 2014 Qtr 4: 0; 2015 Qtr 1: 0; 2015 Qtr 2: 0; 2015 Qtr 3: 0; 2015 Qtr 4: 0 | 0
[6 empty] | TRUE | [9 empty] | 0 |  |  | #N/A | [26 empty] | 0% | 0% |  | 0 | 0 | 0 | 0 | 0 | 0 | 0 | 0 | 0 | 0 | 0 | 2013 Qtr 1: 0; 2013 Qtr 2: 0; 2013 Qtr 3: 0; 2013 Qtr 4: 0; 2014 Qtr 1: 0; 2014 Qtr 2: 0; 2014 Qtr 3: 0; 2014 Qtr 4: 0; 2015 Qtr 1: 0; 2015 Qtr 2: 0; 2015 Qtr 3: 0; 2015 Qtr 4: 0 | 0
[6 empty] | TRUE | [9 empty] | 0 |  |  | #N/A | [26 empty] | 0% | 0% |  | 0 | 0 | 0 | 0 | 0 | 0 | 0 | 0 | 0 | 0 | 0 | 2013 Qtr 1: 0; 2013 Qtr 2: 0; 2013 Qtr 3: 0; 2013 Qtr 4: 0; 2014 Qtr 1: 0; 2014 Qtr 2: 0; 2014 Qtr 3: 0; 2014 Qtr 4: 0; 2015 Qtr 1: 0; 2015 Qtr 2: 0; 2015 Qtr 3: 0; 2015 Qtr 4: 0 | 0
[6 empty] | TRUE | [9 empty] | 0 |  |  | #N/A | [26 empty] | 0% | 0% |  | 0 | 0 | 0 | 0 | 0 | 0 | 0 | 0 | 0 | 0 | 0 | 2013 Qtr 1: 0; 2013 Qtr 2: 0; 2013 Qtr 3: 0; 2013 Qtr 4: 0; 2014 Qtr 1: 0; 2014 Qtr 2: 0; 2014 Qtr 3: 0; 2014 Qtr 4: 0; 2015 Qtr 1: 0; 2015 Qtr 2: 0; 2015 Qtr 3: 0; 2015 Qtr 4: 0 | 0
[6 empty] | TRUE | [9 empty] | 0 |  |  | #N/A | [26 empty] | 0% | 0% |  | 0 | 0 | 0 | 0 | 0 | 0 | 0 | 0 | 0 | 0 | 0 | 2013 Qtr 1: 0; 2013 Qtr 2: 0; 2013 Qtr 3: 0; 2013 Qtr 4: 0; 2014 Qtr 1: 0; 2014 Qtr 2: 0; 2014 Qtr 3: 0; 2014 Qtr 4: 0; 2015 Qtr 1: 0; 2015 Qtr 2: 0; 2015 Qtr 3: 0; 2015 Qtr 4: 0 | 0
[6 empty] | TRUE | [9 empty] | 0 |  |  | #N/A | [26 empty] | 0% | 0% |  | 0 | 0 | 0 | 0 | 0 | 0 | 0 | 0 | 0 | 0 | 0 | 2013 Qtr 1: 0; 2013 Qtr 2: 0; 2013 Qtr 3: 0; 2013 Qtr 4: 0; 2014 Qtr 1: 0; 2014 Qtr 2: 0; 2014 Qtr 3: 0; 2014 Qtr 4: 0; 2015 Qtr 1: 0; 2015 Qtr 2: 0; 2015 Qtr 3: 0; 2015 Qtr 4: 0 | 0
[6 empty] | TRUE | [9 empty] | 0 |  |  | #N/A | [26 empty] | 0% | 0% |  | 0 | 0 | 0 | 0 | 0 | 0 | 0 | 0 | 0 | 0 | 0 | 2013 Qtr 1: 0; 2013 Qtr 2: 0; 2013 Qtr 3: 0; 2013 Qtr 4: 0; 2014 Qtr 1: 0; 2014 Qtr 2: 0; 2014 Qtr 3: 0; 2014 Qtr 4: 0; 2015 Qtr 1: 0; 2015 Qtr 2: 0; 2015 Qtr 3: 0; 2015 Qtr 4: 0 | 0
[6 empty] | TRUE | [9 empty] | 0 |  |  | #N/A | [26 empty] | 0% | 0% |  | 0 | 0 | 0 | 0 | 0 | 0 | 0 | 0 | 0 | 0 | 0 | 2013 Qtr 1: 0; 2013 Qtr 2: 0; 2013 Qtr 3: 0; 2013 Qtr 4: 0; 2014 Qtr 1: 0; 2014 Qtr 2: 0; 2014 Qtr 3: 0; 2014 Qtr 4: 0; 2015 Qtr 1: 0; 2015 Qtr 2: 0; 2015 Qtr 3: 0; 2015 Qtr 4: 0 | 0
[6 empty] | TRUE | [9 empty] | 0 |  |  | #N/A | [26 empty] | 0% | 0% |  | 0 | 0 | 0 | 0 | 0 | 0 | 0 | 0 | 0 | 0 | 0 | 2013 Qtr 1: 0; 2013 Qtr 2: 0; 2013 Qtr 3: 0; 2013 Qtr 4: 0; 2014 Qtr 1: 0; 2014 Qtr 2: 0; 2014 Qtr 3: 0; 2014 Qtr 4: 0; 2015 Qtr 1: 0; 2015 Qtr 2: 0; 2015 Qtr 3: 0; 2015 Qtr 4: 0 | 0
[6 empty] | TRUE | [9 empty] | 0 |  |  | #N/A | [26 empty] | 0% | 0% |  | 0 | 0 | 0 | 0 | 0 | 0 | 0 | 0 | 0 | 0 | 0 | 2013 Qtr 1: 0; 2013 Qtr 2: 0; 2013 Qtr 3: 0; 2013 Qtr 4: 0; 2014 Qtr 1: 0; 2014 Qtr 2: 0; 2014 Qtr 3: 0; 2014 Qtr 4: 0; 2015 Qtr 1: 0; 2015 Qtr 2: 0; 2015 Qtr 3: 0; 2015 Qtr 4: 0 | 0
[6 empty] | TRUE | [9 empty] | 0 |  |  | #N/A | [26 empty] | 0% | 0% |  | 0 | 0 | 0 | 0 | 0 | 0 | 0 | 0 | 0 | 0 | 0 | 2013 Qtr 1: 0; 2013 Qtr 2: 0; 2013 Qtr 3: 0; 2013 Qtr 4: 0; 2014 Qtr 1: 0; 2014 Qtr 2: 0; 2014 Qtr 3: 0; 2014 Qtr 4: 0; 2015 Qtr 1: 0; 2015 Qtr 2: 0; 2015 Qtr 3: 0; 2015 Qtr 4: 0 | 0
[6 empty] | TRUE | [9 empty] | 0 |  |  | #N/A | [26 empty] | 0% | 0% |  | 0 | 0 | 0 | 0 | 0 | 0 | 0 | 0 | 0 | 0 | 0 | 2013 Qtr 1: 0; 2013 Qtr 2: 0; 2013 Qtr 3: 0; 2013 Qtr 4: 0; 2014 Qtr 1: 0; 2014 Qtr 2: 0; 2014 Qtr 3: 0; 2014 Qtr 4: 0; 2015 Qtr 1: 0; 2015 Qtr 2: 0; 2015 Qtr 3: 0; 2015 Qtr 4: 0 | 0
[6 empty] | TRUE | [9 empty] | 0 |  |  | #N/A | [26 empty] | 0% | 0% |  | 0 | 0 | 0 | 0 | 0 | 0 | 0 | 0 | 0 | 0 | 0 | 2013 Qtr 1: 0; 2013 Qtr 2: 0; 2013 Qtr 3: 0; 2013 Qtr 4: 0; 2014 Qtr 1: 0; 2014 Qtr 2: 0; 2014 Qtr 3: 0; 2014 Qtr 4: 0; 2015 Qtr 1: 0; 2015 Qtr 2: 0; 2015 Qtr 3: 0; 2015 Qtr 4: 0 | 0
[6 empty] | TRUE | [9 empty] | 0 |  |  | #N/A | [26 empty] | 0% | 0% |  | 0 | 0 | 0 | 0 | 0 | 0 | 0 | 0 | 0 | 0 | 0 | 2013 Qtr 1: 0; 2013 Qtr 2: 0; 2013 Qtr 3: 0; 2013 Qtr 4: 0; 2014 Qtr 1: 0; 2014 Qtr 2: 0; 2014 Qtr 3: 0; 2014 Qtr 4: 0; 2015 Qtr 1: 0; 2015 Qtr 2: 0; 2015 Qtr 3: 0; 2015 Qtr 4: 0 | 0
[6 empty] | TRUE | [9 empty] | 0 |  |  | #N/A | [26 empty] | 0% | 0% |  | 0 | 0 | 0 | 0 | 0 | 0 | 0 | 0 | 0 | 0 | 0 | 2013 Qtr 1: 0; 2013 Qtr 2: 0; 2013 Qtr 3: 0; 2013 Qtr 4: 0; 2014 Qtr 1: 0; 2014 Qtr 2: 0; 2014 Qtr 3: 0; 2014 Qtr 4: 0; 2015 Qtr 1: 0; 2015 Qtr 2: 0; 2015 Qtr 3: 0; 2015 Qtr 4: 0 | 0
[6 empty] | TRUE | [9 empty] | 0 |  |  | #N/A | [26 empty] | 0% | 0% |  | 0 | 0 | 0 | 0 | 0 | 0 | 0 | 0 | 0 | 0 | 0 | 2013 Qtr 1: 0; 2013 Qtr 2: 0; 2013 Qtr 3: 0; 2013 Qtr 4: 0; 2014 Qtr 1: 0; 2014 Qtr 2: 0; 2014 Qtr 3: 0; 2014 Qtr 4: 0; 2015 Qtr 1: 0; 2015 Qtr 2: 0; 2015 Qtr 3: 0; 2015 Qtr 4: 0 | 0
[6 empty] | TRUE | [9 empty] | 0 |  |  | #N/A | [26 empty] | 0% | 0% |  | 0 | 0 | 0 | 0 | 0 | 0 | 0 | 0 | 0 | 0 | 0 | 2013 Qtr 1: 0; 2013 Qtr 2: 0; 2013 Qtr 3: 0; 2013 Qtr 4: 0; 2014 Qtr 1: 0; 2014 Qtr 2: 0; 2014 Qtr 3: 0; 2014 Qtr 4: 0; 2015 Qtr 1: 0; 2015 Qtr 2: 0; 2015 Qtr 3: 0; 2015 Qtr 4: 0 | 0
[6 empty] | TRUE | [9 empty] | 0 |  |  | #N/A | [26 empty] | 0% | 0% |  | 0 | 0 | 0 | 0 | 0 | 0 | 0 | 0 | 0 | 0 | 0 | 2013 Qtr 1: 0; 2013 Qtr 2: 0; 2013 Qtr 3: 0; 2013 Qtr 4: 0; 2014 Qtr 1: 0; 2014 Qtr 2: 0; 2014 Qtr 3: 0; 2014 Qtr 4: 0; 2015 Qtr 1: 0; 2015 Qtr 2: 0; 2015 Qtr 3: 0; 2015 Qtr 4: 0 | 0
[6 empty] | TRUE | [9 empty] | 0 |  |  | #N/A | [26 empty] | 0% | 0% |  | 0 | 0 | 0 | 0 | 0 | 0 | 0 | 0 | 0 | 0 | 0 | 2013 Qtr 1: 0; 2013 Qtr 2: 0; 2013 Qtr 3: 0; 2013 Qtr 4: 0; 2014 Qtr 1: 0; 2014 Qtr 2: 0; 2014 Qtr 3: 0; 2014 Qtr 4: 0; 2015 Qtr 1: 0; 2015 Qtr 2: 0; 2015 Qtr 3: 0; 2015 Qtr 4: 0 | 0
[6 empty] | TRUE | [9 empty] | 0 |  |  | #N/A | [26 empty] | 0% | 0% |  | 0 | 0 | 0 | 0 | 0 | 0 | 0 | 0 | 0 | 0 | 0 | 2013 Qtr 1: 0; 2013 Qtr 2: 0; 2013 Qtr 3: 0; 2013 Qtr 4: 0; 2014 Qtr 1: 0; 2014 Qtr 2: 0; 2014 Qtr 3: 0; 2014 Qtr 4: 0; 2015 Qtr 1: 0; 2015 Qtr 2: 0; 2015 Qtr 3: 0; 2015 Qtr 4: 0 | 0
[6 empty] | TRUE | [9 empty] | 0 |  |  | #N/A | [26 empty] | 0% | 0% |  | 0 | 0 | 0 | 0 | 0 | 0 | 0 | 0 | 0 | 0 | 0 | 2013 Qtr 1: 0; 2013 Qtr 2: 0; 2013 Qtr 3: 0; 2013 Qtr 4: 0; 2014 Qtr 1: 0; 2014 Qtr 2: 0; 2014 Qtr 3: 0; 2014 Qtr 4: 0; 2015 Qtr 1: 0; 2015 Qtr 2: 0; 2015 Qtr 3: 0; 2015 Qtr 4: 0 | 0
[6 empty] | TRUE | [9 empty] | 0 |  |  | #N/A | [26 empty] | 0% | 0% |  | 0 | 0 | 0 | 0 | 0 | 0 | 0 | 0 | 0 | 0 | 0 | 2013 Qtr 1: 0; 2013 Qtr 2: 0; 2013 Qtr 3: 0; 2013 Qtr 4: 0; 2014 Qtr 1: 0; 2014 Qtr 2: 0; 2014 Qtr 3: 0; 2014 Qtr 4: 0; 2015 Qtr 1: 0; 2015 Qtr 2: 0; 2015 Qtr 3: 0; 2015 Qtr 4: 0 | 0
[6 empty] | TRUE | [9 empty] | 0 |  |  | #N/A | [26 empty] | 0% | 0% |  | 0 | 0 | 0 | 0 | 0 | 0 | 0 | 0 | 0 | 0 | 0 | 2013 Qtr 1: 0; 2013 Qtr 2: 0; 2013 Qtr 3: 0; 2013 Qtr 4: 0; 2014 Qtr 1: 0; 2014 Qtr 2: 0; 2014 Qtr 3: 0; 2014 Qtr 4: 0; 2015 Qtr 1: 0; 2015 Qtr 2: 0; 2015 Qtr 3: 0; 2015 Qtr 4: 0 | 0
[6 empty] | TRUE | [9 empty] | 0 |  |  | #N/A | [26 empty] | 0% | 0% |  | 0 | 0 | 0 | 0 | 0 | 0 | 0 | 0 | 0 | 0 | 0 | 2013 Qtr 1: 0; 2013 Qtr 2: 0; 2013 Qtr 3: 0; 2013 Qtr 4: 0; 2014 Qtr 1: 0; 2014 Qtr 2: 0; 2014 Qtr 3: 0; 2014 Qtr 4: 0; 2015 Qtr 1: 0; 2015 Qtr 2: 0; 2015 Qtr 3: 0; 2015 Qtr 4: 0 | 0
[6 empty] | TRUE | [9 empty] | 0 |  |  | #N/A | [26 empty] | 0% | 0% |  | 0 | 0 | 0 | 0 | 0 | 0 | 0 | 0 | 0 | 0 | 0 | 2013 Qtr 1: 0; 2013 Qtr 2: 0; 2013 Qtr 3: 0; 2013 Qtr 4: 0; 2014 Qtr 1: 0; 2014 Qtr 2: 0; 2014 Qtr 3: 0; 2014 Qtr 4: 0; 2015 Qtr 1: 0; 2015 Qtr 2: 0; 2015 Qtr 3: 0; 2015 Qtr 4: 0 | 0
[6 empty] | TRUE | [9 empty] | 0 |  |  | #N/A | [26 empty] | 0% | 0% |  | 0 | 0 | 0 | 0 | 0 | 0 | 0 | 0 | 0 | 0 | 0 | 2013 Qtr 1: 0; 2013 Qtr 2: 0; 2013 Qtr 3: 0; 2013 Qtr 4: 0; 2014 Qtr 1: 0; 2014 Qtr 2: 0; 2014 Qtr 3: 0; 2014 Qtr 4: 0; 2015 Qtr 1: 0; 2015 Qtr 2: 0; 2015 Qtr 3: 0; 2015 Qtr 4: 0 | 0
[6 empty] | TRUE | [9 empty] | 0 |  |  | #N/A | [26 empty] | 0% | 0% |  | 0 | 0 | 0 | 0 | 0 | 0 | 0 | 0 | 0 | 0 | 0 | 2013 Qtr 1: 0; 2013 Qtr 2: 0; 2013 Qtr 3: 0; 2013 Qtr 4: 0; 2014 Qtr 1: 0; 2014 Qtr 2: 0; 2014 Qtr 3: 0; 2014 Qtr 4: 0; 2015 Qtr 1: 0; 2015 Qtr 2: 0; 2015 Qtr 3: 0; 2015 Qtr 4: 0 | 0
[6 empty] | TRUE | [9 empty] | 0 |  |  | #N/A | [26 empty] | 0% | 0% |  | 0 | 0 | 0 | 0 | 0 | 0 | 0 | 0 | 0 | 0 | 0 | 2013 Qtr 1: 0; 2013 Qtr 2: 0; 2013 Qtr 3: 0; 2013 Qtr 4: 0; 2014 Qtr 1: 0; 2014 Qtr 2: 0; 2014 Qtr 3: 0; 2014 Qtr 4: 0; 2015 Qtr 1: 0; 2015 Qtr 2: 0; 2015 Qtr 3: 0; 2015 Qtr 4: 0 | 0
[6 empty] | TRUE | [9 empty] | 0 |  |  | #N/A | [26 empty] | 0% | 0% |  | 0 | 0 | 0 | 0 | 0 | 0 | 0 | 0 | 0 | 0 | 0 | 2013 Qtr 1: 0; 2013 Qtr 2: 0; 2013 Qtr 3: 0; 2013 Qtr 4: 0; 2014 Qtr 1: 0; 2014 Qtr 2: 0; 2014 Qtr 3: 0; 2014 Qtr 4: 0; 2015 Qtr 1: 0; 2015 Qtr 2: 0; 2015 Qtr 3: 0; 2015 Qtr 4: 0 | 0
[6 empty] | TRUE | [9 empty] | 0 |  |  | #N/A | [26 empty] | 0% | 0% |  | 0 | 0 | 0 | 0 | 0 | 0 | 0 | 0 | 0 | 0 | 0 | 2013 Qtr 1: 0; 2013 Qtr 2: 0; 2013 Qtr 3: 0; 2013 Qtr 4: 0; 2014 Qtr 1: 0; 2014 Qtr 2: 0; 2014 Qtr 3: 0; 2014 Qtr 4: 0; 2015 Qtr 1: 0; 2015 Qtr 2: 0; 2015 Qtr 3: 0; 2015 Qtr 4: 0 | 0
[6 empty] | TRUE | [9 empty] | 0 |  |  | #N/A | [26 empty] | 0% | 0% |  | 0 | 0 | 0 | 0 | 0 | 0 | 0 | 0 | 0 | 0 | 0 | 2013 Qtr 1: 0; 2013 Qtr 2: 0; 2013 Qtr 3: 0; 2013 Qtr 4: 0; 2014 Qtr 1: 0; 2014 Qtr 2: 0; 2014 Qtr 3: 0; 2014 Qtr 4: 0; 2015 Qtr 1: 0; 2015 Qtr 2: 0; 2015 Qtr 3: 0; 2015 Qtr 4: 0 | 0
[6 empty] | TRUE | [9 empty] | 0 |  |  | #N/A | [26 empty] | 0% | 0% |  | 0 | 0 | 0 | 0 | 0 | 0 | 0 | 0 | 0 | 0 | 0 | 2013 Qtr 1: 0; 2013 Qtr 2: 0; 2013 Qtr 3: 0; 2013 Qtr 4: 0; 2014 Qtr 1: 0; 2014 Qtr 2: 0; 2014 Qtr 3: 0; 2014 Qtr 4: 0; 2015 Qtr 1: 0; 2015 Qtr 2: 0; 2015 Qtr 3: 0; 2015 Qtr 4: 0 | 0
[6 empty] | TRUE | [9 empty] | 0 |  |  | #N/A | [26 empty] | 0% | 0% |  | 0 | 0 | 0 | 0 | 0 | 0 | 0 | 0 | 0 | 0 | 0 | 2013 Qtr 1: 0; 2013 Qtr 2: 0; 2013 Qtr 3: 0; 2013 Qtr 4: 0; 2014 Qtr 1: 0; 2014 Qtr 2: 0; 2014 Qtr 3: 0; 2014 Qtr 4: 0; 2015 Qtr 1: 0; 2015 Qtr 2: 0; 2015 Qtr 3: 0; 2015 Qtr 4: 0 | 0
[6 empty] | TRUE | [9 empty] | 0 |  |  | #N/A | [26 empty] | 0% | 0% |  | 0 | 0 | 0 | 0 | 0 | 0 | 0 | 0 | 0 | 0 | 0 | 2013 Qtr 1: 0; 2013 Qtr 2: 0; 2013 Qtr 3: 0; 2013 Qtr 4: 0; 2014 Qtr 1: 0; 2014 Qtr 2: 0; 2014 Qtr 3: 0; 2014 Qtr 4: 0; 2015 Qtr 1: 0; 2015 Qtr 2: 0; 2015 Qtr 3: 0; 2015 Qtr 4: 0 | 0
[6 empty] | TRUE | [9 empty] | 0 |  |  | #N/A | [26 empty] | 0% | 0% |  | 0 | 0 | 0 | 0 | 0 | 0 | 0 | 0 | 0 | 0 | 0 | 2013 Qtr 1: 0; 2013 Qtr 2: 0; 2013 Qtr 3: 0; 2013 Qtr 4: 0; 2014 Qtr 1: 0; 2014 Qtr 2: 0; 2014 Qtr 3: 0; 2014 Qtr 4: 0; 2015 Qtr 1: 0; 2015 Qtr 2: 0; 2015 Qtr 3: 0; 2015 Qtr 4: 0 | 0
[6 empty] | TRUE | [9 empty] | 0 |  |  | #N/A | [26 empty] | 0% | 0% |  | 0 | 0 | 0 | 0 | 0 | 0 | 0 | 0 | 0 | 0 | 0 | 2013 Qtr 1: 0; 2013 Qtr 2: 0; 2013 Qtr 3: 0; 2013 Qtr 4: 0; 2014 Qtr 1: 0; 2014 Qtr 2: 0; 2014 Qtr 3: 0; 2014 Qtr 4: 0; 2015 Qtr 1: 0; 2015 Qtr 2: 0; 2015 Qtr 3: 0; 2015 Qtr 4: 0 | 0
[6 empty] | TRUE | [9 empty] | 0 |  |  | #N/A | [26 empty] | 0% | 0% |  | 0 | 0 | 0 | 0 | 0 | 0 | 0 | 0 | 0 | 0 | 0 | 2013 Qtr 1: 0; 2013 Qtr 2: 0; 2013 Qtr 3: 0; 2013 Qtr 4: 0; 2014 Qtr 1: 0; 2014 Qtr 2: 0; 2014 Qtr 3: 0; 2014 Qtr 4: 0; 2015 Qtr 1: 0; 2015 Qtr 2: 0; 2015 Qtr 3: 0; 2015 Qtr 4: 0 | 0
[6 empty] | TRUE | [9 empty] | 0 |  |  | #N/A | [26 empty] | 0% | 0% |  | 0 | 0 | 0 | 0 | 0 | 0 | 0 | 0 | 0 | 0 | 0 | 2013 Qtr 1: 0; 2013 Qtr 2: 0; 2013 Qtr 3: 0; 2013 Qtr 4: 0; 2014 Qtr 1: 0; 2014 Qtr 2: 0; 2014 Qtr 3: 0; 2014 Qtr 4: 0; 2015 Qtr 1: 0; 2015 Qtr 2: 0; 2015 Qtr 3: 0; 2015 Qtr 4: 0 | 0
[6 empty] | TRUE | [9 empty] | 0 |  |  | #N/A | [26 empty] | 0% | 0% |  | 0 | 0 | 0 | 0 | 0 | 0 | 0 | 0 | 0 | 0 | 0 | 2013 Qtr 1: 0; 2013 Qtr 2: 0; 2013 Qtr 3: 0; 2013 Qtr 4: 0; 2014 Qtr 1: 0; 2014 Qtr 2: 0; 2014 Qtr 3: 0; 2014 Qtr 4: 0; 2015 Qtr 1: 0; 2015 Qtr 2: 0; 2015 Qtr 3: 0; 2015 Qtr 4: 0 | 0
[6 empty] | TRUE | [9 empty] | 0 |  |  | #N/A | [26 empty] | 0% | 0% |  | 0 | 0 | 0 | 0 | 0 | 0 | 0 | 0 | 0 | 0 | 0 | 2013 Qtr 1: 0; 2013 Qtr 2: 0; 2013 Qtr 3: 0; 2013 Qtr 4: 0; 2014 Qtr 1: 0; 2014 Qtr 2: 0; 2014 Qtr 3: 0; 2014 Qtr 4: 0; 2015 Qtr 1: 0; 2015 Qtr 2: 0; 2015 Qtr 3: 0; 2015 Qtr 4: 0 | 0
[6 empty] | TRUE | [9 empty] | 0 |  |  | #N/A | [26 empty] | 0% | 0% |  | 0 | 0 | 0 | 0 | 0 | 0 | 0 | 0 | 0 | 0 | 0 | 2013 Qtr 1: 0; 2013 Qtr 2: 0; 2013 Qtr 3: 0; 2013 Qtr 4: 0; 2014 Qtr 1: 0; 2014 Qtr 2: 0; 2014 Qtr 3: 0; 2014 Qtr 4: 0; 2015 Qtr 1: 0; 2015 Qtr 2: 0; 2015 Qtr 3: 0; 2015 Qtr 4: 0 | 0
[6 empty] | TRUE | [9 empty] | 0 |  |  | #N/A | [26 empty] | 0% | 0% |  | 0 | 0 | 0 | 0 | 0 | 0 | 0 | 0 | 0 | 0 | 0 | 2013 Qtr 1: 0; 2013 Qtr 2: 0; 2013 Qtr 3: 0; 2013 Qtr 4: 0; 2014 Qtr 1: 0; 2014 Qtr 2: 0; 2014 Qtr 3: 0; 2014 Qtr 4: 0; 2015 Qtr 1: 0; 2015 Qtr 2: 0; 2015 Qtr 3: 0; 2015 Qtr 4: 0 | 0
[6 empty] | TRUE | [9 empty] | 0 |  |  | #N/A | [26 empty] | 0% | 0% |  | 0 | 0 | 0 | 0 | 0 | 0 | 0 | 0 | 0 | 0 | 0 | 2013 Qtr 1: 0; 2013 Qtr 2: 0; 2013 Qtr 3: 0; 2013 Qtr 4: 0; 2014 Qtr 1: 0; 2014 Qtr 2: 0; 2014 Qtr 3: 0; 2014 Qtr 4: 0; 2015 Qtr 1: 0; 2015 Qtr 2: 0; 2015 Qtr 3: 0; 2015 Qtr 4: 0 | 0
[6 empty] | TRUE | [9 empty] | 0 |  |  | #N/A | [26 empty] | 0% | 0% |  | 0 | 0 | 0 | 0 | 0 | 0 | 0 | 0 | 0 | 0 | 0 | 2013 Qtr 1: 0; 2013 Qtr 2: 0; 2013 Qtr 3: 0; 2013 Qtr 4: 0; 2014 Qtr 1: 0; 2014 Qtr 2: 0; 2014 Qtr 3: 0; 2014 Qtr 4: 0; 2015 Qtr 1: 0; 2015 Qtr 2: 0; 2015 Qtr 3: 0; 2015 Qtr 4: 0 | 0
[6 empty] | TRUE | [9 empty] | 0 |  |  | #N/A | [26 empty] | 0% | 0% |  | 0 | 0 | 0 | 0 | 0 | 0 | 0 | 0 | 0 | 0 | 0 | 2013 Qtr 1: 0; 2013 Qtr 2: 0; 2013 Qtr 3: 0; 2013 Qtr 4: 0; 2014 Qtr 1: 0; 2014 Qtr 2: 0; 2014 Qtr 3: 0; 2014 Qtr 4: 0; 2015 Qtr 1: 0; 2015 Qtr 2: 0; 2015 Qtr 3: 0; 2015 Qtr 4: 0 | 0
[6 empty] | TRUE | [9 empty] | 0 |  |  | #N/A | [26 empty] | 0% | 0% |  | 0 | 0 | 0 | 0 | 0 | 0 | 0 | 0 | 0 | 0 | 0 | 2013 Qtr 1: 0; 2013 Qtr 2: 0; 2013 Qtr 3: 0; 2013 Qtr 4: 0; 2014 Qtr 1: 0; 2014 Qtr 2: 0; 2014 Qtr 3: 0; 2014 Qtr 4: 0; 2015 Qtr 1: 0; 2015 Qtr 2: 0; 2015 Qtr 3: 0; 2015 Qtr 4: 0 | 0
[6 empty] | TRUE | [9 empty] | 0 |  |  | #N/A | [26 empty] | 0% | 0% |  | 0 | 0 | 0 | 0 | 0 | 0 | 0 | 0 | 0 | 0 | 0 | 2013 Qtr 1: 0; 2013 Qtr 2: 0; 2013 Qtr 3: 0; 2013 Qtr 4: 0; 2014 Qtr 1: 0; 2014 Qtr 2: 0; 2014 Qtr 3: 0; 2014 Qtr 4: 0; 2015 Qtr 1: 0; 2015 Qtr 2: 0; 2015 Qtr 3: 0; 2015 Qtr 4: 0 | 0
[6 empty] | TRUE | [9 empty] | 0 |  |  | #N/A | [26 empty] | 0% | 0% |  | 0 | 0 | 0 | 0 | 0 | 0 | 0 | 0 | 0 | 0 | 0 | 2013 Qtr 1: 0; 2013 Qtr 2: 0; 2013 Qtr 3: 0; 2013 Qtr 4: 0; 2014 Qtr 1: 0; 2014 Qtr 2: 0; 2014 Qtr 3: 0; 2014 Qtr 4: 0; 2015 Qtr 1: 0; 2015 Qtr 2: 0; 2015 Qtr 3: 0; 2015 Qtr 4: 0 | 0
[6 empty] | TRUE | [9 empty] | 0 |  |  | #N/A | [26 empty] | 0% | 0% |  | 0 | 0 | 0 | 0 | 0 | 0 | 0 | 0 | 0 | 0 | 0 | 2013 Qtr 1: 0; 2013 Qtr 2: 0; 2013 Qtr 3: 0; 2013 Qtr 4: 0; 2014 Qtr 1: 0; 2014 Qtr 2: 0; 2014 Qtr 3: 0; 2014 Qtr 4: 0; 2015 Qtr 1: 0; 2015 Qtr 2: 0; 2015 Qtr 3: 0; 2015 Qtr 4: 0 | 0
[6 empty] | TRUE | [9 empty] | 0 |  |  | #N/A | [26 empty] | 0% | 0% |  | 0 | 0 | 0 | 0 | 0 | 0 | 0 | 0 | 0 | 0 | 0 | 2013 Qtr 1: 0; 2013 Qtr 2: 0; 2013 Qtr 3: 0; 2013 Qtr 4: 0; 2014 Qtr 1: 0; 2014 Qtr 2: 0; 2014 Qtr 3: 0; 2014 Qtr 4: 0; 2015 Qtr 1: 0; 2015 Qtr 2: 0; 2015 Qtr 3: 0; 2015 Qtr 4: 0 | 0
[6 empty] | TRUE | [9 empty] | 0 |  |  | #N/A | [26 empty] | 0% | 0% |  | 0 | 0 | 0 | 0 | 0 | 0 | 0 | 0 | 0 | 0 | 0 | 2013 Qtr 1: 0; 2013 Qtr 2: 0; 2013 Qtr 3: 0; 2013 Qtr 4: 0; 2014 Qtr 1: 0; 2014 Qtr 2: 0; 2014 Qtr 3: 0; 2014 Qtr 4: 0; 2015 Qtr 1: 0; 2015 Qtr 2: 0; 2015 Qtr 3: 0; 2015 Qtr 4: 0 | 0
[6 empty] | TRUE | [9 empty] | 0 |  |  | #N/A | [26 empty] | 0% | 0% |  | 0 | 0 | 0 | 0 | 0 | 0 | 0 | 0 | 0 | 0 | 0 | 2013 Qtr 1: 0; 2013 Qtr 2: 0; 2013 Qtr 3: 0; 2013 Qtr 4: 0; 2014 Qtr 1: 0; 2014 Qtr 2: 0; 2014 Qtr 3: 0; 2014 Qtr 4: 0; 2015 Qtr 1: 0; 2015 Qtr 2: 0; 2015 Qtr 3: 0; 2015 Qtr 4: 0 | 0
[6 empty] | TRUE | [9 empty] | 0 |  |  | #N/A | [26 empty] | 0% | 0% |  | 0 | 0 | 0 | 0 | 0 | 0 | 0 | 0 | 0 | 0 | 0 | 2013 Qtr 1: 0; 2013 Qtr 2: 0; 2013 Qtr 3: 0; 2013 Qtr 4: 0; 2014 Qtr 1: 0; 2014 Qtr 2: 0; 2014 Qtr 3: 0; 2014 Qtr 4: 0; 2015 Qtr 1: 0; 2015 Qtr 2: 0; 2015 Qtr 3: 0; 2015 Qtr 4: 0 | 0
[6 empty] | TRUE | [9 empty] | 0 |  |  | #N/A | [26 empty] | 0% | 0% |  | 0 | 0 | 0 | 0 | 0 | 0 | 0 | 0 | 0 | 0 | 0 | 2013 Qtr 1: 0; 2013 Qtr 2: 0; 2013 Qtr 3: 0; 2013 Qtr 4: 0; 2014 Qtr 1: 0; 2014 Qtr 2: 0; 2014 Qtr 3: 0; 2014 Qtr 4: 0; 2015 Qtr 1: 0; 2015 Qtr 2: 0; 2015 Qtr 3: 0; 2015 Qtr 4: 0 | 0
[6 empty] | TRUE | [9 empty] | 0 |  |  | #N/A | [26 empty] | 0% | 0% |  | 0 | 0 | 0 | 0 | 0 | 0 | 0 | 0 | 0 | 0 | 0 | 2013 Qtr 1: 0; 2013 Qtr 2: 0; 2013 Qtr 3: 0; 2013 Qtr 4: 0; 2014 Qtr 1: 0; 2014 Qtr 2: 0; 2014 Qtr 3: 0; 2014 Qtr 4: 0; 2015 Qtr 1: 0; 2015 Qtr 2: 0; 2015 Qtr 3: 0; 2015 Qtr 4: 0 | 0
[6 empty] | TRUE | [9 empty] | 0 |  |  | #N/A | [26 empty] | 0% | 0% |  | 0 | 0 | 0 | 0 | 0 | 0 | 0 | 0 | 0 | 0 | 0 | 2013 Qtr 1: 0; 2013 Qtr 2: 0; 2013 Qtr 3: 0; 2013 Qtr 4: 0; 2014 Qtr 1: 0; 2014 Qtr 2: 0; 2014 Qtr 3: 0; 2014 Qtr 4: 0; 2015 Qtr 1: 0; 2015 Qtr 2: 0; 2015 Qtr 3: 0; 2015 Qtr 4: 0 | 0
[6 empty] | TRUE | [9 empty] | 0 |  |  | #N/A | [26 empty] | 0% | 0% |  | 0 | 0 | 0 | 0 | 0 | 0 | 0 | 0 | 0 | 0 | 0 | 2013 Qtr 1: 0; 2013 Qtr 2: 0; 2013 Qtr 3: 0; 2013 Qtr 4: 0; 2014 Qtr 1: 0; 2014 Qtr 2: 0; 2014 Qtr 3: 0; 2014 Qtr 4: 0; 2015 Qtr 1: 0; 2015 Qtr 2: 0; 2015 Qtr 3: 0; 2015 Qtr 4: 0 | 0
[6 empty] | TRUE | [9 empty] | 0 |  |  | #N/A | [26 empty] | 0% | 0% |  | 0 | 0 | 0 | 0 | 0 | 0 | 0 | 0 | 0 | 0 | 0 | 2013 Qtr 1: 0; 2013 Qtr 2: 0; 2013 Qtr 3: 0; 2013 Qtr 4: 0; 2014 Qtr 1: 0; 2014 Qtr 2: 0; 2014 Qtr 3: 0; 2014 Qtr 4: 0; 2015 Qtr 1: 0; 2015 Qtr 2: 0; 2015 Qtr 3: 0; 2015 Qtr 4: 0 | 0
[6 empty] | TRUE | [9 empty] | 0 |  |  | #N/A | [26 empty] | 0% | 0% |  | 0 | 0 | 0 | 0 | 0 | 0 | 0 | 0 | 0 | 0 | 0 | 2013 Qtr 1: 0; 2013 Qtr 2: 0; 2013 Qtr 3: 0; 2013 Qtr 4: 0; 2014 Qtr 1: 0; 2014 Qtr 2: 0; 2014 Qtr 3: 0; 2014 Qtr 4: 0; 2015 Qtr 1: 0; 2015 Qtr 2: 0; 2015 Qtr 3: 0; 2015 Qtr 4: 0 | 0
[6 empty] | TRUE | [9 empty] | 0 |  |  | #N/A | [26 empty] | 0% | 0% |  | 0 | 0 | 0 | 0 | 0 | 0 | 0 | 0 | 0 | 0 | 0 | 2013 Qtr 1: 0; 2013 Qtr 2: 0; 2013 Qtr 3: 0; 2013 Qtr 4: 0; 2014 Qtr 1: 0; 2014 Qtr 2: 0; 2014 Qtr 3: 0; 2014 Qtr 4: 0; 2015 Qtr 1: 0; 2015 Qtr 2: 0; 2015 Qtr 3: 0; 2015 Qtr 4: 0 | 0
[6 empty] | TRUE | [9 empty] | 0 |  |  | #N/A | [26 empty] | 0% | 0% |  | 0 | 0 | 0 | 0 | 0 | 0 | 0 | 0 | 0 | 0 | 0 | 2013 Qtr 1: 0; 2013 Qtr 2: 0; 2013 Qtr 3: 0; 2013 Qtr 4: 0; 2014 Qtr 1: 0; 2014 Qtr 2: 0; 2014 Qtr 3: 0; 2014 Qtr 4: 0; 2015 Qtr 1: 0; 2015 Qtr 2: 0; 2015 Qtr 3: 0; 2015 Qtr 4: 0 | 0
[6 empty] | TRUE | [9 empty] | 0 |  |  | #N/A | [26 empty] | 0% | 0% |  | 0 | 0 | 0 | 0 | 0 | 0 | 0 | 0 | 0 | 0 | 0 | 2013 Qtr 1: 0; 2013 Qtr 2: 0; 2013 Qtr 3: 0; 2013 Qtr 4: 0; 2014 Qtr 1: 0; 2014 Qtr 2: 0; 2014 Qtr 3: 0; 2014 Qtr 4: 0; 2015 Qtr 1: 0; 2015 Qtr 2: 0; 2015 Qtr 3: 0; 2015 Qtr 4: 0 | 0
[6 empty] | TRUE | [9 empty] | 0 |  |  | #N/A | [26 empty] | 0% | 0% |  | 0 | 0 | 0 | 0 | 0 | 0 | 0 | 0 | 0 | 0 | 0 | 2013 Qtr 1: 0; 2013 Qtr 2: 0; 2013 Qtr 3: 0; 2013 Qtr 4: 0; 2014 Qtr 1: 0; 2014 Qtr 2: 0; 2014 Qtr 3: 0; 2014 Qtr 4: 0; 2015 Qtr 1: 0; 2015 Qtr 2: 0; 2015 Qtr 3: 0; 2015 Qtr 4: 0 | 0
[6 empty] | TRUE | [9 empty] | 0 |  |  | #N/A | [26 empty] | 0% | 0% |  | 0 | 0 | 0 | 0 | 0 | 0 | 0 | 0 | 0 | 0 | 0 | 2013 Qtr 1: 0; 2013 Qtr 2: 0; 2013 Qtr 3: 0; 2013 Qtr 4: 0; 2014 Qtr 1: 0; 2014 Qtr 2: 0; 2014 Qtr 3: 0; 2014 Qtr 4: 0; 2015 Qtr 1: 0; 2015 Qtr 2: 0; 2015 Qtr 3: 0; 2015 Qtr 4: 0 | 0
[6 empty] | TRUE | [9 empty] | 0 |  |  | #N/A | [26 empty] | 0% | 0% |  | 0 | 0 | 0 | 0 | 0 | 0 | 0 | 0 | 0 | 0 | 0 | 2013 Qtr 1: 0; 2013 Qtr 2: 0; 2013 Qtr 3: 0; 2013 Qtr 4: 0; 2014 Qtr 1: 0; 2014 Qtr 2: 0; 2014 Qtr 3: 0; 2014 Qtr 4: 0; 2015 Qtr 1: 0; 2015 Qtr 2: 0; 2015 Qtr 3: 0; 2015 Qtr 4: 0 | 0
[6 empty] | TRUE | [9 empty] | 0 |  |  | #N/A | [26 empty] | 0% | 0% |  | 0 | 0 | 0 | 0 | 0 | 0 | 0 | 0 | 0 | 0 | 0 | 2013 Qtr 1: 0; 2013 Qtr 2: 0; 2013 Qtr 3: 0; 2013 Qtr 4: 0; 2014 Qtr 1: 0; 2014 Qtr 2: 0; 2014 Qtr 3: 0; 2014 Qtr 4: 0; 2015 Qtr 1: 0; 2015 Qtr 2: 0; 2015 Qtr 3: 0; 2015 Qtr 4: 0 | 0
[6 empty] | TRUE | [9 empty] | 0 |  |  | #N/A | [26 empty] | 0% | 0% |  | 0 | 0 | 0 | 0 | 0 | 0 | 0 | 0 | 0 | 0 | 0 | 2013 Qtr 1: 0; 2013 Qtr 2: 0; 2013 Qtr 3: 0; 2013 Qtr 4: 0; 2014 Qtr 1: 0; 2014 Qtr 2: 0; 2014 Qtr 3: 0; 2014 Qtr 4: 0; 2015 Qtr 1: 0; 2015 Qtr 2: 0; 2015 Qtr 3: 0; 2015 Qtr 4: 0 | 0
[6 empty] | TRUE | [9 empty] | 0 |  |  | #N/A | [26 empty] | 0% | 0% |  | 0 | 0 | 0 | 0 | 0 | 0 | 0 | 0 | 0 | 0 | 0 | 2013 Qtr 1: 0; 2013 Qtr 2: 0; 2013 Qtr 3: 0; 2013 Qtr 4: 0; 2014 Qtr 1: 0; 2014 Qtr 2: 0; 2014 Qtr 3: 0; 2014 Qtr 4: 0; 2015 Qtr 1: 0; 2015 Qtr 2: 0; 2015 Qtr 3: 0; 2015 Qtr 4: 0 | 0
[6 empty] | TRUE | [9 empty] | 0 |  |  | #N/A | [26 empty] | 0% | 0% |  | 0 | 0 | 0 | 0 | 0 | 0 | 0 | 0 | 0 | 0 | 0 | 2013 Qtr 1: 0; 2013 Qtr 2: 0; 2013 Qtr 3: 0; 2013 Qtr 4: 0; 2014 Qtr 1: 0; 2014 Qtr 2: 0; 2014 Qtr 3: 0; 2014 Qtr 4: 0; 2015 Qtr 1: 0; 2015 Qtr 2: 0; 2015 Qtr 3: 0; 2015 Qtr 4: 0 | 0
[6 empty] | TRUE | [9 empty] | 0 |  |  | #N/A | [26 empty] | 0% | 0% |  | 0 | 0 | 0 | 0 | 0 | 0 | 0 | 0 | 0 | 0 | 0 | 2013 Qtr 1: 0; 2013 Qtr 2: 0; 2013 Qtr 3: 0; 2013 Qtr 4: 0; 2014 Qtr 1: 0; 2014 Qtr 2: 0; 2014 Qtr 3: 0; 2014 Qtr 4: 0; 2015 Qtr 1: 0; 2015 Qtr 2: 0; 2015 Qtr 3: 0; 2015 Qtr 4: 0 | 0
[6 empty] | TRUE | [9 empty] | 0 |  |  | #N/A | [26 empty] | 0% | 0% |  | 0 | 0 | 0 | 0 | 0 | 0 | 0 | 0 | 0 | 0 | 0 | 2013 Qtr 1: 0; 2013 Qtr 2: 0; 2013 Qtr 3: 0; 2013 Qtr 4: 0; 2014 Qtr 1: 0; 2014 Qtr 2: 0; 2014 Qtr 3: 0; 2014 Qtr 4: 0; 2015 Qtr 1: 0; 2015 Qtr 2: 0; 2015 Qtr 3: 0; 2015 Qtr 4: 0 | 0
[6 empty] | TRUE | [9 empty] | 0 |  |  | #N/A | [26 empty] | 0% | 0% |  | 0 | 0 | 0 | 0 | 0 | 0 | 0 | 0 | 0 | 0 | 0 | 2013 Qtr 1: 0; 2013 Qtr 2: 0; 2013 Qtr 3: 0; 2013 Qtr 4: 0; 2014 Qtr 1: 0; 2014 Qtr 2: 0; 2014 Qtr 3: 0; 2014 Qtr 4: 0; 2015 Qtr 1: 0; 2015 Qtr 2: 0; 2015 Qtr 3: 0; 2015 Qtr 4: 0 | 0
[6 empty] | TRUE | [9 empty] | 0 |  |  | #N/A | [26 empty] | 0% | 0% |  | 0 | 0 | 0 | 0 | 0 | 0 | 0 | 0 | 0 | 0 | 0 | 2013 Qtr 1: 0; 2013 Qtr 2: 0; 2013 Qtr 3: 0; 2013 Qtr 4: 0; 2014 Qtr 1: 0; 2014 Qtr 2: 0; 2014 Qtr 3: 0; 2014 Qtr 4: 0; 2015 Qtr 1: 0; 2015 Qtr 2: 0; 2015 Qtr 3: 0; 2015 Qtr 4: 0 | 0
[6 empty] | TRUE | [9 empty] | 0 |  |  | #N/A | [26 empty] | 0% | 0% |  | 0 | 0 | 0 | 0 | 0 | 0 | 0 | 0 | 0 | 0 | 0 | 2013 Qtr 1: 0; 2013 Qtr 2: 0; 2013 Qtr 3: 0; 2013 Qtr 4: 0; 2014 Qtr 1: 0; 2014 Qtr 2: 0; 2014 Qtr 3: 0; 2014 Qtr 4: 0; 2015 Qtr 1: 0; 2015 Qtr 2: 0; 2015 Qtr 3: 0; 2015 Qtr 4: 0 | 0
[6 empty] | TRUE | [9 empty] | 0 |  |  | #N/A | [26 empty] | 0% | 0% |  | 0 | 0 | 0 | 0 | 0 | 0 | 0 | 0 | 0 | 0 | 0 | 2013 Qtr 1: 0; 2013 Qtr 2: 0; 2013 Qtr 3: 0; 2013 Qtr 4: 0; 2014 Qtr 1: 0; 2014 Qtr 2: 0; 2014 Qtr 3: 0; 2014 Qtr 4: 0; 2015 Qtr 1: 0; 2015 Qtr 2: 0; 2015 Qtr 3: 0; 2015 Qtr 4: 0 | 0
[6 empty] | TRUE | [9 empty] | 0 |  |  | #N/A | [26 empty] | 0% | 0% |  | 0 | 0 | 0 | 0 | 0 | 0 | 0 | 0 | 0 | 0 | 0 | 2013 Qtr 1: 0; 2013 Qtr 2: 0; 2013 Qtr 3: 0; 2013 Qtr 4: 0; 2014 Qtr 1: 0; 2014 Qtr 2: 0; 2014 Qtr 3: 0; 2014 Qtr 4: 0; 2015 Qtr 1: 0; 2015 Qtr 2: 0; 2015 Qtr 3: 0; 2015 Qtr 4: 0 | 0
[6 empty] | TRUE | [9 empty] | 0 |  |  | #N/A | [26 empty] | 0% | 0% |  | 0 | 0 | 0 | 0 | 0 | 0 | 0 | 0 | 0 | 0 | 0 | 2013 Qtr 1: 0; 2013 Qtr 2: 0; 2013 Qtr 3: 0; 2013 Qtr 4: 0; 2014 Qtr 1: 0; 2014 Qtr 2: 0; 2014 Qtr 3: 0; 2014 Qtr 4: 0; 2015 Qtr 1: 0; 2015 Qtr 2: 0; 2015 Qtr 3: 0; 2015 Qtr 4: 0 | 0
[6 empty] | TRUE | [9 empty] | 0 |  |  | #N/A | [26 empty] | 0% | 0% |  | 0 | 0 | 0 | 0 | 0 | 0 | 0 | 0 | 0 | 0 | 0 | 2013 Qtr 1: 0; 2013 Qtr 2: 0; 2013 Qtr 3: 0; 2013 Qtr 4: 0; 2014 Qtr 1: 0; 2014 Qtr 2: 0; 2014 Qtr 3: 0; 2014 Qtr 4: 0; 2015 Qtr 1: 0; 2015 Qtr 2: 0; 2015 Qtr 3: 0; 2015 Qtr 4: 0 | 0
[6 empty] | TRUE | [9 empty] | 0 |  |  | #N/A | [26 empty] | 0% | 0% |  | 0 | 0 | 0 | 0 | 0 | 0 | 0 | 0 | 0 | 0 | 0 | 2013 Qtr 1: 0; 2013 Qtr 2: 0; 2013 Qtr 3: 0; 2013 Qtr 4: 0; 2014 Qtr 1: 0; 2014 Qtr 2: 0; 2014 Qtr 3: 0; 2014 Qtr 4: 0; 2015 Qtr 1: 0; 2015 Qtr 2: 0; 2015 Qtr 3: 0; 2015 Qtr 4: 0 | 0
[6 empty] | TRUE | [9 empty] | 0 |  |  | #N/A | [26 empty] | 0% | 0% |  | 0 | 0 | 0 | 0 | 0 | 0 | 0 | 0 | 0 | 0 | 0 | 2013 Qtr 1: 0; 2013 Qtr 2: 0; 2013 Qtr 3: 0; 2013 Qtr 4: 0; 2014 Qtr 1: 0; 2014 Qtr 2: 0; 2014 Qtr 3: 0; 2014 Qtr 4: 0; 2015 Qtr 1: 0; 2015 Qtr 2: 0; 2015 Qtr 3: 0; 2015 Qtr 4: 0 | 0
[6 empty] | TRUE | [9 empty] | 0 |  |  | #N/A | [26 empty] | 0% | 0% |  | 0 | 0 | 0 | 0 | 0 | 0 | 0 | 0 | 0 | 0 | 0 | 2013 Qtr 1: 0; 2013 Qtr 2: 0; 2013 Qtr 3: 0; 2013 Qtr 4: 0; 2014 Qtr 1: 0; 2014 Qtr 2: 0; 2014 Qtr 3: 0; 2014 Qtr 4: 0; 2015 Qtr 1: 0; 2015 Qtr 2: 0; 2015 Qtr 3: 0; 2015 Qtr 4: 0 | 0
[6 empty] | TRUE | [9 empty] | 0 |  |  | #N/A | [26 empty] | 0% | 0% |  | 0 | 0 | 0 | 0 | 0 | 0 | 0 | 0 | 0 | 0 | 0 | 2013 Qtr 1: 0; 2013 Qtr 2: 0; 2013 Qtr 3: 0; 2013 Qtr 4: 0; 2014 Qtr 1: 0; 2014 Qtr 2: 0; 2014 Qtr 3: 0; 2014 Qtr 4: 0; 2015 Qtr 1: 0; 2015 Qtr 2: 0; 2015 Qtr 3: 0; 2015 Qtr 4: 0 | 0
[6 empty] | TRUE | [9 empty] | 0 |  |  | #N/A | [26 empty] | 0% | 0% |  | 0 | 0 | 0 | 0 | 0 | 0 | 0 | 0 | 0 | 0 | 0 | 2013 Qtr 1: 0; 2013 Qtr 2: 0; 2013 Qtr 3: 0; 2013 Qtr 4: 0; 2014 Qtr 1: 0; 2014 Qtr 2: 0; 2014 Qtr 3: 0; 2014 Qtr 4: 0; 2015 Qtr 1: 0; 2015 Qtr 2: 0; 2015 Qtr 3: 0; 2015 Qtr 4: 0 | 0
[6 empty] | TRUE | [9 empty] | 0 |  |  | #N/A | [26 empty] | 0% | 0% |  | 0 | 0 | 0 | 0 | 0 | 0 | 0 | 0 | 0 | 0 | 0 | 2013 Qtr 1: 0; 2013 Qtr 2: 0; 2013 Qtr 3: 0; 2013 Qtr 4: 0; 2014 Qtr 1: 0; 2014 Qtr 2: 0; 2014 Qtr 3: 0; 2014 Qtr 4: 0; 2015 Qtr 1: 0; 2015 Qtr 2: 0; 2015 Qtr 3: 0; 2015 Qtr 4: 0 | 0
[6 empty] | TRUE | [9 empty] | 0 |  |  | #N/A | [26 empty] | 0% | 0% |  | 0 | 0 | 0 | 0 | 0 | 0 | 0 | 0 | 0 | 0 | 0 | 2013 Qtr 1: 0; 2013 Qtr 2: 0; 2013 Qtr 3: 0; 2013 Qtr 4: 0; 2014 Qtr 1: 0; 2014 Qtr 2: 0; 2014 Qtr 3: 0; 2014 Qtr 4: 0; 2015 Qtr 1: 0; 2015 Qtr 2: 0; 2015 Qtr 3: 0; 2015 Qtr 4: 0 | 0
[6 empty] | TRUE | [9 empty] | 0 |  |  | #N/A | [26 empty] | 0% | 0% |  | 0 | 0 | 0 | 0 | 0 | 0 | 0 | 0 | 0 | 0 | 0 | 2013 Qtr 1: 0; 2013 Qtr 2: 0; 2013 Qtr 3: 0; 2013 Qtr 4: 0; 2014 Qtr 1: 0; 2014 Qtr 2: 0; 2014 Qtr 3: 0; 2014 Qtr 4: 0; 2015 Qtr 1: 0; 2015 Qtr 2: 0; 2015 Qtr 3: 0; 2015 Qtr 4: 0 | 0
[6 empty] | TRUE | [9 empty] | 0 |  |  | #N/A | [26 empty] | 0% | 0% |  | 0 | 0 | 0 | 0 | 0 | 0 | 0 | 0 | 0 | 0 | 0 | 2013 Qtr 1: 0; 2013 Qtr 2: 0; 2013 Qtr 3: 0; 2013 Qtr 4: 0; 2014 Qtr 1: 0; 2014 Qtr 2: 0; 2014 Qtr 3: 0; 2014 Qtr 4: 0; 2015 Qtr 1: 0; 2015 Qtr 2: 0; 2015 Qtr 3: 0; 2015 Qtr 4: 0 | 0
[6 empty] | TRUE | [9 empty] | 0 |  |  | #N/A | [26 empty] | 0% | 0% |  | 0 | 0 | 0 | 0 | 0 | 0 | 0 | 0 | 0 | 0 | 0 | 2013 Qtr 1: 0; 2013 Qtr 2: 0; 2013 Qtr 3: 0; 2013 Qtr 4: 0; 2014 Qtr 1: 0; 2014 Qtr 2: 0; 2014 Qtr 3: 0; 2014 Qtr 4: 0; 2015 Qtr 1: 0; 2015 Qtr 2: 0; 2015 Qtr 3: 0; 2015 Qtr 4: 0 | 0
[6 empty] | TRUE | [9 empty] | 0 |  |  | #N/A | [26 empty] | 0% | 0% |  | 0 | 0 | 0 | 0 | 0 | 0 | 0 | 0 | 0 | 0 | 0 | 2013 Qtr 1: 0; 2013 Qtr 2: 0; 2013 Qtr 3: 0; 2013 Qtr 4: 0; 2014 Qtr 1: 0; 2014 Qtr 2: 0; 2014 Qtr 3: 0; 2014 Qtr 4: 0; 2015 Qtr 1: 0; 2015 Qtr 2: 0; 2015 Qtr 3: 0; 2015 Qtr 4: 0 | 0
[6 empty] | TRUE | [9 empty] | 0 |  |  | #N/A | [26 empty] | 0% | 0% |  | 0 | 0 | 0 | 0 | 0 | 0 | 0 | 0 | 0 | 0 | 0 | 2013 Qtr 1: 0; 2013 Qtr 2: 0; 2013 Qtr 3: 0; 2013 Qtr 4: 0; 2014 Qtr 1: 0; 2014 Qtr 2: 0; 2014 Qtr 3: 0; 2014 Qtr 4: 0; 2015 Qtr 1: 0; 2015 Qtr 2: 0; 2015 Qtr 3: 0; 2015 Qtr 4: 0 | 0
[6 empty] | TRUE | [9 empty] | 0 |  |  | #N/A | [26 empty] | 0% | 0% |  | 0 | 0 | 0 | 0 | 0 | 0 | 0 | 0 | 0 | 0 | 0 | 2013 Qtr 1: 0; 2013 Qtr 2: 0; 2013 Qtr 3: 0; 2013 Qtr 4: 0; 2014 Qtr 1: 0; 2014 Qtr 2: 0; 2014 Qtr 3: 0; 2014 Qtr 4: 0; 2015 Qtr 1: 0; 2015 Qtr 2: 0; 2015 Qtr 3: 0; 2015 Qtr 4: 0 | 0
[6 empty] | TRUE | [9 empty] | 0 |  |  | #N/A | [26 empty] | 0% | 0% |  | 0 | 0 | 0 | 0 | 0 | 0 | 0 | 0 | 0 | 0 | 0 | 2013 Qtr 1: 0; 2013 Qtr 2: 0; 2013 Qtr 3: 0; 2013 Qtr 4: 0; 2014 Qtr 1: 0; 2014 Qtr 2: 0; 2014 Qtr 3: 0; 2014 Qtr 4: 0; 2015 Qtr 1: 0; 2015 Qtr 2: 0; 2015 Qtr 3: 0; 2015 Qtr 4: 0 | 0
[6 empty] | TRUE | [9 empty] | 0 |  |  | #N/A | [26 empty] | 0% | 0% |  | 0 | 0 | 0 | 0 | 0 | 0 | 0 | 0 | 0 | 0 | 0 | 2013 Qtr 1: 0; 2013 Qtr 2: 0; 2013 Qtr 3: 0; 2013 Qtr 4: 0; 2014 Qtr 1: 0; 2014 Qtr 2: 0; 2014 Qtr 3: 0; 2014 Qtr 4: 0; 2015 Qtr 1: 0; 2015 Qtr 2: 0; 2015 Qtr 3: 0; 2015 Qtr 4: 0 | 0
[6 empty] | TRUE | [9 empty] | 0 |  |  | #N/A | [26 empty] | 0% | 0% |  | 0 | 0 | 0 | 0 | 0 | 0 | 0 | 0 | 0 | 0 | 0 | 2013 Qtr 1: 0; 2013 Qtr 2: 0; 2013 Qtr 3: 0; 2013 Qtr 4: 0; 2014 Qtr 1: 0; 2014 Qtr 2: 0; 2014 Qtr 3: 0; 2014 Qtr 4: 0; 2015 Qtr 1: 0; 2015 Qtr 2: 0; 2015 Qtr 3: 0; 2015 Qtr 4: 0 | 0
[6 empty] | TRUE | [9 empty] | 0 |  |  | #N/A | [26 empty] | 0% | 0% |  | 0 | 0 | 0 | 0 | 0 | 0 | 0 | 0 | 0 | 0 | 0 | 2013 Qtr 1: 0; 2013 Qtr 2: 0; 2013 Qtr 3: 0; 2013 Qtr 4: 0; 2014 Qtr 1: 0; 2014 Qtr 2: 0; 2014 Qtr 3: 0; 2014 Qtr 4: 0; 2015 Qtr 1: 0; 2015 Qtr 2: 0; 2015 Qtr 3: 0; 2015 Qtr 4: 0 | 0
[6 empty] | TRUE | [9 empty] | 0 |  |  | #N/A | [26 empty] | 0% | 0% |  | 0 | 0 | 0 | 0 | 0 | 0 | 0 | 0 | 0 | 0 | 0 | 2013 Qtr 1: 0; 2013 Qtr 2: 0; 2013 Qtr 3: 0; 2013 Qtr 4: 0; 2014 Qtr 1: 0; 2014 Qtr 2: 0; 2014 Qtr 3: 0; 2014 Qtr 4: 0; 2015 Qtr 1: 0; 2015 Qtr 2: 0; 2015 Qtr 3: 0; 2015 Qtr 4: 0 | 0
[6 empty] | TRUE | [9 empty] | 0 |  |  | #N/A | [26 empty] | 0% | 0% |  | 0 | 0 | 0 | 0 | 0 | 0 | 0 | 0 | 0 | 0 | 0 | 2013 Qtr 1: 0; 2013 Qtr 2: 0; 2013 Qtr 3: 0; 2013 Qtr 4: 0; 2014 Qtr 1: 0; 2014 Qtr 2: 0; 2014 Qtr 3: 0; 2014 Qtr 4: 0; 2015 Qtr 1: 0; 2015 Qtr 2: 0; 2015 Qtr 3: 0; 2015 Qtr 4: 0 | 0
[6 empty] | TRUE | [9 empty] | 0 |  |  | #N/A | [26 empty] | 0% | 0% |  | 0 | 0 | 0 | 0 | 0 | 0 | 0 | 0 | 0 | 0 | 0 | 2013 Qtr 1: 0; 2013 Qtr 2: 0; 2013 Qtr 3: 0; 2013 Qtr 4: 0; 2014 Qtr 1: 0; 2014 Qtr 2: 0; 2014 Qtr 3: 0; 2014 Qtr 4: 0; 2015 Qtr 1: 0; 2015 Qtr 2: 0; 2015 Qtr 3: 0; 2015 Qtr 4: 0 | 0
[6 empty] | TRUE | [9 empty] | 0 |  |  | #N/A | [26 empty] | 0% | 0% |  | 0 | 0 | 0 | 0 | 0 | 0 | 0 | 0 | 0 | 0 | 0 | 2013 Qtr 1: 0; 2013 Qtr 2: 0; 2013 Qtr 3: 0; 2013 Qtr 4: 0; 2014 Qtr 1: 0; 2014 Qtr 2: 0; 2014 Qtr 3: 0; 2014 Qtr 4: 0; 2015 Qtr 1: 0; 2015 Qtr 2: 0; 2015 Qtr 3: 0; 2015 Qtr 4: 0 | 0
[6 empty] | TRUE | [9 empty] | 0 |  |  | #N/A | [26 empty] | 0% | 0% |  | 0 | 0 | 0 | 0 | 0 | 0 | 0 | 0 | 0 | 0 | 0 | 2013 Qtr 1: 0; 2013 Qtr 2: 0; 2013 Qtr 3: 0; 2013 Qtr 4: 0; 2014 Qtr 1: 0; 2014 Qtr 2: 0; 2014 Qtr 3: 0; 2014 Qtr 4: 0; 2015 Qtr 1: 0; 2015 Qtr 2: 0; 2015 Qtr 3: 0; 2015 Qtr 4: 0 | 0
[6 empty] | TRUE | [9 empty] | 0 |  |  | #N/A | [26 empty] | 0% | 0% |  | 0 | 0 | 0 | 0 | 0 | 0 | 0 | 0 | 0 | 0 | 0 | 2013 Qtr 1: 0; 2013 Qtr 2: 0; 2013 Qtr 3: 0; 2013 Qtr 4: 0; 2014 Qtr 1: 0; 2014 Qtr 2: 0; 2014 Qtr 3: 0; 2014 Qtr 4: 0; 2015 Qtr 1: 0; 2015 Qtr 2: 0; 2015 Qtr 3: 0; 2015 Qtr 4: 0 | 0
[6 empty] | TRUE | [9 empty] | 0 |  |  | #N/A | [26 empty] | 0% | 0% |  | 0 | 0 | 0 | 0 | 0 | 0 | 0 | 0 | 0 | 0 | 0 | 2013 Qtr 1: 0; 2013 Qtr 2: 0; 2013 Qtr 3: 0; 2013 Qtr 4: 0; 2014 Qtr 1: 0; 2014 Qtr 2: 0; 2014 Qtr 3: 0; 2014 Qtr 4: 0; 2015 Qtr 1: 0; 2015 Qtr 2: 0; 2015 Qtr 3: 0; 2015 Qtr 4: 0 | 0
[6 empty] | TRUE | [9 empty] | 0 |  |  | #N/A | [26 empty] | 0% | 0% |  | 0 | 0 | 0 | 0 | 0 | 0 | 0 | 0 | 0 | 0 | 0 | 2013 Qtr 1: 0; 2013 Qtr 2: 0; 2013 Qtr 3: 0; 2013 Qtr 4: 0; 2014 Qtr 1: 0; 2014 Qtr 2: 0; 2014 Qtr 3: 0; 2014 Qtr 4: 0; 2015 Qtr 1: 0; 2015 Qtr 2: 0; 2015 Qtr 3: 0; 2015 Qtr 4: 0 | 0
[6 empty] | TRUE | [9 empty] | 0 |  |  | #N/A | [26 empty] | 0% | 0% |  | 0 | 0 | 0 | 0 | 0 | 0 | 0 | 0 | 0 | 0 | 0 | 2013 Qtr 1: 0; 2013 Qtr 2: 0; 2013 Qtr 3: 0; 2013 Qtr 4: 0; 2014 Qtr 1: 0; 2014 Qtr 2: 0; 2014 Qtr 3: 0; 2014 Qtr 4: 0; 2015 Qtr 1: 0; 2015 Qtr 2: 0; 2015 Qtr 3: 0; 2015 Qtr 4: 0 | 0
[6 empty] | TRUE | [9 empty] | 0 |  |  | #N/A | [26 empty] | 0% | 0% |  | 0 | 0 | 0 | 0 | 0 | 0 | 0 | 0 | 0 | 0 | 0 | 2013 Qtr 1: 0; 2013 Qtr 2: 0; 2013 Qtr 3: 0; 2013 Qtr 4: 0; 2014 Qtr 1: 0; 2014 Qtr 2: 0; 2014 Qtr 3: 0; 2014 Qtr 4: 0; 2015 Qtr 1: 0; 2015 Qtr 2: 0; 2015 Qtr 3: 0; 2015 Qtr 4: 0 | 0
[6 empty] | TRUE | [9 empty] | 0 |  |  | #N/A | [26 empty] | 0% | 0% |  | 0 | 0 | 0 | 0 | 0 | 0 | 0 | 0 | 0 | 0 | 0 | 2013 Qtr 1: 0; 2013 Qtr 2: 0; 2013 Qtr 3: 0; 2013 Qtr 4: 0; 2014 Qtr 1: 0; 2014 Qtr 2: 0; 2014 Qtr 3: 0; 2014 Qtr 4: 0; 2015 Qtr 1: 0; 2015 Qtr 2: 0; 2015 Qtr 3: 0; 2015 Qtr 4: 0 | 0
[6 empty] | TRUE | [9 empty] | 0 |  |  | #N/A | [26 empty] | 0% | 0% |  | 0 | 0 | 0 | 0 | 0 | 0 | 0 | 0 | 0 | 0 | 0 | 2013 Qtr 1: 0; 2013 Qtr 2: 0; 2013 Qtr 3: 0; 2013 Qtr 4: 0; 2014 Qtr 1: 0; 2014 Qtr 2: 0; 2014 Qtr 3: 0; 2014 Qtr 4: 0; 2015 Qtr 1: 0; 2015 Qtr 2: 0; 2015 Qtr 3: 0; 2015 Qtr 4: 0 | 0
[6 empty] | TRUE | [9 empty] | 0 |  |  | #N/A | [26 empty] | 0% | 0% |  | 0 | 0 | 0 | 0 | 0 | 0 | 0 | 0 | 0 | 0 | 0 | 2013 Qtr 1: 0; 2013 Qtr 2: 0; 2013 Qtr 3: 0; 2013 Qtr 4: 0; 2014 Qtr 1: 0; 2014 Qtr 2: 0; 2014 Qtr 3: 0; 2014 Qtr 4: 0; 2015 Qtr 1: 0; 2015 Qtr 2: 0; 2015 Qtr 3: 0; 2015 Qtr 4: 0 | 0
[6 empty] | TRUE | [9 empty] | 0 |  |  | #N/A | [26 empty] | 0% | 0% |  | 0 | 0 | 0 | 0 | 0 | 0 | 0 | 0 | 0 | 0 | 0 | 2013 Qtr 1: 0; 2013 Qtr 2: 0; 2013 Qtr 3: 0; 2013 Qtr 4: 0; 2014 Qtr 1: 0; 2014 Qtr 2: 0; 2014 Qtr 3: 0; 2014 Qtr 4: 0; 2015 Qtr 1: 0; 2015 Qtr 2: 0; 2015 Qtr 3: 0; 2015 Qtr 4: 0 | 0
[6 empty] | TRUE | [9 empty] | 0 |  |  | #N/A | [26 empty] | 0% | 0% |  | 0 | 0 | 0 | 0 | 0 | 0 | 0 | 0 | 0 | 0 | 0 | 2013 Qtr 1: 0; 2013 Qtr 2: 0; 2013 Qtr 3: 0; 2013 Qtr 4: 0; 2014 Qtr 1: 0; 2014 Qtr 2: 0; 2014 Qtr 3: 0; 2014 Qtr 4: 0; 2015 Qtr 1: 0; 2015 Qtr 2: 0; 2015 Qtr 3: 0; 2015 Qtr 4: 0 | 0
[6 empty] | TRUE | [9 empty] | 0 |  |  | #N/A | [26 empty] | 0% | 0% |  | 0 | 0 | 0 | 0 | 0 | 0 | 0 | 0 | 0 | 0 | 0 | 2013 Qtr 1: 0; 2013 Qtr 2: 0; 2013 Qtr 3: 0; 2013 Qtr 4: 0; 2014 Qtr 1: 0; 2014 Qtr 2: 0; 2014 Qtr 3: 0; 2014 Qtr 4: 0; 2015 Qtr 1: 0; 2015 Qtr 2: 0; 2015 Qtr 3: 0; 2015 Qtr 4: 0 | 0
[6 empty] | TRUE | [9 empty] | 0 |  |  | #N/A | [26 empty] | 0% | 0% |  | 0 | 0 | 0 | 0 | 0 | 0 | 0 | 0 | 0 | 0 | 0 | 2013 Qtr 1: 0; 2013 Qtr 2: 0; 2013 Qtr 3: 0; 2013 Qtr 4: 0; 2014 Qtr 1: 0; 2014 Qtr 2: 0; 2014 Qtr 3: 0; 2014 Qtr 4: 0; 2015 Qtr 1: 0; 2015 Qtr 2: 0; 2015 Qtr 3: 0; 2015 Qtr 4: 0 | 0
[6 empty] | TRUE | [9 empty] | 0 |  |  | #N/A | [26 empty] | 0% | 0% |  | 0 | 0 | 0 | 0 | 0 | 0 | 0 | 0 | 0 | 0 | 0 | 2013 Qtr 1: 0; 2013 Qtr 2: 0; 2013 Qtr 3: 0; 2013 Qtr 4: 0; 2014 Qtr 1: 0; 2014 Qtr 2: 0; 2014 Qtr 3: 0; 2014 Qtr 4: 0; 2015 Qtr 1: 0; 2015 Qtr 2: 0; 2015 Qtr 3: 0; 2015 Qtr 4: 0 | 0
[6 empty] | TRUE | [9 empty] | 0 |  |  | #N/A | [26 empty] | 0% | 0% |  | 0 | 0 | 0 | 0 | 0 | 0 | 0 | 0 | 0 | 0 | 0 | 2013 Qtr 1: 0; 2013 Qtr 2: 0; 2013 Qtr 3: 0; 2013 Qtr 4: 0; 2014 Qtr 1: 0; 2014 Qtr 2: 0; 2014 Qtr 3: 0; 2014 Qtr 4: 0; 2015 Qtr 1: 0; 2015 Qtr 2: 0; 2015 Qtr 3: 0; 2015 Qtr 4: 0 | 0
[6 empty] | TRUE | [9 empty] | 0 |  |  | #N/A | [26 empty] | 0% | 0% |  | 0 | 0 | 0 | 0 | 0 | 0 | 0 | 0 | 0 | 0 | 0 | 2013 Qtr 1: 0; 2013 Qtr 2: 0; 2013 Qtr 3: 0; 2013 Qtr 4: 0; 2014 Qtr 1: 0; 2014 Qtr 2: 0; 2014 Qtr 3: 0; 2014 Qtr 4: 0; 2015 Qtr 1: 0; 2015 Qtr 2: 0; 2015 Qtr 3: 0; 2015 Qtr 4: 0 | 0
[6 empty] | TRUE | [9 empty] | 0 |  |  | #N/A | [26 empty] | 0% | 0% |  | 0 | 0 | 0 | 0 | 0 | 0 | 0 | 0 | 0 | 0 | 0 | 2013 Qtr 1: 0; 2013 Qtr 2: 0; 2013 Qtr 3: 0; 2013 Qtr 4: 0; 2014 Qtr 1: 0; 2014 Qtr 2: 0; 2014 Qtr 3: 0; 2014 Qtr 4: 0; 2015 Qtr 1: 0; 2015 Qtr 2: 0; 2015 Qtr 3: 0; 2015 Qtr 4: 0 | 0
[6 empty] | TRUE | [9 empty] | 0 |  |  | #N/A | [26 empty] | 0% | 0% |  | 0 | 0 | 0 | 0 | 0 | 0 | 0 | 0 | 0 | 0 | 0 | 2013 Qtr 1: 0; 2013 Qtr 2: 0; 2013 Qtr 3: 0; 2013 Qtr 4: 0; 2014 Qtr 1: 0; 2014 Qtr 2: 0; 2014 Qtr 3: 0; 2014 Qtr 4: 0; 2015 Qtr 1: 0; 2015 Qtr 2: 0; 2015 Qtr 3: 0; 2015 Qtr 4: 0 | 0
[6 empty] | TRUE | [9 empty] | 0 |  |  | #N/A | [26 empty] | 0% | 0% |  | 0 | 0 | 0 | 0 | 0 | 0 | 0 | 0 | 0 | 0 | 0 | 2013 Qtr 1: 0; 2013 Qtr 2: 0; 2013 Qtr 3: 0; 2013 Qtr 4: 0; 2014 Qtr 1: 0; 2014 Qtr 2: 0; 2014 Qtr 3: 0; 2014 Qtr 4: 0; 2015 Qtr 1: 0; 2015 Qtr 2: 0; 2015 Qtr 3: 0; 2015 Qtr 4: 0 | 0
[6 empty] | TRUE | [9 empty] | 0 |  |  | #N/A | [26 empty] | 0% | 0% |  | 0 | 0 | 0 | 0 | 0 | 0 | 0 | 0 | 0 | 0 | 0 | 2013 Qtr 1: 0; 2013 Qtr 2: 0; 2013 Qtr 3: 0; 2013 Qtr 4: 0; 2014 Qtr 1: 0; 2014 Qtr 2: 0; 2014 Qtr 3: 0; 2014 Qtr 4: 0; 2015 Qtr 1: 0; 2015 Qtr 2: 0; 2015 Qtr 3: 0; 2015 Qtr 4: 0 | 0
[6 empty] | TRUE | [9 empty] | 0 |  |  | #N/A | [26 empty] | 0% | 0% |  | 0 | 0 | 0 | 0 | 0 | 0 | 0 | 0 | 0 | 0 | 0 | 2013 Qtr 1: 0; 2013 Qtr 2: 0; 2013 Qtr 3: 0; 2013 Qtr 4: 0; 2014 Qtr 1: 0; 2014 Qtr 2: 0; 2014 Qtr 3: 0; 2014 Qtr 4: 0; 2015 Qtr 1: 0; 2015 Qtr 2: 0; 2015 Qtr 3: 0; 2015 Qtr 4: 0 | 0
[6 empty] | TRUE | [9 empty] | 0 |  |  | #N/A | [26 empty] | 0% | 0% |  | 0 | 0 | 0 | 0 | 0 | 0 | 0 | 0 | 0 | 0 | 0 | 2013 Qtr 1: 0; 2013 Qtr 2: 0; 2013 Qtr 3: 0; 2013 Qtr 4: 0; 2014 Qtr 1: 0; 2014 Qtr 2: 0; 2014 Qtr 3: 0; 2014 Qtr 4: 0; 2015 Qtr 1: 0; 2015 Qtr 2: 0; 2015 Qtr 3: 0; 2015 Qtr 4: 0 | 0
[6 empty] | TRUE | [9 empty] | 0 |  |  | #N/A | [26 empty] | 0% | 0% |  | 0 | 0 | 0 | 0 | 0 | 0 | 0 | 0 | 0 | 0 | 0 | 2013 Qtr 1: 0; 2013 Qtr 2: 0; 2013 Qtr 3: 0; 2013 Qtr 4: 0; 2014 Qtr 1: 0; 2014 Qtr 2: 0; 2014 Qtr 3: 0; 2014 Qtr 4: 0; 2015 Qtr 1: 0; 2015 Qtr 2: 0; 2015 Qtr 3: 0; 2015 Qtr 4: 0 | 0
[6 empty] | TRUE | [9 empty] | 0 |  |  | #N/A | [26 empty] | 0% | 0% |  | 0 | 0 | 0 | 0 | 0 | 0 | 0 | 0 | 0 | 0 | 0 | 2013 Qtr 1: 0; 2013 Qtr 2: 0; 2013 Qtr 3: 0; 2013 Qtr 4: 0; 2014 Qtr 1: 0; 2014 Qtr 2: 0; 2014 Qtr 3: 0; 2014 Qtr 4: 0; 2015 Qtr 1: 0; 2015 Qtr 2: 0; 2015 Qtr 3: 0; 2015 Qtr 4: 0 | 0
[6 empty] | TRUE | [9 empty] | 0 |  |  | #N/A | [26 empty] | 0% | 0% |  | 0 | 0 | 0 | 0 | 0 | 0 | 0 | 0 | 0 | 0 | 0 | 2013 Qtr 1: 0; 2013 Qtr 2: 0; 2013 Qtr 3: 0; 2013 Qtr 4: 0; 2014 Qtr 1: 0; 2014 Qtr 2: 0; 2014 Qtr 3: 0; 2014 Qtr 4: 0; 2015 Qtr 1: 0; 2015 Qtr 2: 0; 2015 Qtr 3: 0; 2015 Qtr 4: 0 | 0
[6 empty] | TRUE | [9 empty] | 0 |  |  | #N/A | [26 empty] | 0% | 0% |  | 0 | 0 | 0 | 0 | 0 | 0 | 0 | 0 | 0 | 0 | 0 | 2013 Qtr 1: 0; 2013 Qtr 2: 0; 2013 Qtr 3: 0; 2013 Qtr 4: 0; 2014 Qtr 1: 0; 2014 Qtr 2: 0; 2014 Qtr 3: 0; 2014 Qtr 4: 0; 2015 Qtr 1: 0; 2015 Qtr 2: 0; 2015 Qtr 3: 0; 2015 Qtr 4: 0 | 0
[6 empty] | TRUE | [9 empty] | 0 |  |  | #N/A | [26 empty] | 0% | 0% |  | 0 | 0 | 0 | 0 | 0 | 0 | 0 | 0 | 0 | 0 | 0 | 2013 Qtr 1: 0; 2013 Qtr 2: 0; 2013 Qtr 3: 0; 2013 Qtr 4: 0; 2014 Qtr 1: 0; 2014 Qtr 2: 0; 2014 Qtr 3: 0; 2014 Qtr 4: 0; 2015 Qtr 1: 0; 2015 Qtr 2: 0; 2015 Qtr 3: 0; 2015 Qtr 4: 0 | 0
[6 empty] | TRUE | [9 empty] | 0 |  |  | #N/A | [26 empty] | 0% | 0% |  | 0 | 0 | 0 | 0 | 0 | 0 | 0 | 0 | 0 | 0 | 0 | 2013 Qtr 1: 0; 2013 Qtr 2: 0; 2013 Qtr 3: 0; 2013 Qtr 4: 0; 2014 Qtr 1: 0; 2014 Qtr 2: 0; 2014 Qtr 3: 0; 2014 Qtr 4: 0; 2015 Qtr 1: 0; 2015 Qtr 2: 0; 2015 Qtr 3: 0; 2015 Qtr 4: 0 | 0
[6 empty] | TRUE | [9 empty] | 0 |  |  | #N/A | [26 empty] | 0% | 0% |  | 0 | 0 | 0 | 0 | 0 | 0 | 0 | 0 | 0 | 0 | 0 | 2013 Qtr 1: 0; 2013 Qtr 2: 0; 2013 Qtr 3: 0; 2013 Qtr 4: 0; 2014 Qtr 1: 0; 2014 Qtr 2: 0; 2014 Qtr 3: 0; 2014 Qtr 4: 0; 2015 Qtr 1: 0; 2015 Qtr 2: 0; 2015 Qtr 3: 0; 2015 Qtr 4: 0 | 0
[6 empty] | TRUE | [9 empty] | 0 |  |  | #N/A | [26 empty] | 0% | 0% |  | 0 | 0 | 0 | 0 | 0 | 0 | 0 | 0 | 0 | 0 | 0 | 2013 Qtr 1: 0; 2013 Qtr 2: 0; 2013 Qtr 3: 0; 2013 Qtr 4: 0; 2014 Qtr 1: 0; 2014 Qtr 2: 0; 2014 Qtr 3: 0; 2014 Qtr 4: 0; 2015 Qtr 1: 0; 2015 Qtr 2: 0; 2015 Qtr 3: 0; 2015 Qtr 4: 0 | 0
[6 empty] | TRUE | [9 empty] | 0 |  |  | #N/A | [26 empty] | 0% | 0% |  | 0 | 0 | 0 | 0 | 0 | 0 | 0 | 0 | 0 | 0 | 0 | 2013 Qtr 1: 0; 2013 Qtr 2: 0; 2013 Qtr 3: 0; 2013 Qtr 4: 0; 2014 Qtr 1: 0; 2014 Qtr 2: 0; 2014 Qtr 3: 0; 2014 Qtr 4: 0; 2015 Qtr 1: 0; 2015 Qtr 2: 0; 2015 Qtr 3: 0; 2015 Qtr 4: 0 | 0
[6 empty] | TRUE | [9 empty] | 0 |  |  | #N/A | [26 empty] | 0% | 0% |  | 0 | 0 | 0 | 0 | 0 | 0 | 0 | 0 | 0 | 0 | 0 | 2013 Qtr 1: 0; 2013 Qtr 2: 0; 2013 Qtr 3: 0; 2013 Qtr 4: 0; 2014 Qtr 1: 0; 2014 Qtr 2: 0; 2014 Qtr 3: 0; 2014 Qtr 4: 0; 2015 Qtr 1: 0; 2015 Qtr 2: 0; 2015 Qtr 3: 0; 2015 Qtr 4: 0 | 0
[6 empty] | TRUE | [9 empty] | 0 |  |  | #N/A | [26 empty] | 0% | 0% |  | 0 | 0 | 0 | 0 | 0 | 0 | 0 | 0 | 0 | 0 | 0 | 2013 Qtr 1: 0; 2013 Qtr 2: 0; 2013 Qtr 3: 0; 2013 Qtr 4: 0; 2014 Qtr 1: 0; 2014 Qtr 2: 0; 2014 Qtr 3: 0; 2014 Qtr 4: 0; 2015 Qtr 1: 0; 2015 Qtr 2: 0; 2015 Qtr 3: 0; 2015 Qtr 4: 0 | 0
[6 empty] | TRUE | [9 empty] | 0 |  |  | #N/A | [26 empty] | 0% | 0% |  | 0 | 0 | 0 | 0 | 0 | 0 | 0 | 0 | 0 | 0 | 0 | 2013 Qtr 1: 0; 2013 Qtr 2: 0; 2013 Qtr 3: 0; 2013 Qtr 4: 0; 2014 Qtr 1: 0; 2014 Qtr 2: 0; 2014 Qtr 3: 0; 2014 Qtr 4: 0; 2015 Qtr 1: 0; 2015 Qtr 2: 0; 2015 Qtr 3: 0; 2015 Qtr 4: 0 | 0
[6 empty] | TRUE | [9 empty] | 0 |  |  | #N/A | [26 empty] | 0% | 0% |  | 0 | 0 | 0 | 0 | 0 | 0 | 0 | 0 | 0 | 0 | 0 | 2013 Qtr 1: 0; 2013 Qtr 2: 0; 2013 Qtr 3: 0; 2013 Qtr 4: 0; 2014 Qtr 1: 0; 2014 Qtr 2: 0; 2014 Qtr 3: 0; 2014 Qtr 4: 0; 2015 Qtr 1: 0; 2015 Qtr 2: 0; 2015 Qtr 3: 0; 2015 Qtr 4: 0 | 0
[6 empty] | TRUE | [9 empty] | 0 |  |  | #N/A | [26 empty] | 0% | 0% |  | 0 | 0 | 0 | 0 | 0 | 0 | 0 | 0 | 0 | 0 | 0 | 2013 Qtr 1: 0; 2013 Qtr 2: 0; 2013 Qtr 3: 0; 2013 Qtr 4: 0; 2014 Qtr 1: 0; 2014 Qtr 2: 0; 2014 Qtr 3: 0; 2014 Qtr 4: 0; 2015 Qtr 1: 0; 2015 Qtr 2: 0; 2015 Qtr 3: 0; 2015 Qtr 4: 0 | 0
[6 empty] | TRUE | [9 empty] | 0 |  |  | #N/A | [26 empty] | 0% | 0% |  | 0 | 0 | 0 | 0 | 0 | 0 | 0 | 0 | 0 | 0 | 0 | 2013 Qtr 1: 0; 2013 Qtr 2: 0; 2013 Qtr 3: 0; 2013 Qtr 4: 0; 2014 Qtr 1: 0; 2014 Qtr 2: 0; 2014 Qtr 3: 0; 2014 Qtr 4: 0; 2015 Qtr 1: 0; 2015 Qtr 2: 0; 2015 Qtr 3: 0; 2015 Qtr 4: 0 | 0
[6 empty] | TRUE | [9 empty] | 0 |  |  | #N/A | [26 empty] | 0% | 0% |  | 0 | 0 | 0 | 0 | 0 | 0 | 0 | 0 | 0 | 0 | 0 | 2013 Qtr 1: 0; 2013 Qtr 2: 0; 2013 Qtr 3: 0; 2013 Qtr 4: 0; 2014 Qtr 1: 0; 2014 Qtr 2: 0; 2014 Qtr 3: 0; 2014 Qtr 4: 0; 2015 Qtr 1: 0; 2015 Qtr 2: 0; 2015 Qtr 3: 0; 2015 Qtr 4: 0 | 0
[6 empty] | TRUE | [9 empty] | 0 |  |  | #N/A | [26 empty] | 0% | 0% |  | 0 | 0 | 0 | 0 | 0 | 0 | 0 | 0 | 0 | 0 | 0 | 2013 Qtr 1: 0; 2013 Qtr 2: 0; 2013 Qtr 3: 0; 2013 Qtr 4: 0; 2014 Qtr 1: 0; 2014 Qtr 2: 0; 2014 Qtr 3: 0; 2014 Qtr 4: 0; 2015 Qtr 1: 0; 2015 Qtr 2: 0; 2015 Qtr 3: 0; 2015 Qtr 4: 0 | 0
[6 empty] | TRUE | [9 empty] | 0 |  |  | #N/A | [26 empty] | 0% | 0% |  | 0 | 0 | 0 | 0 | 0 | 0 | 0 | 0 | 0 | 0 | 0 | 2013 Qtr 1: 0; 2013 Qtr 2: 0; 2013 Qtr 3: 0; 2013 Qtr 4: 0; 2014 Qtr 1: 0; 2014 Qtr 2: 0; 2014 Qtr 3: 0; 2014 Qtr 4: 0; 2015 Qtr 1: 0; 2015 Qtr 2: 0; 2015 Qtr 3: 0; 2015 Qtr 4: 0 | 0
[6 empty] | TRUE | [9 empty] | 0 |  |  | #N/A | [26 empty] | 0% | 0% |  | 0 | 0 | 0 | 0 | 0 | 0 | 0 | 0 | 0 | 0 | 0 | 2013 Qtr 1: 0; 2013 Qtr 2: 0; 2013 Qtr 3: 0; 2013 Qtr 4: 0; 2014 Qtr 1: 0; 2014 Qtr 2: 0; 2014 Qtr 3: 0; 2014 Qtr 4: 0; 2015 Qtr 1: 0; 2015 Qtr 2: 0; 2015 Qtr 3: 0; 2015 Qtr 4: 0 | 0
[6 empty] | TRUE | [9 empty] | 0 |  |  | #N/A | [26 empty] | 0% | 0% |  | 0 | 0 | 0 | 0 | 0 | 0 | 0 | 0 | 0 | 0 | 0 | 2013 Qtr 1: 0; 2013 Qtr 2: 0; 2013 Qtr 3: 0; 2013 Qtr 4: 0; 2014 Qtr 1: 0; 2014 Qtr 2: 0; 2014 Qtr 3: 0; 2014 Qtr 4: 0; 2015 Qtr 1: 0; 2015 Qtr 2: 0; 2015 Qtr 3: 0; 2015 Qtr 4: 0 | 0
[6 empty] | TRUE | [9 empty] | 0 |  |  | #N/A | [26 empty] | 0% | 0% |  | 0 | 0 | 0 | 0 | 0 | 0 | 0 | 0 | 0 | 0 | 0 | 2013 Qtr 1: 0; 2013 Qtr 2: 0; 2013 Qtr 3: 0; 2013 Qtr 4: 0; 2014 Qtr 1: 0; 2014 Qtr 2: 0; 2014 Qtr 3: 0; 2014 Qtr 4: 0; 2015 Qtr 1: 0; 2015 Qtr 2: 0; 2015 Qtr 3: 0; 2015 Qtr 4: 0 | 0
[6 empty] | TRUE | [9 empty] | 0 |  |  | #N/A | [26 empty] | 0% | 0% |  | 0 | 0 | 0 | 0 | 0 | 0 | 0 | 0 | 0 | 0 | 0 | 2013 Qtr 1: 0; 2013 Qtr 2: 0; 2013 Qtr 3: 0; 2013 Qtr 4: 0; 2014 Qtr 1: 0; 2014 Qtr 2: 0; 2014 Qtr 3: 0; 2014 Qtr 4: 0; 2015 Qtr 1: 0; 2015 Qtr 2: 0; 2015 Qtr 3: 0; 2015 Qtr 4: 0 | 0
[6 empty] | TRUE | [9 empty] | 0 |  |  | #N/A | [26 empty] | 0% | 0% |  | 0 | 0 | 0 | 0 | 0 | 0 | 0 | 0 | 0 | 0 | 0 | 2013 Qtr 1: 0; 2013 Qtr 2: 0; 2013 Qtr 3: 0; 2013 Qtr 4: 0; 2014 Qtr 1: 0; 2014 Qtr 2: 0; 2014 Qtr 3: 0; 2014 Qtr 4: 0; 2015 Qtr 1: 0; 2015 Qtr 2: 0; 2015 Qtr 3: 0; 2015 Qtr 4: 0 | 0
[6 empty] | TRUE | [9 empty] | 0 |  |  | #N/A | [26 empty] | 0% | 0% |  | 0 | 0 | 0 | 0 | 0 | 0 | 0 | 0 | 0 | 0 | 0 | 2013 Qtr 1: 0; 2013 Qtr 2: 0; 2013 Qtr 3: 0; 2013 Qtr 4: 0; 2014 Qtr 1: 0; 2014 Qtr 2: 0; 2014 Qtr 3: 0; 2014 Qtr 4: 0; 2015 Qtr 1: 0; 2015 Qtr 2: 0; 2015 Qtr 3: 0; 2015 Qtr 4: 0 | 0
[6 empty] | TRUE | [9 empty] | 0 |  |  | #N/A | [26 empty] | 0% | 0% |  | 0 | 0 | 0 | 0 | 0 | 0 | 0 | 0 | 0 | 0 | 0 | 2013 Qtr 1: 0; 2013 Qtr 2: 0; 2013 Qtr 3: 0; 2013 Qtr 4: 0; 2014 Qtr 1: 0; 2014 Qtr 2: 0; 2014 Qtr 3: 0; 2014 Qtr 4: 0; 2015 Qtr 1: 0; 2015 Qtr 2: 0; 2015 Qtr 3: 0; 2015 Qtr 4: 0 | 0
[6 empty] | TRUE | [9 empty] | 0 |  |  | #N/A | [26 empty] | 0% | 0% |  | 0 | 0 | 0 | 0 | 0 | 0 | 0 | 0 | 0 | 0 | 0 | 2013 Qtr 1: 0; 2013 Qtr 2: 0; 2013 Qtr 3: 0; 2013 Qtr 4: 0; 2014 Qtr 1: 0; 2014 Qtr 2: 0; 2014 Qtr 3: 0; 2014 Qtr 4: 0; 2015 Qtr 1: 0; 2015 Qtr 2: 0; 2015 Qtr 3: 0; 2015 Qtr 4: 0 | 0
[6 empty] | TRUE | [9 empty] | 0 |  |  | #N/A | [26 empty] | 0% | 0% |  | 0 | 0 | 0 | 0 | 0 | 0 | 0 | 0 | 0 | 0 | 0 | 2013 Qtr 1: 0; 2013 Qtr 2: 0; 2013 Qtr 3: 0; 2013 Qtr 4: 0; 2014 Qtr 1: 0; 2014 Qtr 2: 0; 2014 Qtr 3: 0; 2014 Qtr 4: 0; 2015 Qtr 1: 0; 2015 Qtr 2: 0; 2015 Qtr 3: 0; 2015 Qtr 4: 0 | 0
[6 empty] | TRUE | [9 empty] | 0 |  |  | #N/A | [26 empty] | 0% | 0% |  | 0 | 0 | 0 | 0 | 0 | 0 | 0 | 0 | 0 | 0 | 0 | 2013 Qtr 1: 0; 2013 Qtr 2: 0; 2013 Qtr 3: 0; 2013 Qtr 4: 0; 2014 Qtr 1: 0; 2014 Qtr 2: 0; 2014 Qtr 3: 0; 2014 Qtr 4: 0; 2015 Qtr 1: 0; 2015 Qtr 2: 0; 2015 Qtr 3: 0; 2015 Qtr 4: 0 | 0
[6 empty] | TRUE | [9 empty] | 0 |  |  | #N/A | [26 empty] | 0% | 0% |  | 0 | 0 | 0 | 0 | 0 | 0 | 0 | 0 | 0 | 0 | 0 | 2013 Qtr 1: 0; 2013 Qtr 2: 0; 2013 Qtr 3: 0; 2013 Qtr 4: 0; 2014 Qtr 1: 0; 2014 Qtr 2: 0; 2014 Qtr 3: 0; 2014 Qtr 4: 0; 2015 Qtr 1: 0; 2015 Qtr 2: 0; 2015 Qtr 3: 0; 2015 Qtr 4: 0 | 0
[6 empty] | TRUE | [9 empty] | 0 |  |  | #N/A | [26 empty] | 0% | 0% |  | 0 | 0 | 0 | 0 | 0 | 0 | 0 | 0 | 0 | 0 | 0 | 2013 Qtr 1: 0; 2013 Qtr 2: 0; 2013 Qtr 3: 0; 2013 Qtr 4: 0; 2014 Qtr 1: 0; 2014 Qtr 2: 0; 2014 Qtr 3: 0; 2014 Qtr 4: 0; 2015 Qtr 1: 0; 2015 Qtr 2: 0; 2015 Qtr 3: 0; 2015 Qtr 4: 0 | 0
[6 empty] | TRUE | [9 empty] | 0 |  |  | #N/A | [26 empty] | 0% | 0% |  | 0 | 0 | 0 | 0 | 0 | 0 | 0 | 0 | 0 | 0 | 0 | 2013 Qtr 1: 0; 2013 Qtr 2: 0; 2013 Qtr 3: 0; 2013 Qtr 4: 0; 2014 Qtr 1: 0; 2014 Qtr 2: 0; 2014 Qtr 3: 0; 2014 Qtr 4: 0; 2015 Qtr 1: 0; 2015 Qtr 2: 0; 2015 Qtr 3: 0; 2015 Qtr 4: 0 | 0
[6 empty] | TRUE | [9 empty] | 0 |  |  | #N/A | [26 empty] | 0% | 0% |  | 0 | 0 | 0 | 0 | 0 | 0 | 0 | 0 | 0 | 0 | 0 | 2013 Qtr 1: 0; 2013 Qtr 2: 0; 2013 Qtr 3: 0; 2013 Qtr 4: 0; 2014 Qtr 1: 0; 2014 Qtr 2: 0; 2014 Qtr 3: 0; 2014 Qtr 4: 0; 2015 Qtr 1: 0; 2015 Qtr 2: 0; 2015 Qtr 3: 0; 2015 Qtr 4: 0 | 0
[6 empty] | TRUE | [9 empty] | 0 |  |  | #N/A | [26 empty] | 0% | 0% |  | 0 | 0 | 0 | 0 | 0 | 0 | 0 | 0 | 0 | 0 | 0 | 2013 Qtr 1: 0; 2013 Qtr 2: 0; 2013 Qtr 3: 0; 2013 Qtr 4: 0; 2014 Qtr 1: 0; 2014 Qtr 2: 0; 2014 Qtr 3: 0; 2014 Qtr 4: 0; 2015 Qtr 1: 0; 2015 Qtr 2: 0; 2015 Qtr 3: 0; 2015 Qtr 4: 0 | 0
[6 empty] | TRUE | [9 empty] | 0 |  |  | #N/A | [26 empty] | 0% | 0% |  | 0 | 0 | 0 | 0 | 0 | 0 | 0 | 0 | 0 | 0 | 0 | 2013 Qtr 1: 0; 2013 Qtr 2: 0; 2013 Qtr 3: 0; 2013 Qtr 4: 0; 2014 Qtr 1: 0; 2014 Qtr 2: 0; 2014 Qtr 3: 0; 2014 Qtr 4: 0; 2015 Qtr 1: 0; 2015 Qtr 2: 0; 2015 Qtr 3: 0; 2015 Qtr 4: 0 | 0
[6 empty] | TRUE | [9 empty] | 0 |  |  | #N/A | [26 empty] | 0% | 0% |  | 0 | 0 | 0 | 0 | 0 | 0 | 0 | 0 | 0 | 0 | 0 | 2013 Qtr 1: 0; 2013 Qtr 2: 0; 2013 Qtr 3: 0; 2013 Qtr 4: 0; 2014 Qtr 1: 0; 2014 Qtr 2: 0; 2014 Qtr 3: 0; 2014 Qtr 4: 0; 2015 Qtr 1: 0; 2015 Qtr 2: 0; 2015 Qtr 3: 0; 2015 Qtr 4: 0 | 0
[6 empty] | TRUE | [9 empty] | 0 |  |  | #N/A | [26 empty] | 0% | 0% |  | 0 | 0 | 0 | 0 | 0 | 0 | 0 | 0 | 0 | 0 | 0 | 2013 Qtr 1: 0; 2013 Qtr 2: 0; 2013 Qtr 3: 0; 2013 Qtr 4: 0; 2014 Qtr 1: 0; 2014 Qtr 2: 0; 2014 Qtr 3: 0; 2014 Qtr 4: 0; 2015 Qtr 1: 0; 2015 Qtr 2: 0; 2015 Qtr 3: 0; 2015 Qtr 4: 0 | 0
[6 empty] | TRUE | [9 empty] | 0 |  |  | #N/A | [26 empty] | 0% | 0% |  | 0 | 0 | 0 | 0 | 0 | 0 | 0 | 0 | 0 | 0 | 0 | 2013 Qtr 1: 0; 2013 Qtr 2: 0; 2013 Qtr 3: 0; 2013 Qtr 4: 0; 2014 Qtr 1: 0; 2014 Qtr 2: 0; 2014 Qtr 3: 0; 2014 Qtr 4: 0; 2015 Qtr 1: 0; 2015 Qtr 2: 0; 2015 Qtr 3: 0; 2015 Qtr 4: 0 | 0
[6 empty] | TRUE | [9 empty] | 0 |  |  | #N/A | [26 empty] | 0% | 0% |  | 0 | 0 | 0 | 0 | 0 | 0 | 0 | 0 | 0 | 0 | 0 | 2013 Qtr 1: 0; 2013 Qtr 2: 0; 2013 Qtr 3: 0; 2013 Qtr 4: 0; 2014 Qtr 1: 0; 2014 Qtr 2: 0; 2014 Qtr 3: 0; 2014 Qtr 4: 0; 2015 Qtr 1: 0; 2015 Qtr 2: 0; 2015 Qtr 3: 0; 2015 Qtr 4: 0 | 0
[6 empty] | TRUE | [9 empty] | 0 |  |  | #N/A | [26 empty] | 0% | 0% |  | 0 | 0 | 0 | 0 | 0 | 0 | 0 | 0 | 0 | 0 | 0 | 2013 Qtr 1: 0; 2013 Qtr 2: 0; 2013 Qtr 3: 0; 2013 Qtr 4: 0; 2014 Qtr 1: 0; 2014 Qtr 2: 0; 2014 Qtr 3: 0; 2014 Qtr 4: 0; 2015 Qtr 1: 0; 2015 Qtr 2: 0; 2015 Qtr 3: 0; 2015 Qtr 4: 0 | 0
[6 empty] | TRUE | [9 empty] | 0 |  |  | #N/A | [26 empty] | 0% | 0% |  | 0 | 0 | 0 | 0 | 0 | 0 | 0 | 0 | 0 | 0 | 0 | 2013 Qtr 1: 0; 2013 Qtr 2: 0; 2013 Qtr 3: 0; 2013 Qtr 4: 0; 2014 Qtr 1: 0; 2014 Qtr 2: 0; 2014 Qtr 3: 0; 2014 Qtr 4: 0; 2015 Qtr 1: 0; 2015 Qtr 2: 0; 2015 Qtr 3: 0; 2015 Qtr 4: 0 | 0
[6 empty] | TRUE | [9 empty] | 0 |  |  | #N/A | [26 empty] | 0% | 0% |  | 0 | 0 | 0 | 0 | 0 | 0 | 0 | 0 | 0 | 0 | 0 | 2013 Qtr 1: 0; 2013 Qtr 2: 0; 2013 Qtr 3: 0; 2013 Qtr 4: 0; 2014 Qtr 1: 0; 2014 Qtr 2: 0; 2014 Qtr 3: 0; 2014 Qtr 4: 0; 2015 Qtr 1: 0; 2015 Qtr 2: 0; 2015 Qtr 3: 0; 2015 Qtr 4: 0 | 0
[6 empty] | TRUE | [9 empty] | 0 |  |  | #N/A | [26 empty] | 0% | 0% |  | 0 | 0 | 0 | 0 | 0 | 0 | 0 | 0 | 0 | 0 | 0 | 2013 Qtr 1: 0; 2013 Qtr 2: 0; 2013 Qtr 3: 0; 2013 Qtr 4: 0; 2014 Qtr 1: 0; 2014 Qtr 2: 0; 2014 Qtr 3: 0; 2014 Qtr 4: 0; 2015 Qtr 1: 0; 2015 Qtr 2: 0; 2015 Qtr 3: 0; 2015 Qtr 4: 0 | 0
[6 empty] | TRUE | [9 empty] | 0 |  |  | #N/A | [26 empty] | 0% | 0% |  | 0 | 0 | 0 | 0 | 0 | 0 | 0 | 0 | 0 | 0 | 0 | 2013 Qtr 1: 0; 2013 Qtr 2: 0; 2013 Qtr 3: 0; 2013 Qtr 4: 0; 2014 Qtr 1: 0; 2014 Qtr 2: 0; 2014 Qtr 3: 0; 2014 Qtr 4: 0; 2015 Qtr 1: 0; 2015 Qtr 2: 0; 2015 Qtr 3: 0; 2015 Qtr 4: 0 | 0
[6 empty] | TRUE | [9 empty] | 0 |  |  | #N/A | [26 empty] | 0% | 0% |  | 0 | 0 | 0 | 0 | 0 | 0 | 0 | 0 | 0 | 0 | 0 | 2013 Qtr 1: 0; 2013 Qtr 2: 0; 2013 Qtr 3: 0; 2013 Qtr 4: 0; 2014 Qtr 1: 0; 2014 Qtr 2: 0; 2014 Qtr 3: 0; 2014 Qtr 4: 0; 2015 Qtr 1: 0; 2015 Qtr 2: 0; 2015 Qtr 3: 0; 2015 Qtr 4: 0 | 0
[6 empty] | TRUE | [9 empty] | 0 |  |  | #N/A | [26 empty] | 0% | 0% |  | 0 | 0 | 0 | 0 | 0 | 0 | 0 | 0 | 0 | 0 | 0 | 2013 Qtr 1: 0; 2013 Qtr 2: 0; 2013 Qtr 3: 0; 2013 Qtr 4: 0; 2014 Qtr 1: 0; 2014 Qtr 2: 0; 2014 Qtr 3: 0; 2014 Qtr 4: 0; 2015 Qtr 1: 0; 2015 Qtr 2: 0; 2015 Qtr 3: 0; 2015 Qtr 4: 0 | 0
[6 empty] | TRUE | [9 empty] | 0 |  |  | #N/A | [26 empty] | 0% | 0% |  | 0 | 0 | 0 | 0 | 0 | 0 | 0 | 0 | 0 | 0 | 0 | 2013 Qtr 1: 0; 2013 Qtr 2: 0; 2013 Qtr 3: 0; 2013 Qtr 4: 0; 2014 Qtr 1: 0; 2014 Qtr 2: 0; 2014 Qtr 3: 0; 2014 Qtr 4: 0; 2015 Qtr 1: 0; 2015 Qtr 2: 0; 2015 Qtr 3: 0; 2015 Qtr 4: 0 | 0
[6 empty] | TRUE | [9 empty] | 0 |  |  | #N/A | [26 empty] | 0% | 0% |  | 0 | 0 | 0 | 0 | 0 | 0 | 0 | 0 | 0 | 0 | 0 | 2013 Qtr 1: 0; 2013 Qtr 2: 0; 2013 Qtr 3: 0; 2013 Qtr 4: 0; 2014 Qtr 1: 0; 2014 Qtr 2: 0; 2014 Qtr 3: 0; 2014 Qtr 4: 0; 2015 Qtr 1: 0; 2015 Qtr 2: 0; 2015 Qtr 3: 0; 2015 Qtr 4: 0 | 0
[6 empty] | TRUE | [9 empty] | 0 |  |  | #N/A | [26 empty] | 0% | 0% |  | 0 | 0 | 0 | 0 | 0 | 0 | 0 | 0 | 0 | 0 | 0 | 2013 Qtr 1: 0; 2013 Qtr 2: 0; 2013 Qtr 3: 0; 2013 Qtr 4: 0; 2014 Qtr 1: 0; 2014 Qtr 2: 0; 2014 Qtr 3: 0; 2014 Qtr 4: 0; 2015 Qtr 1: 0; 2015 Qtr 2: 0; 2015 Qtr 3: 0; 2015 Qtr 4: 0 | 0
[6 empty] | TRUE | [9 empty] | 0 |  |  | #N/A | [26 empty] | 0% | 0% |  | 0 | 0 | 0 | 0 | 0 | 0 | 0 | 0 | 0 | 0 | 0 | 2013 Qtr 1: 0; 2013 Qtr 2: 0; 2013 Qtr 3: 0; 2013 Qtr 4: 0; 2014 Qtr 1: 0; 2014 Qtr 2: 0; 2014 Qtr 3: 0; 2014 Qtr 4: 0; 2015 Qtr 1: 0; 2015 Qtr 2: 0; 2015 Qtr 3: 0; 2015 Qtr 4: 0 | 0
[6 empty] | TRUE | [9 empty] | 0 |  |  | #N/A | [26 empty] | 0% | 0% |  | 0 | 0 | 0 | 0 | 0 | 0 | 0 | 0 | 0 | 0 | 0 | 2013 Qtr 1: 0; 2013 Qtr 2: 0; 2013 Qtr 3: 0; 2013 Qtr 4: 0; 2014 Qtr 1: 0; 2014 Qtr 2: 0; 2014 Qtr 3: 0; 2014 Qtr 4: 0; 2015 Qtr 1: 0; 2015 Qtr 2: 0; 2015 Qtr 3: 0; 2015 Qtr 4: 0 | 0
[6 empty] | TRUE | [9 empty] | 0 |  |  | #N/A | [26 empty] | 0% | 0% |  | 0 | 0 | 0 | 0 | 0 | 0 | 0 | 0 | 0 | 0 | 0 | 2013 Qtr 1: 0; 2013 Qtr 2: 0; 2013 Qtr 3: 0; 2013 Qtr 4: 0; 2014 Qtr 1: 0; 2014 Qtr 2: 0; 2014 Qtr 3: 0; 2014 Qtr 4: 0; 2015 Qtr 1: 0; 2015 Qtr 2: 0; 2015 Qtr 3: 0; 2015 Qtr 4: 0 | 0
[6 empty] | TRUE | [9 empty] | 0 |  |  | #N/A | [26 empty] | 0% | 0% |  | 0 | 0 | 0 | 0 | 0 | 0 | 0 | 0 | 0 | 0 | 0 | 2013 Qtr 1: 0; 2013 Qtr 2: 0; 2013 Qtr 3: 0; 2013 Qtr 4: 0; 2014 Qtr 1: 0; 2014 Qtr 2: 0; 2014 Qtr 3: 0; 2014 Qtr 4: 0; 2015 Qtr 1: 0; 2015 Qtr 2: 0; 2015 Qtr 3: 0; 2015 Qtr 4: 0 | 0
[6 empty] | TRUE | [9 empty] | 0 |  |  | #N/A | [26 empty] | 0% | 0% |  | 0 | 0 | 0 | 0 | 0 | 0 | 0 | 0 | 0 | 0 | 0 | 2013 Qtr 1: 0; 2013 Qtr 2: 0; 2013 Qtr 3: 0; 2013 Qtr 4: 0; 2014 Qtr 1: 0; 2014 Qtr 2: 0; 2014 Qtr 3: 0; 2014 Qtr 4: 0; 2015 Qtr 1: 0; 2015 Qtr 2: 0; 2015 Qtr 3: 0; 2015 Qtr 4: 0 | 0
[6 empty] | TRUE | [9 empty] | 0 |  |  | #N/A | [26 empty] | 0% | 0% |  | 0 | 0 | 0 | 0 | 0 | 0 | 0 | 0 | 0 | 0 | 0 | 2013 Qtr 1: 0; 2013 Qtr 2: 0; 2013 Qtr 3: 0; 2013 Qtr 4: 0; 2014 Qtr 1: 0; 2014 Qtr 2: 0; 2014 Qtr 3: 0; 2014 Qtr 4: 0; 2015 Qtr 1: 0; 2015 Qtr 2: 0; 2015 Qtr 3: 0; 2015 Qtr 4: 0 | 0
[6 empty] | TRUE | [9 empty] | 0 |  |  | #N/A | [26 empty] | 0% | 0% |  | 0 | 0 | 0 | 0 | 0 | 0 | 0 | 0 | 0 | 0 | 0 | 2013 Qtr 1: 0; 2013 Qtr 2: 0; 2013 Qtr 3: 0; 2013 Qtr 4: 0; 2014 Qtr 1: 0; 2014 Qtr 2: 0; 2014 Qtr 3: 0; 2014 Qtr 4: 0; 2015 Qtr 1: 0; 2015 Qtr 2: 0; 2015 Qtr 3: 0; 2015 Qtr 4: 0 | 0
[6 empty] | TRUE | [9 empty] | 0 |  |  | #N/A | [26 empty] | 0% | 0% |  | 0 | 0 | 0 | 0 | 0 | 0 | 0 | 0 | 0 | 0 | 0 | 2013 Qtr 1: 0; 2013 Qtr 2: 0; 2013 Qtr 3: 0; 2013 Qtr 4: 0; 2014 Qtr 1: 0; 2014 Qtr 2: 0; 2014 Qtr 3: 0; 2014 Qtr 4: 0; 2015 Qtr 1: 0; 2015 Qtr 2: 0; 2015 Qtr 3: 0; 2015 Qtr 4: 0 | 0
[6 empty] | TRUE | [9 empty] | 0 |  |  | #N/A | [26 empty] | 0% | 0% |  | 0 | 0 | 0 | 0 | 0 | 0 | 0 | 0 | 0 | 0 | 0 | 2013 Qtr 1: 0; 2013 Qtr 2: 0; 2013 Qtr 3: 0; 2013 Qtr 4: 0; 2014 Qtr 1: 0; 2014 Qtr 2: 0; 2014 Qtr 3: 0; 2014 Qtr 4: 0; 2015 Qtr 1: 0; 2015 Qtr 2: 0; 2015 Qtr 3: 0; 2015 Qtr 4: 0 | 0
[6 empty] | TRUE | [9 empty] | 0 |  |  | #N/A | [26 empty] | 0% | 0% |  | 0 | 0 | 0 | 0 | 0 | 0 | 0 | 0 | 0 | 0 | 0 | 2013 Qtr 1: 0; 2013 Qtr 2: 0; 2013 Qtr 3: 0; 2013 Qtr 4: 0; 2014 Qtr 1: 0; 2014 Qtr 2: 0; 2014 Qtr 3: 0; 2014 Qtr 4: 0; 2015 Qtr 1: 0; 2015 Qtr 2: 0; 2015 Qtr 3: 0; 2015 Qtr 4: 0 | 0
[6 empty] | TRUE | [9 empty] | 0 |  |  | #N/A | [26 empty] | 0% | 0% |  | 0 | 0 | 0 | 0 | 0 | 0 | 0 | 0 | 0 | 0 | 0 | 2013 Qtr 1: 0; 2013 Qtr 2: 0; 2013 Qtr 3: 0; 2013 Qtr 4: 0; 2014 Qtr 1: 0; 2014 Qtr 2: 0; 2014 Qtr 3: 0; 2014 Qtr 4: 0; 2015 Qtr 1: 0; 2015 Qtr 2: 0; 2015 Qtr 3: 0; 2015 Qtr 4: 0 | 0
[6 empty] | TRUE | [9 empty] | 0 |  |  | #N/A | [26 empty] | 0% | 0% |  | 0 | 0 | 0 | 0 | 0 | 0 | 0 | 0 | 0 | 0 | 0 | 2013 Qtr 1: 0; 2013 Qtr 2: 0; 2013 Qtr 3: 0; 2013 Qtr 4: 0; 2014 Qtr 1: 0; 2014 Qtr 2: 0; 2014 Qtr 3: 0; 2014 Qtr 4: 0; 2015 Qtr 1: 0; 2015 Qtr 2: 0; 2015 Qtr 3: 0; 2015 Qtr 4: 0 | 0
[6 empty] | TRUE | [9 empty] | 0 |  |  | #N/A | [26 empty] | 0% | 0% |  | 0 | 0 | 0 | 0 | 0 | 0 | 0 | 0 | 0 | 0 | 0 | 2013 Qtr 1: 0; 2013 Qtr 2: 0; 2013 Qtr 3: 0; 2013 Qtr 4: 0; 2014 Qtr 1: 0; 2014 Qtr 2: 0; 2014 Qtr 3: 0; 2014 Qtr 4: 0; 2015 Qtr 1: 0; 2015 Qtr 2: 0; 2015 Qtr 3: 0; 2015 Qtr 4: 0 | 0
[6 empty] | TRUE | [9 empty] | 0 |  |  | #N/A | [26 empty] | 0% | 0% |  | 0 | 0 | 0 | 0 | 0 | 0 | 0 | 0 | 0 | 0 | 0 | 2013 Qtr 1: 0; 2013 Qtr 2: 0; 2013 Qtr 3: 0; 2013 Qtr 4: 0; 2014 Qtr 1: 0; 2014 Qtr 2: 0; 2014 Qtr 3: 0; 2014 Qtr 4: 0; 2015 Qtr 1: 0; 2015 Qtr 2: 0; 2015 Qtr 3: 0; 2015 Qtr 4: 0 | 0
[6 empty] | TRUE | [9 empty] | 0 |  |  | #N/A | [26 empty] | 0% | 0% |  | 0 | 0 | 0 | 0 | 0 | 0 | 0 | 0 | 0 | 0 | 0 | 2013 Qtr 1: 0; 2013 Qtr 2: 0; 2013 Qtr 3: 0; 2013 Qtr 4: 0; 2014 Qtr 1: 0; 2014 Qtr 2: 0; 2014 Qtr 3: 0; 2014 Qtr 4: 0; 2015 Qtr 1: 0; 2015 Qtr 2: 0; 2015 Qtr 3: 0; 2015 Qtr 4: 0 | 0
[6 empty] | TRUE | [9 empty] | 0 |  |  | #N/A | [26 empty] | 0% | 0% |  | 0 | 0 | 0 | 0 | 0 | 0 | 0 | 0 | 0 | 0 | 0 | 2013 Qtr 1: 0; 2013 Qtr 2: 0; 2013 Qtr 3: 0; 2013 Qtr 4: 0; 2014 Qtr 1: 0; 2014 Qtr 2: 0; 2014 Qtr 3: 0; 2014 Qtr 4: 0; 2015 Qtr 1: 0; 2015 Qtr 2: 0; 2015 Qtr 3: 0; 2015 Qtr 4: 0 | 0
[6 empty] | TRUE | [9 empty] | 0 |  |  | #N/A | [26 empty] | 0% | 0% |  | 0 | 0 | 0 | 0 | 0 | 0 | 0 | 0 | 0 | 0 | 0 | 2013 Qtr 1: 0; 2013 Qtr 2: 0; 2013 Qtr 3: 0; 2013 Qtr 4: 0; 2014 Qtr 1: 0; 2014 Qtr 2: 0; 2014 Qtr 3: 0; 2014 Qtr 4: 0; 2015 Qtr 1: 0; 2015 Qtr 2: 0; 2015 Qtr 3: 0; 2015 Qtr 4: 0 | 0
[6 empty] | TRUE | [9 empty] | 0 |  |  | #N/A | [26 empty] | 0% | 0% |  | 0 | 0 | 0 | 0 | 0 | 0 | 0 | 0 | 0 | 0 | 0 | 2013 Qtr 1: 0; 2013 Qtr 2: 0; 2013 Qtr 3: 0; 2013 Qtr 4: 0; 2014 Qtr 1: 0; 2014 Qtr 2: 0; 2014 Qtr 3: 0; 2014 Qtr 4: 0; 2015 Qtr 1: 0; 2015 Qtr 2: 0; 2015 Qtr 3: 0; 2015 Qtr 4: 0 | 0
[6 empty] | TRUE | [9 empty] | 0 |  |  | #N/A | [26 empty] | 0% | 0% |  | 0 | 0 | 0 | 0 | 0 | 0 | 0 | 0 | 0 | 0 | 0 | 2013 Qtr 1: 0; 2013 Qtr 2: 0; 2013 Qtr 3: 0; 2013 Qtr 4: 0; 2014 Qtr 1: 0; 2014 Qtr 2: 0; 2014 Qtr 3: 0; 2014 Qtr 4: 0; 2015 Qtr 1: 0; 2015 Qtr 2: 0; 2015 Qtr 3: 0; 2015 Qtr 4: 0 | 0
[6 empty] | TRUE | [9 empty] | 0 |  |  | #N/A | [26 empty] | 0% | 0% |  | 0 | 0 | 0 | 0 | 0 | 0 | 0 | 0 | 0 | 0 | 0 | 2013 Qtr 1: 0; 2013 Qtr 2: 0; 2013 Qtr 3: 0; 2013 Qtr 4: 0; 2014 Qtr 1: 0; 2014 Qtr 2: 0; 2014 Qtr 3: 0; 2014 Qtr 4: 0; 2015 Qtr 1: 0; 2015 Qtr 2: 0; 2015 Qtr 3: 0; 2015 Qtr 4: 0 | 0
[6 empty] | TRUE | [9 empty] | 0 |  |  | #N/A | [26 empty] | 0% | 0% |  | 0 | 0 | 0 | 0 | 0 | 0 | 0 | 0 | 0 | 0 | 0 | 2013 Qtr 1: 0; 2013 Qtr 2: 0; 2013 Qtr 3: 0; 2013 Qtr 4: 0; 2014 Qtr 1: 0; 2014 Qtr 2: 0; 2014 Qtr 3: 0; 2014 Qtr 4: 0; 2015 Qtr 1: 0; 2015 Qtr 2: 0; 2015 Qtr 3: 0; 2015 Qtr 4: 0 | 0
[6 empty] | TRUE | [9 empty] | 0 |  |  | #N/A | [26 empty] | 0% | 0% |  | 0 | 0 | 0 | 0 | 0 | 0 | 0 | 0 | 0 | 0 | 0 | 2013 Qtr 1: 0; 2013 Qtr 2: 0; 2013 Qtr 3: 0; 2013 Qtr 4: 0; 2014 Qtr 1: 0; 2014 Qtr 2: 0; 2014 Qtr 3: 0; 2014 Qtr 4: 0; 2015 Qtr 1: 0; 2015 Qtr 2: 0; 2015 Qtr 3: 0; 2015 Qtr 4: 0 | 0
[6 empty] | TRUE | [9 empty] | 0 |  |  | #N/A | [26 empty] | 0% | 0% |  | 0 | 0 | 0 | 0 | 0 | 0 | 0 | 0 | 0 | 0 | 0 | 2013 Qtr 1: 0; 2013 Qtr 2: 0; 2013 Qtr 3: 0; 2013 Qtr 4: 0; 2014 Qtr 1: 0; 2014 Qtr 2: 0; 2014 Qtr 3: 0; 2014 Qtr 4: 0; 2015 Qtr 1: 0; 2015 Qtr 2: 0; 2015 Qtr 3: 0; 2015 Qtr 4: 0 | 0
[6 empty] | TRUE | [9 empty] | 0 |  |  | #N/A | [26 empty] | 0% | 0% |  | 0 | 0 | 0 | 0 | 0 | 0 | 0 | 0 | 0 | 0 | 0 | 2013 Qtr 1: 0; 2013 Qtr 2: 0; 2013 Qtr 3: 0; 2013 Qtr 4: 0; 2014 Qtr 1: 0; 2014 Qtr 2: 0; 2014 Qtr 3: 0; 2014 Qtr 4: 0; 2015 Qtr 1: 0; 2015 Qtr 2: 0; 2015 Qtr 3: 0; 2015 Qtr 4: 0 | 0
[6 empty] | TRUE | [9 empty] | 0 |  |  | #N/A | [26 empty] | 0% | 0% |  | 0 | 0 | 0 | 0 | 0 | 0 | 0 | 0 | 0 | 0 | 0 | 2013 Qtr 1: 0; 2013 Qtr 2: 0; 2013 Qtr 3: 0; 2013 Qtr 4: 0; 2014 Qtr 1: 0; 2014 Qtr 2: 0; 2014 Qtr 3: 0; 2014 Qtr 4: 0; 2015 Qtr 1: 0; 2015 Qtr 2: 0; 2015 Qtr 3: 0; 2015 Qtr 4: 0 | 0
[6 empty] | TRUE | [9 empty] | 0 |  |  | #N/A | [26 empty] | 0% | 0% |  | 0 | 0 | 0 | 0 | 0 | 0 | 0 | 0 | 0 | 0 | 0 | 2013 Qtr 1: 0; 2013 Qtr 2: 0; 2013 Qtr 3: 0; 2013 Qtr 4: 0; 2014 Qtr 1: 0; 2014 Qtr 2: 0; 2014 Qtr 3: 0; 2014 Qtr 4: 0; 2015 Qtr 1: 0; 2015 Qtr 2: 0; 2015 Qtr 3: 0; 2015 Qtr 4: 0 | 0
[6 empty] | TRUE | [9 empty] | 0 |  |  | #N/A | [26 empty] | 0% | 0% |  | 0 | 0 | 0 | 0 | 0 | 0 | 0 | 0 | 0 | 0 | 0 | 2013 Qtr 1: 0; 2013 Qtr 2: 0; 2013 Qtr 3: 0; 2013 Qtr 4: 0; 2014 Qtr 1: 0; 2014 Qtr 2: 0; 2014 Qtr 3: 0; 2014 Qtr 4: 0; 2015 Qtr 1: 0; 2015 Qtr 2: 0; 2015 Qtr 3: 0; 2015 Qtr 4: 0 | 0
[6 empty] | TRUE | [9 empty] | 0 |  |  | #N/A | [26 empty] | 0% | 0% |  | 0 | 0 | 0 | 0 | 0 | 0 | 0 | 0 | 0 | 0 | 0 | 2013 Qtr 1: 0; 2013 Qtr 2: 0; 2013 Qtr 3: 0; 2013 Qtr 4: 0; 2014 Qtr 1: 0; 2014 Qtr 2: 0; 2014 Qtr 3: 0; 2014 Qtr 4: 0; 2015 Qtr 1: 0; 2015 Qtr 2: 0; 2015 Qtr 3: 0; 2015 Qtr 4: 0 | 0
[6 empty] | TRUE | [9 empty] | 0 |  |  | #N/A | [26 empty] | 0% | 0% |  | 0 | 0 | 0 | 0 | 0 | 0 | 0 | 0 | 0 | 0 | 0 | 2013 Qtr 1: 0; 2013 Qtr 2: 0; 2013 Qtr 3: 0; 2013 Qtr 4: 0; 2014 Qtr 1: 0; 2014 Qtr 2: 0; 2014 Qtr 3: 0; 2014 Qtr 4: 0; 2015 Qtr 1: 0; 2015 Qtr 2: 0; 2015 Qtr 3: 0; 2015 Qtr 4: 0 | 0
[6 empty] | TRUE | [9 empty] | 0 |  |  | #N/A | [26 empty] | 0% | 0% |  | 0 | 0 | 0 | 0 | 0 | 0 | 0 | 0 | 0 | 0 | 0 | 2013 Qtr 1: 0; 2013 Qtr 2: 0; 2013 Qtr 3: 0; 2013 Qtr 4: 0; 2014 Qtr 1: 0; 2014 Qtr 2: 0; 2014 Qtr 3: 0; 2014 Qtr 4: 0; 2015 Qtr 1: 0; 2015 Qtr 2: 0; 2015 Qtr 3: 0; 2015 Qtr 4: 0 | 0
[6 empty] | TRUE | [9 empty] | 0 |  |  | #N/A | [26 empty] | 0% | 0% |  | 0 | 0 | 0 | 0 | 0 | 0 | 0 | 0 | 0 | 0 | 0 | 2013 Qtr 1: 0; 2013 Qtr 2: 0; 2013 Qtr 3: 0; 2013 Qtr 4: 0; 2014 Qtr 1: 0; 2014 Qtr 2: 0; 2014 Qtr 3: 0; 2014 Qtr 4: 0; 2015 Qtr 1: 0; 2015 Qtr 2: 0; 2015 Qtr 3: 0; 2015 Qtr 4: 0 | 0
[6 empty] | TRUE | [9 empty] | 0 |  |  | #N/A | [26 empty] | 0% | 0% |  | 0 | 0 | 0 | 0 | 0 | 0 | 0 | 0 | 0 | 0 | 0 | 2013 Qtr 1: 0; 2013 Qtr 2: 0; 2013 Qtr 3: 0; 2013 Qtr 4: 0; 2014 Qtr 1: 0; 2014 Qtr 2: 0; 2014 Qtr 3: 0; 2014 Qtr 4: 0; 2015 Qtr 1: 0; 2015 Qtr 2: 0; 2015 Qtr 3: 0; 2015 Qtr 4: 0 | 0
[6 empty] | TRUE | [9 empty] | 0 |  |  | #N/A | [26 empty] | 0% | 0% |  | 0 | 0 | 0 | 0 | 0 | 0 | 0 | 0 | 0 | 0 | 0 | 2013 Qtr 1: 0; 2013 Qtr 2: 0; 2013 Qtr 3: 0; 2013 Qtr 4: 0; 2014 Qtr 1: 0; 2014 Qtr 2: 0; 2014 Qtr 3: 0; 2014 Qtr 4: 0; 2015 Qtr 1: 0; 2015 Qtr 2: 0; 2015 Qtr 3: 0; 2015 Qtr 4: 0 | 0
[6 empty] | TRUE | [9 empty] | 0 |  |  | #N/A | [26 empty] | 0% | 0% |  | 0 | 0 | 0 | 0 | 0 | 0 | 0 | 0 | 0 | 0 | 0 | 2013 Qtr 1: 0; 2013 Qtr 2: 0; 2013 Qtr 3: 0; 2013 Qtr 4: 0; 2014 Qtr 1: 0; 2014 Qtr 2: 0; 2014 Qtr 3: 0; 2014 Qtr 4: 0; 2015 Qtr 1: 0; 2015 Qtr 2: 0; 2015 Qtr 3: 0; 2015 Qtr 4: 0 | 0
[6 empty] | TRUE | [9 empty] | 0 |  |  | #N/A | [26 empty] | 0% | 0% |  | 0 | 0 | 0 | 0 | 0 | 0 | 0 | 0 | 0 | 0 | 0 | 2013 Qtr 1: 0; 2013 Qtr 2: 0; 2013 Qtr 3: 0; 2013 Qtr 4: 0; 2014 Qtr 1: 0; 2014 Qtr 2: 0; 2014 Qtr 3: 0; 2014 Qtr 4: 0; 2015 Qtr 1: 0; 2015 Qtr 2: 0; 2015 Qtr 3: 0; 2015 Qtr 4: 0 | 0
[6 empty] | TRUE | [9 empty] | 0 |  |  | #N/A | [26 empty] | 0% | 0% |  | 0 | 0 | 0 | 0 | 0 | 0 | 0 | 0 | 0 | 0 | 0 | 2013 Qtr 1: 0; 2013 Qtr 2: 0; 2013 Qtr 3: 0; 2013 Qtr 4: 0; 2014 Qtr 1: 0; 2014 Qtr 2: 0; 2014 Qtr 3: 0; 2014 Qtr 4: 0; 2015 Qtr 1: 0; 2015 Qtr 2: 0; 2015 Qtr 3: 0; 2015 Qtr 4: 0 | 0
[6 empty] | TRUE | [9 empty] | 0 |  |  | #N/A | [26 empty] | 0% | 0% |  | 0 | 0 | 0 | 0 | 0 | 0 | 0 | 0 | 0 | 0 | 0 | 2013 Qtr 1: 0; 2013 Qtr 2: 0; 2013 Qtr 3: 0; 2013 Qtr 4: 0; 2014 Qtr 1: 0; 2014 Qtr 2: 0; 2014 Qtr 3: 0; 2014 Qtr 4: 0; 2015 Qtr 1: 0; 2015 Qtr 2: 0; 2015 Qtr 3: 0; 2015 Qtr 4: 0 | 0
[6 empty] | TRUE | [9 empty] | 0 |  |  | #N/A | [26 empty] | 0% | 0% |  | 0 | 0 | 0 | 0 | 0 | 0 | 0 | 0 | 0 | 0 | 0 | 2013 Qtr 1: 0; 2013 Qtr 2: 0; 2013 Qtr 3: 0; 2013 Qtr 4: 0; 2014 Qtr 1: 0; 2014 Qtr 2: 0; 2014 Qtr 3: 0; 2014 Qtr 4: 0; 2015 Qtr 1: 0; 2015 Qtr 2: 0; 2015 Qtr 3: 0; 2015 Qtr 4: 0 | 0
[6 empty] | TRUE | [9 empty] | 0 |  |  | #N/A | [26 empty] | 0% | 0% |  | 0 | 0 | 0 | 0 | 0 | 0 | 0 | 0 | 0 | 0 | 0 | 2013 Qtr 1: 0; 2013 Qtr 2: 0; 2013 Qtr 3: 0; 2013 Qtr 4: 0; 2014 Qtr 1: 0; 2014 Qtr 2: 0; 2014 Qtr 3: 0; 2014 Qtr 4: 0; 2015 Qtr 1: 0; 2015 Qtr 2: 0; 2015 Qtr 3: 0; 2015 Qtr 4: 0 | 0
[6 empty] | TRUE | [9 empty] | 0 |  |  | #N/A | [26 empty] | 0% | 0% |  | 0 | 0 | 0 | 0 | 0 | 0 | 0 | 0 | 0 | 0 | 0 | 2013 Qtr 1: 0; 2013 Qtr 2: 0; 2013 Qtr 3: 0; 2013 Qtr 4: 0; 2014 Qtr 1: 0; 2014 Qtr 2: 0; 2014 Qtr 3: 0; 2014 Qtr 4: 0; 2015 Qtr 1: 0; 2015 Qtr 2: 0; 2015 Qtr 3: 0; 2015 Qtr 4: 0 | 0
[6 empty] | TRUE | [9 empty] | 0 |  |  | #N/A | [26 empty] | 0% | 0% |  | 0 | 0 | 0 | 0 | 0 | 0 | 0 | 0 | 0 | 0 | 0 | 2013 Qtr 1: 0; 2013 Qtr 2: 0; 2013 Qtr 3: 0; 2013 Qtr 4: 0; 2014 Qtr 1: 0; 2014 Qtr 2: 0; 2014 Qtr 3: 0; 2014 Qtr 4: 0; 2015 Qtr 1: 0; 2015 Qtr 2: 0; 2015 Qtr 3: 0; 2015 Qtr 4: 0 | 0
[6 empty] | TRUE | [9 empty] | 0 |  |  | #N/A | [26 empty] | 0% | 0% |  | 0 | 0 | 0 | 0 | 0 | 0 | 0 | 0 | 0 | 0 | 0 | 2013 Qtr 1: 0; 2013 Qtr 2: 0; 2013 Qtr 3: 0; 2013 Qtr 4: 0; 2014 Qtr 1: 0; 2014 Qtr 2: 0; 2014 Qtr 3: 0; 2014 Qtr 4: 0; 2015 Qtr 1: 0; 2015 Qtr 2: 0; 2015 Qtr 3: 0; 2015 Qtr 4: 0 | 0
[6 empty] | TRUE | [9 empty] | 0 |  |  | #N/A | [26 empty] | 0% | 0% |  | 0 | 0 | 0 | 0 | 0 | 0 | 0 | 0 | 0 | 0 | 0 | 2013 Qtr 1: 0; 2013 Qtr 2: 0; 2013 Qtr 3: 0; 2013 Qtr 4: 0; 2014 Qtr 1: 0; 2014 Qtr 2: 0; 2014 Qtr 3: 0; 2014 Qtr 4: 0; 2015 Qtr 1: 0; 2015 Qtr 2: 0; 2015 Qtr 3: 0; 2015 Qtr 4: 0 | 0
[6 empty] | TRUE | [9 empty] | 0 |  |  | #N/A | [26 empty] | 0% | 0% |  | 0 | 0 | 0 | 0 | 0 | 0 | 0 | 0 | 0 | 0 | 0 | 2013 Qtr 1: 0; 2013 Qtr 2: 0; 2013 Qtr 3: 0; 2013 Qtr 4: 0; 2014 Qtr 1: 0; 2014 Qtr 2: 0; 2014 Qtr 3: 0; 2014 Qtr 4: 0; 2015 Qtr 1: 0; 2015 Qtr 2: 0; 2015 Qtr 3: 0; 2015 Qtr 4: 0 | 0
[6 empty] | TRUE | [9 empty] | 0 |  |  | #N/A | [26 empty] | 0% | 0% |  | 0 | 0 | 0 | 0 | 0 | 0 | 0 | 0 | 0 | 0 | 0 | 2013 Qtr 1: 0; 2013 Qtr 2: 0; 2013 Qtr 3: 0; 2013 Qtr 4: 0; 2014 Qtr 1: 0; 2014 Qtr 2: 0; 2014 Qtr 3: 0; 2014 Qtr 4: 0; 2015 Qtr 1: 0; 2015 Qtr 2: 0; 2015 Qtr 3: 0; 2015 Qtr 4: 0 | 0
[6 empty] | TRUE | [9 empty] | 0 |  |  | #N/A | [26 empty] | 0% | 0% |  | 0 | 0 | 0 | 0 | 0 | 0 | 0 | 0 | 0 | 0 | 0 | 2013 Qtr 1: 0; 2013 Qtr 2: 0; 2013 Qtr 3: 0; 2013 Qtr 4: 0; 2014 Qtr 1: 0; 2014 Qtr 2: 0; 2014 Qtr 3: 0; 2014 Qtr 4: 0; 2015 Qtr 1: 0; 2015 Qtr 2: 0; 2015 Qtr 3: 0; 2015 Qtr 4: 0 | 0
[6 empty] | TRUE | [9 empty] | 0 |  |  | #N/A | [26 empty] | 0% | 0% |  | 0 | 0 | 0 | 0 | 0 | 0 | 0 | 0 | 0 | 0 | 0 | 2013 Qtr 1: 0; 2013 Qtr 2: 0; 2013 Qtr 3: 0; 2013 Qtr 4: 0; 2014 Qtr 1: 0; 2014 Qtr 2: 0; 2014 Qtr 3: 0; 2014 Qtr 4: 0; 2015 Qtr 1: 0; 2015 Qtr 2: 0; 2015 Qtr 3: 0; 2015 Qtr 4: 0 | 0
[6 empty] | TRUE | [9 empty] | 0 |  |  | #N/A | [26 empty] | 0% | 0% |  | 0 | 0 | 0 | 0 | 0 | 0 | 0 | 0 | 0 | 0 | 0 | 2013 Qtr 1: 0; 2013 Qtr 2: 0; 2013 Qtr 3: 0; 2013 Qtr 4: 0; 2014 Qtr 1: 0; 2014 Qtr 2: 0; 2014 Qtr 3: 0; 2014 Qtr 4: 0; 2015 Qtr 1: 0; 2015 Qtr 2: 0; 2015 Qtr 3: 0; 2015 Qtr 4: 0 | 0
[6 empty] | TRUE | [9 empty] | 0 |  |  | #N/A | [26 empty] | 0% | 0% |  | 0 | 0 | 0 | 0 | 0 | 0 | 0 | 0 | 0 | 0 | 0 | 2013 Qtr 1: 0; 2013 Qtr 2: 0; 2013 Qtr 3: 0; 2013 Qtr 4: 0; 2014 Qtr 1: 0; 2014 Qtr 2: 0; 2014 Qtr 3: 0; 2014 Qtr 4: 0; 2015 Qtr 1: 0; 2015 Qtr 2: 0; 2015 Qtr 3: 0; 2015 Qtr 4: 0 | 0
[6 empty] | TRUE | [9 empty] | 0 |  |  | #N/A | [26 empty] | 0% | 0% |  | 0 | 0 | 0 | 0 | 0 | 0 | 0 | 0 | 0 | 0 | 0 | 2013 Qtr 1: 0; 2013 Qtr 2: 0; 2013 Qtr 3: 0; 2013 Qtr 4: 0; 2014 Qtr 1: 0; 2014 Qtr 2: 0; 2014 Qtr 3: 0; 2014 Qtr 4: 0; 2015 Qtr 1: 0; 2015 Qtr 2: 0; 2015 Qtr 3: 0; 2015 Qtr 4: 0 | 0
[6 empty] | TRUE | [9 empty] | 0 |  |  | #N/A | [26 empty] | 0% | 0% |  | 0 | 0 | 0 | 0 | 0 | 0 | 0 | 0 | 0 | 0 | 0 | 2013 Qtr 1: 0; 2013 Qtr 2: 0; 2013 Qtr 3: 0; 2013 Qtr 4: 0; 2014 Qtr 1: 0; 2014 Qtr 2: 0; 2014 Qtr 3: 0; 2014 Qtr 4: 0; 2015 Qtr 1: 0; 2015 Qtr 2: 0; 2015 Qtr 3: 0; 2015 Qtr 4: 0 | 0
[6 empty] | TRUE | [9 empty] | 0 |  |  | #N/A | [26 empty] | 0% | 0% |  | 0 | 0 | 0 | 0 | 0 | 0 | 0 | 0 | 0 | 0 | 0 | 2013 Qtr 1: 0; 2013 Qtr 2: 0; 2013 Qtr 3: 0; 2013 Qtr 4: 0; 2014 Qtr 1: 0; 2014 Qtr 2: 0; 2014 Qtr 3: 0; 2014 Qtr 4: 0; 2015 Qtr 1: 0; 2015 Qtr 2: 0; 2015 Qtr 3: 0; 2015 Qtr 4: 0 | 0
[6 empty] | TRUE | [9 empty] | 0 |  |  | #N/A | [26 empty] | 0% | 0% |  | 0 | 0 | 0 | 0 | 0 | 0 | 0 | 0 | 0 | 0 | 0 | 2013 Qtr 1: 0; 2013 Qtr 2: 0; 2013 Qtr 3: 0; 2013 Qtr 4: 0; 2014 Qtr 1: 0; 2014 Qtr 2: 0; 2014 Qtr 3: 0; 2014 Qtr 4: 0; 2015 Qtr 1: 0; 2015 Qtr 2: 0; 2015 Qtr 3: 0; 2015 Qtr 4: 0 | 0
[6 empty] | TRUE | [9 empty] | 0 |  |  | #N/A | [26 empty] | 0% | 0% |  | 0 | 0 | 0 | 0 | 0 | 0 | 0 | 0 | 0 | 0 | 0 | 2013 Qtr 1: 0; 2013 Qtr 2: 0; 2013 Qtr 3: 0; 2013 Qtr 4: 0; 2014 Qtr 1: 0; 2014 Qtr 2: 0; 2014 Qtr 3: 0; 2014 Qtr 4: 0; 2015 Qtr 1: 0; 2015 Qtr 2: 0; 2015 Qtr 3: 0; 2015 Qtr 4: 0 | 0
[6 empty] | TRUE | [9 empty] | 0 |  |  | #N/A | [26 empty] | 0% | 0% |  | 0 | 0 | 0 | 0 | 0 | 0 | 0 | 0 | 0 | 0 | 0 | 2013 Qtr 1: 0; 2013 Qtr 2: 0; 2013 Qtr 3: 0; 2013 Qtr 4: 0; 2014 Qtr 1: 0; 2014 Qtr 2: 0; 2014 Qtr 3: 0; 2014 Qtr 4: 0; 2015 Qtr 1: 0; 2015 Qtr 2: 0; 2015 Qtr 3: 0; 2015 Qtr 4: 0 | 0
[6 empty] | TRUE | [9 empty] | 0 |  |  | #N/A | [26 empty] | 0% | 0% |  | 0 | 0 | 0 | 0 | 0 | 0 | 0 | 0 | 0 | 0 | 0 | 2013 Qtr 1: 0; 2013 Qtr 2: 0; 2013 Qtr 3: 0; 2013 Qtr 4: 0; 2014 Qtr 1: 0; 2014 Qtr 2: 0; 2014 Qtr 3: 0; 2014 Qtr 4: 0; 2015 Qtr 1: 0; 2015 Qtr 2: 0; 2015 Qtr 3: 0; 2015 Qtr 4: 0 | 0
[6 empty] | TRUE | [9 empty] | 0 |  |  | #N/A | [26 empty] | 0% | 0% |  | 0 | 0 | 0 | 0 | 0 | 0 | 0 | 0 | 0 | 0 | 0 | 2013 Qtr 1: 0; 2013 Qtr 2: 0; 2013 Qtr 3: 0; 2013 Qtr 4: 0; 2014 Qtr 1: 0; 2014 Qtr 2: 0; 2014 Qtr 3: 0; 2014 Qtr 4: 0; 2015 Qtr 1: 0; 2015 Qtr 2: 0; 2015 Qtr 3: 0; 2015 Qtr 4: 0 | 0
[6 empty] | TRUE | [9 empty] | 0 |  |  | #N/A | [26 empty] | 0% | 0% |  | 0 | 0 | 0 | 0 | 0 | 0 | 0 | 0 | 0 | 0 | 0 | 2013 Qtr 1: 0; 2013 Qtr 2: 0; 2013 Qtr 3: 0; 2013 Qtr 4: 0; 2014 Qtr 1: 0; 2014 Qtr 2: 0; 2014 Qtr 3: 0; 2014 Qtr 4: 0; 2015 Qtr 1: 0; 2015 Qtr 2: 0; 2015 Qtr 3: 0; 2015 Qtr 4: 0 | 0
[6 empty] | TRUE | [9 empty] | 0 |  |  | #N/A | [26 empty] | 0% | 0% |  | 0 | 0 | 0 | 0 | 0 | 0 | 0 | 0 | 0 | 0 | 0 | 2013 Qtr 1: 0; 2013 Qtr 2: 0; 2013 Qtr 3: 0; 2013 Qtr 4: 0; 2014 Qtr 1: 0; 2014 Qtr 2: 0; 2014 Qtr 3: 0; 2014 Qtr 4: 0; 2015 Qtr 1: 0; 2015 Qtr 2: 0; 2015 Qtr 3: 0; 2015 Qtr 4: 0 | 0
[6 empty] | TRUE | [9 empty] | 0 |  |  | #N/A | [26 empty] | 0% | 0% |  | 0 | 0 | 0 | 0 | 0 | 0 | 0 | 0 | 0 | 0 | 0 | 2013 Qtr 1: 0; 2013 Qtr 2: 0; 2013 Qtr 3: 0; 2013 Qtr 4: 0; 2014 Qtr 1: 0; 2014 Qtr 2: 0; 2014 Qtr 3: 0; 2014 Qtr 4: 0; 2015 Qtr 1: 0; 2015 Qtr 2: 0; 2015 Qtr 3: 0; 2015 Qtr 4: 0 | 0
[6 empty] | TRUE | [9 empty] | 0 |  |  | #N/A | [26 empty] | 0% | 0% |  | 0 | 0 | 0 | 0 | 0 | 0 | 0 | 0 | 0 | 0 | 0 | 2013 Qtr 1: 0; 2013 Qtr 2: 0; 2013 Qtr 3: 0; 2013 Qtr 4: 0; 2014 Qtr 1: 0; 2014 Qtr 2: 0; 2014 Qtr 3: 0; 2014 Qtr 4: 0; 2015 Qtr 1: 0; 2015 Qtr 2: 0; 2015 Qtr 3: 0; 2015 Qtr 4: 0 | 0
[6 empty] | TRUE | [9 empty] | 0 |  |  | #N/A | [26 empty] | 0% | 0% |  | 0 | 0 | 0 | 0 | 0 | 0 | 0 | 0 | 0 | 0 | 0 | 2013 Qtr 1: 0; 2013 Qtr 2: 0; 2013 Qtr 3: 0; 2013 Qtr 4: 0; 2014 Qtr 1: 0; 2014 Qtr 2: 0; 2014 Qtr 3: 0; 2014 Qtr 4: 0; 2015 Qtr 1: 0; 2015 Qtr 2: 0; 2015 Qtr 3: 0; 2015 Qtr 4: 0 | 0
[6 empty] | TRUE | [9 empty] | 0 |  |  | #N/A | [26 empty] | 0% | 0% |  | 0 | 0 | 0 | 0 | 0 | 0 | 0 | 0 | 0 | 0 | 0 | 2013 Qtr 1: 0; 2013 Qtr 2: 0; 2013 Qtr 3: 0; 2013 Qtr 4: 0; 2014 Qtr 1: 0; 2014 Qtr 2: 0; 2014 Qtr 3: 0; 2014 Qtr 4: 0; 2015 Qtr 1: 0; 2015 Qtr 2: 0; 2015 Qtr 3: 0; 2015 Qtr 4: 0 | 0
[6 empty] | TRUE | [9 empty] | 0 |  |  | #N/A | [26 empty] | 0% | 0% |  | 0 | 0 | 0 | 0 | 0 | 0 | 0 | 0 | 0 | 0 | 0 | 2013 Qtr 1: 0; 2013 Qtr 2: 0; 2013 Qtr 3: 0; 2013 Qtr 4: 0; 2014 Qtr 1: 0; 2014 Qtr 2: 0; 2014 Qtr 3: 0; 2014 Qtr 4: 0; 2015 Qtr 1: 0; 2015 Qtr 2: 0; 2015 Qtr 3: 0; 2015 Qtr 4: 0 | 0
[6 empty] | TRUE | [9 empty] | 0 |  |  | #N/A | [26 empty] | 0% | 0% |  | 0 | 0 | 0 | 0 | 0 | 0 | 0 | 0 | 0 | 0 | 0 | 2013 Qtr 1: 0; 2013 Qtr 2: 0; 2013 Qtr 3: 0; 2013 Qtr 4: 0; 2014 Qtr 1: 0; 2014 Qtr 2: 0; 2014 Qtr 3: 0; 2014 Qtr 4: 0; 2015 Qtr 1: 0; 2015 Qtr 2: 0; 2015 Qtr 3: 0; 2015 Qtr 4: 0 | 0
[6 empty] | TRUE | [9 empty] | 0 |  |  | #N/A | [26 empty] | 0% | 0% |  | 0 | 0 | 0 | 0 | 0 | 0 | 0 | 0 | 0 | 0 | 0 | 2013 Qtr 1: 0; 2013 Qtr 2: 0; 2013 Qtr 3: 0; 2013 Qtr 4: 0; 2014 Qtr 1: 0; 2014 Qtr 2: 0; 2014 Qtr 3: 0; 2014 Qtr 4: 0; 2015 Qtr 1: 0; 2015 Qtr 2: 0; 2015 Qtr 3: 0; 2015 Qtr 4: 0 | 0
[6 empty] | TRUE | [9 empty] | 0 |  |  | #N/A | [26 empty] | 0% | 0% |  | 0 | 0 | 0 | 0 | 0 | 0 | 0 | 0 | 0 | 0 | 0 | 2013 Qtr 1: 0; 2013 Qtr 2: 0; 2013 Qtr 3: 0; 2013 Qtr 4: 0; 2014 Qtr 1: 0; 2014 Qtr 2: 0; 2014 Qtr 3: 0; 2014 Qtr 4: 0; 2015 Qtr 1: 0; 2015 Qtr 2: 0; 2015 Qtr 3: 0; 2015 Qtr 4: 0 | 0
[6 empty] | TRUE | [9 empty] | 0 |  |  | #N/A | [26 empty] | 0% | 0% |  | 0 | 0 | 0 | 0 | 0 | 0 | 0 | 0 | 0 | 0 | 0 | 2013 Qtr 1: 0; 2013 Qtr 2: 0; 2013 Qtr 3: 0; 2013 Qtr 4: 0; 2014 Qtr 1: 0; 2014 Qtr 2: 0; 2014 Qtr 3: 0; 2014 Qtr 4: 0; 2015 Qtr 1: 0; 2015 Qtr 2: 0; 2015 Qtr 3: 0; 2015 Qtr 4: 0 | 0
[6 empty] | TRUE | [9 empty] | 0 |  |  | #N/A | [26 empty] | 0% | 0% |  | 0 | 0 | 0 | 0 | 0 | 0 | 0 | 0 | 0 | 0 | 0 | 2013 Qtr 1: 0; 2013 Qtr 2: 0; 2013 Qtr 3: 0; 2013 Qtr 4: 0; 2014 Qtr 1: 0; 2014 Qtr 2: 0; 2014 Qtr 3: 0; 2014 Qtr 4: 0; 2015 Qtr 1: 0; 2015 Qtr 2: 0; 2015 Qtr 3: 0; 2015 Qtr 4: 0 | 0
[6 empty] | TRUE | [9 empty] | 0 |  |  | #N/A | [26 empty] | 0% | 0% |  | 0 | 0 | 0 | 0 | 0 | 0 | 0 | 0 | 0 | 0 | 0 | 2013 Qtr 1: 0; 2013 Qtr 2: 0; 2013 Qtr 3: 0; 2013 Qtr 4: 0; 2014 Qtr 1: 0; 2014 Qtr 2: 0; 2014 Qtr 3: 0; 2014 Qtr 4: 0; 2015 Qtr 1: 0; 2015 Qtr 2: 0; 2015 Qtr 3: 0; 2015 Qtr 4: 0 | 0
[6 empty] | TRUE | [9 empty] | 0 |  |  | #N/A | [26 empty] | 0% | 0% |  | 0 | 0 | 0 | 0 | 0 | 0 | 0 | 0 | 0 | 0 | 0 | 2013 Qtr 1: 0; 2013 Qtr 2: 0; 2013 Qtr 3: 0; 2013 Qtr 4: 0; 2014 Qtr 1: 0; 2014 Qtr 2: 0; 2014 Qtr 3: 0; 2014 Qtr 4: 0; 2015 Qtr 1: 0; 2015 Qtr 2: 0; 2015 Qtr 3: 0; 2015 Qtr 4: 0 | 0
[6 empty] | TRUE | [9 empty] | 0 |  |  | #N/A | [26 empty] | 0% | 0% |  | 0 | 0 | 0 | 0 | 0 | 0 | 0 | 0 | 0 | 0 | 0 | 2013 Qtr 1: 0; 2013 Qtr 2: 0; 2013 Qtr 3: 0; 2013 Qtr 4: 0; 2014 Qtr 1: 0; 2014 Qtr 2: 0; 2014 Qtr 3: 0; 2014 Qtr 4: 0; 2015 Qtr 1: 0; 2015 Qtr 2: 0; 2015 Qtr 3: 0; 2015 Qtr 4: 0 | 0
[6 empty] | TRUE | [9 empty] | 0 |  |  | #N/A | [26 empty] | 0% | 0% |  | 0 | 0 | 0 | 0 | 0 | 0 | 0 | 0 | 0 | 0 | 0 | 2013 Qtr 1: 0; 2013 Qtr 2: 0; 2013 Qtr 3: 0; 2013 Qtr 4: 0; 2014 Qtr 1: 0; 2014 Qtr 2: 0; 2014 Qtr 3: 0; 2014 Qtr 4: 0; 2015 Qtr 1: 0; 2015 Qtr 2: 0; 2015 Qtr 3: 0; 2015 Qtr 4: 0 | 0
[6 empty] | TRUE | [9 empty] | 0 |  |  | #N/A | [26 empty] | 0% | 0% |  | 0 | 0 | 0 | 0 | 0 | 0 | 0 | 0 | 0 | 0 | 0 | 2013 Qtr 1: 0; 2013 Qtr 2: 0; 2013 Qtr 3: 0; 2013 Qtr 4: 0; 2014 Qtr 1: 0; 2014 Qtr 2: 0; 2014 Qtr 3: 0; 2014 Qtr 4: 0; 2015 Qtr 1: 0; 2015 Qtr 2: 0; 2015 Qtr 3: 0; 2015 Qtr 4: 0 | 0
[6 empty] | TRUE | [9 empty] | 0 |  |  | #N/A | [26 empty] | 0% | 0% |  | 0 | 0 | 0 | 0 | 0 | 0 | 0 | 0 | 0 | 0 | 0 | 2013 Qtr 1: 0; 2013 Qtr 2: 0; 2013 Qtr 3: 0; 2013 Qtr 4: 0; 2014 Qtr 1: 0; 2014 Qtr 2: 0; 2014 Qtr 3: 0; 2014 Qtr 4: 0; 2015 Qtr 1: 0; 2015 Qtr 2: 0; 2015 Qtr 3: 0; 2015 Qtr 4: 0 | 0
[6 empty] | TRUE | [9 empty] | 0 |  |  | #N/A | [26 empty] | 0% | 0% |  | 0 | 0 | 0 | 0 | 0 | 0 | 0 | 0 | 0 | 0 | 0 | 2013 Qtr 1: 0; 2013 Qtr 2: 0; 2013 Qtr 3: 0; 2013 Qtr 4: 0; 2014 Qtr 1: 0; 2014 Qtr 2: 0; 2014 Qtr 3: 0; 2014 Qtr 4: 0; 2015 Qtr 1: 0; 2015 Qtr 2: 0; 2015 Qtr 3: 0; 2015 Qtr 4: 0 | 0
[6 empty] | TRUE | [9 empty] | 0 |  |  | #N/A | [26 empty] | 0% | 0% |  | 0 | 0 | 0 | 0 | 0 | 0 | 0 | 0 | 0 | 0 | 0 | 2013 Qtr 1: 0; 2013 Qtr 2: 0; 2013 Qtr 3: 0; 2013 Qtr 4: 0; 2014 Qtr 1: 0; 2014 Qtr 2: 0; 2014 Qtr 3: 0; 2014 Qtr 4: 0; 2015 Qtr 1: 0; 2015 Qtr 2: 0; 2015 Qtr 3: 0; 2015 Qtr 4: 0 | 0
[6 empty] | TRUE | [9 empty] | 0 |  |  | #N/A | [26 empty] | 0% | 0% |  | 0 | 0 | 0 | 0 | 0 | 0 | 0 | 0 | 0 | 0 | 0 | 2013 Qtr 1: 0; 2013 Qtr 2: 0; 2013 Qtr 3: 0; 2013 Qtr 4: 0; 2014 Qtr 1: 0; 2014 Qtr 2: 0; 2014 Qtr 3: 0; 2014 Qtr 4: 0; 2015 Qtr 1: 0; 2015 Qtr 2: 0; 2015 Qtr 3: 0; 2015 Qtr 4: 0 | 0
[6 empty] | TRUE | [9 empty] | 0 |  |  | #N/A | [26 empty] | 0% | 0% |  | 0 | 0 | 0 | 0 | 0 | 0 | 0 | 0 | 0 | 0 | 0 | 2013 Qtr 1: 0; 2013 Qtr 2: 0; 2013 Qtr 3: 0; 2013 Qtr 4: 0; 2014 Qtr 1: 0; 2014 Qtr 2: 0; 2014 Qtr 3: 0; 2014 Qtr 4: 0; 2015 Qtr 1: 0; 2015 Qtr 2: 0; 2015 Qtr 3: 0; 2015 Qtr 4: 0 | 0
[6 empty] | TRUE | [9 empty] | 0 |  |  | #N/A | [26 empty] | 0% | 0% |  | 0 | 0 | 0 | 0 | 0 | 0 | 0 | 0 | 0 | 0 | 0 | 2013 Qtr 1: 0; 2013 Qtr 2: 0; 2013 Qtr 3: 0; 2013 Qtr 4: 0; 2014 Qtr 1: 0; 2014 Qtr 2: 0; 2014 Qtr 3: 0; 2014 Qtr 4: 0; 2015 Qtr 1: 0; 2015 Qtr 2: 0; 2015 Qtr 3: 0; 2015 Qtr 4: 0 | 0
[6 empty] | TRUE | [9 empty] | 0 |  |  | #N/A | [26 empty] | 0% | 0% |  | 0 | 0 | 0 | 0 | 0 | 0 | 0 | 0 | 0 | 0 | 0 | 2013 Qtr 1: 0; 2013 Qtr 2: 0; 2013 Qtr 3: 0; 2013 Qtr 4: 0; 2014 Qtr 1: 0; 2014 Qtr 2: 0; 2014 Qtr 3: 0; 2014 Qtr 4: 0; 2015 Qtr 1: 0; 2015 Qtr 2: 0; 2015 Qtr 3: 0; 2015 Qtr 4: 0 | 0
[6 empty] | TRUE | [9 empty] | 0 |  |  | #N/A | [26 empty] | 0% | 0% |  | 0 | 0 | 0 | 0 | 0 | 0 | 0 | 0 | 0 | 0 | 0 | 2013 Qtr 1: 0; 2013 Qtr 2: 0; 2013 Qtr 3: 0; 2013 Qtr 4: 0; 2014 Qtr 1: 0; 2014 Qtr 2: 0; 2014 Qtr 3: 0; 2014 Qtr 4: 0; 2015 Qtr 1: 0; 2015 Qtr 2: 0; 2015 Qtr 3: 0; 2015 Qtr 4: 0 | 0
[6 empty] | TRUE | [9 empty] | 0 |  |  | #N/A | [26 empty] | 0% | 0% |  | 0 | 0 | 0 | 0 | 0 | 0 | 0 | 0 | 0 | 0 | 0 | 2013 Qtr 1: 0; 2013 Qtr 2: 0; 2013 Qtr 3: 0; 2013 Qtr 4: 0; 2014 Qtr 1: 0; 2014 Qtr 2: 0; 2014 Qtr 3: 0; 2014 Qtr 4: 0; 2015 Qtr 1: 0; 2015 Qtr 2: 0; 2015 Qtr 3: 0; 2015 Qtr 4: 0 | 0
[6 empty] | TRUE | [9 empty] | 0 |  |  | #N/A | [26 empty] | 0% | 0% |  | 0 | 0 | 0 | 0 | 0 | 0 | 0 | 0 | 0 | 0 | 0 | 2013 Qtr 1: 0; 2013 Qtr 2: 0; 2013 Qtr 3: 0; 2013 Qtr 4: 0; 2014 Qtr 1: 0; 2014 Qtr 2: 0; 2014 Qtr 3: 0; 2014 Qtr 4: 0; 2015 Qtr 1: 0; 2015 Qtr 2: 0; 2015 Qtr 3: 0; 2015 Qtr 4: 0 | 0
[6 empty] | TRUE | [9 empty] | 0 |  |  | #N/A | [26 empty] | 0% | 0% |  | 0 | 0 | 0 | 0 | 0 | 0 | 0 | 0 | 0 | 0 | 0 | 2013 Qtr 1: 0; 2013 Qtr 2: 0; 2013 Qtr 3: 0; 2013 Qtr 4: 0; 2014 Qtr 1: 0; 2014 Qtr 2: 0; 2014 Qtr 3: 0; 2014 Qtr 4: 0; 2015 Qtr 1: 0; 2015 Qtr 2: 0; 2015 Qtr 3: 0; 2015 Qtr 4: 0 | 0
[6 empty] | TRUE | [9 empty] | 0 |  |  | #N/A | [26 empty] | 0% | 0% |  | 0 | 0 | 0 | 0 | 0 | 0 | 0 | 0 | 0 | 0 | 0 | 2013 Qtr 1: 0; 2013 Qtr 2: 0; 2013 Qtr 3: 0; 2013 Qtr 4: 0; 2014 Qtr 1: 0; 2014 Qtr 2: 0; 2014 Qtr 3: 0; 2014 Qtr 4: 0; 2015 Qtr 1: 0; 2015 Qtr 2: 0; 2015 Qtr 3: 0; 2015 Qtr 4: 0 | 0
[6 empty] | TRUE | [9 empty] | 0 |  |  | #N/A | [26 empty] | 0% | 0% |  | 0 | 0 | 0 | 0 | 0 | 0 | 0 | 0 | 0 | 0 | 0 | 2013 Qtr 1: 0; 2013 Qtr 2: 0; 2013 Qtr 3: 0; 2013 Qtr 4: 0; 2014 Qtr 1: 0; 2014 Qtr 2: 0; 2014 Qtr 3: 0; 2014 Qtr 4: 0; 2015 Qtr 1: 0; 2015 Qtr 2: 0; 2015 Qtr 3: 0; 2015 Qtr 4: 0 | 0
[6 empty] | TRUE | [9 empty] | 0 |  |  | #N/A | [26 empty] | 0% | 0% |  | 0 | 0 | 0 | 0 | 0 | 0 | 0 | 0 | 0 | 0 | 0 | 2013 Qtr 1: 0; 2013 Qtr 2: 0; 2013 Qtr 3: 0; 2013 Qtr 4: 0; 2014 Qtr 1: 0; 2014 Qtr 2: 0; 2014 Qtr 3: 0; 2014 Qtr 4: 0; 2015 Qtr 1: 0; 2015 Qtr 2: 0; 2015 Qtr 3: 0; 2015 Qtr 4: 0 | 0
[6 empty] | TRUE | [9 empty] | 0 |  |  | #N/A | [26 empty] | 0% | 0% |  | 0 | 0 | 0 | 0 | 0 | 0 | 0 | 0 | 0 | 0 | 0 | 2013 Qtr 1: 0; 2013 Qtr 2: 0; 2013 Qtr 3: 0; 2013 Qtr 4: 0; 2014 Qtr 1: 0; 2014 Qtr 2: 0; 2014 Qtr 3: 0; 2014 Qtr 4: 0; 2015 Qtr 1: 0; 2015 Qtr 2: 0; 2015 Qtr 3: 0; 2015 Qtr 4: 0 | 0
[6 empty] | TRUE | [9 empty] | 0 |  |  | #N/A | [26 empty] | 0% | 0% |  | 0 | 0 | 0 | 0 | 0 | 0 | 0 | 0 | 0 | 0 | 0 | 2013 Qtr 1: 0; 2013 Qtr 2: 0; 2013 Qtr 3: 0; 2013 Qtr 4: 0; 2014 Qtr 1: 0; 2014 Qtr 2: 0; 2014 Qtr 3: 0; 2014 Qtr 4: 0; 2015 Qtr 1: 0; 2015 Qtr 2: 0; 2015 Qtr 3: 0; 2015 Qtr 4: 0 | 0
[6 empty] | TRUE | [9 empty] | 0 |  |  | #N/A | [26 empty] | 0% | 0% |  | 0 | 0 | 0 | 0 | 0 | 0 | 0 | 0 | 0 | 0 | 0 | 2013 Qtr 1: 0; 2013 Qtr 2: 0; 2013 Qtr 3: 0; 2013 Qtr 4: 0; 2014 Qtr 1: 0; 2014 Qtr 2: 0; 2014 Qtr 3: 0; 2014 Qtr 4: 0; 2015 Qtr 1: 0; 2015 Qtr 2: 0; 2015 Qtr 3: 0; 2015 Qtr 4: 0 | 0
[6 empty] | TRUE | [9 empty] | 0 |  |  | #N/A | [26 empty] | 0% | 0% |  | 0 | 0 | 0 | 0 | 0 | 0 | 0 | 0 | 0 | 0 | 0 | 2013 Qtr 1: 0; 2013 Qtr 2: 0; 2013 Qtr 3: 0; 2013 Qtr 4: 0; 2014 Qtr 1: 0; 2014 Qtr 2: 0; 2014 Qtr 3: 0; 2014 Qtr 4: 0; 2015 Qtr 1: 0; 2015 Qtr 2: 0; 2015 Qtr 3: 0; 2015 Qtr 4: 0 | 0
[6 empty] | TRUE | [9 empty] | 0 |  |  | #N/A | [26 empty] | 0% | 0% |  | 0 | 0 | 0 | 0 | 0 | 0 | 0 | 0 | 0 | 0 | 0 | 2013 Qtr 1: 0; 2013 Qtr 2: 0; 2013 Qtr 3: 0; 2013 Qtr 4: 0; 2014 Qtr 1: 0; 2014 Qtr 2: 0; 2014 Qtr 3: 0; 2014 Qtr 4: 0; 2015 Qtr 1: 0; 2015 Qtr 2: 0; 2015 Qtr 3: 0; 2015 Qtr 4: 0 | 0
[6 empty] | TRUE | [9 empty] | 0 |  |  | #N/A | [26 empty] | 0% | 0% |  | 0 | 0 | 0 | 0 | 0 | 0 | 0 | 0 | 0 | 0 | 0 | 2013 Qtr 1: 0; 2013 Qtr 2: 0; 2013 Qtr 3: 0; 2013 Qtr 4: 0; 2014 Qtr 1: 0; 2014 Qtr 2: 0; 2014 Qtr 3: 0; 2014 Qtr 4: 0; 2015 Qtr 1: 0; 2015 Qtr 2: 0; 2015 Qtr 3: 0; 2015 Qtr 4: 0 | 0
[6 empty] | TRUE | [9 empty] | 0 |  |  | #N/A | [26 empty] | 0% | 0% |  | 0 | 0 | 0 | 0 | 0 | 0 | 0 | 0 | 0 | 0 | 0 | 2013 Qtr 1: 0; 2013 Qtr 2: 0; 2013 Qtr 3: 0; 2013 Qtr 4: 0; 2014 Qtr 1: 0; 2014 Qtr 2: 0; 2014 Qtr 3: 0; 2014 Qtr 4: 0; 2015 Qtr 1: 0; 2015 Qtr 2: 0; 2015 Qtr 3: 0; 2015 Qtr 4: 0 | 0
[6 empty] | TRUE | [9 empty] | 0 |  |  | #N/A | [26 empty] | 0% | 0% |  | 0 | 0 | 0 | 0 | 0 | 0 | 0 | 0 | 0 | 0 | 0 | 2013 Qtr 1: 0; 2013 Qtr 2: 0; 2013 Qtr 3: 0; 2013 Qtr 4: 0; 2014 Qtr 1: 0; 2014 Qtr 2: 0; 2014 Qtr 3: 0; 2014 Qtr 4: 0; 2015 Qtr 1: 0; 2015 Qtr 2: 0; 2015 Qtr 3: 0; 2015 Qtr 4: 0 | 0
[6 empty] | TRUE | [9 empty] | 0 |  |  | #N/A | [26 empty] | 0% | 0% |  | 0 | 0 | 0 | 0 | 0 | 0 | 0 | 0 | 0 | 0 | 0 | 2013 Qtr 1: 0; 2013 Qtr 2: 0; 2013 Qtr 3: 0; 2013 Qtr 4: 0; 2014 Qtr 1: 0; 2014 Qtr 2: 0; 2014 Qtr 3: 0; 2014 Qtr 4: 0; 2015 Qtr 1: 0; 2015 Qtr 2: 0; 2015 Qtr 3: 0; 2015 Qtr 4: 0 | 0
[6 empty] | TRUE | [9 empty] | 0 |  |  | #N/A | [26 empty] | 0% | 0% |  | 0 | 0 | 0 | 0 | 0 | 0 | 0 | 0 | 0 | 0 | 0 | 2013 Qtr 1: 0; 2013 Qtr 2: 0; 2013 Qtr 3: 0; 2013 Qtr 4: 0; 2014 Qtr 1: 0; 2014 Qtr 2: 0; 2014 Qtr 3: 0; 2014 Qtr 4: 0; 2015 Qtr 1: 0; 2015 Qtr 2: 0; 2015 Qtr 3: 0; 2015 Qtr 4: 0 | 0
[6 empty] | TRUE | [9 empty] | 0 |  |  | #N/A | [26 empty] | 0% | 0% |  | 0 | 0 | 0 | 0 | 0 | 0 | 0 | 0 | 0 | 0 | 0 | 2013 Qtr 1: 0; 2013 Qtr 2: 0; 2013 Qtr 3: 0; 2013 Qtr 4: 0; 2014 Qtr 1: 0; 2014 Qtr 2: 0; 2014 Qtr 3: 0; 2014 Qtr 4: 0; 2015 Qtr 1: 0; 2015 Qtr 2: 0; 2015 Qtr 3: 0; 2015 Qtr 4: 0 | 0
[6 empty] | TRUE | [9 empty] | 0 |  |  | #N/A | [26 empty] | 0% | 0% |  | 0 | 0 | 0 | 0 | 0 | 0 | 0 | 0 | 0 | 0 | 0 | 2013 Qtr 1: 0; 2013 Qtr 2: 0; 2013 Qtr 3: 0; 2013 Qtr 4: 0; 2014 Qtr 1: 0; 2014 Qtr 2: 0; 2014 Qtr 3: 0; 2014 Qtr 4: 0; 2015 Qtr 1: 0; 2015 Qtr 2: 0; 2015 Qtr 3: 0; 2015 Qtr 4: 0 | 0
[6 empty] | TRUE | [9 empty] | 0 |  |  | #N/A | [26 empty] | 0% | 0% |  | 0 | 0 | 0 | 0 | 0 | 0 | 0 | 0 | 0 | 0 | 0 | 2013 Qtr 1: 0; 2013 Qtr 2: 0; 2013 Qtr 3: 0; 2013 Qtr 4: 0; 2014 Qtr 1: 0; 2014 Qtr 2: 0; 2014 Qtr 3: 0; 2014 Qtr 4: 0; 2015 Qtr 1: 0; 2015 Qtr 2: 0; 2015 Qtr 3: 0; 2015 Qtr 4: 0 | 0
[6 empty] | TRUE | [9 empty] | 0 |  |  | #N/A | [26 empty] | 0% | 0% |  | 0 | 0 | 0 | 0 | 0 | 0 | 0 | 0 | 0 | 0 | 0 | 2013 Qtr 1: 0; 2013 Qtr 2: 0; 2013 Qtr 3: 0; 2013 Qtr 4: 0; 2014 Qtr 1: 0; 2014 Qtr 2: 0; 2014 Qtr 3: 0; 2014 Qtr 4: 0; 2015 Qtr 1: 0; 2015 Qtr 2: 0; 2015 Qtr 3: 0; 2015 Qtr 4: 0 | 0
[6 empty] | TRUE | [9 empty] | 0 |  |  | #N/A | [26 empty] | 0% | 0% |  | 0 | 0 | 0 | 0 | 0 | 0 | 0 | 0 | 0 | 0 | 0 | 2013 Qtr 1: 0; 2013 Qtr 2: 0; 2013 Qtr 3: 0; 2013 Qtr 4: 0; 2014 Qtr 1: 0; 2014 Qtr 2: 0; 2014 Qtr 3: 0; 2014 Qtr 4: 0; 2015 Qtr 1: 0; 2015 Qtr 2: 0; 2015 Qtr 3: 0; 2015 Qtr 4: 0 | 0
[6 empty] | TRUE | [9 empty] | 0 |  |  | #N/A | [26 empty] | 0% | 0% |  | 0 | 0 | 0 | 0 | 0 | 0 | 0 | 0 | 0 | 0 | 0 | 2013 Qtr 1: 0; 2013 Qtr 2: 0; 2013 Qtr 3: 0; 2013 Qtr 4: 0; 2014 Qtr 1: 0; 2014 Qtr 2: 0; 2014 Qtr 3: 0; 2014 Qtr 4: 0; 2015 Qtr 1: 0; 2015 Qtr 2: 0; 2015 Qtr 3: 0; 2015 Qtr 4: 0 | 0
[6 empty] | TRUE | [9 empty] | 0 |  |  | #N/A | [26 empty] | 0% | 0% |  | 0 | 0 | 0 | 0 | 0 | 0 | 0 | 0 | 0 | 0 | 0 | 2013 Qtr 1: 0; 2013 Qtr 2: 0; 2013 Qtr 3: 0; 2013 Qtr 4: 0; 2014 Qtr 1: 0; 2014 Qtr 2: 0; 2014 Qtr 3: 0; 2014 Qtr 4: 0; 2015 Qtr 1: 0; 2015 Qtr 2: 0; 2015 Qtr 3: 0; 2015 Qtr 4: 0 | 0
[6 empty] | TRUE | [9 empty] | 0 |  |  | #N/A | [26 empty] | 0% | 0% |  | 0 | 0 | 0 | 0 | 0 | 0 | 0 | 0 | 0 | 0 | 0 | 2013 Qtr 1: 0; 2013 Qtr 2: 0; 2013 Qtr 3: 0; 2013 Qtr 4: 0; 2014 Qtr 1: 0; 2014 Qtr 2: 0; 2014 Qtr 3: 0; 2014 Qtr 4: 0; 2015 Qtr 1: 0; 2015 Qtr 2: 0; 2015 Qtr 3: 0; 2015 Qtr 4: 0 | 0
[6 empty] | TRUE | [9 empty] | 0 |  |  | #N/A | [26 empty] | 0% | 0% |  | 0 | 0 | 0 | 0 | 0 | 0 | 0 | 0 | 0 | 0 | 0 | 2013 Qtr 1: 0; 2013 Qtr 2: 0; 2013 Qtr 3: 0; 2013 Qtr 4: 0; 2014 Qtr 1: 0; 2014 Qtr 2: 0; 2014 Qtr 3: 0; 2014 Qtr 4: 0; 2015 Qtr 1: 0; 2015 Qtr 2: 0; 2015 Qtr 3: 0; 2015 Qtr 4: 0 | 0
[6 empty] | TRUE | [9 empty] | 0 |  |  | #N/A | [26 empty] | 0% | 0% |  | 0 | 0 | 0 | 0 | 0 | 0 | 0 | 0 | 0 | 0 | 0 | 2013 Qtr 1: 0; 2013 Qtr 2: 0; 2013 Qtr 3: 0; 2013 Qtr 4: 0; 2014 Qtr 1: 0; 2014 Qtr 2: 0; 2014 Qtr 3: 0; 2014 Qtr 4: 0; 2015 Qtr 1: 0; 2015 Qtr 2: 0; 2015 Qtr 3: 0; 2015 Qtr 4: 0 | 0
[6 empty] | TRUE | [9 empty] | 0 |  |  | #N/A | [26 empty] | 0% | 0% |  | 0 | 0 | 0 | 0 | 0 | 0 | 0 | 0 | 0 | 0 | 0 | 2013 Qtr 1: 0; 2013 Qtr 2: 0; 2013 Qtr 3: 0; 2013 Qtr 4: 0; 2014 Qtr 1: 0; 2014 Qtr 2: 0; 2014 Qtr 3: 0; 2014 Qtr 4: 0; 2015 Qtr 1: 0; 2015 Qtr 2: 0; 2015 Qtr 3: 0; 2015 Qtr 4: 0 | 0
[6 empty] | TRUE | [9 empty] | 0 |  |  | #N/A | [26 empty] | 0% | 0% |  | 0 | 0 | 0 | 0 | 0 | 0 | 0 | 0 | 0 | 0 | 0 | 2013 Qtr 1: 0; 2013 Qtr 2: 0; 2013 Qtr 3: 0; 2013 Qtr 4: 0; 2014 Qtr 1: 0; 2014 Qtr 2: 0; 2014 Qtr 3: 0; 2014 Qtr 4: 0; 2015 Qtr 1: 0; 2015 Qtr 2: 0; 2015 Qtr 3: 0; 2015 Qtr 4: 0 | 0
[6 empty] | TRUE | [9 empty] | 0 |  |  | #N/A | [26 empty] | 0% | 0% |  | 0 | 0 | 0 | 0 | 0 | 0 | 0 | 0 | 0 | 0 | 0 | 2013 Qtr 1: 0; 2013 Qtr 2: 0; 2013 Qtr 3: 0; 2013 Qtr 4: 0; 2014 Qtr 1: 0; 2014 Qtr 2: 0; 2014 Qtr 3: 0; 2014 Qtr 4: 0; 2015 Qtr 1: 0; 2015 Qtr 2: 0; 2015 Qtr 3: 0; 2015 Qtr 4: 0 | 0
[6 empty] | TRUE | [9 empty] | 0 |  |  | #N/A | [26 empty] | 0% | 0% |  | 0 | 0 | 0 | 0 | 0 | 0 | 0 | 0 | 0 | 0 | 0 | 2013 Qtr 1: 0; 2013 Qtr 2: 0; 2013 Qtr 3: 0; 2013 Qtr 4: 0; 2014 Qtr 1: 0; 2014 Qtr 2: 0; 2014 Qtr 3: 0; 2014 Qtr 4: 0; 2015 Qtr 1: 0; 2015 Qtr 2: 0; 2015 Qtr 3: 0; 2015 Qtr 4: 0 | 0
[6 empty] | TRUE | [9 empty] | 0 |  |  | #N/A | [26 empty] | 0% | 0% |  | 0 | 0 | 0 | 0 | 0 | 0 | 0 | 0 | 0 | 0 | 0 | 2013 Qtr 1: 0; 2013 Qtr 2: 0; 2013 Qtr 3: 0; 2013 Qtr 4: 0; 2014 Qtr 1: 0; 2014 Qtr 2: 0; 2014 Qtr 3: 0; 2014 Qtr 4: 0; 2015 Qtr 1: 0; 2015 Qtr 2: 0; 2015 Qtr 3: 0; 2015 Qtr 4: 0 | 0
[6 empty] | TRUE | [9 empty] | 0 |  |  | #N/A | [26 empty] | 0% | 0% |  | 0 | 0 | 0 | 0 | 0 | 0 | 0 | 0 | 0 | 0 | 0 | 2013 Qtr 1: 0; 2013 Qtr 2: 0; 2013 Qtr 3: 0; 2013 Qtr 4: 0; 2014 Qtr 1: 0; 2014 Qtr 2: 0; 2014 Qtr 3: 0; 2014 Qtr 4: 0; 2015 Qtr 1: 0; 2015 Qtr 2: 0; 2015 Qtr 3: 0; 2015 Qtr 4: 0 | 0
[6 empty] | TRUE | [9 empty] | 0 |  |  | #N/A | [26 empty] | 0% | 0% |  | 0 | 0 | 0 | 0 | 0 | 0 | 0 | 0 | 0 | 0 | 0 | 2013 Qtr 1: 0; 2013 Qtr 2: 0; 2013 Qtr 3: 0; 2013 Qtr 4: 0; 2014 Qtr 1: 0; 2014 Qtr 2: 0; 2014 Qtr 3: 0; 2014 Qtr 4: 0; 2015 Qtr 1: 0; 2015 Qtr 2: 0; 2015 Qtr 3: 0; 2015 Qtr 4: 0 | 0
[6 empty] | TRUE | [9 empty] | 0 |  |  | #N/A | [26 empty] | 0% | 0% |  | 0 | 0 | 0 | 0 | 0 | 0 | 0 | 0 | 0 | 0 | 0 | 2013 Qtr 1: 0; 2013 Qtr 2: 0; 2013 Qtr 3: 0; 2013 Qtr 4: 0; 2014 Qtr 1: 0; 2014 Qtr 2: 0; 2014 Qtr 3: 0; 2014 Qtr 4: 0; 2015 Qtr 1: 0; 2015 Qtr 2: 0; 2015 Qtr 3: 0; 2015 Qtr 4: 0 | 0
[6 empty] | TRUE | [9 empty] | 0 |  |  | #N/A | [26 empty] | 0% | 0% |  | 0 | 0 | 0 | 0 | 0 | 0 | 0 | 0 | 0 | 0 | 0 | 2013 Qtr 1: 0; 2013 Qtr 2: 0; 2013 Qtr 3: 0; 2013 Qtr 4: 0; 2014 Qtr 1: 0; 2014 Qtr 2: 0; 2014 Qtr 3: 0; 2014 Qtr 4: 0; 2015 Qtr 1: 0; 2015 Qtr 2: 0; 2015 Qtr 3: 0; 2015 Qtr 4: 0 | 0
[6 empty] | TRUE | [9 empty] | 0 |  |  | #N/A | [26 empty] | 0% | 0% |  | 0 | 0 | 0 | 0 | 0 | 0 | 0 | 0 | 0 | 0 | 0 | 2013 Qtr 1: 0; 2013 Qtr 2: 0; 2013 Qtr 3: 0; 2013 Qtr 4: 0; 2014 Qtr 1: 0; 2014 Qtr 2: 0; 2014 Qtr 3: 0; 2014 Qtr 4: 0; 2015 Qtr 1: 0; 2015 Qtr 2: 0; 2015 Qtr 3: 0; 2015 Qtr 4: 0 | 0
[6 empty] | TRUE | [9 empty] | 0 |  |  | #N/A | [26 empty] | 0% | 0% |  | 0 | 0 | 0 | 0 | 0 | 0 | 0 | 0 | 0 | 0 | 0 | 2013 Qtr 1: 0; 2013 Qtr 2: 0; 2013 Qtr 3: 0; 2013 Qtr 4: 0; 2014 Qtr 1: 0; 2014 Qtr 2: 0; 2014 Qtr 3: 0; 2014 Qtr 4: 0; 2015 Qtr 1: 0; 2015 Qtr 2: 0; 2015 Qtr 3: 0; 2015 Qtr 4: 0 | 0
[6 empty] | TRUE | [9 empty] | 0 |  |  | #N/A | [26 empty] | 0% | 0% |  | 0 | 0 | 0 | 0 | 0 | 0 | 0 | 0 | 0 | 0 | 0 | 2013 Qtr 1: 0; 2013 Qtr 2: 0; 2013 Qtr 3: 0; 2013 Qtr 4: 0; 2014 Qtr 1: 0; 2014 Qtr 2: 0; 2014 Qtr 3: 0; 2014 Qtr 4: 0; 2015 Qtr 1: 0; 2015 Qtr 2: 0; 2015 Qtr 3: 0; 2015 Qtr 4: 0 | 0
[6 empty] | TRUE | [9 empty] | 0 |  |  | #N/A | [26 empty] | 0% | 0% |  | 0 | 0 | 0 | 0 | 0 | 0 | 0 | 0 | 0 | 0 | 0 | 2013 Qtr 1: 0; 2013 Qtr 2: 0; 2013 Qtr 3: 0; 2013 Qtr 4: 0; 2014 Qtr 1: 0; 2014 Qtr 2: 0; 2014 Qtr 3: 0; 2014 Qtr 4: 0; 2015 Qtr 1: 0; 2015 Qtr 2: 0; 2015 Qtr 3: 0; 2015 Qtr 4: 0 | 0
[6 empty] | TRUE | [9 empty] | 0 |  |  | #N/A | [26 empty] | 0% | 0% |  | 0 | 0 | 0 | 0 | 0 | 0 | 0 | 0 | 0 | 0 | 0 | 2013 Qtr 1: 0; 2013 Qtr 2: 0; 2013 Qtr 3: 0; 2013 Qtr 4: 0; 2014 Qtr 1: 0; 2014 Qtr 2: 0; 2014 Qtr 3: 0; 2014 Qtr 4: 0; 2015 Qtr 1: 0; 2015 Qtr 2: 0; 2015 Qtr 3: 0; 2015 Qtr 4: 0 | 0
[6 empty] | TRUE | [9 empty] | 0 |  |  | #N/A | [26 empty] | 0% | 0% |  | 0 | 0 | 0 | 0 | 0 | 0 | 0 | 0 | 0 | 0 | 0 | 2013 Qtr 1: 0; 2013 Qtr 2: 0; 2013 Qtr 3: 0; 2013 Qtr 4: 0; 2014 Qtr 1: 0; 2014 Qtr 2: 0; 2014 Qtr 3: 0; 2014 Qtr 4: 0; 2015 Qtr 1: 0; 2015 Qtr 2: 0; 2015 Qtr 3: 0; 2015 Qtr 4: 0 | 0
[6 empty] | TRUE | [9 empty] | 0 |  |  | #N/A | [26 empty] | 0% | 0% |  | 0 | 0 | 0 | 0 | 0 | 0 | 0 | 0 | 0 | 0 | 0 | 2013 Qtr 1: 0; 2013 Qtr 2: 0; 2013 Qtr 3: 0; 2013 Qtr 4: 0; 2014 Qtr 1: 0; 2014 Qtr 2: 0; 2014 Qtr 3: 0; 2014 Qtr 4: 0; 2015 Qtr 1: 0; 2015 Qtr 2: 0; 2015 Qtr 3: 0; 2015 Qtr 4: 0 | 0
[6 empty] | TRUE | [9 empty] | 0 |  |  | #N/A | [26 empty] | 0% | 0% |  | 0 | 0 | 0 | 0 | 0 | 0 | 0 | 0 | 0 | 0 | 0 | 2013 Qtr 1: 0; 2013 Qtr 2: 0; 2013 Qtr 3: 0; 2013 Qtr 4: 0; 2014 Qtr 1: 0; 2014 Qtr 2: 0; 2014 Qtr 3: 0; 2014 Qtr 4: 0; 2015 Qtr 1: 0; 2015 Qtr 2: 0; 2015 Qtr 3: 0; 2015 Qtr 4: 0 | 0
[6 empty] | TRUE | [9 empty] | 0 |  |  | #N/A | [26 empty] | 0% | 0% |  | 0 | 0 | 0 | 0 | 0 | 0 | 0 | 0 | 0 | 0 | 0 | 2013 Qtr 1: 0; 2013 Qtr 2: 0; 2013 Qtr 3: 0; 2013 Qtr 4: 0; 2014 Qtr 1: 0; 2014 Qtr 2: 0; 2014 Qtr 3: 0; 2014 Qtr 4: 0; 2015 Qtr 1: 0; 2015 Qtr 2: 0; 2015 Qtr 3: 0; 2015 Qtr 4: 0 | 0
[6 empty] | TRUE | [9 empty] | 0 |  |  | #N/A | [26 empty] | 0% | 0% |  | 0 | 0 | 0 | 0 | 0 | 0 | 0 | 0 | 0 | 0 | 0 | 2013 Qtr 1: 0; 2013 Qtr 2: 0; 2013 Qtr 3: 0; 2013 Qtr 4: 0; 2014 Qtr 1: 0; 2014 Qtr 2: 0; 2014 Qtr 3: 0; 2014 Qtr 4: 0; 2015 Qtr 1: 0; 2015 Qtr 2: 0; 2015 Qtr 3: 0; 2015 Qtr 4: 0 | 0
[6 empty] | TRUE | [9 empty] | 0 |  |  | #N/A | [26 empty] | 0% | 0% |  | 0 | 0 | 0 | 0 | 0 | 0 | 0 | 0 | 0 | 0 | 0 | 2013 Qtr 1: 0; 2013 Qtr 2: 0; 2013 Qtr 3: 0; 2013 Qtr 4: 0; 2014 Qtr 1: 0; 2014 Qtr 2: 0; 2014 Qtr 3: 0; 2014 Qtr 4: 0; 2015 Qtr 1: 0; 2015 Qtr 2: 0; 2015 Qtr 3: 0; 2015 Qtr 4: 0 | 0
[6 empty] | TRUE | [9 empty] | 0 |  |  | #N/A | [26 empty] | 0% | 0% |  | 0 | 0 | 0 | 0 | 0 | 0 | 0 | 0 | 0 | 0 | 0 | 2013 Qtr 1: 0; 2013 Qtr 2: 0; 2013 Qtr 3: 0; 2013 Qtr 4: 0; 2014 Qtr 1: 0; 2014 Qtr 2: 0; 2014 Qtr 3: 0; 2014 Qtr 4: 0; 2015 Qtr 1: 0; 2015 Qtr 2: 0; 2015 Qtr 3: 0; 2015 Qtr 4: 0 | 0
[6 empty] | TRUE | [9 empty] | 0 |  |  | #N/A | [26 empty] | 0% | 0% |  | 0 | 0 | 0 | 0 | 0 | 0 | 0 | 0 | 0 | 0 | 0 | 2013 Qtr 1: 0; 2013 Qtr 2: 0; 2013 Qtr 3: 0; 2013 Qtr 4: 0; 2014 Qtr 1: 0; 2014 Qtr 2: 0; 2014 Qtr 3: 0; 2014 Qtr 4: 0; 2015 Qtr 1: 0; 2015 Qtr 2: 0; 2015 Qtr 3: 0; 2015 Qtr 4: 0 | 0
[6 empty] | TRUE | [9 empty] | 0 |  |  | #N/A | [26 empty] | 0% | 0% |  | 0 | 0 | 0 | 0 | 0 | 0 | 0 | 0 | 0 | 0 | 0 | 2013 Qtr 1: 0; 2013 Qtr 2: 0; 2013 Qtr 3: 0; 2013 Qtr 4: 0; 2014 Qtr 1: 0; 2014 Qtr 2: 0; 2014 Qtr 3: 0; 2014 Qtr 4: 0; 2015 Qtr 1: 0; 2015 Qtr 2: 0; 2015 Qtr 3: 0; 2015 Qtr 4: 0 | 0
[6 empty] | TRUE | [9 empty] | 0 |  |  | #N/A | [26 empty] | 0% | 0% |  | 0 | 0 | 0 | 0 | 0 | 0 | 0 | 0 | 0 | 0 | 0 | 2013 Qtr 1: 0; 2013 Qtr 2: 0; 2013 Qtr 3: 0; 2013 Qtr 4: 0; 2014 Qtr 1: 0; 2014 Qtr 2: 0; 2014 Qtr 3: 0; 2014 Qtr 4: 0; 2015 Qtr 1: 0; 2015 Qtr 2: 0; 2015 Qtr 3: 0; 2015 Qtr 4: 0 | 0
[6 empty] | TRUE | [9 empty] | 0 |  |  | #N/A | [26 empty] | 0% | 0% |  | 0 | 0 | 0 | 0 | 0 | 0 | 0 | 0 | 0 | 0 | 0 | 2013 Qtr 1: 0; 2013 Qtr 2: 0; 2013 Qtr 3: 0; 2013 Qtr 4: 0; 2014 Qtr 1: 0; 2014 Qtr 2: 0; 2014 Qtr 3: 0; 2014 Qtr 4: 0; 2015 Qtr 1: 0; 2015 Qtr 2: 0; 2015 Qtr 3: 0; 2015 Qtr 4: 0 | 0
[6 empty] | TRUE | [9 empty] | 0 |  |  | #N/A | [26 empty] | 0% | 0% |  | 0 | 0 | 0 | 0 | 0 | 0 | 0 | 0 | 0 | 0 | 0 | 2013 Qtr 1: 0; 2013 Qtr 2: 0; 2013 Qtr 3: 0; 2013 Qtr 4: 0; 2014 Qtr 1: 0; 2014 Qtr 2: 0; 2014 Qtr 3: 0; 2014 Qtr 4: 0; 2015 Qtr 1: 0; 2015 Qtr 2: 0; 2015 Qtr 3: 0; 2015 Qtr 4: 0 | 0
[6 empty] | TRUE | [9 empty] | 0 |  |  | #N/A | [26 empty] | 0% | 0% |  | 0 | 0 | 0 | 0 | 0 | 0 | 0 | 0 | 0 | 0 | 0 | 2013 Qtr 1: 0; 2013 Qtr 2: 0; 2013 Qtr 3: 0; 2013 Qtr 4: 0; 2014 Qtr 1: 0; 2014 Qtr 2: 0; 2014 Qtr 3: 0; 2014 Qtr 4: 0; 2015 Qtr 1: 0; 2015 Qtr 2: 0; 2015 Qtr 3: 0; 2015 Qtr 4: 0 | 0
[6 empty] | TRUE | [9 empty] | 0 |  |  | #N/A | [26 empty] | 0% | 0% |  | 0 | 0 | 0 | 0 | 0 | 0 | 0 | 0 | 0 | 0 | 0 | 2013 Qtr 1: 0; 2013 Qtr 2: 0; 2013 Qtr 3: 0; 2013 Qtr 4: 0; 2014 Qtr 1: 0; 2014 Qtr 2: 0; 2014 Qtr 3: 0; 2014 Qtr 4: 0; 2015 Qtr 1: 0; 2015 Qtr 2: 0; 2015 Qtr 3: 0; 2015 Qtr 4: 0 | 0
[6 empty] | TRUE | [9 empty] | 0 |  |  | #N/A | [26 empty] | 0% | 0% |  | 0 | 0 | 0 | 0 | 0 | 0 | 0 | 0 | 0 | 0 | 0 | 2013 Qtr 1: 0; 2013 Qtr 2: 0; 2013 Qtr 3: 0; 2013 Qtr 4: 0; 2014 Qtr 1: 0; 2014 Qtr 2: 0; 2014 Qtr 3: 0; 2014 Qtr 4: 0; 2015 Qtr 1: 0; 2015 Qtr 2: 0; 2015 Qtr 3: 0; 2015 Qtr 4: 0 | 0
[6 empty] | TRUE | [9 empty] | 0 |  |  | #N/A | [26 empty] | 0% | 0% |  | 0 | 0 | 0 | 0 | 0 | 0 | 0 | 0 | 0 | 0 | 0 | 2013 Qtr 1: 0; 2013 Qtr 2: 0; 2013 Qtr 3: 0; 2013 Qtr 4: 0; 2014 Qtr 1: 0; 2014 Qtr 2: 0; 2014 Qtr 3: 0; 2014 Qtr 4: 0; 2015 Qtr 1: 0; 2015 Qtr 2: 0; 2015 Qtr 3: 0; 2015 Qtr 4: 0 | 0
[6 empty] | TRUE | [9 empty] | 0 |  |  | #N/A | [26 empty] | 0% | 0% |  | 0 | 0 | 0 | 0 | 0 | 0 | 0 | 0 | 0 | 0 | 0 | 2013 Qtr 1: 0; 2013 Qtr 2: 0; 2013 Qtr 3: 0; 2013 Qtr 4: 0; 2014 Qtr 1: 0; 2014 Qtr 2: 0; 2014 Qtr 3: 0; 2014 Qtr 4: 0; 2015 Qtr 1: 0; 2015 Qtr 2: 0; 2015 Qtr 3: 0; 2015 Qtr 4: 0 | 0
[6 empty] | TRUE | [9 empty] | 0 |  |  | #N/A | [26 empty] | 0% | 0% |  | 0 | 0 | 0 | 0 | 0 | 0 | 0 | 0 | 0 | 0 | 0 | 2013 Qtr 1: 0; 2013 Qtr 2: 0; 2013 Qtr 3: 0; 2013 Qtr 4: 0; 2014 Qtr 1: 0; 2014 Qtr 2: 0; 2014 Qtr 3: 0; 2014 Qtr 4: 0; 2015 Qtr 1: 0; 2015 Qtr 2: 0; 2015 Qtr 3: 0; 2015 Qtr 4: 0 | 0
[6 empty] | TRUE | [9 empty] | 0 |  |  | #N/A | [26 empty] | 0% | 0% |  | 0 | 0 | 0 | 0 | 0 | 0 | 0 | 0 | 0 | 0 | 0 | 2013 Qtr 1: 0; 2013 Qtr 2: 0; 2013 Qtr 3: 0; 2013 Qtr 4: 0; 2014 Qtr 1: 0; 2014 Qtr 2: 0; 2014 Qtr 3: 0; 2014 Qtr 4: 0; 2015 Qtr 1: 0; 2015 Qtr 2: 0; 2015 Qtr 3: 0; 2015 Qtr 4: 0 | 0
[6 empty] | TRUE | [9 empty] | 0 |  |  | #N/A | [26 empty] | 0% | 0% |  | 0 | 0 | 0 | 0 | 0 | 0 | 0 | 0 | 0 | 0 | 0 | 2013 Qtr 1: 0; 2013 Qtr 2: 0; 2013 Qtr 3: 0; 2013 Qtr 4: 0; 2014 Qtr 1: 0; 2014 Qtr 2: 0; 2014 Qtr 3: 0; 2014 Qtr 4: 0; 2015 Qtr 1: 0; 2015 Qtr 2: 0; 2015 Qtr 3: 0; 2015 Qtr 4: 0 | 0
[6 empty] | TRUE | [9 empty] | 0 |  |  | #N/A | [26 empty] | 0% | 0% |  | 0 | 0 | 0 | 0 | 0 | 0 | 0 | 0 | 0 | 0 | 0 | 2013 Qtr 1: 0; 2013 Qtr 2: 0; 2013 Qtr 3: 0; 2013 Qtr 4: 0; 2014 Qtr 1: 0; 2014 Qtr 2: 0; 2014 Qtr 3: 0; 2014 Qtr 4: 0; 2015 Qtr 1: 0; 2015 Qtr 2: 0; 2015 Qtr 3: 0; 2015 Qtr 4: 0 | 0
[6 empty] | TRUE | [9 empty] | 0 |  |  | #N/A | [26 empty] | 0% | 0% |  | 0 | 0 | 0 | 0 | 0 | 0 | 0 | 0 | 0 | 0 | 0 | 2013 Qtr 1: 0; 2013 Qtr 2: 0; 2013 Qtr 3: 0; 2013 Qtr 4: 0; 2014 Qtr 1: 0; 2014 Qtr 2: 0; 2014 Qtr 3: 0; 2014 Qtr 4: 0; 2015 Qtr 1: 0; 2015 Qtr 2: 0; 2015 Qtr 3: 0; 2015 Qtr 4: 0 | 0
[16 empty] | 0 |  |  | #N/A | [26 empty] | 0% | 0% |  | 0 | 0 | 0 | 0 | 0 | 0 | 0 | 0 | 0 | 0 | 0 | 2013 Qtr 1: 0; 2013 Qtr 2: 0; 2013 Qtr 3: 0; 2013 Qtr 4: 0; 2014 Qtr 1: 0; 2014 Qtr 2: 0; 2014 Qtr 3: 0; 2014 Qtr 4: 0; 2015 Qtr 1: 0; 2015 Qtr 2: 0; 2015 Qtr 3: 0; 2015 Qtr 4: 0 | 0
[6 empty] | TRUE | [9 empty] | 0 |  |  | #N/A | [26 empty] | 0% | 0% |  | 0 | 0 | 0 | 0 | 0 | 0 | 0 | 0 | 0 | 0 | 0 | 2013 Qtr 1: 0; 2013 Qtr 2: 0; 2013 Qtr 3: 0; 2013 Qtr 4: 0; 2014 Qtr 1: 0; 2014 Qtr 2: 0; 2014 Qtr 3: 0; 2014 Qtr 4: 0; 2015 Qtr 1: 0; 2015 Qtr 2: 0; 2015 Qtr 3: 0; 2015 Qtr 4: 0 | 0
[6 empty] | TRUE | [9 empty] | 0 |  |  | #N/A | [26 empty] | 0% | 0% |  | 0 | 0 | 0 | 0 | 0 | 0 | 0 | 0 | 0 | 0 | 0 | 2013 Qtr 1: 0; 2013 Qtr 2: 0; 2013 Qtr 3: 0; 2013 Qtr 4: 0; 2014 Qtr 1: 0; 2014 Qtr 2: 0; 2014 Qtr 3: 0; 2014 Qtr 4: 0; 2015 Qtr 1: 0; 2015 Qtr 2: 0; 2015 Qtr 3: 0; 2015 Qtr 4: 0 | 0
[6 empty] | TRUE | [9 empty] | 0 |  |  | #N/A | [26 empty] | 0% | 0% |  | 0 | 0 | 0 | 0 | 0 | 0 | 0 | 0 | 0 | 0 | 0 | 2013 Qtr 1: 0; 2013 Qtr 2: 0; 2013 Qtr 3: 0; 2013 Qtr 4: 0; 2014 Qtr 1: 0; 2014 Qtr 2: 0; 2014 Qtr 3: 0; 2014 Qtr 4: 0; 2015 Qtr 1: 0; 2015 Qtr 2: 0; 2015 Qtr 3: 0; 2015 Qtr 4: 0 | 0
[6 empty] | TRUE | [9 empty] | 0 |  |  | #N/A | [26 empty] | 0% | 0% |  | 0 | 0 | 0 | 0 | 0 | 0 | 0 | 0 | 0 | 0 | 0 | 2013 Qtr 1: 0; 2013 Qtr 2: 0; 2013 Qtr 3: 0; 2013 Qtr 4: 0; 2014 Qtr 1: 0; 2014 Qtr 2: 0; 2014 Qtr 3: 0; 2014 Qtr 4: 0; 2015 Qtr 1: 0; 2015 Qtr 2: 0; 2015 Qtr 3: 0; 2015 Qtr 4: 0 | 0
[16 empty] | 0 |  |  | #N/A | [26 empty] | 0% | 0% |  | 0 | 0 | 0 | 0 | 0 | 0 | 0 | 0 | 0 | 0 | 0 | 2013 Qtr 1: 0; 2013 Qtr 2: 0; 2013 Qtr 3: 0; 2013 Qtr 4: 0; 2014 Qtr 1: 0; 2014 Qtr 2: 0; 2014 Qtr 3: 0; 2014 Qtr 4: 0; 2015 Qtr 1: 0; 2015 Qtr 2: 0; 2015 Qtr 3: 0; 2015 Qtr 4: 0 | 0
[16 empty] | 0 |  |  | #N/A | [26 empty] | 0% | 0% |  | 0 | 0 | 0 | 0 | 0 | 0 | 0 | 0 | 0 | 0 | 0 | 2013 Qtr 1: 0; 2013 Qtr 2: 0; 2013 Qtr 3: 0; 2013 Qtr 4: 0; 2014 Qtr 1: 0; 2014 Qtr 2: 0; 2014 Qtr 3: 0; 2014 Qtr 4: 0; 2015 Qtr 1: 0; 2015 Qtr 2: 0; 2015 Qtr 3: 0; 2015 Qtr 4: 0 | 0
[16 empty] | 0 |  |  | #N/A | [26 empty] | 0% | 0% |  | 0 | 0 | 0 | 0 | 0 | 0 | 0 | 0 | 0 | 0 | 0 | 2013 Qtr 1: 0; 2013 Qtr 2: 0; 2013 Qtr 3: 0; 2013 Qtr 4: 0; 2014 Qtr 1: 0; 2014 Qtr 2: 0; 2014 Qtr 3: 0; 2014 Qtr 4: 0; 2015 Qtr 1: 0; 2015 Qtr 2: 0; 2015 Qtr 3: 0; 2015 Qtr 4: 0 | 0
[16 empty] | 0 |  |  | #N/A | [26 empty] | 0% | 0% |  | 0 | 0 | 0 | 0 | 0 | 0 | 0 | 0 | 0 | 0 | 0 | 2013 Qtr 1: 0; 2013 Qtr 2: 0; 2013 Qtr 3: 0; 2013 Qtr 4: 0; 2014 Qtr 1: 0; 2014 Qtr 2: 0; 2014 Qtr 3: 0; 2014 Qtr 4: 0; 2015 Qtr 1: 0; 2015 Qtr 2: 0; 2015 Qtr 3: 0; 2015 Qtr 4: 0 | 0
[16 empty] | 0 |  |  | #N/A | [26 empty] | 0% | 0% |  | 0 | 0 | 0 | 0 | 0 | 0 | 0 | 0 | 0 | 0 | 0 | 2013 Qtr 1: 0; 2013 Qtr 2: 0; 2013 Qtr 3: 0; 2013 Qtr 4: 0; 2014 Qtr 1: 0; 2014 Qtr 2: 0; 2014 Qtr 3: 0; 2014 Qtr 4: 0; 2015 Qtr 1: 0; 2015 Qtr 2: 0; 2015 Qtr 3: 0; 2015 Qtr 4: 0 | 0
[16 empty] | 0 |  |  | #N/A | [26 empty] | 0% | 0% |  | 0 | 0 | 0 | 0 | 0 | 0 | 0 | 0 | 0 | 0 | 0 | 2013 Qtr 1: 0; 2013 Qtr 2: 0; 2013 Qtr 3: 0; 2013 Qtr 4: 0; 2014 Qtr 1: 0; 2014 Qtr 2: 0; 2014 Qtr 3: 0; 2014 Qtr 4: 0; 2015 Qtr 1: 0; 2015 Qtr 2: 0; 2015 Qtr 3: 0; 2015 Qtr 4: 0 | 0
[16 empty] | 0 |  |  | #N/A | [26 empty] | 0% | 0% |  | 0 | 0 | 0 | 0 | 0 | 0 | 0 | 0 | 0 | 0 | 0 | 2013 Qtr 1: 0; 2013 Qtr 2: 0; 2013 Qtr 3: 0; 2013 Qtr 4: 0; 2014 Qtr 1: 0; 2014 Qtr 2: 0; 2014 Qtr 3: 0; 2014 Qtr 4: 0; 2015 Qtr 1: 0; 2015 Qtr 2: 0; 2015 Qtr 3: 0; 2015 Qtr 4: 0 | 0
[16 empty] | 0 |  |  | #N/A | [26 empty] | 0% | 0% |  | 0 | 0 | 0 | 0 | 0 | 0 | 0 | 0 | 0 | 0 | 0 | 2013 Qtr 1: 0; 2013 Qtr 2: 0; 2013 Qtr 3: 0; 2013 Qtr 4: 0; 2014 Qtr 1: 0; 2014 Qtr 2: 0; 2014 Qtr 3: 0; 2014 Qtr 4: 0; 2015 Qtr 1: 0; 2015 Qtr 2: 0; 2015 Qtr 3: 0; 2015 Qtr 4: 0 | 0
[16 empty] | 0 |  |  | #N/A | [26 empty] | 0% | 0% |  | 0 | 0 | 0 | 0 | 0 | 0 | 0 | 0 | 0 | 0 | 0 | 2013 Qtr 1: 0; 2013 Qtr 2: 0; 2013 Qtr 3: 0; 2013 Qtr 4: 0; 2014 Qtr 1: 0; 2014 Qtr 2: 0; 2014 Qtr 3: 0; 2014 Qtr 4: 0; 2015 Qtr 1: 0; 2015 Qtr 2: 0; 2015 Qtr 3: 0; 2015 Qtr 4: 0 | 0
[16 empty] | 0 |  |  | #N/A | [26 empty] | 0% | 0% |  | 0 | 0 | 0 | 0 | 0 | 0 | 0 | 0 | 0 | 0 | 0 | 2013 Qtr 1: 0; 2013 Qtr 2: 0; 2013 Qtr 3: 0; 2013 Qtr 4: 0; 2014 Qtr 1: 0; 2014 Qtr 2: 0; 2014 Qtr 3: 0; 2014 Qtr 4: 0; 2015 Qtr 1: 0; 2015 Qtr 2: 0; 2015 Qtr 3: 0; 2015 Qtr 4: 0 | 0
[16 empty] | 0 |  |  | #N/A | [26 empty] | 0% | 0% |  | 0 | 0 | 0 | 0 | 0 | 0 | 0 | 0 | 0 | 0 | 0 | 2013 Qtr 1: 0; 2013 Qtr 2: 0; 2013 Qtr 3: 0; 2013 Qtr 4: 0; 2014 Qtr 1: 0; 2014 Qtr 2: 0; 2014 Qtr 3: 0; 2014 Qtr 4: 0; 2015 Qtr 1: 0; 2015 Qtr 2: 0; 2015 Qtr 3: 0; 2015 Qtr 4: 0 | 0
[16 empty] | 0 |  |  | #N/A | [26 empty] | 0% | 0% |  | 0 | 0 | 0 | 0 | 0 | 0 | 0 | 0 | 0 | 0 | 0 | 2013 Qtr 1: 0; 2013 Qtr 2: 0; 2013 Qtr 3: 0; 2013 Qtr 4: 0; 2014 Qtr 1: 0; 2014 Qtr 2: 0; 2014 Qtr 3: 0; 2014 Qtr 4: 0; 2015 Qtr 1: 0; 2015 Qtr 2: 0; 2015 Qtr 3: 0; 2015 Qtr 4: 0 | 0
[16 empty] | 0 |  |  | #N/A | [26 empty] | 0% | 0% |  | 0 | 0 | 0 | 0 | 0 | 0 | 0 | 0 | 0 | 0 | 0 | 2013 Qtr 1: 0; 2013 Qtr 2: 0; 2013 Qtr 3: 0; 2013 Qtr 4: 0; 2014 Qtr 1: 0; 2014 Qtr 2: 0; 2014 Qtr 3: 0; 2014 Qtr 4: 0; 2015 Qtr 1: 0; 2015 Qtr 2: 0; 2015 Qtr 3: 0; 2015 Qtr 4: 0 | 0
[16 empty] | 0 |  |  | #N/A | [26 empty] | 0% | 0% |  | 0 | 0 | 0 | 0 | 0 | 0 | 0 | 0 | 0 | 0 | 0 | 2013 Qtr 1: 0; 2013 Qtr 2: 0; 2013 Qtr 3: 0; 2013 Qtr 4: 0; 2014 Qtr 1: 0; 2014 Qtr 2: 0; 2014 Qtr 3: 0; 2014 Qtr 4: 0; 2015 Qtr 1: 0; 2015 Qtr 2: 0; 2015 Qtr 3: 0; 2015 Qtr 4: 0 | 0
[16 empty] | 0 |  |  | #N/A | [26 empty] | 0% | 0% |  | 0 | 0 | 0 | 0 | 0 | 0 | 0 | 0 | 0 | 0 | 0 | 2013 Qtr 1: 0; 2013 Qtr 2: 0; 2013 Qtr 3: 0; 2013 Qtr 4: 0; 2014 Qtr 1: 0; 2014 Qtr 2: 0; 2014 Qtr 3: 0; 2014 Qtr 4: 0; 2015 Qtr 1: 0; 2015 Qtr 2: 0; 2015 Qtr 3: 0; 2015 Qtr 4: 0 | 0
[16 empty] | 0 |  |  | #N/A | [26 empty] | 0% | 0% |  | 0 | 0 | 0 | 0 | 0 | 0 | 0 | 0 | 0 | 0 | 0 | 2013 Qtr 1: 0; 2013 Qtr 2: 0; 2013 Qtr 3: 0; 2013 Qtr 4: 0; 2014 Qtr 1: 0; 2014 Qtr 2: 0; 2014 Qtr 3: 0; 2014 Qtr 4: 0; 2015 Qtr 1: 0; 2015 Qtr 2: 0; 2015 Qtr 3: 0; 2015 Qtr 4: 0 | 0
[16 empty] | 0 |  |  | #N/A | [26 empty] | 0% | 0% |  | 0 | 0 | 0 | 0 | 0 | 0 | 0 | 0 | 0 | 0 | 0 | 2013 Qtr 1: 0; 2013 Qtr 2: 0; 2013 Qtr 3: 0; 2013 Qtr 4: 0; 2014 Qtr 1: 0; 2014 Qtr 2: 0; 2014 Qtr 3: 0; 2014 Qtr 4: 0; 2015 Qtr 1: 0; 2015 Qtr 2: 0; 2015 Qtr 3: 0; 2015 Qtr 4: 0 | 0
[16 empty] | 0 |  |  | #N/A | [26 empty] | 0% | 0% |  | 0 | 0 | 0 | 0 | 0 | 0 | 0 | 0 | 0 | 0 | 0 | 2013 Qtr 1: 0; 2013 Qtr 2: 0; 2013 Qtr 3: 0; 2013 Qtr 4: 0; 2014 Qtr 1: 0; 2014 Qtr 2: 0; 2014 Qtr 3: 0; 2014 Qtr 4: 0; 2015 Qtr 1: 0; 2015 Qtr 2: 0; 2015 Qtr 3: 0; 2015 Qtr 4: 0 | 0
[16 empty] | 0 |  |  | #N/A | [26 empty] | 0% | 0% |  | 0 | 0 | 0 | 0 | 0 | 0 | 0 | 0 | 0 | 0 | 0 | 2013 Qtr 1: 0; 2013 Qtr 2: 0; 2013 Qtr 3: 0; 2013 Qtr 4: 0; 2014 Qtr 1: 0; 2014 Qtr 2: 0; 2014 Qtr 3: 0; 2014 Qtr 4: 0; 2015 Qtr 1: 0; 2015 Qtr 2: 0; 2015 Qtr 3: 0; 2015 Qtr 4: 0 | 0
[16 empty] | 0 |  |  | #N/A | [26 empty] | 0% | 0% |  | 0 | 0 | 0 | 0 | 0 | 0 | 0 | 0 | 0 | 0 | 0 | 2013 Qtr 1: 0; 2013 Qtr 2: 0; 2013 Qtr 3: 0; 2013 Qtr 4: 0; 2014 Qtr 1: 0; 2014 Qtr 2: 0; 2014 Qtr 3: 0; 2014 Qtr 4: 0; 2015 Qtr 1: 0; 2015 Qtr 2: 0; 2015 Qtr 3: 0; 2015 Qtr 4: 0 | 0
[16 empty] | 0 |  |  | #N/A | [26 empty] | 0% | 0% |  | 0 | 0 | 0 | 0 | 0 | 0 | 0 | 0 | 0 | 0 | 0 | 2013 Qtr 1: 0; 2013 Qtr 2: 0; 2013 Qtr 3: 0; 2013 Qtr 4: 0; 2014 Qtr 1: 0; 2014 Qtr 2: 0; 2014 Qtr 3: 0; 2014 Qtr 4: 0; 2015 Qtr 1: 0; 2015 Qtr 2: 0; 2015 Qtr 3: 0; 2015 Qtr 4: 0 | 0
[16 empty] | 0 |  |  | #N/A | [26 empty] | 0% | 0% |  | 0 | 0 | 0 | 0 | 0 | 0 | 0 | 0 | 0 | 0 | 0 | 2013 Qtr 1: 0; 2013 Qtr 2: 0; 2013 Qtr 3: 0; 2013 Qtr 4: 0; 2014 Qtr 1: 0; 2014 Qtr 2: 0; 2014 Qtr 3: 0; 2014 Qtr 4: 0; 2015 Qtr 1: 0; 2015 Qtr 2: 0; 2015 Qtr 3: 0; 2015 Qtr 4: 0 | 0
[16 empty] | 0 |  |  | #N/A | [26 empty] | 0% | 0% |  | 0 | 0 | 0 | 0 | 0 | 0 | 0 | 0 | 0 | 0 | 0 | 2013 Qtr 1: 0; 2013 Qtr 2: 0; 2013 Qtr 3: 0; 2013 Qtr 4: 0; 2014 Qtr 1: 0; 2014 Qtr 2: 0; 2014 Qtr 3: 0; 2014 Qtr 4: 0; 2015 Qtr 1: 0; 2015 Qtr 2: 0; 2015 Qtr 3: 0; 2015 Qtr 4: 0 | 0
[16 empty] | 0 |  |  | #N/A | [26 empty] | 0% | 0% |  | 0 | 0 | 0 | 0 | 0 | 0 | 0 | 0 | 0 | 0 | 0 | 2013 Qtr 1: 0; 2013 Qtr 2: 0; 2013 Qtr 3: 0; 2013 Qtr 4: 0; 2014 Qtr 1: 0; 2014 Qtr 2: 0; 2014 Qtr 3: 0; 2014 Qtr 4: 0; 2015 Qtr 1: 0; 2015 Qtr 2: 0; 2015 Qtr 3: 0; 2015 Qtr 4: 0 | 0
[16 empty] | 0 |  |  | #N/A | [26 empty] | 0% | 0% |  | 0 | 0 | 0 | 0 | 0 | 0 | 0 | 0 | 0 | 0 | 0 | 2013 Qtr 1: 0; 2013 Qtr 2: 0; 2013 Qtr 3: 0; 2013 Qtr 4: 0; 2014 Qtr 1: 0; 2014 Qtr 2: 0; 2014 Qtr 3: 0; 2014 Qtr 4: 0; 2015 Qtr 1: 0; 2015 Qtr 2: 0; 2015 Qtr 3: 0; 2015 Qtr 4: 0 | 0
[16 empty] | 0 |  |  | #N/A | [26 empty] | 0% | 0% |  | 0 | 0 | 0 | 0 | 0 | 0 | 0 | 0 | 0 | 0 | 0 | 2013 Qtr 1: 0; 2013 Qtr 2: 0; 2013 Qtr 3: 0; 2013 Qtr 4: 0; 2014 Qtr 1: 0; 2014 Qtr 2: 0; 2014 Qtr 3: 0; 2014 Qtr 4: 0; 2015 Qtr 1: 0; 2015 Qtr 2: 0; 2015 Qtr 3: 0; 2015 Qtr 4: 0 | 0
[16 empty] | 0 |  |  | #N/A | [26 empty] | 0% | 0% |  | 0 | 0 | 0 | 0 | 0 | 0 | 0 | 0 | 0 | 0 | 0 | 2013 Qtr 1: 0; 2013 Qtr 2: 0; 2013 Qtr 3: 0; 2013 Qtr 4: 0; 2014 Qtr 1: 0; 2014 Qtr 2: 0; 2014 Qtr 3: 0; 2014 Qtr 4: 0; 2015 Qtr 1: 0; 2015 Qtr 2: 0; 2015 Qtr 3: 0; 2015 Qtr 4: 0 | 0
[16 empty] | 0 |  |  | #N/A | [26 empty] | 0% | 0% |  | 0 | 0 | 0 | 0 | 0 | 0 | 0 | 0 | 0 | 0 | 0 | 2013 Qtr 1: 0; 2013 Qtr 2: 0; 2013 Qtr 3: 0; 2013 Qtr 4: 0; 2014 Qtr 1: 0; 2014 Qtr 2: 0; 2014 Qtr 3: 0; 2014 Qtr 4: 0; 2015 Qtr 1: 0; 2015 Qtr 2: 0; 2015 Qtr 3: 0; 2015 Qtr 4: 0 | 0
[16 empty] | 0 |  |  | #N/A | [26 empty] | 0% | 0% |  | 0 | 0 | 0 | 0 | 0 | 0 | 0 | 0 | 0 | 0 | 0 | 2013 Qtr 1: 0; 2013 Qtr 2: 0; 2013 Qtr 3: 0; 2013 Qtr 4: 0; 2014 Qtr 1: 0; 2014 Qtr 2: 0; 2014 Qtr 3: 0; 2014 Qtr 4: 0; 2015 Qtr 1: 0; 2015 Qtr 2: 0; 2015 Qtr 3: 0; 2015 Qtr 4: 0 | 0
[16 empty] | 0 |  |  | #N/A | [26 empty] | 0% | 0% |  | 0 | 0 | 0 | 0 | 0 | 0 | 0 | 0 | 0 | 0 | 0 | 2013 Qtr 1: 0; 2013 Qtr 2: 0; 2013 Qtr 3: 0; 2013 Qtr 4: 0; 2014 Qtr 1: 0; 2014 Qtr 2: 0; 2014 Qtr 3: 0; 2014 Qtr 4: 0; 2015 Qtr 1: 0; 2015 Qtr 2: 0; 2015 Qtr 3: 0; 2015 Qtr 4: 0 | 0
[16 empty] | 0 |  |  | #N/A | [26 empty] | 0% | 0% |  | 0 | 0 | 0 | 0 | 0 | 0 | 0 | 0 | 0 | 0 | 0 | 2013 Qtr 1: 0; 2013 Qtr 2: 0; 2013 Qtr 3: 0; 2013 Qtr 4: 0; 2014 Qtr 1: 0; 2014 Qtr 2: 0; 2014 Qtr 3: 0; 2014 Qtr 4: 0; 2015 Qtr 1: 0; 2015 Qtr 2: 0; 2015 Qtr 3: 0; 2015 Qtr 4: 0 | 0
[16 empty] | 0 |  |  | #N/A | [26 empty] | 0% | 0% |  | 0 | 0 | 0 | 0 | 0 | 0 | 0 | 0 | 0 | 0 | 0 | 2013 Qtr 1: 0; 2013 Qtr 2: 0; 2013 Qtr 3: 0; 2013 Qtr 4: 0; 2014 Qtr 1: 0; 2014 Qtr 2: 0; 2014 Qtr 3: 0; 2014 Qtr 4: 0; 2015 Qtr 1: 0; 2015 Qtr 2: 0; 2015 Qtr 3: 0; 2015 Qtr 4: 0 | 0
[16 empty] | 0 |  |  | #N/A | [26 empty] | 0% | 0% |  | 0 | 0 | 0 | 0 | 0 | 0 | 0 | 0 | 0 | 0 | 0 | 2013 Qtr 1: 0; 2013 Qtr 2: 0; 2013 Qtr 3: 0; 2013 Qtr 4: 0; 2014 Qtr 1: 0; 2014 Qtr 2: 0; 2014 Qtr 3: 0; 2014 Qtr 4: 0; 2015 Qtr 1: 0; 2015 Qtr 2: 0; 2015 Qtr 3: 0; 2015 Qtr 4: 0 | 0
[16 empty] | 0 |  |  | #N/A | [26 empty] | 0% | 0% |  | 0 | 0 | 0 | 0 | 0 | 0 | 0 | 0 | 0 | 0 | 0 | 2013 Qtr 1: 0; 2013 Qtr 2: 0; 2013 Qtr 3: 0; 2013 Qtr 4: 0; 2014 Qtr 1: 0; 2014 Qtr 2: 0; 2014 Qtr 3: 0; 2014 Qtr 4: 0; 2015 Qtr 1: 0; 2015 Qtr 2: 0; 2015 Qtr 3: 0; 2015 Qtr 4: 0 | 0
[16 empty] | 0 |  |  | #N/A | [26 empty] | 0% | 0% |  | 0 | 0 | 0 | 0 | 0 | 0 | 0 | 0 | 0 | 0 | 0 | 2013 Qtr 1: 0; 2013 Qtr 2: 0; 2013 Qtr 3: 0; 2013 Qtr 4: 0; 2014 Qtr 1: 0; 2014 Qtr 2: 0; 2014 Qtr 3: 0; 2014 Qtr 4: 0; 2015 Qtr 1: 0; 2015 Qtr 2: 0; 2015 Qtr 3: 0; 2015 Qtr 4: 0 | 0
[16 empty] | 0 |  |  | #N/A | [26 empty] | 0% | 0% |  | 0 | 0 | 0 | 0 | 0 | 0 | 0 | 0 | 0 | 0 | 0 | 2013 Qtr 1: 0; 2013 Qtr 2: 0; 2013 Qtr 3: 0; 2013 Qtr 4: 0; 2014 Qtr 1: 0; 2014 Qtr 2: 0; 2014 Qtr 3: 0; 2014 Qtr 4: 0; 2015 Qtr 1: 0; 2015 Qtr 2: 0; 2015 Qtr 3: 0; 2015 Qtr 4: 0 | 0
[16 empty] | 0 |  |  | #N/A | [26 empty] | 0% | 0% |  | 0 | 0 | 0 | 0 | 0 | 0 | 0 | 0 | 0 | 0 | 0 | 2013 Qtr 1: 0; 2013 Qtr 2: 0; 2013 Qtr 3: 0; 2013 Qtr 4: 0; 2014 Qtr 1: 0; 2014 Qtr 2: 0; 2014 Qtr 3: 0; 2014 Qtr 4: 0; 2015 Qtr 1: 0; 2015 Qtr 2: 0; 2015 Qtr 3: 0; 2015 Qtr 4: 0 | 0
[16 empty] | 0 |  |  | #N/A | [26 empty] | 0% | 0% |  | 0 | 0 | 0 | 0 | 0 | 0 | 0 | 0 | 0 | 0 | 0 | 2013 Qtr 1: 0; 2013 Qtr 2: 0; 2013 Qtr 3: 0; 2013 Qtr 4: 0; 2014 Qtr 1: 0; 2014 Qtr 2: 0; 2014 Qtr 3: 0; 2014 Qtr 4: 0; 2015 Qtr 1: 0; 2015 Qtr 2: 0; 2015 Qtr 3: 0; 2015 Qtr 4: 0 | 0
[16 empty] | 0 |  |  | #N/A | [26 empty] | 0% | 0% |  | 0 | 0 | 0 | 0 | 0 | 0 | 0 | 0 | 0 | 0 | 0 | 2013 Qtr 1: 0; 2013 Qtr 2: 0; 2013 Qtr 3: 0; 2013 Qtr 4: 0; 2014 Qtr 1: 0; 2014 Qtr 2: 0; 2014 Qtr 3: 0; 2014 Qtr 4: 0; 2015 Qtr 1: 0; 2015 Qtr 2: 0; 2015 Qtr 3: 0; 2015 Qtr 4: 0 | 0
[16 empty] | 0 |  |  | #N/A | [26 empty] | 0% | 0% |  | 0 | 0 | 0 | 0 | 0 | 0 | 0 | 0 | 0 | 0 | 0 | 2013 Qtr 1: 0; 2013 Qtr 2: 0; 2013 Qtr 3: 0; 2013 Qtr 4: 0; 2014 Qtr 1: 0; 2014 Qtr 2: 0; 2014 Qtr 3: 0; 2014 Qtr 4: 0; 2015 Qtr 1: 0; 2015 Qtr 2: 0; 2015 Qtr 3: 0; 2015 Qtr 4: 0 | 0
[16 empty] | 0 |  |  | #N/A | [26 empty] | 0% | 0% |  | 0 | 0 | 0 | 0 | 0 | 0 | 0 | 0 | 0 | 0 | 0 | 2013 Qtr 1: 0; 2013 Qtr 2: 0; 2013 Qtr 3: 0; 2013 Qtr 4: 0; 2014 Qtr 1: 0; 2014 Qtr 2: 0; 2014 Qtr 3: 0; 2014 Qtr 4: 0; 2015 Qtr 1: 0; 2015 Qtr 2: 0; 2015 Qtr 3: 0; 2015 Qtr 4: 0 | 0
[16 empty] | 0 |  |  | #N/A | [26 empty] | 0% | 0% |  | 0 | 0 | 0 | 0 | 0 | 0 | 0 | 0 | 0 | 0 | 0 | 2013 Qtr 1: 0; 2013 Qtr 2: 0; 2013 Qtr 3: 0; 2013 Qtr 4: 0; 2014 Qtr 1: 0; 2014 Qtr 2: 0; 2014 Qtr 3: 0; 2014 Qtr 4: 0; 2015 Qtr 1: 0; 2015 Qtr 2: 0; 2015 Qtr 3: 0; 2015 Qtr 4: 0 | 0
[16 empty] | 0 |  |  | #N/A | [26 empty] | 0% | 0% |  | 0 | 0 | 0 | 0 | 0 | 0 | 0 | 0 | 0 | 0 | 0 | 2013 Qtr 1: 0; 2013 Qtr 2: 0; 2013 Qtr 3: 0; 2013 Qtr 4: 0; 2014 Qtr 1: 0; 2014 Qtr 2: 0; 2014 Qtr 3: 0; 2014 Qtr 4: 0; 2015 Qtr 1: 0; 2015 Qtr 2: 0; 2015 Qtr 3: 0; 2015 Qtr 4: 0 | 0
[16 empty] | 0 |  |  | #N/A | [26 empty] | 0% | 0% |  | 0 | 0 | 0 | 0 | 0 | 0 | 0 | 0 | 0 | 0 | 0 | 2013 Qtr 1: 0; 2013 Qtr 2: 0; 2013 Qtr 3: 0; 2013 Qtr 4: 0; 2014 Qtr 1: 0; 2014 Qtr 2: 0; 2014 Qtr 3: 0; 2014 Qtr 4: 0; 2015 Qtr 1: 0; 2015 Qtr 2: 0; 2015 Qtr 3: 0; 2015 Qtr 4: 0 | 0
[16 empty] | 0 |  |  | #N/A | [26 empty] | 0% | 0% |  | 0 | 0 | 0 | 0 | 0 | 0 | 0 | 0 | 0 | 0 | 0 | 2013 Qtr 1: 0; 2013 Qtr 2: 0; 2013 Qtr 3: 0; 2013 Qtr 4: 0; 2014 Qtr 1: 0; 2014 Qtr 2: 0; 2014 Qtr 3: 0; 2014 Qtr 4: 0; 2015 Qtr 1: 0; 2015 Qtr 2: 0; 2015 Qtr 3: 0; 2015 Qtr 4: 0 | 0
[16 empty] | 0 |  |  | #N/A | [26 empty] | 0% | 0% |  | 0 | 0 | 0 | 0 | 0 | 0 | 0 | 0 | 0 | 0 | 0 | 2013 Qtr 1: 0; 2013 Qtr 2: 0; 2013 Qtr 3: 0; 2013 Qtr 4: 0; 2014 Qtr 1: 0; 2014 Qtr 2: 0; 2014 Qtr 3: 0; 2014 Qtr 4: 0; 2015 Qtr 1: 0; 2015 Qtr 2: 0; 2015 Qtr 3: 0; 2015 Qtr 4: 0 | 0
[16 empty] | 0 |  |  | #N/A | [26 empty] | 0% | 0% |  | 0 | 0 | 0 | 0 | 0 | 0 | 0 | 0 | 0 | 0 | 0 | 2013 Qtr 1: 0; 2013 Qtr 2: 0; 2013 Qtr 3: 0; 2013 Qtr 4: 0; 2014 Qtr 1: 0; 2014 Qtr 2: 0; 2014 Qtr 3: 0; 2014 Qtr 4: 0; 2015 Qtr 1: 0; 2015 Qtr 2: 0; 2015 Qtr 3: 0; 2015 Qtr 4: 0 | 0
[16 empty] | 0 |  |  | #N/A | [26 empty] | 0% | 0% |  | 0 | 0 | 0 | 0 | 0 | 0 | 0 | 0 | 0 | 0 | 0 | 2013 Qtr 1: 0; 2013 Qtr 2: 0; 2013 Qtr 3: 0; 2013 Qtr 4: 0; 2014 Qtr 1: 0; 2014 Qtr 2: 0; 2014 Qtr 3: 0; 2014 Qtr 4: 0; 2015 Qtr 1: 0; 2015 Qtr 2: 0; 2015 Qtr 3: 0; 2015 Qtr 4: 0 | 0
[16 empty] | 0 |  |  | #N/A | [26 empty] | 0% | 0% |  | 0 | 0 | 0 | 0 | 0 | 0 | 0 | 0 | 0 | 0 | 0 | 2013 Qtr 1: 0; 2013 Qtr 2: 0; 2013 Qtr 3: 0; 2013 Qtr 4: 0; 2014 Qtr 1: 0; 2014 Qtr 2: 0; 2014 Qtr 3: 0; 2014 Qtr 4: 0; 2015 Qtr 1: 0; 2015 Qtr 2: 0; 2015 Qtr 3: 0; 2015 Qtr 4: 0 | 0
[16 empty] | 0 |  |  | #N/A | [26 empty] | 0% | 0% |  | 0 | 0 | 0 | 0 | 0 | 0 | 0 | 0 | 0 | 0 | 0 | 2013 Qtr 1: 0; 2013 Qtr 2: 0; 2013 Qtr 3: 0; 2013 Qtr 4: 0; 2014 Qtr 1: 0; 2014 Qtr 2: 0; 2014 Qtr 3: 0; 2014 Qtr 4: 0; 2015 Qtr 1: 0; 2015 Qtr 2: 0; 2015 Qtr 3: 0; 2015 Qtr 4: 0 | 0
[16 empty] | 0 |  |  | #N/A | [26 empty] | 0% | 0% |  | 0 | 0 | 0 | 0 | 0 | 0 | 0 | 0 | 0 | 0 | 0 | 2013 Qtr 1: 0; 2013 Qtr 2: 0; 2013 Qtr 3: 0; 2013 Qtr 4: 0; 2014 Qtr 1: 0; 2014 Qtr 2: 0; 2014 Qtr 3: 0; 2014 Qtr 4: 0; 2015 Qtr 1: 0; 2015 Qtr 2: 0; 2015 Qtr 3: 0; 2015 Qtr 4: 0 | 0
[16 empty] | 0 |  |  | #N/A | [26 empty] | 0% | 0% |  | 0 | 0 | 0 | 0 | 0 | 0 | 0 | 0 | 0 | 0 | 0 | 2013 Qtr 1: 0; 2013 Qtr 2: 0; 2013 Qtr 3: 0; 2013 Qtr 4: 0; 2014 Qtr 1: 0; 2014 Qtr 2: 0; 2014 Qtr 3: 0; 2014 Qtr 4: 0; 2015 Qtr 1: 0; 2015 Qtr 2: 0; 2015 Qtr 3: 0; 2015 Qtr 4: 0 | 0
[16 empty] | 0 |  |  | #N/A | [26 empty] | 0% | 0% |  | 0 | 0 | 0 | 0 | 0 | 0 | 0 | 0 | 0 | 0 | 0 | 2013 Qtr 1: 0; 2013 Qtr 2: 0; 2013 Qtr 3: 0; 2013 Qtr 4: 0; 2014 Qtr 1: 0; 2014 Qtr 2: 0; 2014 Qtr 3: 0; 2014 Qtr 4: 0; 2015 Qtr 1: 0; 2015 Qtr 2: 0; 2015 Qtr 3: 0; 2015 Qtr 4: 0 | 0
[16 empty] | 0 |  |  | #N/A | [26 empty] | 0% | 0% |  | 0 | 0 | 0 | 0 | 0 | 0 | 0 | 0 | 0 | 0 | 0 | 2013 Qtr 1: 0; 2013 Qtr 2: 0; 2013 Qtr 3: 0; 2013 Qtr 4: 0; 2014 Qtr 1: 0; 2014 Qtr 2: 0; 2014 Qtr 3: 0; 2014 Qtr 4: 0; 2015 Qtr 1: 0; 2015 Qtr 2: 0; 2015 Qtr 3: 0; 2015 Qtr 4: 0 | 0
[16 empty] | 0 |  |  | #N/A | [26 empty] | 0% | 0% |  | 0 | 0 | 0 | 0 | 0 | 0 | 0 | 0 | 0 | 0 | 0 | 2013 Qtr 1: 0; 2013 Qtr 2: 0; 2013 Qtr 3: 0; 2013 Qtr 4: 0; 2014 Qtr 1: 0; 2014 Qtr 2: 0; 2014 Qtr 3: 0; 2014 Qtr 4: 0; 2015 Qtr 1: 0; 2015 Qtr 2: 0; 2015 Qtr 3: 0; 2015 Qtr 4: 0 | 0
[16 empty] | 0 |  |  | #N/A | [26 empty] | 0% | 0% |  | 0 | 0 | 0 | 0 | 0 | 0 | 0 | 0 | 0 | 0 | 0 | 2013 Qtr 1: 0; 2013 Qtr 2: 0; 2013 Qtr 3: 0; 2013 Qtr 4: 0; 2014 Qtr 1: 0; 2014 Qtr 2: 0; 2014 Qtr 3: 0; 2014 Qtr 4: 0; 2015 Qtr 1: 0; 2015 Qtr 2: 0; 2015 Qtr 3: 0; 2015 Qtr 4: 0 | 0
[16 empty] | 0 |  |  | #N/A | [26 empty] | 0% | 0% |  | 0 | 0 | 0 | 0 | 0 | 0 | 0 | 0 | 0 | 0 | 0 | 2013 Qtr 1: 0; 2013 Qtr 2: 0; 2013 Qtr 3: 0; 2013 Qtr 4: 0; 2014 Qtr 1: 0; 2014 Qtr 2: 0; 2014 Qtr 3: 0; 2014 Qtr 4: 0; 2015 Qtr 1: 0; 2015 Qtr 2: 0; 2015 Qtr 3: 0; 2015 Qtr 4: 0 | 0
[16 empty] | 0 |  |  | #N/A | [26 empty] | 0% | 0% |  | 0 | 0 | 0 | 0 | 0 | 0 | 0 | 0 | 0 | 0 | 0 | 2013 Qtr 1: 0; 2013 Qtr 2: 0; 2013 Qtr 3: 0; 2013 Qtr 4: 0; 2014 Qtr 1: 0; 2014 Qtr 2: 0; 2014 Qtr 3: 0; 2014 Qtr 4: 0; 2015 Qtr 1: 0; 2015 Qtr 2: 0; 2015 Qtr 3: 0; 2015 Qtr 4: 0 | 0
[16 empty] | 0 |  |  | #N/A | [26 empty] | 0% | 0% |  | 0 | 0 | 0 | 0 | 0 | 0 | 0 | 0 | 0 | 0 | 0 | 2013 Qtr 1: 0; 2013 Qtr 2: 0; 2013 Qtr 3: 0; 2013 Qtr 4: 0; 2014 Qtr 1: 0; 2014 Qtr 2: 0; 2014 Qtr 3: 0; 2014 Qtr 4: 0; 2015 Qtr 1: 0; 2015 Qtr 2: 0; 2015 Qtr 3: 0; 2015 Qtr 4: 0 | 0
[16 empty] | 0 |  |  | #N/A | [26 empty] | 0% | 0% |  | 0 | 0 | 0 | 0 | 0 | 0 | 0 | 0 | 0 | 0 | 0 | 2013 Qtr 1: 0; 2013 Qtr 2: 0; 2013 Qtr 3: 0; 2013 Qtr 4: 0; 2014 Qtr 1: 0; 2014 Qtr 2: 0; 2014 Qtr 3: 0; 2014 Qtr 4: 0; 2015 Qtr 1: 0; 2015 Qtr 2: 0; 2015 Qtr 3: 0; 2015 Qtr 4: 0 | 0
|  |  | Climate Zones | Sectors | End Use Validation List |  | Measure Types for Measure Life |  | Gas Sector | Gas Savings Profile | Combustor Type | bar: 2013 Qtr 2; 2015 Qtr 3; 2016 Qtr 2; 2018 Qtr 2; 2020 Qtr 2; 2022 Qtr 2
|  |  | 7 | RES | res:DEER:Indoor_CFL_Ltg |  | NONRESIDENTIAL MEASURES: |  | Residential | Summer Only | Large Boilers (>100 MMBtu/hr Heat Input):Uncontrolled | bar: 2013 Qtr 1 to 2013 Qtr 2; 2014 Qtr 4 to 2016 Qtr 2; 2017 Qtr 2; 2018 Qtr 1 to 2018 Qtr 2; 2019 Qtr 2; 2020 Qtr 1 to 2020 Qtr 2; 2021 Qtr 2; 2022 Qtr 1 to 2022 Qtr 2; 2023 Qtr 2 to 2023 Qtr 4
|  |  | 10 | NON_RES | res:DEER:Indoor_CFL_Ltg |  | **************************************************************** |  | Commercial | Winter Only | Large Boilers (>100 MMBtu/hr Heat Input):Controlled Low NOx Burner | bar: 2013 Qtr 1 to 2013 Qtr 2; 2014 Qtr 4 to 2016 Qtr 2; 2017 Qtr 2; 2018 Qtr 1 to 2018 Qtr 2; 2019 Qtr 2; 2020 Qtr 1 to 2020 Qtr 2; 2021 Qtr 2; 2022 Qtr 1 to 2022 Qtr 2; 2023 Qtr 2 to 2023 Qtr 4
|  |  | 15 | Residential | res:DEER:Indoor_CFL_Ltg |  | Ballast – Dimmable: NR - 11 |  | Core | Annual | Large Boilers (>100 MMBtu/hr Heat Input):Controlled – Flue Gas Recirculation | bar: 2013 Qtr 1 to 2013 Qtr 2; 2014 Qtr 4 to 2016 Qtr 2; 2017 Qtr 2; 2018 Qtr 1 to 2018 Qtr 2; 2019 Qtr 2; 2020 Qtr 1 to 2020 Qtr 2; 2021 Qtr 2; 2022 Qtr 1 to 2022 Qtr 2; 2023 Qtr 2 to 2023 Qtr 4
|  |  | 15 | Commercial | res:DEER:Indoor_CFL_Ltg |  | Ballast – Electronic: NR - 11 |  |  |  | Small Boilers (<100 MMBtu/hr Heat Input):Uncontrolled | bar: 2013 Qtr 1 to 2013 Qtr 2; 2014 Qtr 4 to 2016 Qtr 2; 2017 Qtr 2; 2018 Qtr 1 to 2018 Qtr 2; 2019 Qtr 2; 2020 Qtr 1 to 2020 Qtr 2; 2021 Qtr 2; 2022 Qtr 1 to 2022 Qtr 2; 2023 Qtr 2 to 2023 Qtr 4
|  |  | System | Industrial | res:DEER:Indoor_CFL_Ltg |  | Fluorescent Fixture – T8: C/I/A - 11 |  |  |  | Small Boilers (<100 MMBtu/hr Heat Input):Controlled Low NOx Burner | bar: 2013 Qtr 1 to 2013 Qtr 2; 2014 Qtr 4 to 2016 Qtr 2; 2017 Qtr 2; 2018 Qtr 1 to 2018 Qtr 2; 2019 Qtr 2; 2020 Qtr 1 to 2020 Qtr 2; 2021 Qtr 2; 2022 Qtr 1 to 2022 Qtr 2; 2023 Qtr 2 to 2023 Qtr 4
|  |  |  | Agricultural | res:DEER:RefgFrzr_HighEff |  | Fixture: T8 Lamp & Electronic Ballast: C/I/A - 11 |  |  |  | Small Boilers (<100 MMBtu/hr Heat Input):Controlled – Flue Gas Recirculation | bar: 2013 Qtr 1 to 2013 Qtr 2; 2014 Qtr 4 to 2016 Qtr 2; 2017 Qtr 2; 2018 Qtr 1 to 2018 Qtr 2; 2019 Qtr 2; 2020 Qtr 1 to 2020 Qtr 2; 2021 Qtr 2; 2022 Qtr 1 to 2022 Qtr 2; 2023 Qtr 2 to 2023 Qtr 4
|  |  |  | Not Used | res:DEER:RefgFrzr_HighEff |  | T8 Fixtures – 17 Watt Lamp, 2ft or 32-watt Lamp, 4ft 11 |  |  |  | Residential Furnaces (<0.3):Uncontrolled | bar: 2013 Qtr 1 to 2013 Qtr 2; 2014 Qtr 4 to 2016 Qtr 2; 2017 Qtr 2; 2018 Qtr 1 to 2018 Qtr 2; 2019 Qtr 2; 2020 Qtr 1 to 2020 Qtr 2; 2021 Qtr 2; 2022 Qtr 1 to 2022 Qtr 2; 2023 Qtr 2 to 2023 Qtr 4
[5 empty] | res:DEER:RefgFrzr_HighEff |  | T8 Lamps: C/I/A - 5 | bar: 2013 Qtr 1 to 2013 Qtr 2; 2014 Qtr 4 to 2016 Qtr 2; 2017 Qtr 2; 2018 Qtr 1 to 2018 Qtr 2; 2019 Qtr 2; 2020 Qtr 1 to 2020 Qtr 2; 2021 Qtr 2; 2022 Qtr 1 to 2022 Qtr 2; 2023 Qtr 2 to 2023 Qtr 4
[5 empty] | res:DEER:RefgFrzr_HighEff |  | High Efficiency Lighting (HID): NR - 16 | bar: 2013 Qtr 1 to 2013 Qtr 2; 2014 Qtr 4 to 2016 Qtr 2; 2017 Qtr 2; 2018 Qtr 1 to 2018 Qtr 2; 2019 Qtr 2; 2020 Qtr 1 to 2020 Qtr 2; 2021 Qtr 2; 2022 Qtr 1 to 2022 Qtr 2; 2023 Qtr 2 to 2023 Qtr 4
[5 empty] | res:DEER:RefgFrzr_HighEff |  | High Output T5 Fixture: NR - 16 |  | Electric Rate | Gas Rate | bar: 2013 Qtr 1 to 2013 Qtr 2; 2014 Qtr 4 to 2016 Qtr 2; 2017 Qtr 2; 2018 Qtr 1 to 2018 Qtr 2; 2019 Qtr 2; 2020 Qtr 1 to 2020 Qtr 2; 2021 Qtr 2; 2022 Qtr 1 to 2022 Qtr 2; 2023 Qtr 2 to 2023 Qtr 4
[5 empty] | res:DEER:RefgFrzr_Recyc-Conditioned |  | Indoor or Outdoor Lighting System Modification: NR - 13.5 |  | Residential | Residential | bar: 2013 Qtr 1 to 2013 Qtr 2; 2014 Qtr 4 to 2016 Qtr 2; 2017 Qtr 2; 2018 Qtr 1 to 2018 Qtr 2; 2019 Qtr 2; 2020 Qtr 1 to 2020 Qtr 2; 2021 Qtr 2; 2022 Qtr 1 to 2022 Qtr 2; 2023 Qtr 2 to 2023 Qtr 4
[5 empty] | res:DEER:RefgFrzr_Recyc-Conditioned |  | Lighting Controls: NR - 16 |  | Commercial | Not Used | bar: 2013 Qtr 1 to 2013 Qtr 2; 2014 Qtr 4 to 2016 Qtr 2; 2017 Qtr 2; 2018 Qtr 1 to 2018 Qtr 2; 2019 Qtr 2; 2020 Qtr 1 to 2020 Qtr 2; 2021 Qtr 2; 2022 Qtr 1 to 2022 Qtr 2; 2023 Qtr 2 to 2023 Qtr 4
[5 empty] | res:DEER:RefgFrzr_Recyc-Conditioned |  | Daylighting Controls; NR - 16 |  | Not Used | Not Used | bar: 2013 Qtr 1 to 2013 Qtr 2; 2014 Qtr 4 to 2016 Qtr 2; 2017 Qtr 2; 2018 Qtr 1 to 2018 Qtr 2; 2019 Qtr 2; 2020 Qtr 1 to 2020 Qtr 2; 2021 Qtr 2; 2022 Qtr 1 to 2022 Qtr 2; 2023 Qtr 2 to 2023 Qtr 4
[5 empty] | res:DEER:RefgFrzr_Recyc-Conditioned |  | Lighting Power Density: NR - 11 |  | Not Used | bar: 2013 Qtr 1 to 2013 Qtr 2; 2014 Qtr 4 to 2016 Qtr 2; 2017 Qtr 2; 2018 Qtr 1 to 2018 Qtr 2; 2019 Qtr 2; 2020 Qtr 1 to 2020 Qtr 2; 2021 Qtr 2; 2022 Qtr 1 to 2022 Qtr 2; 2023 Qtr 2 to 2023 Qtr 4
[5 empty] | res:DEER:RefgFrzr_Recyc-Conditioned |  | Exit Sign – CF Hardware Kit/LED/ Electro-Luminescent: NR - 16 |  | Not Used | bar: 2013 Qtr 1 to 2013 Qtr 2; 2014 Qtr 4 to 2016 Qtr 2; 2017 Qtr 2; 2018 Qtr 1 to 2018 Qtr 2; 2019 Qtr 2; 2020 Qtr 1 to 2020 Qtr 2; 2021 Qtr 2; 2022 Qtr 1 to 2022 Qtr 2; 2023 Qtr 2 to 2023 Qtr 4
[5 empty] | res:DEER:RefgFrzr_Recyc-UnConditioned |  | Occupancy Sensor: NR - 8 |  | 0 | bar: 2013 Qtr 1 to 2013 Qtr 2; 2014 Qtr 4 to 2016 Qtr 2; 2017 Qtr 2; 2018 Qtr 1 to 2018 Qtr 2; 2019 Qtr 2; 2020 Qtr 1 to 2020 Qtr 2; 2021 Qtr 2; 2022 Qtr 1 to 2022 Qtr 2; 2023 Qtr 2 to 2023 Qtr 4
[5 empty] | res:DEER:RefgFrzr_Recyc-UnConditioned |  | Photocell: NR - 8 | bar: 2013 Qtr 1 to 2013 Qtr 2; 2014 Qtr 4 to 2016 Qtr 2; 2017 Qtr 2; 2018 Qtr 1 to 2018 Qtr 2; 2019 Qtr 2; 2020 Qtr 1 to 2020 Qtr 2; 2021 Qtr 2; 2022 Qtr 1 to 2022 Qtr 2; 2023 Qtr 2 to 2023 Qtr 4
[5 empty] | res:DEER:RefgFrzr_Recyc-UnConditioned |  | Time Clock – Lighting: NR - 8 | bar: 2013 Qtr 2; 2015 Qtr 3; 2016 Qtr 2; 2018 Qtr 2; 2020 Qtr 2; 2022 Qtr 2 to 2023 Qtr 4
[5 empty] | res:DEER:RefgFrzr_Recyc-UnConditioned |  | Induction Lamps: NR - 2 | bar: 2013 Qtr 2; 2015 Qtr 3; 2016 Qtr 2; 2018 Qtr 2; 2020 Qtr 2; 2022 Qtr 2 to 2023 Qtr 4
[5 empty] | res:DEER:RefgFrzr_Recyc-UnConditioned |  | Induction Fixture: NR - 16 | bar: 2013 Qtr 2; 2015 Qtr 3; 2016 Qtr 2; 2018 Qtr 2; 2020 Qtr 2; 2022 Qtr 2 to 2023 Qtr 4
[5 empty] | res:DEER:HVAC_Eff_AC |  | Delamp/reflectors: C/I - 11 | bar: 2013 Qtr 2; 2015 Qtr 3; 2016 Qtr 2; 2018 Qtr 2; 2020 Qtr 2; 2022 Qtr 2 to 2023 Qtr 4
[5 empty] | res:DEER:HVAC_Eff_AC |  | Optical Reflectors- new construction: Ind, NRNC - 12 | bar: 2013 Qtr 2; 2015 Qtr 3; 2016 Qtr 2; 2018 Qtr 2; 2020 Qtr 2; 2022 Qtr 2 to 2023 Qtr 4
[5 empty] | res:DEER:HVAC_Eff_AC |  | Optical Reflectors- retrofit: NR - 10 | bar: 2013 Qtr 2; 2015 Qtr 3; 2016 Qtr 2; 2018 Qtr 2; 2020 Qtr 2; 2022 Qtr 2 to 2023 Qtr 4
[5 empty] | res:DEER:HVAC_Eff_AC |  | HID fixture: Interior, >= 176 Watts lamp: Ind - 16 | bar: 2013 Qtr 2; 2015 Qtr 3; 2016 Qtr 2; 2018 Qtr 2; 2020 Qtr 2; 2022 Qtr 2 to 2023 Qtr 4
[5 empty] | res:DEER:HVAC_Eff_AC |  | HID fixture: Interior, 251-400 Watt lamp: Com - 16 | bar: 2013 Qtr 2; 2015 Qtr 3; 2016 Qtr 2; 2018 Qtr 2; 2020 Qtr 2; 2022 Qtr 2 to 2023 Qtr 4
[5 empty] | res:DEER:HVAC_Eff_HP |  | CFL Fixture: Pin based CFL fixture: Com - 12.0 | bar: 2013 Qtr 2; 2015 Qtr 3; 2016 Qtr 2; 2018 Qtr 2; 2020 Qtr 2; 2022 Qtr 2 to 2023 Qtr 4
[5 empty] | res:DEER:HVAC_Eff_HP |  | Screw-in CFL: Education - Primary School: NR - 5.6 | bar: 2013 Qtr 2; 2015 Qtr 3; 2016 Qtr 2; 2018 Qtr 2; 2020 Qtr 2; 2022 Qtr 2 to 2023 Qtr 4
[5 empty] | res:DEER:HVAC_Eff_HP |  | Screw-in CFL: Education - Secondary School: NR - 3.5 | bar: 2013 Qtr 2; 2015 Qtr 3; 2016 Qtr 2; 2018 Qtr 2; 2020 Qtr 2; 2022 Qtr 2 to 2023 Qtr 4
[5 empty] | res:DEER:HVAC_Eff_HP |  | Screw-in CFL: Education - Community College: NR - 2.1 | bar: 2013 Qtr 2; 2015 Qtr 3; 2016 Qtr 2; 2018 Qtr 2; 2020 Qtr 2; 2022 Qtr 2 to 2023 Qtr 4
[5 empty] | res:DEER:HVAC_Eff_HP |  | Screw-in CFL: Education - University: NR - 2.6 | bar: 2013 Qtr 2; 2015 Qtr 3; 2016 Qtr 2; 2018 Qtr 2; 2020 Qtr 2; 2022 Qtr 2 to 2023 Qtr 4
[5 empty] | res:DEER:HVAC_Duct_Sealing |  | Screw-in CFL: Grocery: NR - 1.4 | bar: 2013 Qtr 2; 2015 Qtr 3; 2016 Qtr 2; 2018 Qtr 2; 2020 Qtr 2; 2022 Qtr 2 to 2023 Qtr 4
[5 empty] | res:DEER:HVAC_Duct_Sealing |  | Screw-in CFL: Health/Medical - Hospital: NR - 0.9 | bar: 2013 Qtr 2; 2015 Qtr 3; 2016 Qtr 2; 2018 Qtr 2; 2020 Qtr 2; 2022 Qtr 2 to 2023 Qtr 4
[5 empty] | res:DEER:HVAC_Duct_Sealing |  | Screw-in CFL: Health/Medical - Nursing Home: NR - 0.9 | bar: 2013 Qtr 2; 2015 Qtr 3; 2016 Qtr 2; 2018 Qtr 2; 2020 Qtr 2; 2022 Qtr 2 to 2023 Qtr 4
[5 empty] | res:DEER:HVAC_Duct_Sealing |  | Screw-in CFL: Lodging - Hotel: NR - 0.9 | bar: 2013 Qtr 2; 2015 Qtr 3; 2016 Qtr 2; 2018 Qtr 2; 2020 Qtr 2; 2022 Qtr 2 to 2023 Qtr 4
[5 empty] | res:DEER:HVAC_Duct_Sealing |  | Screw-in CFL: Lodging - Motel: NR - 0.9 | bar: 2013 Qtr 2; 2015 Qtr 3; 2016 Qtr 2; 2018 Qtr 2; 2020 Qtr 2; 2022 Qtr 2 to 2023 Qtr 4
[5 empty] | res:DEER:HVAC_Refrig_Charge |  | Screw-in CFL: Lodging - Guest Rooms: NR - 7.0 | bar: 2013 Qtr 2; 2015 Qtr 3; 2016 Qtr 2; 2018 Qtr 2; 2020 Qtr 2; 2022 Qtr 2 to 2023 Qtr 4
[5 empty] | res:DEER:HVAC_Refrig_Charge |  | Screw-in CFL: Manufacturing - Light Industrial: NR - 2.8 | bar: 2013 Qtr 2; 2015 Qtr 3; 2016 Qtr 2; 2018 Qtr 2; 2020 Qtr 2; 2022 Qtr 2 to 2023 Qtr 4
[5 empty] | res:DEER:HVAC_Refrig_Charge |  | Screw-in CFL: Office - Large: NR - 2.9 | bar: 2022 Qtr 3 to 2023 Qtr 4
[5 empty] | res:DEER:HVAC_Refrig_Charge |  | Screw-in CFL: Office - Small: NR - 3.2 | bar: 2022 Qtr 3 to 2023 Qtr 4
[5 empty] | res:DEER:HVAC_Refrig_Charge |  | Screw-in CFL: Restaurant - Sit-Down: NR - 2.3 | bar: 2022 Qtr 3 to 2023 Qtr 4
[5 empty] | res:DEER:Refg_Chrg_Duct_Seal |  | Screw-in CFL: Restaurant - Fast-Food: NR - 1.3 | bar: 2022 Qtr 3 to 2023 Qtr 4
[5 empty] | res:DEER:Refg_Chrg_Duct_Seal |  | Screw-in CFL: Retail - 3-Story Large: NR - 1.9 | bar: 2022 Qtr 3 to 2023 Qtr 4
[5 empty] | res:DEER:Refg_Chrg_Duct_Seal |  | Screw-in CFL: Retail - Single-Story Large: NR - 1.8 | bar: 2022 Qtr 3 to 2023 Qtr 4
[5 empty] | res:DEER:Refg_Chrg_Duct_Seal |  | Screw-in CFL: Retail - Small: NR - 2.1 | bar: 2022 Qtr 3 to 2023 Qtr 4
[5 empty] | res:DEER:Refg_Chrg_Duct_Seal |  | Screw-in CFL: Storage - Conditioned: NR - 2.8 | bar: 2022 Qtr 3 to 2023 Qtr 4
[5 empty] | res:DEER:RefgFrzr_Recycling |  | Screw-in CFL: Storage - Unconditioned: NR - 2.8 | bar: 2022 Qtr 3 to 2023 Qtr 4
[5 empty] | res:DEER:RefgFrzr_Recycling |  | Screw-in CFL: Warehouse - Refrigerated: NR - 3.1 | bar: 2022 Qtr 3 to 2023 Qtr 4
res:DEER:RefgFrzr_Recycling | bar: 2022 Qtr 3 to 2023 Qtr 4
[5 empty] | res:DEER:RefgFrzr_Recycling |  | HVAC/Refrigeration – SPC: NR - 16 | bar: 2022 Qtr 3 to 2023 Qtr 4
[5 empty] | res:DEER:RefgFrzr_Recycling |  | Chiller – High Efficiency: NR - 20 | bar: 2013 Qtr 3 to 2015 Qtr 3; 2016 Qtr 3 to 2017 Qtr 4; 2018 Qtr 3 to 2019 Qtr 4; 2020 Qtr 3 to 2021 Qtr 4; 2022 Qtr 3 to 2023 Qtr 4
[5 empty] | NON_res:DEER:Indoor_CFL_Ltg |  | Chiller – Variable Speed Drive: NR - 20 | bar: 2013 Qtr 3 to 2015 Qtr 3; 2016 Qtr 3 to 2017 Qtr 4; 2018 Qtr 3 to 2019 Qtr 4; 2020 Qtr 3 to 2021 Qtr 4; 2022 Qtr 3 to 2023 Qtr 4
[5 empty] | NON_res:DEER:Indoor_CFL_Ltg |  | Water Cooled Chillers: NR - 20 | bar: 2013 Qtr 3 to 2015 Qtr 3; 2016 Qtr 3 to 2017 Qtr 4; 2018 Qtr 3 to 2019 Qtr 4; 2020 Qtr 3 to 2021 Qtr 4; 2022 Qtr 3 to 2023 Qtr 4
[5 empty] | NON_res:DEER:Indoor_CFL_Ltg |  | Air Conditioners – High Efficiency: NR - 15 | bar: 2013 Qtr 3 to 2015 Qtr 3; 2016 Qtr 3 to 2017 Qtr 4; 2018 Qtr 3 to 2019 Qtr 4; 2020 Qtr 3 to 2021 Qtr 4; 2022 Qtr 3 to 2023 Qtr 4
[5 empty] | NON_res:DEER:Indoor_CFL_Ltg |  | Packaged HVAC Systems: NR - 15 | bar: 2013 Qtr 3 to 2015 Qtr 3; 2016 Qtr 3 to 2017 Qtr 4; 2018 Qtr 3 to 2019 Qtr 4; 2020 Qtr 3 to 2021 Qtr 4; 2022 Qtr 3 to 2023 Qtr 4
[5 empty] | NON_res:DEER:Indoor_CFL_Ltg |  | Install HVAC EMS: Com - 14 | bar: 2013 Qtr 3 to 2015 Qtr 3; 2016 Qtr 3 to 2017 Qtr 4; 2018 Qtr 3 to 2019 Qtr 4; 2020 Qtr 3 to 2021 Qtr 4; 2022 Qtr 3 to 2023 Qtr 4
[5 empty] | NON_res:DEER:Indoor_Non-CFL_Ltg |  | AC Packaged Terminal Units: NR - 15 | bar: 2013 Qtr 3 to 2015 Qtr 3; 2016 Qtr 3 to 2017 Qtr 4; 2018 Qtr 3 to 2019 Qtr 4; 2020 Qtr 3 to 2021 Qtr 4; 2022 Qtr 3 to 2023 Qtr 4
[5 empty] | NON_res:DEER:Indoor_Non-CFL_Ltg |  | Evaporative Coolers: NR - 15 | bar: 2013 Qtr 3 to 2015 Qtr 3; 2016 Qtr 3 to 2017 Qtr 4; 2018 Qtr 3 to 2019 Qtr 4; 2020 Qtr 3 to 2021 Qtr 4; 2022 Qtr 3 to 2023 Qtr 4
[5 empty] | NON_res:DEER:Indoor_Non-CFL_Ltg |  | Boiler – High Efficiency: NR - 20 | bar: 2013 Qtr 3 to 2015 Qtr 3; 2016 Qtr 3 to 2017 Qtr 4; 2018 Qtr 3 to 2019 Qtr 4; 2020 Qtr 3 to 2021 Qtr 4; 2022 Qtr 3 to 2023 Qtr 4
[5 empty] | NON_res:DEER:Indoor_Non-CFL_Ltg |  | Cooling Towers/Evaporative Condenser: NR - 15 | bar: 2013 Qtr 3 to 2015 Qtr 3; 2016 Qtr 3 to 2017 Qtr 4; 2018 Qtr 3 to 2019 Qtr 4; 2020 Qtr 3 to 2021 Qtr 4; 2022 Qtr 3 to 2023 Qtr 4
[5 empty] | NON_res:DEER:Indoor_Non-CFL_Ltg |  | Heat Pump – Split System: NR - 15 | bar: 2013 Qtr 3 to 2015 Qtr 3; 2016 Qtr 3 to 2017 Qtr 4; 2018 Qtr 3 to 2019 Qtr 4; 2020 Qtr 3 to 2021 Qtr 4; 2022 Qtr 3 to 2023 Qtr 4
[5 empty] | NON_res:DEER:HVAC_Chillers |  | Heat Pump with Integrated Water Heating: NR - 10 | bar: 2013 Qtr 3 to 2015 Qtr 3; 2016 Qtr 3 to 2017 Qtr 4; 2018 Qtr 3 to 2019 Qtr 4; 2020 Qtr 3 to 2021 Qtr 4; 2022 Qtr 3 to 2023 Qtr 4
[5 empty] | NON_res:DEER:HVAC_Chillers |  | Ground Source Heat Pump: NR - 15 | bar: 2013 Qtr 3 to 2015 Qtr 3; 2016 Qtr 3 to 2017 Qtr 4; 2018 Qtr 3 to 2019 Qtr 4; 2020 Qtr 3 to 2021 Qtr 4; 2022 Qtr 3 to 2023 Qtr 4
[5 empty] | NON_res:DEER:HVAC_Chillers |  | Reduce Internal Load: NR - 15 | bar: 2013 Qtr 3 to 2015 Qtr 3; 2016 Qtr 3 to 2017 Qtr 4; 2018 Qtr 3 to 2019 Qtr 4; 2020 Qtr 3 to 2021 Qtr 4; 2022 Qtr 3 to 2023 Qtr 4
[5 empty] | NON_res:DEER:HVAC_Chillers |  | Insulation: NR - 20 | bar: 2013 Qtr 3 to 2015 Qtr 3; 2016 Qtr 3 to 2017 Qtr 4; 2018 Qtr 3 to 2019 Qtr 4; 2020 Qtr 3 to 2021 Qtr 4; 2022 Qtr 3 to 2023 Qtr 4
[5 empty] | NON_res:DEER:HVAC_Chillers |  | Insulation Package: NR - 20 | bar: 2013 Qtr 3 to 2015 Qtr 3; 2016 Qtr 3 to 2017 Qtr 4; 2018 Qtr 3 to 2019 Qtr 4; 2020 Qtr 3 to 2021 Qtr 4; 2022 Qtr 3 to 2023 Qtr 4
[5 empty] | NON_res:DEER:HVAC_Refrig_Charge |  | Reflective Window Film: NR - 10 | bar: 2013 Qtr 3 to 2015 Qtr 3; 2016 Qtr 3 to 2017 Qtr 4; 2018 Qtr 3 to 2019 Qtr 4; 2020 Qtr 3 to 2021 Qtr 4; 2022 Qtr 3 to 2023 Qtr 4
[5 empty] | NON_res:DEER:HVAC_Refrig_Charge |  | Bypass/Delay Timer(lighting): NR - 8 | bar: 2013 Qtr 3 to 2015 Qtr 3; 2016 Qtr 3 to 2017 Qtr 4; 2018 Qtr 3 to 2019 Qtr 4; 2020 Qtr 3 to 2021 Qtr 4; 2022 Qtr 3 to 2023 Qtr 4
[5 empty] | NON_res:DEER:HVAC_Refrig_Charge |  | Set-Back Thermostat: NR - 11 | bar: 2013 Qtr 3 to 2015 Qtr 3; 2016 Qtr 3 to 2017 Qtr 4; 2018 Qtr 3 to 2019 Qtr 4; 2020 Qtr 3 to 2021 Qtr 4; 2022 Qtr 3 to 2023 Qtr 4
[5 empty] | NON_res:DEER:HVAC_Refrig_Charge |  | Time Clock - HVAC: NR - 10 | bar: 2013 Qtr 3 to 2015 Qtr 3; 2016 Qtr 3 to 2017 Qtr 4; 2018 Qtr 3 to 2019 Qtr 4; 2020 Qtr 3 to 2021 Qtr 4; 2022 Qtr 3 to 2023 Qtr 4
[5 empty] | NON_res:DEER:HVAC_Refrig_Charge |  | HVAC/Space Heating/Efficiency (Gas): NR - 18 | bar: 2013 Qtr 3 to 2015 Qtr 3; 2016 Qtr 3 to 2017 Qtr 4; 2018 Qtr 3 to 2019 Qtr 4; 2020 Qtr 3 to 2021 Qtr 4; 2022 Qtr 3 to 2023 Qtr 4
[5 empty] | NON_res:DEER:HVAC_Split-Package_AC |  | Nonresidential Gas – AC: NR - 20 | bar: 2013 Qtr 3 to 2015 Qtr 3; 2016 Qtr 3 to 2017 Qtr 4; 2018 Qtr 3 to 2019 Qtr 4; 2020 Qtr 3 to 2021 Qtr 4; 2022 Qtr 3 to 2023 Qtr 4
NON_res:DEER:HVAC_Split-Package_AC | bar: 2013 Qtr 3 to 2015 Qtr 3; 2016 Qtr 3 to 2017 Qtr 4; 2018 Qtr 3 to 2019 Qtr 4; 2020 Qtr 3 to 2021 Qtr 4; 2022 Qtr 3 to 2023 Qtr 4
[5 empty] | NON_res:DEER:HVAC_Split-Package_AC |  | Adjustable speed drive, application unknown: Ag - 10 | bar: 2013 Qtr 3 to 2015 Qtr 3; 2016 Qtr 3 to 2017 Qtr 4; 2018 Qtr 3 to 2019 Qtr 4; 2020 Qtr 3 to 2021 Qtr 4; 2022 Qtr 3 to 2023 Qtr 4
[5 empty] | NON_res:DEER:HVAC_Split-Package_AC |  | Adjustable speed drive, application unknown: Com - 10 | bar: 2013 Qtr 3 to 2015 Qtr 3; 2016 Qtr 3 to 2017 Qtr 4; 2018 Qtr 3 to 2019 Qtr 4; 2020 Qtr 3 to 2021 Qtr 4; 2022 Qtr 3 to 2023 Qtr 4
[5 empty] | NON_res:DEER:HVAC_Split-Package_AC |  | Adjustable Speed Drive: HVAC fan, 50 HP Max: Com - 10 | bar: 2013 Qtr 3 to 2015 Qtr 3; 2016 Qtr 3 to 2017 Qtr 4; 2018 Qtr 3 to 2019 Qtr 4; 2020 Qtr 3 to 2021 Qtr 4; 2022 Qtr 3 to 2023 Qtr 4
[5 empty] | NON_res:DEER:HVAC_Split-Package_HP |  | Pump repair: Ag - 11 | bar: 2013 Qtr 3 to 2015 Qtr 3; 2016 Qtr 3 to 2017 Qtr 4; 2018 Qtr 3 to 2019 Qtr 4; 2020 Qtr 3 to 2021 Qtr 4; 2022 Qtr 3 to 2023 Qtr 4
[5 empty] | NON_res:DEER:HVAC_Split-Package_HP |  | Injection molding machines: Ind - 15 | bar: 2013 Qtr 3 to 2015 Qtr 3; 2016 Qtr 3 to 2017 Qtr 4; 2018 Qtr 3 to 2019 Qtr 4; 2020 Qtr 3 to 2021 Qtr 4; 2022 Qtr 3 to 2023 Qtr 4
[5 empty] | NON_res:DEER:HVAC_Split-Package_HP |  | Plastic extusion equipment: Ind - 15 | bar: 2013 Qtr 3 to 2015 Qtr 3; 2016 Qtr 3 to 2017 Qtr 4; 2018 Qtr 3 to 2019 Qtr 4; 2020 Qtr 3 to 2021 Qtr 4; 2022 Qtr 3 to 2023 Qtr 4
[5 empty] | NON_res:DEER:HVAC_Split-Package_HP |  | Process cooling: Ind - 15 | bar: 2013 Qtr 3 to 2015 Qtr 3; 2016 Qtr 3 to 2017 Qtr 4; 2018 Qtr 3 to 2019 Qtr 4; 2020 Qtr 3 to 2021 Qtr 4; 2022 Qtr 3 to 2023 Qtr 4
[5 empty] | NON_res:DEER:HVAC_Split-Package_HP |  | Process equipment insulation: Ind - 15 | bar: 2013 Qtr 3 to 2015 Qtr 3; 2016 Qtr 3 to 2017 Qtr 4; 2018 Qtr 3 to 2019 Qtr 4; 2020 Qtr 3 to 2021 Qtr 4; 2022 Qtr 3 to 2023 Qtr 4
NON_res:DEER:HVAC_Duct_Sealing | bar: 2013 Qtr 3 to 2015 Qtr 3; 2016 Qtr 3 to 2017 Qtr 4; 2018 Qtr 3 to 2019 Qtr 4; 2020 Qtr 3 to 2021 Qtr 4; 2022 Qtr 3 to 2023 Qtr 4
[5 empty] | NON_res:DEER:HVAC_Duct_Sealing |  | Horizontal Clothes Washer: NR - 10 | bar: 2013 Qtr 3 to 2015 Qtr 3; 2016 Qtr 3 to 2017 Qtr 4; 2018 Qtr 3 to 2019 Qtr 4; 2020 Qtr 3 to 2021 Qtr 4; 2022 Qtr 3 to 2023 Qtr 4
[5 empty] | NON_res:DEER:HVAC_Duct_Sealing |  | Efficient Dishwashing: NR - 5 | bar: 2013 Qtr 3 to 2015 Qtr 3; 2016 Qtr 3 to 2017 Qtr 4; 2018 Qtr 3 to 2019 Qtr 4; 2020 Qtr 3 to 2021 Qtr 4; 2022 Qtr 3 to 2023 Qtr 4
[5 empty] | NON_res:DEER:HVAC_Duct_Sealing |  | Water Heater Controls: NR - 15 | bar: 2013 Qtr 3 to 2015 Qtr 3; 2016 Qtr 3 to 2017 Qtr 4; 2018 Qtr 3 to 2019 Qtr 4; 2020 Qtr 3 to 2021 Qtr 4; 2022 Qtr 3 to 2023 Qtr 4
[5 empty] | NON_res:DEER:HVAC_Duct_Sealing |  | Cooking measures , Assorted: Com - 12 | bar: 2013 Qtr 3 to 2015 Qtr 3; 2016 Qtr 3 to 2017 Qtr 4; 2018 Qtr 3 to 2019 Qtr 4; 2020 Qtr 3 to 2021 Qtr 4; 2022 Qtr 3 to 2023 Qtr 4
[5 empty] | res:DEER:Res_ClothesDishWasher |  | Water Heater – Gas: NR - 15 | bar: 2013 Qtr 3 to 2015 Qtr 3; 2016 Qtr 3 to 2017 Qtr 4; 2018 Qtr 3 to 2019 Qtr 4; 2020 Qtr 3 to 2021 Qtr 4; 2022 Qtr 3 to 2023 Qtr 4
[5 empty] | res:DEER:Res_BldgShell_Ins |  | Domestic Hot Water Boiler (Gas): NR - 20 | bar: 2013 Qtr 3 to 2015 Qtr 3; 2016 Qtr 3 to 2017 Qtr 4; 2018 Qtr 3 to 2019 Qtr 4; 2020 Qtr 3 to 2021 Qtr 4; 2022 Qtr 3 to 2023 Qtr 4
01-ALC-AllCommercial-Cooling | bar: 2013 Qtr 3 to 2015 Qtr 3; 2016 Qtr 3 to 2017 Qtr 4; 2018 Qtr 3 to 2019 Qtr 4; 2020 Qtr 3 to 2021 Qtr 4; 2022 Qtr 3 to 2023 Qtr 4
[5 empty] | 01-ALC-AllCommercial-ExtLight |  | Auto Closer for Cooler/Freezer: NR - 8 | bar: 2013 Qtr 3 to 2015 Qtr 3; 2016 Qtr 3 to 2017 Qtr 4; 2018 Qtr 3 to 2019 Qtr 4; 2020 Qtr 3 to 2021 Qtr 4; 2022 Qtr 3 to 2023 Qtr 4
[5 empty] | 01-ALC-AllCommercial-IntLight |  | Door Gaskets: NR - 4 | bar: 2013 Qtr 3 to 2015 Qtr 3; 2016 Qtr 3 to 2017 Qtr 4; 2018 Qtr 3 to 2019 Qtr 4; 2020 Qtr 3 to 2021 Qtr 4; 2022 Qtr 3 to 2023 Qtr 4
[5 empty] | 01-ALC-AllCommercial-OffEquip |  | Floating Head Pressure: NR - 16 | bar: 2013 Qtr 3 to 2015 Qtr 3; 2016 Qtr 3 to 2017 Qtr 4; 2018 Qtr 3 to 2019 Qtr 4; 2020 Qtr 3 to 2021 Qtr 4; 2022 Qtr 3 to 2023 Qtr 4
[5 empty] | 01-ALC-AllCommercial-Refrig |  | Heatless Door: NR - 16 | bar: 2013 Qtr 3 to 2015 Qtr 3; 2016 Qtr 3 to 2017 Qtr 4; 2018 Qtr 3 to 2019 Qtr 4; 2020 Qtr 3 to 2021 Qtr 4; 2022 Qtr 3 to 2023 Qtr 4
[5 empty] | 01-ALC-AllCommercial-Vent/Fan |  | Humidistat Control for Anti-Sweat Heater: NR - 12 | bar: 2013 Qtr 3 to 2015 Qtr 3; 2016 Qtr 3 to 2017 Qtr 4; 2018 Qtr 3 to 2019 Qtr 4; 2020 Qtr 3 to 2021 Qtr 4; 2022 Qtr 3 to 2023 Qtr 4
[5 empty] | 02-ASM-Assembly-Cooling |  | Insulation on Refrigeration Suction Line: NR - 11 | bar: 2013 Qtr 3 to 2015 Qtr 3; 2016 Qtr 3 to 2017 Qtr 4; 2018 Qtr 3 to 2019 Qtr 4; 2020 Qtr 3 to 2021 Qtr 4; 2022 Qtr 3 to 2023 Qtr 4
[5 empty] | 02-ASM-Assembly-Exit |  | Night Covers for Display Cases: NR - 5 | bar: 2013 Qtr 3 to 2015 Qtr 3; 2016 Qtr 3 to 2017 Qtr 4; 2018 Qtr 3 to 2019 Qtr 4; 2020 Qtr 3 to 2021 Qtr 4; 2022 Qtr 3 to 2023 Qtr 4
[5 empty] | 02-ASM-Assembly-ExtLight |  | PSC Evaporator Motor – Walkin/ Display: NR - 15 | bar: 2013 Qtr 3 to 2015 Qtr 3; 2016 Qtr 3 to 2017 Qtr 4; 2018 Qtr 3 to 2019 Qtr 4; 2020 Qtr 3 to 2021 Qtr 4; 2022 Qtr 3 to 2023 Qtr 4
[5 empty] | 02-ASM-Assembly-IntLight |  | Refrigeration Case Doors – Glass/Acrylic: NR - 12 | bar: 2013 Qtr 3 to 2015 Qtr 3; 2016 Qtr 3 to 2017 Qtr 4; 2018 Qtr 3 to 2019 Qtr 4; 2020 Qtr 3 to 2021 Qtr 4; 2022 Qtr 3 to 2023 Qtr 4
[5 empty] | 03-BCR-BothResidentialandCommercial-COOL |  | Refrigerator Case with Doors: NR - 12 | bar: 2013 Qtr 3 to 2015 Qtr 3; 2016 Qtr 3 to 2017 Qtr 4; 2018 Qtr 3 to 2019 Qtr 4; 2020 Qtr 3 to 2021 Qtr 4; 2022 Qtr 3 to 2023 Qtr 4
[5 empty] | 03-BCR-BothResidentialandCommercial-LIT_INT |  | Refrigerator Condensate Evaporator – Elec/Non Elec: NR - 8 | bar: 2013 Qtr 3 to 2015 Qtr 3; 2016 Qtr 3 to 2017 Qtr 4; 2018 Qtr 3 to 2019 Qtr 4; 2020 Qtr 3 to 2021 Qtr 4; 2022 Qtr 3 to 2023 Qtr 4
[5 empty] | 03-BCR-BothResidentialandCommercial-OFF_EQ |  | Strip Curtains for Walk-Ins: NR - 4 | bar: 2013 Qtr 3 to 2015 Qtr 3; 2016 Qtr 3 to 2017 Qtr 4; 2018 Qtr 3 to 2019 Qtr 4; 2020 Qtr 3 to 2021 Qtr 4; 2022 Qtr 3 to 2023 Qtr 4
[5 empty] | 03-BCR-BothResidentialandCommercial-LIT_EXT |  | Ballast: Electronic, for display case: NR - 11 | bar: 2013 Qtr 3 to 2015 Qtr 3; 2016 Qtr 3 to 2017 Qtr 4; 2018 Qtr 3 to 2019 Qtr 4; 2020 Qtr 3 to 2021 Qtr 4; 2022 Qtr 3 to 2023 Qtr 4
[5 empty] | 03-BCR-BothResidentialandCommercial-REFG |  | Defrost: NR - 16 | bar: 2013 Qtr 3 to 2015 Qtr 3; 2016 Qtr 3 to 2017 Qtr 4; 2018 Qtr 3 to 2019 Qtr 4; 2020 Qtr 3 to 2021 Qtr 4; 2022 Qtr 3 to 2023 Qtr 4
[5 empty] | 03-BCR-BothResidentialandCommercial-VENT |  | FHP & EFF Conditioner: NR - 16 | bar: 2013 Qtr 3 to 2015 Qtr 3; 2016 Qtr 3 to 2017 Qtr 4; 2018 Qtr 3 to 2019 Qtr 4; 2020 Qtr 3 to 2021 Qtr 4; 2022 Qtr 3 to 2023 Qtr 4
[5 empty] | 04-DMO-ResidentialMobileHome–DoubleWide-CL_DRY |  | High-efficiency Liquid Suction Heat Exchangers: NR - 16 | bar: 2013 Qtr 3 to 2015 Qtr 3; 2016 Qtr 3 to 2017 Qtr 4; 2018 Qtr 3 to 2019 Qtr 4; 2020 Qtr 3 to 2021 Qtr 4; 2022 Qtr 3 to 2023 Qtr 4
[5 empty] | 04-DMO-ResidentialMobileHome–DoubleWide-CL_WASH |  | Night Shields on Refrigerator and Freezer Cases: NR - 5 | bar: 2013 Qtr 3 to 2015 Qtr 3; 2016 Qtr 3 to 2017 Qtr 4; 2018 Qtr 3 to 2019 Qtr 4; 2020 Qtr 3 to 2021 Qtr 4; 2022 Qtr 3 to 2023 Qtr 4
[5 empty] | 04-DMO-ResidentialMobileHome–DoubleWide-DSH_WASH |  | Walk-in Refrigerator or Freezer: Evaporative Fan Controller: NR - 5 | bar: 2013 Qtr 3 to 2015 Qtr 3; 2016 Qtr 3 to 2017 Qtr 4; 2018 Qtr 3 to 2019 Qtr 4; 2020 Qtr 3 to 2021 Qtr 4; 2022 Qtr 3 to 2023 Qtr 4
[5 empty] | 04-DMO-ResidentialMobileHome–DoubleWide-FREEZ |  | Multiplec Refrigeration Systems/Supermarket Systems: NR - 10 | bar: 2013 Qtr 3 to 2015 Qtr 3; 2016 Qtr 3 to 2017 Qtr 4; 2018 Qtr 3 to 2019 Qtr 4; 2020 Qtr 3 to 2021 Qtr 4; 2022 Qtr 3 to 2023 Qtr 4
04-DMO-ResidentialMobileHome–DoubleWide-LIGHT | bar: 2013 Qtr 3 to 2015 Qtr 3; 2016 Qtr 3 to 2017 Qtr 4; 2018 Qtr 3 to 2019 Qtr 4; 2020 Qtr 3 to 2021 Qtr 4; 2022 Qtr 3 to 2023 Qtr 4
[5 empty] | 04-DMO-ResidentialMobileHome–DoubleWide-POOL_PMP |  | Kiln/Oven/Furnace: NR - 18 | bar: 2013 Qtr 3 to 2015 Qtr 3; 2016 Qtr 3 to 2017 Qtr 4; 2018 Qtr 3 to 2019 Qtr 4; 2020 Qtr 3 to 2021 Qtr 4; 2022 Qtr 3 to 2023 Qtr 4
[5 empty] | 04-DMO-ResidentialMobileHome–DoubleWide-REFG |  | Thermal Night Curtains: NR - 5 | bar: 2013 Qtr 3 to 2015 Qtr 3; 2016 Qtr 3 to 2017 Qtr 4; 2018 Qtr 3 to 2019 Qtr 4; 2020 Qtr 3 to 2021 Qtr 4; 2022 Qtr 3 to 2023 Qtr 4
[5 empty] | 04-DMO-ResidentialMobileHome–DoubleWide-SP_COOL |  | Custom Measures – SPC: NR - 15 | bar: 2013 Qtr 3 to 2015 Qtr 3; 2016 Qtr 3 to 2017 Qtr 4; 2018 Qtr 3 to 2019 Qtr 4; 2020 Qtr 3 to 2021 Qtr 4; 2022 Qtr 3 to 2023 Qtr 4
[5 empty] | 04-DMO-ResidentialMobileHome–DoubleWide-SP_HEAT |  | Local Government Partnership: NR - 11 | bar: 2013 Qtr 3 to 2015 Qtr 3; 2016 Qtr 3 to 2017 Qtr 4; 2018 Qtr 3 to 2019 Qtr 4; 2020 Qtr 3 to 2021 Qtr 4; 2022 Qtr 3 to 2023 Qtr 4
[5 empty] | 04-DMO-ResidentialMobileHome–DoubleWide-WAT_HEAT |  | Audits: NR - 3 | bar: 2013 Qtr 3 to 2015 Qtr 3; 2016 Qtr 3 to 2017 Qtr 4; 2018 Qtr 3 to 2019 Qtr 4; 2020 Qtr 3 to 2021 Qtr 4; 2022 Qtr 3 to 2023 Qtr 4
[5 empty] | 05-ECC-Education–CommunityCollege-COOL |  | Plug Load Sensor: NR - 10 | bar: 2013 Qtr 3 to 2015 Qtr 3; 2016 Qtr 3 to 2017 Qtr 4; 2018 Qtr 3 to 2019 Qtr 4; 2020 Qtr 3 to 2021 Qtr 4; 2022 Qtr 3 to 2023 Qtr 4
[5 empty] | 05-ECC-Education–CommunityCollege-LIT_INT |  | Information: NR - 1 | bar: 2013 Qtr 3 to 2015 Qtr 3; 2016 Qtr 3 to 2017 Qtr 4; 2018 Qtr 3 to 2019 Qtr 4; 2020 Qtr 3 to 2021 Qtr 4; 2022 Qtr 3 to 2023 Qtr 4
[5 empty] | 05-ECC-Education–CommunityCollege-OFF_EQ |  | High Efficiency Motors: NR - 15 | bar: 2013 Qtr 3 to 2015 Qtr 3; 2016 Qtr 3 to 2017 Qtr 4; 2018 Qtr 3 to 2019 Qtr 4; 2020 Qtr 3 to 2021 Qtr 4; 2022 Qtr 3 to 2023 Qtr 4
[5 empty] | 05-ECC-Education–CommunityCollege-LIT_EXT |  | Process Overhaul: NR - 20 | bar: 2013 Qtr 3 to 2015 Qtr 3; 2016 Qtr 3 to 2017 Qtr 4; 2018 Qtr 3 to 2019 Qtr 4; 2020 Qtr 3 to 2021 Qtr 4; 2022 Qtr 3 to 2023 Qtr 4
[5 empty] | 05-ECC-Education–CommunityCollege-REFG |  | System Controls: NR - 15 | bar: 2013 Qtr 3 to 2015 Qtr 3; 2016 Qtr 3 to 2017 Qtr 4; 2018 Qtr 3 to 2019 Qtr 4; 2020 Qtr 3 to 2021 Qtr 4; 2022 Qtr 3 to 2023 Qtr 4
05-ECC-Education–CommunityCollege-VENT | bar: 2013 Qtr 3 to 2015 Qtr 3; 2016 Qtr 3 to 2017 Qtr 4; 2018 Qtr 3 to 2019 Qtr 4; 2020 Qtr 3 to 2021 Qtr 4; 2022 Qtr 3 to 2023 Qtr 4
06-EPR-Education–PrimarySchool-COOL | bar: 2013 Qtr 3 to 2015 Qtr 3; 2016 Qtr 3 to 2017 Qtr 4; 2018 Qtr 3 to 2019 Qtr 4; 2020 Qtr 3 to 2021 Qtr 4; 2022 Qtr 3 to 2023 Qtr 4
[5 empty] | 06-EPR-Education–PrimarySchool-LIT_INT |  | RESIDENTIAL MEASURES | bar: 2013 Qtr 3 to 2015 Qtr 3; 2016 Qtr 3 to 2017 Qtr 4; 2018 Qtr 3 to 2019 Qtr 4; 2020 Qtr 3 to 2021 Qtr 4; 2022 Qtr 3 to 2023 Qtr 4
[5 empty] | 06-EPR-Education–PrimarySchool-OFF_EQ |  | **************************************************************** | bar: 2013 Qtr 3 to 2015 Qtr 3; 2016 Qtr 3 to 2017 Qtr 4; 2018 Qtr 3 to 2019 Qtr 4; 2020 Qtr 3 to 2021 Qtr 4; 2022 Qtr 3 to 2023 Qtr 4
[5 empty] | 06-EPR-Education–PrimarySchool-LIT_EXT |  | T8 Fixtures ; lamp or ballast: Res - 15 | bar: 2013 Qtr 3 to 2015 Qtr 3; 2016 Qtr 3 to 2017 Qtr 4; 2018 Qtr 3 to 2019 Qtr 4; 2020 Qtr 3 to 2021 Qtr 4; 2022 Qtr 3 to 2023 Qtr 4
[5 empty] | 06-EPR-Education–PrimarySchool-REFG |  | Pin based CFL Fixture: Res - 16 | bar: 2013 Qtr 3 to 2015 Qtr 3; 2016 Qtr 3 to 2017 Qtr 4; 2018 Qtr 3 to 2019 Qtr 4; 2020 Qtr 3 to 2021 Qtr 4; 2022 Qtr 3 to 2023 Qtr 4
[5 empty] | 06-EPR-Education–PrimarySchool-VENT |  | CFL: Indoor Screw in: Res - 9.4 | bar: 2013 Qtr 3 to 2015 Qtr 3; 2016 Qtr 3 to 2017 Qtr 4; 2018 Qtr 3 to 2019 Qtr 4; 2020 Qtr 3 to 2021 Qtr 4; 2022 Qtr 3 to 2023 Qtr 4
[5 empty] | 07-ESE-Education–SecondarySchool-COOL |  | CFL: Outdoor Screw in: Res - 7 | bar: 2013 Qtr 3 to 2015 Qtr 3; 2016 Qtr 3 to 2017 Qtr 4; 2018 Qtr 3 to 2019 Qtr 4; 2020 Qtr 3 to 2021 Qtr 4; 2022 Qtr 3 to 2023 Qtr 4
[5 empty] | 07-ESE-Education–SecondarySchool-LIT_INT |  | Torchiere: Res - 9 | bar: 2013 Qtr 3 to 2015 Qtr 3; 2016 Qtr 3 to 2017 Qtr 4; 2018 Qtr 3 to 2019 Qtr 4; 2020 Qtr 3 to 2021 Qtr 4; 2022 Qtr 3 to 2023 Qtr 4
07-ESE-Education–SecondarySchool-OFF_EQ | bar: 2013 Qtr 3 to 2015 Qtr 3; 2016 Qtr 3 to 2017 Qtr 4; 2018 Qtr 3 to 2019 Qtr 4; 2020 Qtr 3 to 2021 Qtr 4; 2022 Qtr 3 to 2023 Qtr 4
[5 empty] | 07-ESE-Education–SecondarySchool-LIT_EXT |  | Air Conditioners with SEER >= 11.0: Res - 18 | bar: 2013 Qtr 3 to 2015 Qtr 3; 2016 Qtr 3 to 2017 Qtr 4; 2018 Qtr 3 to 2019 Qtr 4; 2020 Qtr 3 to 2021 Qtr 4; 2022 Qtr 3 to 2023 Qtr 4
[5 empty] | 07-ESE-Education–SecondarySchool-REFG |  | Central Air Conditioners: Res - 18 | bar: 2013 Qtr 3 to 2015 Qtr 3; 2016 Qtr 3 to 2017 Qtr 4; 2018 Qtr 3 to 2019 Qtr 4; 2020 Qtr 3 to 2021 Qtr 4; 2022 Qtr 3 to 2023 Qtr 4
[5 empty] | 07-ESE-Education–SecondarySchool-VENT |  | Duct Testing: Res NC - 18 | bar: 2013 Qtr 3 to 2015 Qtr 3; 2016 Qtr 3 to 2017 Qtr 4; 2018 Qtr 3 to 2019 Qtr 4; 2020 Qtr 3 to 2021 Qtr 4; 2022 Qtr 3 to 2023 Qtr 4
[5 empty] | 08-EUN-Education–University-COOL |  | High Energy Efficiency Ducts: Res - 18 | bar: 2013 Qtr 3 to 2015 Qtr 3; 2016 Qtr 3 to 2017 Qtr 4; 2018 Qtr 3 to 2019 Qtr 4; 2020 Qtr 3 to 2021 Qtr 4; 2022 Qtr 3 to 2023 Qtr 4
[5 empty] | 08-EUN-Education–University-LIT_INT |  | Whole House Fan: Res - 15 | bar: 2013 Qtr 3 to 2015 Qtr 3; 2016 Qtr 3 to 2017 Qtr 4; 2018 Qtr 3 to 2019 Qtr 4; 2020 Qtr 3 to 2021 Qtr 4; 2022 Qtr 3 to 2023 Qtr 4
[5 empty] | 08-EUN-Education–University-OFF_EQ |  | Evaporative Cooler: Res - 15 | bar: 2013 Qtr 3 to 2015 Qtr 3; 2016 Qtr 3 to 2017 Qtr 4; 2018 Qtr 3 to 2019 Qtr 4; 2020 Qtr 3 to 2021 Qtr 4; 2022 Qtr 3 to 2023 Qtr 4
[5 empty] | 08-EUN-Education–University-LIT_EXT |  | Glazing - Low E Double / Low Shade Coefficient: Res - 20 | bar: 2013 Qtr 3 to 2015 Qtr 3; 2016 Qtr 3 to 2017 Qtr 4; 2018 Qtr 3 to 2019 Qtr 4; 2020 Qtr 3 to 2021 Qtr 4; 2022 Qtr 3 to 2023 Qtr 4
[5 empty] | 08-EUN-Education–University-REFG |  | Heat Pump - Electric: Res - 15 | bar: 2013 Qtr 3 to 2015 Qtr 3; 2016 Qtr 3 to 2017 Qtr 4; 2018 Qtr 3 to 2019 Qtr 4; 2020 Qtr 3 to 2021 Qtr 4; 2022 Qtr 3 to 2023 Qtr 4
[5 empty] | 08-EUN-Education–University-VENT |  | Insulation - Ceiling / Floor / Walls: Res - 20 | bar: 2013 Qtr 3 to 2015 Qtr 3; 2016 Qtr 3 to 2017 Qtr 4; 2018 Qtr 3 to 2019 Qtr 4; 2020 Qtr 3 to 2021 Qtr 4; 2022 Qtr 3 to 2023 Qtr 4
[5 empty] | 09-GRO-Grocery-COOL |  | A/C with Integrated Water Heating: Res - 10 | bar: 2013 Qtr 3 to 2015 Qtr 3; 2016 Qtr 3 to 2017 Qtr 4; 2018 Qtr 3 to 2019 Qtr 4; 2020 Qtr 3 to 2021 Qtr 4; 2022 Qtr 3 to 2023 Qtr 4
[5 empty] | 09-GRO-Grocery-LIT_INT |  | Programmable Thermostat: Res - 12 | bar: 2013 Qtr 3 to 2015 Qtr 3; 2016 Qtr 3 to 2017 Qtr 4; 2018 Qtr 3 to 2019 Qtr 4; 2020 Qtr 3 to 2021 Qtr 4; 2022 Qtr 3 to 2023 Qtr 4
09-GRO-Grocery-OFF_EQ | bar: 2013 Qtr 3 to 2015 Qtr 3; 2016 Qtr 3 to 2017 Qtr 4; 2018 Qtr 3 to 2019 Qtr 4; 2020 Qtr 3 to 2021 Qtr 4; 2022 Qtr 3 to 2023 Qtr 4
[5 empty] | 09-GRO-Grocery-LIT_EXT |  | Audits: Res - 3 | bar: 2013 Qtr 3 to 2015 Qtr 3; 2016 Qtr 3 to 2017 Qtr 4; 2018 Qtr 3 to 2019 Qtr 4; 2020 Qtr 3 to 2021 Qtr 4; 2022 Qtr 3 to 2023 Qtr 4
[5 empty] | 09-GRO-Grocery-REFG |  | Gas Cooktops: Res - 20 | bar: 2013 Qtr 3 to 2015 Qtr 3; 2016 Qtr 3 to 2017 Qtr 4; 2018 Qtr 3 to 2019 Qtr 4; 2020 Qtr 3 to 2021 Qtr 4; 2022 Qtr 3 to 2023 Qtr 4
[5 empty] | 09-GRO-Grocery-VENT |  | Gas Dryer Stub: Res - 18 | bar: 2013 Qtr 3 to 2015 Qtr 3; 2016 Qtr 3 to 2017 Qtr 4; 2018 Qtr 3 to 2019 Qtr 4; 2020 Qtr 3 to 2021 Qtr 4; 2022 Qtr 3 to 2023 Qtr 4
[5 empty] | 10-HSP-Health/Medical–Hospital-COOL |  | Energy-Efficient Furnaces: Res - 18 | bar: 2013 Qtr 3 to 2015 Qtr 3; 2016 Qtr 3 to 2017 Qtr 4; 2018 Qtr 3 to 2019 Qtr 4; 2020 Qtr 3 to 2021 Qtr 4; 2022 Qtr 3 to 2023 Qtr 4
10-HSP-Health/Medical–Hospital-LIT_INT | bar: 2013 Qtr 3 to 2015 Qtr 3; 2016 Qtr 3 to 2017 Qtr 4; 2018 Qtr 3 to 2019 Qtr 4; 2020 Qtr 3 to 2021 Qtr 4; 2022 Qtr 3 to 2023 Qtr 4
[5 empty] | 10-HSP-Health/Medical–Hospital-OFF_EQ |  | Refrigerator Recycling: Res - 10 | bar: 2013 Qtr 3 to 2015 Qtr 3; 2016 Qtr 3 to 2017 Qtr 4; 2018 Qtr 3 to 2019 Qtr 4; 2020 Qtr 3 to 2021 Qtr 4; 2022 Qtr 3 to 2023 Qtr 4
[5 empty] | 10-HSP-Health/Medical–Hospital-LIT_EXT |  | Refrigerator - Energy Efficient; 20% more efficient: Res - 18 | bar: 2013 Qtr 3 to 2015 Qtr 3; 2016 Qtr 3 to 2017 Qtr 4; 2018 Qtr 3 to 2019 Qtr 4; 2020 Qtr 3 to 2021 Qtr 4; 2022 Qtr 3 to 2023 Qtr 4
[5 empty] | 10-HSP-Health/Medical–Hospital-REFG |  | Refrigerators: Res - 18 | bar: 2013 Qtr 3 to 2015 Qtr 3; 2016 Qtr 3 to 2017 Qtr 4; 2018 Qtr 3 to 2019 Qtr 4; 2020 Qtr 3 to 2021 Qtr 4; 2022 Qtr 3 to 2023 Qtr 4
10-HSP-Health/Medical–Hospital-VENT | bar: 2013 Qtr 3 to 2015 Qtr 3; 2016 Qtr 3 to 2017 Qtr 4; 2018 Qtr 3 to 2019 Qtr 4; 2020 Qtr 3 to 2021 Qtr 4; 2022 Qtr 3 to 2023 Qtr 4
11-HTL-Lodging–Hotel(GuestRooms)-COOL | bar: 2013 Qtr 3 to 2015 Qtr 3; 2016 Qtr 3 to 2017 Qtr 4; 2018 Qtr 3 to 2019 Qtr 4; 2020 Qtr 3 to 2021 Qtr 4; 2022 Qtr 3 to 2023 Qtr 4
[5 empty] | 11-HTL-Lodging–Hotel(GuestRooms)-LIT_INT |  | GENERIC USEFUL LIVES: | bar: 2013 Qtr 3 to 2015 Qtr 3; 2016 Qtr 3 to 2017 Qtr 4; 2018 Qtr 3 to 2019 Qtr 4; 2020 Qtr 3 to 2021 Qtr 4; 2022 Qtr 3 to 2023 Qtr 4
[5 empty] | 11-HTL-Lodging–Hotel(GuestRooms)-OFF_EQ |  | **************************************************************** | bar: 2013 Qtr 3 to 2015 Qtr 3; 2016 Qtr 3 to 2017 Qtr 4; 2018 Qtr 3 to 2019 Qtr 4; 2020 Qtr 3 to 2021 Qtr 4; 2022 Qtr 3 to 2023 Qtr 4
[5 empty] | 11-HTL-Lodging–Hotel(GuestRooms)-LIT_EXT |  | 0.1 | bar: 2013 Qtr 3 to 2015 Qtr 3; 2016 Qtr 3 to 2017 Qtr 4; 2018 Qtr 3 to 2019 Qtr 4; 2020 Qtr 3 to 2021 Qtr 4; 2022 Qtr 3 to 2023 Qtr 4
[5 empty] | 11-HTL-Lodging–Hotel(GuestRooms)-REFG |  | 0.2 | bar: 2013 Qtr 3 to 2015 Qtr 3; 2016 Qtr 3 to 2017 Qtr 4; 2018 Qtr 3 to 2019 Qtr 4; 2020 Qtr 3 to 2021 Qtr 4; 2022 Qtr 3 to 2023 Qtr 4
[5 empty] | 11-HTL-Lodging–Hotel(GuestRooms)-VENT |  | 0.3 | bar: 2013 Qtr 3 to 2015 Qtr 3; 2016 Qtr 3 to 2017 Qtr 4; 2018 Qtr 3 to 2019 Qtr 4; 2020 Qtr 3 to 2021 Qtr 4; 2022 Qtr 3 to 2023 Qtr 4
[5 empty] | 12-MBT-Manufacturing–Bio/Tech-AG_PUMP |  | 0.4 | bar: 2013 Qtr 3 to 2015 Qtr 3; 2016 Qtr 3 to 2017 Qtr 4; 2018 Qtr 3 to 2019 Qtr 4; 2020 Qtr 3 to 2021 Qtr 4; 2022 Qtr 3 to 2023 Qtr 4
[5 empty] | 12-MBT-Manufacturing–Bio/Tech-COMP_AIR |  | 0.5 | bar: 2013 Qtr 3 to 2015 Qtr 3; 2016 Qtr 3 to 2017 Qtr 4; 2018 Qtr 3 to 2019 Qtr 4; 2020 Qtr 3 to 2021 Qtr 4; 2022 Qtr 3 to 2023 Qtr 4
[5 empty] | 12-MBT-Manufacturing–Bio/Tech-COOL |  | 0.6 | bar: 2013 Qtr 3 to 2015 Qtr 3; 2016 Qtr 3 to 2017 Qtr 4; 2018 Qtr 3 to 2019 Qtr 4; 2020 Qtr 3 to 2021 Qtr 4; 2022 Qtr 3 to 2023 Qtr 4
[5 empty] | 12-MBT-Manufacturing–Bio/Tech-LIGHT |  | 0.7 | bar: 2013 Qtr 3 to 2015 Qtr 3; 2016 Qtr 3 to 2017 Qtr 4; 2018 Qtr 3 to 2019 Qtr 4; 2020 Qtr 3 to 2021 Qtr 4; 2022 Qtr 3 to 2023 Qtr 4
[5 empty] | 12-MBT-Manufacturing–Bio/Tech-MOTOR |  | 0.8 | bar: 2013 Qtr 3 to 2015 Qtr 3; 2016 Qtr 3 to 2017 Qtr 4; 2018 Qtr 3 to 2019 Qtr 4; 2020 Qtr 3 to 2021 Qtr 4; 2022 Qtr 3 to 2023 Qtr 4
[5 empty] | 12-MBT-Manufacturing–Bio/Tech-PROC_OTH |  | 0.9 | bar: 2013 Qtr 3 to 2015 Qtr 3; 2016 Qtr 3 to 2017 Qtr 4; 2018 Qtr 3 to 2019 Qtr 4; 2020 Qtr 3 to 2021 Qtr 4; 2022 Qtr 3 to 2023 Qtr 4
[5 empty] | 13-MFM-ResidentialMulti-family-CL_DRY |  | 1 | bar: 2013 Qtr 3 to 2015 Qtr 3; 2016 Qtr 3 to 2017 Qtr 4; 2018 Qtr 3 to 2019 Qtr 4; 2020 Qtr 3 to 2021 Qtr 4; 2022 Qtr 3 to 2023 Qtr 4
[5 empty] | 13-MFM-ResidentialMulti-family-CL_WASH |  | 1.1 | bar: 2013 Qtr 3 to 2015 Qtr 3; 2016 Qtr 3 to 2017 Qtr 4; 2018 Qtr 3 to 2019 Qtr 4; 2020 Qtr 3 to 2021 Qtr 4; 2022 Qtr 3 to 2023 Qtr 4
[5 empty] | 13-MFM-ResidentialMulti-family-DSH_WASH |  | 1.2 | bar: 2013 Qtr 3 to 2015 Qtr 3; 2016 Qtr 3 to 2017 Qtr 4; 2018 Qtr 3 to 2019 Qtr 4; 2020 Qtr 3 to 2021 Qtr 4; 2022 Qtr 3 to 2023 Qtr 4
[5 empty] | 13-MFM-ResidentialMulti-family-FREEZ |  | 1.3 | bar: 2013 Qtr 3 to 2015 Qtr 3; 2016 Qtr 3 to 2017 Qtr 4; 2018 Qtr 3 to 2019 Qtr 4; 2020 Qtr 3 to 2021 Qtr 4; 2022 Qtr 3 to 2023 Qtr 4
[5 empty] | 13-MFM-ResidentialMulti-family-LIGHT |  | 1.4 | bar: 2013 Qtr 3 to 2015 Qtr 3; 2016 Qtr 3 to 2017 Qtr 4; 2018 Qtr 3 to 2019 Qtr 4; 2020 Qtr 3 to 2021 Qtr 4; 2022 Qtr 3 to 2023 Qtr 4
[5 empty] | 13-MFM-ResidentialMulti-family-POOL_PMP |  | 1.5 | bar: 2013 Qtr 3 to 2015 Qtr 3; 2016 Qtr 3 to 2017 Qtr 4; 2018 Qtr 3 to 2019 Qtr 4; 2020 Qtr 3 to 2021 Qtr 4; 2022 Qtr 3 to 2023 Qtr 4
[5 empty] | 13-MFM-ResidentialMulti-family-REFG |  | 1.6 | bar: 2013 Qtr 3 to 2015 Qtr 3; 2016 Qtr 3 to 2017 Qtr 4; 2018 Qtr 3 to 2019 Qtr 4; 2020 Qtr 3 to 2021 Qtr 4; 2022 Qtr 3 to 2023 Qtr 4
[5 empty] | 13-MFM-ResidentialMulti-family-SP_COOL |  | 1.7 | bar: 2013 Qtr 3 to 2015 Qtr 3; 2016 Qtr 3 to 2017 Qtr 4; 2018 Qtr 3 to 2019 Qtr 4; 2020 Qtr 3 to 2021 Qtr 4; 2022 Qtr 3 to 2023 Qtr 4
[5 empty] | 13-MFM-ResidentialMulti-family-SP_HEAT |  | 1.8 | bar: 2013 Qtr 3 to 2015 Qtr 3; 2016 Qtr 3 to 2017 Qtr 4; 2018 Qtr 3 to 2019 Qtr 4; 2020 Qtr 3 to 2021 Qtr 4; 2022 Qtr 3 to 2023 Qtr 4
[5 empty] | 13-MFM-ResidentialMulti-family-WAT_HEAT |  | 1.9 | bar: 2013 Qtr 3 to 2015 Qtr 3; 2016 Qtr 3 to 2017 Qtr 4; 2018 Qtr 3 to 2019 Qtr 4; 2020 Qtr 3 to 2021 Qtr 4; 2022 Qtr 3 to 2023 Qtr 4
[5 empty] | 14-MLI-Manufacturing–LightIndustry-AG_PUMP |  | 2 | bar: 2013 Qtr 3 to 2015 Qtr 3; 2016 Qtr 3 to 2017 Qtr 4; 2018 Qtr 3 to 2019 Qtr 4; 2020 Qtr 3 to 2021 Qtr 4; 2022 Qtr 3 to 2023 Qtr 4
[5 empty] | 14-MLI-Manufacturing–LightIndustry-COMP_AIR |  | 2.1 | bar: 2013 Qtr 3 to 2015 Qtr 3; 2016 Qtr 3 to 2017 Qtr 4; 2018 Qtr 3 to 2019 Qtr 4; 2020 Qtr 3 to 2021 Qtr 4; 2022 Qtr 3 to 2023 Qtr 4
[5 empty] | 14-MLI-Manufacturing–LightIndustry-COOL |  | 2.2 | bar: 2013 Qtr 3 to 2015 Qtr 3; 2016 Qtr 3 to 2017 Qtr 4; 2018 Qtr 3 to 2019 Qtr 4; 2020 Qtr 3 to 2021 Qtr 4; 2022 Qtr 3 to 2023 Qtr 4
[5 empty] | 14-MLI-Manufacturing–LightIndustry-LIGHT |  | 2.3 | bar: 2013 Qtr 3 to 2015 Qtr 3; 2016 Qtr 3 to 2017 Qtr 4; 2018 Qtr 3 to 2019 Qtr 4; 2020 Qtr 3 to 2021 Qtr 4; 2022 Qtr 3 to 2023 Qtr 4
[5 empty] | 14-MLI-Manufacturing–LightIndustry-MOTOR |  | 2.4 | bar: 2013 Qtr 3 to 2015 Qtr 3; 2016 Qtr 3 to 2017 Qtr 4; 2018 Qtr 3 to 2019 Qtr 4; 2020 Qtr 3 to 2021 Qtr 4; 2022 Qtr 3 to 2023 Qtr 4
[5 empty] | 14-MLI-Manufacturing–LightIndustry-PROC_OTH |  | 2.5 | bar: 2013 Qtr 3 to 2015 Qtr 3; 2016 Qtr 3 to 2017 Qtr 4; 2018 Qtr 3 to 2019 Qtr 4; 2020 Qtr 3 to 2021 Qtr 4; 2022 Qtr 3 to 2023 Qtr 4
[5 empty] | 15-MTL-Lodging–Motel-COOL |  | 2.6 | bar: 2013 Qtr 3 to 2015 Qtr 3; 2016 Qtr 3 to 2017 Qtr 4; 2018 Qtr 3 to 2019 Qtr 4; 2020 Qtr 3 to 2021 Qtr 4; 2022 Qtr 3 to 2023 Qtr 4
[5 empty] | 15-MTL-Lodging–Motel-LIT_INT |  | 2.7 | bar: 2013 Qtr 3 to 2015 Qtr 3; 2016 Qtr 3 to 2017 Qtr 4; 2018 Qtr 3 to 2019 Qtr 4; 2020 Qtr 3 to 2021 Qtr 4; 2022 Qtr 3 to 2023 Qtr 4
[5 empty] | 15-MTL-Lodging–Motel-OFF_EQ |  | 2.8 | bar: 2013 Qtr 3 to 2015 Qtr 3; 2016 Qtr 3 to 2017 Qtr 4; 2018 Qtr 3 to 2019 Qtr 4; 2020 Qtr 3 to 2021 Qtr 4; 2022 Qtr 3 to 2023 Qtr 4
[5 empty] | 15-MTL-Lodging–Motel-LIT_EXT |  | 2.9 | bar: 2013 Qtr 3 to 2015 Qtr 3; 2016 Qtr 3 to 2017 Qtr 4; 2018 Qtr 3 to 2019 Qtr 4; 2020 Qtr 3 to 2021 Qtr 4; 2022 Qtr 3 to 2023 Qtr 4
[5 empty] | 15-MTL-Lodging–Motel-REFG |  | 3 | bar: 2013 Qtr 3 to 2015 Qtr 3; 2016 Qtr 3 to 2017 Qtr 4; 2018 Qtr 3 to 2019 Qtr 4; 2020 Qtr 3 to 2021 Qtr 4; 2022 Qtr 3 to 2023 Qtr 4
[5 empty] | 15-MTL-Lodging–Motel-VENT |  | 3.1 | bar: 2013 Qtr 3 to 2015 Qtr 3; 2016 Qtr 3 to 2017 Qtr 4; 2018 Qtr 3 to 2019 Qtr 4; 2020 Qtr 3 to 2021 Qtr 4; 2022 Qtr 3 to 2023 Qtr 4
[5 empty] | 16-NRS-Health/Medical–Clinic-COOL |  | 3.2 | bar: 2013 Qtr 3 to 2015 Qtr 3; 2016 Qtr 3 to 2017 Qtr 4; 2018 Qtr 3 to 2019 Qtr 4; 2020 Qtr 3 to 2021 Qtr 4; 2022 Qtr 3 to 2023 Qtr 4
[5 empty] | 16-NRS-Health/Medical–Clinic-LIT_INT |  | 3.3 | bar: 2013 Qtr 3 to 2015 Qtr 3; 2016 Qtr 3 to 2017 Qtr 4; 2018 Qtr 3 to 2019 Qtr 4; 2020 Qtr 3 to 2021 Qtr 4; 2022 Qtr 3 to 2023 Qtr 4
[5 empty] | 16-NRS-Health/Medical–Clinic-OFF_EQ |  | 3.4 | bar: 2013 Qtr 3 to 2015 Qtr 3; 2016 Qtr 3 to 2017 Qtr 4; 2018 Qtr 3 to 2019 Qtr 4; 2020 Qtr 3 to 2021 Qtr 4; 2022 Qtr 3 to 2023 Qtr 4
[5 empty] | 16-NRS-Health/Medical–Clinic-LIT_EXT |  | 3.5 | bar: 2013 Qtr 3 to 2015 Qtr 3; 2016 Qtr 3 to 2017 Qtr 4; 2018 Qtr 3 to 2019 Qtr 4; 2020 Qtr 3 to 2021 Qtr 4; 2022 Qtr 3 to 2023 Qtr 4
[5 empty] | 16-NRS-Health/Medical–Clinic-REFG |  | 3.6 | bar: 2013 Qtr 3 to 2015 Qtr 3; 2016 Qtr 3 to 2017 Qtr 4; 2018 Qtr 3 to 2019 Qtr 4; 2020 Qtr 3 to 2021 Qtr 4; 2022 Qtr 3 to 2023 Qtr 4
[5 empty] | 16-NRS-Health/Medical–Clinic-VENT |  | 3.7 | bar: 2013 Qtr 3 to 2015 Qtr 3; 2016 Qtr 3 to 2017 Qtr 4; 2018 Qtr 3 to 2019 Qtr 4; 2020 Qtr 3 to 2021 Qtr 4; 2022 Qtr 3 to 2023 Qtr 4
[5 empty] | 17-OFL-Office–Large-Cooling |  | 3.8 | bar: 2013 Qtr 3 to 2015 Qtr 3; 2016 Qtr 3 to 2017 Qtr 4; 2018 Qtr 3 to 2019 Qtr 4; 2020 Qtr 3 to 2021 Qtr 4; 2022 Qtr 3 to 2023 Qtr 4
[5 empty] | 17-OFL-Office–Large-ExtLight |  | 3.9 | bar: 2013 Qtr 3 to 2015 Qtr 3; 2016 Qtr 3 to 2017 Qtr 4; 2018 Qtr 3 to 2019 Qtr 4; 2020 Qtr 3 to 2021 Qtr 4; 2022 Qtr 3 to 2023 Qtr 4
[5 empty] | 17-OFL-Office–Large-IntLight |  | 4 | bar: 2013 Qtr 3 to 2015 Qtr 3; 2016 Qtr 3 to 2017 Qtr 4; 2018 Qtr 3 to 2019 Qtr 4; 2020 Qtr 3 to 2021 Qtr 4; 2022 Qtr 3 to 2023 Qtr 4
[5 empty] | 17-OFL-Office–Large-OffEquip |  | 4.1 | bar: 2013 Qtr 3 to 2015 Qtr 3; 2016 Qtr 3 to 2017 Qtr 4; 2018 Qtr 3 to 2019 Qtr 4; 2020 Qtr 3 to 2021 Qtr 4; 2022 Qtr 3 to 2023 Qtr 4
[5 empty] | 17-OFL-Office–Large-Refrig |  | 4.2 | bar: 2013 Qtr 3 to 2015 Qtr 3; 2016 Qtr 3 to 2017 Qtr 4; 2018 Qtr 3 to 2019 Qtr 4; 2020 Qtr 3 to 2021 Qtr 4; 2022 Qtr 3 to 2023 Qtr 4
[5 empty] | 17-OFL-Office–Large-Vent/Fan |  | 4.3 | bar: 2013 Qtr 3 to 2015 Qtr 3; 2016 Qtr 3 to 2017 Qtr 4; 2018 Qtr 3 to 2019 Qtr 4; 2020 Qtr 3 to 2021 Qtr 4; 2022 Qtr 3 to 2023 Qtr 4
[5 empty] | 18-OFS-Office–Small-Cooling |  | 4.4 | bar: 2013 Qtr 3 to 2015 Qtr 3; 2016 Qtr 3 to 2017 Qtr 4; 2018 Qtr 3 to 2019 Qtr 4; 2020 Qtr 3 to 2021 Qtr 4; 2022 Qtr 3 to 2023 Qtr 4
[5 empty] | 18-OFS-Office–Small-ExtLight |  | 4.5 | bar: 2013 Qtr 3 to 2015 Qtr 3; 2016 Qtr 3 to 2017 Qtr 4; 2018 Qtr 3 to 2019 Qtr 4; 2020 Qtr 3 to 2021 Qtr 4; 2022 Qtr 3 to 2023 Qtr 4
[5 empty] | 18-OFS-Office–Small-IntLight |  | 4.6 | bar: 2013 Qtr 3 to 2015 Qtr 3; 2016 Qtr 3 to 2017 Qtr 4; 2018 Qtr 3 to 2019 Qtr 4; 2020 Qtr 3 to 2021 Qtr 4; 2022 Qtr 3 to 2023 Qtr 4
[5 empty] | 18-OFS-Office–Small-OffEquip |  | 4.7 | bar: 2013 Qtr 3 to 2015 Qtr 3; 2016 Qtr 3 to 2017 Qtr 4; 2018 Qtr 3 to 2019 Qtr 4; 2020 Qtr 3 to 2021 Qtr 4; 2022 Qtr 3 to 2023 Qtr 4
[5 empty] | 18-OFS-Office–Small-Refrig |  | 4.8 | bar: 2013 Qtr 3 to 2015 Qtr 3; 2016 Qtr 3 to 2017 Qtr 4; 2018 Qtr 3 to 2019 Qtr 4; 2020 Qtr 3 to 2021 Qtr 4; 2022 Qtr 3 to 2023 Qtr 4
[5 empty] | 18-OFS-Office–Small-Vent/Fan |  | 4.9 | bar: 2013 Qtr 3 to 2015 Qtr 3; 2016 Qtr 3 to 2017 Qtr 4; 2018 Qtr 3 to 2019 Qtr 4; 2020 Qtr 3 to 2021 Qtr 4; 2022 Qtr 3 to 2023 Qtr 4
[5 empty] | 19-RES-AllResidential-CL_DRY |  | 5 | bar: 2013 Qtr 3 to 2015 Qtr 3; 2016 Qtr 3 to 2017 Qtr 4; 2018 Qtr 3 to 2019 Qtr 4; 2020 Qtr 3 to 2021 Qtr 4; 2022 Qtr 3 to 2023 Qtr 4
[5 empty] | 19-RES-AllResidential-CL_WASH |  | 5.1 | bar: 2013 Qtr 3 to 2015 Qtr 3; 2016 Qtr 3 to 2017 Qtr 4; 2018 Qtr 3 to 2019 Qtr 4; 2020 Qtr 3 to 2021 Qtr 4; 2022 Qtr 3 to 2023 Qtr 4
[5 empty] | 19-RES-AllResidential-DSH_WASH |  | 5.2 | bar: 2013 Qtr 3 to 2015 Qtr 3; 2016 Qtr 3 to 2017 Qtr 4; 2018 Qtr 3 to 2019 Qtr 4; 2020 Qtr 3 to 2021 Qtr 4; 2022 Qtr 3 to 2023 Qtr 4
[5 empty] | 19-RES-AllResidential-FREEZ |  | 5.3 | bar: 2013 Qtr 3 to 2015 Qtr 3; 2016 Qtr 3 to 2017 Qtr 4; 2018 Qtr 3 to 2019 Qtr 4; 2020 Qtr 3 to 2021 Qtr 4; 2022 Qtr 3 to 2023 Qtr 4
[5 empty] | 19-RES-AllResidential-LIGHT |  | 5.4 | bar: 2013 Qtr 3 to 2015 Qtr 3; 2016 Qtr 3 to 2017 Qtr 4; 2018 Qtr 3 to 2019 Qtr 4; 2020 Qtr 3 to 2021 Qtr 4; 2022 Qtr 3 to 2023 Qtr 4
[5 empty] | 19-RES-AllResidential-POOL_PMP |  | 5.5 | bar: 2013 Qtr 3 to 2015 Qtr 3; 2016 Qtr 3 to 2017 Qtr 4; 2018 Qtr 3 to 2019 Qtr 4; 2020 Qtr 3 to 2021 Qtr 4; 2022 Qtr 3 to 2023 Qtr 4
[5 empty] | 19-RES-AllResidential-REFG |  | 5.6 | bar: 2013 Qtr 3 to 2015 Qtr 3; 2016 Qtr 3 to 2017 Qtr 4; 2018 Qtr 3 to 2019 Qtr 4; 2020 Qtr 3 to 2021 Qtr 4; 2022 Qtr 3 to 2023 Qtr 4
[5 empty] | 19-RES-AllResidential-SP_COOL |  | 5.7 | bar: 2013 Qtr 3 to 2015 Qtr 3; 2016 Qtr 3 to 2017 Qtr 4; 2018 Qtr 3 to 2019 Qtr 4; 2020 Qtr 3 to 2021 Qtr 4; 2022 Qtr 3 to 2023 Qtr 4
[5 empty] | 19-RES-AllResidential-SP_HEAT |  | 5.8 | bar: 2013 Qtr 3 to 2015 Qtr 3; 2016 Qtr 3 to 2017 Qtr 4; 2018 Qtr 3 to 2019 Qtr 4; 2020 Qtr 3 to 2021 Qtr 4; 2022 Qtr 3 to 2023 Qtr 4
[5 empty] | 19-RES-AllResidential-WAT_HEAT |  | 5.9 | bar: 2013 Qtr 3 to 2015 Qtr 3; 2016 Qtr 3 to 2017 Qtr 4; 2018 Qtr 3 to 2019 Qtr 4; 2020 Qtr 3 to 2021 Qtr 4; 2022 Qtr 3 to 2023 Qtr 4
[5 empty] | 20-RFF-Restaurant–FastFood-Cooling |  | 6 | bar: 2013 Qtr 3 to 2015 Qtr 3; 2016 Qtr 3 to 2017 Qtr 4; 2018 Qtr 3 to 2019 Qtr 4; 2020 Qtr 3 to 2021 Qtr 4; 2022 Qtr 3 to 2023 Qtr 4
[5 empty] | 20-RFF-Restaurant–FastFood-ExtLight |  | 6.1 | bar: 2013 Qtr 3 to 2015 Qtr 3; 2016 Qtr 3 to 2017 Qtr 4; 2018 Qtr 3 to 2019 Qtr 4; 2020 Qtr 3 to 2021 Qtr 4; 2022 Qtr 3 to 2023 Qtr 4
[5 empty] | 20-RFF-Restaurant–FastFood-IntLight |  | 6.2 | bar: 2013 Qtr 3 to 2015 Qtr 3; 2016 Qtr 3 to 2017 Qtr 4; 2018 Qtr 3 to 2019 Qtr 4; 2020 Qtr 3 to 2021 Qtr 4; 2022 Qtr 3 to 2023 Qtr 4
[5 empty] | 20-RFF-Restaurant–FastFood-OffEquip |  | 6.3 | bar: 2013 Qtr 3 to 2015 Qtr 3; 2016 Qtr 3 to 2017 Qtr 4; 2018 Qtr 3 to 2019 Qtr 4; 2020 Qtr 3 to 2021 Qtr 4; 2022 Qtr 3 to 2023 Qtr 4
[5 empty] | 20-RFF-Restaurant–FastFood-Refrig |  | 6.4 | bar: 2013 Qtr 3 to 2015 Qtr 3; 2016 Qtr 3 to 2017 Qtr 4; 2018 Qtr 3 to 2019 Qtr 4; 2020 Qtr 3 to 2021 Qtr 4; 2022 Qtr 3 to 2023 Qtr 4
[5 empty] | 20-RFF-Restaurant–FastFood-Vent/Fan |  | 6.5 | bar: 2013 Qtr 3 to 2015 Qtr 3; 2016 Qtr 3 to 2017 Qtr 4; 2018 Qtr 3 to 2019 Qtr 4; 2020 Qtr 3 to 2021 Qtr 4; 2022 Qtr 3 to 2023 Qtr 4
[5 empty] | 21-RSD-Restaurant–SitDown-COOL |  | 6.6 | bar: 2013 Qtr 3 to 2015 Qtr 3; 2016 Qtr 3 to 2017 Qtr 4; 2018 Qtr 3 to 2019 Qtr 4; 2020 Qtr 3 to 2021 Qtr 4; 2022 Qtr 3 to 2023 Qtr 4
[5 empty] | 21-RSD-Restaurant–SitDown-LIT_INT |  | 6.7 | bar: 2013 Qtr 3 to 2015 Qtr 3; 2016 Qtr 3 to 2017 Qtr 4; 2018 Qtr 3 to 2019 Qtr 4; 2020 Qtr 3 to 2021 Qtr 4; 2022 Qtr 3 to 2023 Qtr 4
[5 empty] | 21-RSD-Restaurant–SitDown-OFF_EQ |  | 6.8 | bar: 2013 Qtr 3 to 2015 Qtr 3; 2016 Qtr 3 to 2017 Qtr 4; 2018 Qtr 3 to 2019 Qtr 4; 2020 Qtr 3 to 2021 Qtr 4; 2022 Qtr 3 to 2023 Qtr 4
[5 empty] | 21-RSD-Restaurant–SitDown-LIT_EXT |  | 6.9 | bar: 2013 Qtr 3 to 2015 Qtr 3; 2016 Qtr 3 to 2017 Qtr 4; 2018 Qtr 3 to 2019 Qtr 4; 2020 Qtr 3 to 2021 Qtr 4; 2022 Qtr 3 to 2023 Qtr 4
[5 empty] | 21-RSD-Restaurant–SitDown-PROC_OTH |  | 7 | bar: 2013 Qtr 3 to 2015 Qtr 3; 2016 Qtr 3 to 2017 Qtr 4; 2018 Qtr 3 to 2019 Qtr 4; 2020 Qtr 3 to 2021 Qtr 4; 2022 Qtr 3 to 2023 Qtr 4
[5 empty] | 21-RSD-Restaurant–SitDown-REFG |  | 7.1 | bar: 2013 Qtr 3 to 2015 Qtr 3; 2016 Qtr 3 to 2017 Qtr 4; 2018 Qtr 3 to 2019 Qtr 4; 2020 Qtr 3 to 2021 Qtr 4; 2022 Qtr 3 to 2023 Qtr 4
[5 empty] | 21-RSD-Restaurant–SitDown-VENT |  | 7.2 | bar: 2013 Qtr 3 to 2015 Qtr 3; 2016 Qtr 3 to 2017 Qtr 4; 2018 Qtr 3 to 2019 Qtr 4; 2020 Qtr 3 to 2021 Qtr 4; 2022 Qtr 3 to 2023 Qtr 4
[5 empty] | 22-RT3-Retail–3StoryLarge-COOL |  | 7.3 | bar: 2013 Qtr 3 to 2015 Qtr 3; 2016 Qtr 3 to 2017 Qtr 4; 2018 Qtr 3 to 2019 Qtr 4; 2020 Qtr 3 to 2021 Qtr 4; 2022 Qtr 3 to 2023 Qtr 4
[5 empty] | 22-RT3-Retail–3StoryLarge-LIT_INT |  | 7.4 | bar: 2013 Qtr 3 to 2015 Qtr 3; 2016 Qtr 3 to 2017 Qtr 4; 2018 Qtr 3 to 2019 Qtr 4; 2020 Qtr 3 to 2021 Qtr 4; 2022 Qtr 3 to 2023 Qtr 4
[5 empty] | 22-RT3-Retail–3StoryLarge-OFF_EQ |  | 7.5 | bar: 2013 Qtr 3 to 2015 Qtr 3; 2016 Qtr 3 to 2017 Qtr 4; 2018 Qtr 3 to 2019 Qtr 4; 2020 Qtr 3 to 2021 Qtr 4; 2022 Qtr 3 to 2023 Qtr 4
[5 empty] | 22-RT3-Retail–3StoryLarge-LIT_EXT |  | 7.6 | bar: 2013 Qtr 3 to 2015 Qtr 3; 2016 Qtr 3 to 2017 Qtr 4; 2018 Qtr 3 to 2019 Qtr 4; 2020 Qtr 3 to 2021 Qtr 4; 2022 Qtr 3 to 2023 Qtr 4
[5 empty] | 22-RT3-Retail–3StoryLarge-REFG |  | 7.7 | bar: 2013 Qtr 3 to 2015 Qtr 3; 2016 Qtr 3 to 2017 Qtr 4; 2018 Qtr 3 to 2019 Qtr 4; 2020 Qtr 3 to 2021 Qtr 4; 2022 Qtr 3 to 2023 Qtr 4
[5 empty] | 22-RT3-Retail–3StoryLarge-VENT |  | 7.8 | bar: 2013 Qtr 3 to 2015 Qtr 3; 2016 Qtr 3 to 2017 Qtr 4; 2018 Qtr 3 to 2019 Qtr 4; 2020 Qtr 3 to 2021 Qtr 4; 2022 Qtr 3 to 2023 Qtr 4
[5 empty] | 23-RTL-Retail–SingleStorylarge-COOL |  | 7.9 | bar: 2013 Qtr 3 to 2015 Qtr 3; 2016 Qtr 3 to 2017 Qtr 4; 2018 Qtr 3 to 2019 Qtr 4; 2020 Qtr 3 to 2021 Qtr 4; 2022 Qtr 3 to 2023 Qtr 4
[5 empty] | 23-RTL-Retail–SingleStorylarge-LIT_INT |  | 8 | bar: 2013 Qtr 3 to 2015 Qtr 3; 2016 Qtr 3 to 2017 Qtr 4; 2018 Qtr 3 to 2019 Qtr 4; 2020 Qtr 3 to 2021 Qtr 4; 2022 Qtr 3 to 2023 Qtr 4
[5 empty] | 23-RTL-Retail–SingleStorylarge-OFF_EQ |  | 8.1 | bar: 2013 Qtr 3 to 2015 Qtr 3; 2016 Qtr 3 to 2017 Qtr 4; 2018 Qtr 3 to 2019 Qtr 4; 2020 Qtr 3 to 2021 Qtr 4; 2022 Qtr 3 to 2023 Qtr 4
[5 empty] | 23-RTL-Retail–SingleStorylarge-LIT_EXT |  | 8.2 | bar: 2013 Qtr 3 to 2015 Qtr 3; 2016 Qtr 3 to 2017 Qtr 4; 2018 Qtr 3 to 2019 Qtr 4; 2020 Qtr 3 to 2021 Qtr 4; 2022 Qtr 3 to 2023 Qtr 4
[5 empty] | 23-RTL-Retail–SingleStorylarge-REFG |  | 8.3 | bar: 2013 Qtr 3 to 2015 Qtr 3; 2016 Qtr 3 to 2017 Qtr 4; 2018 Qtr 3 to 2019 Qtr 4; 2020 Qtr 3 to 2021 Qtr 4; 2022 Qtr 3 to 2023 Qtr 4
[5 empty] | 23-RTL-Retail–SingleStorylarge-VENT |  | 8.4 | bar: 2013 Qtr 3 to 2015 Qtr 3; 2016 Qtr 3 to 2017 Qtr 4; 2018 Qtr 3 to 2019 Qtr 4; 2020 Qtr 3 to 2021 Qtr 4; 2022 Qtr 3 to 2023 Qtr 4
[5 empty] | 24-RTS-Retail–Small-COOL |  | 8.5 | bar: 2013 Qtr 3 to 2015 Qtr 3; 2016 Qtr 3 to 2017 Qtr 4; 2018 Qtr 3 to 2019 Qtr 4; 2020 Qtr 3 to 2021 Qtr 4; 2022 Qtr 3 to 2023 Qtr 4
[5 empty] | 24-RTS-Retail–Small-LIT_INT |  | 8.6 | bar: 2013 Qtr 3 to 2015 Qtr 3; 2016 Qtr 3 to 2017 Qtr 4; 2018 Qtr 3 to 2019 Qtr 4; 2020 Qtr 3 to 2021 Qtr 4; 2022 Qtr 3 to 2023 Qtr 4
[5 empty] | 24-RTS-Retail–Small-OFF_EQ |  | 8.7 | bar: 2013 Qtr 3 to 2015 Qtr 3; 2016 Qtr 3 to 2017 Qtr 4; 2018 Qtr 3 to 2019 Qtr 4; 2020 Qtr 3 to 2021 Qtr 4; 2022 Qtr 3 to 2023 Qtr 4
[5 empty] | 24-RTS-Retail–Small-LIT_EXT |  | 8.8 | bar: 2013 Qtr 3 to 2015 Qtr 3; 2016 Qtr 3 to 2017 Qtr 4; 2018 Qtr 3 to 2019 Qtr 4; 2020 Qtr 3 to 2021 Qtr 4; 2022 Qtr 3 to 2023 Qtr 4
[5 empty] | 24-RTS-Retail–Small-REFG |  | 8.9 | bar: 2013 Qtr 3 to 2015 Qtr 3; 2016 Qtr 3 to 2017 Qtr 4; 2018 Qtr 3 to 2019 Qtr 4; 2020 Qtr 3 to 2021 Qtr 4; 2022 Qtr 3 to 2023 Qtr 4
[5 empty] | 24-RTS-Retail–Small-VENT |  | 9 | bar: 2013 Qtr 3 to 2015 Qtr 3; 2016 Qtr 3 to 2017 Qtr 4; 2018 Qtr 3 to 2019 Qtr 4; 2020 Qtr 3 to 2021 Qtr 4; 2022 Qtr 3 to 2023 Qtr 4
[5 empty] | 25-SCN-Storage–Conditioned-Cooling |  | 9.1 | bar: 2013 Qtr 3 to 2015 Qtr 3; 2016 Qtr 3 to 2017 Qtr 4; 2018 Qtr 3 to 2019 Qtr 4; 2020 Qtr 3 to 2021 Qtr 4; 2022 Qtr 3 to 2023 Qtr 4
[5 empty] | 25-SCN-Storage–Conditioned-Exit |  | 9.2 | bar: 2013 Qtr 3 to 2015 Qtr 3; 2016 Qtr 3 to 2017 Qtr 4; 2018 Qtr 3 to 2019 Qtr 4; 2020 Qtr 3 to 2021 Qtr 4; 2022 Qtr 3 to 2023 Qtr 4
[5 empty] | 25-SCN-Storage–Conditioned-ExtLight |  | 9.3 | bar: 2013 Qtr 3 to 2015 Qtr 3; 2016 Qtr 3 to 2017 Qtr 4; 2018 Qtr 3 to 2019 Qtr 4; 2020 Qtr 3 to 2021 Qtr 4; 2022 Qtr 3 to 2023 Qtr 4
[5 empty] | 26-SFM-ResidentialSingleFamily-CL_DRY |  | 9.4 | bar: 2013 Qtr 3 to 2015 Qtr 3; 2016 Qtr 3 to 2017 Qtr 4; 2018 Qtr 3 to 2019 Qtr 4; 2020 Qtr 3 to 2021 Qtr 4; 2022 Qtr 3 to 2023 Qtr 4
[5 empty] | 26-SFM-ResidentialSingleFamily-CL_WASH |  | 9.5 | bar: 2013 Qtr 3 to 2015 Qtr 3; 2016 Qtr 3 to 2017 Qtr 4; 2018 Qtr 3 to 2019 Qtr 4; 2020 Qtr 3 to 2021 Qtr 4; 2022 Qtr 3 to 2023 Qtr 4
[5 empty] | 26-SFM-ResidentialSingleFamily-DSH_WASH |  | 9.6 | bar: 2013 Qtr 3 to 2015 Qtr 3; 2016 Qtr 3 to 2017 Qtr 4; 2018 Qtr 3 to 2019 Qtr 4; 2020 Qtr 3 to 2021 Qtr 4; 2022 Qtr 3 to 2023 Qtr 4
[5 empty] | 26-SFM-ResidentialSingleFamily-FREEZ |  | 9.7 | bar: 2013 Qtr 3 to 2015 Qtr 3; 2016 Qtr 3 to 2017 Qtr 4; 2018 Qtr 3 to 2019 Qtr 4; 2020 Qtr 3 to 2021 Qtr 4; 2022 Qtr 3 to 2023 Qtr 4
[5 empty] | 26-SFM-ResidentialSingleFamily-LIGHT |  | 9.8 | bar: 2013 Qtr 3 to 2015 Qtr 3; 2016 Qtr 3 to 2017 Qtr 4; 2018 Qtr 3 to 2019 Qtr 4; 2020 Qtr 3 to 2021 Qtr 4; 2022 Qtr 3 to 2023 Qtr 4
[5 empty] | 26-SFM-ResidentialSingleFamily-POOL_PMP |  | 9.9 | bar: 2013 Qtr 3 to 2015 Qtr 3; 2016 Qtr 3 to 2017 Qtr 4; 2018 Qtr 3 to 2019 Qtr 4; 2020 Qtr 3 to 2021 Qtr 4; 2022 Qtr 3 to 2023 Qtr 4
[5 empty] | 26-SFM-ResidentialSingleFamily-REFG |  | 10 | bar: 2013 Qtr 3 to 2015 Qtr 3; 2016 Qtr 3 to 2017 Qtr 4; 2018 Qtr 3 to 2019 Qtr 4; 2020 Qtr 3 to 2021 Qtr 4; 2022 Qtr 3 to 2023 Qtr 4
[5 empty] | 26-SFM-ResidentialSingleFamily-SP_COOL |  | 10.1 | bar: 2013 Qtr 3 to 2015 Qtr 3; 2016 Qtr 3 to 2017 Qtr 4; 2018 Qtr 3 to 2019 Qtr 4; 2020 Qtr 3 to 2021 Qtr 4; 2022 Qtr 3 to 2023 Qtr 4
[5 empty] | 26-SFM-ResidentialSingleFamily-SP_HEAT |  | 10.2 | bar: 2013 Qtr 3 to 2015 Qtr 3; 2016 Qtr 3 to 2017 Qtr 4; 2018 Qtr 3 to 2019 Qtr 4; 2020 Qtr 3 to 2021 Qtr 4; 2022 Qtr 3 to 2023 Qtr 4
[5 empty] | 26-SFM-ResidentialSingleFamily-WAT_HEAT |  | 10.3 | bar: 2013 Qtr 3 to 2015 Qtr 3; 2016 Qtr 3 to 2017 Qtr 4; 2018 Qtr 3 to 2019 Qtr 4; 2020 Qtr 3 to 2021 Qtr 4; 2022 Qtr 3 to 2023 Qtr 4
[5 empty] | 27-SMO-ResidentialMobileHome–SingleWide-CL_DRY |  | 10.4 | bar: 2013 Qtr 3 to 2015 Qtr 3; 2016 Qtr 3 to 2017 Qtr 4; 2018 Qtr 3 to 2019 Qtr 4; 2020 Qtr 3 to 2021 Qtr 4; 2022 Qtr 3 to 2023 Qtr 4
[5 empty] | 27-SMO-ResidentialMobileHome–SingleWide-CL_WASH |  | 10.5 | bar: 2013 Qtr 3 to 2015 Qtr 3; 2016 Qtr 3 to 2017 Qtr 4; 2018 Qtr 3 to 2019 Qtr 4; 2020 Qtr 3 to 2021 Qtr 4; 2022 Qtr 3 to 2023 Qtr 4
[5 empty] | 27-SMO-ResidentialMobileHome–SingleWide-DSH_WASH |  | 10.6 | bar: 2013 Qtr 3 to 2015 Qtr 3; 2016 Qtr 3 to 2017 Qtr 4; 2018 Qtr 3 to 2019 Qtr 4; 2020 Qtr 3 to 2021 Qtr 4; 2022 Qtr 3 to 2023 Qtr 4
[5 empty] | 27-SMO-ResidentialMobileHome–SingleWide-FREEZ |  | 10.7 | bar: 2013 Qtr 3 to 2015 Qtr 3; 2016 Qtr 3 to 2017 Qtr 4; 2018 Qtr 3 to 2019 Qtr 4; 2020 Qtr 3 to 2021 Qtr 4; 2022 Qtr 3 to 2023 Qtr 4
[5 empty] | 27-SMO-ResidentialMobileHome–SingleWide-LIGHT |  | 10.8 | bar: 2013 Qtr 3 to 2015 Qtr 3; 2016 Qtr 3 to 2017 Qtr 4; 2018 Qtr 3 to 2019 Qtr 4; 2020 Qtr 3 to 2021 Qtr 4; 2022 Qtr 3 to 2023 Qtr 4
[5 empty] | 27-SMO-ResidentialMobileHome–SingleWide-POOL_PMP |  | 10.9 | bar: 2013 Qtr 3 to 2015 Qtr 3; 2016 Qtr 3 to 2017 Qtr 4; 2018 Qtr 3 to 2019 Qtr 4; 2020 Qtr 3 to 2021 Qtr 4; 2022 Qtr 3 to 2023 Qtr 4
[5 empty] | 27-SMO-ResidentialMobileHome–SingleWide-REFG |  | 11 | bar: 2013 Qtr 3 to 2015 Qtr 3; 2016 Qtr 3 to 2017 Qtr 4; 2018 Qtr 3 to 2019 Qtr 4; 2020 Qtr 3 to 2021 Qtr 4; 2022 Qtr 3 to 2023 Qtr 4
[5 empty] | 27-SMO-ResidentialMobileHome–SingleWide-SP_COOL |  | 11.1 | bar: 2013 Qtr 3 to 2015 Qtr 3; 2016 Qtr 3 to 2017 Qtr 4; 2018 Qtr 3 to 2019 Qtr 4; 2020 Qtr 3 to 2021 Qtr 4; 2022 Qtr 3 to 2023 Qtr 4
[5 empty] | 27-SMO-ResidentialMobileHome–SingleWide-SP_HEAT |  | 11.2 | bar: 2013 Qtr 3 to 2015 Qtr 3; 2016 Qtr 3 to 2017 Qtr 4; 2018 Qtr 3 to 2019 Qtr 4; 2020 Qtr 3 to 2021 Qtr 4; 2022 Qtr 3 to 2023 Qtr 4
[5 empty] | 27-SMO-ResidentialMobileHome–SingleWide-WAT_HEAT |  | 11.3 | bar: 2013 Qtr 3 to 2015 Qtr 3; 2016 Qtr 3 to 2017 Qtr 4; 2018 Qtr 3 to 2019 Qtr 4; 2020 Qtr 3 to 2021 Qtr 4; 2022 Qtr 3 to 2023 Qtr 4
[5 empty] | 28-SUN-Storage–Unconditioned-Exit |  | 11.4 | bar: 2013 Qtr 3 to 2015 Qtr 3; 2016 Qtr 3 to 2017 Qtr 4; 2018 Qtr 3 to 2019 Qtr 4; 2020 Qtr 3 to 2021 Qtr 4; 2022 Qtr 3 to 2023 Qtr 4
[5 empty] | 28-SUN-Storage–Unconditioned-ExtLight |  | 11.5 | bar: 2013 Qtr 3 to 2015 Qtr 3; 2016 Qtr 3 to 2017 Qtr 4; 2018 Qtr 3 to 2019 Qtr 4; 2020 Qtr 3 to 2021 Qtr 4; 2022 Qtr 3 to 2023 Qtr 4
[5 empty] | 29-WRF-Storage–Refrigerated-Cooling |  | 11.6 | bar: 2013 Qtr 3 to 2015 Qtr 3; 2016 Qtr 3 to 2017 Qtr 4; 2018 Qtr 3 to 2019 Qtr 4; 2020 Qtr 3 to 2021 Qtr 4; 2022 Qtr 3 to 2023 Qtr 4
[5 empty] | 29-WRF-Storage–Refrigerated-Exit |  | 11.7 | bar: 2013 Qtr 3 to 2015 Qtr 3; 2016 Qtr 3 to 2017 Qtr 4; 2018 Qtr 3 to 2019 Qtr 4; 2020 Qtr 3 to 2021 Qtr 4; 2022 Qtr 3 to 2023 Qtr 4
[5 empty] | 29-WRF-Storage–Refrigerated-ExtLight |  | 11.8 | bar: 2013 Qtr 3 to 2015 Qtr 3; 2016 Qtr 3 to 2017 Qtr 4; 2018 Qtr 3 to 2019 Qtr 4; 2020 Qtr 3 to 2021 Qtr 4; 2022 Qtr 3 to 2023 Qtr 4
[5 empty] | 30-S20-SIC20Food&KindredProducts-AG_PUMP |  | 11.9 | bar: 2013 Qtr 3 to 2015 Qtr 3; 2016 Qtr 3 to 2017 Qtr 4; 2018 Qtr 3 to 2019 Qtr 4; 2020 Qtr 3 to 2021 Qtr 4; 2022 Qtr 3 to 2023 Qtr 4
[5 empty] | 30-S20-SIC20Food&KindredProducts-COMP_AIR |  | 12 | bar: 2013 Qtr 3 to 2015 Qtr 3; 2016 Qtr 3 to 2017 Qtr 4; 2018 Qtr 3 to 2019 Qtr 4; 2020 Qtr 3 to 2021 Qtr 4; 2022 Qtr 3 to 2023 Qtr 4
[5 empty] | 30-S20-SIC20Food&KindredProducts-COOL |  | 12.1 | bar: 2013 Qtr 3 to 2015 Qtr 3; 2016 Qtr 3 to 2017 Qtr 4; 2018 Qtr 3 to 2019 Qtr 4; 2020 Qtr 3 to 2021 Qtr 4; 2022 Qtr 3 to 2023 Qtr 4
[5 empty] | 30-S20-SIC20Food&KindredProducts-LIGHT |  | 12.2 | bar: 2013 Qtr 3 to 2015 Qtr 3; 2016 Qtr 3 to 2017 Qtr 4; 2018 Qtr 3 to 2019 Qtr 4; 2020 Qtr 3 to 2021 Qtr 4; 2022 Qtr 3 to 2023 Qtr 4
[5 empty] | 30-S20-SIC20Food&KindredProducts-MOTOR |  | 12.3 | bar: 2013 Qtr 3 to 2015 Qtr 3; 2016 Qtr 3 to 2017 Qtr 4; 2018 Qtr 3 to 2019 Qtr 4; 2020 Qtr 3 to 2021 Qtr 4; 2022 Qtr 3 to 2023 Qtr 4
[5 empty] | 30-S20-SIC20Food&KindredProducts-PROC_OTH |  | 12.4 | bar: 2013 Qtr 3 to 2015 Qtr 3; 2016 Qtr 3 to 2017 Qtr 4; 2018 Qtr 3 to 2019 Qtr 4; 2020 Qtr 3 to 2021 Qtr 4; 2022 Qtr 3 to 2023 Qtr 4
[5 empty] | 31-S26-SIC26Paper&AlliedProducts-AG_PUMP |  | 12.5 | bar: 2013 Qtr 3 to 2015 Qtr 3; 2016 Qtr 3 to 2017 Qtr 4; 2018 Qtr 3 to 2019 Qtr 4; 2020 Qtr 3 to 2021 Qtr 4; 2022 Qtr 3 to 2023 Qtr 4
[5 empty] | 31-S26-SIC26Paper&AlliedProducts-COMP_AIR |  | 12.6 | bar: 2013 Qtr 3 to 2015 Qtr 3; 2016 Qtr 3 to 2017 Qtr 4; 2018 Qtr 3 to 2019 Qtr 4; 2020 Qtr 3 to 2021 Qtr 4; 2022 Qtr 3 to 2023 Qtr 4
[5 empty] | 31-S26-SIC26Paper&AlliedProducts-COOL |  | 12.7 | bar: 2013 Qtr 3 to 2015 Qtr 3; 2016 Qtr 3 to 2017 Qtr 4; 2018 Qtr 3 to 2019 Qtr 4; 2020 Qtr 3 to 2021 Qtr 4; 2022 Qtr 3 to 2023 Qtr 4
[5 empty] | 31-S26-SIC26Paper&AlliedProducts-LIGHT |  | 12.8 | bar: 2013 Qtr 3 to 2015 Qtr 3; 2016 Qtr 3 to 2017 Qtr 4; 2018 Qtr 3 to 2019 Qtr 4; 2020 Qtr 3 to 2021 Qtr 4; 2022 Qtr 3 to 2023 Qtr 4
[5 empty] | 31-S26-SIC26Paper&AlliedProducts-MOTOR |  | 12.9 | bar: 2013 Qtr 3 to 2015 Qtr 3; 2016 Qtr 3 to 2017 Qtr 4; 2018 Qtr 3 to 2019 Qtr 4; 2020 Qtr 3 to 2021 Qtr 4; 2022 Qtr 3 to 2023 Qtr 4
[5 empty] | 31-S26-SIC26Paper&AlliedProducts-PROC_OTH |  | 13 | bar: 2013 Qtr 3 to 2015 Qtr 3; 2016 Qtr 3 to 2017 Qtr 4; 2018 Qtr 3 to 2019 Qtr 4; 2020 Qtr 3 to 2021 Qtr 4; 2022 Qtr 3 to 2023 Qtr 4
[5 empty] | 32-S28-SIC28Chemicals&AlliedProducts-AG_PUMP |  | 13.1 | bar: 2013 Qtr 3 to 2015 Qtr 3; 2016 Qtr 3 to 2017 Qtr 4; 2018 Qtr 3 to 2019 Qtr 4; 2020 Qtr 3 to 2021 Qtr 4; 2022 Qtr 3 to 2023 Qtr 4
[5 empty] | 32-S28-SIC28Chemicals&AlliedProducts-COMP_AIR |  | 13.2 | bar: 2013 Qtr 3 to 2015 Qtr 3; 2016 Qtr 3 to 2017 Qtr 4; 2018 Qtr 3 to 2019 Qtr 4; 2020 Qtr 3 to 2021 Qtr 4; 2022 Qtr 3 to 2023 Qtr 4
[5 empty] | 32-S28-SIC28Chemicals&AlliedProducts-COOL |  | 13.3 | bar: 2013 Qtr 3 to 2015 Qtr 3; 2016 Qtr 3 to 2017 Qtr 4; 2018 Qtr 3 to 2019 Qtr 4; 2020 Qtr 3 to 2021 Qtr 4; 2022 Qtr 3 to 2023 Qtr 4
[5 empty] | 32-S28-SIC28Chemicals&AlliedProducts-LIGHT |  | 13.4 | bar: 2013 Qtr 3 to 2015 Qtr 3; 2016 Qtr 3 to 2017 Qtr 4; 2018 Qtr 3 to 2019 Qtr 4; 2020 Qtr 3 to 2021 Qtr 4; 2022 Qtr 3 to 2023 Qtr 4
[5 empty] | 32-S28-SIC28Chemicals&AlliedProducts-MOTOR |  | 13.5 | bar: 2013 Qtr 3 to 2015 Qtr 3; 2016 Qtr 3 to 2017 Qtr 4; 2018 Qtr 3 to 2019 Qtr 4; 2020 Qtr 3 to 2021 Qtr 4; 2022 Qtr 3 to 2023 Qtr 4
[5 empty] | 32-S28-SIC28Chemicals&AlliedProducts-PROC_OTH |  | 13.6 | bar: 2013 Qtr 3 to 2015 Qtr 3; 2016 Qtr 3 to 2017 Qtr 4; 2018 Qtr 3 to 2019 Qtr 4; 2020 Qtr 3 to 2021 Qtr 4; 2022 Qtr 3 to 2023 Qtr 4
[5 empty] | 33-S29-SIC29Petroleum&CoalProducts-AG_PUMP |  | 13.7 | bar: 2013 Qtr 3 to 2015 Qtr 3; 2016 Qtr 3 to 2017 Qtr 4; 2018 Qtr 3 to 2019 Qtr 4; 2020 Qtr 3 to 2021 Qtr 4; 2022 Qtr 3 to 2023 Qtr 4
[5 empty] | 33-S29-SIC29Petroleum&CoalProducts-COMP_AIR |  | 13.8 | bar: 2013 Qtr 3 to 2015 Qtr 3; 2016 Qtr 3 to 2017 Qtr 4; 2018 Qtr 3 to 2019 Qtr 4; 2020 Qtr 3 to 2021 Qtr 4; 2022 Qtr 3 to 2023 Qtr 4
[5 empty] | 33-S29-SIC29Petroleum&CoalProducts-COOL |  | 13.9 | bar: 2013 Qtr 3 to 2015 Qtr 3; 2016 Qtr 3 to 2017 Qtr 4; 2018 Qtr 3 to 2019 Qtr 4; 2020 Qtr 3 to 2021 Qtr 4; 2022 Qtr 3 to 2023 Qtr 4
[5 empty] | 33-S29-SIC29Petroleum&CoalProducts-LIGHT |  | 14 | bar: 2013 Qtr 3 to 2015 Qtr 3; 2016 Qtr 3 to 2017 Qtr 4; 2018 Qtr 3 to 2019 Qtr 4; 2020 Qtr 3 to 2021 Qtr 4; 2022 Qtr 3 to 2023 Qtr 4
[5 empty] | 33-S29-SIC29Petroleum&CoalProducts-MOTOR |  | 14.1 | bar: 2013 Qtr 3 to 2015 Qtr 3; 2016 Qtr 3 to 2017 Qtr 4; 2018 Qtr 3 to 2019 Qtr 4; 2020 Qtr 3 to 2021 Qtr 4; 2022 Qtr 3 to 2023 Qtr 4
[5 empty] | 33-S29-SIC29Petroleum&CoalProducts-PROC_OTH |  | 14.2 | bar: 2013 Qtr 3 to 2015 Qtr 3; 2016 Qtr 3 to 2017 Qtr 4; 2018 Qtr 3 to 2019 Qtr 4; 2020 Qtr 3 to 2021 Qtr 4; 2022 Qtr 3 to 2023 Qtr 4
[5 empty] | 34-S33-SIC33Metals-AG_PUMP |  | 14.3 | bar: 2013 Qtr 3 to 2015 Qtr 3; 2016 Qtr 3 to 2017 Qtr 4; 2018 Qtr 3 to 2019 Qtr 4; 2020 Qtr 3 to 2021 Qtr 4; 2022 Qtr 3 to 2023 Qtr 4
[5 empty] | 34-S33-SIC33Metals-COMP_AIR |  | 14.4 | bar: 2013 Qtr 3 to 2015 Qtr 3; 2016 Qtr 3 to 2017 Qtr 4; 2018 Qtr 3 to 2019 Qtr 4; 2020 Qtr 3 to 2021 Qtr 4; 2022 Qtr 3 to 2023 Qtr 4
[5 empty] | 34-S33-SIC33Metals-COOL |  | 14.5 | bar: 2013 Qtr 3 to 2015 Qtr 3; 2016 Qtr 3 to 2017 Qtr 4; 2018 Qtr 3 to 2019 Qtr 4; 2020 Qtr 3 to 2021 Qtr 4; 2022 Qtr 3 to 2023 Qtr 4
[5 empty] | 34-S33-SIC33Metals-LIGHT |  | 14.6 | bar: 2013 Qtr 3 to 2015 Qtr 3; 2016 Qtr 3 to 2017 Qtr 4; 2018 Qtr 3 to 2019 Qtr 4; 2020 Qtr 3 to 2021 Qtr 4; 2022 Qtr 3 to 2023 Qtr 4
[5 empty] | 34-S33-SIC33Metals-MOTOR |  | 14.7 | bar: 2013 Qtr 3 to 2015 Qtr 3; 2016 Qtr 3 to 2017 Qtr 4; 2018 Qtr 3 to 2019 Qtr 4; 2020 Qtr 3 to 2021 Qtr 4; 2022 Qtr 3 to 2023 Qtr 4
[5 empty] | 34-S33-SIC33Metals-PROC_OTH |  | 14.8 | bar: 2013 Qtr 3 to 2015 Qtr 3; 2016 Qtr 3 to 2017 Qtr 4; 2018 Qtr 3 to 2019 Qtr 4; 2020 Qtr 3 to 2021 Qtr 4; 2022 Qtr 3 to 2023 Qtr 4
[5 empty] | 35-OTI-OtherIndustrial-AG_PUMP |  | 14.9 | bar: 2013 Qtr 3 to 2015 Qtr 3; 2016 Qtr 3 to 2017 Qtr 4; 2018 Qtr 3 to 2019 Qtr 4; 2020 Qtr 3 to 2021 Qtr 4; 2022 Qtr 3 to 2023 Qtr 4
[5 empty] | 35-OTI-OtherIndustrial-COMP_AIR |  | 15 | bar: 2013 Qtr 3 to 2015 Qtr 3; 2016 Qtr 3 to 2017 Qtr 4; 2018 Qtr 3 to 2019 Qtr 4; 2020 Qtr 3 to 2021 Qtr 4; 2022 Qtr 3 to 2023 Qtr 4
[5 empty] | 35-OTI-OtherIndustrial-COOL |  | 15.1 | bar: 2013 Qtr 3 to 2015 Qtr 3; 2016 Qtr 3 to 2017 Qtr 4; 2018 Qtr 3 to 2019 Qtr 4; 2020 Qtr 3 to 2021 Qtr 4; 2022 Qtr 3 to 2023 Qtr 4
[5 empty] | 35-OTI-OtherIndustrial-LIGHT |  | 15.2 | bar: 2013 Qtr 3 to 2015 Qtr 3; 2016 Qtr 3 to 2017 Qtr 4; 2018 Qtr 3 to 2019 Qtr 4; 2020 Qtr 3 to 2021 Qtr 4; 2022 Qtr 3 to 2023 Qtr 4
[5 empty] | 35-OTI-OtherIndustrial-MOTOR |  | 15.3 | bar: 2013 Qtr 3 to 2015 Qtr 3; 2016 Qtr 3 to 2017 Qtr 4; 2018 Qtr 3 to 2019 Qtr 4; 2020 Qtr 3 to 2021 Qtr 4; 2022 Qtr 3 to 2023 Qtr 4
[5 empty] | 35-OTI-OtherIndustrial-PROC_OTH |  | 15.4 | bar: 2013 Qtr 3 to 2015 Qtr 3; 2016 Qtr 3 to 2017 Qtr 4; 2018 Qtr 3 to 2019 Qtr 4; 2020 Qtr 3 to 2021 Qtr 4; 2022 Qtr 3 to 2023 Qtr 4
[5 empty] | 36-GST-Lodging-GuestRooms-Cooling |  | 15.5 | bar: 2013 Qtr 3 to 2015 Qtr 3; 2016 Qtr 3 to 2017 Qtr 4; 2018 Qtr 3 to 2019 Qtr 4; 2020 Qtr 3 to 2021 Qtr 4; 2022 Qtr 3 to 2023 Qtr 4
[5 empty] | 36-GST-Lodging-GuestRooms-ExtLight |  | 15.6 | bar: 2013 Qtr 3 to 2015 Qtr 3; 2016 Qtr 3 to 2017 Qtr 4; 2018 Qtr 3 to 2019 Qtr 4; 2020 Qtr 3 to 2021 Qtr 4; 2022 Qtr 3 to 2023 Qtr 4
[5 empty] | 36-GST-Lodging-GuestRooms-IntLight |  | 15.7 | bar: 2013 Qtr 3 to 2015 Qtr 3; 2016 Qtr 3 to 2017 Qtr 4; 2018 Qtr 3 to 2019 Qtr 4; 2020 Qtr 3 to 2021 Qtr 4; 2022 Qtr 3 to 2023 Qtr 4
[5 empty] | 36-GST-Lodging-GuestRooms-OffEquip |  | 15.8 | bar: 2013 Qtr 3 to 2015 Qtr 3; 2016 Qtr 3 to 2017 Qtr 4; 2018 Qtr 3 to 2019 Qtr 4; 2020 Qtr 3 to 2021 Qtr 4; 2022 Qtr 3 to 2023 Qtr 4
[5 empty] | 36-GST-Lodging-GuestRooms-Refrig |  | 15.9 | bar: 2013 Qtr 3 to 2015 Qtr 3; 2016 Qtr 3 to 2017 Qtr 4; 2018 Qtr 3 to 2019 Qtr 4; 2020 Qtr 3 to 2021 Qtr 4; 2022 Qtr 3 to 2023 Qtr 4
[5 empty] | 36-GST-Lodging-GuestRooms-Vent/Fan |  | 16 | bar: 2013 Qtr 3 to 2015 Qtr 3; 2016 Qtr 3 to 2017 Qtr 4; 2018 Qtr 3 to 2019 Qtr 4; 2020 Qtr 3 to 2021 Qtr 4; 2022 Qtr 3 to 2023 Qtr 4
16.1 | bar: 2013 Qtr 3 to 2015 Qtr 3; 2016 Qtr 3 to 2017 Qtr 4; 2018 Qtr 3 to 2019 Qtr 4; 2020 Qtr 3 to 2021 Qtr 4; 2022 Qtr 3 to 2023 Qtr 4
16.2 | bar: 2013 Qtr 3 to 2015 Qtr 3; 2016 Qtr 3 to 2017 Qtr 4; 2018 Qtr 3 to 2019 Qtr 4; 2020 Qtr 3 to 2021 Qtr 4; 2022 Qtr 3 to 2023 Qtr 4
16.3 | bar: 2013 Qtr 3 to 2015 Qtr 3; 2016 Qtr 3 to 2017 Qtr 4; 2018 Qtr 3 to 2019 Qtr 4; 2020 Qtr 3 to 2021 Qtr 4; 2022 Qtr 3 to 2023 Qtr 4
16.4 | bar: 2013 Qtr 3 to 2015 Qtr 3; 2016 Qtr 3 to 2017 Qtr 4; 2018 Qtr 3 to 2019 Qtr 4; 2020 Qtr 3 to 2021 Qtr 4; 2022 Qtr 3 to 2023 Qtr 4
16.5 | bar: 2013 Qtr 3 to 2015 Qtr 3; 2016 Qtr 3 to 2017 Qtr 4; 2018 Qtr 3 to 2019 Qtr 4; 2020 Qtr 3 to 2021 Qtr 4; 2022 Qtr 3 to 2023 Qtr 4
16.6 | bar: 2013 Qtr 3 to 2015 Qtr 3; 2016 Qtr 3 to 2017 Qtr 4; 2018 Qtr 3 to 2019 Qtr 4; 2020 Qtr 3 to 2021 Qtr 4; 2022 Qtr 3 to 2023 Qtr 4
16.7 | bar: 2013 Qtr 3 to 2015 Qtr 3; 2016 Qtr 3 to 2017 Qtr 4; 2018 Qtr 3 to 2019 Qtr 4; 2020 Qtr 3 to 2021 Qtr 4; 2022 Qtr 3 to 2023 Qtr 4
16.8 | bar: 2013 Qtr 3 to 2015 Qtr 3; 2016 Qtr 3 to 2017 Qtr 4; 2018 Qtr 3 to 2019 Qtr 4; 2020 Qtr 3 to 2021 Qtr 4; 2022 Qtr 3 to 2023 Qtr 4
16.9 | bar: 2013 Qtr 3 to 2015 Qtr 3; 2016 Qtr 3 to 2017 Qtr 4; 2018 Qtr 3 to 2019 Qtr 4; 2020 Qtr 3 to 2021 Qtr 4; 2022 Qtr 3 to 2023 Qtr 4
17 | bar: 2013 Qtr 3 to 2015 Qtr 3; 2016 Qtr 3 to 2017 Qtr 4; 2018 Qtr 3 to 2019 Qtr 4; 2020 Qtr 3 to 2021 Qtr 4; 2022 Qtr 3 to 2023 Qtr 4
17.1 | bar: 2013 Qtr 3 to 2015 Qtr 3; 2016 Qtr 3 to 2017 Qtr 4; 2018 Qtr 3 to 2019 Qtr 4; 2020 Qtr 3 to 2021 Qtr 4; 2022 Qtr 3 to 2023 Qtr 4
17.2 | bar: 2013 Qtr 3 to 2015 Qtr 3; 2016 Qtr 3 to 2017 Qtr 4; 2018 Qtr 3 to 2019 Qtr 4; 2020 Qtr 3 to 2021 Qtr 4; 2022 Qtr 3 to 2023 Qtr 4
17.3 | bar: 2013 Qtr 3 to 2015 Qtr 3; 2016 Qtr 3 to 2017 Qtr 4; 2018 Qtr 3 to 2019 Qtr 4; 2020 Qtr 3 to 2021 Qtr 4; 2022 Qtr 3 to 2023 Qtr 4
17.4 | bar: 2013 Qtr 3 to 2015 Qtr 3; 2016 Qtr 3 to 2017 Qtr 4; 2018 Qtr 3 to 2019 Qtr 4; 2020 Qtr 3 to 2021 Qtr 4; 2022 Qtr 3 to 2023 Qtr 4
17.5 | bar: 2013 Qtr 3 to 2015 Qtr 3; 2016 Qtr 3 to 2017 Qtr 4; 2018 Qtr 3 to 2019 Qtr 4; 2020 Qtr 3 to 2021 Qtr 4; 2022 Qtr 3 to 2023 Qtr 4
17.6 | bar: 2013 Qtr 3 to 2015 Qtr 3; 2016 Qtr 3 to 2017 Qtr 4; 2018 Qtr 3 to 2019 Qtr 4; 2020 Qtr 3 to 2021 Qtr 4; 2022 Qtr 3 to 2023 Qtr 4
17.7 | bar: 2013 Qtr 3 to 2015 Qtr 3; 2016 Qtr 3 to 2017 Qtr 4; 2018 Qtr 3 to 2019 Qtr 4; 2020 Qtr 3 to 2021 Qtr 4; 2022 Qtr 3 to 2023 Qtr 4
17.8 | bar: 2013 Qtr 3 to 2015 Qtr 3; 2016 Qtr 3 to 2017 Qtr 4; 2018 Qtr 3 to 2019 Qtr 4; 2020 Qtr 3 to 2021 Qtr 4; 2022 Qtr 3 to 2023 Qtr 4
17.9 | bar: 2013 Qtr 3 to 2015 Qtr 3; 2016 Qtr 3 to 2017 Qtr 4; 2018 Qtr 3 to 2019 Qtr 4; 2020 Qtr 3 to 2021 Qtr 4; 2022 Qtr 3 to 2023 Qtr 4
18 | bar: 2013 Qtr 3 to 2015 Qtr 3; 2016 Qtr 3 to 2017 Qtr 4; 2018 Qtr 3 to 2019 Qtr 4; 2020 Qtr 3 to 2021 Qtr 4; 2022 Qtr 3 to 2023 Qtr 4
18.1 | bar: 2013 Qtr 3 to 2015 Qtr 3; 2016 Qtr 3 to 2017 Qtr 4; 2018 Qtr 3 to 2019 Qtr 4; 2020 Qtr 3 to 2021 Qtr 4; 2022 Qtr 3 to 2023 Qtr 4
18.2 | bar: 2013 Qtr 3 to 2015 Qtr 3; 2016 Qtr 3 to 2017 Qtr 4; 2018 Qtr 3 to 2019 Qtr 4; 2020 Qtr 3 to 2021 Qtr 4; 2022 Qtr 3 to 2023 Qtr 4
18.3 | bar: 2013 Qtr 3 to 2015 Qtr 3; 2016 Qtr 3 to 2017 Qtr 4; 2018 Qtr 3 to 2019 Qtr 4; 2020 Qtr 3 to 2021 Qtr 4; 2022 Qtr 3 to 2023 Qtr 4
18.4 | bar: 2013 Qtr 3 to 2015 Qtr 3; 2016 Qtr 3 to 2017 Qtr 4; 2018 Qtr 3 to 2019 Qtr 4; 2020 Qtr 3 to 2021 Qtr 4; 2022 Qtr 3 to 2023 Qtr 4
18.5 | bar: 2013 Qtr 3 to 2015 Qtr 3; 2016 Qtr 3 to 2017 Qtr 4; 2018 Qtr 3 to 2019 Qtr 4; 2020 Qtr 3 to 2021 Qtr 4; 2022 Qtr 3 to 2023 Qtr 4
18.6 | bar: 2013 Qtr 3 to 2015 Qtr 3; 2016 Qtr 3 to 2017 Qtr 4; 2018 Qtr 3 to 2019 Qtr 4; 2020 Qtr 3 to 2021 Qtr 4; 2022 Qtr 3 to 2023 Qtr 4
18.7 | bar: 2013 Qtr 3 to 2015 Qtr 3; 2016 Qtr 3 to 2017 Qtr 4; 2018 Qtr 3 to 2019 Qtr 4; 2020 Qtr 3 to 2021 Qtr 4; 2022 Qtr 3 to 2023 Qtr 4
18.8 | bar: 2013 Qtr 3 to 2015 Qtr 3; 2016 Qtr 3 to 2017 Qtr 4; 2018 Qtr 3 to 2019 Qtr 4; 2020 Qtr 3 to 2021 Qtr 4; 2022 Qtr 3 to 2023 Qtr 4
18.9 | bar: 2013 Qtr 3 to 2015 Qtr 3; 2016 Qtr 3 to 2017 Qtr 4; 2018 Qtr 3 to 2019 Qtr 4; 2020 Qtr 3 to 2021 Qtr 4; 2022 Qtr 3 to 2023 Qtr 4
19 | bar: 2013 Qtr 3 to 2015 Qtr 3; 2016 Qtr 3 to 2017 Qtr 4; 2018 Qtr 3 to 2019 Qtr 4; 2020 Qtr 3 to 2021 Qtr 4; 2022 Qtr 3 to 2023 Qtr 4
19.1 | bar: 2013 Qtr 3 to 2015 Qtr 3; 2016 Qtr 3 to 2017 Qtr 4; 2018 Qtr 3 to 2019 Qtr 4; 2020 Qtr 3 to 2021 Qtr 4; 2022 Qtr 3 to 2023 Qtr 4
19.2 | bar: 2013 Qtr 3 to 2015 Qtr 3; 2016 Qtr 3 to 2017 Qtr 4; 2018 Qtr 3 to 2019 Qtr 4; 2020 Qtr 3 to 2021 Qtr 4; 2022 Qtr 3 to 2023 Qtr 4
19.3 | bar: 2013 Qtr 3 to 2015 Qtr 3; 2016 Qtr 3 to 2017 Qtr 4; 2018 Qtr 3 to 2019 Qtr 4; 2020 Qtr 3 to 2021 Qtr 4; 2022 Qtr 3 to 2023 Qtr 4
19.4 | bar: 2013 Qtr 3 to 2015 Qtr 3; 2016 Qtr 3 to 2017 Qtr 4; 2018 Qtr 3 to 2019 Qtr 4; 2020 Qtr 3 to 2021 Qtr 4; 2022 Qtr 3 to 2023 Qtr 4
19.5 | bar: 2013 Qtr 3 to 2015 Qtr 3; 2016 Qtr 3 to 2017 Qtr 4; 2018 Qtr 3 to 2019 Qtr 4; 2020 Qtr 3 to 2021 Qtr 4; 2022 Qtr 3 to 2023 Qtr 4
19.6 | bar: 2013 Qtr 3 to 2015 Qtr 3; 2016 Qtr 3 to 2017 Qtr 4; 2018 Qtr 3 to 2019 Qtr 4; 2020 Qtr 3 to 2021 Qtr 4; 2022 Qtr 3 to 2023 Qtr 4
19.7 | bar: 2013 Qtr 3 to 2015 Qtr 3; 2016 Qtr 3 to 2017 Qtr 4; 2018 Qtr 3 to 2019 Qtr 4; 2020 Qtr 3 to 2021 Qtr 4; 2022 Qtr 3 to 2023 Qtr 4
19.8 | bar: 2013 Qtr 3 to 2015 Qtr 3; 2016 Qtr 3 to 2017 Qtr 4; 2018 Qtr 3 to 2019 Qtr 4; 2020 Qtr 3 to 2021 Qtr 4; 2022 Qtr 3 to 2023 Qtr 4
19.9 | bar: 2013 Qtr 3 to 2015 Qtr 3; 2016 Qtr 3 to 2017 Qtr 4; 2018 Qtr 3 to 2019 Qtr 4; 2020 Qtr 3 to 2021 Qtr 4; 2022 Qtr 3 to 2023 Qtr 4
20 | bar: 2013 Qtr 3 to 2015 Qtr 3; 2016 Qtr 3 to 2017 Qtr 4; 2018 Qtr 3 to 2019 Qtr 4; 2020 Qtr 3 to 2021 Qtr 4; 2022 Qtr 3 to 2023 Qtr 4
21 | bar: 2013 Qtr 3 to 2015 Qtr 3; 2016 Qtr 3 to 2017 Qtr 4; 2018 Qtr 3 to 2019 Qtr 4; 2020 Qtr 3 to 2021 Qtr 4; 2022 Qtr 3 to 2023 Qtr 4
22 | bar: 2013 Qtr 3 to 2015 Qtr 3; 2016 Qtr 3 to 2017 Qtr 4; 2018 Qtr 3 to 2019 Qtr 4; 2020 Qtr 3 to 2021 Qtr 4; 2022 Qtr 3 to 2023 Qtr 4
23 | bar: 2013 Qtr 3 to 2015 Qtr 3; 2016 Qtr 3 to 2017 Qtr 4; 2018 Qtr 3 to 2019 Qtr 4; 2020 Qtr 3 to 2021 Qtr 4; 2022 Qtr 3 to 2023 Qtr 4
24 | bar: 2013 Qtr 3 to 2015 Qtr 3; 2016 Qtr 3 to 2017 Qtr 4; 2018 Qtr 3 to 2019 Qtr 4; 2020 Qtr 3 to 2021 Qtr 4; 2022 Qtr 3 to 2023 Qtr 4
25 | bar: 2013 Qtr 3 to 2015 Qtr 3; 2016 Qtr 3 to 2017 Qtr 4; 2018 Qtr 3 to 2019 Qtr 4; 2020 Qtr 3 to 2021 Qtr 4; 2022 Qtr 3 to 2023 Qtr 4
26 | bar: 2013 Qtr 3 to 2015 Qtr 3; 2016 Qtr 3 to 2017 Qtr 4; 2018 Qtr 3 to 2019 Qtr 4; 2020 Qtr 3 to 2021 Qtr 4; 2022 Qtr 3 to 2023 Qtr 4
27 | bar: 2013 Qtr 3 to 2015 Qtr 3; 2016 Qtr 3 to 2017 Qtr 4; 2018 Qtr 3 to 2019 Qtr 4; 2020 Qtr 3 to 2021 Qtr 4; 2022 Qtr 3 to 2023 Qtr 4
28 | bar: 2013 Qtr 3 to 2015 Qtr 3; 2016 Qtr 3 to 2017 Qtr 4; 2018 Qtr 3 to 2019 Qtr 4; 2020 Qtr 3 to 2021 Qtr 4; 2022 Qtr 3 to 2023 Qtr 4
29 | bar: 2013 Qtr 3 to 2015 Qtr 3; 2016 Qtr 3 to 2017 Qtr 4; 2018 Qtr 3 to 2019 Qtr 4; 2020 Qtr 3 to 2021 Qtr 4; 2022 Qtr 3 to 2023 Qtr 4
30 | bar: 2013 Qtr 3 to 2015 Qtr 3; 2016 Qtr 3 to 2017 Qtr 4; 2018 Qtr 3 to 2019 Qtr 4; 2020 Qtr 3 to 2021 Qtr 4; 2022 Qtr 3 to 2023 Qtr 4