## Export
PROGRAM NAME | 3224_SW-COM-Deemed Incentives-HVAC Commercial
BUDGET |  |  | SDG&E 2013 v1c4-Draft.xls
Administrative Costs
Overhead and G&A | 183909.4767
Other Administrative Costs | 0
Marketing/Outreach | 81035.7675
Direct Implementation
d.i. User Input Incentive (No rebates) | 0
d.ii. - d.v. Rebates etc | 1829630.5129
Activity | 1033050.0241
Installation | 0
Hardware & Materials | 0
Rebate Processing & Inspection | 0
EM&V Costs | 0
Budget | 3127625.7813
Costs recovered from other sources | 0
Budget (plus other costs) | 3127625.7813
PROGRAM IMPACTS
Program Reductions | 2013-2014 | 2013 | 2014 | 2015 | 2013-2015
User Entered kW (kW) | 0 | 0 | 0 | 1812.0743 | 1812.0743
Net Jul-Sept Peak (kW) | 0 | 0 | 0 | 2008.2972 | 2008.2972
Net Dec-Feb Peak (kW) | 0 | 0 | 0 | 77.0414 | 77.0414
Net NCP (kW) | 0 | 0 | 0 | 77.0414 | 77.0414
Net CEC (kW) | 0 | 0 | 0 | 0 | 0
Annual Net kWh | 0 | 0 | 0 | 4273527.719 | 4273527.719
Lifecycle Net kWh | 0 | 0 | 0 | 26820168.3908 | 26820168.3908
Annual Net Therms | 0 | 0 | 0 | -1353.5218 | -1353.5218
Lifecycle Net Therms | 0 | 0 | 0 | -19928.7146 | -19928.7146
Program Reductions for Measures installed through 2024
TRC
Costs | 3110735.7527
Electric Benefits | 4112180.77
Gas Benefits | -13916.3034
Net Benefits (NPV) | 987528.7139
BC Ratio | 1.3175
PAC
Costs | 3127625.7813
Electric Benefits | 4112180.77
Gas Benefits | -13916.3034
Net Benefits (NPV) | 970638.6853
BC Ratio | 1.3103
Levelized Cost
Levelized Cost TRC ($/kWh )
Discounted kWh | 17291544.1988
Cost | 0.16717
Benefits | 0.23781
Benefit-Cost | 0.070649
Levelized Cost PAC ($/kWh)
Discounted kWh | 17291544.1988
Cost | 0.13392
Benefits | 0.23781
Benefit-Cost | 0.10389
Levelized Cost TRC ($/therm)
Discounted Therms | -10878.6639
Cost | 0
Benefits | 1.2792
Benefit-Cost | 1.2792
Levelized Cost PAC ($/therm)
Discounted Therms | -10878.6639
Cost | 0
Benefits | 1.2792
Benefit-Cost | 1.2792
Emission Annual Reductions (2014-2016) |  |  |  | Energy Division File sheet "Attachment II" Total Electricity and Gas Emission Reductions
Electric Annual CO2 (tons) - 2014 | 0 |  |  |  | 2013 | 2014 | 2015 | 2016 | 2017 | 2018 | 2019
2015 | 0 |  |  |  | Total | Total | Total | Total | Total | Total | Total
2016 | 2358.8813 |  |  | Annual CO2 Emission Reductions (tons) | 0 | 0 | 2350.9632 | 0 | 0 | 0 | 0
Electric Lifecycle CO2 (tons) - 2014 | 0 |  |  | Lifecycle CO2 Emission Reductions (tons) | 0 | 0 | 14599.5545 | 0 | 0 | 0 | 0
2015 | 0 |  |  | Annual NOx Emission Reductions (tons) | 0 | 0 | 0.30306 | 0 | 0 | 0 | 0
2016 | 14716.1375 |  |  | Lifecycle NOx Emission Reductions (tons) | 0 | 0 | 1.8246 | 0 | 0 | 0 | 0
Electric Annual NOX (tons) - 2014 | 0 |  |  | Annual SO2 Emission Reductions (tons)
2015 | 0 |  |  | Lifecycle SO2 Emission Reductions (tons)
2016 | 0.30969
Electric Lifecycle NOX (tons) - 2014 | 0
2015 | 0
2016 | 1.9223
Electric Annual SO2 (lbs) - 2014
2015
2016
Electric Lifecycle SO2 (lbs) - 2014
2015
2016
Gas Annual CO2 (tons) - 2014 | 0
2015 | 0
2016 | -7.9181
Gas Lifecycle CO2 (tons) - 2014 | 0
2015 | 0
2016 | -116.583
Gas Annual NOX (tons) - 2014 | 0
2015 | 0
2016 | -0.0066323
Gas Lifecycle NOX (tons) - 2014 | 0
2015 | 0
2016 | -0.097651
Gas Annual SO2 (lbs) - 2014
2015
2016
Gas Lifecycle SO2 (lbs) - 2014
2015
2016
Data below not currently used in Energy Division workbook
Levelized Cost RIM ($/therm)
Discounted Therms | -10878.6639
Cost | 1.9824
Benefits | 1.2792
Benefit-Cost | -0.70313
Levelized Cost RIM ($/kWh)
Discounted kWh | 17291544.1988
Cost | 0.36853
Benefits | 0.23781
Benefit-Cost | -0.70313
RIM
Costs | 6350894.6647
Electric Benefits | 4112180.77
Gas Benefits | -13916.3034
Net Benefits (NPV) | -2252630.1981
BC Ratio | 0.64531
Impacts for all programs
Net July-Sept Wtd Avg Peak** (kW)
Clothes Dryer | 0
Clothes Washer | 0
Consumer Electronics | 0
Cooking | 0
Dishwasher | 0
Net Wtd Avg Dec-Feb** (kW)
Clothes Dryer | 0
Clothes Washer | 0
Consumer Electronics | 0
Cooking | 0
Dishwasher | 0
0
Clothes Dryer | 0
Clothes Washer | 0
Consumer Electronics | 0
Cooking | 0
Dishwasher | 0
Annual Wtd Avg Net kWh
Clothes Dryer | 0
Clothes Washer | 0
Consumer Electronics | 0
Cooking | 0
Dishwasher | 0
Lifecycle Net kWh
Clothes Dryer | 0
Clothes Washer | 0
Consumer Electronics | 0
Cooking | 0
Dishwasher | 0
Annual Wtd Avg Net Therms
Clothes Dryer | 0
Clothes Washer | 0
Consumer Electronics | 0
Cooking | 0
Dishwasher | 0
Lifecycle Net Therms
Clothes Dryer | 0
Clothes Washer | 0
Consumer Electronics | 0
Cooking | 0
Dishwasher | 0
Goal Attainment | Net Annual Savings
kWh
2013 | 0
2014 | 0
2015 | 5652674.8931
2016 | 0
2017 | 0
2018 | -2036184.3365
2019 | -1221710.6019
2020 | -92622.6313
2021 | -55573.5787
2022 | 0
kW
2013 | 0
2014 | 0
2015 | 2386.2138
2016 | 0
2017 | 0
2018 | -656.5827
2019 | -393.9496
2020 | -32.3923
2021 | -19.4354
2022 | 0
Therms
2013 | 0
2014 | 0
2015 | -1970.1625
2016 | 0
2017 | 0
2018 | 0
2019 | 0
2020 | 234.8838
2021 | 140.9303
2022 | 0

## Output by Measure
3224_SW-COM-Deemed Incentives-HVAC Commercial
2015
SDG&E | [7 empty] | Levelized Benefits less Costs (TRC) |  |  |  | Levelized Benefits less Costs (PAC) |  |  |  | Benefit Cost Ratios
Net Impacts by Measure | [7 empty] | No Allocated Admin |  | w/ Allocated Admin |  | No Allocated Admin |  | w/ Allocated Admin |  | No Allocated Admin |  | w/ Allocated Admin
| Wtd Avg Net Avg Jul-Sep (kW) | Wtd Avg Net Dec-Feb Pk (kW) | Wtd Avg Net User Entered kW | Wtd Avg Annual kWh adj for Net to gross | Wtd Avg Lifecycle kWh (Annual * Measure Life) | Wtd Avg Annual Therms | Wtd Avg Lifecycle Therms | Electric ($/kWh) | Gas ($/Th) | Electric ($/kWh) | Gas ($/Th) | Electric ($/kWh) | Gas ($/Th) | Electric ($/kWh) | Gas ($/Th) | TRC | PAC | TRC | PAC
Total or Average | 2008.2972 | 77.0414 | 1812.0743 | 4273527.719 | 26820168.3908 | -1353.5218 | -19928.7146 | 0.14571 | 1.2792 | 0.070649 | 1.2792 | 0.17896 | 1.2792 | 0.10389 | 1.2792
416172-Pkg AC <65k Single Phase SEER = 14.0-UP Stream | 0.5312 | 0.13252 | 0.40794 | 1809.648 | 27144.72 | -11.502 | -172.53 | 0.14604 | 1.3079 | 0.082952 | 1.3079 | 0.17524 | 1.3079 | 0.11215 | 1.3079 | 3.5588 | 7.7788 | 1.6384 | 2.1839
416176-Pkg AC <65k Three Phase SEER = 14.0-UP Stream | 0.84107 | 0.20982 | 0.6459 | 2865.276 | 42979.14 | -18.2115 | -273.1725 | 0.14604 | 1.3079 | 0.082952 | 1.3079 | 0.17524 | 1.3079 | 0.11215 | 1.3079 | 3.5588 | 7.7788 | 1.6384 | 2.1839
416177-Pkg AC <65k Three Phase SEER = 14.0-Rebate | 0.73532 | 0.18344 | 0.56469 | 2505.022 | 37575.33 | -15.9217 | -238.8262 | 0.13609 | 1.3079 | 0.073007 | 1.3079 | 0.16577 | 1.3079 | 0.10268 | 1.3079 | 3.0038 | 5.618 | 1.51 | 1.971
416178-Pkg AC or HP <65k Single Phase SEER = 15.0 or 12.5 EER-UP Stream | 5.2047 | 1.2984 | 5.37 | 17730.691 | 265960.3643 | -249.9891 | -3749.8367 | 0.091749 | 1.3079 | 0.028663 | 1.3079 | 0.11818 | 1.3079 | 0.055095 | 1.3079 | 1.6781 | 2.2211 | 1.0597 | 1.2532
416179-Pkg AC or HP <65k Single Phase SEER = 15.0 or 12.5 EER-Rebate | 6.448 | 1.6086 | 6.6529 | 21966.356 | 329495.3402 | -309.7087 | -4645.6311 | 0.058763 | 1.3079 | -0.0043232 | 1.3079 | 0.086765 | 1.3079 | 0.02368 | 1.3079 | 1.2858 | 1.6041 | 0.88851 | 1.0297
416180-Pkg AC or HP <65k Single Phase SEER = 16.0 or 13 EER-UP Stream | 2.6964 | 0.67266 | 2.1687 | 9185.6552 | 137784.8274 | -164.5773 | -2468.6601 | 0.03343 | 1.3079 | -0.029655 | 1.3079 | 0.086666 | 1.3079 | 0.023581 | 1.3079 | 1.0601 | 1.5586 | 0.76869 | 1.0008
416181-Pkg AC or HP <65k Single Phase SEER = 16.0 or 13 EER-Rebate | 0.2782 | 0.069402 | 0.22375 | 947.7263 | 14215.8949 | -16.9802 | -254.703 | -0.012283 | 1.3079 | -0.075369 | 1.3079 | 0.04313 | 1.3079 | -0.019956 | 1.3079 | 0.83164 | 1.1257 | 0.64102 | 0.80261
416195-Pkg HP <65k Single Phase SEER = 14.0-Rebate | 0.082002 | 0.018826 | 0.089531 | 251.5175 | 3772.7625 | -0.00030459 | -0.0045689 | 0.078136 | 1.3079 | 0.0098921 | 1.3079 | 0.14238 | 1.3079 | 0.074139 | 1.3079 | 1.5659 | 2.9287 | 1.0479 | 1.5219
416198-Pkg HP <65k Three Phase SEER = 14.0-UP Stream | 0.2725 | 0.062559 | 0.29752 | 835.812 | 12537.18 | -0.0010122 | -0.015183 | 0.099668 | 1.3079 | 0.031423 | 1.3079 | 0.16289 | 1.3079 | 0.094645 | 1.3079 | 1.8552 | 4.0552 | 1.17 | 1.7786
416202-Pkg AC 135-239k EER=11.5-UP Stream | 0.52667 | 0.13139 | 0.85554 | 1794.1896 | 26912.8446 | -20.093 | -301.3945 | -0.021785 | 1.3079 | -0.084871 | 1.3079 | 0.041513 | 1.3079 | -0.021573 | 1.3079 | 0.83563 | 1.1697 | 0.65049 | 0.83643
416204-Pkg AC 135-239k EER=12.0 ER-Rebate | 9.1985 | 2.2948 | 10.2291 | 31336.56 | 470048.4 | -187.0992 | -2806.4879 | 0.13084 | 1.1888 | 0.073193 | 1.1888 | 0.15447 | 1.1888 | 0.096824 | 1.1888 | 3.3992 | 6.2524 | 1.6086 | 2.0517
416205-Pkg AC 135-239k EER=12.0-UP Stream | 0.54865 | 0.13687 | 0.5767 | 1869.075 | 28036.125 | -20.6077 | -309.1162 | 0.11536 | 1.3079 | 0.052276 | 1.3079 | 0.15019 | 1.3079 | 0.087106 | 1.3079 | 2.1946 | 3.7335 | 1.2565 | 1.6446
416206-Pkg AC 135-239k EER=12.0-Rebate | 0.4755 | 0.11862 | 0.4998 | 1619.865 | 24297.975 | -17.86 | -267.9007 | 0.095302 | 1.3079 | 0.032216 | 1.3079 | 0.13109 | 1.3079 | 0.068002 | 1.3079 | 1.7735 | 2.6964 | 1.1062 | 1.4064
416220-Pkg AC 65-89k EER=12.0 ER-Rebate | 0.53086 | 0.13243 | 0.53423 | 1808.469 | 27127.035 | -7.0445 | -105.6673 | 0.13946 | 1.1882 | 0.081657 | 1.1882 | 0.15237 | 1.1882 | 0.094569 | 1.1882 | 4.0947 | 5.814 | 1.762 | 2.019
416221-Pkg AC 65-89k EER=12.0-UP Stream | 0.36689 | 0.091529 | 0.62724 | 1249.884 | 18748.26 | -8.2048 | -123.0714 | 0.15901 | 1.3079 | 0.095927 | 1.3079 | 0.16421 | 1.3079 | 0.10112 | 1.3079 | 4.6825 | 5.365 | 1.8403 | 1.9372
416222-Pkg AC 65-89k EER=12.0-Rebate | 0.33122 | 0.08263 | 0.56626 | 1128.3675 | 16925.5125 | -7.4071 | -111.1061 | 0.14461 | 1.3079 | 0.081529 | 1.3079 | 0.1505 | 1.3079 | 0.087411 | 1.3079 | 3.4622 | 3.8747 | 1.6164 | 1.701
416224-Pkg AC 90-134k EER=11.5-UP Stream | 0.19808 | 0.049414 | 0.30468 | 674.784 | 10121.76 | -4.8922 | -73.3828 | 0.10632 | 1.3079 | 0.043231 | 1.3079 | 0.15584 | 1.3079 | 0.092751 | 1.3079 | 2.0352 | 4.3243 | 1.2155 | 1.7774
416226-Pkg AC 90-134k EER=12.0 ER-UP Stream | 0.77905 | 0.19435 | 0.98534 | 2653.98 | 39809.7 | -12.9717 | -194.5755 | 0.1175 | 1.1884 | 0.059193 | 1.1884 | 0.15613 | 1.1884 | 0.097825 | 1.1884 | 2.6651 | 6.2668 | 1.4272 | 2.0617
416227-Pkg AC 90-134k EER=12.0 ER-Rebate | 1.7534 | 0.43743 | 2.2177 | 5973.324 | 89599.86 | -29.1955 | -437.9319 | 0.1175 | 1.1884 | 0.059193 | 1.1884 | 0.15613 | 1.1884 | 0.097825 | 1.1884 | 2.6651 | 6.2668 | 1.4272 | 2.0617
416228-Pkg AC 90-134k EER=12.0-UP Stream | 3.3175 | 0.82763 | 5.6717 | 11301.768 | 169526.52 | -74.1895 | -1112.8429 | 0.097841 | 1.3079 | 0.034755 | 1.3079 | 0.16421 | 1.3079 | 0.10112 | 1.3079 | 1.8749 | 5.365 | 1.1585 | 1.9372
416229-Pkg AC 90-134k EER=12.0-Rebate | 2.8155 | 0.7024 | 4.8135 | 9591.6535 | 143874.8025 | -62.9636 | -944.4543 | 0.083443 | 1.3079 | 0.020357 | 1.3079 | 0.1505 | 1.3079 | 0.087411 | 1.3079 | 1.643 | 3.8747 | 1.0656 | 1.701
416240-Pkg HP 240-759k EER=10.5-UP Stream | 3.2812 | 0.75329 | 9.5658 | 10064.25 | 150963.75 | 0 | 0 | 0.015977 | 0 | -0.052267 | 0 | 0.16086 | 0 | 0.092614 | 0 | 1.0798 | 3.9064 | 0.80532 | 1.7494
416281-Packaged Terminal AC 7-15k ER-Rebate | 0.35901 | 0.089563 | 0.51744 | 1223.04 | 18345.6 | 0 | 0 | 0.11406 | 0 | 0.052629 | 0 | 0.16899 | 0 | 0.10756 | 0 | 2.4157 | 7.5903 | 1.3706 | 2.2352
416282-Packaged Terminal AC 7-15k-Rebate | 0.17611 | 0.043935 | 0.25416 | 599.963 | 8999.445 | 0 | 0 | 0.086955 | 0 | 0.023869 | 0 | 0.18363 | 0 | 0.12054 | 0 | 1.7701 | 12.3127 | 1.1356 | 2.5198
416287-Packaged Terminal HP 7-15k ER-Rebate | 28.0799 | 6.4464 | 35.7482 | 86126.976 | 1291904.64 | 0 | 0 | 0.06842 | 0 | 0.0018091 | 0 | 0.1585 | 0 | 0.091889 | 0 | 1.4798 | 4.0172 | 1.0086 | 1.7712
416288-Packaged Terminal HP 7-15k-Rebate | 1.4237 | 0.32685 | 1.8153 | 4366.908 | 65503.62 | 0 | 0 | 0.09015 | 0 | 0.021906 | 0 | 0.16942 | 0 | 0.10118 | 0 | 1.7152 | 4.6215 | 1.1127 | 1.8796
416291-Comb Condenser Fan Coil-DI | 0.0086914 | 0.0001534 | 0.0065848 | 17.5594 | 52.6781 | 0 | 0 | 0.14723 | 0 | 0.072432 | 0 | 0.1515 | 0 | 0.076705 | 0 | 2.6408 | 2.7729 | 1.4403 | 1.4787
416305-Commercial Packaged Economizer Retrofit-UP Stream | 4.2835 | 1.0686 | 0.10631 | 14592.63 | 145926.3 | -0.33853 | -3.3853 | 0.14918 | 1.1968 | 0.089263 | 1.1968 | 0.16194 | 1.1968 | 0.10202 | 1.1968 | 4.6699 | 6.8073 | 1.8874 | 2.1617
416330-Split AC <65k Single Phase SEER = 14.0-UP Stream | 0.1178 | 0.029387 | 0.075913 | 401.292 | 6019.38 | -2.5432 | -38.1483 | 0.15941 | 1.3079 | 0.096322 | 1.3079 | 0.18135 | 1.3079 | 0.11827 | 1.3079 | 4.7356 | 10.351 | 1.8502 | 2.3479
416331-Split AC <65k Single Phase SEER = 14.0-Rebate | 1.7015 | 0.42447 | 1.0965 | 5796.44 | 86946.6 | -36.7354 | -551.031 | 0.15193 | 1.3079 | 0.088848 | 1.3079 | 0.17424 | 1.3079 | 0.11115 | 1.3079 | 3.9971 | 7.4757 | 1.7257 | 2.1595
416359-PTAC/PTHP Controllers EMS-DI | 87.6686 | 20.1264 | 110.6897 | 268897.759 | 2957875.349 | 0 | 0 | 0.10185 | 0 | 0.036188 | 0 | 0.1069 | 0 | 0.041243 | 0 | 1.9593 | 2.0573 | 1.2106 | 1.2473
416361-PTAC/PTHP Controllers ACC-DI | 2.1564 | 0.49505 | 2.5454 | 6614.128 | 99211.9197 | 0 | 0 | 0.13509 | 0 | 0.066845 | 0 | 0.15381 | 0 | 0.085569 | 0 | 2.6654 | 3.4653 | 1.4475 | 1.655
416363-Amana PTAC/PTHP Controllers EMS-DI | 24.9502 | 5.7279 | 31.5019 | 76527.3405 | 1147910.1075 | 0 | 0 | 0.12084 | 0 | 0.052599 | 0 | 0.16602 | 0 | 0.097774 | 0 | 2.2672 | 4.308 | 1.3215 | 1.8256
416381-Commercial Coil Cleaning Less than 3 tons - Incentive | 0 | 0 | 0 | 0 | 0 | 0 | 0 | 0 | 0 | 0 | 0 | 0 | 0 | 0 | 0 | 0 | 0 | 0 | 0
416382-Commercial Coil Cleaning 3 to 5 tons - Incentive | 0 | 0 | 0 | 0 | 0 | 0 | 0 | 0 | 0 | 0 | 0 | 0 | 0 | 0 | 0 | 0 | 0 | 0 | 0
416383-Commercial Coil Cleaning over 25 tons - Incentive | 0 | 0 | 0 | 0 | 0 | 0 | 0 | 0 | 0 | 0 | 0 | 0 | 0 | 0 | 0 | 0 | 0 | 0 | 0
416384-Commercial Condenser Coil Cleaning (Typical Unit) Savings Only | 863.33 | 15.237 | 638.861 | 1744191.9029 | 5232575.7086 | 0 | 0 | 0.1424 | 0 | 0.067603 | 0 | 0.23695 | 0 | 0.16216 | 0 | 2.5059 | 0 | 1.3992 | 3.1681
416394-RCA Refr Chg Less than 3 tons-Incentive | 0 | 0 | 0 | 0 | 0 | 0 | 0 | 0 | 0 | 0 | 0 | 0 | 0 | 0 | 0 | 0 | 0 | 0 | 0
416395-Commercial Coil Cleaning 6 to 25 tons - Incentive | 0 | 0 | 0 | 0 | 0 | 0 | 0 | 0 | 0 | 0 | 0 | 0 | 0 | 0 | 0 | 0 | 0 | 0 | 0
416396-RCA Refr Chg - 3 to 5 tons-Incentive | 0 | 0 | 0 | 0 | 0 | 0 | 0 | 0 | 0 | 0 | 0 | 0 | 0 | 0 | 0 | 0 | 0 | 0 | 0
416397-RCA Refr Chg - 6 to 25 tons-Incentive | 0 | 0 | 0 | 0 | 0 | 0 | 0 | 0 | 0 | 0 | 0 | 0 | 0 | 0 | 0 | 0 | 0 | 0 | 0
416398-RCA Refr Chg - over 25 tons-Incentive | 0 | 0 | 0 | 0 | 0 | 0 | 0 | 0 | 0 | 0 | 0 | 0 | 0 | 0 | 0 | 0 | 0 | 0 | 0
416404-Commercial Evaporator Coil Cleaning - Savings Only 2013 | 394.469 | 6.962 | 180.5476 | 796948.5897 | 2390845.769 | 0 | 0 | -0.035164 | 0 | -0.10996 | 0 | -0.022206 | 0 | -0.096999 | 0 | 0.87078 | 0.91431 | 0.68304 | 0.70954
416409-RCA Inc Refr Chg - Savings Only | 558.3603 | 9.8546 | 754.4397 | 1128059.317 | 11280593.1701 | -74.4839 | -744.8391 | 0.2267 | 1.1968 | 0.14483 | 1.1968 | 0.22825 | 1.1968 | 0.14639 | 1.1968 | 7.9383 | 8.3352 | 2.2639 | 2.2951
416410-RCA Test Only Less than 3 tons - Incentive | 0 | 0 | 0 | 0 | 0 | 0 | 0 | 0 | 0 | 0 | 0 | 0 | 0 | 0 | 0 | 0 | 0 | 0 | 0
416412-RCA Test Only 3 to 5 tons - Incentive | 0 | 0 | 0 | 0 | 0 | 0 | 0 | 0 | 0 | 0 | 0 | 0 | 0 | 0 | 0 | 0 | 0 | 0 | 0
416414-RCA Test Only 6 to 25 tons - Incentive | 0 | 0 | 0 | 0 | 0 | 0 | 0 | 0 | 0 | 0 | 0 | 0 | 0 | 0 | 0 | 0 | 0 | 0 | 0
416416-RCA Test Only - Over 25 tons - Incentive | 0 | 0 | 0 | 0 | 0 | 0 | 0 | 0 | 0 | 0 | 0 | 0 | 0 | 0 | 0 | 0 | 0 | 0 | 0
461793-Customer Service and Maintenance Agreement Incentives | 0 | 0 | 0 | 0 | 0 | 0 | 0 | 0 | 0 | 0 | 0 | 0 | 0 | 0 | 0 | 0 | 0 | 0 | 0
0 | 0 | 0 | 0 | 0 | 0 | 0 | 0 | 0 | 0 | 0 | 0 | 0 | 0 | 0 | 0 | 0 | 0 | 0 | 0
0 | 0 | 0 | 0 | 0 | 0 | 0 | 0 | 0 | 0 | 0 | 0 | 0 | 0 | 0 | 0 | 0 | 0 | 0 | 0
0 | 0 | 0 | 0 | 0 | 0 | 0 | 0 | 0 | 0 | 0 | 0 | 0 | 0 | 0 | 0 | 0 | 0 | 0 | 0
0 | 0 | 0 | 0 | 0 | 0 | 0 | 0 | 0 | 0 | 0 | 0 | 0 | 0 | 0 | 0 | 0 | 0 | 0 | 0
0 | 0 | 0 | 0 | 0 | 0 | 0 | 0 | 0 | 0 | 0 | 0 | 0 | 0 | 0 | 0 | 0 | 0 | 0 | 0
0 | 0 | 0 | 0 | 0 | 0 | 0 | 0 | 0 | 0 | 0 | 0 | 0 | 0 | 0 | 0 | 0 | 0 | 0 | 0
0 | 0 | 0 | 0 | 0 | 0 | 0 | 0 | 0 | 0 | 0 | 0 | 0 | 0 | 0 | 0 | 0 | 0 | 0 | 0
0 | 0 | 0 | 0 | 0 | 0 | 0 | 0 | 0 | 0 | 0 | 0 | 0 | 0 | 0 | 0 | 0 | 0 | 0 | 0
0 | 0 | 0 | 0 | 0 | 0 | 0 | 0 | 0 | 0 | 0 | 0 | 0 | 0 | 0 | 0 | 0 | 0 | 0 | 0
0 | 0 | 0 | 0 | 0 | 0 | 0 | 0 | 0 | 0 | 0 | 0 | 0 | 0 | 0 | 0 | 0 | 0 | 0 | 0
0 | 0 | 0 | 0 | 0 | 0 | 0 | 0 | 0 | 0 | 0 | 0 | 0 | 0 | 0 | 0 | 0 | 0 | 0 | 0
0 | 0 | 0 | 0 | 0 | 0 | 0 | 0 | 0 | 0 | 0 | 0 | 0 | 0 | 0 | 0 | 0 | 0 | 0 | 0
0 | 0 | 0 | 0 | 0 | 0 | 0 | 0 | 0 | 0 | 0 | 0 | 0 | 0 | 0 | 0 | 0 | 0 | 0 | 0
0 | 0 | 0 | 0 | 0 | 0 | 0 | 0 | 0 | 0 | 0 | 0 | 0 | 0 | 0 | 0 | 0 | 0 | 0 | 0
0 | 0 | 0 | 0 | 0 | 0 | 0 | 0 | 0 | 0 | 0 | 0 | 0 | 0 | 0 | 0 | 0 | 0 | 0 | 0
0 | 0 | 0 | 0 | 0 | 0 | 0 | 0 | 0 | 0 | 0 | 0 | 0 | 0 | 0 | 0 | 0 | 0 | 0 | 0
0 | 0 | 0 | 0 | 0 | 0 | 0 | 0 | 0 | 0 | 0 | 0 | 0 | 0 | 0 | 0 | 0 | 0 | 0 | 0
0 | 0 | 0 | 0 | 0 | 0 | 0 | 0 | 0 | 0 | 0 | 0 | 0 | 0 | 0 | 0 | 0 | 0 | 0 | 0
0 | 0 | 0 | 0 | 0 | 0 | 0 | 0 | 0 | 0 | 0 | 0 | 0 | 0 | 0 | 0 | 0 | 0 | 0 | 0
0 | 0 | 0 | 0 | 0 | 0 | 0 | 0 | 0 | 0 | 0 | 0 | 0 | 0 | 0 | 0 | 0 | 0 | 0 | 0
0 | 0 | 0 | 0 | 0 | 0 | 0 | 0 | 0 | 0 | 0 | 0 | 0 | 0 | 0 | 0 | 0 | 0 | 0 | 0
0 | 0 | 0 | 0 | 0 | 0 | 0 | 0 | 0 | 0 | 0 | 0 | 0 | 0 | 0 | 0 | 0 | 0 | 0 | 0
0 | 0 | 0 | 0 | 0 | 0 | 0 | 0 | 0 | 0 | 0 | 0 | 0 | 0 | 0 | 0 | 0 | 0 | 0 | 0
0 | 0 | 0 | 0 | 0 | 0 | 0 | 0 | 0 | 0 | 0 | 0 | 0 | 0 | 0 | 0 | 0 | 0 | 0 | 0
0 | 0 | 0 | 0 | 0 | 0 | 0 | 0 | 0 | 0 | 0 | 0 | 0 | 0 | 0 | 0 | 0 | 0 | 0 | 0
0 | 0 | 0 | 0 | 0 | 0 | 0 | 0 | 0 | 0 | 0 | 0 | 0 | 0 | 0 | 0 | 0 | 0 | 0 | 0
0 | 0 | 0 | 0 | 0 | 0 | 0 | 0 | 0 | 0 | 0 | 0 | 0 | 0 | 0 | 0 | 0 | 0 | 0 | 0
0 | 0 | 0 | 0 | 0 | 0 | 0 | 0 | 0 | 0 | 0 | 0 | 0 | 0 | 0 | 0 | 0 | 0 | 0 | 0
0 | 0 | 0 | 0 | 0 | 0 | 0 | 0 | 0 | 0 | 0 | 0 | 0 | 0 | 0 | 0 | 0 | 0 | 0 | 0
0 | 0 | 0 | 0 | 0 | 0 | 0 | 0 | 0 | 0 | 0 | 0 | 0 | 0 | 0 | 0 | 0 | 0 | 0 | 0
0 | 0 | 0 | 0 | 0 | 0 | 0 | 0 | 0 | 0 | 0 | 0 | 0 | 0 | 0 | 0 | 0 | 0 | 0 | 0
0 | 0 | 0 | 0 | 0 | 0 | 0 | 0 | 0 | 0 | 0 | 0 | 0 | 0 | 0 | 0 | 0 | 0 | 0 | 0
0 | 0 | 0 | 0 | 0 | 0 | 0 | 0 | 0 | 0 | 0 | 0 | 0 | 0 | 0 | 0 | 0 | 0 | 0 | 0
0 | 0 | 0 | 0 | 0 | 0 | 0 | 0 | 0 | 0 | 0 | 0 | 0 | 0 | 0 | 0 | 0 | 0 | 0 | 0
0 | 0 | 0 | 0 | 0 | 0 | 0 | 0 | 0 | 0 | 0 | 0 | 0 | 0 | 0 | 0 | 0 | 0 | 0 | 0
0 | 0 | 0 | 0 | 0 | 0 | 0 | 0 | 0 | 0 | 0 | 0 | 0 | 0 | 0 | 0 | 0 | 0 | 0 | 0
0 | 0 | 0 | 0 | 0 | 0 | 0 | 0 | 0 | 0 | 0 | 0 | 0 | 0 | 0 | 0 | 0 | 0 | 0 | 0
0 | 0 | 0 | 0 | 0 | 0 | 0 | 0 | 0 | 0 | 0 | 0 | 0 | 0 | 0 | 0 | 0 | 0 | 0 | 0
0 | 0 | 0 | 0 | 0 | 0 | 0 | 0 | 0 | 0 | 0 | 0 | 0 | 0 | 0 | 0 | 0 | 0 | 0 | 0
0 | 0 | 0 | 0 | 0 | 0 | 0 | 0 | 0 | 0 | 0 | 0 | 0 | 0 | 0 | 0 | 0 | 0 | 0 | 0
0 | 0 | 0 | 0 | 0 | 0 | 0 | 0 | 0 | 0 | 0 | 0 | 0 | 0 | 0 | 0 | 0 | 0 | 0 | 0
0 | 0 | 0 | 0 | 0 | 0 | 0 | 0 | 0 | 0 | 0 | 0 | 0 | 0 | 0 | 0 | 0 | 0 | 0 | 0
0 | 0 | 0 | 0 | 0 | 0 | 0 | 0 | 0 | 0 | 0 | 0 | 0 | 0 | 0 | 0 | 0 | 0 | 0 | 0
0 | 0 | 0 | 0 | 0 | 0 | 0 | 0 | 0 | 0 | 0 | 0 | 0 | 0 | 0 | 0 | 0 | 0 | 0 | 0
0 | 0 | 0 | 0 | 0 | 0 | 0 | 0 | 0 | 0 | 0 | 0 | 0 | 0 | 0 | 0 | 0 | 0 | 0 | 0
0 | 0 | 0 | 0 | 0 | 0 | 0 | 0 | 0 | 0 | 0 | 0 | 0 | 0 | 0 | 0 | 0 | 0 | 0 | 0
0 | 0 | 0 | 0 | 0 | 0 | 0 | 0 | 0 | 0 | 0 | 0 | 0 | 0 | 0 | 0 | 0 | 0 | 0 | 0
0 | 0 | 0 | 0 | 0 | 0 | 0 | 0 | 0 | 0 | 0 | 0 | 0 | 0 | 0 | 0 | 0 | 0 | 0 | 0
0 | 0 | 0 | 0 | 0 | 0 | 0 | 0 | 0 | 0 | 0 | 0 | 0 | 0 | 0 | 0 | 0 | 0 | 0 | 0
0 | 0 | 0 | 0 | 0 | 0 | 0 | 0 | 0 | 0 | 0 | 0 | 0 | 0 | 0 | 0 | 0 | 0 | 0 | 0
0 | 0 | 0 | 0 | 0 | 0 | 0 | 0 | 0 | 0 | 0 | 0 | 0 | 0 | 0 | 0 | 0 | 0 | 0 | 0
0 | 0 | 0 | 0 | 0 | 0 | 0 | 0 | 0 | 0 | 0 | 0 | 0 | 0 | 0 | 0 | 0 | 0 | 0 | 0
0 | 0 | 0 | 0 | 0 | 0 | 0 | 0 | 0 | 0 | 0 | 0 | 0 | 0 | 0 | 0 | 0 | 0 | 0 | 0
0 | 0 | 0 | 0 | 0 | 0 | 0 | 0 | 0 | 0 | 0 | 0 | 0 | 0 | 0 | 0 | 0 | 0 | 0 | 0
0 | 0 | 0 | 0 | 0 | 0 | 0 | 0 | 0 | 0 | 0 | 0 | 0 | 0 | 0 | 0 | 0 | 0 | 0 | 0
0 | 0 | 0 | 0 | 0 | 0 | 0 | 0 | 0 | 0 | 0 | 0 | 0 | 0 | 0 | 0 | 0 | 0 | 0 | 0
0 | 0 | 0 | 0 | 0 | 0 | 0 | 0 | 0 | 0 | 0 | 0 | 0 | 0 | 0 | 0 | 0 | 0 | 0 | 0
0 | 0 | 0 | 0 | 0 | 0 | 0 | 0 | 0 | 0 | 0 | 0 | 0 | 0 | 0 | 0 | 0 | 0 | 0 | 0
0 | 0 | 0 | 0 | 0 | 0 | 0 | 0 | 0 | 0 | 0 | 0 | 0 | 0 | 0 | 0 | 0 | 0 | 0 | 0
0 | 0 | 0 | 0 | 0 | 0 | 0 | 0 | 0 | 0 | 0 | 0 | 0 | 0 | 0 | 0 | 0 | 0 | 0 | 0
0 | 0 | 0 | 0 | 0 | 0 | 0 | 0 | 0 | 0 | 0 | 0 | 0 | 0 | 0 | 0 | 0 | 0 | 0 | 0
0 | 0 | 0 | 0 | 0 | 0 | 0 | 0 | 0 | 0 | 0 | 0 | 0 | 0 | 0 | 0 | 0 | 0 | 0 | 0
0 | 0 | 0 | 0 | 0 | 0 | 0 | 0 | 0 | 0 | 0 | 0 | 0 | 0 | 0 | 0 | 0 | 0 | 0 | 0
0 | 0 | 0 | 0 | 0 | 0 | 0 | 0 | 0 | 0 | 0 | 0 | 0 | 0 | 0 | 0 | 0 | 0 | 0 | 0
0 | 0 | 0 | 0 | 0 | 0 | 0 | 0 | 0 | 0 | 0 | 0 | 0 | 0 | 0 | 0 | 0 | 0 | 0 | 0
0 | 0 | 0 | 0 | 0 | 0 | 0 | 0 | 0 | 0 | 0 | 0 | 0 | 0 | 0 | 0 | 0 | 0 | 0 | 0
0 | 0 | 0 | 0 | 0 | 0 | 0 | 0 | 0 | 0 | 0 | 0 | 0 | 0 | 0 | 0 | 0 | 0 | 0 | 0
0 | 0 | 0 | 0 | 0 | 0 | 0 | 0 | 0 | 0 | 0 | 0 | 0 | 0 | 0 | 0 | 0 | 0 | 0 | 0
0 | 0 | 0 | 0 | 0 | 0 | 0 | 0 | 0 | 0 | 0 | 0 | 0 | 0 | 0 | 0 | 0 | 0 | 0 | 0
0 | 0 | 0 | 0 | 0 | 0 | 0 | 0 | 0 | 0 | 0 | 0 | 0 | 0 | 0 | 0 | 0 | 0 | 0 | 0
0 | 0 | 0 | 0 | 0 | 0 | 0 | 0 | 0 | 0 | 0 | 0 | 0 | 0 | 0 | 0 | 0 | 0 | 0 | 0
0 | 0 | 0 | 0 | 0 | 0 | 0 | 0 | 0 | 0 | 0 | 0 | 0 | 0 | 0 | 0 | 0 | 0 | 0 | 0
0 | 0 | 0 | 0 | 0 | 0 | 0 | 0 | 0 | 0 | 0 | 0 | 0 | 0 | 0 | 0 | 0 | 0 | 0 | 0
0 | 0 | 0 | 0 | 0 | 0 | 0 | 0 | 0 | 0 | 0 | 0 | 0 | 0 | 0 | 0 | 0 | 0 | 0 | 0
0 | 0 | 0 | 0 | 0 | 0 | 0 | 0 | 0 | 0 | 0 | 0 | 0 | 0 | 0 | 0 | 0 | 0 | 0 | 0
0 | 0 | 0 | 0 | 0 | 0 | 0 | 0 | 0 | 0 | 0 | 0 | 0 | 0 | 0 | 0 | 0 | 0 | 0 | 0
0 | 0 | 0 | 0 | 0 | 0 | 0 | 0 | 0 | 0 | 0 | 0 | 0 | 0 | 0 | 0 | 0 | 0 | 0 | 0
0 | 0 | 0 | 0 | 0 | 0 | 0 | 0 | 0 | 0 | 0 | 0 | 0 | 0 | 0 | 0 | 0 | 0 | 0 | 0
0 | 0 | 0 | 0 | 0 | 0 | 0 | 0 | 0 | 0 | 0 | 0 | 0 | 0 | 0 | 0 | 0 | 0 | 0 | 0
0 | 0 | 0 | 0 | 0 | 0 | 0 | 0 | 0 | 0 | 0 | 0 | 0 | 0 | 0 | 0 | 0 | 0 | 0 | 0
0 | 0 | 0 | 0 | 0 | 0 | 0 | 0 | 0 | 0 | 0 | 0 | 0 | 0 | 0 | 0 | 0 | 0 | 0 | 0
0 | 0 | 0 | 0 | 0 | 0 | 0 | 0 | 0 | 0 | 0 | 0 | 0 | 0 | 0 | 0 | 0 | 0 | 0 | 0
0 | 0 | 0 | 0 | 0 | 0 | 0 | 0 | 0 | 0 | 0 | 0 | 0 | 0 | 0 | 0 | 0 | 0 | 0 | 0
0 | 0 | 0 | 0 | 0 | 0 | 0 | 0 | 0 | 0 | 0 | 0 | 0 | 0 | 0 | 0 | 0 | 0 | 0 | 0
0 | 0 | 0 | 0 | 0 | 0 | 0 | 0 | 0 | 0 | 0 | 0 | 0 | 0 | 0 | 0 | 0 | 0 | 0 | 0
0 | 0 | 0 | 0 | 0 | 0 | 0 | 0 | 0 | 0 | 0 | 0 | 0 | 0 | 0 | 0 | 0 | 0 | 0 | 0
0 | 0 | 0 | 0 | 0 | 0 | 0 | 0 | 0 | 0 | 0 | 0 | 0 | 0 | 0 | 0 | 0 | 0 | 0 | 0
0 | 0 | 0 | 0 | 0 | 0 | 0 | 0 | 0 | 0 | 0 | 0 | 0 | 0 | 0 | 0 | 0 | 0 | 0 | 0
0 | 0 | 0 | 0 | 0 | 0 | 0 | 0 | 0 | 0 | 0 | 0 | 0 | 0 | 0 | 0 | 0 | 0 | 0 | 0
0 | 0 | 0 | 0 | 0 | 0 | 0 | 0 | 0 | 0 | 0 | 0 | 0 | 0 | 0 | 0 | 0 | 0 | 0 | 0
0 | 0 | 0 | 0 | 0 | 0 | 0 | 0 | 0 | 0 | 0 | 0 | 0 | 0 | 0 | 0 | 0 | 0 | 0 | 0
0 | 0 | 0 | 0 | 0 | 0 | 0 | 0 | 0 | 0 | 0 | 0 | 0 | 0 | 0 | 0 | 0 | 0 | 0 | 0
0 | 0 | 0 | 0 | 0 | 0 | 0 | 0 | 0 | 0 | 0 | 0 | 0 | 0 | 0 | 0 | 0 | 0 | 0 | 0
0 | 0 | 0 | 0 | 0 | 0 | 0 | 0 | 0 | 0 | 0 | 0 | 0 | 0 | 0 | 0 | 0 | 0 | 0 | 0
0 | 0 | 0 | 0 | 0 | 0 | 0 | 0 | 0 | 0 | 0 | 0 | 0 | 0 | 0 | 0 | 0 | 0 | 0 | 0
0 | 0 | 0 | 0 | 0 | 0 | 0 | 0 | 0 | 0 | 0 | 0 | 0 | 0 | 0 | 0 | 0 | 0 | 0 | 0
0 | 0 | 0 | 0 | 0 | 0 | 0 | 0 | 0 | 0 | 0 | 0 | 0 | 0 | 0 | 0 | 0 | 0 | 0 | 0
0 | 0 | 0 | 0 | 0 | 0 | 0 | 0 | 0 | 0 | 0 | 0 | 0 | 0 | 0 | 0 | 0 | 0 | 0 | 0
0 | 0 | 0 | 0 | 0 | 0 | 0 | 0 | 0 | 0 | 0 | 0 | 0 | 0 | 0 | 0 | 0 | 0 | 0 | 0
0 | 0 | 0 | 0 | 0 | 0 | 0 | 0 | 0 | 0 | 0 | 0 | 0 | 0 | 0 | 0 | 0 | 0 | 0 | 0
0 | 0 | 0 | 0 | 0 | 0 | 0 | 0 | 0 | 0 | 0 | 0 | 0 | 0 | 0 | 0 | 0 | 0 | 0 | 0
0 | 0 | 0 | 0 | 0 | 0 | 0 | 0 | 0 | 0 | 0 | 0 | 0 | 0 | 0 | 0 | 0 | 0 | 0 | 0
0 | 0 | 0 | 0 | 0 | 0 | 0 | 0 | 0 | 0 | 0 | 0 | 0 | 0 | 0 | 0 | 0 | 0 | 0 | 0
0 | 0 | 0 | 0 | 0 | 0 | 0 | 0 | 0 | 0 | 0 | 0 | 0 | 0 | 0 | 0 | 0 | 0 | 0 | 0
0 | 0 | 0 | 0 | 0 | 0 | 0 | 0 | 0 | 0 | 0 | 0 | 0 | 0 | 0 | 0 | 0 | 0 | 0 | 0
0 | 0 | 0 | 0 | 0 | 0 | 0 | 0 | 0 | 0 | 0 | 0 | 0 | 0 | 0 | 0 | 0 | 0 | 0 | 0
0 | 0 | 0 | 0 | 0 | 0 | 0 | 0 | 0 | 0 | 0 | 0 | 0 | 0 | 0 | 0 | 0 | 0 | 0 | 0
0 | 0 | 0 | 0 | 0 | 0 | 0 | 0 | 0 | 0 | 0 | 0 | 0 | 0 | 0 | 0 | 0 | 0 | 0 | 0
0 | 0 | 0 | 0 | 0 | 0 | 0 | 0 | 0 | 0 | 0 | 0 | 0 | 0 | 0 | 0 | 0 | 0 | 0 | 0
0 | 0 | 0 | 0 | 0 | 0 | 0 | 0 | 0 | 0 | 0 | 0 | 0 | 0 | 0 | 0 | 0 | 0 | 0 | 0
0 | 0 | 0 | 0 | 0 | 0 | 0 | 0 | 0 | 0 | 0 | 0 | 0 | 0 | 0 | 0 | 0 | 0 | 0 | 0
0 | 0 | 0 | 0 | 0 | 0 | 0 | 0 | 0 | 0 | 0 | 0 | 0 | 0 | 0 | 0 | 0 | 0 | 0 | 0
0 | 0 | 0 | 0 | 0 | 0 | 0 | 0 | 0 | 0 | 0 | 0 | 0 | 0 | 0 | 0 | 0 | 0 | 0 | 0
0 | 0 | 0 | 0 | 0 | 0 | 0 | 0 | 0 | 0 | 0 | 0 | 0 | 0 | 0 | 0 | 0 | 0 | 0 | 0
0 | 0 | 0 | 0 | 0 | 0 | 0 | 0 | 0 | 0 | 0 | 0 | 0 | 0 | 0 | 0 | 0 | 0 | 0 | 0
0 | 0 | 0 | 0 | 0 | 0 | 0 | 0 | 0 | 0 | 0 | 0 | 0 | 0 | 0 | 0 | 0 | 0 | 0 | 0
0 | 0 | 0 | 0 | 0 | 0 | 0 | 0 | 0 | 0 | 0 | 0 | 0 | 0 | 0 | 0 | 0 | 0 | 0 | 0
0 | 0 | 0 | 0 | 0 | 0 | 0 | 0 | 0 | 0 | 0 | 0 | 0 | 0 | 0 | 0 | 0 | 0 | 0 | 0
0 | 0 | 0 | 0 | 0 | 0 | 0 | 0 | 0 | 0 | 0 | 0 | 0 | 0 | 0 | 0 | 0 | 0 | 0 | 0
0 | 0 | 0 | 0 | 0 | 0 | 0 | 0 | 0 | 0 | 0 | 0 | 0 | 0 | 0 | 0 | 0 | 0 | 0 | 0
0 | 0 | 0 | 0 | 0 | 0 | 0 | 0 | 0 | 0 | 0 | 0 | 0 | 0 | 0 | 0 | 0 | 0 | 0 | 0
0 | 0 | 0 | 0 | 0 | 0 | 0 | 0 | 0 | 0 | 0 | 0 | 0 | 0 | 0 | 0 | 0 | 0 | 0 | 0
0 | 0 | 0 | 0 | 0 | 0 | 0 | 0 | 0 | 0 | 0 | 0 | 0 | 0 | 0 | 0 | 0 | 0 | 0 | 0
0 | 0 | 0 | 0 | 0 | 0 | 0 | 0 | 0 | 0 | 0 | 0 | 0 | 0 | 0 | 0 | 0 | 0 | 0 | 0
0 | 0 | 0 | 0 | 0 | 0 | 0 | 0 | 0 | 0 | 0 | 0 | 0 | 0 | 0 | 0 | 0 | 0 | 0 | 0
0 | 0 | 0 | 0 | 0 | 0 | 0 | 0 | 0 | 0 | 0 | 0 | 0 | 0 | 0 | 0 | 0 | 0 | 0 | 0
0 | 0 | 0 | 0 | 0 | 0 | 0 | 0 | 0 | 0 | 0 | 0 | 0 | 0 | 0 | 0 | 0 | 0 | 0 | 0
0 | 0 | 0 | 0 | 0 | 0 | 0 | 0 | 0 | 0 | 0 | 0 | 0 | 0 | 0 | 0 | 0 | 0 | 0 | 0
0 | 0 | 0 | 0 | 0 | 0 | 0 | 0 | 0 | 0 | 0 | 0 | 0 | 0 | 0 | 0 | 0 | 0 | 0 | 0
0 | 0 | 0 | 0 | 0 | 0 | 0 | 0 | 0 | 0 | 0 | 0 | 0 | 0 | 0 | 0 | 0 | 0 | 0 | 0
0 | 0 | 0 | 0 | 0 | 0 | 0 | 0 | 0 | 0 | 0 | 0 | 0 | 0 | 0 | 0 | 0 | 0 | 0 | 0
0 | 0 | 0 | 0 | 0 | 0 | 0 | 0 | 0 | 0 | 0 | 0 | 0 | 0 | 0 | 0 | 0 | 0 | 0 | 0
0 | 0 | 0 | 0 | 0 | 0 | 0 | 0 | 0 | 0 | 0 | 0 | 0 | 0 | 0 | 0 | 0 | 0 | 0 | 0
0 | 0 | 0 | 0 | 0 | 0 | 0 | 0 | 0 | 0 | 0 | 0 | 0 | 0 | 0 | 0 | 0 | 0 | 0 | 0
0 | 0 | 0 | 0 | 0 | 0 | 0 | 0 | 0 | 0 | 0 | 0 | 0 | 0 | 0 | 0 | 0 | 0 | 0 | 0
0 | 0 | 0 | 0 | 0 | 0 | 0 | 0 | 0 | 0 | 0 | 0 | 0 | 0 | 0 | 0 | 0 | 0 | 0 | 0
0 | 0 | 0 | 0 | 0 | 0 | 0 | 0 | 0 | 0 | 0 | 0 | 0 | 0 | 0 | 0 | 0 | 0 | 0 | 0
0 | 0 | 0 | 0 | 0 | 0 | 0 | 0 | 0 | 0 | 0 | 0 | 0 | 0 | 0 | 0 | 0 | 0 | 0 | 0
0 | 0 | 0 | 0 | 0 | 0 | 0 | 0 | 0 | 0 | 0 | 0 | 0 | 0 | 0 | 0 | 0 | 0 | 0 | 0
0 | 0 | 0 | 0 | 0 | 0 | 0 | 0 | 0 | 0 | 0 | 0 | 0 | 0 | 0 | 0 | 0 | 0 | 0 | 0
0 | 0 | 0 | 0 | 0 | 0 | 0 | 0 | 0 | 0 | 0 | 0 | 0 | 0 | 0 | 0 | 0 | 0 | 0 | 0
0 | 0 | 0 | 0 | 0 | 0 | 0 | 0 | 0 | 0 | 0 | 0 | 0 | 0 | 0 | 0 | 0 | 0 | 0 | 0
0 | 0 | 0 | 0 | 0 | 0 | 0 | 0 | 0 | 0 | 0 | 0 | 0 | 0 | 0 | 0 | 0 | 0 | 0 | 0
0 | 0 | 0 | 0 | 0 | 0 | 0 | 0 | 0 | 0 | 0 | 0 | 0 | 0 | 0 | 0 | 0 | 0 | 0 | 0
0 | 0 | 0 | 0 | 0 | 0 | 0 | 0 | 0 | 0 | 0 | 0 | 0 | 0 | 0 | 0 | 0 | 0 | 0 | 0
0 | 0 | 0 | 0 | 0 | 0 | 0 | 0 | 0 | 0 | 0 | 0 | 0 | 0 | 0 | 0 | 0 | 0 | 0 | 0
0 | 0 | 0 | 0 | 0 | 0 | 0 | 0 | 0 | 0 | 0 | 0 | 0 | 0 | 0 | 0 | 0 | 0 | 0 | 0
0 | 0 | 0 | 0 | 0 | 0 | 0 | 0 | 0 | 0 | 0 | 0 | 0 | 0 | 0 | 0 | 0 | 0 | 0 | 0
0 | 0 | 0 | 0 | 0 | 0 | 0 | 0 | 0 | 0 | 0 | 0 | 0 | 0 | 0 | 0 | 0 | 0 | 0 | 0
0 | 0 | 0 | 0 | 0 | 0 | 0 | 0 | 0 | 0 | 0 | 0 | 0 | 0 | 0 | 0 | 0 | 0 | 0 | 0
0 | 0 | 0 | 0 | 0 | 0 | 0 | 0 | 0 | 0 | 0 | 0 | 0 | 0 | 0 | 0 | 0 | 0 | 0 | 0
0 | 0 | 0 | 0 | 0 | 0 | 0 | 0 | 0 | 0 | 0 | 0 | 0 | 0 | 0 | 0 | 0 | 0 | 0 | 0
0 | 0 | 0 | 0 | 0 | 0 | 0 | 0 | 0 | 0 | 0 | 0 | 0 | 0 | 0 | 0 | 0 | 0 | 0 | 0
0 | 0 | 0 | 0 | 0 | 0 | 0 | 0 | 0 | 0 | 0 | 0 | 0 | 0 | 0 | 0 | 0 | 0 | 0 | 0
0 | 0 | 0 | 0 | 0 | 0 | 0 | 0 | 0 | 0 | 0 | 0 | 0 | 0 | 0 | 0 | 0 | 0 | 0 | 0
0 | 0 | 0 | 0 | 0 | 0 | 0 | 0 | 0 | 0 | 0 | 0 | 0 | 0 | 0 | 0 | 0 | 0 | 0 | 0
0 | 0 | 0 | 0 | 0 | 0 | 0 | 0 | 0 | 0 | 0 | 0 | 0 | 0 | 0 | 0 | 0 | 0 | 0 | 0
0 | 0 | 0 | 0 | 0 | 0 | 0 | 0 | 0 | 0 | 0 | 0 | 0 | 0 | 0 | 0 | 0 | 0 | 0 | 0
0 | 0 | 0 | 0 | 0 | 0 | 0 | 0 | 0 | 0 | 0 | 0 | 0 | 0 | 0 | 0 | 0 | 0 | 0 | 0
0 | 0 | 0 | 0 | 0 | 0 | 0 | 0 | 0 | 0 | 0 | 0 | 0 | 0 | 0 | 0 | 0 | 0 | 0 | 0
0 | 0 | 0 | 0 | 0 | 0 | 0 | 0 | 0 | 0 | 0 | 0 | 0 | 0 | 0 | 0 | 0 | 0 | 0 | 0
0 | 0 | 0 | 0 | 0 | 0 | 0 | 0 | 0 | 0 | 0 | 0 | 0 | 0 | 0 | 0 | 0 | 0 | 0 | 0
0 | 0 | 0 | 0 | 0 | 0 | 0 | 0 | 0 | 0 | 0 | 0 | 0 | 0 | 0 | 0 | 0 | 0 | 0 | 0
0 | 0 | 0 | 0 | 0 | 0 | 0 | 0 | 0 | 0 | 0 | 0 | 0 | 0 | 0 | 0 | 0 | 0 | 0 | 0
0 | 0 | 0 | 0 | 0 | 0 | 0 | 0 | 0 | 0 | 0 | 0 | 0 | 0 | 0 | 0 | 0 | 0 | 0 | 0
0 | 0 | 0 | 0 | 0 | 0 | 0 | 0 | 0 | 0 | 0 | 0 | 0 | 0 | 0 | 0 | 0 | 0 | 0 | 0
0 | 0 | 0 | 0 | 0 | 0 | 0 | 0 | 0 | 0 | 0 | 0 | 0 | 0 | 0 | 0 | 0 | 0 | 0 | 0
0 | 0 | 0 | 0 | 0 | 0 | 0 | 0 | 0 | 0 | 0 | 0 | 0 | 0 | 0 | 0 | 0 | 0 | 0 | 0
0 | 0 | 0 | 0 | 0 | 0 | 0 | 0 | 0 | 0 | 0 | 0 | 0 | 0 | 0 | 0 | 0 | 0 | 0 | 0
0 | 0 | 0 | 0 | 0 | 0 | 0 | 0 | 0 | 0 | 0 | 0 | 0 | 0 | 0 | 0 | 0 | 0 | 0 | 0
0 | 0 | 0 | 0 | 0 | 0 | 0 | 0 | 0 | 0 | 0 | 0 | 0 | 0 | 0 | 0 | 0 | 0 | 0 | 0
0 | 0 | 0 | 0 | 0 | 0 | 0 | 0 | 0 | 0 | 0 | 0 | 0 | 0 | 0 | 0 | 0 | 0 | 0 | 0
0 | 0 | 0 | 0 | 0 | 0 | 0 | 0 | 0 | 0 | 0 | 0 | 0 | 0 | 0 | 0 | 0 | 0 | 0 | 0
0 | 0 | 0 | 0 | 0 | 0 | 0 | 0 | 0 | 0 | 0 | 0 | 0 | 0 | 0 | 0 | 0 | 0 | 0 | 0
0 | 0 | 0 | 0 | 0 | 0 | 0 | 0 | 0 | 0 | 0 | 0 | 0 | 0 | 0 | 0 | 0 | 0 | 0 | 0
0 | 0 | 0 | 0 | 0 | 0 | 0 | 0 | 0 | 0 | 0 | 0 | 0 | 0 | 0 | 0 | 0 | 0 | 0 | 0
0 | 0 | 0 | 0 | 0 | 0 | 0 | 0 | 0 | 0 | 0 | 0 | 0 | 0 | 0 | 0 | 0 | 0 | 0 | 0
0 | 0 | 0 | 0 | 0 | 0 | 0 | 0 | 0 | 0 | 0 | 0 | 0 | 0 | 0 | 0 | 0 | 0 | 0 | 0
0 | 0 | 0 | 0 | 0 | 0 | 0 | 0 | 0 | 0 | 0 | 0 | 0 | 0 | 0 | 0 | 0 | 0 | 0 | 0
0 | 0 | 0 | 0 | 0 | 0 | 0 | 0 | 0 | 0 | 0 | 0 | 0 | 0 | 0 | 0 | 0 | 0 | 0 | 0
0 | 0 | 0 | 0 | 0 | 0 | 0 | 0 | 0 | 0 | 0 | 0 | 0 | 0 | 0 | 0 | 0 | 0 | 0 | 0
0 | 0 | 0 | 0 | 0 | 0 | 0 | 0 | 0 | 0 | 0 | 0 | 0 | 0 | 0 | 0 | 0 | 0 | 0 | 0
0 | 0 | 0 | 0 | 0 | 0 | 0 | 0 | 0 | 0 | 0 | 0 | 0 | 0 | 0 | 0 | 0 | 0 | 0 | 0
0 | 0 | 0 | 0 | 0 | 0 | 0 | 0 | 0 | 0 | 0 | 0 | 0 | 0 | 0 | 0 | 0 | 0 | 0 | 0
0 | 0 | 0 | 0 | 0 | 0 | 0 | 0 | 0 | 0 | 0 | 0 | 0 | 0 | 0 | 0 | 0 | 0 | 0 | 0
0 | 0 | 0 | 0 | 0 | 0 | 0 | 0 | 0 | 0 | 0 | 0 | 0 | 0 | 0 | 0 | 0 | 0 | 0 | 0
0 | 0 | 0 | 0 | 0 | 0 | 0 | 0 | 0 | 0 | 0 | 0 | 0 | 0 | 0 | 0 | 0 | 0 | 0 | 0
0 | 0 | 0 | 0 | 0 | 0 | 0 | 0 | 0 | 0 | 0 | 0 | 0 | 0 | 0 | 0 | 0 | 0 | 0 | 0
0 | 0 | 0 | 0 | 0 | 0 | 0 | 0 | 0 | 0 | 0 | 0 | 0 | 0 | 0 | 0 | 0 | 0 | 0 | 0
0 | 0 | 0 | 0 | 0 | 0 | 0 | 0 | 0 | 0 | 0 | 0 | 0 | 0 | 0 | 0 | 0 | 0 | 0 | 0
0 | 0 | 0 | 0 | 0 | 0 | 0 | 0 | 0 | 0 | 0 | 0 | 0 | 0 | 0 | 0 | 0 | 0 | 0 | 0
0 | 0 | 0 | 0 | 0 | 0 | 0 | 0 | 0 | 0 | 0 | 0 | 0 | 0 | 0 | 0 | 0 | 0 | 0 | 0
0 | 0 | 0 | 0 | 0 | 0 | 0 | 0 | 0 | 0 | 0 | 0 | 0 | 0 | 0 | 0 | 0 | 0 | 0 | 0
0 | 0 | 0 | 0 | 0 | 0 | 0 | 0 | 0 | 0 | 0 | 0 | 0 | 0 | 0 | 0 | 0 | 0 | 0 | 0
0 | 0 | 0 | 0 | 0 | 0 | 0 | 0 | 0 | 0 | 0 | 0 | 0 | 0 | 0 | 0 | 0 | 0 | 0 | 0
0 | 0 | 0 | 0 | 0 | 0 | 0 | 0 | 0 | 0 | 0 | 0 | 0 | 0 | 0 | 0 | 0 | 0 | 0 | 0
0 | 0 | 0 | 0 | 0 | 0 | 0 | 0 | 0 | 0 | 0 | 0 | 0 | 0 | 0 | 0 | 0 | 0 | 0 | 0
0 | 0 | 0 | 0 | 0 | 0 | 0 | 0 | 0 | 0 | 0 | 0 | 0 | 0 | 0 | 0 | 0 | 0 | 0 | 0
0 | 0 | 0 | 0 | 0 | 0 | 0 | 0 | 0 | 0 | 0 | 0 | 0 | 0 | 0 | 0 | 0 | 0 | 0 | 0
0 | 0 | 0 | 0 | 0 | 0 | 0 | 0 | 0 | 0 | 0 | 0 | 0 | 0 | 0 | 0 | 0 | 0 | 0 | 0
0 | 0 | 0 | 0 | 0 | 0 | 0 | 0 | 0 | 0 | 0 | 0 | 0 | 0 | 0 | 0 | 0 | 0 | 0 | 0
0 | 0 | 0 | 0 | 0 | 0 | 0 | 0 | 0 | 0 | 0 | 0 | 0 | 0 | 0 | 0 | 0 | 0 | 0 | 0
0 | 0 | 0 | 0 | 0 | 0 | 0 | 0 | 0 | 0 | 0 | 0 | 0 | 0 | 0 | 0 | 0 | 0 | 0 | 0
0 | 0 | 0 | 0 | 0 | 0 | 0 | 0 | 0 | 0 | 0 | 0 | 0 | 0 | 0 | 0 | 0 | 0 | 0 | 0
0 | 0 | 0 | 0 | 0 | 0 | 0 | 0 | 0 | 0 | 0 | 0 | 0 | 0 | 0 | 0 | 0 | 0 | 0 | 0
0 | 0 | 0 | 0 | 0 | 0 | 0 | 0 | 0 | 0 | 0 | 0 | 0 | 0 | 0 | 0 | 0 | 0 | 0 | 0
0 | 0 | 0 | 0 | 0 | 0 | 0 | 0 | 0 | 0 | 0 | 0 | 0 | 0 | 0 | 0 | 0 | 0 | 0 | 0
0 | 0 | 0 | 0 | 0 | 0 | 0 | 0 | 0 | 0 | 0 | 0 | 0 | 0 | 0 | 0 | 0 | 0 | 0 | 0
0 | 0 | 0 | 0 | 0 | 0 | 0 | 0 | 0 | 0 | 0 | 0 | 0 | 0 | 0 | 0 | 0 | 0 | 0 | 0
0 | 0 | 0 | 0 | 0 | 0 | 0 | 0 | 0 | 0 | 0 | 0 | 0 | 0 | 0 | 0 | 0 | 0 | 0 | 0
0 | 0 | 0 | 0 | 0 | 0 | 0 | 0 | 0 | 0 | 0 | 0 | 0 | 0 | 0 | 0 | 0 | 0 | 0 | 0
0 | 0 | 0 | 0 | 0 | 0 | 0 | 0 | 0 | 0 | 0 | 0 | 0 | 0 | 0 | 0 | 0 | 0 | 0 | 0
0 | 0 | 0 | 0 | 0 | 0 | 0 | 0 | 0 | 0 | 0 | 0 | 0 | 0 | 0 | 0 | 0 | 0 | 0 | 0
0 | 0 | 0 | 0 | 0 | 0 | 0 | 0 | 0 | 0 | 0 | 0 | 0 | 0 | 0 | 0 | 0 | 0 | 0 | 0
0 | 0 | 0 | 0 | 0 | 0 | 0 | 0 | 0 | 0 | 0 | 0 | 0 | 0 | 0 | 0 | 0 | 0 | 0 | 0
0 | 0 | 0 | 0 | 0 | 0 | 0 | 0 | 0 | 0 | 0 | 0 | 0 | 0 | 0 | 0 | 0 | 0 | 0 | 0
0 | 0 | 0 | 0 | 0 | 0 | 0 | 0 | 0 | 0 | 0 | 0 | 0 | 0 | 0 | 0 | 0 | 0 | 0 | 0
0 | 0 | 0 | 0 | 0 | 0 | 0 | 0 | 0 | 0 | 0 | 0 | 0 | 0 | 0 | 0 | 0 | 0 | 0 | 0
0 | 0 | 0 | 0 | 0 | 0 | 0 | 0 | 0 | 0 | 0 | 0 | 0 | 0 | 0 | 0 | 0 | 0 | 0 | 0
0 | 0 | 0 | 0 | 0 | 0 | 0 | 0 | 0 | 0 | 0 | 0 | 0 | 0 | 0 | 0 | 0 | 0 | 0 | 0
0 | 0 | 0 | 0 | 0 | 0 | 0 | 0 | 0 | 0 | 0 | 0 | 0 | 0 | 0 | 0 | 0 | 0 | 0 | 0
0 | 0 | 0 | 0 | 0 | 0 | 0 | 0 | 0 | 0 | 0 | 0 | 0 | 0 | 0 | 0 | 0 | 0 | 0 | 0
0 | 0 | 0 | 0 | 0 | 0 | 0 | 0 | 0 | 0 | 0 | 0 | 0 | 0 | 0 | 0 | 0 | 0 | 0 | 0
0 | 0 | 0 | 0 | 0 | 0 | 0 | 0 | 0 | 0 | 0 | 0 | 0 | 0 | 0 | 0 | 0 | 0 | 0 | 0
0 | 0 | 0 | 0 | 0 | 0 | 0 | 0 | 0 | 0 | 0 | 0 | 0 | 0 | 0 | 0 | 0 | 0 | 0 | 0
0 | 0 | 0 | 0 | 0 | 0 | 0 | 0 | 0 | 0 | 0 | 0 | 0 | 0 | 0 | 0 | 0 | 0 | 0 | 0
0 | 0 | 0 | 0 | 0 | 0 | 0 | 0 | 0 | 0 | 0 | 0 | 0 | 0 | 0 | 0 | 0 | 0 | 0 | 0
0 | 0 | 0 | 0 | 0 | 0 | 0 | 0 | 0 | 0 | 0 | 0 | 0 | 0 | 0 | 0 | 0 | 0 | 0 | 0
0 | 0 | 0 | 0 | 0 | 0 | 0 | 0 | 0 | 0 | 0 | 0 | 0 | 0 | 0 | 0 | 0 | 0 | 0 | 0
0 | 0 | 0 | 0 | 0 | 0 | 0 | 0 | 0 | 0 | 0 | 0 | 0 | 0 | 0 | 0 | 0 | 0 | 0 | 0
0 | 0 | 0 | 0 | 0 | 0 | 0 | 0 | 0 | 0 | 0 | 0 | 0 | 0 | 0 | 0 | 0 | 0 | 0 | 0
0 | 0 | 0 | 0 | 0 | 0 | 0 | 0 | 0 | 0 | 0 | 0 | 0 | 0 | 0 | 0 | 0 | 0 | 0 | 0
0 | 0 | 0 | 0 | 0 | 0 | 0 | 0 | 0 | 0 | 0 | 0 | 0 | 0 | 0 | 0 | 0 | 0 | 0 | 0
0 | 0 | 0 | 0 | 0 | 0 | 0 | 0 | 0 | 0 | 0 | 0 | 0 | 0 | 0 | 0 | 0 | 0 | 0 | 0
0 | 0 | 0 | 0 | 0 | 0 | 0 | 0 | 0 | 0 | 0 | 0 | 0 | 0 | 0 | 0 | 0 | 0 | 0 | 0
0 | 0 | 0 | 0 | 0 | 0 | 0 | 0 | 0 | 0 | 0 | 0 | 0 | 0 | 0 | 0 | 0 | 0 | 0 | 0
0 | 0 | 0 | 0 | 0 | 0 | 0 | 0 | 0 | 0 | 0 | 0 | 0 | 0 | 0 | 0 | 0 | 0 | 0 | 0
0 | 0 | 0 | 0 | 0 | 0 | 0 | 0 | 0 | 0 | 0 | 0 | 0 | 0 | 0 | 0 | 0 | 0 | 0 | 0
0 | 0 | 0 | 0 | 0 | 0 | 0 | 0 | 0 | 0 | 0 | 0 | 0 | 0 | 0 | 0 | 0 | 0 | 0 | 0
0 | 0 | 0 | 0 | 0 | 0 | 0 | 0 | 0 | 0 | 0 | 0 | 0 | 0 | 0 | 0 | 0 | 0 | 0 | 0
0 | 0 | 0 | 0 | 0 | 0 | 0 | 0 | 0 | 0 | 0 | 0 | 0 | 0 | 0 | 0 | 0 | 0 | 0 | 0
0 | 0 | 0 | 0 | 0 | 0 | 0 | 0 | 0 | 0 | 0 | 0 | 0 | 0 | 0 | 0 | 0 | 0 | 0 | 0
0 | 0 | 0 | 0 | 0 | 0 | 0 | 0 | 0 | 0 | 0 | 0 | 0 | 0 | 0 | 0 | 0 | 0 | 0 | 0
0 | 0 | 0 | 0 | 0 | 0 | 0 | 0 | 0 | 0 | 0 | 0 | 0 | 0 | 0 | 0 | 0 | 0 | 0 | 0
0 | 0 | 0 | 0 | 0 | 0 | 0 | 0 | 0 | 0 | 0 | 0 | 0 | 0 | 0 | 0 | 0 | 0 | 0 | 0
0 | 0 | 0 | 0 | 0 | 0 | 0 | 0 | 0 | 0 | 0 | 0 | 0 | 0 | 0 | 0 | 0 | 0 | 0 | 0
0 | 0 | 0 | 0 | 0 | 0 | 0 | 0 | 0 | 0 | 0 | 0 | 0 | 0 | 0 | 0 | 0 | 0 | 0 | 0
0 | 0 | 0 | 0 | 0 | 0 | 0 | 0 | 0 | 0 | 0 | 0 | 0 | 0 | 0 | 0 | 0 | 0 | 0 | 0
0 | 0 | 0 | 0 | 0 | 0 | 0 | 0 | 0 | 0 | 0 | 0 | 0 | 0 | 0 | 0 | 0 | 0 | 0 | 0
0 | 0 | 0 | 0 | 0 | 0 | 0 | 0 | 0 | 0 | 0 | 0 | 0 | 0 | 0 | 0 | 0 | 0 | 0 | 0
0 | 0 | 0 | 0 | 0 | 0 | 0 | 0 | 0 | 0 | 0 | 0 | 0 | 0 | 0 | 0 | 0 | 0 | 0 | 0
0 | 0 | 0 | 0 | 0 | 0 | 0 | 0 | 0 | 0 | 0 | 0 | 0 | 0 | 0 | 0 | 0 | 0 | 0 | 0
0 | 0 | 0 | 0 | 0 | 0 | 0 | 0 | 0 | 0 | 0 | 0 | 0 | 0 | 0 | 0 | 0 | 0 | 0 | 0
0 | 0 | 0 | 0 | 0 | 0 | 0 | 0 | 0 | 0 | 0 | 0 | 0 | 0 | 0 | 0 | 0 | 0 | 0 | 0
0 | 0 | 0 | 0 | 0 | 0 | 0 | 0 | 0 | 0 | 0 | 0 | 0 | 0 | 0 | 0 | 0 | 0 | 0 | 0
0 | 0 | 0 | 0 | 0 | 0 | 0 | 0 | 0 | 0 | 0 | 0 | 0 | 0 | 0 | 0 | 0 | 0 | 0 | 0
0 | 0 | 0 | 0 | 0 | 0 | 0 | 0 | 0 | 0 | 0 | 0 | 0 | 0 | 0 | 0 | 0 | 0 | 0 | 0
0 | 0 | 0 | 0 | 0 | 0 | 0 | 0 | 0 | 0 | 0 | 0 | 0 | 0 | 0 | 0 | 0 | 0 | 0 | 0
0 | 0 | 0 | 0 | 0 | 0 | 0 | 0 | 0 | 0 | 0 | 0 | 0 | 0 | 0 | 0 | 0 | 0 | 0 | 0
0 | 0 | 0 | 0 | 0 | 0 | 0 | 0 | 0 | 0 | 0 | 0 | 0 | 0 | 0 | 0 | 0 | 0 | 0 | 0
0 | 0 | 0 | 0 | 0 | 0 | 0 | 0 | 0 | 0 | 0 | 0 | 0 | 0 | 0 | 0 | 0 | 0 | 0 | 0
0 | 0 | 0 | 0 | 0 | 0 | 0 | 0 | 0 | 0 | 0 | 0 | 0 | 0 | 0 | 0 | 0 | 0 | 0 | 0
0 | 0 | 0 | 0 | 0 | 0 | 0 | 0 | 0 | 0 | 0 | 0 | 0 | 0 | 0 | 0 | 0 | 0 | 0 | 0
0 | 0 | 0 | 0 | 0 | 0 | 0 | 0 | 0 | 0 | 0 | 0 | 0 | 0 | 0 | 0 | 0 | 0 | 0 | 0
0 | 0 | 0 | 0 | 0 | 0 | 0 | 0 | 0 | 0 | 0 | 0 | 0 | 0 | 0 | 0 | 0 | 0 | 0 | 0
0 | 0 | 0 | 0 | 0 | 0 | 0 | 0 | 0 | 0 | 0 | 0 | 0 | 0 | 0 | 0 | 0 | 0 | 0 | 0
0 | 0 | 0 | 0 | 0 | 0 | 0 | 0 | 0 | 0 | 0 | 0 | 0 | 0 | 0 | 0 | 0 | 0 | 0 | 0
0 | 0 | 0 | 0 | 0 | 0 | 0 | 0 | 0 | 0 | 0 | 0 | 0 | 0 | 0 | 0 | 0 | 0 | 0 | 0
0 | 0 | 0 | 0 | 0 | 0 | 0 | 0 | 0 | 0 | 0 | 0 | 0 | 0 | 0 | 0 | 0 | 0 | 0 | 0
0 | 0 | 0 | 0 | 0 | 0 | 0 | 0 | 0 | 0 | 0 | 0 | 0 | 0 | 0 | 0 | 0 | 0 | 0 | 0
0 | 0 | 0 | 0 | 0 | 0 | 0 | 0 | 0 | 0 | 0 | 0 | 0 | 0 | 0 | 0 | 0 | 0 | 0 | 0
0 | 0 | 0 | 0 | 0 | 0 | 0 | 0 | 0 | 0 | 0 | 0 | 0 | 0 | 0 | 0 | 0 | 0 | 0 | 0
0 | 0 | 0 | 0 | 0 | 0 | 0 | 0 | 0 | 0 | 0 | 0 | 0 | 0 | 0 | 0 | 0 | 0 | 0 | 0
0 | 0 | 0 | 0 | 0 | 0 | 0 | 0 | 0 | 0 | 0 | 0 | 0 | 0 | 0 | 0 | 0 | 0 | 0 | 0
0 | 0 | 0 | 0 | 0 | 0 | 0 | 0 | 0 | 0 | 0 | 0 | 0 | 0 | 0 | 0 | 0 | 0 | 0 | 0
0 | 0 | 0 | 0 | 0 | 0 | 0 | 0 | 0 | 0 | 0 | 0 | 0 | 0 | 0 | 0 | 0 | 0 | 0 | 0
0 | 0 | 0 | 0 | 0 | 0 | 0 | 0 | 0 | 0 | 0 | 0 | 0 | 0 | 0 | 0 | 0 | 0 | 0 | 0
0 | 0 | 0 | 0 | 0 | 0 | 0 | 0 | 0 | 0 | 0 | 0 | 0 | 0 | 0 | 0 | 0 | 0 | 0 | 0
0 | 0 | 0 | 0 | 0 | 0 | 0 | 0 | 0 | 0 | 0 | 0 | 0 | 0 | 0 | 0 | 0 | 0 | 0 | 0
0 | 0 | 0 | 0 | 0 | 0 | 0 | 0 | 0 | 0 | 0 | 0 | 0 | 0 | 0 | 0 | 0 | 0 | 0 | 0
0 | 0 | 0 | 0 | 0 | 0 | 0 | 0 | 0 | 0 | 0 | 0 | 0 | 0 | 0 | 0 | 0 | 0 | 0 | 0
0 | 0 | 0 | 0 | 0 | 0 | 0 | 0 | 0 | 0 | 0 | 0 | 0 | 0 | 0 | 0 | 0 | 0 | 0 | 0
0 | 0 | 0 | 0 | 0 | 0 | 0 | 0 | 0 | 0 | 0 | 0 | 0 | 0 | 0 | 0 | 0 | 0 | 0 | 0
0 | 0 | 0 | 0 | 0 | 0 | 0 | 0 | 0 | 0 | 0 | 0 | 0 | 0 | 0 | 0 | 0 | 0 | 0 | 0
0 | 0 | 0 | 0 | 0 | 0 | 0 | 0 | 0 | 0 | 0 | 0 | 0 | 0 | 0 | 0 | 0 | 0 | 0 | 0
0 | 0 | 0 | 0 | 0 | 0 | 0 | 0 | 0 | 0 | 0 | 0 | 0 | 0 | 0 | 0 | 0 | 0 | 0 | 0
0 | 0 | 0 | 0 | 0 | 0 | 0 | 0 | 0 | 0 | 0 | 0 | 0 | 0 | 0 | 0 | 0 | 0 | 0 | 0
0 | 0 | 0 | 0 | 0 | 0 | 0 | 0 | 0 | 0 | 0 | 0 | 0 | 0 | 0 | 0 | 0 | 0 | 0 | 0
0 | 0 | 0 | 0 | 0 | 0 | 0 | 0 | 0 | 0 | 0 | 0 | 0 | 0 | 0 | 0 | 0 | 0 | 0 | 0
0 | 0 | 0 | 0 | 0 | 0 | 0 | 0 | 0 | 0 | 0 | 0 | 0 | 0 | 0 | 0 | 0 | 0 | 0 | 0
0 | 0 | 0 | 0 | 0 | 0 | 0 | 0 | 0 | 0 | 0 | 0 | 0 | 0 | 0 | 0 | 0 | 0 | 0 | 0
0 | 0 | 0 | 0 | 0 | 0 | 0 | 0 | 0 | 0 | 0 | 0 | 0 | 0 | 0 | 0 | 0 | 0 | 0 | 0
0 | 0 | 0 | 0 | 0 | 0 | 0 | 0 | 0 | 0 | 0 | 0 | 0 | 0 | 0 | 0 | 0 | 0 | 0 | 0
0 | 0 | 0 | 0 | 0 | 0 | 0 | 0 | 0 | 0 | 0 | 0 | 0 | 0 | 0 | 0 | 0 | 0 | 0 | 0
0 | 0 | 0 | 0 | 0 | 0 | 0 | 0 | 0 | 0 | 0 | 0 | 0 | 0 | 0 | 0 | 0 | 0 | 0 | 0
0 | 0 | 0 | 0 | 0 | 0 | 0 | 0 | 0 | 0 | 0 | 0 | 0 | 0 | 0 | 0 | 0 | 0 | 0 | 0
0 | 0 | 0 | 0 | 0 | 0 | 0 | 0 | 0 | 0 | 0 | 0 | 0 | 0 | 0 | 0 | 0 | 0 | 0 | 0
0 | 0 | 0 | 0 | 0 | 0 | 0 | 0 | 0 | 0 | 0 | 0 | 0 | 0 | 0 | 0 | 0 | 0 | 0 | 0
0 | 0 | 0 | 0 | 0 | 0 | 0 | 0 | 0 | 0 | 0 | 0 | 0 | 0 | 0 | 0 | 0 | 0 | 0 | 0
0 | 0 | 0 | 0 | 0 | 0 | 0 | 0 | 0 | 0 | 0 | 0 | 0 | 0 | 0 | 0 | 0 | 0 | 0 | 0
0 | 0 | 0 | 0 | 0 | 0 | 0 | 0 | 0 | 0 | 0 | 0 | 0 | 0 | 0 | 0 | 0 | 0 | 0 | 0
0 | 0 | 0 | 0 | 0 | 0 | 0 | 0 | 0 | 0 | 0 | 0 | 0 | 0 | 0 | 0 | 0 | 0 | 0 | 0
0 | 0 | 0 | 0 | 0 | 0 | 0 | 0 | 0 | 0 | 0 | 0 | 0 | 0 | 0 | 0 | 0 | 0 | 0 | 0
0 | 0 | 0 | 0 | 0 | 0 | 0 | 0 | 0 | 0 | 0 | 0 | 0 | 0 | 0 | 0 | 0 | 0 | 0 | 0
0 | 0 | 0 | 0 | 0 | 0 | 0 | 0 | 0 | 0 | 0 | 0 | 0 | 0 | 0 | 0 | 0 | 0 | 0 | 0
0 | 0 | 0 | 0 | 0 | 0 | 0 | 0 | 0 | 0 | 0 | 0 | 0 | 0 | 0 | 0 | 0 | 0 | 0 | 0
0 | 0 | 0 | 0 | 0 | 0 | 0 | 0 | 0 | 0 | 0 | 0 | 0 | 0 | 0 | 0 | 0 | 0 | 0 | 0
0 | 0 | 0 | 0 | 0 | 0 | 0 | 0 | 0 | 0 | 0 | 0 | 0 | 0 | 0 | 0 | 0 | 0 | 0 | 0
0 | 0 | 0 | 0 | 0 | 0 | 0 | 0 | 0 | 0 | 0 | 0 | 0 | 0 | 0 | 0 | 0 | 0 | 0 | 0
0 | 0 | 0 | 0 | 0 | 0 | 0 | 0 | 0 | 0 | 0 | 0 | 0 | 0 | 0 | 0 | 0 | 0 | 0 | 0
0 | 0 | 0 | 0 | 0 | 0 | 0 | 0 | 0 | 0 | 0 | 0 | 0 | 0 | 0 | 0 | 0 | 0 | 0 | 0
0 | 0 | 0 | 0 | 0 | 0 | 0 | 0 | 0 | 0 | 0 | 0 | 0 | 0 | 0 | 0 | 0 | 0 | 0 | 0
0 | 0 | 0 | 0 | 0 | 0 | 0 | 0 | 0 | 0 | 0 | 0 | 0 | 0 | 0 | 0 | 0 | 0 | 0 | 0
0 | 0 | 0 | 0 | 0 | 0 | 0 | 0 | 0 | 0 | 0 | 0 | 0 | 0 | 0 | 0 | 0 | 0 | 0 | 0
0 | 0 | 0 | 0 | 0 | 0 | 0 | 0 | 0 | 0 | 0 | 0 | 0 | 0 | 0 | 0 | 0 | 0 | 0 | 0
0 | 0 | 0 | 0 | 0 | 0 | 0 | 0 | 0 | 0 | 0 | 0 | 0 | 0 | 0 | 0 | 0 | 0 | 0 | 0
0 | 0 | 0 | 0 | 0 | 0 | 0 | 0 | 0 | 0 | 0 | 0 | 0 | 0 | 0 | 0 | 0 | 0 | 0 | 0
0 | 0 | 0 | 0 | 0 | 0 | 0 | 0 | 0 | 0 | 0 | 0 | 0 | 0 | 0 | 0 | 0 | 0 | 0 | 0
0 | 0 | 0 | 0 | 0 | 0 | 0 | 0 | 0 | 0 | 0 | 0 | 0 | 0 | 0 | 0 | 0 | 0 | 0 | 0
0 | 0 | 0 | 0 | 0 | 0 | 0 | 0 | 0 | 0 | 0 | 0 | 0 | 0 | 0 | 0 | 0 | 0 | 0 | 0
0 | 0 | 0 | 0 | 0 | 0 | 0 | 0 | 0 | 0 | 0 | 0 | 0 | 0 | 0 | 0 | 0 | 0 | 0 | 0
0 | 0 | 0 | 0 | 0 | 0 | 0 | 0 | 0 | 0 | 0 | 0 | 0 | 0 | 0 | 0 | 0 | 0 | 0 | 0
0 | 0 | 0 | 0 | 0 | 0 | 0 | 0 | 0 | 0 | 0 | 0 | 0 | 0 | 0 | 0 | 0 | 0 | 0 | 0
0 | 0 | 0 | 0 | 0 | 0 | 0 | 0 | 0 | 0 | 0 | 0 | 0 | 0 | 0 | 0 | 0 | 0 | 0 | 0
0 | 0 | 0 | 0 | 0 | 0 | 0 | 0 | 0 | 0 | 0 | 0 | 0 | 0 | 0 | 0 | 0 | 0 | 0 | 0
0 | 0 | 0 | 0 | 0 | 0 | 0 | 0 | 0 | 0 | 0 | 0 | 0 | 0 | 0 | 0 | 0 | 0 | 0 | 0
0 | 0 | 0 | 0 | 0 | 0 | 0 | 0 | 0 | 0 | 0 | 0 | 0 | 0 | 0 | 0 | 0 | 0 | 0 | 0
0 | 0 | 0 | 0 | 0 | 0 | 0 | 0 | 0 | 0 | 0 | 0 | 0 | 0 | 0 | 0 | 0 | 0 | 0 | 0
0 | 0 | 0 | 0 | 0 | 0 | 0 | 0 | 0 | 0 | 0 | 0 | 0 | 0 | 0 | 0 | 0 | 0 | 0 | 0
0 | 0 | 0 | 0 | 0 | 0 | 0 | 0 | 0 | 0 | 0 | 0 | 0 | 0 | 0 | 0 | 0 | 0 | 0 | 0
0 | 0 | 0 | 0 | 0 | 0 | 0 | 0 | 0 | 0 | 0 | 0 | 0 | 0 | 0 | 0 | 0 | 0 | 0 | 0
0 | 0 | 0 | 0 | 0 | 0 | 0 | 0 | 0 | 0 | 0 | 0 | 0 | 0 | 0 | 0 | 0 | 0 | 0 | 0
0 | 0 | 0 | 0 | 0 | 0 | 0 | 0 | 0 | 0 | 0 | 0 | 0 | 0 | 0 | 0 | 0 | 0 | 0 | 0
0 | 0 | 0 | 0 | 0 | 0 | 0 | 0 | 0 | 0 | 0 | 0 | 0 | 0 | 0 | 0 | 0 | 0 | 0 | 0
0 | 0 | 0 | 0 | 0 | 0 | 0 | 0 | 0 | 0 | 0 | 0 | 0 | 0 | 0 | 0 | 0 | 0 | 0 | 0
0 | 0 | 0 | 0 | 0 | 0 | 0 | 0 | 0 | 0 | 0 | 0 | 0 | 0 | 0 | 0 | 0 | 0 | 0 | 0
0 | 0 | 0 | 0 | 0 | 0 | 0 | 0 | 0 | 0 | 0 | 0 | 0 | 0 | 0 | 0 | 0 | 0 | 0 | 0
0 | 0 | 0 | 0 | 0 | 0 | 0 | 0 | 0 | 0 | 0 | 0 | 0 | 0 | 0 | 0 | 0 | 0 | 0 | 0
0 | 0 | 0 | 0 | 0 | 0 | 0 | 0 | 0 | 0 | 0 | 0 | 0 | 0 | 0 | 0 | 0 | 0 | 0 | 0
0 | 0 | 0 | 0 | 0 | 0 | 0 | 0 | 0 | 0 | 0 | 0 | 0 | 0 | 0 | 0 | 0 | 0 | 0 | 0
0 | 0 | 0 | 0 | 0 | 0 | 0 | 0 | 0 | 0 | 0 | 0 | 0 | 0 | 0 | 0 | 0 | 0 | 0 | 0
0 | 0 | 0 | 0 | 0 | 0 | 0 | 0 | 0 | 0 | 0 | 0 | 0 | 0 | 0 | 0 | 0 | 0 | 0 | 0
0 | 0 | 0 | 0 | 0 | 0 | 0 | 0 | 0 | 0 | 0 | 0 | 0 | 0 | 0 | 0 | 0 | 0 | 0 | 0
0 | 0 | 0 | 0 | 0 | 0 | 0 | 0 | 0 | 0 | 0 | 0 | 0 | 0 | 0 | 0 | 0 | 0 | 0 | 0
0 | 0 | 0 | 0 | 0 | 0 | 0 | 0 | 0 | 0 | 0 | 0 | 0 | 0 | 0 | 0 | 0 | 0 | 0 | 0
0 | 0 | 0 | 0 | 0 | 0 | 0 | 0 | 0 | 0 | 0 | 0 | 0 | 0 | 0 | 0 | 0 | 0 | 0 | 0
0 | 0 | 0 | 0 | 0 | 0 | 0 | 0 | 0 | 0 | 0 | 0 | 0 | 0 | 0 | 0 | 0 | 0 | 0 | 0
0 | 0 | 0 | 0 | 0 | 0 | 0 | 0 | 0 | 0 | 0 | 0 | 0 | 0 | 0 | 0 | 0 | 0 | 0 | 0
0 | 0 | 0 | 0 | 0 | 0 | 0 | 0 | 0 | 0 | 0 | 0 | 0 | 0 | 0 | 0 | 0 | 0 | 0 | 0
0 | 0 | 0 | 0 | 0 | 0 | 0 | 0 | 0 | 0 | 0 | 0 | 0 | 0 | 0 | 0 | 0 | 0 | 0 | 0
0 | 0 | 0 | 0 | 0 | 0 | 0 | 0 | 0 | 0 | 0 | 0 | 0 | 0 | 0 | 0 | 0 | 0 | 0 | 0
0 | 0 | 0 | 0 | 0 | 0 | 0 | 0 | 0 | 0 | 0 | 0 | 0 | 0 | 0 | 0 | 0 | 0 | 0 | 0
0 | 0 | 0 | 0 | 0 | 0 | 0 | 0 | 0 | 0 | 0 | 0 | 0 | 0 | 0 | 0 | 0 | 0 | 0 | 0
0 | 0 | 0 | 0 | 0 | 0 | 0 | 0 | 0 | 0 | 0 | 0 | 0 | 0 | 0 | 0 | 0 | 0 | 0 | 0
0 | 0 | 0 | 0 | 0 | 0 | 0 | 0 | 0 | 0 | 0 | 0 | 0 | 0 | 0 | 0 | 0 | 0 | 0 | 0
0 | 0 | 0 | 0 | 0 | 0 | 0 | 0 | 0 | 0 | 0 | 0 | 0 | 0 | 0 | 0 | 0 | 0 | 0 | 0
0 | 0 | 0 | 0 | 0 | 0 | 0 | 0 | 0 | 0 | 0 | 0 | 0 | 0 | 0 | 0 | 0 | 0 | 0 | 0
0 | 0 | 0 | 0 | 0 | 0 | 0 | 0 | 0 | 0 | 0 | 0 | 0 | 0 | 0 | 0 | 0 | 0 | 0 | 0
0 | 0 | 0 | 0 | 0 | 0 | 0 | 0 | 0 | 0 | 0 | 0 | 0 | 0 | 0 | 0 | 0 | 0 | 0 | 0
0 | 0 | 0 | 0 | 0 | 0 | 0 | 0 | 0 | 0 | 0 | 0 | 0 | 0 | 0 | 0 | 0 | 0 | 0 | 0
0 | 0 | 0 | 0 | 0 | 0 | 0 | 0 | 0 | 0 | 0 | 0 | 0 | 0 | 0 | 0 | 0 | 0 | 0 | 0
0 | 0 | 0 | 0 | 0 | 0 | 0 | 0 | 0 | 0 | 0 | 0 | 0 | 0 | 0 | 0 | 0 | 0 | 0 | 0
0 | 0 | 0 | 0 | 0 | 0 | 0 | 0 | 0 | 0 | 0 | 0 | 0 | 0 | 0 | 0 | 0 | 0 | 0 | 0
0 | 0 | 0 | 0 | 0 | 0 | 0 | 0 | 0 | 0 | 0 | 0 | 0 | 0 | 0 | 0 | 0 | 0 | 0 | 0
0 | 0 | 0 | 0 | 0 | 0 | 0 | 0 | 0 | 0 | 0 | 0 | 0 | 0 | 0 | 0 | 0 | 0 | 0 | 0
0 | 0 | 0 | 0 | 0 | 0 | 0 | 0 | 0 | 0 | 0 | 0 | 0 | 0 | 0 | 0 | 0 | 0 | 0 | 0
0 | 0 | 0 | 0 | 0 | 0 | 0 | 0 | 0 | 0 | 0 | 0 | 0 | 0 | 0 | 0 | 0 | 0 | 0 | 0
0 | 0 | 0 | 0 | 0 | 0 | 0 | 0 | 0 | 0 | 0 | 0 | 0 | 0 | 0 | 0 | 0 | 0 | 0 | 0
0 | 0 | 0 | 0 | 0 | 0 | 0 | 0 | 0 | 0 | 0 | 0 | 0 | 0 | 0 | 0 | 0 | 0 | 0 | 0
0 | 0 | 0 | 0 | 0 | 0 | 0 | 0 | 0 | 0 | 0 | 0 | 0 | 0 | 0 | 0 | 0 | 0 | 0 | 0
0 | 0 | 0 | 0 | 0 | 0 | 0 | 0 | 0 | 0 | 0 | 0 | 0 | 0 | 0 | 0 | 0 | 0 | 0 | 0
0 | 0 | 0 | 0 | 0 | 0 | 0 | 0 | 0 | 0 | 0 | 0 | 0 | 0 | 0 | 0 | 0 | 0 | 0 | 0
0 | 0 | 0 | 0 | 0 | 0 | 0 | 0 | 0 | 0 | 0 | 0 | 0 | 0 | 0 | 0 | 0 | 0 | 0 | 0
0 | 0 | 0 | 0 | 0 | 0 | 0 | 0 | 0 | 0 | 0 | 0 | 0 | 0 | 0 | 0 | 0 | 0 | 0 | 0
0 | 0 | 0 | 0 | 0 | 0 | 0 | 0 | 0 | 0 | 0 | 0 | 0 | 0 | 0 | 0 | 0 | 0 | 0 | 0
0 | 0 | 0 | 0 | 0 | 0 | 0 | 0 | 0 | 0 | 0 | 0 | 0 | 0 | 0 | 0 | 0 | 0 | 0 | 0
0 | 0 | 0 | 0 | 0 | 0 | 0 | 0 | 0 | 0 | 0 | 0 | 0 | 0 | 0 | 0 | 0 | 0 | 0 | 0
0 | 0 | 0 | 0 | 0 | 0 | 0 | 0 | 0 | 0 | 0 | 0 | 0 | 0 | 0 | 0 | 0 | 0 | 0 | 0
0 | 0 | 0 | 0 | 0 | 0 | 0 | 0 | 0 | 0 | 0 | 0 | 0 | 0 | 0 | 0 | 0 | 0 | 0 | 0
0 | 0 | 0 | 0 | 0 | 0 | 0 | 0 | 0 | 0 | 0 | 0 | 0 | 0 | 0 | 0 | 0 | 0 | 0 | 0
0 | 0 | 0 | 0 | 0 | 0 | 0 | 0 | 0 | 0 | 0 | 0 | 0 | 0 | 0 | 0 | 0 | 0 | 0 | 0
0 | 0 | 0 | 0 | 0 | 0 | 0 | 0 | 0 | 0 | 0 | 0 | 0 | 0 | 0 | 0 | 0 | 0 | 0 | 0
0 | 0 | 0 | 0 | 0 | 0 | 0 | 0 | 0 | 0 | 0 | 0 | 0 | 0 | 0 | 0 | 0 | 0 | 0 | 0
0 | 0 | 0 | 0 | 0 | 0 | 0 | 0 | 0 | 0 | 0 | 0 | 0 | 0 | 0 | 0 | 0 | 0 | 0 | 0
0 | 0 | 0 | 0 | 0 | 0 | 0 | 0 | 0 | 0 | 0 | 0 | 0 | 0 | 0 | 0 | 0 | 0 | 0 | 0
0 | 0 | 0 | 0 | 0 | 0 | 0 | 0 | 0 | 0 | 0 | 0 | 0 | 0 | 0 | 0 | 0 | 0 | 0 | 0
0 | 0 | 0 | 0 | 0 | 0 | 0 | 0 | 0 | 0 | 0 | 0 | 0 | 0 | 0 | 0 | 0 | 0 | 0 | 0
0 | 0 | 0 | 0 | 0 | 0 | 0 | 0 | 0 | 0 | 0 | 0 | 0 | 0 | 0 | 0 | 0 | 0 | 0 | 0
0 | 0 | 0 | 0 | 0 | 0 | 0 | 0 | 0 | 0 | 0 | 0 | 0 | 0 | 0 | 0 | 0 | 0 | 0 | 0
0 | 0 | 0 | 0 | 0 | 0 | 0 | 0 | 0 | 0 | 0 | 0 | 0 | 0 | 0 | 0 | 0 | 0 | 0 | 0
0 | 0 | 0 | 0 | 0 | 0 | 0 | 0 | 0 | 0 | 0 | 0 | 0 | 0 | 0 | 0 | 0 | 0 | 0 | 0
0 | 0 | 0 | 0 | 0 | 0 | 0 | 0 | 0 | 0 | 0 | 0 | 0 | 0 | 0 | 0 | 0 | 0 | 0 | 0
0 | 0 | 0 | 0 | 0 | 0 | 0 | 0 | 0 | 0 | 0 | 0 | 0 | 0 | 0 | 0 | 0 | 0 | 0 | 0
0 | 0 | 0 | 0 | 0 | 0 | 0 | 0 | 0 | 0 | 0 | 0 | 0 | 0 | 0 | 0 | 0 | 0 | 0 | 0
0 | 0 | 0 | 0 | 0 | 0 | 0 | 0 | 0 | 0 | 0 | 0 | 0 | 0 | 0 | 0 | 0 | 0 | 0 | 0
0 | 0 | 0 | 0 | 0 | 0 | 0 | 0 | 0 | 0 | 0 | 0 | 0 | 0 | 0 | 0 | 0 | 0 | 0 | 0
0 | 0 | 0 | 0 | 0 | 0 | 0 | 0 | 0 | 0 | 0 | 0 | 0 | 0 | 0 | 0 | 0 | 0 | 0 | 0
0 | 0 | 0 | 0 | 0 | 0 | 0 | 0 | 0 | 0 | 0 | 0 | 0 | 0 | 0 | 0 | 0 | 0 | 0 | 0
0 | 0 | 0 | 0 | 0 | 0 | 0 | 0 | 0 | 0 | 0 | 0 | 0 | 0 | 0 | 0 | 0 | 0 | 0 | 0
0 | 0 | 0 | 0 | 0 | 0 | 0 | 0 | 0 | 0 | 0 | 0 | 0 | 0 | 0 | 0 | 0 | 0 | 0 | 0
0 | 0 | 0 | 0 | 0 | 0 | 0 | 0 | 0 | 0 | 0 | 0 | 0 | 0 | 0 | 0 | 0 | 0 | 0 | 0
0 | 0 | 0 | 0 | 0 | 0 | 0 | 0 | 0 | 0 | 0 | 0 | 0 | 0 | 0 | 0 | 0 | 0 | 0 | 0
0 | 0 | 0 | 0 | 0 | 0 | 0 | 0 | 0 | 0 | 0 | 0 | 0 | 0 | 0 | 0 | 0 | 0 | 0 | 0
0 | 0 | 0 | 0 | 0 | 0 | 0 | 0 | 0 | 0 | 0 | 0 | 0 | 0 | 0 | 0 | 0 | 0 | 0 | 0
0 | 0 | 0 | 0 | 0 | 0 | 0 | 0 | 0 | 0 | 0 | 0 | 0 | 0 | 0 | 0 | 0 | 0 | 0 | 0
0 | 0 | 0 | 0 | 0 | 0 | 0 | 0 | 0 | 0 | 0 | 0 | 0 | 0 | 0 | 0 | 0 | 0 | 0 | 0
0 | 0 | 0 | 0 | 0 | 0 | 0 | 0 | 0 | 0 | 0 | 0 | 0 | 0 | 0 | 0 | 0 | 0 | 0 | 0
0 | 0 | 0 | 0 | 0 | 0 | 0 | 0 | 0 | 0 | 0 | 0 | 0 | 0 | 0 | 0 | 0 | 0 | 0 | 0
0 | 0 | 0 | 0 | 0 | 0 | 0 | 0 | 0 | 0 | 0 | 0 | 0 | 0 | 0 | 0 | 0 | 0 | 0 | 0
0 | 0 | 0 | 0 | 0 | 0 | 0 | 0 | 0 | 0 | 0 | 0 | 0 | 0 | 0 | 0 | 0 | 0 | 0 | 0
0 | 0 | 0 | 0 | 0 | 0 | 0 | 0 | 0 | 0 | 0 | 0 | 0 | 0 | 0 | 0 | 0 | 0 | 0 | 0
0 | 0 | 0 | 0 | 0 | 0 | 0 | 0 | 0 | 0 | 0 | 0 | 0 | 0 | 0 | 0 | 0 | 0 | 0 | 0
0 | 0 | 0 | 0 | 0 | 0 | 0 | 0 | 0 | 0 | 0 | 0 | 0 | 0 | 0 | 0 | 0 | 0 | 0 | 0
0 | 0 | 0 | 0 | 0 | 0 | 0 | 0 | 0 | 0 | 0 | 0 | 0 | 0 | 0 | 0 | 0 | 0 | 0 | 0
0 | 0 | 0 | 0 | 0 | 0 | 0 | 0 | 0 | 0 | 0 | 0 | 0 | 0 | 0 | 0 | 0 | 0 | 0 | 0
0 | 0 | 0 | 0 | 0 | 0 | 0 | 0 | 0 | 0 | 0 | 0 | 0 | 0 | 0 | 0 | 0 | 0 | 0 | 0
0 | 0 | 0 | 0 | 0 | 0 | 0 | 0 | 0 | 0 | 0 | 0 | 0 | 0 | 0 | 0 | 0 | 0 | 0 | 0
0 | 0 | 0 | 0 | 0 | 0 | 0 | 0 | 0 | 0 | 0 | 0 | 0 | 0 | 0 | 0 | 0 | 0 | 0 | 0
0 | 0 | 0 | 0 | 0 | 0 | 0 | 0 | 0 | 0 | 0 | 0 | 0 | 0 | 0 | 0 | 0 | 0 | 0 | 0
0 | 0 | 0 | 0 | 0 | 0 | 0 | 0 | 0 | 0 | 0 | 0 | 0 | 0 | 0 | 0 | 0 | 0 | 0 | 0
0 | 0 | 0 | 0 | 0 | 0 | 0 | 0 | 0 | 0 | 0 | 0 | 0 | 0 | 0 | 0 | 0 | 0 | 0 | 0
0 | 0 | 0 | 0 | 0 | 0 | 0 | 0 | 0 | 0 | 0 | 0 | 0 | 0 | 0 | 0 | 0 | 0 | 0 | 0
0 | 0 | 0 | 0 | 0 | 0 | 0 | 0 | 0 | 0 | 0 | 0 | 0 | 0 | 0 | 0 | 0 | 0 | 0 | 0
0 | 0 | 0 | 0 | 0 | 0 | 0 | 0 | 0 | 0 | 0 | 0 | 0 | 0 | 0 | 0 | 0 | 0 | 0 | 0
0 | 0 | 0 | 0 | 0 | 0 | 0 | 0 | 0 | 0 | 0 | 0 | 0 | 0 | 0 | 0 | 0 | 0 | 0 | 0
0 | 0 | 0 | 0 | 0 | 0 | 0 | 0 | 0 | 0 | 0 | 0 | 0 | 0 | 0 | 0 | 0 | 0 | 0 | 0
0 | 0 | 0 | 0 | 0 | 0 | 0 | 0 | 0 | 0 | 0 | 0 | 0 | 0 | 0 | 0 | 0 | 0 | 0 | 0
0 | 0 | 0 | 0 | 0 | 0 | 0 | 0 | 0 | 0 | 0 | 0 | 0 | 0 | 0 | 0 | 0 | 0 | 0 | 0
0 | 0 | 0 | 0 | 0 | 0 | 0 | 0 | 0 | 0 | 0 | 0 | 0 | 0 | 0 | 0 | 0 | 0 | 0 | 0
0 | 0 | 0 | 0 | 0 | 0 | 0 | 0 | 0 | 0 | 0 | 0 | 0 | 0 | 0 | 0 | 0 | 0 | 0 | 0
0 | 0 | 0 | 0 | 0 | 0 | 0 | 0 | 0 | 0 | 0 | 0 | 0 | 0 | 0 | 0 | 0 | 0 | 0 | 0
0 | 0 | 0 | 0 | 0 | 0 | 0 | 0 | 0 | 0 | 0 | 0 | 0 | 0 | 0 | 0 | 0 | 0 | 0 | 0
0 | 0 | 0 | 0 | 0 | 0 | 0 | 0 | 0 | 0 | 0 | 0 | 0 | 0 | 0 | 0 | 0 | 0 | 0 | 0
0 | 0 | 0 | 0 | 0 | 0 | 0 | 0 | 0 | 0 | 0 | 0 | 0 | 0 | 0 | 0 | 0 | 0 | 0 | 0
0 | 0 | 0 | 0 | 0 | 0 | 0 | 0 | 0 | 0 | 0 | 0 | 0 | 0 | 0 | 0 | 0 | 0 | 0 | 0
0 | 0 | 0 | 0 | 0 | 0 | 0 | 0 | 0 | 0 | 0 | 0 | 0 | 0 | 0 | 0 | 0 | 0 | 0 | 0
0 | 0 | 0 | 0 | 0 | 0 | 0 | 0 | 0 | 0 | 0 | 0 | 0 | 0 | 0 | 0 | 0 | 0 | 0 | 0
0 | 0 | 0 | 0 | 0 | 0 | 0 | 0 | 0 | 0 | 0 | 0 | 0 | 0 | 0 | 0 | 0 | 0 | 0 | 0
0 | 0 | 0 | 0 | 0 | 0 | 0 | 0 | 0 | 0 | 0 | 0 | 0 | 0 | 0 | 0 | 0 | 0 | 0 | 0
0 | 0 | 0 | 0 | 0 | 0 | 0 | 0 | 0 | 0 | 0 | 0 | 0 | 0 | 0 | 0 | 0 | 0 | 0 | 0
0 | 0 | 0 | 0 | 0 | 0 | 0 | 0 | 0 | 0 | 0 | 0 | 0 | 0 | 0 | 0 | 0 | 0 | 0 | 0
0 | 0 | 0 | 0 | 0 | 0 | 0 | 0 | 0 | 0 | 0 | 0 | 0 | 0 | 0 | 0 | 0 | 0 | 0 | 0
0 | 0 | 0 | 0 | 0 | 0 | 0 | 0 | 0 | 0 | 0 | 0 | 0 | 0 | 0 | 0 | 0 | 0 | 0 | 0
0 | 0 | 0 | 0 | 0 | 0 | 0 | 0 | 0 | 0 | 0 | 0 | 0 | 0 | 0 | 0 | 0 | 0 | 0 | 0
0 | 0 | 0 | 0 | 0 | 0 | 0 | 0 | 0 | 0 | 0 | 0 | 0 | 0 | 0 | 0 | 0 | 0 | 0 | 0
0 | 0 | 0 | 0 | 0 | 0 | 0 | 0 | 0 | 0 | 0 | 0 | 0 | 0 | 0 | 0 | 0 | 0 | 0 | 0
0 | 0 | 0 | 0 | 0 | 0 | 0 | 0 | 0 | 0 | 0 | 0 | 0 | 0 | 0 | 0 | 0 | 0 | 0 | 0
0 | 0 | 0 | 0 | 0 | 0 | 0 | 0 | 0 | 0 | 0 | 0 | 0 | 0 | 0 | 0 | 0 | 0 | 0 | 0
0 | 0 | 0 | 0 | 0 | 0 | 0 | 0 | 0 | 0 | 0 | 0 | 0 | 0 | 0 | 0 | 0 | 0 | 0 | 0
0 | 0 | 0 | 0 | 0 | 0 | 0 | 0 | 0 | 0 | 0 | 0 | 0 | 0 | 0 | 0 | 0 | 0 | 0 | 0
0 | 0 | 0 | 0 | 0 | 0 | 0 | 0 | 0 | 0 | 0 | 0 | 0 | 0 | 0 | 0 | 0 | 0 | 0 | 0
0 | 0 | 0 | 0 | 0 | 0 | 0 | 0 | 0 | 0 | 0 | 0 | 0 | 0 | 0 | 0 | 0 | 0 | 0 | 0
0 | 0 | 0 | 0 | 0 | 0 | 0 | 0 | 0 | 0 | 0 | 0 | 0 | 0 | 0 | 0 | 0 | 0 | 0 | 0
0 | 0 | 0 | 0 | 0 | 0 | 0 | 0 | 0 | 0 | 0 | 0 | 0 | 0 | 0 | 0 | 0 | 0 | 0 | 0
0 | 0 | 0 | 0 | 0 | 0 | 0 | 0 | 0 | 0 | 0 | 0 | 0 | 0 | 0 | 0 | 0 | 0 | 0 | 0
0 | 0 | 0 | 0 | 0 | 0 | 0 | 0 | 0 | 0 | 0 | 0 | 0 | 0 | 0 | 0 | 0 | 0 | 0 | 0
0 | 0 | 0 | 0 | 0 | 0 | 0 | 0 | 0 | 0 | 0 | 0 | 0 | 0 | 0 | 0 | 0 | 0 | 0 | 0
0 | 0 | 0 | 0 | 0 | 0 | 0 | 0 | 0 | 0 | 0 | 0 | 0 | 0 | 0 | 0 | 0 | 0 | 0 | 0
0 | 0 | 0 | 0 | 0 | 0 | 0 | 0 | 0 | 0 | 0 | 0 | 0 | 0 | 0 | 0 | 0 | 0 | 0 | 0
0 | 0 | 0 | 0 | 0 | 0 | 0 | 0 | 0 | 0 | 0 | 0 | 0 | 0 | 0 | 0 | 0 | 0 | 0 | 0
0 | 0 | 0 | 0 | 0 | 0 | 0 | 0 | 0 | 0 | 0 | 0 | 0 | 0 | 0 | 0 | 0 | 0 | 0 | 0
0 | 0 | 0 | 0 | 0 | 0 | 0 | 0 | 0 | 0 | 0 | 0 | 0 | 0 | 0 | 0 | 0 | 0 | 0 | 0
0 | 0 | 0 | 0 | 0 | 0 | 0 | 0 | 0 | 0 | 0 | 0 | 0 | 0 | 0 | 0 | 0 | 0 | 0 | 0
0 | 0 | 0 | 0 | 0 | 0 | 0 | 0 | 0 | 0 | 0 | 0 | 0 | 0 | 0 | 0 | 0 | 0 | 0 | 0
0 | 0 | 0 | 0 | 0 | 0 | 0 | 0 | 0 | 0 | 0 | 0 | 0 | 0 | 0 | 0 | 0 | 0 | 0 | 0
0 | 0 | 0 | 0 | 0 | 0 | 0 | 0 | 0 | 0 | 0 | 0 | 0 | 0 | 0 | 0 | 0 | 0 | 0 | 0
0 | 0 | 0 | 0 | 0 | 0 | 0 | 0 | 0 | 0 | 0 | 0 | 0 | 0 | 0 | 0 | 0 | 0 | 0 | 0
0 | 0 | 0 | 0 | 0 | 0 | 0 | 0 | 0 | 0 | 0 | 0 | 0 | 0 | 0 | 0 | 0 | 0 | 0 | 0
0 | 0 | 0 | 0 | 0 | 0 | 0 | 0 | 0 | 0 | 0 | 0 | 0 | 0 | 0 | 0 | 0 | 0 | 0 | 0
0 | 0 | 0 | 0 | 0 | 0 | 0 | 0 | 0 | 0 | 0 | 0 | 0 | 0 | 0 | 0 | 0 | 0 | 0 | 0
0 | 0 | 0 | 0 | 0 | 0 | 0 | 0 | 0 | 0 | 0 | 0 | 0 | 0 | 0 | 0 | 0 | 0 | 0 | 0
0 | 0 | 0 | 0 | 0 | 0 | 0 | 0 | 0 | 0 | 0 | 0 | 0 | 0 | 0 | 0 | 0 | 0 | 0 | 0
0 | 0 | 0 | 0 | 0 | 0 | 0 | 0 | 0 | 0 | 0 | 0 | 0 | 0 | 0 | 0 | 0 | 0 | 0 | 0
0 | 0 | 0 | 0 | 0 | 0 | 0 | 0 | 0 | 0 | 0 | 0 | 0 | 0 | 0 | 0 | 0 | 0 | 0 | 0
0 | 0 | 0 | 0 | 0 | 0 | 0 | 0 | 0 | 0 | 0 | 0 | 0 | 0 | 0 | 0 | 0 | 0 | 0 | 0
0 | 0 | 0 | 0 | 0 | 0 | 0 | 0 | 0 | 0 | 0 | 0 | 0 | 0 | 0 | 0 | 0 | 0 | 0 | 0
0 | 0 | 0 | 0 | 0 | 0 | 0 | 0 | 0 | 0 | 0 | 0 | 0 | 0 | 0 | 0 | 0 | 0 | 0 | 0
0 | 0 | 0 | 0 | 0 | 0 | 0 | 0 | 0 | 0 | 0 | 0 | 0 | 0 | 0 | 0 | 0 | 0 | 0 | 0
0 | 0 | 0 | 0 | 0 | 0 | 0 | 0 | 0 | 0 | 0 | 0 | 0 | 0 | 0 | 0 | 0 | 0 | 0 | 0
0 | 0 | 0 | 0 | 0 | 0 | 0 | 0 | 0 | 0 | 0 | 0 | 0 | 0 | 0 | 0 | 0 | 0 | 0 | 0
0 | 0 | 0 | 0 | 0 | 0 | 0 | 0 | 0 | 0 | 0 | 0 | 0 | 0 | 0 | 0 | 0 | 0 | 0 | 0
0 | 0 | 0 | 0 | 0 | 0 | 0 | 0 | 0 | 0 | 0 | 0 | 0 | 0 | 0 | 0 | 0 | 0 | 0 | 0
0 | 0 | 0 | 0 | 0 | 0 | 0 | 0 | 0 | 0 | 0 | 0 | 0 | 0 | 0 | 0 | 0 | 0 | 0 | 0
0 | 0 | 0 | 0 | 0 | 0 | 0 | 0 | 0 | 0 | 0 | 0 | 0 | 0 | 0 | 0 | 0 | 0 | 0 | 0
0 | 0 | 0 | 0 | 0 | 0 | 0 | 0 | 0 | 0 | 0 | 0 | 0 | 0 | 0 | 0 | 0 | 0 | 0 | 0
0 | 0 | 0 | 0 | 0 | 0 | 0 | 0 | 0 | 0 | 0 | 0 | 0 | 0 | 0 | 0 | 0 | 0 | 0 | 0
0 | 0 | 0 | 0 | 0 | 0 | 0 | 0 | 0 | 0 | 0 | 0 | 0 | 0 | 0 | 0 | 0 | 0 | 0 | 0
0 | 0 | 0 | 0 | 0 | 0 | 0 | 0 | 0 | 0 | 0 | 0 | 0 | 0 | 0 | 0 | 0 | 0 | 0 | 0
0 | 0 | 0 | 0 | 0 | 0 | 0 | 0 | 0 | 0 | 0 | 0 | 0 | 0 | 0 | 0 | 0 | 0 | 0 | 0
0 | 0 | 0 | 0 | 0 | 0 | 0 | 0 | 0 | 0 | 0 | 0 | 0 | 0 | 0 | 0 | 0 | 0 | 0 | 0
0 | 0 | 0 | 0 | 0 | 0 | 0 | 0 | 0 | 0 | 0 | 0 | 0 | 0 | 0 | 0 | 0 | 0 | 0 | 0
0 | 0 | 0 | 0 | 0 | 0 | 0 | 0 | 0 | 0 | 0 | 0 | 0 | 0 | 0 | 0 | 0 | 0 | 0 | 0
0 | 0 | 0 | 0 | 0 | 0 | 0 | 0 | 0 | 0 | 0 | 0 | 0 | 0 | 0 | 0 | 0 | 0 | 0 | 0
0 | 0 | 0 | 0 | 0 | 0 | 0 | 0 | 0 | 0 | 0 | 0 | 0 | 0 | 0 | 0 | 0 | 0 | 0 | 0
0 | 0 | 0 | 0 | 0 | 0 | 0 | 0 | 0 | 0 | 0 | 0 | 0 | 0 | 0 | 0 | 0 | 0 | 0 | 0
0 | 0 | 0 | 0 | 0 | 0 | 0 | 0 | 0 | 0 | 0 | 0 | 0 | 0 | 0 | 0 | 0 | 0 | 0 | 0
0 | 0 | 0 | 0 | 0 | 0 | 0 | 0 | 0 | 0 | 0 | 0 | 0 | 0 | 0 | 0 | 0 | 0 | 0 | 0
0 | 0 | 0 | 0 | 0 | 0 | 0 | 0 | 0 | 0 | 0 | 0 | 0 | 0 | 0 | 0 | 0 | 0 | 0 | 0
0 | 0 | 0 | 0 | 0 | 0 | 0 | 0 | 0 | 0 | 0 | 0 | 0 | 0 | 0 | 0 | 0 | 0 | 0 | 0
0 | 0 | 0 | 0 | 0 | 0 | 0 | 0 | 0 | 0 | 0 | 0 | 0 | 0 | 0 | 0 | 0 | 0 | 0 | 0
0 | 0 | 0 | 0 | 0 | 0 | 0 | 0 | 0 | 0 | 0 | 0 | 0 | 0 | 0 | 0 | 0 | 0 | 0 | 0
0 | 0 | 0 | 0 | 0 | 0 | 0 | 0 | 0 | 0 | 0 | 0 | 0 | 0 | 0 | 0 | 0 | 0 | 0 | 0
0 | 0 | 0 | 0 | 0 | 0 | 0 | 0 | 0 | 0 | 0 | 0 | 0 | 0 | 0 | 0 | 0 | 0 | 0 | 0
0 | 0 | 0 | 0 | 0 | 0 | 0 | 0 | 0 | 0 | 0 | 0 | 0 | 0 | 0 | 0 | 0 | 0 | 0 | 0
0 | 0 | 0 | 0 | 0 | 0 | 0 | 0 | 0 | 0 | 0 | 0 | 0 | 0 | 0 | 0 | 0 | 0 | 0 | 0
0 | 0 | 0 | 0 | 0 | 0 | 0 | 0 | 0 | 0 | 0 | 0 | 0 | 0 | 0 | 0 | 0 | 0 | 0 | 0
0 | 0 | 0 | 0 | 0 | 0 | 0 | 0 | 0 | 0 | 0 | 0 | 0 | 0 | 0 | 0 | 0 | 0 | 0 | 0
0 | 0 | 0 | 0 | 0 | 0 | 0 | 0 | 0 | 0 | 0 | 0 | 0 | 0 | 0 | 0 | 0 | 0 | 0 | 0
0 | 0 | 0 | 0 | 0 | 0 | 0 | 0 | 0 | 0 | 0 | 0 | 0 | 0 | 0 | 0 | 0 | 0 | 0 | 0
0 | 0 | 0 | 0 | 0 | 0 | 0 | 0 | 0 | 0 | 0 | 0 | 0 | 0 | 0 | 0 | 0 | 0 | 0 | 0
0 | 0 | 0 | 0 | 0 | 0 | 0 | 0 | 0 | 0 | 0 | 0 | 0 | 0 | 0 | 0 | 0 | 0 | 0 | 0
0 | 0 | 0 | 0 | 0 | 0 | 0 | 0 | 0 | 0 | 0 | 0 | 0 | 0 | 0 | 0 | 0 | 0 | 0 | 0
0 | 0 | 0 | 0 | 0 | 0 | 0 | 0 | 0 | 0 | 0 | 0 | 0 | 0 | 0 | 0 | 0 | 0 | 0 | 0
0 | 0 | 0 | 0 | 0 | 0 | 0 | 0 | 0 | 0 | 0 | 0 | 0 | 0 | 0 | 0 | 0 | 0 | 0 | 0
0 | 0 | 0 | 0 | 0 | 0 | 0 | 0 | 0 | 0 | 0 | 0 | 0 | 0 | 0 | 0 | 0 | 0 | 0 | 0
0 | 0 | 0 | 0 | 0 | 0 | 0 | 0 | 0 | 0 | 0 | 0 | 0 | 0 | 0 | 0 | 0 | 0 | 0 | 0
0 | 0 | 0 | 0 | 0 | 0 | 0 | 0 | 0 | 0 | 0 | 0 | 0 | 0 | 0 | 0 | 0 | 0 | 0 | 0
0 | 0 | 0 | 0 | 0 | 0 | 0 | 0 | 0 | 0 | 0 | 0 | 0 | 0 | 0 | 0 | 0 | 0 | 0 | 0
0 | 0 | 0 | 0 | 0 | 0 | 0 | 0 | 0 | 0 | 0 | 0 | 0 | 0 | 0 | 0 | 0 | 0 | 0 | 0
0 | 0 | 0 | 0 | 0 | 0 | 0 | 0 | 0 | 0 | 0 | 0 | 0 | 0 | 0 | 0 | 0 | 0 | 0 | 0
0 | 0 | 0 | 0 | 0 | 0 | 0 | 0 | 0 | 0 | 0 | 0 | 0 | 0 | 0 | 0 | 0 | 0 | 0 | 0
0 | 0 | 0 | 0 | 0 | 0 | 0 | 0 | 0 | 0 | 0 | 0 | 0 | 0 | 0 | 0 | 0 | 0 | 0 | 0
0 | 0 | 0 | 0 | 0 | 0 | 0 | 0 | 0 | 0 | 0 | 0 | 0 | 0 | 0 | 0 | 0 | 0 | 0 | 0
0 | 0 | 0 | 0 | 0 | 0 | 0 | 0 | 0 | 0 | 0 | 0 | 0 | 0 | 0 | 0 | 0 | 0 | 0 | 0
0 | 0 | 0 | 0 | 0 | 0 | 0 | 0 | 0 | 0 | 0 | 0 | 0 | 0 | 0 | 0 | 0 | 0 | 0 | 0
0 | 0 | 0 | 0 | 0 | 0 | 0 | 0 | 0 | 0 | 0 | 0 | 0 | 0 | 0 | 0 | 0 | 0 | 0 | 0
0 | 0 | 0 | 0 | 0 | 0 | 0 | 0 | 0 | 0 | 0 | 0 | 0 | 0 | 0 | 0 | 0 | 0 | 0 | 0
0 | 0 | 0 | 0 | 0 | 0 | 0 | 0 | 0 | 0 | 0 | 0 | 0 | 0 | 0 | 0 | 0 | 0 | 0 | 0
0 | 0 | 0 | 0 | 0 | 0 | 0 | 0 | 0 | 0 | 0 | 0 | 0 | 0 | 0 | 0 | 0 | 0 | 0 | 0
0 | 0 | 0 | 0 | 0 | 0 | 0 | 0 | 0 | 0 | 0 | 0 | 0 | 0 | 0 | 0 | 0 | 0 | 0 | 0
0 | 0 | 0 | 0 | 0 | 0 | 0 | 0 | 0 | 0 | 0 | 0 | 0 | 0 | 0 | 0 | 0 | 0 | 0 | 0
0 | 0 | 0 | 0 | 0 | 0 | 0 | 0 | 0 | 0 | 0 | 0 | 0 | 0 | 0 | 0 | 0 | 0 | 0 | 0
0 | 0 | 0 | 0 | 0 | 0 | 0 | 0 | 0 | 0 | 0 | 0 | 0 | 0 | 0 | 0 | 0 | 0 | 0 | 0
0 | 0 | 0 | 0 | 0 | 0 | 0 | 0 | 0 | 0 | 0 | 0 | 0 | 0 | 0 | 0 | 0 | 0 | 0 | 0
0 | 0 | 0 | 0 | 0 | 0 | 0 | 0 | 0 | 0 | 0 | 0 | 0 | 0 | 0 | 0 | 0 | 0 | 0 | 0
0 | 0 | 0 | 0 | 0 | 0 | 0 | 0 | 0 | 0 | 0 | 0 | 0 | 0 | 0 | 0 | 0 | 0 | 0 | 0
0 | 0 | 0 | 0 | 0 | 0 | 0 | 0 | 0 | 0 | 0 | 0 | 0 | 0 | 0 | 0 | 0 | 0 | 0 | 0
0 | 0 | 0 | 0 | 0 | 0 | 0 | 0 | 0 | 0 | 0 | 0 | 0 | 0 | 0 | 0 | 0 | 0 | 0 | 0
0 | 0 | 0 | 0 | 0 | 0 | 0 | 0 | 0 | 0 | 0 | 0 | 0 | 0 | 0 | 0 | 0 | 0 | 0 | 0
0 | 0 | 0 | 0 | 0 | 0 | 0 | 0 | 0 | 0 | 0 | 0 | 0 | 0 | 0 | 0 | 0 | 0 | 0 | 0
0 | 0 | 0 | 0 | 0 | 0 | 0 | 0 | 0 | 0 | 0 | 0 | 0 | 0 | 0 | 0 | 0 | 0 | 0 | 0
0 | 0 | 0 | 0 | 0 | 0 | 0 | 0 | 0 | 0 | 0 | 0 | 0 | 0 | 0 | 0 | 0 | 0 | 0 | 0
0 | 0 | 0 | 0 | 0 | 0 | 0 | 0 | 0 | 0 | 0 | 0 | 0 | 0 | 0 | 0 | 0 | 0 | 0 | 0
0 | 0 | 0 | 0 | 0 | 0 | 0 | 0 | 0 | 0 | 0 | 0 | 0 | 0 | 0 | 0 | 0 | 0 | 0 | 0
0 | 0 | 0 | 0 | 0 | 0 | 0 | 0 | 0 | 0 | 0 | 0 | 0 | 0 | 0 | 0 | 0 | 0 | 0 | 0
0 | 0 | 0 | 0 | 0 | 0 | 0 | 0 | 0 | 0 | 0 | 0 | 0 | 0 | 0 | 0 | 0 | 0 | 0 | 0
0 | 0 | 0 | 0 | 0 | 0 | 0 | 0 | 0 | 0 | 0 | 0 | 0 | 0 | 0 | 0 | 0 | 0 | 0 | 0
0 | 0 | 0 | 0 | 0 | 0 | 0 | 0 | 0 | 0 | 0 | 0 | 0 | 0 | 0 | 0 | 0 | 0 | 0 | 0
0 | 0 | 0 | 0 | 0 | 0 | 0 | 0 | 0 | 0 | 0 | 0 | 0 | 0 | 0 | 0 | 0 | 0 | 0 | 0
0 | 0 | 0 | 0 | 0 | 0 | 0 | 0 | 0 | 0 | 0 | 0 | 0 | 0 | 0 | 0 | 0 | 0 | 0 | 0
0 | 0 | 0 | 0 | 0 | 0 | 0 | 0 | 0 | 0 | 0 | 0 | 0 | 0 | 0 | 0 | 0 | 0 | 0 | 0
0 | 0 | 0 | 0 | 0 | 0 | 0 | 0 | 0 | 0 | 0 | 0 | 0 | 0 | 0 | 0 | 0 | 0 | 0 | 0
0 | 0 | 0 | 0 | 0 | 0 | 0 | 0 | 0 | 0 | 0 | 0 | 0 | 0 | 0 | 0 | 0 | 0 | 0 | 0
0 | 0 | 0 | 0 | 0 | 0 | 0 | 0 | 0 | 0 | 0 | 0 | 0 | 0 | 0 | 0 | 0 | 0 | 0 | 0
0 | 0 | 0 | 0 | 0 | 0 | 0 | 0 | 0 | 0 | 0 | 0 | 0 | 0 | 0 | 0 | 0 | 0 | 0 | 0
0 | 0 | 0 | 0 | 0 | 0 | 0 | 0 | 0 | 0 | 0 | 0 | 0 | 0 | 0 | 0 | 0 | 0 | 0 | 0
0 | 0 | 0 | 0 | 0 | 0 | 0 | 0 | 0 | 0 | 0 | 0 | 0 | 0 | 0 | 0 | 0 | 0 | 0 | 0
0 | 0 | 0 | 0 | 0 | 0 | 0 | 0 | 0 | 0 | 0 | 0 | 0 | 0 | 0 | 0 | 0 | 0 | 0 | 0
0 | 0 | 0 | 0 | 0 | 0 | 0 | 0 | 0 | 0 | 0 | 0 | 0 | 0 | 0 | 0 | 0 | 0 | 0 | 0
0 | 0 | 0 | 0 | 0 | 0 | 0 | 0 | 0 | 0 | 0 | 0 | 0 | 0 | 0 | 0 | 0 | 0 | 0 | 0
0 | 0 | 0 | 0 | 0 | 0 | 0 | 0 | 0 | 0 | 0 | 0 | 0 | 0 | 0 | 0 | 0 | 0 | 0 | 0
0 | 0 | 0 | 0 | 0 | 0 | 0 | 0 | 0 | 0 | 0 | 0 | 0 | 0 | 0 | 0 | 0 | 0 | 0 | 0
0 | 0 | 0 | 0 | 0 | 0 | 0 | 0 | 0 | 0 | 0 | 0 | 0 | 0 | 0 | 0 | 0 | 0 | 0 | 0
0 | 0 | 0 | 0 | 0 | 0 | 0 | 0 | 0 | 0 | 0 | 0 | 0 | 0 | 0 | 0 | 0 | 0 | 0 | 0
0 | 0 | 0 | 0 | 0 | 0 | 0 | 0 | 0 | 0 | 0 | 0 | 0 | 0 | 0 | 0 | 0 | 0 | 0 | 0
0 | 0 | 0 | 0 | 0 | 0 | 0 | 0 | 0 | 0 | 0 | 0 | 0 | 0 | 0 | 0 | 0 | 0 | 0 | 0
0 | 0 | 0 | 0 | 0 | 0 | 0 | 0 | 0 | 0 | 0 | 0 | 0 | 0 | 0 | 0 | 0 | 0 | 0 | 0
0 | 0 | 0 | 0 | 0 | 0 | 0 | 0 | 0 | 0 | 0 | 0 | 0 | 0 | 0 | 0 | 0 | 0 | 0 | 0
0 | 0 | 0 | 0 | 0 | 0 | 0 | 0 | 0 | 0 | 0 | 0 | 0 | 0 | 0 | 0 | 0 | 0 | 0 | 0
0 | 0 | 0 | 0 | 0 | 0 | 0 | 0 | 0 | 0 | 0 | 0 | 0 | 0 | 0 | 0 | 0 | 0 | 0 | 0
0 | 0 | 0 | 0 | 0 | 0 | 0 | 0 | 0 | 0 | 0 | 0 | 0 | 0 | 0 | 0 | 0 | 0 | 0 | 0
0 | 0 | 0 | 0 | 0 | 0 | 0 | 0 | 0 | 0 | 0 | 0 | 0 | 0 | 0 | 0 | 0 | 0 | 0 | 0
0 | 0 | 0 | 0 | 0 | 0 | 0 | 0 | 0 | 0 | 0 | 0 | 0 | 0 | 0 | 0 | 0 | 0 | 0 | 0
0 | 0 | 0 | 0 | 0 | 0 | 0 | 0 | 0 | 0 | 0 | 0 | 0 | 0 | 0 | 0 | 0 | 0 | 0 | 0
0 | 0 | 0 | 0 | 0 | 0 | 0 | 0 | 0 | 0 | 0 | 0 | 0 | 0 | 0 | 0 | 0 | 0 | 0 | 0
0 | 0 | 0 | 0 | 0 | 0 | 0 | 0 | 0 | 0 | 0 | 0 | 0 | 0 | 0 | 0 | 0 | 0 | 0 | 0
0 | 0 | 0 | 0 | 0 | 0 | 0 | 0 | 0 | 0 | 0 | 0 | 0 | 0 | 0 | 0 | 0 | 0 | 0 | 0
0 | 0 | 0 | 0 | 0 | 0 | 0 | 0 | 0 | 0 | 0 | 0 | 0 | 0 | 0 | 0 | 0 | 0 | 0 | 0
0 | 0 | 0 | 0 | 0 | 0 | 0 | 0 | 0 | 0 | 0 | 0 | 0 | 0 | 0 | 0 | 0 | 0 | 0 | 0
0 | 0 | 0 | 0 | 0 | 0 | 0 | 0 | 0 | 0 | 0 | 0 | 0 | 0 | 0 | 0 | 0 | 0 | 0 | 0
0 | 0 | 0 | 0 | 0 | 0 | 0 | 0 | 0 | 0 | 0 | 0 | 0 | 0 | 0 | 0 | 0 | 0 | 0 | 0
0 | 0 | 0 | 0 | 0 | 0 | 0 | 0 | 0 | 0 | 0 | 0 | 0 | 0 | 0 | 0 | 0 | 0 | 0 | 0
0 | 0 | 0 | 0 | 0 | 0 | 0 | 0 | 0 | 0 | 0 | 0 | 0 | 0 | 0 | 0 | 0 | 0 | 0 | 0
0 | 0 | 0 | 0 | 0 | 0 | 0 | 0 | 0 | 0 | 0 | 0 | 0 | 0 | 0 | 0 | 0 | 0 | 0 | 0
0 | 0 | 0 | 0 | 0 | 0 | 0 | 0 | 0 | 0 | 0 | 0 | 0 | 0 | 0 | 0 | 0 | 0 | 0 | 0
0 | 0 | 0 | 0 | 0 | 0 | 0 | 0 | 0 | 0 | 0 | 0 | 0 | 0 | 0 | 0 | 0 | 0 | 0 | 0
0 | 0 | 0 | 0 | 0 | 0 | 0 | 0 | 0 | 0 | 0 | 0 | 0 | 0 | 0 | 0 | 0 | 0 | 0 | 0
0 | 0 | 0 | 0 | 0 | 0 | 0 | 0 | 0 | 0 | 0 | 0 | 0 | 0 | 0 | 0 | 0 | 0 | 0 | 0
0 | 0 | 0 | 0 | 0 | 0 | 0 | 0 | 0 | 0 | 0 | 0 | 0 | 0 | 0 | 0 | 0 | 0 | 0 | 0
0 | 0 | 0 | 0 | 0 | 0 | 0 | 0 | 0 | 0 | 0 | 0 | 0 | 0 | 0 | 0 | 0 | 0 | 0 | 0
0 | 0 | 0 | 0 | 0 | 0 | 0 | 0 | 0 | 0 | 0 | 0 | 0 | 0 | 0 | 0 | 0 | 0 | 0 | 0
0 | 0 | 0 | 0 | 0 | 0 | 0 | 0 | 0 | 0 | 0 | 0 | 0 | 0 | 0 | 0 | 0 | 0 | 0 | 0
0 | 0 | 0 | 0 | 0 | 0 | 0 | 0 | 0 | 0 | 0 | 0 | 0 | 0 | 0 | 0 | 0 | 0 | 0 | 0
0 | 0 | 0 | 0 | 0 | 0 | 0 | 0 | 0 | 0 | 0 | 0 | 0 | 0 | 0 | 0 | 0 | 0 | 0 | 0
0 | 0 | 0 | 0 | 0 | 0 | 0 | 0 | 0 | 0 | 0 | 0 | 0 | 0 | 0 | 0 | 0 | 0 | 0 | 0
0 | 0 | 0 | 0 | 0 | 0 | 0 | 0 | 0 | 0 | 0 | 0 | 0 | 0 | 0 | 0 | 0 | 0 | 0 | 0
0 | 0 | 0 | 0 | 0 | 0 | 0 | 0 | 0 | 0 | 0 | 0 | 0 | 0 | 0 | 0 | 0 | 0 | 0 | 0
0 | 0 | 0 | 0 | 0 | 0 | 0 | 0 | 0 | 0 | 0 | 0 | 0 | 0 | 0 | 0 | 0 | 0 | 0 | 0
0 | 0 | 0 | 0 | 0 | 0 | 0 | 0 | 0 | 0 | 0 | 0 | 0 | 0 | 0 | 0 | 0 | 0 | 0 | 0
0 | 0 | 0 | 0 | 0 | 0 | 0 | 0 | 0 | 0 | 0 | 0 | 0 | 0 | 0 | 0 | 0 | 0 | 0 | 0
0 | 0 | 0 | 0 | 0 | 0 | 0 | 0 | 0 | 0 | 0 | 0 | 0 | 0 | 0 | 0 | 0 | 0 | 0 | 0
0 | 0 | 0 | 0 | 0 | 0 | 0 | 0 | 0 | 0 | 0 | 0 | 0 | 0 | 0 | 0 | 0 | 0 | 0 | 0
0 | 0 | 0 | 0 | 0 | 0 | 0 | 0 | 0 | 0 | 0 | 0 | 0 | 0 | 0 | 0 | 0 | 0 | 0 | 0
0 | 0 | 0 | 0 | 0 | 0 | 0 | 0 | 0 | 0 | 0 | 0 | 0 | 0 | 0 | 0 | 0 | 0 | 0 | 0
0 | 0 | 0 | 0 | 0 | 0 | 0 | 0 | 0 | 0 | 0 | 0 | 0 | 0 | 0 | 0 | 0 | 0 | 0 | 0
0 | 0 | 0 | 0 | 0 | 0 | 0 | 0 | 0 | 0 | 0 | 0 | 0 | 0 | 0 | 0 | 0 | 0 | 0 | 0
0 | 0 | 0 | 0 | 0 | 0 | 0 | 0 | 0 | 0 | 0 | 0 | 0 | 0 | 0 | 0 | 0 | 0 | 0 | 0
0 | 0 | 0 | 0 | 0 | 0 | 0 | 0 | 0 | 0 | 0 | 0 | 0 | 0 | 0 | 0 | 0 | 0 | 0 | 0
0 | 0 | 0 | 0 | 0 | 0 | 0 | 0 | 0 | 0 | 0 | 0 | 0 | 0 | 0 | 0 | 0 | 0 | 0 | 0
0 | 0 | 0 | 0 | 0 | 0 | 0 | 0 | 0 | 0 | 0 | 0 | 0 | 0 | 0 | 0 | 0 | 0 | 0 | 0
0 | 0 | 0 | 0 | 0 | 0 | 0 | 0 | 0 | 0 | 0 | 0 | 0 | 0 | 0 | 0 | 0 | 0 | 0 | 0
0 | 0 | 0 | 0 | 0 | 0 | 0 | 0 | 0 | 0 | 0 | 0 | 0 | 0 | 0 | 0 | 0 | 0 | 0 | 0
0 | 0 | 0 | 0 | 0 | 0 | 0 | 0 | 0 | 0 | 0 | 0 | 0 | 0 | 0 | 0 | 0 | 0 | 0 | 0
0 | 0 | 0 | 0 | 0 | 0 | 0 | 0 | 0 | 0 | 0 | 0 | 0 | 0 | 0 | 0 | 0 | 0 | 0 | 0
0 | 0 | 0 | 0 | 0 | 0 | 0 | 0 | 0 | 0 | 0 | 0 | 0 | 0 | 0 | 0 | 0 | 0 | 0 | 0
0 | 0 | 0 | 0 | 0 | 0 | 0 | 0 | 0 | 0 | 0 | 0 | 0 | 0 | 0 | 0 | 0 | 0 | 0 | 0
0 | 0 | 0 | 0 | 0 | 0 | 0 | 0 | 0 | 0 | 0 | 0 | 0 | 0 | 0 | 0 | 0 | 0 | 0 | 0
0 | 0 | 0 | 0 | 0 | 0 | 0 | 0 | 0 | 0 | 0 | 0 | 0 | 0 | 0 | 0 | 0 | 0 | 0 | 0
0 | 0 | 0 | 0 | 0 | 0 | 0 | 0 | 0 | 0 | 0 | 0 | 0 | 0 | 0 | 0 | 0 | 0 | 0 | 0
0 | 0 | 0 | 0 | 0 | 0 | 0 | 0 | 0 | 0 | 0 | 0 | 0 | 0 | 0 | 0 | 0 | 0 | 0 | 0
0 | 0 | 0 | 0 | 0 | 0 | 0 | 0 | 0 | 0 | 0 | 0 | 0 | 0 | 0 | 0 | 0 | 0 | 0 | 0
0 | 0 | 0 | 0 | 0 | 0 | 0 | 0 | 0 | 0 | 0 | 0 | 0 | 0 | 0 | 0 | 0 | 0 | 0 | 0
0 | 0 | 0 | 0 | 0 | 0 | 0 | 0 | 0 | 0 | 0 | 0 | 0 | 0 | 0 | 0 | 0 | 0 | 0 | 0
0 | 0 | 0 | 0 | 0 | 0 | 0 | 0 | 0 | 0 | 0 | 0 | 0 | 0 | 0 | 0 | 0 | 0 | 0 | 0
0 | 0 | 0 | 0 | 0 | 0 | 0 | 0 | 0 | 0 | 0 | 0 | 0 | 0 | 0 | 0 | 0 | 0 | 0 | 0
0 | 0 | 0 | 0 | 0 | 0 | 0 | 0 | 0 | 0 | 0 | 0 | 0 | 0 | 0 | 0 | 0 | 0 | 0 | 0
0 | 0 | 0 | 0 | 0 | 0 | 0 | 0 | 0 | 0 | 0 | 0 | 0 | 0 | 0 | 0 | 0 | 0 | 0 | 0
0 | 0 | 0 | 0 | 0 | 0 | 0 | 0 | 0 | 0 | 0 | 0 | 0 | 0 | 0 | 0 | 0 | 0 | 0 | 0
0 | 0 | 0 | 0 | 0 | 0 | 0 | 0 | 0 | 0 | 0 | 0 | 0 | 0 | 0 | 0 | 0 | 0 | 0 | 0
0 | 0 | 0 | 0 | 0 | 0 | 0 | 0 | 0 | 0 | 0 | 0 | 0 | 0 | 0 | 0 | 0 | 0 | 0 | 0
0 | 0 | 0 | 0 | 0 | 0 | 0 | 0 | 0 | 0 | 0 | 0 | 0 | 0 | 0 | 0 | 0 | 0 | 0 | 0
0 | 0 | 0 | 0 | 0 | 0 | 0 | 0 | 0 | 0 | 0 | 0 | 0 | 0 | 0 | 0 | 0 | 0 | 0 | 0
0 | 0 | 0 | 0 | 0 | 0 | 0 | 0 | 0 | 0 | 0 | 0 | 0 | 0 | 0 | 0 | 0 | 0 | 0 | 0
0 | 0 | 0 | 0 | 0 | 0 | 0 | 0 | 0 | 0 | 0 | 0 | 0 | 0 | 0 | 0 | 0 | 0 | 0 | 0
0 | 0 | 0 | 0 | 0 | 0 | 0 | 0 | 0 | 0 | 0 | 0 | 0 | 0 | 0 | 0 | 0 | 0 | 0 | 0
0 | 0 | 0 | 0 | 0 | 0 | 0 | 0 | 0 | 0 | 0 | 0 | 0 | 0 | 0 | 0 | 0 | 0 | 0 | 0
0 | 0 | 0 | 0 | 0 | 0 | 0 | 0 | 0 | 0 | 0 | 0 | 0 | 0 | 0 | 0 | 0 | 0 | 0 | 0
0 | 0 | 0 | 0 | 0 | 0 | 0 | 0 | 0 | 0 | 0 | 0 | 0 | 0 | 0 | 0 | 0 | 0 | 0 | 0
0 | 0 | 0 | 0 | 0 | 0 | 0 | 0 | 0 | 0 | 0 | 0 | 0 | 0 | 0 | 0 | 0 | 0 | 0 | 0
0 | 0 | 0 | 0 | 0 | 0 | 0 | 0 | 0 | 0 | 0 | 0 | 0 | 0 | 0 | 0 | 0 | 0 | 0 | 0
0 | 0 | 0 | 0 | 0 | 0 | 0 | 0 | 0 | 0 | 0 | 0 | 0 | 0 | 0 | 0 | 0 | 0 | 0 | 0
0 | 0 | 0 | 0 | 0 | 0 | 0 | 0 | 0 | 0 | 0 | 0 | 0 | 0 | 0 | 0 | 0 | 0 | 0 | 0
0 | 0 | 0 | 0 | 0 | 0 | 0 | 0 | 0 | 0 | 0 | 0 | 0 | 0 | 0 | 0 | 0 | 0 | 0 | 0
0 | 0 | 0 | 0 | 0 | 0 | 0 | 0 | 0 | 0 | 0 | 0 | 0 | 0 | 0 | 0 | 0 | 0 | 0 | 0
0 | 0 | 0 | 0 | 0 | 0 | 0 | 0 | 0 | 0 | 0 | 0 | 0 | 0 | 0 | 0 | 0 | 0 | 0 | 0
0 | 0 | 0 | 0 | 0 | 0 | 0 | 0 | 0 | 0 | 0 | 0 | 0 | 0 | 0 | 0 | 0 | 0 | 0 | 0
0 | 0 | 0 | 0 | 0 | 0 | 0 | 0 | 0 | 0 | 0 | 0 | 0 | 0 | 0 | 0 | 0 | 0 | 0 | 0
0 | 0 | 0 | 0 | 0 | 0 | 0 | 0 | 0 | 0 | 0 | 0 | 0 | 0 | 0 | 0 | 0 | 0 | 0 | 0
0 | 0 | 0 | 0 | 0 | 0 | 0 | 0 | 0 | 0 | 0 | 0 | 0 | 0 | 0 | 0 | 0 | 0 | 0 | 0
0 | 0 | 0 | 0 | 0 | 0 | 0 | 0 | 0 | 0 | 0 | 0 | 0 | 0 | 0 | 0 | 0 | 0 | 0 | 0
0 | 0 | 0 | 0 | 0 | 0 | 0 | 0 | 0 | 0 | 0 | 0 | 0 | 0 | 0 | 0 | 0 | 0 | 0 | 0
0 | 0 | 0 | 0 | 0 | 0 | 0 | 0 | 0 | 0 | 0 | 0 | 0 | 0 | 0 | 0 | 0 | 0 | 0 | 0
0 | 0 | 0 | 0 | 0 | 0 | 0 | 0 | 0 | 0 | 0 | 0 | 0 | 0 | 0 | 0 | 0 | 0 | 0 | 0
0 | 0 | 0 | 0 | 0 | 0 | 0 | 0 | 0 | 0 | 0 | 0 | 0 | 0 | 0 | 0 | 0 | 0 | 0 | 0
0 | 0 | 0 | 0 | 0 | 0 | 0 | 0 | 0 | 0 | 0 | 0 | 0 | 0 | 0 | 0 | 0 | 0 | 0 | 0
0 | 0 | 0 | 0 | 0 | 0 | 0 | 0 | 0 | 0 | 0 | 0 | 0 | 0 | 0 | 0 | 0 | 0 | 0 | 0
0 | 0 | 0 | 0 | 0 | 0 | 0 | 0 | 0 | 0 | 0 | 0 | 0 | 0 | 0 | 0 | 0 | 0 | 0 | 0
0 | 0 | 0 | 0 | 0 | 0 | 0 | 0 | 0 | 0 | 0 | 0 | 0 | 0 | 0 | 0 | 0 | 0 | 0 | 0
0 | 0 | 0 | 0 | 0 | 0 | 0 | 0 | 0 | 0 | 0 | 0 | 0 | 0 | 0 | 0 | 0 | 0 | 0 | 0
0 | 0 | 0 | 0 | 0 | 0 | 0 | 0 | 0 | 0 | 0 | 0 | 0 | 0 | 0 | 0 | 0 | 0 | 0 | 0
0 | 0 | 0 | 0 | 0 | 0 | 0 | 0 | 0 | 0 | 0 | 0 | 0 | 0 | 0 | 0 | 0 | 0 | 0 | 0
0 | 0 | 0 | 0 | 0 | 0 | 0 | 0 | 0 | 0 | 0 | 0 | 0 | 0 | 0 | 0 | 0 | 0 | 0 | 0
0 | 0 | 0 | 0 | 0 | 0 | 0 | 0 | 0 | 0 | 0 | 0 | 0 | 0 | 0 | 0 | 0 | 0 | 0 | 0
0 | 0 | 0 | 0 | 0 | 0 | 0 | 0 | 0 | 0 | 0 | 0 | 0 | 0 | 0 | 0 | 0 | 0 | 0 | 0
0 | 0 | 0 | 0 | 0 | 0 | 0 | 0 | 0 | 0 | 0 | 0 | 0 | 0 | 0 | 0 | 0 | 0 | 0 | 0
0 | 0 | 0 | 0 | 0 | 0 | 0 | 0 | 0 | 0 | 0 | 0 | 0 | 0 | 0 | 0 | 0 | 0 | 0 | 0
0 | 0 | 0 | 0 | 0 | 0 | 0 | 0 | 0 | 0 | 0 | 0 | 0 | 0 | 0 | 0 | 0 | 0 | 0 | 0
0 | 0 | 0 | 0 | 0 | 0 | 0 | 0 | 0 | 0 | 0 | 0 | 0 | 0 | 0 | 0 | 0 | 0 | 0 | 0
0 | 0 | 0 | 0 | 0 | 0 | 0 | 0 | 0 | 0 | 0 | 0 | 0 | 0 | 0 | 0 | 0 | 0 | 0 | 0
0 | 0 | 0 | 0 | 0 | 0 | 0 | 0 | 0 | 0 | 0 | 0 | 0 | 0 | 0 | 0 | 0 | 0 | 0 | 0
0 | 0 | 0 | 0 | 0 | 0 | 0 | 0 | 0 | 0 | 0 | 0 | 0 | 0 | 0 | 0 | 0 | 0 | 0 | 0
0 | 0 | 0 | 0 | 0 | 0 | 0 | 0 | 0 | 0 | 0 | 0 | 0 | 0 | 0 | 0 | 0 | 0 | 0 | 0
0 | 0 | 0 | 0 | 0 | 0 | 0 | 0 | 0 | 0 | 0 | 0 | 0 | 0 | 0 | 0 | 0 | 0 | 0 | 0
0 | 0 | 0 | 0 | 0 | 0 | 0 | 0 | 0 | 0 | 0 | 0 | 0 | 0 | 0 | 0 | 0 | 0 | 0 | 0
0 | 0 | 0 | 0 | 0 | 0 | 0 | 0 | 0 | 0 | 0 | 0 | 0 | 0 | 0 | 0 | 0 | 0 | 0 | 0
0 | 0 | 0 | 0 | 0 | 0 | 0 | 0 | 0 | 0 | 0 | 0 | 0 | 0 | 0 | 0 | 0 | 0 | 0 | 0
0 | 0 | 0 | 0 | 0 | 0 | 0 | 0 | 0 | 0 | 0 | 0 | 0 | 0 | 0 | 0 | 0 | 0 | 0 | 0
0 | 0 | 0 | 0 | 0 | 0 | 0 | 0 | 0 | 0 | 0 | 0 | 0 | 0 | 0 | 0 | 0 | 0 | 0 | 0
0 | 0 | 0 | 0 | 0 | 0 | 0 | 0 | 0 | 0 | 0 | 0 | 0 | 0 | 0 | 0 | 0 | 0 | 0 | 0
0 | 0 | 0 | 0 | 0 | 0 | 0 | 0 | 0 | 0 | 0 | 0 | 0 | 0 | 0 | 0 | 0 | 0 | 0 | 0
0 | 0 | 0 | 0 | 0 | 0 | 0 | 0 | 0 | 0 | 0 | 0 | 0 | 0 | 0 | 0 | 0 | 0 | 0 | 0
0 | 0 | 0 | 0 | 0 | 0 | 0 | 0 | 0 | 0 | 0 | 0 | 0 | 0 | 0 | 0 | 0 | 0 | 0 | 0
0 | 0 | 0 | 0 | 0 | 0 | 0 | 0 | 0 | 0 | 0 | 0 | 0 | 0 | 0 | 0 | 0 | 0 | 0 | 0
0 | 0 | 0 | 0 | 0 | 0 | 0 | 0 | 0 | 0 | 0 | 0 | 0 | 0 | 0 | 0 | 0 | 0 | 0 | 0
0 | 0 | 0 | 0 | 0 | 0 | 0 | 0 | 0 | 0 | 0 | 0 | 0 | 0 | 0 | 0 | 0 | 0 | 0 | 0
0 | 0 | 0 | 0 | 0 | 0 | 0 | 0 | 0 | 0 | 0 | 0 | 0 | 0 | 0 | 0 | 0 | 0 | 0 | 0
0 | 0 | 0 | 0 | 0 | 0 | 0 | 0 | 0 | 0 | 0 | 0 | 0 | 0 | 0 | 0 | 0 | 0 | 0 | 0
0 | 0 | 0 | 0 | 0 | 0 | 0 | 0 | 0 | 0 | 0 | 0 | 0 | 0 | 0 | 0 | 0 | 0 | 0 | 0
0 | 0 | 0 | 0 | 0 | 0 | 0 | 0 | 0 | 0 | 0 | 0 | 0 | 0 | 0 | 0 | 0 | 0 | 0 | 0
0 | 0 | 0 | 0 | 0 | 0 | 0 | 0 | 0 | 0 | 0 | 0 | 0 | 0 | 0 | 0 | 0 | 0 | 0 | 0
0 | 0 | 0 | 0 | 0 | 0 | 0 | 0 | 0 | 0 | 0 | 0 | 0 | 0 | 0 | 0 | 0 | 0 | 0 | 0
0 | 0 | 0 | 0 | 0 | 0 | 0 | 0 | 0 | 0 | 0 | 0 | 0 | 0 | 0 | 0 | 0 | 0 | 0 | 0
0 | 0 | 0 | 0 | 0 | 0 | 0 | 0 | 0 | 0 | 0 | 0 | 0 | 0 | 0 | 0 | 0 | 0 | 0 | 0
0 | 0 | 0 | 0 | 0 | 0 | 0 | 0 | 0 | 0 | 0 | 0 | 0 | 0 | 0 | 0 | 0 | 0 | 0 | 0
0 | 0 | 0 | 0 | 0 | 0 | 0 | 0 | 0 | 0 | 0 | 0 | 0 | 0 | 0 | 0 | 0 | 0 | 0 | 0
0 | 0 | 0 | 0 | 0 | 0 | 0 | 0 | 0 | 0 | 0 | 0 | 0 | 0 | 0 | 0 | 0 | 0 | 0 | 0
0 | 0 | 0 | 0 | 0 | 0 | 0 | 0 | 0 | 0 | 0 | 0 | 0 | 0 | 0 | 0 | 0 | 0 | 0 | 0
0 | 0 | 0 | 0 | 0 | 0 | 0 | 0 | 0 | 0 | 0 | 0 | 0 | 0 | 0 | 0 | 0 | 0 | 0 | 0
0 | 0 | 0 | 0 | 0 | 0 | 0 | 0 | 0 | 0 | 0 | 0 | 0 | 0 | 0 | 0 | 0 | 0 | 0 | 0
0 | 0 | 0 | 0 | 0 | 0 | 0 | 0 | 0 | 0 | 0 | 0 | 0 | 0 | 0 | 0 | 0 | 0 | 0 | 0
0 | 0 | 0 | 0 | 0 | 0 | 0 | 0 | 0 | 0 | 0 | 0 | 0 | 0 | 0 | 0 | 0 | 0 | 0 | 0
0 | 0 | 0 | 0 | 0 | 0 | 0 | 0 | 0 | 0 | 0 | 0 | 0 | 0 | 0 | 0 | 0 | 0 | 0 | 0
0 | 0 | 0 | 0 | 0 | 0 | 0 | 0 | 0 | 0 | 0 | 0 | 0 | 0 | 0 | 0 | 0 | 0 | 0 | 0
0 | 0 | 0 | 0 | 0 | 0 | 0 | 0 | 0 | 0 | 0 | 0 | 0 | 0 | 0 | 0 | 0 | 0 | 0 | 0
0 | 0 | 0 | 0 | 0 | 0 | 0 | 0 | 0 | 0 | 0 | 0 | 0 | 0 | 0 | 0 | 0 | 0 | 0 | 0
0 | 0 | 0 | 0 | 0 | 0 | 0 | 0 | 0 | 0 | 0 | 0 | 0 | 0 | 0 | 0 | 0 | 0 | 0 | 0
0 | 0 | 0 | 0 | 0 | 0 | 0 | 0 | 0 | 0 | 0 | 0 | 0 | 0 | 0 | 0 | 0 | 0 | 0 | 0
0 | 0 | 0 | 0 | 0 | 0 | 0 | 0 | 0 | 0 | 0 | 0 | 0 | 0 | 0 | 0 | 0 | 0 | 0 | 0
0 | 0 | 0 | 0 | 0 | 0 | 0 | 0 | 0 | 0 | 0 | 0 | 0 | 0 | 0 | 0 | 0 | 0 | 0 | 0
0 | 0 | 0 | 0 | 0 | 0 | 0 | 0 | 0 | 0 | 0 | 0 | 0 | 0 | 0 | 0 | 0 | 0 | 0 | 0
0 | 0 | 0 | 0 | 0 | 0 | 0 | 0 | 0 | 0 | 0 | 0 | 0 | 0 | 0 | 0 | 0 | 0 | 0 | 0
0 | 0 | 0 | 0 | 0 | 0 | 0 | 0 | 0 | 0 | 0 | 0 | 0 | 0 | 0 | 0 | 0 | 0 | 0 | 0
0 | 0 | 0 | 0 | 0 | 0 | 0 | 0 | 0 | 0 | 0 | 0 | 0 | 0 | 0 | 0 | 0 | 0 | 0 | 0
0 | 0 | 0 | 0 | 0 | 0 | 0 | 0 | 0 | 0 | 0 | 0 | 0 | 0 | 0 | 0 | 0 | 0 | 0 | 0
0 | 0 | 0 | 0 | 0 | 0 | 0 | 0 | 0 | 0 | 0 | 0 | 0 | 0 | 0 | 0 | 0 | 0 | 0 | 0
0 | 0 | 0 | 0 | 0 | 0 | 0 | 0 | 0 | 0 | 0 | 0 | 0 | 0 | 0 | 0 | 0 | 0 | 0 | 0
0 | 0 | 0 | 0 | 0 | 0 | 0 | 0 | 0 | 0 | 0 | 0 | 0 | 0 | 0 | 0 | 0 | 0 | 0 | 0
0 | 0 | 0 | 0 | 0 | 0 | 0 | 0 | 0 | 0 | 0 | 0 | 0 | 0 | 0 | 0 | 0 | 0 | 0 | 0
0 | 0 | 0 | 0 | 0 | 0 | 0 | 0 | 0 | 0 | 0 | 0 | 0 | 0 | 0 | 0 | 0 | 0 | 0 | 0
0 | 0 | 0 | 0 | 0 | 0 | 0 | 0 | 0 | 0 | 0 | 0 | 0 | 0 | 0 | 0 | 0 | 0 | 0 | 0
0 | 0 | 0 | 0 | 0 | 0 | 0 | 0 | 0 | 0 | 0 | 0 | 0 | 0 | 0 | 0 | 0 | 0 | 0 | 0
0 | 0 | 0 | 0 | 0 | 0 | 0 | 0 | 0 | 0 | 0 | 0 | 0 | 0 | 0 | 0 | 0 | 0 | 0 | 0
0 | 0 | 0 | 0 | 0 | 0 | 0 | 0 | 0 | 0 | 0 | 0 | 0 | 0 | 0 | 0 | 0 | 0 | 0 | 0
0 | 0 | 0 | 0 | 0 | 0 | 0 | 0 | 0 | 0 | 0 | 0 | 0 | 0 | 0 | 0 | 0 | 0 | 0 | 0
0 | 0 | 0 | 0 | 0 | 0 | 0 | 0 | 0 | 0 | 0 | 0 | 0 | 0 | 0 | 0 | 0 | 0 | 0 | 0
0 | 0 | 0 | 0 | 0 | 0 | 0 | 0 | 0 | 0 | 0 | 0 | 0 | 0 | 0 | 0 | 0 | 0 | 0 | 0
0 | 0 | 0 | 0 | 0 | 0 | 0 | 0 | 0 | 0 | 0 | 0 | 0 | 0 | 0 | 0 | 0 | 0 | 0 | 0
0 | 0 | 0 | 0 | 0 | 0 | 0 | 0 | 0 | 0 | 0 | 0 | 0 | 0 | 0 | 0 | 0 | 0 | 0 | 0
0 | 0 | 0 | 0 | 0 | 0 | 0 | 0 | 0 | 0 | 0 | 0 | 0 | 0 | 0 | 0 | 0 | 0 | 0 | 0
0 | 0 | 0 | 0 | 0 | 0 | 0 | 0 | 0 | 0 | 0 | 0 | 0 | 0 | 0 | 0 | 0 | 0 | 0 | 0
0 | 0 | 0 | 0 | 0 | 0 | 0 | 0 | 0 | 0 | 0 | 0 | 0 | 0 | 0 | 0 | 0 | 0 | 0 | 0
0 | 0 | 0 | 0 | 0 | 0 | 0 | 0 | 0 | 0 | 0 | 0 | 0 | 0 | 0 | 0 | 0 | 0 | 0 | 0
0 | 0 | 0 | 0 | 0 | 0 | 0 | 0 | 0 | 0 | 0 | 0 | 0 | 0 | 0 | 0 | 0 | 0 | 0 | 0
0 | 0 | 0 | 0 | 0 | 0 | 0 | 0 | 0 | 0 | 0 | 0 | 0 | 0 | 0 | 0 | 0 | 0 | 0 | 0
0 | 0 | 0 | 0 | 0 | 0 | 0 | 0 | 0 | 0 | 0 | 0 | 0 | 0 | 0 | 0 | 0 | 0 | 0 | 0
0 | 0 | 0 | 0 | 0 | 0 | 0 | 0 | 0 | 0 | 0 | 0 | 0 | 0 | 0 | 0 | 0 | 0 | 0 | 0
0 | 0 | 0 | 0 | 0 | 0 | 0 | 0 | 0 | 0 | 0 | 0 | 0 | 0 | 0 | 0 | 0 | 0 | 0 | 0
0 | 0 | 0 | 0 | 0 | 0 | 0 | 0 | 0 | 0 | 0 | 0 | 0 | 0 | 0 | 0 | 0 | 0 | 0 | 0
0 | 0 | 0 | 0 | 0 | 0 | 0 | 0 | 0 | 0 | 0 | 0 | 0 | 0 | 0 | 0 | 0 | 0 | 0 | 0
0 | 0 | 0 | 0 | 0 | 0 | 0 | 0 | 0 | 0 | 0 | 0 | 0 | 0 | 0 | 0 | 0 | 0 | 0 | 0
0 | 0 | 0 | 0 | 0 | 0 | 0 | 0 | 0 | 0 | 0 | 0 | 0 | 0 | 0 | 0 | 0 | 0 | 0 | 0
0 | 0 | 0 | 0 | 0 | 0 | 0 | 0 | 0 | 0 | 0 | 0 | 0 | 0 | 0 | 0 | 0 | 0 | 0 | 0
0 | 0 | 0 | 0 | 0 | 0 | 0 | 0 | 0 | 0 | 0 | 0 | 0 | 0 | 0 | 0 | 0 | 0 | 0 | 0
0 | 0 | 0 | 0 | 0 | 0 | 0 | 0 | 0 | 0 | 0 | 0 | 0 | 0 | 0 | 0 | 0 | 0 | 0 | 0
0 | 0 | 0 | 0 | 0 | 0 | 0 | 0 | 0 | 0 | 0 | 0 | 0 | 0 | 0 | 0 | 0 | 0 | 0 | 0
0 | 0 | 0 | 0 | 0 | 0 | 0 | 0 | 0 | 0 | 0 | 0 | 0 | 0 | 0 | 0 | 0 | 0 | 0 | 0
0 | 0 | 0 | 0 | 0 | 0 | 0 | 0 | 0 | 0 | 0 | 0 | 0 | 0 | 0 | 0 | 0 | 0 | 0 | 0
0 | 0 | 0 | 0 | 0 | 0 | 0 | 0 | 0 | 0 | 0 | 0 | 0 | 0 | 0 | 0 | 0 | 0 | 0 | 0
0 | 0 | 0 | 0 | 0 | 0 | 0 | 0 | 0 | 0 | 0 | 0 | 0 | 0 | 0 | 0 | 0 | 0 | 0 | 0
0 | 0 | 0 | 0 | 0 | 0 | 0 | 0 | 0 | 0 | 0 | 0 | 0 | 0 | 0 | 0 | 0 | 0 | 0 | 0
0 | 0 | 0 | 0 | 0 | 0 | 0 | 0 | 0 | 0 | 0 | 0 | 0 | 0 | 0 | 0 | 0 | 0 | 0 | 0

## Output
Program Summary |  | Nominal |  |  | Present Value |  |  |  | Avoided Cost Version
Proposer Name |  | SDGE | [6 empty] | 2011-08-04
Program Name |  | 3224_SW-COM-Deemed Incentives-HVAC Commercial | [6 empty] | 2012-02-17 | 2014-03-23 19:52 | `
Total Program Budget ($) |  | 3608744.6741 |  |  | 3127625.7813 |  |  |  | Base Year
2013
Net Participant Cost ($) |  |  |  |  | -16890.0285 |  |  |  | SDG&E 2013 v1c4-Draft.xls
2013-2015 | 4273527.719 | 26820168.3908 | -1353.5218 | -19928.7146 | 2008.2972 | 77.0414 |  | 1812.0743
Program Impacts | [10 empty] | Program Impacts (Gross)
| Wtd Annual Net kWh | Lifecycle Net kWh | Wtd Annual Net Therms | Lifecycle Net Therms | Wtd Net Jul-Sept Pk** (kW) | Wtd Net Dec-Feb Pk** (kW) |  | Wtd User Entered kW |  |  |  | Wtd Annual Gross kWh | Lifecycle Gross kWh | Wtd Annual Gross Therms | Lifecycle Gross Therms | Wtd User Entered kW
2013 | 0 | 0 | 0 | 0 | 0 | 0 |  | 0 |  |  | 2013 | 0 | 0 | 0 | 0 | 0
2014 | 0 | 0 | 0 | 0 | 0 | 0 |  | 0 |  |  | 2014 | 0 | 0 | 0 | 0 | 0
2013-2014 | 0 | 0 | 0 | 0 | 0 | 0 |  | 0 |  |  | 2013-2014 | 0 | 0 | 0 | 0 | 0
2015 | 4273527.719 | 26820168.3908 | -1353.5218 | -19928.7146 | 2008.2972 | 77.0414 |  | 1812.0743 |  |  | 2015 | 5553877.4198 | 35215266.1283 | -1719.6198 | -22658.4516 | 2351.662
Cost Effectiveness (Lifecycle Present Value Dollars) | [10 empty] | 2013-2015 | 5553877.4198 | 35215266.1283 | -1719.6198 | -22658.4516 | 2351.662
|  | Benefits |  |  | Benefit - Cost
| Cost | Electric | Gas | Incentives | NPV | B/C Ratio | Notes
Program TRC ($) | 3110735.7527 | 4112180.77 | -13916.3034 | NA | 987528.7139 | 1.3175 | *1
Program PAC ($) | 3127625.7813 | 4112180.77 | -13916.3034 | NA | 970638.6853 | 1.3103 | *1,2
Program RIM ($) | 6350894.6647 | 4112180.77 | -13916.3034 | NA | -2252630.1981 | 0.64531 | *1
*1 B/C Ratio is an approximation because any supply cost increases are treated as negative benefits rather than as a cost as in the Standard Practice Manual
*2 PAC benefits include environmental costs. This is to be consistent with the TRC benefits, but is not strictly consistent with the Standard Practice Manual.
Levelized Cost and Benefit (All Measures Installed through 2023)
| Discounted Savings |  |  |  | Benefit - Cost
| kWh | Therms | Cost | Benefits | NPV
TRC ($/kWh ) | 17291544.1988 |  | 0.16717 | 0.23781 | 0.070649
PAC ($/kWh) | 17291544.1988 |  | 0.13392 | 0.23781 | 0.10389
RIM ($/kWh) | 17291544.1988 |  | 0.36853 | 0.23781 | -0.13072
TRC ($/therm) |  | -10878.6639 | 0 | 1.2792 | 1.2792
PAC ($/therm) |  | -10878.6639 | 0 | 1.2792 | 1.2792
RIM ($/therm) |  | -10878.6639 | 1.9824 | 1.2792 | -0.70313
Wtd Avg Emissions Reductions | [10 empty] | Wtd Avg Emissions Reductions (Gross)
| Electric Reductions |  |  | Gas Reductions | [7 empty] | Electric Reductions |  |  | Gas Reductions
Annual Reductions | CO2 (tons) | NOX (lbs) | PM-10 (lbs) | CO2 (tons) | NOX (lbs) | [5 empty] | Annual Reductions | CO2 (tons) | NOX (lbs) | PM-10 (lbs) | CO2 (tons) | NOX (lbs)
2013 | 0 | 0 | 0 | 0 | 0 | * annual reductions are the units |  |  |  |  | 2013 | 0 | 0 | 0 | 0 | 0 | * annual reductions are the units
2014 | 0 | 0 | 0 | 0 | 0 | implemented in the year, times |  |  |  |  | 2014 | 0 | 0 | 0 | 0 | 0 | implemented in the year, times
2015 | 2358.8813 | 619.3892 | 305.3205 | -7.9181 | -13.2645 | the annual emission reduction |  |  |  |  | 2015 | 3064.3043 | 804.3278 | 396.663 | -10.0598 | -16.8523 | the annual emission reduction
2016 | 0 | 0 | 0 | 0 | 0 | for the measure, weighted |  |  |  |  | 2016 | 0 | 0 | 0 | 0 | 0 | for the measure, weighted for
2017 | 0 | 0 | 0 | 0 | 0 | for dual baseline. |  |  |  |  | 2017 | 0 | 0 | 0 | 0 | 0 | split baseline performance
2018 | 0 | 0 | 0 | 0 | 0 | [5 empty] | 2018 | 0 | 0 | 0 | 0 | 0
2019 | 0 | 0 | 0 | 0 | 0 | [5 empty] | 2019 | 0 | 0 | 0 | 0 | 0
2020 | 0 | 0 | 0 | 0 | 0 | [5 empty] | 2020 | 0 | 0 | 0 | 0 | 0
2021 | 0 | 0 | 0 | 0 | 0 | [5 empty] | 2021 | 0 | 0 | 0 | 0 | 0
2022 | 0 | 0 | 0 | 0 | 0 | [5 empty] | 2022 | 0 | 0 | 0 | 0 | 0
2023 | 0 | 0 | 0 | 0 | 0 | [5 empty] | 2023 | 0 | 0 | 0 | 0 | 0
Total Annual | 2358.8813 | 619.3892 | 305.3205 | -7.9181 | -13.2645 | [5 empty] | Total Annual | 3064.3043 | 804.3278 | 396.663 | -10.0598 | -16.8523
Lifecycle Reductions | [10 empty] | Lifecycle Reductions
2013 | 0 | 0 | 0 | 0 | 0 | [5 empty] | 2013 | 0 | 0 | 0 | 0 | 0
2014 | 0 | 0 | 0 | 0 | 0 | [5 empty] | 2014 | 0 | 0 | 0 | 0 | 0
2015 | 14716.1375 | 3844.5109 | 1907.2466 | -116.583 | -195.3014 | [5 empty] | 2015 | 19310.9081 | 5042.2684 | 2503.0675 | -148.0883 | -248.0795
2016 | 0 | 0 | 0 | 0 | 0 | [5 empty] | 2016 | 0 | 0 | 0 | 0 | 0
2017 | 0 | 0 | 0 | 0 | 0 | [5 empty] | 2017 | 0 | 0 | 0 | 0 | 0
2018 | 0 | 0 | 0 | 0 | 0 | [5 empty] | 2018 | 0 | 0 | 0 | 0 | 0
2019 | 0 | 0 | 0 | 0 | 0 | [5 empty] | 2019 | 0 | 0 | 0 | 0 | 0
2020 | 0 | 0 | 0 | 0 | 0 | [5 empty] | 2020 | 0 | 0 | 0 | 0 | 0
2021 | 0 | 0 | 0 | 0 | 0 | [5 empty] | 2021 | 0 | 0 | 0 | 0 | 0
2022 | 0 | 0 | 0 | 0 | 0 | [5 empty] | 2022 | 0 | 0 | 0 | 0 | 0
2023 | 0 | 0 | 0 | 0 | 0 | [5 empty] | 2023 | 0 | 0 | 0 | 0 | 0
Total Lifecycle | 14716.1375 | 3844.5109 | 1907.2466 | -116.583 | -195.3014 | [5 empty] | Total Lifecycle | 19310.9081 | 5042.2684 | 2503.0675 | -148.0883 | -248.0795
Reductions based on total annual installations | [10 empty] | Wtd Avg Reductions based on total annual installations (Gross)
| Annual Wtd Avg Net kWh | Lifecycle Net kWh | Annual Wtd Avg Net Therms | Lifecycle Net Therms | Net July-Sept Wtd Avg Peak** (kW) | Net Wtd Avg Dec-Feb** (kW) |  | Wtd Avg User Entered kW | Net Annual NCP (kW) |  |  | Wtd Avg Annual Gross kWh | Wtd Avg Lifecycle Gross kWh | Wtd Avg Annual Gross Therms | Wtd Avg Lifecycle Gross Therms | Wtd Avg User Entered kW
2013 | 0 | 0 | 0 | 0 | 0 | 0 |  | 0 | 0 |  | 2013 | 0 | 0 | 0 | 0 | 0
2014 | 0 | 0 | 0 | 0 | 0 | 0 |  | 0 | 0 |  | 2014 | 0 | 0 | 0 | 0 | 0
2015 | 4273527.719 | 26820168.3908 | -1353.5218 | -19928.7146 | 2008.2972 | 77.0414 |  | 1812.0743 | 2946.0745 |  | 2015 | 5553877.4198 | 35215266.1283 | -1719.6198 | -22658.4516 | 2351.662
2016 | 0 | 0 | 0 | 0 | 0 | 0 |  | 0 | 1141.2786 |  | 2016 | 0 | 0 | 0 | 0 | 0
2017 | 0 | 0 | 0 | 0 | 0 | 0 |  | 0 | 0 |  | 2017 | 0 | 0 | 0 | 0 | 0
2018 | 0 | 0 | 0 | 0 | 0 | 0 |  | 0 | -1225.6772 |  | 2018 | 0 | 0 | 0 | 0 | 0
2019 | 0 | 0 | 0 | 0 | 0 | 0 |  | 0 | -1311.1454 |  | 2019 | 0 | 0 | 0 | 0 | 0
2020 | 0 | 0 | 0 | 0 | 0 | 0 |  | 0 | -36.0379 |  | 2020 | 0 | 0 | 0 | 0 | 0
2021 | 0 | 0 | 0 | 0 | 0 | 0 |  | 0 | -36.0379 |  | 2021 | 0 | 0 | 0 | 0 | 0
2022 | 0 | 0 | 0 | 0 | 0 | 0 |  | 0 | 0 |  | 2022 | 0 | 0 | 0 | 0 | 0
2023 | 0 | 0 | 0 | 0 | 0 | 0 |  | 0 | 0 |  | 2023 | 0 | 0 | 0 | 0 | 0
Total | 4273527.719 | 26820168.3908 | -1353.5218 | -19928.7146 | 2008.2972 | 77.0414 |  | 1812.0743 | 1478.4547 |  | Total | 5553877.4198 | 35215266.1283 | -1719.6198 | -22658.4516 | 2351.662
Wtd Average Net Impacts by Sector (All Measures Installed through 2023) | [10 empty] | Gross Savings for Goal Attainment - kWh
| Annual Wtd Avg Net kWh | Lifecycle Net kWh | Annual Wtd Avg Net Therms | Lifecycle Net Therms | Net July-Sept Wtd Avg Peak** (kW) | Net Wtd Avg Dec-Feb** (kW) |  | Wtd Avg User Entered kW | TRC Lifecycle Net Benefits* ($) |  |  | 1st Year Annual Savings | Decay of single or first baseline | 2nd Baseline Savings | 2nd Baseline Decay | Total Cumulative | Net Annual Savings
Total | 4273527.719 | 26820168.3908 | -1353.5218 | -19928.7146 | 2008.2972 | 77.0414 |  | 1812.0743 | 987528.7139 |  |  | kWh | kWh | kWh | kWh | kWh | kWh
RES | 0 | 0 | 0 | 0 | 0 | 0 |  | 0 | 0 |  | 2013 | 0 |  | 0 | 0 | 0 | 0
NON_RES | 0 | 0 | 0 | 0 | 0 | 0 |  | 0 | 0 |  | 2014 | 0 | 0 | 0 | 0 | 0 | 0
Residential | 0 | 0 | 0 | 0 | 0 | 0 |  | 0 | 0 |  | 2015 | 5652674.8931 | 0 | 0 | 0 | 5652674.8931 | 5652674.8931
Commercial | 4273527.719 | 26820168.3908 | -1353.5218 | -19928.7146 | 1993.8749 | 73.5871 |  | 1812.0743 | 987528.7139 |  | 2016 | 5652674.8931 | 0 | 0 | 0 | 5652674.8931 | 0
Industrial | 0 | 0 | 0 | 0 | 0 | 0 |  | 0 | 0 |  | 2017 | 5652674.8931 | 0 | 0 | 0 | 5652674.8931 | 0
Agricultural | 0 | 0 | 0 | 0 | 0 | 0 |  | 0 | 0 |  | 2018 | 5652674.8931 | -2036184.3365 | 0 | 0 | 3616490.5566 | -2036184.3365
Not Used | 0 | 0 | 0 | 0 | 0 | 0 |  | 0 | 0 |  | 2019 | 5652674.8931 | -3257894.9383 | 0 | 0 | 2394779.9548 | -1221710.6019
0 | 0 | 0 | 0 | 0 | 0 | 0 |  | 0 | 0 |  | 2020 | 5652674.8931 | -3409794.6883 | 59277.1187 | 0 | 2302157.3235 | -92622.6313
0 | 0 | 0 | 0 | 0 | 0 | 0 |  | 0 | 0 |  | 2021 | 5652674.8931 | -3500934.5383 | 94843.39 | 0 | 2246583.7448 | -55573.5787
0 | 0 | 0 | 0 | 0 | 0 | 0 |  | 0 | 0 |  | 2022 | 5652674.8931 | -3500934.5383 | 94843.39 | 0 | 2246583.7448 | 0
0 | 0 | 0 | 0 | 0 | 0 | 0 |  | 0 | 0
0 | 0 | 0 | 0 | 0 | 0 | 0 |  | 0 | 0 |  | Gross Savings for Goal Attainment - kW
0 | 0 | 0 | 0 | 0 | 0 | 0 |  | 0 | 0 |  |  | 1st Year Annual | Decay or single or | 2nd Baseline | 2nd Baseline | Total | Net Annual
0 | 0 | 0 | 0 | 0 | 0 | 0 |  | 0 | 0 |  |  | Savings | first baseline | Savings | Decay | Cummulative | Savings
0 | 0 | 0 | 0 | 0 | 0 | 0 |  | 0 | 0 |  |  | kW | kW | kW | kW | kW | kW
0 | 0 | 0 | 0 | 0 | 0 | 0 |  | 0 | 0 |  | 2013 | 0 |  | 0 | 0 | 0 | 0
0 | 0 | 0 | 0 | 0 | 0 | 0 | 0 | 0 | 0 |  | 2014 | 0 | 0 | 0 | 0 | 0 | 0
0 | 0 | 0 | 0 | 0 | 0 | 0 | 0 | 0 | 0 |  | 2015 | 2386.2138 | 0 | 0 | 0 | 2386.2138 | 2386.2138
0 | 0 | 0 | 0 | 0 | 0 | 0 | 0 | 0 | 0 |  | 2016 | 2386.2138 | 0 | 0 | 0 | 2386.2138 | 0
0 | 0 | 0 | 0 | 0 | 0 | 0 | 0 | 0 | 0 |  | 2017 | 2386.2138 | 0 | 0 | 0 | 2386.2138 | 0
0 | 0 | 0 | 0 | 0 | 0 | 0 | 0 | 0 | 0 |  | 2018 | 2386.2138 | -656.5827 | 0 | 0 | 1729.6311 | -656.5827
0 | 0 | 0 | 0 | 0 | 0 | 0 | 0 | 0 | 0 |  | 2019 | 2386.2138 | -1050.5323 | 0 | 0 | 1335.6815 | -393.9496
0 | 0 | 0 | 0 | 0 | 0 | 0 | 0 | 0 | 0 |  | 2020 | 2386.2138 | -1107.1532 | 24.2286 | 0 | 1303.2892 | -32.3923
Other and upspecified | 0 | 0 | 0 | 0 | 14.4224 | 3.4543 | 0 | 0 | 0 |  | 2021 | 2386.2138 | -1141.1257 | 38.7658 | 0 | 1283.8538 | -19.4354
* Include program-level and admin costs allocated based to total gas and electric programs at the measure level. | [10 empty] | 2022 | 2386.2138 | -1141.1257 | 38.7658 | 0 | 1283.8538 | 0
**These values are only approximations if there are dual baseline measures in the program
Net Impacts by CPUC End Use Categories (All Measures Installed through 2023) | [10 empty] | Gross Savings for Goal Attainment - Therms
| Annual Wtd Avg Net kWh | Lifecycle Net kWh | Annual Wtd Avg Net Therms | Lifecycle Net Therms | Net July-Sept Wtd Avg Peak** (kW) | Net Wtd Avg Dec-Feb** (kW) |  | Wtd Avg User Entered kW | TRC Lifecycle Net Benefits* ($) |  |  | 1st Year Annual Savings | Decay of single or first baseline | 2nd Baseline Savings | 2nd Baseline Decay | Total Cumulative | Net Annual Savings
Total | 4273527.719 | 26820168.3908 | -1353.5218 | -19928.7146 | 2008.2972 | 77.0414 |  | 1812.0743 | 987528.7139 |  |  | Therms | Therms | Therms | Therms | Therms | Therms
Clothes Dryer | 0 | 0 | 0 | 0 | 0 | 0 |  | 0 | 0 |  | 2013 | 0 |  | 0 | 0 | 0 | 0
Clothes Washer | 0 | 0 | 0 | 0 | 0 | 0 |  | 0 | 0 |  | 2014 | 0 | 0 | 0 | 0 | 0 | 0
Consumer Electronics | 0 | 0 | 0 | 0 | 0 | 0 |  | 0 | 0 |  | 2015 | -1970.1625 | 0 | 0 | 0 | -1970.1625 | -1970.1625
Cooking | 0 | 0 | 0 | 0 | 0 | 0 |  | 0 | 0 |  | 2016 | -1970.1625 | 0 | 0 | 0 | -1970.1625 | 0
Dishwasher | 0 | 0 | 0 | 0 | 0 | 0 |  | 0 | 0 |  | 2017 | -1970.1625 | 0 | 0 | 0 | -1970.1625 | 0
Other Appliance | 0 | 0 | 0 | 0 | 0 | 0 |  | 0 | 0 |  | 2018 | -1970.1625 | 0 | 0 | 0 | -1970.1625 | 0
Office Equipment | 0 | 0 | 0 | 0 | 0 | 0 |  | 0 | 0 |  | 2019 | -1970.1625 | 0 | 0 | 0 | -1970.1625 | 0
Building shell | 0 | 0 | 0 | 0 | 0 | 0 |  | 0 | 0 |  | 2020 | -1970.1625 | 322.5755 | -87.6917 | 0 | -1735.2787 | 234.8838
Space Cooling | 4273527.719 | 26820168.3908 | -1353.5218 | -19928.7146 | 1993.8749 | 73.5871 |  | 1812.0743 | 1207719.0753 |  | 2021 | -1970.1625 | 516.1208 | -140.3067 | 0 | -1594.3485 | 140.9303
Space Heating | 0 | 0 | 0 | 0 | 0 | 0 |  | 0 | 0 |  | 2022 | -1970.1625 | 516.1208 | -140.3067 | 0 | -1594.3485 | 0
Ventilation | 0 | 0 | 0 | 0 | 0 | 0 |  | 0 | 0
Interior Lighting | 0 | 0 | 0 | 0 | 0 | 0 |  | 0 | 0
Exterior Lighting | 0 | 0 | 0 | 0 | 0 | 0 |  | 0 | 0
Daylighting | 0 | 0 | 0 | 0 | 0 | 0 |  | 0 | 0
Motors | 0 | 0 | 0 | 0 | 0 | 0 |  | 0 | 0
Process | 0 | 0 | 0 | 0 | 0 | 0 |  | 0 | -220190.3614
Compressed Air | 0 | 0 | 0 | 0 | 0 | 0 |  | 0 | 0
Food Processor | 0 | 0 | 0 | 0 | 0 | 0 |  | 0 | 0
Refrigeration | 0 | 0 | 0 | 0 | 0 | 0 |  | 0 | 0
Freezers | 0 | 0 | 0 | 0 | 0 | 0 |  | 0 | 0
Pumps | 0 | 0 | 0 | 0 | 0 | 0 |  | 0 | 0
Pool Pump | 0 | 0 | 0 | 0 | 0 | 0 |  | 0 | 0
Domestic Hot Water | 0 | 0 | 0 | 0 | 0 | 0 |  | 0 | 0
Water Heating | 0 | 0 | 0 | 0 | 0 | 0 |  | 0 | 0
Other or unspecified | 0 | 0 | 0 | 0 | 14.4224 | 3.4543 | 0 | 0 | 0
* Include program-level and admin costs allocated based to total gas and electric programs at the measure level.
**These values are only approximations if there are dual baseline measures in the program
Net Impacts by Climate Zone (All Measures Installed through 2023)
| Annual Wtd Avg Net kWh | Lifecycle Net kWh | Annual Wtd Avg Net Therms | Lifecycle Net Therms | Net July-Sept Wtd Avg Peak** (kW) | Net Wtd Avg Dec-Feb** (kW) |  | Wtd Avg User Entered kW | TRC Lifecycle Net Benefits* ($)
Total | 4273527.719 | 26820168.3908 | -1353.5218 | -19928.7146 | 1993.8749 | 73.5871 |  | 1812.0743 | 987528.7139
7 | 0 | 0 | 0 | 0 | 0 | 0 |  | 0 | 0
10 | 0 | 0 | 0 | 0 | 0 | 0 |  | 0 | 0
15 | 0 | 0 | 0 | 0 | 0 | 0 |  | 0 | 0
15 | 0 | 0 | 0 | 0 | 0 | 0 |  | 0 | 0
System | 4273527.719 | 26820168.3908 | -1353.5218 | -19928.7146 | 1993.8749 | 73.5871 |  | 1812.0743 | 987528.7139
0 | 0 | 0 | 0 | 0 | 0 | 0 |  | 0 | 0
0 | 0 | 0 | 0 | 0 | 0 | 0 |  | 0 | 0
0 | 0 | 0 | 0 | 0 | 0 | 0 |  | 0 | 0
0 | 0 | 0 | 0 | 0 | 0 | 0 |  | 0 | 0
0 | 0 | 0 | 0 | 0 | 0 | 0 |  | 0 | 0
0 | 0 | 0 | 0 | 0 | 0 | 0 |  | 0 | 0
* Include program-level and admin costs allocated based to total gas and electric programs at the measure level.
Persistent reductions in the summer (3rd Qtr) or winter (4th Qtr) of each year
| Net July-Sept Peak (kW) | Net Annual Dec-Feb (kW)
2013 | 0 | 0
2014 | 0 | 0
2015 | 1017.543 | 83.531
2016 | 2035.0859 | 83.531
2017 | 2035.0859 | 83.531
2018 | 1406.1821 | 61.3318
2019 | 777.2783 | 61.3318
2020 | 757.1867 | 51.5974
2021 | 737.0952 | 51.5974
2022 | 737.0952 | 51.5974
2023 | 737.0952 | 51.5974
2024 | 737.0952 | 51.5974
These values are only approximations if there are dual baseline measures in the program
Monthly Impacts
First Year for Impact Table: | 2013 | These values are only approximations if there are dual baseline measures in the program
| Quarter | Monthly Five Hour Avg or TOU Peak | Net Monthly NCP (kW) |  | Monthly Net kWh | Monthly Net Therms
2013-01-01 | 1 | 0 | 0 |  | 0 | 0
2013-02-01 | 1 | 0 | 0 |  | 0 | 0
2013-03-01 | 1 | 0 | 0 |  | 0 | 0
2013-04-01 | 2 | 0 | 0 |  | 0 | 0
2013-05-01 | 2 | 0 | 0 |  | 0 | 0
2013-06-01 | 2 | 0 | 0 |  | 0 | 0
2013-07-01 | 3 | 0 | 0 |  | 0 | 0
2013-08-01 | 3 | 0 | 0 |  | 0 | 0
2013-09-01 | 3 | 0 | 0 |  | 0 | 0
2013-10-01 | 4 | 0 | 0 |  | 0 | 0
2013-11-01 | 4 | 0 | 0 |  | 0 | 0
2013-12-01 | 4 | 0 | 0 |  | 0 | 0
2014-01-01 | 5 | 0 | 0 |  | 0 | 0
2014-02-01 | 5 | 0 | 0 |  | 0 | 0
2014-03-01 | 5 | 0 | 0 |  | 0 | 0
2014-04-01 | 6 | 0 | 0 |  | 0 | 0
2014-05-01 | 6 | 0 | 0 |  | 0 | 0
2014-06-01 | 6 | 0 | 0 |  | 0 | 0
2014-07-01 | 7 | 0 | 0 |  | 0 | 0
2014-08-01 | 7 | 0 | 0 |  | 0 | 0
2014-09-01 | 7 | 0 | 0 |  | 0 | 0
2014-10-01 | 8 | 0 | 0 |  | 0 | 0
2014-11-01 | 8 | 0 | 0 |  | 0 | 0
2014-12-01 | 8 | 0 | 0 |  | 0 | 0
2015-01-01 | 9 | 0 | 0 |  | 0 | 0
2015-02-01 | 9 | 0 | 0 |  | 0 | 0
2015-03-01 | 9 | 0 | 0 |  | 0 | 0
2015-04-01 | 10 | 36.1651 | 593.5562 |  | 41156.8106 | 0
2015-05-01 | 10 | 125.7447 | 852.3936 |  | 61715.8009 | 0
2015-06-01 | 10 | 163.5035 | 784.3437 |  | 105081.9581 | 0
2015-07-01 | 11 | 1013.0106 | 2043.6766 |  | 397582.6234 | 0
2015-08-01 | 11 | 902.9571 | 1931.0133 |  | 409477.746 | 0
2015-09-01 | 11 | 1136.6612 | 1980.1888 |  | 361335.9723 | 0
2015-10-01 | 12 | 82.5421 | 2946.0745 |  | 375511.5113 | -197.0554
2015-11-01 | 12 | 93.3545 | 2220.0045 |  | 163291.9277 | -197.0554
2015-12-01 | 12 | 50.0295 | 1647.9492 |  | 94104.1325 | -197.0554
2016-01-01 | 13 | 71.8801 | 2251.6311 |  | 99075.2744 | -262.7405
2016-02-01 | 13 | 112.0069 | 2812.41 |  | 122632.6919 | -262.7405
2016-03-01 | 13 | 35.2597 | 2649.4379 |  | 127287.4594 | -262.7405
2016-04-01 | 14 | 144.6604 | 2374.2248 |  | 164627.2424 | 0
2016-05-01 | 14 | 502.9786 | 3409.5745 |  | 246863.2037 | 0
2016-06-01 | 14 | 654.0138 | 3137.3749 |  | 420327.8322 | 0
2016-07-01 | 15 | 2026.0211 | 4087.3531 |  | 795165.2469 | 0
2016-08-01 | 15 | 1805.9142 | 3862.0266 |  | 818955.4921 | 0
2016-09-01 | 15 | 2273.3224 | 3960.3775 |  | 722671.9447 | 0
2016-10-01 | 16 | 110.0561 | 3928.0994 |  | 500682.0151 | -262.7405
2016-11-01 | 16 | 124.4726 | 2960.006 |  | 217722.5703 | -262.7405
2016-12-01 | 16 | 66.706 | 2197.2656 |  | 125472.1766 | -262.7405
2017-01-01 | 17 | 71.8801 | 2251.6311 |  | 99075.2744 | -262.7405
2017-02-01 | 17 | 112.0069 | 2812.41 |  | 122632.6919 | -262.7405
2017-03-01 | 17 | 35.2597 | 2649.4379 |  | 127287.4594 | -262.7405
2017-04-01 | 18 | 144.6604 | 2374.2248 |  | 164627.2424 | 0
2017-05-01 | 18 | 502.9786 | 3409.5745 |  | 246863.2037 | 0
2017-06-01 | 18 | 654.0138 | 3137.3749 |  | 420327.8322 | 0
2017-07-01 | 19 | 2026.0211 | 4087.3531 |  | 795165.2469 | 0
2017-08-01 | 19 | 1805.9142 | 3862.0266 |  | 818955.4921 | 0
2017-09-01 | 19 | 2273.3224 | 3960.3775 |  | 722671.9447 | 0
2017-10-01 | 20 | 110.0561 | 3928.0994 |  | 500682.0151 | -262.7405
2017-11-01 | 20 | 124.4726 | 2960.006 |  | 217722.5703 | -262.7405
2017-12-01 | 20 | 66.706 | 2197.2656 |  | 125472.1766 | -262.7405
2018-01-01 | 21 | 71.8801 | 2251.6311 |  | 99075.2744 | -262.7405
2018-02-01 | 21 | 112.0069 | 2812.41 |  | 122632.6919 | -262.7405
2018-03-01 | 21 | 35.2597 | 2649.4379 |  | 127287.4594 | -262.7405
2018-04-01 | 22 | 131.8396 | 2003.9396 |  | 143880.8462 | 0
2018-05-01 | 22 | 439.2584 | 2861.6759 |  | 213016.8265 | 0
2018-06-01 | 22 | 554.9396 | 2650.9599 |  | 358515.6808 | 0
2018-07-01 | 23 | 1402.325 | 2818.9418 |  | 551449.5319 | 0
2018-08-01 | 23 | 1255.1561 | 2668.1897 |  | 567364.2559 | 0
2018-09-01 | 23 | 1561.0652 | 2720.7948 |  | 501235.1501 | 0
2018-10-01 | 24 | 72.6905 | 2062.6189 |  | 274230.1543 | -262.7405
2018-11-01 | 24 | 84.4265 | 1542.3523 |  | 127309.7283 | -262.7405
2018-12-01 | 24 | 59.7202 | 1145.2166 |  | 80143.284 | -262.7405
2019-01-01 | 25 | 59.6713 | 832.5755 |  | 58024.5115 | -262.7405
2019-02-01 | 25 | 66.9325 | 991.4521 |  | 63648.1297 | -262.7405
2019-03-01 | 25 | 31.9767 | 941.9905 |  | 68196.4039 | -262.7405
2019-04-01 | 26 | 93.3774 | 893.0839 |  | 81641.6577 | 0
2019-05-01 | 26 | 248.098 | 1217.98 |  | 111477.6949 | 0
2019-06-01 | 26 | 257.7169 | 1191.715 |  | 173079.2266 | 0
2019-07-01 | 27 | 778.6288 | 1550.5305 |  | 307733.8169 | 0
2019-08-01 | 27 | 704.398 | 1474.3528 |  | 315773.0197 | 0
2019-09-01 | 27 | 848.8079 | 1481.212 |  | 279798.3556 | 0
2019-10-01 | 28 | 60.2353 | 1440.7921 |  | 198746.2007 | -262.7405
2019-11-01 | 28 | 71.0777 | 1069.8011 |  | 97172.1144 | -262.7405
2019-12-01 | 28 | 57.3916 | 794.5336 |  | 65033.6531 | -262.7405
2020-01-01 | 29 | 59.6713 | 832.5755 |  | 58024.5115 | -262.7405
2020-02-01 | 29 | 66.9325 | 991.4521 |  | 63648.1297 | -262.7405
2020-03-01 | 29 | 31.9767 | 941.9905 |  | 68196.4039 | -262.7405
2020-04-01 | 30 | 89.7538 | 881.8931 |  | 79423.9451 | 0
2020-05-01 | 30 | 241.2973 | 1206.7328 |  | 108910.0008 | 0
2020-06-01 | 30 | 253.6497 | 1177.3481 |  | 169995.8584 | 0
2020-07-01 | 31 | 757.9342 | 1514.4926 |  | 299282.378 | 0
2020-08-01 | 31 | 684.3863 | 1438.9138 |  | 307145.8046 | 0
2020-09-01 | 31 | 829.2397 | 1447.5097 |  | 271962.5149 | 0
2020-10-01 | 32 | 54.6285 | 1395.9757 |  | 189399.6464 | -220.9428
2020-11-01 | 32 | 63.9215 | 1035.8985 |  | 90800.8362 | -220.9428
2020-12-01 | 32 | 49.7724 | 770.0123 |  | 59744.4456 | -220.9428
2021-01-01 | 33 | 49.4583 | 793.5759 |  | 50636.2553 | -207.0102
2021-02-01 | 33 | 58.1011 | 956.1953 |  | 56565.092 | -207.0102
2021-03-01 | 33 | 26.3448 | 905.649 |  | 60040.7734 | -207.0102
2021-04-01 | 34 | 78.8832 | 848.3208 |  | 72770.8071 | 0
2021-05-01 | 34 | 220.8953 | 1172.9911 |  | 101206.9182 | 0
2021-06-01 | 34 | 241.4479 | 1134.2473 |  | 160745.7539 | 0
2021-07-01 | 35 | 737.2396 | 1478.4547 |  | 290830.9392 | 0
2021-08-01 | 35 | 664.3746 | 1403.4748 |  | 298518.5895 | 0
2021-09-01 | 35 | 809.6715 | 1413.8073 |  | 264126.6742 | 0
2021-10-01 | 36 | 52.7595 | 1381.0369 |  | 186284.1284 | -207.0102
2021-11-01 | 36 | 61.536 | 1024.5977 |  | 88677.0769 | -207.0102
2021-12-01 | 36 | 47.2327 | 761.8385 |  | 57981.3765 | -207.0102
2022-01-01 | 37 | 49.4583 | 793.5759 |  | 50636.2553 | -207.0102
2022-02-01 | 37 | 58.1011 | 956.1953 |  | 56565.092 | -207.0102
2022-03-01 | 37 | 26.3448 | 905.649 |  | 60040.7734 | -207.0102
2022-04-01 | 38 | 78.8832 | 848.3208 |  | 72770.8071 | 0
2022-05-01 | 38 | 220.8953 | 1172.9911 |  | 101206.9182 | 0
2022-06-01 | 38 | 241.4479 | 1134.2473 |  | 160745.7539 | 0
2022-07-01 | 39 | 737.2396 | 1478.4547 |  | 290830.9392 | 0
2022-08-01 | 39 | 664.3746 | 1403.4748 |  | 298518.5895 | 0
2022-09-01 | 39 | 809.6715 | 1413.8073 |  | 264126.6742 | 0
2022-10-01 | 40 | 52.7595 | 1381.0369 |  | 186284.1284 | -207.0102
2022-11-01 | 40 | 61.536 | 1024.5977 |  | 88677.0769 | -207.0102
2022-12-01 | 40 | 47.2327 | 761.8385 |  | 57981.3765 | -207.0102
2023-01-01 | 41 | 49.4583 | 793.5759 |  | 50636.2553 | -207.0102
2023-02-01 | 41 | 58.1011 | 956.1953 |  | 56565.092 | -207.0102
2023-03-01 | 41 | 26.3448 | 905.649 |  | 60040.7734 | -207.0102
2023-04-01 | 42 | 78.8832 | 848.3208 |  | 72770.8071 | 0
2023-05-01 | 42 | 220.8953 | 1172.9911 |  | 101206.9182 | 0
2023-06-01 | 42 | 241.4479 | 1134.2473 |  | 160745.7539 | 0
2023-07-01 | 43 | 737.2396 | 1478.4547 |  | 290830.9392 | 0
2023-08-01 | 43 | 664.3746 | 1403.4748 |  | 298518.5895 | 0
2023-09-01 | 43 | 809.6715 | 1413.8073 |  | 264126.6742 | 0
2023-10-01 | 44 | 52.7595 | 1381.0369 |  | 186284.1284 | -207.0102
2023-11-01 | 44 | 61.536 | 1024.5977 |  | 88677.0769 | -207.0102
2023-12-01 | 44 | 47.2327 | 761.8385 |  | 57981.3765 | -207.0102

## Input
| SDG&E 2013 v1c4-Draft.xls |  |  |  | Program Budget ($) | [10 empty] | Import file format 5
[5 empty] | a. Administrative Costs | 2013 | 2014 | 2015 | NPV |  |  |  | Nominal | Nominal | Nominal
| Proposer General Information |  |  |  | a.i. Overhead and G&A |  |  | 197445.2142 | 183909.4767 | d. Incentives and Rebates ($) |  |  | 2013 | 2014 | 2015 | NPV |  | Market Effects Adjustments
[5 empty] | a.ii. Other Admin costs |  |  |  | 0 | d.i. User Input Incentive (treated like admin) | [5 empty] | 0 |  | Adjustment type |  | Uniform
[5 empty] | b. Marketing/Outreach |  |  | 87000 | 81035.7675 | d.ii. Rebate |  |  | 0 | 0 | 1077023.6 |  |  | Enter Custom values in columns AO through AT
| Service Territory |  | SDG&E |  | c. Direct Implementation (non incentive) |  |  |  |  | d.iii. Direct Install Labor |  |  | 0 | 0 | 894381.654 |  |  | Uniform Factors to apply to all measures
| First Year of Program Implementation |  |  | 2013 | c.i. Activity |  |  | 1109082.5059 | 1033050.0241 | d.iv. Direct Install Materials |  |  | 0 | 0 | 199645 |  |  |  | Benefit Adj | Cost Adj
| Contact Information |  |  |  | c.ii. Installation |  |  |  | 0 | d.v. Upstream payments |  |  | 0 | 0 | 44166.7 |  |  | Participant Inside
[5 empty] | c.iii. Hardware & Materials |  |  |  | 0 | Subtotal Incentives and Rebates |  |  | 0 | 0 | 2215216.954 | 1829630.5129 |  | Participant Outside
[5 empty] | c.iv. Rebate Processing and Inspection |  |  |  | 0 | [8 empty] | Non-participant | 5% | 5% | [39 empty] | Formulas for spreading annual installations to quarters
[5 empty] | d. Total Incentives and Rebates | 0 | 0 | 2215216.954 | 1829630.5129 | [8 empty] | Total Factor | 5% | 5% | [39 empty] | 0 | 0 | 0 | 0 | 0 | 0 | 0 | 0 | 0 | 0 | 0 | 0 | 0 | 0 | 0 | 0 | 0 | 0 | 0 | 0 | 0 | 0 | 0 | 0 | 0 | 0 | 0 | 0 | 0 | 0 | 0 | 0 | 0 | 0 | 0 | 0 | 0 | 0 | 0 | 0 | 0 | 0 | 0 | 0
[5 empty] | e. EM&V |  |  |  | 0 | [6 empty] | 0
[5 empty] | Total | 0 | 0 | 3608744.6741 | 3127625.7813 | Program Budget w/ Other Costs (a to f) |  |  | 0 | 0 | 3608744.6741 | 3127625.7813
[15 empty] | Number of measures that have negative participant cost: | 13 |  |  | Total Excess incentive: | 2.9104e-11 | [39 empty] | Quarterly Installation Schedule
| Program Inputs | [10 empty] | Transfer | Admin | Admin | Admin | Participant | [8 empty] | Second Baseline (For savings after the RUL) | [7 empty] | Table Lookup Values |  |  |  |  | Benefits Adj Factors |  | Market Effects Adjustments | [8 empty] | Annual Installation Schedule (enter quarterly values to the right) | [10 empty] | 2013 |  |  |  | 2014 |  |  |  | 2015 |  |  |  | 2016 |  |  |  | 2017 |  |  |  | 2018 |  |  |  | 2019 |  |  |  | 2020 |  |  |  | 2021 |  |  |  | 2022 |  |  |  | 2023
| Measure Name | DEER RunID | Climate Zone | Target sector | Measure Electric End Use Shape | CZ, Sector, Measure combination found? | Expected Useful Life for New/ROB, RUL for retrofit. (yrs) | Program Type (To look up Net-to-gross Ratio) | Unit Definition (e.g. homes) | Program Type (NEW/ROB or Early Repl(RET)) | Gross Measure Cost (Total Cost for Retrofit, Incr Cost for New/ROB) ($/unit) | Rebate to end use customer or its assignee ($/unit) | Incentives to entities other than the end use customer or its assignee($/unit) | Direct Install Labor ($/unit) | Direct Install Material ($/unit) | Gross Participant Cost ($/unit) | Gross Unit Annual Electricity Savings (kwh/unit) | Electric Rate Schedule | Demand Scaler | User Entered kW Savings per unit (kW/unit) | Gross Unit Annual Gas Savings (therm/unit) | Gas Sector | Gas Rate Schedule | Gas Savings Profile | Total Life. Can be left blank for single baseline measures (Yrs) | Incremental Cost (relative to standard efficiency default device) ($/unit) | Measure Cost Inflation (%/year escalation) | Early retrofit incremental kWh savings (kWh/unit) | Early retrofit incremental kW savings (kW/unit) | Early retrofit incremental Th savings (Th/unit) | Combustion Type | Expected Useful Life for New/ROB, RUL for retrofit. (yrs) | Net-to-Gross Ratio - kWh | Net-to-Gross Ratio -Therms | Net-to-Gross Ratio - kW | Net-to-Gross Ratio - Therms (overides lookup value) | Net-to-Gross Ratio - Costs | Installation Rate (Blank gets 100%) (IR) | Gross Realization Rate (Blank gets 100%) (GRR) | Benefits - Participants Inside | Benefits - Participants Outside | Benefits- Non-participants | Costs - Participants Inside | Costs - Participants Outside | Costs- Non-participants | Total Benefits Factor | Total Cost Factor | % Eligible for TOU AC adjustment | 2013 | 2014 | 2015 | 2016 | 2017 | 2018 | 2019 | 2020 | 2021 | 2022 | 2023 | Qtr 1 | Qtr 2 | Qtr 3 | Qtr 4 | Qtr 1 | Qtr 2 | Qtr 3 | Qtr 4 | Qtr 1 | Qtr 2 | Qtr 3 | Qtr 4 | Qtr 1 | Qtr 2 | Qtr 3 | Qtr 4 | Qtr 1 | Qtr 2 | Qtr 3 | Qtr 4 | Qtr 1 | Qtr 2 | Qtr 3 | Qtr 4 | Qtr 1 | Qtr 2 | Qtr 3 | Qtr 4 | Qtr 1 | Qtr 2 | Qtr 3 | Qtr 4 | Qtr 1 | Qtr 2 | Qtr 3 | Qtr 4 | Qtr 1 | Qtr 2 | Qtr 3 | Qtr 4 | Qtr 1 | Qtr 2 | Qtr 3 | Qtr 4 | Total Number of Units | Comments
3224_SW-COM-Deemed Incentives-HVAC Commercial | 416172-Pkg AC <65k Single Phase SEER = 14.0-UP Stream | NE-HVAC-airAC-Pkg-lt55kBtuh-14p0seer | System | Commercial | NON_res:DEER:HVAC_Split-Package_AC | TRUE |  |  | Ton | ROB | 113.1 | 0 | 50 | 0 | 0 | 63.1 | 236 |  | kWh | 0.0532 | -1.5 | Commercial |  | Winter Only | [6 empty] | Small Boilers (<100 MMBtu/hr Heat Input):Uncontrolled | 15 | 0.85 | 0.85 | 0.85 | [10 empty] | 0% | 0% | 100% | 0 | 0 | 8.52 | 0 | 0 | 0 | 0 | 0 | 0 | 0 | 0 | 2013 Qtr 1: 0; 2013 Qtr 2: 0; 2013 Qtr 3: 0; 2013 Qtr 4: 0; 2014 Qtr 1: 0; 2014 Qtr 2: 0; 2014 Qtr 3: 0; 2014 Qtr 4: 0; 2015 Qtr 1: 2.13; 2015 Qtr 2: 2.13; 2015 Qtr 3: 2.13; 2015 Qtr 4: 2.13 | 8.52
3224_SW-COM-Deemed Incentives-HVAC Commercial | 416176-Pkg AC <65k Three Phase SEER = 14.0-UP Stream | NE-HVAC-airAC-Pkg-lt55kBtuh-14p0seer | System | Commercial | NON_res:DEER:HVAC_Split-Package_AC | TRUE |  |  | Ton | ROB | 113.1 | 0 | 50 | 0 | 0 | 63.1 | 236 |  | kWh | 0.0532 | -1.5 | Commercial |  | Winter Only | [6 empty] | Small Boilers (<100 MMBtu/hr Heat Input):Uncontrolled | 15 | 0.85 | 0.85 | 0.85 | [10 empty] | 0% | 0% | 100% | 0 | 0 | 13.49 | 0 | 0 | 0 | 0 | 0 | 0 | 0 | 0 | 2013 Qtr 1: 0; 2013 Qtr 2: 0; 2013 Qtr 3: 0; 2013 Qtr 4: 0; 2014 Qtr 1: 0; 2014 Qtr 2: 0; 2014 Qtr 3: 0; 2014 Qtr 4: 0; 2015 Qtr 1: 3.3725; 2015 Qtr 2: 3.3725; 2015 Qtr 3: 3.3725; 2015 Qtr 4: 3.3725 | 13.49
3224_SW-COM-Deemed Incentives-HVAC Commercial | 416177-Pkg AC <65k Three Phase SEER = 14.0-Rebate | NE-HVAC-airAC-Pkg-lt55kBtuh-14p0seer | System | Commercial | NON_res:DEER:HVAC_Split-Package_AC | TRUE |  |  | Ton | ROB | 113.1 | 50 | 0 | 0 | 0 | 63.1 | 236 |  | kWh | 0.0532 | -1.5 | Commercial |  | Winter Only | [6 empty] | Small Boilers (<100 MMBtu/hr Heat Input):Uncontrolled | 15 | 0.6 | 0.6 | 0.6 | [10 empty] | 0% | 0% | 100% | 0 | 0 | 16.33 | 0 | 0 | 0 | 0 | 0 | 0 | 0 | 0 | 2013 Qtr 1: 0; 2013 Qtr 2: 0; 2013 Qtr 3: 0; 2013 Qtr 4: 0; 2014 Qtr 1: 0; 2014 Qtr 2: 0; 2014 Qtr 3: 0; 2014 Qtr 4: 0; 2015 Qtr 1: 4.0825; 2015 Qtr 2: 4.0825; 2015 Qtr 3: 4.0825; 2015 Qtr 4: 4.0825 | 16.33
3224_SW-COM-Deemed Incentives-HVAC Commercial | 416178-Pkg AC or HP <65k Single Phase SEER = 15.0 or 12.5 EER-UP Stream | WPSDGENRHC0023 Rev 0-Rev00-Msr001 | System | Commercial | NON_res:DEER:HVAC_Split-Package_AC | TRUE |  |  | Ton | ROB | 195.6 | 150 | 0 | 0 | 0 | 45.6 | 213.4428 |  | kWh | 0.064645 | -3.0094 | Commercial |  | Winter Only | [6 empty] | Small Boilers (<100 MMBtu/hr Heat Input):Uncontrolled | 15 | 0.85 | 0.85 | 0.85 | [10 empty] | 0% | 0% | 100% | 0 | 0 | 92.3 | 0 | 0 | 0 | 0 | 0 | 0 | 0 | 0 | 2013 Qtr 1: 0; 2013 Qtr 2: 0; 2013 Qtr 3: 0; 2013 Qtr 4: 0; 2014 Qtr 1: 0; 2014 Qtr 2: 0; 2014 Qtr 3: 0; 2014 Qtr 4: 0; 2015 Qtr 1: 23.075; 2015 Qtr 2: 23.075; 2015 Qtr 3: 23.075; 2015 Qtr 4: 23.075 | 92.3
3224_SW-COM-Deemed Incentives-HVAC Commercial | 416179-Pkg AC or HP <65k Single Phase SEER = 15.0 or 12.5 EER-Rebate | WPSDGENRHC0023 Rev 0-Rev00-Msr001 | System | Commercial | NON_res:DEER:HVAC_Split-Package_AC | TRUE |  |  | Ton | ROB | 195.6 | 0 | 150 | 0 | 0 | 45.6 | 213.4428 |  | kWh | 0.064645 | -3.0094 | Commercial |  | Winter Only | [6 empty] | Small Boilers (<100 MMBtu/hr Heat Input):Uncontrolled | 15 | 0.6 | 0.6 | 0.6 | [10 empty] | 0% | 0% | 100% | 0 | 0 | 158.33 | 0 | 0 | 0 | 0 | 0 | 0 | 0 | 0 | 2013 Qtr 1: 0; 2013 Qtr 2: 0; 2013 Qtr 3: 0; 2013 Qtr 4: 0; 2014 Qtr 1: 0; 2014 Qtr 2: 0; 2014 Qtr 3: 0; 2014 Qtr 4: 0; 2015 Qtr 1: 39.5825; 2015 Qtr 2: 39.5825; 2015 Qtr 3: 39.5825; 2015 Qtr 4: 39.5825 | 158.33
3224_SW-COM-Deemed Incentives-HVAC Commercial | 416180-Pkg AC or HP <65k Single Phase SEER = 16.0 or 13 EER-UP Stream | WPSDGENRHC0023 Rev 0-Rev00-Msr002 | System | Commercial | NON_res:DEER:HVAC_Split-Package_AC | TRUE |  |  | Ton | ROB | 293.4 | 200 | 0 | 0 | 0 | 93.4 | 205.3578 |  | kWh | 0.048484 | -3.6794 | Commercial |  | Winter Only | [6 empty] | Small Boilers (<100 MMBtu/hr Heat Input):Uncontrolled | 15 | 0.85 | 0.85 | 0.85 | [10 empty] | 0% | 0% | 100% | 0 | 0 | 49.7 | 0 | 0 | 0 | 0 | 0 | 0 | 0 | 0 | 2013 Qtr 1: 0; 2013 Qtr 2: 0; 2013 Qtr 3: 0; 2013 Qtr 4: 0; 2014 Qtr 1: 0; 2014 Qtr 2: 0; 2014 Qtr 3: 0; 2014 Qtr 4: 0; 2015 Qtr 1: 12.425; 2015 Qtr 2: 12.425; 2015 Qtr 3: 12.425; 2015 Qtr 4: 12.425 | 49.7
3224_SW-COM-Deemed Incentives-HVAC Commercial | 416181-Pkg AC or HP <65k Single Phase SEER = 16.0 or 13 EER-Rebate | WPSDGENRHC0023 Rev 0-Rev00-Msr002 | System | Commercial | NON_res:DEER:HVAC_Split-Package_AC | TRUE |  |  | Ton | ROB | 293.4 | 0 | 200 | 0 | 0 | 93.4 | 205.3578 |  | kWh | 0.048484 | -3.6794 | Commercial |  | Winter Only | [6 empty] | Small Boilers (<100 MMBtu/hr Heat Input):Uncontrolled | 15 | 0.6 | 0.6 | 0.6 | [10 empty] | 0% | 0% | 100% | 0 | 0 | 7.1 | 0 | 0 | 0 | 0 | 0 | 0 | 0 | 0 | 2013 Qtr 1: 0; 2013 Qtr 2: 0; 2013 Qtr 3: 0; 2013 Qtr 4: 0; 2014 Qtr 1: 0; 2014 Qtr 2: 0; 2014 Qtr 3: 0; 2014 Qtr 4: 0; 2015 Qtr 1: 1.775; 2015 Qtr 2: 1.775; 2015 Qtr 3: 1.775; 2015 Qtr 4: 1.775 | 7.1
3224_SW-COM-Deemed Incentives-HVAC Commercial | 416195-Pkg HP <65k Single Phase SEER = 14.0-Rebate | NE-HVAC-airHP-Pkg-lt55kBtuh-14p0seer-8p0hspf | System | Commercial | NON_res:DEER:HVAC_Split-Package_HP | TRUE |  |  | Ton | ROB | 113.1 | 50 | 0 | 0 | 0 | 63.1 | 109 |  | kWh | 0.0388 | -0.000132 | Commercial |  | Winter Only | [6 empty] | Small Boilers (<100 MMBtu/hr Heat Input):Uncontrolled | 15 | 0.6 | 0.6 | 0.6 | [10 empty] | 0% | 0% | 100% | 0 | 0 | 3.55 | 0 | 0 | 0 | 0 | 0 | 0 | 0 | 0 | 2013 Qtr 1: 0; 2013 Qtr 2: 0; 2013 Qtr 3: 0; 2013 Qtr 4: 0; 2014 Qtr 1: 0; 2014 Qtr 2: 0; 2014 Qtr 3: 0; 2014 Qtr 4: 0; 2015 Qtr 1: 0.8875; 2015 Qtr 2: 0.8875; 2015 Qtr 3: 0.8875; 2015 Qtr 4: 0.8875 | 3.55
3224_SW-COM-Deemed Incentives-HVAC Commercial | 416198-Pkg HP <65k Three Phase SEER = 14.0-UP Stream | NE-HVAC-airHP-Pkg-lt55kBtuh-14p0seer-8p0hspf | System | Commercial | NON_res:DEER:HVAC_Split-Package_HP | TRUE |  |  | Ton | ROB | 113.1 | 0 | 50 | 0 | 0 | 63.1 | 109 |  | kWh | 0.0388 | -0.000132 | Commercial |  | Winter Only | [6 empty] | Small Boilers (<100 MMBtu/hr Heat Input):Uncontrolled | 15 | 0.85 | 0.85 | 0.85 | [10 empty] | 0% | 0% | 100% | 0 | 0 | 8.52 | 0 | 0 | 0 | 0 | 0 | 0 | 0 | 0 | 2013 Qtr 1: 0; 2013 Qtr 2: 0; 2013 Qtr 3: 0; 2013 Qtr 4: 0; 2014 Qtr 1: 0; 2014 Qtr 2: 0; 2014 Qtr 3: 0; 2014 Qtr 4: 0; 2015 Qtr 1: 2.13; 2015 Qtr 2: 2.13; 2015 Qtr 3: 2.13; 2015 Qtr 4: 2.13 | 8.52
3224_SW-COM-Deemed Incentives-HVAC Commercial | 416202-Pkg AC 135-239k EER=11.5-UP Stream | NE-HVAC-airAC-SpltPkg-135to239kBtuh-11p5eer | System | Commercial | NON_res:DEER:HVAC_Split-Package_AC | TRUE |  |  | Ton | ROB | 69.43 | 0 | 50 | 0 | 0 | 19.43 | 36.7 |  | kWh | 0.0175 | -0.411 | Commercial |  | Winter Only | [6 empty] | Small Boilers (<100 MMBtu/hr Heat Input):Uncontrolled | 15 | 0.85 | 0.85 | 0.85 | [10 empty] | 0% | 0% | 100% | 0 | 0 | 54.32 | 0 | 0 | 0 | 0 | 0 | 0 | 0 | 0 | 2013 Qtr 1: 0; 2013 Qtr 2: 0; 2013 Qtr 3: 0; 2013 Qtr 4: 0; 2014 Qtr 1: 0; 2014 Qtr 2: 0; 2014 Qtr 3: 0; 2014 Qtr 4: 0; 2015 Qtr 1: 13.58; 2015 Qtr 2: 13.58; 2015 Qtr 3: 13.58; 2015 Qtr 4: 13.58 | 54.32
3224_SW-COM-Deemed Incentives-HVAC Commercial | 416204-Pkg AC 135-239k EER=12.0 ER-Rebate | NE-HVAC-airAC-SpltPkg-135to239kBtuh-12p0eer | System | Commercial | NON_res:DEER:HVAC_Split-Package_AC | TRUE |  |  | Ton | ER | 572.0214 | 125 | 0 | 0 | 0 | 447.0214 | 992 |  | kWh | 0.328 | -4.74 | Commercial |  | Winter Only | 15 | 86.18 |  | 117 | 0.0361 | -1.29 | Small Boilers (<100 MMBtu/hr Heat Input):Uncontrolled | 5 | 0.85 | 0.85 | 0.85 | [10 empty] | 0% | 0% | 100% | 0 | 0 | 85.2 | 0 | 0 | 0 | 0 | 0 | 0 | 0 | 0 | 2013 Qtr 1: 0; 2013 Qtr 2: 0; 2013 Qtr 3: 0; 2013 Qtr 4: 0; 2014 Qtr 1: 0; 2014 Qtr 2: 0; 2014 Qtr 3: 0; 2014 Qtr 4: 0; 2015 Qtr 1: 21.3; 2015 Qtr 2: 21.3; 2015 Qtr 3: 21.3; 2015 Qtr 4: 21.3 | 85.2
3224_SW-COM-Deemed Incentives-HVAC Commercial | 416205-Pkg AC 135-239k EER=12.0-UP Stream | NE-HVAC-airAC-SpltPkg-135to239kBtuh-12p0eer | System | Commercial | NON_res:DEER:HVAC_Split-Package_AC | TRUE |  |  | Ton | ROB | 86.18 | 0 | 50 | 0 | 0 | 36.18 | 117 |  | kWh | 0.0361 | -1.29 | Commercial |  | Winter Only | [6 empty] | Small Boilers (<100 MMBtu/hr Heat Input):Uncontrolled | 15 | 0.85 | 0.85 | 0.85 | [10 empty] | 0% | 0% | 100% | 0 | 0 | 17.75 | 0 | 0 | 0 | 0 | 0 | 0 | 0 | 0 | 2013 Qtr 1: 0; 2013 Qtr 2: 0; 2013 Qtr 3: 0; 2013 Qtr 4: 0; 2014 Qtr 1: 0; 2014 Qtr 2: 0; 2014 Qtr 3: 0; 2014 Qtr 4: 0; 2015 Qtr 1: 4.4375; 2015 Qtr 2: 4.4375; 2015 Qtr 3: 4.4375; 2015 Qtr 4: 4.4375 | 17.75
3224_SW-COM-Deemed Incentives-HVAC Commercial | 416206-Pkg AC 135-239k EER=12.0-Rebate | NE-HVAC-airAC-SpltPkg-135to239kBtuh-12p0eer | System | Commercial | NON_res:DEER:HVAC_Split-Package_AC | TRUE |  |  | Ton | ROB | 86.18 | 50 | 0 | 0 | 0 | 36.18 | 117 |  | kWh | 0.0361 | -1.29 | Commercial |  | Winter Only | [6 empty] | Small Boilers (<100 MMBtu/hr Heat Input):Uncontrolled | 15 | 0.6 | 0.6 | 0.6 | [10 empty] | 0% | 0% | 100% | 0 | 0 | 21.3 | 0 | 0 | 0 | 0 | 0 | 0 | 0 | 0 | 2013 Qtr 1: 0; 2013 Qtr 2: 0; 2013 Qtr 3: 0; 2013 Qtr 4: 0; 2014 Qtr 1: 0; 2014 Qtr 2: 0; 2014 Qtr 3: 0; 2014 Qtr 4: 0; 2015 Qtr 1: 5.325; 2015 Qtr 2: 5.325; 2015 Qtr 3: 5.325; 2015 Qtr 4: 5.325 | 21.3
3224_SW-COM-Deemed Incentives-HVAC Commercial | 416220-Pkg AC 65-89k EER=12.0 ER-Rebate | NE-HVAC-airAC-SpltPkg-65to109kBtuh-12p0eer | System | Commercial | NON_res:DEER:HVAC_Split-Package_AC | TRUE |  |  | Ton | ER | 516.1558 | 125 | 0 | 0 | 0 | 391.1558 | 1240 |  | kWh | 0.299 | -3.96 | Commercial |  | Winter Only | 15 | 55.32 |  | 163 | 0.0818 | -1.07 | Small Boilers (<100 MMBtu/hr Heat Input):Uncontrolled | 5 | 0.6 | 0.6 | 0.6 | [10 empty] | 0% | 0% | 100% | 0 | 0 | 5.33 | 0 | 0 | 0 | 0 | 0 | 0 | 0 | 0 | 2013 Qtr 1: 0; 2013 Qtr 2: 0; 2013 Qtr 3: 0; 2013 Qtr 4: 0; 2014 Qtr 1: 0; 2014 Qtr 2: 0; 2014 Qtr 3: 0; 2014 Qtr 4: 0; 2015 Qtr 1: 1.3325; 2015 Qtr 2: 1.3325; 2015 Qtr 3: 1.3325; 2015 Qtr 4: 1.3325 | 5.33
3224_SW-COM-Deemed Incentives-HVAC Commercial | 416221-Pkg AC 65-89k EER=12.0-UP Stream | NE-HVAC-airAC-SpltPkg-65to109kBtuh-12p0eer | System | Commercial | NON_res:DEER:HVAC_Split-Package_AC | TRUE |  |  | Ton | ROB | 55.32 | 0 | 50 | 0 | 0 | 5.32 | 163 |  | kWh | 0.0818 | -1.07 | Commercial |  | Winter Only | [6 empty] | Small Boilers (<100 MMBtu/hr Heat Input):Uncontrolled | 15 | 0.85 | 0.85 | 0.85 | [10 empty] | 0% | 0% | 100% | 0 | 0 | 8.52 | 0 | 0 | 0 | 0 | 0 | 0 | 0 | 0 | 2013 Qtr 1: 0; 2013 Qtr 2: 0; 2013 Qtr 3: 0; 2013 Qtr 4: 0; 2014 Qtr 1: 0; 2014 Qtr 2: 0; 2014 Qtr 3: 0; 2014 Qtr 4: 0; 2015 Qtr 1: 2.13; 2015 Qtr 2: 2.13; 2015 Qtr 3: 2.13; 2015 Qtr 4: 2.13 | 8.52
3224_SW-COM-Deemed Incentives-HVAC Commercial | 416222-Pkg AC 65-89k EER=12.0-Rebate | NE-HVAC-airAC-SpltPkg-65to109kBtuh-12p0eer | System | Commercial | NON_res:DEER:HVAC_Split-Package_AC | TRUE |  |  | Ton | ROB | 55.32 | 50 | 0 | 0 | 0 | 5.32 | 163 |  | kWh | 0.0818 | -1.07 | Commercial |  | Winter Only | [6 empty] | Small Boilers (<100 MMBtu/hr Heat Input):Uncontrolled | 15 | 0.6 | 0.6 | 0.6 | [10 empty] | 0% | 0% | 100% | 0 | 0 | 10.65 | 0 | 0 | 0 | 0 | 0 | 0 | 0 | 0 | 2013 Qtr 1: 0; 2013 Qtr 2: 0; 2013 Qtr 3: 0; 2013 Qtr 4: 0; 2014 Qtr 1: 0; 2014 Qtr 2: 0; 2014 Qtr 3: 0; 2014 Qtr 4: 0; 2015 Qtr 1: 2.6625; 2015 Qtr 2: 2.6625; 2015 Qtr 3: 2.6625; 2015 Qtr 4: 2.6625 | 10.65
3224_SW-COM-Deemed Incentives-HVAC Commercial | 416224-Pkg AC 90-134k EER=11.5-UP Stream | NE-HVAC-airAC-SpltPkg-110to134kBtuh-11p5eer | System | Commercial | NON_res:DEER:HVAC_Split-Package_AC | TRUE |  |  | Ton | ROB | 109.71 | 0 | 50 | 0 | 0 | 59.71 | 132 |  | kWh | 0.0596 | -0.957 | Commercial |  | Winter Only | [6 empty] | Small Boilers (<100 MMBtu/hr Heat Input):Uncontrolled | 15 | 0.85 | 0.85 | 0.85 | [10 empty] | 0% | 0% | 100% | 0 | 0 | 5.68 | 0 | 0 | 0 | 0 | 0 | 0 | 0 | 0 | 2013 Qtr 1: 0; 2013 Qtr 2: 0; 2013 Qtr 3: 0; 2013 Qtr 4: 0; 2014 Qtr 1: 0; 2014 Qtr 2: 0; 2014 Qtr 3: 0; 2014 Qtr 4: 0; 2015 Qtr 1: 1.42; 2015 Qtr 2: 1.42; 2015 Qtr 3: 1.42; 2015 Qtr 4: 1.42 | 5.68
3224_SW-COM-Deemed Incentives-HVAC Commercial | 416226-Pkg AC 90-134k EER=12.0 ER-UP Stream | NE-HVAC-airAC-SpltPkg-110to134kBtuh-12p0eer | System | Commercial | NON_res:DEER:HVAC_Split-Package_AC | TRUE |  |  | Ton | ER | 658.2857 | 0 | 125 | 0 | 0 | 533.2857 | 920 |  | kWh | 0.299 | -3.95 | Commercial |  | Winter Only | 15 | 150.64 |  | 163 | 0.0818 | -1.07 | Small Boilers (<100 MMBtu/hr Heat Input):Uncontrolled | 5 | 0.85 | 0.85 | 0.85 | [10 empty] | 0% | 0% | 100% | 0 | 0 | 7.1 | 0 | 0 | 0 | 0 | 0 | 0 | 0 | 0 | 2013 Qtr 1: 0; 2013 Qtr 2: 0; 2013 Qtr 3: 0; 2013 Qtr 4: 0; 2014 Qtr 1: 0; 2014 Qtr 2: 0; 2014 Qtr 3: 0; 2014 Qtr 4: 0; 2015 Qtr 1: 1.775; 2015 Qtr 2: 1.775; 2015 Qtr 3: 1.775; 2015 Qtr 4: 1.775 | 7.1
3224_SW-COM-Deemed Incentives-HVAC Commercial | 416227-Pkg AC 90-134k EER=12.0 ER-Rebate | NE-HVAC-airAC-SpltPkg-110to134kBtuh-12p0eer | System | Commercial | NON_res:DEER:HVAC_Split-Package_AC | TRUE |  |  | Ton | ER | 658.2857 | 125 | 0 | 0 | 0 | 533.2857 | 920 |  | kWh | 0.299 | -3.95 | Commercial |  | Winter Only | 15 | 150.64 |  | 163 | 0.0818 | -1.07 | Small Boilers (<100 MMBtu/hr Heat Input):Uncontrolled | 5 | 0.85 | 0.85 | 0.85 | [10 empty] | 0% | 0% | 100% | 0 | 0 | 15.98 | 0 | 0 | 0 | 0 | 0 | 0 | 0 | 0 | 2013 Qtr 1: 0; 2013 Qtr 2: 0; 2013 Qtr 3: 0; 2013 Qtr 4: 0; 2014 Qtr 1: 0; 2014 Qtr 2: 0; 2014 Qtr 3: 0; 2014 Qtr 4: 0; 2015 Qtr 1: 3.995; 2015 Qtr 2: 3.995; 2015 Qtr 3: 3.995; 2015 Qtr 4: 3.995 | 15.98
3224_SW-COM-Deemed Incentives-HVAC Commercial | 416228-Pkg AC 90-134k EER=12.0-UP Stream | NE-HVAC-airAC-SpltPkg-110to134kBtuh-12p0eer | System | Commercial | NON_res:DEER:HVAC_Split-Package_AC | TRUE |  |  | Ton | ROB | 150.64 | 0 | 50 | 0 | 0 | 100.64 | 163 |  | kWh | 0.0818 | -1.07 | Commercial |  | Winter Only | [6 empty] | Small Boilers (<100 MMBtu/hr Heat Input):Uncontrolled | 15 | 0.85 | 0.85 | 0.85 | [10 empty] | 0% | 0% | 100% | 0 | 0 | 77.04 | 0 | 0 | 0 | 0 | 0 | 0 | 0 | 0 | 2013 Qtr 1: 0; 2013 Qtr 2: 0; 2013 Qtr 3: 0; 2013 Qtr 4: 0; 2014 Qtr 1: 0; 2014 Qtr 2: 0; 2014 Qtr 3: 0; 2014 Qtr 4: 0; 2015 Qtr 1: 19.26; 2015 Qtr 2: 19.26; 2015 Qtr 3: 19.26; 2015 Qtr 4: 19.26 | 77.04
3224_SW-COM-Deemed Incentives-HVAC Commercial | 416229-Pkg AC 90-134k EER=12.0-Rebate | NE-HVAC-airAC-SpltPkg-110to134kBtuh-12p0eer | System | Commercial | NON_res:DEER:HVAC_Split-Package_AC | TRUE |  |  | Ton | ROB | 150.64 | 50 | 0 | 0 | 0 | 100.64 | 163 |  | kWh | 0.0818 | -1.07 | Commercial |  | Winter Only | [6 empty] | Small Boilers (<100 MMBtu/hr Heat Input):Uncontrolled | 15 | 0.6 | 0.6 | 0.6 | [10 empty] | 0% | 0% | 100% | 0 | 0 | 90.53 | 0 | 0 | 0 | 0 | 0 | 0 | 0 | 0 | 2013 Qtr 1: 0; 2013 Qtr 2: 0; 2013 Qtr 3: 0; 2013 Qtr 4: 0; 2014 Qtr 1: 0; 2014 Qtr 2: 0; 2014 Qtr 3: 0; 2014 Qtr 4: 0; 2015 Qtr 1: 22.6325; 2015 Qtr 2: 22.6325; 2015 Qtr 3: 22.6325; 2015 Qtr 4: 22.6325 | 90.53
3224_SW-COM-Deemed Incentives-HVAC Commercial | 416240-Pkg HP 240-759k EER=10.5-UP Stream | NE-HVAC-airHP-SpltPkg-240to759kBtuh-10p5eer-3p2cop | System | Commercial | NON_res:DEER:HVAC_Split-Package_HP | TRUE |  |  | Ton | ROB | 192.65 | 0 | 50 | 0 | 0 | 142.65 | 105 |  | kWh | 0.0998 | 0 | Commercial |  | Winter Only | [6 empty] | Small Boilers (<100 MMBtu/hr Heat Input):Uncontrolled | 15 | 0.85 | 0.85 | 0.85 | [10 empty] | 0% | 0% | 0% | 0 | 0 | 106.5 | 0 | 0 | 0 | 0 | 0 | 0 | 0 | 0 | 2013 Qtr 1: 0; 2013 Qtr 2: 0; 2013 Qtr 3: 0; 2013 Qtr 4: 0; 2014 Qtr 1: 0; 2014 Qtr 2: 0; 2014 Qtr 3: 0; 2014 Qtr 4: 0; 2015 Qtr 1: 26.625; 2015 Qtr 2: 26.625; 2015 Qtr 3: 26.625; 2015 Qtr 4: 26.625 | 106.5
3224_SW-COM-Deemed Incentives-HVAC Commercial | 416281-Packaged Terminal AC 7-15k ER-Rebate | D03-099 | System | Commercial | NON_res:DEER:HVAC_Split-Package_AC | TRUE |  |  | Ton | ER | 763 | 100 | 0 | 0 | 0 | 663 | 580 |  | kWh | 0.245 | 0 | Commercial |  | Winter Only | 15 | 143 |  | 347 | 0.147 | 0 | Small Boilers (<100 MMBtu/hr Heat Input):Uncontrolled | 5 | 0.85 | 0.85 | 0.85 | [10 empty] | 0% | 0% | 0% | 0 | 0 | 3.2 | 0 | 0 | 0 | 0 | 0 | 0 | 0 | 0 | 2013 Qtr 1: 0; 2013 Qtr 2: 0; 2013 Qtr 3: 0; 2013 Qtr 4: 0; 2014 Qtr 1: 0; 2014 Qtr 2: 0; 2014 Qtr 3: 0; 2014 Qtr 4: 0; 2015 Qtr 1: 0.8; 2015 Qtr 2: 0.8; 2015 Qtr 3: 0.8; 2015 Qtr 4: 0.8 | 3.2
3224_SW-COM-Deemed Incentives-HVAC Commercial | 416282-Packaged Terminal AC 7-15k-Rebate | D03-099 | System | Commercial | NON_res:DEER:HVAC_Split-Package_AC | TRUE |  |  | Ton | ROB | 353 | 35 | 0 | 0 | 0 | 318 | 347 |  | kWh | 0.147 | 0 | Commercial |  | Winter Only | [6 empty] | Small Boilers (<100 MMBtu/hr Heat Input):Uncontrolled | 15 | 0.6 | 0.6 | 0.6 | [10 empty] | 0% | 0% | 0% | 0 | 0 | 2.66 | 0 | 0 | 0 | 0 | 0 | 0 | 0 | 0 | 2013 Qtr 1: 0; 2013 Qtr 2: 0; 2013 Qtr 3: 0; 2013 Qtr 4: 0; 2014 Qtr 1: 0; 2014 Qtr 2: 0; 2014 Qtr 3: 0; 2014 Qtr 4: 0; 2015 Qtr 1: 0.665; 2015 Qtr 2: 0.665; 2015 Qtr 3: 0.665; 2015 Qtr 4: 0.665 | 2.66
3224_SW-COM-Deemed Incentives-HVAC Commercial | 416287-Packaged Terminal HP 7-15k ER-Rebate | D03-101 | System | Commercial | NON_res:DEER:HVAC_Split-Package_HP | TRUE |  |  | Ton | ER | 1063 | 200 | 0 | 0 | 0 | 863 | 560 |  | kWh | 0.232 | 0 | Commercial |  | Winter Only | 15 | 353 |  | 344 | 0.143 | 0 | Small Boilers (<100 MMBtu/hr Heat Input):Uncontrolled | 5 | 0.85 | 0.85 | 0.85 | [10 empty] | 0% | 0% | 0% | 0 | 0 | 230.04 | 0 | 0 | 0 | 0 | 0 | 0 | 0 | 0 | 2013 Qtr 1: 0; 2013 Qtr 2: 0; 2013 Qtr 3: 0; 2013 Qtr 4: 0; 2014 Qtr 1: 0; 2014 Qtr 2: 0; 2014 Qtr 3: 0; 2014 Qtr 4: 0; 2015 Qtr 1: 57.51; 2015 Qtr 2: 57.51; 2015 Qtr 3: 57.51; 2015 Qtr 4: 57.51 | 230.04
3224_SW-COM-Deemed Incentives-HVAC Commercial | 416288-Packaged Terminal HP 7-15k-Rebate | D03-101 | System | Commercial | NON_res:DEER:HVAC_Split-Package_HP | TRUE |  |  | Ton | ROB | 353 | 100 | 0 | 0 | 0 | 253 | 344 |  | kWh | 0.143 | 0 | Commercial |  | Winter Only | [6 empty] | Small Boilers (<100 MMBtu/hr Heat Input):Uncontrolled | 15 | 0.6 | 0.6 | 0.6 | [10 empty] | 0% | 0% | 0% | 0 | 0 | 19.53 | 0 | 0 | 0 | 0 | 0 | 0 | 0 | 0 | 2013 Qtr 1: 0; 2013 Qtr 2: 0; 2013 Qtr 3: 0; 2013 Qtr 4: 0; 2014 Qtr 1: 0; 2014 Qtr 2: 0; 2014 Qtr 3: 0; 2014 Qtr 4: 0; 2015 Qtr 1: 4.8825; 2015 Qtr 2: 4.8825; 2015 Qtr 3: 4.8825; 2015 Qtr 4: 4.8825 | 19.53
3224_SW-COM-Deemed Incentives-HVAC Commercial | 416291-Comb Condenser Fan Coil-DI | WPSDGENRHC1040-Rev00-Msr001 | System | Commercial | NON_res:DEER:HVAC_Refrig_Charge | TRUE |  |  | Ton | ROB | 5 | 0 | 5 | 0 | 0 | 0 | 40 |  | kWh | 0.015 | 0 | Commercial |  | Winter Only | [6 empty] | Small Boilers (<100 MMBtu/hr Heat Input):Uncontrolled | 3 | 0.73 | 0.73 | 0.73 |  |  | 0.67 | [7 empty] | 0% | 0% | 0% | 0 | 0 | 0.84 | 0 | 0 | 0 | 0 | 0 | 0 | 0 | 0 | 2013 Qtr 1: 0; 2013 Qtr 2: 0; 2013 Qtr 3: 0; 2013 Qtr 4: 0; 2014 Qtr 1: 0; 2014 Qtr 2: 0; 2014 Qtr 3: 0; 2014 Qtr 4: 0; 2015 Qtr 1: 0.21; 2015 Qtr 2: 0.21; 2015 Qtr 3: 0.21; 2015 Qtr 4: 0.21 | 0.84
3224_SW-COM-Deemed Incentives-HVAC Commercial | 416305-Commercial Packaged Economizer Retrofit-UP Stream | D03-058 | System | Commercial | NON_res:DEER:HVAC_Split-Package_AC | TRUE |  |  | Ton | ROB | 81.36 | 0 | 50 | 0 | 0 | 31.36 | 372 |  | kWh | 0.00271 | -0.00863 | Commercial |  | Winter Only | [6 empty] | Small Boilers (<100 MMBtu/hr Heat Input):Uncontrolled | 10 | 0.6 | 0.6 | 0.6 | [10 empty] | 0% | 0% | 0% | 0 | 0 | 60.35 | 0 | 0 | 0 | 0 | 0 | 0 | 0 | 0 | 2013 Qtr 1: 0; 2013 Qtr 2: 0; 2013 Qtr 3: 0; 2013 Qtr 4: 0; 2014 Qtr 1: 0; 2014 Qtr 2: 0; 2014 Qtr 3: 0; 2014 Qtr 4: 0; 2015 Qtr 1: 15.0875; 2015 Qtr 2: 15.0875; 2015 Qtr 3: 15.0875; 2015 Qtr 4: 15.0875 | 60.35
3224_SW-COM-Deemed Incentives-HVAC Commercial | 416330-Split AC <65k Single Phase SEER = 14.0-UP Stream | NE-HVAC-airAC-Split-lt55kBtuh-14p0seer | System | Commercial | NON_res:DEER:HVAC_Split-Package_AC | TRUE |  |  | Ton | ROB | 113.1 | 0 | 50 | 0 | 0 | 63.1 | 314 |  | kWh | 0.0594 | -1.99 | Commercial |  | Winter Only | [6 empty] | Small Boilers (<100 MMBtu/hr Heat Input):Uncontrolled | 15 | 0.85 | 0.85 | 0.85 | [10 empty] | 0% | 0% | 100% | 0 | 0 | 1.42 | 0 | 0 | 0 | 0 | 0 | 0 | 0 | 0 | 2013 Qtr 1: 0; 2013 Qtr 2: 0; 2013 Qtr 3: 0; 2013 Qtr 4: 0; 2014 Qtr 1: 0; 2014 Qtr 2: 0; 2014 Qtr 3: 0; 2014 Qtr 4: 0; 2015 Qtr 1: 0.355; 2015 Qtr 2: 0.355; 2015 Qtr 3: 0.355; 2015 Qtr 4: 0.355 | 1.42
3224_SW-COM-Deemed Incentives-HVAC Commercial | 416331-Split AC <65k Single Phase SEER = 14.0-Rebate | NE-HVAC-airAC-Split-lt55kBtuh-14p0seer | System | Commercial | NON_res:DEER:HVAC_Split-Package_AC | TRUE |  |  | Ton | ROB | 113.1 | 50 | 0 | 0 | 0 | 63.1 | 314 |  | kWh | 0.0594 | -1.99 | Commercial |  | Winter Only | [6 empty] | Small Boilers (<100 MMBtu/hr Heat Input):Uncontrolled | 15 | 0.6 | 0.6 | 0.6 | [10 empty] | 0% | 0% | 100% | 0 | 0 | 28.4 | 0 | 0 | 0 | 0 | 0 | 0 | 0 | 0 | 2013 Qtr 1: 0; 2013 Qtr 2: 0; 2013 Qtr 3: 0; 2013 Qtr 4: 0; 2014 Qtr 1: 0; 2014 Qtr 2: 0; 2014 Qtr 3: 0; 2014 Qtr 4: 0; 2015 Qtr 1: 7.1; 2015 Qtr 2: 7.1; 2015 Qtr 3: 7.1; 2015 Qtr 4: 7.1 | 28.4
3224_SW-COM-Deemed Incentives-HVAC Commercial | 416359-PTAC/PTHP Controllers EMS-DI | WPSDGENRHC1050-Rev00-Msr001 | System | Commercial | NON_res:DEER:HVAC_Split-Package_HP | TRUE |  |  | Ton | RET | 250 | 0 | 0 | 50 | 200 | 0 | 481 |  | kWh | 0.198 | 0 | Commercial |  | Winter Only | [6 empty] | Small Boilers (<100 MMBtu/hr Heat Input):Uncontrolled | 11 | 0.6 | 0.6 | 0.6 | [10 empty] | 0% | 0% | 0% | 0 | 0 | 860.06 | 0 | 0 | 0 | 0 | 0 | 0 | 0 | 0 | 2013 Qtr 1: 0; 2013 Qtr 2: 0; 2013 Qtr 3: 0; 2013 Qtr 4: 0; 2014 Qtr 1: 0; 2014 Qtr 2: 0; 2014 Qtr 3: 0; 2014 Qtr 4: 0; 2015 Qtr 1: 215.015; 2015 Qtr 2: 215.015; 2015 Qtr 3: 215.015; 2015 Qtr 4: 215.015 | 860.06
3224_SW-COM-Deemed Incentives-HVAC Commercial | 416361-PTAC/PTHP Controllers ACC-DI | WPSDGENRHC1051-Rev00-Msr001 | System | Commercial | NON_res:DEER:HVAC_Split-Package_HP | TRUE |  |  | Ton | RET | 346.19 | 0 | 0 | 50 | 200 | 96.19 | 644.8404 |  | kWh | 0.24816 | 0 | Commercial |  | Winter Only | [6 empty] | Small Boilers (<100 MMBtu/hr Heat Input):Uncontrolled | 15 | 0.6 | 0.6 | 0.6 | [10 empty] | 0% | 0% | 0% | 0 | 0 | 15.78 | 0 | 0 | 0 | 0 | 0 | 0 | 0 | 0 | 2013 Qtr 1: 0; 2013 Qtr 2: 0; 2013 Qtr 3: 0; 2013 Qtr 4: 0; 2014 Qtr 1: 0; 2014 Qtr 2: 0; 2014 Qtr 3: 0; 2014 Qtr 4: 0; 2015 Qtr 1: 3.945; 2015 Qtr 2: 3.945; 2015 Qtr 3: 3.945; 2015 Qtr 4: 3.945 | 15.78
3224_SW-COM-Deemed Incentives-HVAC Commercial | 416363-Amana PTAC/PTHP Controllers EMS-DI | WPSDGENRHC1050-Rev00-Msr001 | System | Commercial | NON_res:DEER:HVAC_Split-Package_HP | TRUE |  |  | Ton | RET | 346.19 | 0 | 0 | 50 | 100 | 196.19 | 481 |  | kWh | 0.198 | 0 | Commercial |  | Winter Only | [6 empty] | Small Boilers (<100 MMBtu/hr Heat Input):Uncontrolled | 15 | 0.6 | 0.6 | 0.6 | [10 empty] | 0% | 0% | 0% | 0 | 0 | 244.77 | 0 | 0 | 0 | 0 | 0 | 0 | 0 | 0 | 2013 Qtr 1: 0; 2013 Qtr 2: 0; 2013 Qtr 3: 0; 2013 Qtr 4: 0; 2014 Qtr 1: 0; 2014 Qtr 2: 0; 2014 Qtr 3: 0; 2014 Qtr 4: 0; 2015 Qtr 1: 61.1925; 2015 Qtr 2: 61.1925; 2015 Qtr 3: 61.1925; 2015 Qtr 4: 61.1925 | 244.77
3224_SW-COM-Deemed Incentives-HVAC Commercial | 416381-Commercial Coil Cleaning Less than 3 tons - Incentive | WP_NoSavings-Rev00-Msr001 | System | Commercial | 35-OTI-OtherIndustrial-PROC_OTH | TRUE |  |  | Unit | RET | 0 | 55 | 0 | 0 | 0 | -55 | 0 |  | kWh | 0 | 0 | Commercial |  | Winter Only | [6 empty] | Small Boilers (<100 MMBtu/hr Heat Input):Uncontrolled | 0 | 0.73 | 0.73 | 0.73 | [10 empty] | 0% | 0% | 0% | 0 | 0 | 647.02 | 0 | 0 | 0 | 0 | 0 | 0 | 0 | 0 | 2013 Qtr 1: 0; 2013 Qtr 2: 0; 2013 Qtr 3: 0; 2013 Qtr 4: 0; 2014 Qtr 1: 0; 2014 Qtr 2: 0; 2014 Qtr 3: 0; 2014 Qtr 4: 0; 2015 Qtr 1: 161.755; 2015 Qtr 2: 161.755; 2015 Qtr 3: 161.755; 2015 Qtr 4: 161.755 | 647.02
3224_SW-COM-Deemed Incentives-HVAC Commercial | 416382-Commercial Coil Cleaning 3 to 5 tons - Incentive | WP_NoSavings-Rev00-Msr001 | System | Commercial | 35-OTI-OtherIndustrial-PROC_OTH | TRUE |  |  | Unit | RET | 0 | 110 | 0 | 0 | 0 | -110 | 0 |  | kWh | 0 | 0 | Commercial |  | Winter Only | [6 empty] | Small Boilers (<100 MMBtu/hr Heat Input):Uncontrolled | 0 | 0.73 | 0.73 | 0.73 | [10 empty] | 0% | 0% | 0% | 0 | 0 | 2864.07 | 0 | 0 | 0 | 0 | 0 | 0 | 0 | 0 | 2013 Qtr 1: 0; 2013 Qtr 2: 0; 2013 Qtr 3: 0; 2013 Qtr 4: 0; 2014 Qtr 1: 0; 2014 Qtr 2: 0; 2014 Qtr 3: 0; 2014 Qtr 4: 0; 2015 Qtr 1: 716.0175; 2015 Qtr 2: 716.0175; 2015 Qtr 3: 716.0175; 2015 Qtr 4: 716.0175 | 2864.07
3224_SW-COM-Deemed Incentives-HVAC Commercial | 416383-Commercial Coil Cleaning over 25 tons - Incentive | WP_NoSavings-Rev00-Msr001 | System | Commercial | 35-OTI-OtherIndustrial-PROC_OTH | TRUE |  |  | Unit | RET | 0 | 150 | 0 | 0 | 0 | -150 | 0 |  | kWh | 0 | 0 | Commercial |  | Winter Only | [6 empty] | Small Boilers (<100 MMBtu/hr Heat Input):Uncontrolled | 0 | 0.73 | 0.73 | 0.73 | [10 empty] | 0% | 0% | 0% | 0 | 0 | 20.31 | 0 | 0 | 0 | 0 | 0 | 0 | 0 | 0 | 2013 Qtr 1: 0; 2013 Qtr 2: 0; 2013 Qtr 3: 0; 2013 Qtr 4: 0; 2014 Qtr 1: 0; 2014 Qtr 2: 0; 2014 Qtr 3: 0; 2014 Qtr 4: 0; 2015 Qtr 1: 5.0775; 2015 Qtr 2: 5.0775; 2015 Qtr 3: 5.0775; 2015 Qtr 4: 5.0775 | 20.31
3224_SW-COM-Deemed Incentives-HVAC Commercial | 416384-Commercial Condenser Coil Cleaning (Typical Unit) Savings Only | WPSDGENRHC1020-Rev00-Msr001 | System | Commercial | NON_res:DEER:HVAC_Refrig_Charge | TRUE |  |  | Ton | ROB | 30.5 | 0 | 0 | 0 | 0 | 30.5 | 172 |  | kWh | 0.063 | 0 | Commercial |  | Winter Only | [6 empty] | Small Boilers (<100 MMBtu/hr Heat Input):Uncontrolled | 3 | 0.73 | 0.73 | 0.73 |  |  | 0.67 | [7 empty] | 0% | 0% | 0% | 0 | 0 | 19404.23 | 0 | 0 | 0 | 0 | 0 | 0 | 0 | 0 | 2013 Qtr 1: 0; 2013 Qtr 2: 0; 2013 Qtr 3: 0; 2013 Qtr 4: 0; 2014 Qtr 1: 0; 2014 Qtr 2: 0; 2014 Qtr 3: 0; 2014 Qtr 4: 0; 2015 Qtr 1: 4851.0575; 2015 Qtr 2: 4851.0575; 2015 Qtr 3: 4851.0575; 2015 Qtr 4: 4851.0575 | 19404.23
3224_SW-COM-Deemed Incentives-HVAC Commercial | 416394-RCA Refr Chg Less than 3 tons-Incentive | WP_NoSavings-Rev00-Msr001 | System | Commercial | 35-OTI-OtherIndustrial-PROC_OTH | TRUE |  |  | Unit | RET | 0 | 75 | 0 | 0 | 0 | -75 | 0 |  | kWh | 0 | 0 | Commercial |  | Winter Only | [6 empty] | Small Boilers (<100 MMBtu/hr Heat Input):Uncontrolled | 0 | 0.73 | 0.73 | 0.73 |  |  | 0.67 | [7 empty] | 0% | 0% | 0% | 0 | 0 | 466.12 | 0 | 0 | 0 | 0 | 0 | 0 | 0 | 0 | 2013 Qtr 1: 0; 2013 Qtr 2: 0; 2013 Qtr 3: 0; 2013 Qtr 4: 0; 2014 Qtr 1: 0; 2014 Qtr 2: 0; 2014 Qtr 3: 0; 2014 Qtr 4: 0; 2015 Qtr 1: 116.53; 2015 Qtr 2: 116.53; 2015 Qtr 3: 116.53; 2015 Qtr 4: 116.53 | 466.12
3224_SW-COM-Deemed Incentives-HVAC Commercial | 416395-Commercial Coil Cleaning 6 to 25 tons - Incentive | WP_NoSavings-Rev00-Msr001 | System | Commercial | 35-OTI-OtherIndustrial-PROC_OTH | TRUE |  |  | Unit | RET | 0 | 130 | 0 | 0 | 0 | -130 | 0 |  | kWh | 0 | 0 | Commercial |  | Winter Only | [6 empty] | Small Boilers (<100 MMBtu/hr Heat Input):Uncontrolled | 0 | 0.73 | 0.73 | 0.73 | [10 empty] | 0% | 0% | 0% | 0 | 0 | 614.72 | 0 | 0 | 0 | 0 | 0 | 0 | 0 | 0 | 2013 Qtr 1: 0; 2013 Qtr 2: 0; 2013 Qtr 3: 0; 2013 Qtr 4: 0; 2014 Qtr 1: 0; 2014 Qtr 2: 0; 2014 Qtr 3: 0; 2014 Qtr 4: 0; 2015 Qtr 1: 153.68; 2015 Qtr 2: 153.68; 2015 Qtr 3: 153.68; 2015 Qtr 4: 153.68 | 614.72
3224_SW-COM-Deemed Incentives-HVAC Commercial | 416396-RCA Refr Chg - 3 to 5 tons-Incentive | WP_NoSavings-Rev00-Msr001 | System | Commercial | 35-OTI-OtherIndustrial-PROC_OTH | TRUE |  |  | Unit | RET | 0 | 120 | 0 | 0 | 0 | -120 | 0 |  | kWh | 0 | 0 | Commercial |  | Winter Only | [6 empty] | Small Boilers (<100 MMBtu/hr Heat Input):Uncontrolled | 0 | 0.73 | 0.73 | 0.73 |  |  | 0.67 | [7 empty] | 0% | 0% | 0% | 0 | 0 | 2217.05 | 0 | 0 | 0 | 0 | 0 | 0 | 0 | 0 | 2013 Qtr 1: 0; 2013 Qtr 2: 0; 2013 Qtr 3: 0; 2013 Qtr 4: 0; 2014 Qtr 1: 0; 2014 Qtr 2: 0; 2014 Qtr 3: 0; 2014 Qtr 4: 0; 2015 Qtr 1: 554.2625; 2015 Qtr 2: 554.2625; 2015 Qtr 3: 554.2625; 2015 Qtr 4: 554.2625 | 2217.05
3224_SW-COM-Deemed Incentives-HVAC Commercial | 416397-RCA Refr Chg - 6 to 25 tons-Incentive | WP_NoSavings-Rev00-Msr001 | System | Commercial | 35-OTI-OtherIndustrial-PROC_OTH | TRUE |  |  | Unit | RET | 0 | 200 | 0 | 0 | 0 | -200 | 0 |  | kWh | 0 | 0 | Commercial |  | Winter Only | [6 empty] | Small Boilers (<100 MMBtu/hr Heat Input):Uncontrolled | 0 | 0.73 | 0.73 | 0.73 |  |  | 0.67 | [7 empty] | 0% | 0% | 0% | 0 | 0 | 485.5 | 0 | 0 | 0 | 0 | 0 | 0 | 0 | 0 | 2013 Qtr 1: 0; 2013 Qtr 2: 0; 2013 Qtr 3: 0; 2013 Qtr 4: 0; 2014 Qtr 1: 0; 2014 Qtr 2: 0; 2014 Qtr 3: 0; 2014 Qtr 4: 0; 2015 Qtr 1: 121.375; 2015 Qtr 2: 121.375; 2015 Qtr 3: 121.375; 2015 Qtr 4: 121.375 | 485.5
3224_SW-COM-Deemed Incentives-HVAC Commercial | 416398-RCA Refr Chg - over 25 tons-Incentive | WP_NoSavings-Rev00-Msr001 | System | Commercial | 35-OTI-OtherIndustrial-PROC_OTH | TRUE |  |  | Unit | RET | 0 | 260 | 0 | 0 | 0 | -260 | 0 |  | kWh | 0 | 0 | Commercial |  | Winter Only | [6 empty] | Small Boilers (<100 MMBtu/hr Heat Input):Uncontrolled | 0 | 0.73 | 0.73 | 0.73 |  |  | 0.67 | [7 empty] | 0% | 0% | 0% | 0 | 0 | 19.38 | 0 | 0 | 0 | 0 | 0 | 0 | 0 | 0 | 2013 Qtr 1: 0; 2013 Qtr 2: 0; 2013 Qtr 3: 0; 2013 Qtr 4: 0; 2014 Qtr 1: 0; 2014 Qtr 2: 0; 2014 Qtr 3: 0; 2014 Qtr 4: 0; 2015 Qtr 1: 4.845; 2015 Qtr 2: 4.845; 2015 Qtr 3: 4.845; 2015 Qtr 4: 4.845 | 19.38
3224_SW-COM-Deemed Incentives-HVAC Commercial | 416404-Commercial Evaporator Coil Cleaning - Savings Only 2013 | WPSDGENRHC1010-Rev00-Msr001 | System | Commercial | NON_res:DEER:HVAC_Refrig_Charge | TRUE |  |  | Ton | ROB | 35.11 | 0 | 0 | 35.11 | 0 | 0 | 92.6166 |  | kWh | 0.020982 | 0 | Commercial |  | Winter Only | [6 empty] | Small Boilers (<100 MMBtu/hr Heat Input):Uncontrolled | 3 | 0.73 | 0.73 | 0.73 |  |  | 0.67 | [7 empty] | 0% | 0% | 0% | 0 | 0 | 16465.4 | 0 | 0 | 0 | 0 | 0 | 0 | 0 | 0 | 2013 Qtr 1: 0; 2013 Qtr 2: 0; 2013 Qtr 3: 0; 2013 Qtr 4: 0; 2014 Qtr 1: 0; 2014 Qtr 2: 0; 2014 Qtr 3: 0; 2014 Qtr 4: 0; 2015 Qtr 1: 4116.35; 2015 Qtr 2: 4116.35; 2015 Qtr 3: 4116.35; 2015 Qtr 4: 4116.35 | 16465.4
3224_SW-COM-Deemed Incentives-HVAC Commercial | 416409-RCA Inc Refr Chg - Savings Only | Com-RefrigCharge-wtd | System | Commercial | NON_res:DEER:HVAC_Refrig_Charge | TRUE |  |  | Ton | RET | 17 | 0 | 0 | 17 | 0 | 0 | 141 |  | kWh | 0.0943 | -0.00931 | Commercial |  | Winter Only | [6 empty] | Small Boilers (<100 MMBtu/hr Heat Input):Uncontrolled | 10 | 0.73 | 0.73 | 0.73 |  |  | 0.67 | [7 empty] | 0% | 0% | 0% | 0 | 0 | 15308.88 | 0 | 0 | 0 | 0 | 0 | 0 | 0 | 0 | 2013 Qtr 1: 0; 2013 Qtr 2: 0; 2013 Qtr 3: 0; 2013 Qtr 4: 0; 2014 Qtr 1: 0; 2014 Qtr 2: 0; 2014 Qtr 3: 0; 2014 Qtr 4: 0; 2015 Qtr 1: 3827.22; 2015 Qtr 2: 3827.22; 2015 Qtr 3: 3827.22; 2015 Qtr 4: 3827.22 | 15308.88
3224_SW-COM-Deemed Incentives-HVAC Commercial | 416410-RCA Test Only Less than 3 tons - Incentive | WP_NoSavings-Rev00-Msr001 | System | Commercial | 35-OTI-OtherIndustrial-PROC_OTH | TRUE |  |  | Unit | RET | 0 | 25 | 0 | 0 | 0 | -25 | 0 |  | kWh | 0 | 0 | Commercial |  | Winter Only | [6 empty] | Small Boilers (<100 MMBtu/hr Heat Input):Uncontrolled | 0 | 0.73 | 0.73 | 0.73 |  |  | 0.67 | [7 empty] | 0% | 0% | 0% | 0 | 0 | 515.03 | 0 | 0 | 0 | 0 | 0 | 0 | 0 | 0 | 2013 Qtr 1: 0; 2013 Qtr 2: 0; 2013 Qtr 3: 0; 2013 Qtr 4: 0; 2014 Qtr 1: 0; 2014 Qtr 2: 0; 2014 Qtr 3: 0; 2014 Qtr 4: 0; 2015 Qtr 1: 128.7575; 2015 Qtr 2: 128.7575; 2015 Qtr 3: 128.7575; 2015 Qtr 4: 128.7575 | 515.03
3224_SW-COM-Deemed Incentives-HVAC Commercial | 416412-RCA Test Only 3 to 5 tons - Incentive | WP_NoSavings-Rev00-Msr001 | System | Commercial | 35-OTI-OtherIndustrial-PROC_OTH | TRUE |  |  | Unit | RET | 0 | 25 | 0 | 0 | 0 | -25 | 0 |  | kWh | 0 | 0 | Commercial |  | Winter Only | [6 empty] | Small Boilers (<100 MMBtu/hr Heat Input):Uncontrolled | 0 | 0.73 | 0.73 | 0.73 |  |  | 0.67 | [7 empty] | 0% | 0% | 0% | 0 | 0 | 2864.07 | 0 | 0 | 0 | 0 | 0 | 0 | 0 | 0 | 2013 Qtr 1: 0; 2013 Qtr 2: 0; 2013 Qtr 3: 0; 2013 Qtr 4: 0; 2014 Qtr 1: 0; 2014 Qtr 2: 0; 2014 Qtr 3: 0; 2014 Qtr 4: 0; 2015 Qtr 1: 716.0175; 2015 Qtr 2: 716.0175; 2015 Qtr 3: 716.0175; 2015 Qtr 4: 716.0175 | 2864.07
3224_SW-COM-Deemed Incentives-HVAC Commercial | 416414-RCA Test Only 6 to 25 tons - Incentive | WP_NoSavings-Rev00-Msr001 | System | Commercial | 35-OTI-OtherIndustrial-PROC_OTH | TRUE |  |  | Unit | RET | 0 | 35 | 0 | 0 | 0 | -35 | 0 |  | kWh | 0 | 0 | Commercial |  | Winter Only | [6 empty] | Small Boilers (<100 MMBtu/hr Heat Input):Uncontrolled | 0 | 0.73 | 0.73 | 0.73 |  |  | 0.67 | [7 empty] | 0% | 0% | 0% | 0 | 0 | 614.72 | 0 | 0 | 0 | 0 | 0 | 0 | 0 | 0 | 2013 Qtr 1: 0; 2013 Qtr 2: 0; 2013 Qtr 3: 0; 2013 Qtr 4: 0; 2014 Qtr 1: 0; 2014 Qtr 2: 0; 2014 Qtr 3: 0; 2014 Qtr 4: 0; 2015 Qtr 1: 153.68; 2015 Qtr 2: 153.68; 2015 Qtr 3: 153.68; 2015 Qtr 4: 153.68 | 614.72
3224_SW-COM-Deemed Incentives-HVAC Commercial | 416416-RCA Test Only - Over 25 tons - Incentive | WP_NoSavings-Rev00-Msr001 | System | Commercial | 35-OTI-OtherIndustrial-PROC_OTH | TRUE |  |  | Unit | RET | 0 | 45 | 0 | 0 | 0 | -45 | 0 |  | kWh | 0 | 0 | Commercial |  | Winter Only | [6 empty] | Small Boilers (<100 MMBtu/hr Heat Input):Uncontrolled | 0 | 0.73 | 0.73 | 0.73 |  |  | 0.67 | [7 empty] | 0% | 0% | 0% | 0 | 0 | 20.31 | 0 | 0 | 0 | 0 | 0 | 0 | 0 | 0 | 2013 Qtr 1: 0; 2013 Qtr 2: 0; 2013 Qtr 3: 0; 2013 Qtr 4: 0; 2014 Qtr 1: 0; 2014 Qtr 2: 0; 2014 Qtr 3: 0; 2014 Qtr 4: 0; 2015 Qtr 1: 5.0775; 2015 Qtr 2: 5.0775; 2015 Qtr 3: 5.0775; 2015 Qtr 4: 5.0775 | 20.31
3224_SW-COM-Deemed Incentives-HVAC Commercial | 461793-Customer Service and Maintenance Agreement Incentives | WP_NoSavings-Rev00-Msr001 | System | Commercial | 35-OTI-OtherIndustrial-PROC_OTH | TRUE |  |  | Dollars | RET | 0 | 1 | 0 | 0 | 0 | -1 | 0 |  | kWh | 0 | 0 | Commercial |  | Winter Only | [6 empty] | Small Boilers (<100 MMBtu/hr Heat Input):Uncontrolled | 0 | 0.7 | 0.7 | 0.7 | [10 empty] | 0% | 0% | 0% | 0 | 0 | 39368.4 | 0 | 0 | 0 | 0 | 0 | 0 | 0 | 0 | 2013 Qtr 1: 0; 2013 Qtr 2: 0; 2013 Qtr 3: 0; 2013 Qtr 4: 0; 2014 Qtr 1: 0; 2014 Qtr 2: 0; 2014 Qtr 3: 0; 2014 Qtr 4: 0; 2015 Qtr 1: 9842.1; 2015 Qtr 2: 9842.1; 2015 Qtr 3: 9842.1; 2015 Qtr 4: 9842.1 | 39368.4
[16 empty] | 0 |  |  | #N/A | [26 empty] | 0% | 0% |  | 0 | 0 | 0 | 0 | 0 | 0 | 0 | 0 | 0 | 0 | 0 | 2013 Qtr 1: 0; 2013 Qtr 2: 0; 2013 Qtr 3: 0; 2013 Qtr 4: 0; 2014 Qtr 1: 0; 2014 Qtr 2: 0; 2014 Qtr 3: 0; 2014 Qtr 4: 0; 2015 Qtr 1: 0; 2015 Qtr 2: 0; 2015 Qtr 3: 0; 2015 Qtr 4: 0 | 0
[16 empty] | 0 |  |  | #N/A | [26 empty] | 0% | 0% |  | 0 | 0 | 0 | 0 | 0 | 0 | 0 | 0 | 0 | 0 | 0 | 2013 Qtr 1: 0; 2013 Qtr 2: 0; 2013 Qtr 3: 0; 2013 Qtr 4: 0; 2014 Qtr 1: 0; 2014 Qtr 2: 0; 2014 Qtr 3: 0; 2014 Qtr 4: 0; 2015 Qtr 1: 0; 2015 Qtr 2: 0; 2015 Qtr 3: 0; 2015 Qtr 4: 0 | 0
[16 empty] | 0 |  |  | #N/A | [26 empty] | 0% | 0% |  | 0 | 0 | 0 | 0 | 0 | 0 | 0 | 0 | 0 | 0 | 0 | 2013 Qtr 1: 0; 2013 Qtr 2: 0; 2013 Qtr 3: 0; 2013 Qtr 4: 0; 2014 Qtr 1: 0; 2014 Qtr 2: 0; 2014 Qtr 3: 0; 2014 Qtr 4: 0; 2015 Qtr 1: 0; 2015 Qtr 2: 0; 2015 Qtr 3: 0; 2015 Qtr 4: 0 | 0
[16 empty] | 0 |  |  | #N/A | [26 empty] | 0% | 0% |  | 0 | 0 | 0 | 0 | 0 | 0 | 0 | 0 | 0 | 0 | 0 | 2013 Qtr 1: 0; 2013 Qtr 2: 0; 2013 Qtr 3: 0; 2013 Qtr 4: 0; 2014 Qtr 1: 0; 2014 Qtr 2: 0; 2014 Qtr 3: 0; 2014 Qtr 4: 0; 2015 Qtr 1: 0; 2015 Qtr 2: 0; 2015 Qtr 3: 0; 2015 Qtr 4: 0 | 0
[16 empty] | 0 |  |  | #N/A | [26 empty] | 0% | 0% |  | 0 | 0 | 0 | 0 | 0 | 0 | 0 | 0 | 0 | 0 | 0 | 2013 Qtr 1: 0; 2013 Qtr 2: 0; 2013 Qtr 3: 0; 2013 Qtr 4: 0; 2014 Qtr 1: 0; 2014 Qtr 2: 0; 2014 Qtr 3: 0; 2014 Qtr 4: 0; 2015 Qtr 1: 0; 2015 Qtr 2: 0; 2015 Qtr 3: 0; 2015 Qtr 4: 0 | 0
[16 empty] | 0 |  |  | #N/A | [26 empty] | 0% | 0% |  | 0 | 0 | 0 | 0 | 0 | 0 | 0 | 0 | 0 | 0 | 0 | 2013 Qtr 1: 0; 2013 Qtr 2: 0; 2013 Qtr 3: 0; 2013 Qtr 4: 0; 2014 Qtr 1: 0; 2014 Qtr 2: 0; 2014 Qtr 3: 0; 2014 Qtr 4: 0; 2015 Qtr 1: 0; 2015 Qtr 2: 0; 2015 Qtr 3: 0; 2015 Qtr 4: 0 | 0
[16 empty] | 0 |  |  | #N/A | [26 empty] | 0% | 0% |  | 0 | 0 | 0 | 0 | 0 | 0 | 0 | 0 | 0 | 0 | 0 | 2013 Qtr 1: 0; 2013 Qtr 2: 0; 2013 Qtr 3: 0; 2013 Qtr 4: 0; 2014 Qtr 1: 0; 2014 Qtr 2: 0; 2014 Qtr 3: 0; 2014 Qtr 4: 0; 2015 Qtr 1: 0; 2015 Qtr 2: 0; 2015 Qtr 3: 0; 2015 Qtr 4: 0 | 0
[16 empty] | 0 |  |  | #N/A | [26 empty] | 0% | 0% |  | 0 | 0 | 0 | 0 | 0 | 0 | 0 | 0 | 0 | 0 | 0 | 2013 Qtr 1: 0; 2013 Qtr 2: 0; 2013 Qtr 3: 0; 2013 Qtr 4: 0; 2014 Qtr 1: 0; 2014 Qtr 2: 0; 2014 Qtr 3: 0; 2014 Qtr 4: 0; 2015 Qtr 1: 0; 2015 Qtr 2: 0; 2015 Qtr 3: 0; 2015 Qtr 4: 0 | 0
[16 empty] | 0 |  |  | #N/A | [26 empty] | 0% | 0% |  | 0 | 0 | 0 | 0 | 0 | 0 | 0 | 0 | 0 | 0 | 0 | 2013 Qtr 1: 0; 2013 Qtr 2: 0; 2013 Qtr 3: 0; 2013 Qtr 4: 0; 2014 Qtr 1: 0; 2014 Qtr 2: 0; 2014 Qtr 3: 0; 2014 Qtr 4: 0; 2015 Qtr 1: 0; 2015 Qtr 2: 0; 2015 Qtr 3: 0; 2015 Qtr 4: 0 | 0
[16 empty] | 0 |  |  | #N/A | [26 empty] | 0% | 0% |  | 0 | 0 | 0 | 0 | 0 | 0 | 0 | 0 | 0 | 0 | 0 | 2013 Qtr 1: 0; 2013 Qtr 2: 0; 2013 Qtr 3: 0; 2013 Qtr 4: 0; 2014 Qtr 1: 0; 2014 Qtr 2: 0; 2014 Qtr 3: 0; 2014 Qtr 4: 0; 2015 Qtr 1: 0; 2015 Qtr 2: 0; 2015 Qtr 3: 0; 2015 Qtr 4: 0 | 0
[16 empty] | 0 |  |  | #N/A | [26 empty] | 0% | 0% |  | 0 | 0 | 0 | 0 | 0 | 0 | 0 | 0 | 0 | 0 | 0 | 2013 Qtr 1: 0; 2013 Qtr 2: 0; 2013 Qtr 3: 0; 2013 Qtr 4: 0; 2014 Qtr 1: 0; 2014 Qtr 2: 0; 2014 Qtr 3: 0; 2014 Qtr 4: 0; 2015 Qtr 1: 0; 2015 Qtr 2: 0; 2015 Qtr 3: 0; 2015 Qtr 4: 0 | 0
[16 empty] | 0 |  |  | #N/A | [26 empty] | 0% | 0% |  | 0 | 0 | 0 | 0 | 0 | 0 | 0 | 0 | 0 | 0 | 0 | 2013 Qtr 1: 0; 2013 Qtr 2: 0; 2013 Qtr 3: 0; 2013 Qtr 4: 0; 2014 Qtr 1: 0; 2014 Qtr 2: 0; 2014 Qtr 3: 0; 2014 Qtr 4: 0; 2015 Qtr 1: 0; 2015 Qtr 2: 0; 2015 Qtr 3: 0; 2015 Qtr 4: 0 | 0
[16 empty] | 0 |  |  | #N/A | [26 empty] | 0% | 0% |  | 0 | 0 | 0 | 0 | 0 | 0 | 0 | 0 | 0 | 0 | 0 | 2013 Qtr 1: 0; 2013 Qtr 2: 0; 2013 Qtr 3: 0; 2013 Qtr 4: 0; 2014 Qtr 1: 0; 2014 Qtr 2: 0; 2014 Qtr 3: 0; 2014 Qtr 4: 0; 2015 Qtr 1: 0; 2015 Qtr 2: 0; 2015 Qtr 3: 0; 2015 Qtr 4: 0 | 0
[16 empty] | 0 |  |  | #N/A | [26 empty] | 0% | 0% |  | 0 | 0 | 0 | 0 | 0 | 0 | 0 | 0 | 0 | 0 | 0 | 2013 Qtr 1: 0; 2013 Qtr 2: 0; 2013 Qtr 3: 0; 2013 Qtr 4: 0; 2014 Qtr 1: 0; 2014 Qtr 2: 0; 2014 Qtr 3: 0; 2014 Qtr 4: 0; 2015 Qtr 1: 0; 2015 Qtr 2: 0; 2015 Qtr 3: 0; 2015 Qtr 4: 0 | 0
[16 empty] | 0 |  |  | #N/A | [26 empty] | 0% | 0% |  | 0 | 0 | 0 | 0 | 0 | 0 | 0 | 0 | 0 | 0 | 0 | 2013 Qtr 1: 0; 2013 Qtr 2: 0; 2013 Qtr 3: 0; 2013 Qtr 4: 0; 2014 Qtr 1: 0; 2014 Qtr 2: 0; 2014 Qtr 3: 0; 2014 Qtr 4: 0; 2015 Qtr 1: 0; 2015 Qtr 2: 0; 2015 Qtr 3: 0; 2015 Qtr 4: 0 | 0
[16 empty] | 0 |  |  | #N/A | [26 empty] | 0% | 0% |  | 0 | 0 | 0 | 0 | 0 | 0 | 0 | 0 | 0 | 0 | 0 | 2013 Qtr 1: 0; 2013 Qtr 2: 0; 2013 Qtr 3: 0; 2013 Qtr 4: 0; 2014 Qtr 1: 0; 2014 Qtr 2: 0; 2014 Qtr 3: 0; 2014 Qtr 4: 0; 2015 Qtr 1: 0; 2015 Qtr 2: 0; 2015 Qtr 3: 0; 2015 Qtr 4: 0 | 0
[16 empty] | 0 |  |  | #N/A | [26 empty] | 0% | 0% |  | 0 | 0 | 0 | 0 | 0 | 0 | 0 | 0 | 0 | 0 | 0 | 2013 Qtr 1: 0; 2013 Qtr 2: 0; 2013 Qtr 3: 0; 2013 Qtr 4: 0; 2014 Qtr 1: 0; 2014 Qtr 2: 0; 2014 Qtr 3: 0; 2014 Qtr 4: 0; 2015 Qtr 1: 0; 2015 Qtr 2: 0; 2015 Qtr 3: 0; 2015 Qtr 4: 0 | 0
[16 empty] | 0 |  |  | #N/A | [26 empty] | 0% | 0% |  | 0 | 0 | 0 | 0 | 0 | 0 | 0 | 0 | 0 | 0 | 0 | 2013 Qtr 1: 0; 2013 Qtr 2: 0; 2013 Qtr 3: 0; 2013 Qtr 4: 0; 2014 Qtr 1: 0; 2014 Qtr 2: 0; 2014 Qtr 3: 0; 2014 Qtr 4: 0; 2015 Qtr 1: 0; 2015 Qtr 2: 0; 2015 Qtr 3: 0; 2015 Qtr 4: 0 | 0
[16 empty] | 0 |  |  | #N/A | [26 empty] | 0% | 0% |  | 0 | 0 | 0 | 0 | 0 | 0 | 0 | 0 | 0 | 0 | 0 | 2013 Qtr 1: 0; 2013 Qtr 2: 0; 2013 Qtr 3: 0; 2013 Qtr 4: 0; 2014 Qtr 1: 0; 2014 Qtr 2: 0; 2014 Qtr 3: 0; 2014 Qtr 4: 0; 2015 Qtr 1: 0; 2015 Qtr 2: 0; 2015 Qtr 3: 0; 2015 Qtr 4: 0 | 0
[16 empty] | 0 |  |  | #N/A | [26 empty] | 0% | 0% |  | 0 | 0 | 0 | 0 | 0 | 0 | 0 | 0 | 0 | 0 | 0 | 2013 Qtr 1: 0; 2013 Qtr 2: 0; 2013 Qtr 3: 0; 2013 Qtr 4: 0; 2014 Qtr 1: 0; 2014 Qtr 2: 0; 2014 Qtr 3: 0; 2014 Qtr 4: 0; 2015 Qtr 1: 0; 2015 Qtr 2: 0; 2015 Qtr 3: 0; 2015 Qtr 4: 0 | 0
[16 empty] | 0 |  |  | #N/A | [26 empty] | 0% | 0% |  | 0 | 0 | 0 | 0 | 0 | 0 | 0 | 0 | 0 | 0 | 0 | 2013 Qtr 1: 0; 2013 Qtr 2: 0; 2013 Qtr 3: 0; 2013 Qtr 4: 0; 2014 Qtr 1: 0; 2014 Qtr 2: 0; 2014 Qtr 3: 0; 2014 Qtr 4: 0; 2015 Qtr 1: 0; 2015 Qtr 2: 0; 2015 Qtr 3: 0; 2015 Qtr 4: 0 | 0
[16 empty] | 0 |  |  | #N/A | [26 empty] | 0% | 0% |  | 0 | 0 | 0 | 0 | 0 | 0 | 0 | 0 | 0 | 0 | 0 | 2013 Qtr 1: 0; 2013 Qtr 2: 0; 2013 Qtr 3: 0; 2013 Qtr 4: 0; 2014 Qtr 1: 0; 2014 Qtr 2: 0; 2014 Qtr 3: 0; 2014 Qtr 4: 0; 2015 Qtr 1: 0; 2015 Qtr 2: 0; 2015 Qtr 3: 0; 2015 Qtr 4: 0 | 0
[16 empty] | 0 |  |  | #N/A | [26 empty] | 0% | 0% |  | 0 | 0 | 0 | 0 | 0 | 0 | 0 | 0 | 0 | 0 | 0 | 2013 Qtr 1: 0; 2013 Qtr 2: 0; 2013 Qtr 3: 0; 2013 Qtr 4: 0; 2014 Qtr 1: 0; 2014 Qtr 2: 0; 2014 Qtr 3: 0; 2014 Qtr 4: 0; 2015 Qtr 1: 0; 2015 Qtr 2: 0; 2015 Qtr 3: 0; 2015 Qtr 4: 0 | 0
[16 empty] | 0 |  |  | #N/A | [26 empty] | 0% | 0% |  | 0 | 0 | 0 | 0 | 0 | 0 | 0 | 0 | 0 | 0 | 0 | 2013 Qtr 1: 0; 2013 Qtr 2: 0; 2013 Qtr 3: 0; 2013 Qtr 4: 0; 2014 Qtr 1: 0; 2014 Qtr 2: 0; 2014 Qtr 3: 0; 2014 Qtr 4: 0; 2015 Qtr 1: 0; 2015 Qtr 2: 0; 2015 Qtr 3: 0; 2015 Qtr 4: 0 | 0
[16 empty] | 0 |  |  | #N/A | [26 empty] | 0% | 0% |  | 0 | 0 | 0 | 0 | 0 | 0 | 0 | 0 | 0 | 0 | 0 | 2013 Qtr 1: 0; 2013 Qtr 2: 0; 2013 Qtr 3: 0; 2013 Qtr 4: 0; 2014 Qtr 1: 0; 2014 Qtr 2: 0; 2014 Qtr 3: 0; 2014 Qtr 4: 0; 2015 Qtr 1: 0; 2015 Qtr 2: 0; 2015 Qtr 3: 0; 2015 Qtr 4: 0 | 0
[16 empty] | 0 |  |  | #N/A | [26 empty] | 0% | 0% |  | 0 | 0 | 0 | 0 | 0 | 0 | 0 | 0 | 0 | 0 | 0 | 2013 Qtr 1: 0; 2013 Qtr 2: 0; 2013 Qtr 3: 0; 2013 Qtr 4: 0; 2014 Qtr 1: 0; 2014 Qtr 2: 0; 2014 Qtr 3: 0; 2014 Qtr 4: 0; 2015 Qtr 1: 0; 2015 Qtr 2: 0; 2015 Qtr 3: 0; 2015 Qtr 4: 0 | 0
[16 empty] | 0 |  |  | #N/A | [26 empty] | 0% | 0% |  | 0 | 0 | 0 | 0 | 0 | 0 | 0 | 0 | 0 | 0 | 0 | 2013 Qtr 1: 0; 2013 Qtr 2: 0; 2013 Qtr 3: 0; 2013 Qtr 4: 0; 2014 Qtr 1: 0; 2014 Qtr 2: 0; 2014 Qtr 3: 0; 2014 Qtr 4: 0; 2015 Qtr 1: 0; 2015 Qtr 2: 0; 2015 Qtr 3: 0; 2015 Qtr 4: 0 | 0
[16 empty] | 0 |  |  | #N/A | [26 empty] | 0% | 0% |  | 0 | 0 | 0 | 0 | 0 | 0 | 0 | 0 | 0 | 0 | 0 | 2013 Qtr 1: 0; 2013 Qtr 2: 0; 2013 Qtr 3: 0; 2013 Qtr 4: 0; 2014 Qtr 1: 0; 2014 Qtr 2: 0; 2014 Qtr 3: 0; 2014 Qtr 4: 0; 2015 Qtr 1: 0; 2015 Qtr 2: 0; 2015 Qtr 3: 0; 2015 Qtr 4: 0 | 0
[16 empty] | 0 |  |  | #N/A | [26 empty] | 0% | 0% |  | 0 | 0 | 0 | 0 | 0 | 0 | 0 | 0 | 0 | 0 | 0 | 2013 Qtr 1: 0; 2013 Qtr 2: 0; 2013 Qtr 3: 0; 2013 Qtr 4: 0; 2014 Qtr 1: 0; 2014 Qtr 2: 0; 2014 Qtr 3: 0; 2014 Qtr 4: 0; 2015 Qtr 1: 0; 2015 Qtr 2: 0; 2015 Qtr 3: 0; 2015 Qtr 4: 0 | 0
[16 empty] | 0 |  |  | #N/A | [26 empty] | 0% | 0% |  | 0 | 0 | 0 | 0 | 0 | 0 | 0 | 0 | 0 | 0 | 0 | 2013 Qtr 1: 0; 2013 Qtr 2: 0; 2013 Qtr 3: 0; 2013 Qtr 4: 0; 2014 Qtr 1: 0; 2014 Qtr 2: 0; 2014 Qtr 3: 0; 2014 Qtr 4: 0; 2015 Qtr 1: 0; 2015 Qtr 2: 0; 2015 Qtr 3: 0; 2015 Qtr 4: 0 | 0
[16 empty] | 0 |  |  | #N/A | [26 empty] | 0% | 0% |  | 0 | 0 | 0 | 0 | 0 | 0 | 0 | 0 | 0 | 0 | 0 | 2013 Qtr 1: 0; 2013 Qtr 2: 0; 2013 Qtr 3: 0; 2013 Qtr 4: 0; 2014 Qtr 1: 0; 2014 Qtr 2: 0; 2014 Qtr 3: 0; 2014 Qtr 4: 0; 2015 Qtr 1: 0; 2015 Qtr 2: 0; 2015 Qtr 3: 0; 2015 Qtr 4: 0 | 0
[16 empty] | 0 |  |  | #N/A | [26 empty] | 0% | 0% |  | 0 | 0 | 0 | 0 | 0 | 0 | 0 | 0 | 0 | 0 | 0 | 2013 Qtr 1: 0; 2013 Qtr 2: 0; 2013 Qtr 3: 0; 2013 Qtr 4: 0; 2014 Qtr 1: 0; 2014 Qtr 2: 0; 2014 Qtr 3: 0; 2014 Qtr 4: 0; 2015 Qtr 1: 0; 2015 Qtr 2: 0; 2015 Qtr 3: 0; 2015 Qtr 4: 0 | 0
[16 empty] | 0 |  |  | #N/A | [26 empty] | 0% | 0% |  | 0 | 0 | 0 | 0 | 0 | 0 | 0 | 0 | 0 | 0 | 0 | 2013 Qtr 1: 0; 2013 Qtr 2: 0; 2013 Qtr 3: 0; 2013 Qtr 4: 0; 2014 Qtr 1: 0; 2014 Qtr 2: 0; 2014 Qtr 3: 0; 2014 Qtr 4: 0; 2015 Qtr 1: 0; 2015 Qtr 2: 0; 2015 Qtr 3: 0; 2015 Qtr 4: 0 | 0
[16 empty] | 0 |  |  | #N/A | [26 empty] | 0% | 0% |  | 0 | 0 | 0 | 0 | 0 | 0 | 0 | 0 | 0 | 0 | 0 | 2013 Qtr 1: 0; 2013 Qtr 2: 0; 2013 Qtr 3: 0; 2013 Qtr 4: 0; 2014 Qtr 1: 0; 2014 Qtr 2: 0; 2014 Qtr 3: 0; 2014 Qtr 4: 0; 2015 Qtr 1: 0; 2015 Qtr 2: 0; 2015 Qtr 3: 0; 2015 Qtr 4: 0 | 0
[16 empty] | 0 |  |  | #N/A | [26 empty] | 0% | 0% |  | 0 | 0 | 0 | 0 | 0 | 0 | 0 | 0 | 0 | 0 | 0 | 2013 Qtr 1: 0; 2013 Qtr 2: 0; 2013 Qtr 3: 0; 2013 Qtr 4: 0; 2014 Qtr 1: 0; 2014 Qtr 2: 0; 2014 Qtr 3: 0; 2014 Qtr 4: 0; 2015 Qtr 1: 0; 2015 Qtr 2: 0; 2015 Qtr 3: 0; 2015 Qtr 4: 0 | 0
[16 empty] | 0 |  |  | #N/A | [26 empty] | 0% | 0% |  | 0 | 0 | 0 | 0 | 0 | 0 | 0 | 0 | 0 | 0 | 0 | 2013 Qtr 1: 0; 2013 Qtr 2: 0; 2013 Qtr 3: 0; 2013 Qtr 4: 0; 2014 Qtr 1: 0; 2014 Qtr 2: 0; 2014 Qtr 3: 0; 2014 Qtr 4: 0; 2015 Qtr 1: 0; 2015 Qtr 2: 0; 2015 Qtr 3: 0; 2015 Qtr 4: 0 | 0
[16 empty] | 0 |  |  | #N/A | [26 empty] | 0% | 0% |  | 0 | 0 | 0 | 0 | 0 | 0 | 0 | 0 | 0 | 0 | 0 | 2013 Qtr 1: 0; 2013 Qtr 2: 0; 2013 Qtr 3: 0; 2013 Qtr 4: 0; 2014 Qtr 1: 0; 2014 Qtr 2: 0; 2014 Qtr 3: 0; 2014 Qtr 4: 0; 2015 Qtr 1: 0; 2015 Qtr 2: 0; 2015 Qtr 3: 0; 2015 Qtr 4: 0 | 0
[16 empty] | 0 |  |  | #N/A | [26 empty] | 0% | 0% |  | 0 | 0 | 0 | 0 | 0 | 0 | 0 | 0 | 0 | 0 | 0 | 2013 Qtr 1: 0; 2013 Qtr 2: 0; 2013 Qtr 3: 0; 2013 Qtr 4: 0; 2014 Qtr 1: 0; 2014 Qtr 2: 0; 2014 Qtr 3: 0; 2014 Qtr 4: 0; 2015 Qtr 1: 0; 2015 Qtr 2: 0; 2015 Qtr 3: 0; 2015 Qtr 4: 0 | 0
[16 empty] | 0 |  |  | #N/A | [26 empty] | 0% | 0% |  | 0 | 0 | 0 | 0 | 0 | 0 | 0 | 0 | 0 | 0 | 0 | 2013 Qtr 1: 0; 2013 Qtr 2: 0; 2013 Qtr 3: 0; 2013 Qtr 4: 0; 2014 Qtr 1: 0; 2014 Qtr 2: 0; 2014 Qtr 3: 0; 2014 Qtr 4: 0; 2015 Qtr 1: 0; 2015 Qtr 2: 0; 2015 Qtr 3: 0; 2015 Qtr 4: 0 | 0
[16 empty] | 0 |  |  | #N/A | [26 empty] | 0% | 0% |  | 0 | 0 | 0 | 0 | 0 | 0 | 0 | 0 | 0 | 0 | 0 | 2013 Qtr 1: 0; 2013 Qtr 2: 0; 2013 Qtr 3: 0; 2013 Qtr 4: 0; 2014 Qtr 1: 0; 2014 Qtr 2: 0; 2014 Qtr 3: 0; 2014 Qtr 4: 0; 2015 Qtr 1: 0; 2015 Qtr 2: 0; 2015 Qtr 3: 0; 2015 Qtr 4: 0 | 0
[16 empty] | 0 |  |  | #N/A | [26 empty] | 0% | 0% |  | 0 | 0 | 0 | 0 | 0 | 0 | 0 | 0 | 0 | 0 | 0 | 2013 Qtr 1: 0; 2013 Qtr 2: 0; 2013 Qtr 3: 0; 2013 Qtr 4: 0; 2014 Qtr 1: 0; 2014 Qtr 2: 0; 2014 Qtr 3: 0; 2014 Qtr 4: 0; 2015 Qtr 1: 0; 2015 Qtr 2: 0; 2015 Qtr 3: 0; 2015 Qtr 4: 0 | 0
[16 empty] | 0 |  |  | #N/A | [26 empty] | 0% | 0% |  | 0 | 0 | 0 | 0 | 0 | 0 | 0 | 0 | 0 | 0 | 0 | 2013 Qtr 1: 0; 2013 Qtr 2: 0; 2013 Qtr 3: 0; 2013 Qtr 4: 0; 2014 Qtr 1: 0; 2014 Qtr 2: 0; 2014 Qtr 3: 0; 2014 Qtr 4: 0; 2015 Qtr 1: 0; 2015 Qtr 2: 0; 2015 Qtr 3: 0; 2015 Qtr 4: 0 | 0
[16 empty] | 0 |  |  | #N/A | [26 empty] | 0% | 0% |  | 0 | 0 | 0 | 0 | 0 | 0 | 0 | 0 | 0 | 0 | 0 | 2013 Qtr 1: 0; 2013 Qtr 2: 0; 2013 Qtr 3: 0; 2013 Qtr 4: 0; 2014 Qtr 1: 0; 2014 Qtr 2: 0; 2014 Qtr 3: 0; 2014 Qtr 4: 0; 2015 Qtr 1: 0; 2015 Qtr 2: 0; 2015 Qtr 3: 0; 2015 Qtr 4: 0 | 0
[16 empty] | 0 |  |  | #N/A | [26 empty] | 0% | 0% |  | 0 | 0 | 0 | 0 | 0 | 0 | 0 | 0 | 0 | 0 | 0 | 2013 Qtr 1: 0; 2013 Qtr 2: 0; 2013 Qtr 3: 0; 2013 Qtr 4: 0; 2014 Qtr 1: 0; 2014 Qtr 2: 0; 2014 Qtr 3: 0; 2014 Qtr 4: 0; 2015 Qtr 1: 0; 2015 Qtr 2: 0; 2015 Qtr 3: 0; 2015 Qtr 4: 0 | 0
[16 empty] | 0 |  |  | #N/A | [26 empty] | 0% | 0% |  | 0 | 0 | 0 | 0 | 0 | 0 | 0 | 0 | 0 | 0 | 0 | 2013 Qtr 1: 0; 2013 Qtr 2: 0; 2013 Qtr 3: 0; 2013 Qtr 4: 0; 2014 Qtr 1: 0; 2014 Qtr 2: 0; 2014 Qtr 3: 0; 2014 Qtr 4: 0; 2015 Qtr 1: 0; 2015 Qtr 2: 0; 2015 Qtr 3: 0; 2015 Qtr 4: 0 | 0
[16 empty] | 0 |  |  | #N/A | [26 empty] | 0% | 0% |  | 0 | 0 | 0 | 0 | 0 | 0 | 0 | 0 | 0 | 0 | 0 | 2013 Qtr 1: 0; 2013 Qtr 2: 0; 2013 Qtr 3: 0; 2013 Qtr 4: 0; 2014 Qtr 1: 0; 2014 Qtr 2: 0; 2014 Qtr 3: 0; 2014 Qtr 4: 0; 2015 Qtr 1: 0; 2015 Qtr 2: 0; 2015 Qtr 3: 0; 2015 Qtr 4: 0 | 0
[16 empty] | 0 |  |  | #N/A | [26 empty] | 0% | 0% |  | 0 | 0 | 0 | 0 | 0 | 0 | 0 | 0 | 0 | 0 | 0 | 2013 Qtr 1: 0; 2013 Qtr 2: 0; 2013 Qtr 3: 0; 2013 Qtr 4: 0; 2014 Qtr 1: 0; 2014 Qtr 2: 0; 2014 Qtr 3: 0; 2014 Qtr 4: 0; 2015 Qtr 1: 0; 2015 Qtr 2: 0; 2015 Qtr 3: 0; 2015 Qtr 4: 0 | 0
[16 empty] | 0 |  |  | #N/A | [26 empty] | 0% | 0% |  | 0 | 0 | 0 | 0 | 0 | 0 | 0 | 0 | 0 | 0 | 0 | 2013 Qtr 1: 0; 2013 Qtr 2: 0; 2013 Qtr 3: 0; 2013 Qtr 4: 0; 2014 Qtr 1: 0; 2014 Qtr 2: 0; 2014 Qtr 3: 0; 2014 Qtr 4: 0; 2015 Qtr 1: 0; 2015 Qtr 2: 0; 2015 Qtr 3: 0; 2015 Qtr 4: 0 | 0
[16 empty] | 0 |  |  | #N/A | [26 empty] | 0% | 0% |  | 0 | 0 | 0 | 0 | 0 | 0 | 0 | 0 | 0 | 0 | 0 | 2013 Qtr 1: 0; 2013 Qtr 2: 0; 2013 Qtr 3: 0; 2013 Qtr 4: 0; 2014 Qtr 1: 0; 2014 Qtr 2: 0; 2014 Qtr 3: 0; 2014 Qtr 4: 0; 2015 Qtr 1: 0; 2015 Qtr 2: 0; 2015 Qtr 3: 0; 2015 Qtr 4: 0 | 0
[16 empty] | 0 |  |  | #N/A | [26 empty] | 0% | 0% |  | 0 | 0 | 0 | 0 | 0 | 0 | 0 | 0 | 0 | 0 | 0 | 2013 Qtr 1: 0; 2013 Qtr 2: 0; 2013 Qtr 3: 0; 2013 Qtr 4: 0; 2014 Qtr 1: 0; 2014 Qtr 2: 0; 2014 Qtr 3: 0; 2014 Qtr 4: 0; 2015 Qtr 1: 0; 2015 Qtr 2: 0; 2015 Qtr 3: 0; 2015 Qtr 4: 0 | 0
[16 empty] | 0 |  |  | #N/A | [26 empty] | 0% | 0% |  | 0 | 0 | 0 | 0 | 0 | 0 | 0 | 0 | 0 | 0 | 0 | 2013 Qtr 1: 0; 2013 Qtr 2: 0; 2013 Qtr 3: 0; 2013 Qtr 4: 0; 2014 Qtr 1: 0; 2014 Qtr 2: 0; 2014 Qtr 3: 0; 2014 Qtr 4: 0; 2015 Qtr 1: 0; 2015 Qtr 2: 0; 2015 Qtr 3: 0; 2015 Qtr 4: 0 | 0
[16 empty] | 0 |  |  | #N/A | [26 empty] | 0% | 0% |  | 0 | 0 | 0 | 0 | 0 | 0 | 0 | 0 | 0 | 0 | 0 | 2013 Qtr 1: 0; 2013 Qtr 2: 0; 2013 Qtr 3: 0; 2013 Qtr 4: 0; 2014 Qtr 1: 0; 2014 Qtr 2: 0; 2014 Qtr 3: 0; 2014 Qtr 4: 0; 2015 Qtr 1: 0; 2015 Qtr 2: 0; 2015 Qtr 3: 0; 2015 Qtr 4: 0 | 0
[16 empty] | 0 |  |  | #N/A | [26 empty] | 0% | 0% |  | 0 | 0 | 0 | 0 | 0 | 0 | 0 | 0 | 0 | 0 | 0 | 2013 Qtr 1: 0; 2013 Qtr 2: 0; 2013 Qtr 3: 0; 2013 Qtr 4: 0; 2014 Qtr 1: 0; 2014 Qtr 2: 0; 2014 Qtr 3: 0; 2014 Qtr 4: 0; 2015 Qtr 1: 0; 2015 Qtr 2: 0; 2015 Qtr 3: 0; 2015 Qtr 4: 0 | 0
[16 empty] | 0 |  |  | #N/A | [26 empty] | 0% | 0% |  | 0 | 0 | 0 | 0 | 0 | 0 | 0 | 0 | 0 | 0 | 0 | 2013 Qtr 1: 0; 2013 Qtr 2: 0; 2013 Qtr 3: 0; 2013 Qtr 4: 0; 2014 Qtr 1: 0; 2014 Qtr 2: 0; 2014 Qtr 3: 0; 2014 Qtr 4: 0; 2015 Qtr 1: 0; 2015 Qtr 2: 0; 2015 Qtr 3: 0; 2015 Qtr 4: 0 | 0
[16 empty] | 0 |  |  | #N/A | [26 empty] | 0% | 0% |  | 0 | 0 | 0 | 0 | 0 | 0 | 0 | 0 | 0 | 0 | 0 | 2013 Qtr 1: 0; 2013 Qtr 2: 0; 2013 Qtr 3: 0; 2013 Qtr 4: 0; 2014 Qtr 1: 0; 2014 Qtr 2: 0; 2014 Qtr 3: 0; 2014 Qtr 4: 0; 2015 Qtr 1: 0; 2015 Qtr 2: 0; 2015 Qtr 3: 0; 2015 Qtr 4: 0 | 0
[16 empty] | 0 |  |  | #N/A | [26 empty] | 0% | 0% |  | 0 | 0 | 0 | 0 | 0 | 0 | 0 | 0 | 0 | 0 | 0 | 2013 Qtr 1: 0; 2013 Qtr 2: 0; 2013 Qtr 3: 0; 2013 Qtr 4: 0; 2014 Qtr 1: 0; 2014 Qtr 2: 0; 2014 Qtr 3: 0; 2014 Qtr 4: 0; 2015 Qtr 1: 0; 2015 Qtr 2: 0; 2015 Qtr 3: 0; 2015 Qtr 4: 0 | 0
[16 empty] | 0 |  |  | #N/A | [26 empty] | 0% | 0% |  | 0 | 0 | 0 | 0 | 0 | 0 | 0 | 0 | 0 | 0 | 0 | 2013 Qtr 1: 0; 2013 Qtr 2: 0; 2013 Qtr 3: 0; 2013 Qtr 4: 0; 2014 Qtr 1: 0; 2014 Qtr 2: 0; 2014 Qtr 3: 0; 2014 Qtr 4: 0; 2015 Qtr 1: 0; 2015 Qtr 2: 0; 2015 Qtr 3: 0; 2015 Qtr 4: 0 | 0
[16 empty] | 0 |  |  | #N/A | [26 empty] | 0% | 0% |  | 0 | 0 | 0 | 0 | 0 | 0 | 0 | 0 | 0 | 0 | 0 | 2013 Qtr 1: 0; 2013 Qtr 2: 0; 2013 Qtr 3: 0; 2013 Qtr 4: 0; 2014 Qtr 1: 0; 2014 Qtr 2: 0; 2014 Qtr 3: 0; 2014 Qtr 4: 0; 2015 Qtr 1: 0; 2015 Qtr 2: 0; 2015 Qtr 3: 0; 2015 Qtr 4: 0 | 0
[16 empty] | 0 |  |  | #N/A | [26 empty] | 0% | 0% |  | 0 | 0 | 0 | 0 | 0 | 0 | 0 | 0 | 0 | 0 | 0 | 2013 Qtr 1: 0; 2013 Qtr 2: 0; 2013 Qtr 3: 0; 2013 Qtr 4: 0; 2014 Qtr 1: 0; 2014 Qtr 2: 0; 2014 Qtr 3: 0; 2014 Qtr 4: 0; 2015 Qtr 1: 0; 2015 Qtr 2: 0; 2015 Qtr 3: 0; 2015 Qtr 4: 0 | 0
[16 empty] | 0 |  |  | #N/A | [26 empty] | 0% | 0% |  | 0 | 0 | 0 | 0 | 0 | 0 | 0 | 0 | 0 | 0 | 0 | 2013 Qtr 1: 0; 2013 Qtr 2: 0; 2013 Qtr 3: 0; 2013 Qtr 4: 0; 2014 Qtr 1: 0; 2014 Qtr 2: 0; 2014 Qtr 3: 0; 2014 Qtr 4: 0; 2015 Qtr 1: 0; 2015 Qtr 2: 0; 2015 Qtr 3: 0; 2015 Qtr 4: 0 | 0
[16 empty] | 0 |  |  | #N/A | [26 empty] | 0% | 0% |  | 0 | 0 | 0 | 0 | 0 | 0 | 0 | 0 | 0 | 0 | 0 | 2013 Qtr 1: 0; 2013 Qtr 2: 0; 2013 Qtr 3: 0; 2013 Qtr 4: 0; 2014 Qtr 1: 0; 2014 Qtr 2: 0; 2014 Qtr 3: 0; 2014 Qtr 4: 0; 2015 Qtr 1: 0; 2015 Qtr 2: 0; 2015 Qtr 3: 0; 2015 Qtr 4: 0 | 0
[16 empty] | 0 |  |  | #N/A | [26 empty] | 0% | 0% |  | 0 | 0 | 0 | 0 | 0 | 0 | 0 | 0 | 0 | 0 | 0 | 2013 Qtr 1: 0; 2013 Qtr 2: 0; 2013 Qtr 3: 0; 2013 Qtr 4: 0; 2014 Qtr 1: 0; 2014 Qtr 2: 0; 2014 Qtr 3: 0; 2014 Qtr 4: 0; 2015 Qtr 1: 0; 2015 Qtr 2: 0; 2015 Qtr 3: 0; 2015 Qtr 4: 0 | 0
[16 empty] | 0 |  |  | #N/A | [26 empty] | 0% | 0% |  | 0 | 0 | 0 | 0 | 0 | 0 | 0 | 0 | 0 | 0 | 0 | 2013 Qtr 1: 0; 2013 Qtr 2: 0; 2013 Qtr 3: 0; 2013 Qtr 4: 0; 2014 Qtr 1: 0; 2014 Qtr 2: 0; 2014 Qtr 3: 0; 2014 Qtr 4: 0; 2015 Qtr 1: 0; 2015 Qtr 2: 0; 2015 Qtr 3: 0; 2015 Qtr 4: 0 | 0
[16 empty] | 0 |  |  | #N/A | [26 empty] | 0% | 0% |  | 0 | 0 | 0 | 0 | 0 | 0 | 0 | 0 | 0 | 0 | 0 | 2013 Qtr 1: 0; 2013 Qtr 2: 0; 2013 Qtr 3: 0; 2013 Qtr 4: 0; 2014 Qtr 1: 0; 2014 Qtr 2: 0; 2014 Qtr 3: 0; 2014 Qtr 4: 0; 2015 Qtr 1: 0; 2015 Qtr 2: 0; 2015 Qtr 3: 0; 2015 Qtr 4: 0 | 0
[16 empty] | 0 |  |  | #N/A | [26 empty] | 0% | 0% |  | 0 | 0 | 0 | 0 | 0 | 0 | 0 | 0 | 0 | 0 | 0 | 2013 Qtr 1: 0; 2013 Qtr 2: 0; 2013 Qtr 3: 0; 2013 Qtr 4: 0; 2014 Qtr 1: 0; 2014 Qtr 2: 0; 2014 Qtr 3: 0; 2014 Qtr 4: 0; 2015 Qtr 1: 0; 2015 Qtr 2: 0; 2015 Qtr 3: 0; 2015 Qtr 4: 0 | 0
[16 empty] | 0 |  |  | #N/A | [26 empty] | 0% | 0% |  | 0 | 0 | 0 | 0 | 0 | 0 | 0 | 0 | 0 | 0 | 0 | 2013 Qtr 1: 0; 2013 Qtr 2: 0; 2013 Qtr 3: 0; 2013 Qtr 4: 0; 2014 Qtr 1: 0; 2014 Qtr 2: 0; 2014 Qtr 3: 0; 2014 Qtr 4: 0; 2015 Qtr 1: 0; 2015 Qtr 2: 0; 2015 Qtr 3: 0; 2015 Qtr 4: 0 | 0
[16 empty] | 0 |  |  | #N/A | [26 empty] | 0% | 0% |  | 0 | 0 | 0 | 0 | 0 | 0 | 0 | 0 | 0 | 0 | 0 | 2013 Qtr 1: 0; 2013 Qtr 2: 0; 2013 Qtr 3: 0; 2013 Qtr 4: 0; 2014 Qtr 1: 0; 2014 Qtr 2: 0; 2014 Qtr 3: 0; 2014 Qtr 4: 0; 2015 Qtr 1: 0; 2015 Qtr 2: 0; 2015 Qtr 3: 0; 2015 Qtr 4: 0 | 0
[16 empty] | 0 |  |  | #N/A | [26 empty] | 0% | 0% |  | 0 | 0 | 0 | 0 | 0 | 0 | 0 | 0 | 0 | 0 | 0 | 2013 Qtr 1: 0; 2013 Qtr 2: 0; 2013 Qtr 3: 0; 2013 Qtr 4: 0; 2014 Qtr 1: 0; 2014 Qtr 2: 0; 2014 Qtr 3: 0; 2014 Qtr 4: 0; 2015 Qtr 1: 0; 2015 Qtr 2: 0; 2015 Qtr 3: 0; 2015 Qtr 4: 0 | 0
[16 empty] | 0 |  |  | #N/A | [26 empty] | 0% | 0% |  | 0 | 0 | 0 | 0 | 0 | 0 | 0 | 0 | 0 | 0 | 0 | 2013 Qtr 1: 0; 2013 Qtr 2: 0; 2013 Qtr 3: 0; 2013 Qtr 4: 0; 2014 Qtr 1: 0; 2014 Qtr 2: 0; 2014 Qtr 3: 0; 2014 Qtr 4: 0; 2015 Qtr 1: 0; 2015 Qtr 2: 0; 2015 Qtr 3: 0; 2015 Qtr 4: 0 | 0
[16 empty] | 0 |  |  | #N/A | [26 empty] | 0% | 0% |  | 0 | 0 | 0 | 0 | 0 | 0 | 0 | 0 | 0 | 0 | 0 | 2013 Qtr 1: 0; 2013 Qtr 2: 0; 2013 Qtr 3: 0; 2013 Qtr 4: 0; 2014 Qtr 1: 0; 2014 Qtr 2: 0; 2014 Qtr 3: 0; 2014 Qtr 4: 0; 2015 Qtr 1: 0; 2015 Qtr 2: 0; 2015 Qtr 3: 0; 2015 Qtr 4: 0 | 0
[16 empty] | 0 |  |  | #N/A | [26 empty] | 0% | 0% |  | 0 | 0 | 0 | 0 | 0 | 0 | 0 | 0 | 0 | 0 | 0 | 2013 Qtr 1: 0; 2013 Qtr 2: 0; 2013 Qtr 3: 0; 2013 Qtr 4: 0; 2014 Qtr 1: 0; 2014 Qtr 2: 0; 2014 Qtr 3: 0; 2014 Qtr 4: 0; 2015 Qtr 1: 0; 2015 Qtr 2: 0; 2015 Qtr 3: 0; 2015 Qtr 4: 0 | 0
[16 empty] | 0 |  |  | #N/A | [26 empty] | 0% | 0% |  | 0 | 0 | 0 | 0 | 0 | 0 | 0 | 0 | 0 | 0 | 0 | 2013 Qtr 1: 0; 2013 Qtr 2: 0; 2013 Qtr 3: 0; 2013 Qtr 4: 0; 2014 Qtr 1: 0; 2014 Qtr 2: 0; 2014 Qtr 3: 0; 2014 Qtr 4: 0; 2015 Qtr 1: 0; 2015 Qtr 2: 0; 2015 Qtr 3: 0; 2015 Qtr 4: 0 | 0
[16 empty] | 0 |  |  | #N/A | [26 empty] | 0% | 0% |  | 0 | 0 | 0 | 0 | 0 | 0 | 0 | 0 | 0 | 0 | 0 | 2013 Qtr 1: 0; 2013 Qtr 2: 0; 2013 Qtr 3: 0; 2013 Qtr 4: 0; 2014 Qtr 1: 0; 2014 Qtr 2: 0; 2014 Qtr 3: 0; 2014 Qtr 4: 0; 2015 Qtr 1: 0; 2015 Qtr 2: 0; 2015 Qtr 3: 0; 2015 Qtr 4: 0 | 0
[16 empty] | 0 |  |  | #N/A | [26 empty] | 0% | 0% |  | 0 | 0 | 0 | 0 | 0 | 0 | 0 | 0 | 0 | 0 | 0 | 2013 Qtr 1: 0; 2013 Qtr 2: 0; 2013 Qtr 3: 0; 2013 Qtr 4: 0; 2014 Qtr 1: 0; 2014 Qtr 2: 0; 2014 Qtr 3: 0; 2014 Qtr 4: 0; 2015 Qtr 1: 0; 2015 Qtr 2: 0; 2015 Qtr 3: 0; 2015 Qtr 4: 0 | 0
[16 empty] | 0 |  |  | #N/A | [26 empty] | 0% | 0% |  | 0 | 0 | 0 | 0 | 0 | 0 | 0 | 0 | 0 | 0 | 0 | 2013 Qtr 1: 0; 2013 Qtr 2: 0; 2013 Qtr 3: 0; 2013 Qtr 4: 0; 2014 Qtr 1: 0; 2014 Qtr 2: 0; 2014 Qtr 3: 0; 2014 Qtr 4: 0; 2015 Qtr 1: 0; 2015 Qtr 2: 0; 2015 Qtr 3: 0; 2015 Qtr 4: 0 | 0
[16 empty] | 0 |  |  | #N/A | [26 empty] | 0% | 0% |  | 0 | 0 | 0 | 0 | 0 | 0 | 0 | 0 | 0 | 0 | 0 | 2013 Qtr 1: 0; 2013 Qtr 2: 0; 2013 Qtr 3: 0; 2013 Qtr 4: 0; 2014 Qtr 1: 0; 2014 Qtr 2: 0; 2014 Qtr 3: 0; 2014 Qtr 4: 0; 2015 Qtr 1: 0; 2015 Qtr 2: 0; 2015 Qtr 3: 0; 2015 Qtr 4: 0 | 0
[16 empty] | 0 |  |  | #N/A | [26 empty] | 0% | 0% |  | 0 | 0 | 0 | 0 | 0 | 0 | 0 | 0 | 0 | 0 | 0 | 2013 Qtr 1: 0; 2013 Qtr 2: 0; 2013 Qtr 3: 0; 2013 Qtr 4: 0; 2014 Qtr 1: 0; 2014 Qtr 2: 0; 2014 Qtr 3: 0; 2014 Qtr 4: 0; 2015 Qtr 1: 0; 2015 Qtr 2: 0; 2015 Qtr 3: 0; 2015 Qtr 4: 0 | 0
[16 empty] | 0 |  |  | #N/A | [26 empty] | 0% | 0% |  | 0 | 0 | 0 | 0 | 0 | 0 | 0 | 0 | 0 | 0 | 0 | 2013 Qtr 1: 0; 2013 Qtr 2: 0; 2013 Qtr 3: 0; 2013 Qtr 4: 0; 2014 Qtr 1: 0; 2014 Qtr 2: 0; 2014 Qtr 3: 0; 2014 Qtr 4: 0; 2015 Qtr 1: 0; 2015 Qtr 2: 0; 2015 Qtr 3: 0; 2015 Qtr 4: 0 | 0
[16 empty] | 0 |  |  | #N/A | [26 empty] | 0% | 0% |  | 0 | 0 | 0 | 0 | 0 | 0 | 0 | 0 | 0 | 0 | 0 | 2013 Qtr 1: 0; 2013 Qtr 2: 0; 2013 Qtr 3: 0; 2013 Qtr 4: 0; 2014 Qtr 1: 0; 2014 Qtr 2: 0; 2014 Qtr 3: 0; 2014 Qtr 4: 0; 2015 Qtr 1: 0; 2015 Qtr 2: 0; 2015 Qtr 3: 0; 2015 Qtr 4: 0 | 0
[16 empty] | 0 |  |  | #N/A | [26 empty] | 0% | 0% |  | 0 | 0 | 0 | 0 | 0 | 0 | 0 | 0 | 0 | 0 | 0 | 2013 Qtr 1: 0; 2013 Qtr 2: 0; 2013 Qtr 3: 0; 2013 Qtr 4: 0; 2014 Qtr 1: 0; 2014 Qtr 2: 0; 2014 Qtr 3: 0; 2014 Qtr 4: 0; 2015 Qtr 1: 0; 2015 Qtr 2: 0; 2015 Qtr 3: 0; 2015 Qtr 4: 0 | 0
[16 empty] | 0 |  |  | #N/A | [26 empty] | 0% | 0% |  | 0 | 0 | 0 | 0 | 0 | 0 | 0 | 0 | 0 | 0 | 0 | 2013 Qtr 1: 0; 2013 Qtr 2: 0; 2013 Qtr 3: 0; 2013 Qtr 4: 0; 2014 Qtr 1: 0; 2014 Qtr 2: 0; 2014 Qtr 3: 0; 2014 Qtr 4: 0; 2015 Qtr 1: 0; 2015 Qtr 2: 0; 2015 Qtr 3: 0; 2015 Qtr 4: 0 | 0
[16 empty] | 0 |  |  | #N/A | [26 empty] | 0% | 0% |  | 0 | 0 | 0 | 0 | 0 | 0 | 0 | 0 | 0 | 0 | 0 | 2013 Qtr 1: 0; 2013 Qtr 2: 0; 2013 Qtr 3: 0; 2013 Qtr 4: 0; 2014 Qtr 1: 0; 2014 Qtr 2: 0; 2014 Qtr 3: 0; 2014 Qtr 4: 0; 2015 Qtr 1: 0; 2015 Qtr 2: 0; 2015 Qtr 3: 0; 2015 Qtr 4: 0 | 0
[16 empty] | 0 |  |  | #N/A | [26 empty] | 0% | 0% |  | 0 | 0 | 0 | 0 | 0 | 0 | 0 | 0 | 0 | 0 | 0 | 2013 Qtr 1: 0; 2013 Qtr 2: 0; 2013 Qtr 3: 0; 2013 Qtr 4: 0; 2014 Qtr 1: 0; 2014 Qtr 2: 0; 2014 Qtr 3: 0; 2014 Qtr 4: 0; 2015 Qtr 1: 0; 2015 Qtr 2: 0; 2015 Qtr 3: 0; 2015 Qtr 4: 0 | 0
[16 empty] | 0 |  |  | #N/A | [26 empty] | 0% | 0% |  | 0 | 0 | 0 | 0 | 0 | 0 | 0 | 0 | 0 | 0 | 0 | 2013 Qtr 1: 0; 2013 Qtr 2: 0; 2013 Qtr 3: 0; 2013 Qtr 4: 0; 2014 Qtr 1: 0; 2014 Qtr 2: 0; 2014 Qtr 3: 0; 2014 Qtr 4: 0; 2015 Qtr 1: 0; 2015 Qtr 2: 0; 2015 Qtr 3: 0; 2015 Qtr 4: 0 | 0
[16 empty] | 0 |  |  | #N/A | [26 empty] | 0% | 0% |  | 0 | 0 | 0 | 0 | 0 | 0 | 0 | 0 | 0 | 0 | 0 | 2013 Qtr 1: 0; 2013 Qtr 2: 0; 2013 Qtr 3: 0; 2013 Qtr 4: 0; 2014 Qtr 1: 0; 2014 Qtr 2: 0; 2014 Qtr 3: 0; 2014 Qtr 4: 0; 2015 Qtr 1: 0; 2015 Qtr 2: 0; 2015 Qtr 3: 0; 2015 Qtr 4: 0 | 0
[16 empty] | 0 |  |  | #N/A | [26 empty] | 0% | 0% |  | 0 | 0 | 0 | 0 | 0 | 0 | 0 | 0 | 0 | 0 | 0 | 2013 Qtr 1: 0; 2013 Qtr 2: 0; 2013 Qtr 3: 0; 2013 Qtr 4: 0; 2014 Qtr 1: 0; 2014 Qtr 2: 0; 2014 Qtr 3: 0; 2014 Qtr 4: 0; 2015 Qtr 1: 0; 2015 Qtr 2: 0; 2015 Qtr 3: 0; 2015 Qtr 4: 0 | 0
[16 empty] | 0 |  |  | #N/A | [26 empty] | 0% | 0% |  | 0 | 0 | 0 | 0 | 0 | 0 | 0 | 0 | 0 | 0 | 0 | 2013 Qtr 1: 0; 2013 Qtr 2: 0; 2013 Qtr 3: 0; 2013 Qtr 4: 0; 2014 Qtr 1: 0; 2014 Qtr 2: 0; 2014 Qtr 3: 0; 2014 Qtr 4: 0; 2015 Qtr 1: 0; 2015 Qtr 2: 0; 2015 Qtr 3: 0; 2015 Qtr 4: 0 | 0
[16 empty] | 0 |  |  | #N/A | [26 empty] | 0% | 0% |  | 0 | 0 | 0 | 0 | 0 | 0 | 0 | 0 | 0 | 0 | 0 | 2013 Qtr 1: 0; 2013 Qtr 2: 0; 2013 Qtr 3: 0; 2013 Qtr 4: 0; 2014 Qtr 1: 0; 2014 Qtr 2: 0; 2014 Qtr 3: 0; 2014 Qtr 4: 0; 2015 Qtr 1: 0; 2015 Qtr 2: 0; 2015 Qtr 3: 0; 2015 Qtr 4: 0 | 0
[16 empty] | 0 |  |  | #N/A | [26 empty] | 0% | 0% |  | 0 | 0 | 0 | 0 | 0 | 0 | 0 | 0 | 0 | 0 | 0 | 2013 Qtr 1: 0; 2013 Qtr 2: 0; 2013 Qtr 3: 0; 2013 Qtr 4: 0; 2014 Qtr 1: 0; 2014 Qtr 2: 0; 2014 Qtr 3: 0; 2014 Qtr 4: 0; 2015 Qtr 1: 0; 2015 Qtr 2: 0; 2015 Qtr 3: 0; 2015 Qtr 4: 0 | 0
[16 empty] | 0 |  |  | #N/A | [26 empty] | 0% | 0% |  | 0 | 0 | 0 | 0 | 0 | 0 | 0 | 0 | 0 | 0 | 0 | 2013 Qtr 1: 0; 2013 Qtr 2: 0; 2013 Qtr 3: 0; 2013 Qtr 4: 0; 2014 Qtr 1: 0; 2014 Qtr 2: 0; 2014 Qtr 3: 0; 2014 Qtr 4: 0; 2015 Qtr 1: 0; 2015 Qtr 2: 0; 2015 Qtr 3: 0; 2015 Qtr 4: 0 | 0
[16 empty] | 0 |  |  | #N/A | [26 empty] | 0% | 0% |  | 0 | 0 | 0 | 0 | 0 | 0 | 0 | 0 | 0 | 0 | 0 | 2013 Qtr 1: 0; 2013 Qtr 2: 0; 2013 Qtr 3: 0; 2013 Qtr 4: 0; 2014 Qtr 1: 0; 2014 Qtr 2: 0; 2014 Qtr 3: 0; 2014 Qtr 4: 0; 2015 Qtr 1: 0; 2015 Qtr 2: 0; 2015 Qtr 3: 0; 2015 Qtr 4: 0 | 0
[16 empty] | 0 |  |  | #N/A | [26 empty] | 0% | 0% |  | 0 | 0 | 0 | 0 | 0 | 0 | 0 | 0 | 0 | 0 | 0 | 2013 Qtr 1: 0; 2013 Qtr 2: 0; 2013 Qtr 3: 0; 2013 Qtr 4: 0; 2014 Qtr 1: 0; 2014 Qtr 2: 0; 2014 Qtr 3: 0; 2014 Qtr 4: 0; 2015 Qtr 1: 0; 2015 Qtr 2: 0; 2015 Qtr 3: 0; 2015 Qtr 4: 0 | 0
[16 empty] | 0 |  |  | #N/A | [26 empty] | 0% | 0% |  | 0 | 0 | 0 | 0 | 0 | 0 | 0 | 0 | 0 | 0 | 0 | 2013 Qtr 1: 0; 2013 Qtr 2: 0; 2013 Qtr 3: 0; 2013 Qtr 4: 0; 2014 Qtr 1: 0; 2014 Qtr 2: 0; 2014 Qtr 3: 0; 2014 Qtr 4: 0; 2015 Qtr 1: 0; 2015 Qtr 2: 0; 2015 Qtr 3: 0; 2015 Qtr 4: 0 | 0
[16 empty] | 0 |  |  | #N/A | [26 empty] | 0% | 0% |  | 0 | 0 | 0 | 0 | 0 | 0 | 0 | 0 | 0 | 0 | 0 | 2013 Qtr 1: 0; 2013 Qtr 2: 0; 2013 Qtr 3: 0; 2013 Qtr 4: 0; 2014 Qtr 1: 0; 2014 Qtr 2: 0; 2014 Qtr 3: 0; 2014 Qtr 4: 0; 2015 Qtr 1: 0; 2015 Qtr 2: 0; 2015 Qtr 3: 0; 2015 Qtr 4: 0 | 0
[16 empty] | 0 |  |  | #N/A | [26 empty] | 0% | 0% |  | 0 | 0 | 0 | 0 | 0 | 0 | 0 | 0 | 0 | 0 | 0 | 2013 Qtr 1: 0; 2013 Qtr 2: 0; 2013 Qtr 3: 0; 2013 Qtr 4: 0; 2014 Qtr 1: 0; 2014 Qtr 2: 0; 2014 Qtr 3: 0; 2014 Qtr 4: 0; 2015 Qtr 1: 0; 2015 Qtr 2: 0; 2015 Qtr 3: 0; 2015 Qtr 4: 0 | 0
[16 empty] | 0 |  |  | #N/A | [26 empty] | 0% | 0% |  | 0 | 0 | 0 | 0 | 0 | 0 | 0 | 0 | 0 | 0 | 0 | 2013 Qtr 1: 0; 2013 Qtr 2: 0; 2013 Qtr 3: 0; 2013 Qtr 4: 0; 2014 Qtr 1: 0; 2014 Qtr 2: 0; 2014 Qtr 3: 0; 2014 Qtr 4: 0; 2015 Qtr 1: 0; 2015 Qtr 2: 0; 2015 Qtr 3: 0; 2015 Qtr 4: 0 | 0
[16 empty] | 0 |  |  | #N/A | [26 empty] | 0% | 0% |  | 0 | 0 | 0 | 0 | 0 | 0 | 0 | 0 | 0 | 0 | 0 | 2013 Qtr 1: 0; 2013 Qtr 2: 0; 2013 Qtr 3: 0; 2013 Qtr 4: 0; 2014 Qtr 1: 0; 2014 Qtr 2: 0; 2014 Qtr 3: 0; 2014 Qtr 4: 0; 2015 Qtr 1: 0; 2015 Qtr 2: 0; 2015 Qtr 3: 0; 2015 Qtr 4: 0 | 0
[16 empty] | 0 |  |  | #N/A | [26 empty] | 0% | 0% |  | 0 | 0 | 0 | 0 | 0 | 0 | 0 | 0 | 0 | 0 | 0 | 2013 Qtr 1: 0; 2013 Qtr 2: 0; 2013 Qtr 3: 0; 2013 Qtr 4: 0; 2014 Qtr 1: 0; 2014 Qtr 2: 0; 2014 Qtr 3: 0; 2014 Qtr 4: 0; 2015 Qtr 1: 0; 2015 Qtr 2: 0; 2015 Qtr 3: 0; 2015 Qtr 4: 0 | 0
[16 empty] | 0 |  |  | #N/A | [26 empty] | 0% | 0% |  | 0 | 0 | 0 | 0 | 0 | 0 | 0 | 0 | 0 | 0 | 0 | 2013 Qtr 1: 0; 2013 Qtr 2: 0; 2013 Qtr 3: 0; 2013 Qtr 4: 0; 2014 Qtr 1: 0; 2014 Qtr 2: 0; 2014 Qtr 3: 0; 2014 Qtr 4: 0; 2015 Qtr 1: 0; 2015 Qtr 2: 0; 2015 Qtr 3: 0; 2015 Qtr 4: 0 | 0
[16 empty] | 0 |  |  | #N/A | [26 empty] | 0% | 0% |  | 0 | 0 | 0 | 0 | 0 | 0 | 0 | 0 | 0 | 0 | 0 | 2013 Qtr 1: 0; 2013 Qtr 2: 0; 2013 Qtr 3: 0; 2013 Qtr 4: 0; 2014 Qtr 1: 0; 2014 Qtr 2: 0; 2014 Qtr 3: 0; 2014 Qtr 4: 0; 2015 Qtr 1: 0; 2015 Qtr 2: 0; 2015 Qtr 3: 0; 2015 Qtr 4: 0 | 0
[16 empty] | 0 |  |  | #N/A | [26 empty] | 0% | 0% |  | 0 | 0 | 0 | 0 | 0 | 0 | 0 | 0 | 0 | 0 | 0 | 2013 Qtr 1: 0; 2013 Qtr 2: 0; 2013 Qtr 3: 0; 2013 Qtr 4: 0; 2014 Qtr 1: 0; 2014 Qtr 2: 0; 2014 Qtr 3: 0; 2014 Qtr 4: 0; 2015 Qtr 1: 0; 2015 Qtr 2: 0; 2015 Qtr 3: 0; 2015 Qtr 4: 0 | 0
[16 empty] | 0 |  |  | #N/A | [26 empty] | 0% | 0% |  | 0 | 0 | 0 | 0 | 0 | 0 | 0 | 0 | 0 | 0 | 0 | 2013 Qtr 1: 0; 2013 Qtr 2: 0; 2013 Qtr 3: 0; 2013 Qtr 4: 0; 2014 Qtr 1: 0; 2014 Qtr 2: 0; 2014 Qtr 3: 0; 2014 Qtr 4: 0; 2015 Qtr 1: 0; 2015 Qtr 2: 0; 2015 Qtr 3: 0; 2015 Qtr 4: 0 | 0
[16 empty] | 0 |  |  | #N/A | [26 empty] | 0% | 0% |  | 0 | 0 | 0 | 0 | 0 | 0 | 0 | 0 | 0 | 0 | 0 | 2013 Qtr 1: 0; 2013 Qtr 2: 0; 2013 Qtr 3: 0; 2013 Qtr 4: 0; 2014 Qtr 1: 0; 2014 Qtr 2: 0; 2014 Qtr 3: 0; 2014 Qtr 4: 0; 2015 Qtr 1: 0; 2015 Qtr 2: 0; 2015 Qtr 3: 0; 2015 Qtr 4: 0 | 0
[16 empty] | 0 |  |  | #N/A | [26 empty] | 0% | 0% |  | 0 | 0 | 0 | 0 | 0 | 0 | 0 | 0 | 0 | 0 | 0 | 2013 Qtr 1: 0; 2013 Qtr 2: 0; 2013 Qtr 3: 0; 2013 Qtr 4: 0; 2014 Qtr 1: 0; 2014 Qtr 2: 0; 2014 Qtr 3: 0; 2014 Qtr 4: 0; 2015 Qtr 1: 0; 2015 Qtr 2: 0; 2015 Qtr 3: 0; 2015 Qtr 4: 0 | 0
[16 empty] | 0 |  |  | #N/A | [26 empty] | 0% | 0% |  | 0 | 0 | 0 | 0 | 0 | 0 | 0 | 0 | 0 | 0 | 0 | 2013 Qtr 1: 0; 2013 Qtr 2: 0; 2013 Qtr 3: 0; 2013 Qtr 4: 0; 2014 Qtr 1: 0; 2014 Qtr 2: 0; 2014 Qtr 3: 0; 2014 Qtr 4: 0; 2015 Qtr 1: 0; 2015 Qtr 2: 0; 2015 Qtr 3: 0; 2015 Qtr 4: 0 | 0
[16 empty] | 0 |  |  | #N/A | [26 empty] | 0% | 0% |  | 0 | 0 | 0 | 0 | 0 | 0 | 0 | 0 | 0 | 0 | 0 | 2013 Qtr 1: 0; 2013 Qtr 2: 0; 2013 Qtr 3: 0; 2013 Qtr 4: 0; 2014 Qtr 1: 0; 2014 Qtr 2: 0; 2014 Qtr 3: 0; 2014 Qtr 4: 0; 2015 Qtr 1: 0; 2015 Qtr 2: 0; 2015 Qtr 3: 0; 2015 Qtr 4: 0 | 0
[16 empty] | 0 |  |  | #N/A | [26 empty] | 0% | 0% |  | 0 | 0 | 0 | 0 | 0 | 0 | 0 | 0 | 0 | 0 | 0 | 2013 Qtr 1: 0; 2013 Qtr 2: 0; 2013 Qtr 3: 0; 2013 Qtr 4: 0; 2014 Qtr 1: 0; 2014 Qtr 2: 0; 2014 Qtr 3: 0; 2014 Qtr 4: 0; 2015 Qtr 1: 0; 2015 Qtr 2: 0; 2015 Qtr 3: 0; 2015 Qtr 4: 0 | 0
[16 empty] | 0 |  |  | #N/A | [26 empty] | 0% | 0% |  | 0 | 0 | 0 | 0 | 0 | 0 | 0 | 0 | 0 | 0 | 0 | 2013 Qtr 1: 0; 2013 Qtr 2: 0; 2013 Qtr 3: 0; 2013 Qtr 4: 0; 2014 Qtr 1: 0; 2014 Qtr 2: 0; 2014 Qtr 3: 0; 2014 Qtr 4: 0; 2015 Qtr 1: 0; 2015 Qtr 2: 0; 2015 Qtr 3: 0; 2015 Qtr 4: 0 | 0
[16 empty] | 0 |  |  | #N/A | [26 empty] | 0% | 0% |  | 0 | 0 | 0 | 0 | 0 | 0 | 0 | 0 | 0 | 0 | 0 | 2013 Qtr 1: 0; 2013 Qtr 2: 0; 2013 Qtr 3: 0; 2013 Qtr 4: 0; 2014 Qtr 1: 0; 2014 Qtr 2: 0; 2014 Qtr 3: 0; 2014 Qtr 4: 0; 2015 Qtr 1: 0; 2015 Qtr 2: 0; 2015 Qtr 3: 0; 2015 Qtr 4: 0 | 0
[16 empty] | 0 |  |  | #N/A | [26 empty] | 0% | 0% |  | 0 | 0 | 0 | 0 | 0 | 0 | 0 | 0 | 0 | 0 | 0 | 2013 Qtr 1: 0; 2013 Qtr 2: 0; 2013 Qtr 3: 0; 2013 Qtr 4: 0; 2014 Qtr 1: 0; 2014 Qtr 2: 0; 2014 Qtr 3: 0; 2014 Qtr 4: 0; 2015 Qtr 1: 0; 2015 Qtr 2: 0; 2015 Qtr 3: 0; 2015 Qtr 4: 0 | 0
[16 empty] | 0 |  |  | #N/A | [26 empty] | 0% | 0% |  | 0 | 0 | 0 | 0 | 0 | 0 | 0 | 0 | 0 | 0 | 0 | 2013 Qtr 1: 0; 2013 Qtr 2: 0; 2013 Qtr 3: 0; 2013 Qtr 4: 0; 2014 Qtr 1: 0; 2014 Qtr 2: 0; 2014 Qtr 3: 0; 2014 Qtr 4: 0; 2015 Qtr 1: 0; 2015 Qtr 2: 0; 2015 Qtr 3: 0; 2015 Qtr 4: 0 | 0
[16 empty] | 0 |  |  | #N/A | [26 empty] | 0% | 0% |  | 0 | 0 | 0 | 0 | 0 | 0 | 0 | 0 | 0 | 0 | 0 | 2013 Qtr 1: 0; 2013 Qtr 2: 0; 2013 Qtr 3: 0; 2013 Qtr 4: 0; 2014 Qtr 1: 0; 2014 Qtr 2: 0; 2014 Qtr 3: 0; 2014 Qtr 4: 0; 2015 Qtr 1: 0; 2015 Qtr 2: 0; 2015 Qtr 3: 0; 2015 Qtr 4: 0 | 0
[16 empty] | 0 |  |  | #N/A | [26 empty] | 0% | 0% |  | 0 | 0 | 0 | 0 | 0 | 0 | 0 | 0 | 0 | 0 | 0 | 2013 Qtr 1: 0; 2013 Qtr 2: 0; 2013 Qtr 3: 0; 2013 Qtr 4: 0; 2014 Qtr 1: 0; 2014 Qtr 2: 0; 2014 Qtr 3: 0; 2014 Qtr 4: 0; 2015 Qtr 1: 0; 2015 Qtr 2: 0; 2015 Qtr 3: 0; 2015 Qtr 4: 0 | 0
[16 empty] | 0 |  |  | #N/A | [26 empty] | 0% | 0% |  | 0 | 0 | 0 | 0 | 0 | 0 | 0 | 0 | 0 | 0 | 0 | 2013 Qtr 1: 0; 2013 Qtr 2: 0; 2013 Qtr 3: 0; 2013 Qtr 4: 0; 2014 Qtr 1: 0; 2014 Qtr 2: 0; 2014 Qtr 3: 0; 2014 Qtr 4: 0; 2015 Qtr 1: 0; 2015 Qtr 2: 0; 2015 Qtr 3: 0; 2015 Qtr 4: 0 | 0
[16 empty] | 0 |  |  | #N/A | [26 empty] | 0% | 0% |  | 0 | 0 | 0 | 0 | 0 | 0 | 0 | 0 | 0 | 0 | 0 | 2013 Qtr 1: 0; 2013 Qtr 2: 0; 2013 Qtr 3: 0; 2013 Qtr 4: 0; 2014 Qtr 1: 0; 2014 Qtr 2: 0; 2014 Qtr 3: 0; 2014 Qtr 4: 0; 2015 Qtr 1: 0; 2015 Qtr 2: 0; 2015 Qtr 3: 0; 2015 Qtr 4: 0 | 0
[16 empty] | 0 |  |  | #N/A | [26 empty] | 0% | 0% |  | 0 | 0 | 0 | 0 | 0 | 0 | 0 | 0 | 0 | 0 | 0 | 2013 Qtr 1: 0; 2013 Qtr 2: 0; 2013 Qtr 3: 0; 2013 Qtr 4: 0; 2014 Qtr 1: 0; 2014 Qtr 2: 0; 2014 Qtr 3: 0; 2014 Qtr 4: 0; 2015 Qtr 1: 0; 2015 Qtr 2: 0; 2015 Qtr 3: 0; 2015 Qtr 4: 0 | 0
[16 empty] | 0 |  |  | #N/A | [26 empty] | 0% | 0% |  | 0 | 0 | 0 | 0 | 0 | 0 | 0 | 0 | 0 | 0 | 0 | 2013 Qtr 1: 0; 2013 Qtr 2: 0; 2013 Qtr 3: 0; 2013 Qtr 4: 0; 2014 Qtr 1: 0; 2014 Qtr 2: 0; 2014 Qtr 3: 0; 2014 Qtr 4: 0; 2015 Qtr 1: 0; 2015 Qtr 2: 0; 2015 Qtr 3: 0; 2015 Qtr 4: 0 | 0
[16 empty] | 0 |  |  | #N/A | [26 empty] | 0% | 0% |  | 0 | 0 | 0 | 0 | 0 | 0 | 0 | 0 | 0 | 0 | 0 | 2013 Qtr 1: 0; 2013 Qtr 2: 0; 2013 Qtr 3: 0; 2013 Qtr 4: 0; 2014 Qtr 1: 0; 2014 Qtr 2: 0; 2014 Qtr 3: 0; 2014 Qtr 4: 0; 2015 Qtr 1: 0; 2015 Qtr 2: 0; 2015 Qtr 3: 0; 2015 Qtr 4: 0 | 0
[16 empty] | 0 |  |  | #N/A | [26 empty] | 0% | 0% |  | 0 | 0 | 0 | 0 | 0 | 0 | 0 | 0 | 0 | 0 | 0 | 2013 Qtr 1: 0; 2013 Qtr 2: 0; 2013 Qtr 3: 0; 2013 Qtr 4: 0; 2014 Qtr 1: 0; 2014 Qtr 2: 0; 2014 Qtr 3: 0; 2014 Qtr 4: 0; 2015 Qtr 1: 0; 2015 Qtr 2: 0; 2015 Qtr 3: 0; 2015 Qtr 4: 0 | 0
[16 empty] | 0 |  |  | #N/A | [26 empty] | 0% | 0% |  | 0 | 0 | 0 | 0 | 0 | 0 | 0 | 0 | 0 | 0 | 0 | 2013 Qtr 1: 0; 2013 Qtr 2: 0; 2013 Qtr 3: 0; 2013 Qtr 4: 0; 2014 Qtr 1: 0; 2014 Qtr 2: 0; 2014 Qtr 3: 0; 2014 Qtr 4: 0; 2015 Qtr 1: 0; 2015 Qtr 2: 0; 2015 Qtr 3: 0; 2015 Qtr 4: 0 | 0
[16 empty] | 0 |  |  | #N/A | [26 empty] | 0% | 0% |  | 0 | 0 | 0 | 0 | 0 | 0 | 0 | 0 | 0 | 0 | 0 | 2013 Qtr 1: 0; 2013 Qtr 2: 0; 2013 Qtr 3: 0; 2013 Qtr 4: 0; 2014 Qtr 1: 0; 2014 Qtr 2: 0; 2014 Qtr 3: 0; 2014 Qtr 4: 0; 2015 Qtr 1: 0; 2015 Qtr 2: 0; 2015 Qtr 3: 0; 2015 Qtr 4: 0 | 0
[16 empty] | 0 |  |  | #N/A | [26 empty] | 0% | 0% |  | 0 | 0 | 0 | 0 | 0 | 0 | 0 | 0 | 0 | 0 | 0 | 2013 Qtr 1: 0; 2013 Qtr 2: 0; 2013 Qtr 3: 0; 2013 Qtr 4: 0; 2014 Qtr 1: 0; 2014 Qtr 2: 0; 2014 Qtr 3: 0; 2014 Qtr 4: 0; 2015 Qtr 1: 0; 2015 Qtr 2: 0; 2015 Qtr 3: 0; 2015 Qtr 4: 0 | 0
[16 empty] | 0 |  |  | #N/A | [26 empty] | 0% | 0% |  | 0 | 0 | 0 | 0 | 0 | 0 | 0 | 0 | 0 | 0 | 0 | 2013 Qtr 1: 0; 2013 Qtr 2: 0; 2013 Qtr 3: 0; 2013 Qtr 4: 0; 2014 Qtr 1: 0; 2014 Qtr 2: 0; 2014 Qtr 3: 0; 2014 Qtr 4: 0; 2015 Qtr 1: 0; 2015 Qtr 2: 0; 2015 Qtr 3: 0; 2015 Qtr 4: 0 | 0
[16 empty] | 0 |  |  | #N/A | [26 empty] | 0% | 0% |  | 0 | 0 | 0 | 0 | 0 | 0 | 0 | 0 | 0 | 0 | 0 | 2013 Qtr 1: 0; 2013 Qtr 2: 0; 2013 Qtr 3: 0; 2013 Qtr 4: 0; 2014 Qtr 1: 0; 2014 Qtr 2: 0; 2014 Qtr 3: 0; 2014 Qtr 4: 0; 2015 Qtr 1: 0; 2015 Qtr 2: 0; 2015 Qtr 3: 0; 2015 Qtr 4: 0 | 0
[16 empty] | 0 |  |  | #N/A | [26 empty] | 0% | 0% |  | 0 | 0 | 0 | 0 | 0 | 0 | 0 | 0 | 0 | 0 | 0 | 2013 Qtr 1: 0; 2013 Qtr 2: 0; 2013 Qtr 3: 0; 2013 Qtr 4: 0; 2014 Qtr 1: 0; 2014 Qtr 2: 0; 2014 Qtr 3: 0; 2014 Qtr 4: 0; 2015 Qtr 1: 0; 2015 Qtr 2: 0; 2015 Qtr 3: 0; 2015 Qtr 4: 0 | 0
[16 empty] | 0 |  |  | #N/A | [26 empty] | 0% | 0% |  | 0 | 0 | 0 | 0 | 0 | 0 | 0 | 0 | 0 | 0 | 0 | 2013 Qtr 1: 0; 2013 Qtr 2: 0; 2013 Qtr 3: 0; 2013 Qtr 4: 0; 2014 Qtr 1: 0; 2014 Qtr 2: 0; 2014 Qtr 3: 0; 2014 Qtr 4: 0; 2015 Qtr 1: 0; 2015 Qtr 2: 0; 2015 Qtr 3: 0; 2015 Qtr 4: 0 | 0
[16 empty] | 0 |  |  | #N/A | [26 empty] | 0% | 0% |  | 0 | 0 | 0 | 0 | 0 | 0 | 0 | 0 | 0 | 0 | 0 | 2013 Qtr 1: 0; 2013 Qtr 2: 0; 2013 Qtr 3: 0; 2013 Qtr 4: 0; 2014 Qtr 1: 0; 2014 Qtr 2: 0; 2014 Qtr 3: 0; 2014 Qtr 4: 0; 2015 Qtr 1: 0; 2015 Qtr 2: 0; 2015 Qtr 3: 0; 2015 Qtr 4: 0 | 0
[16 empty] | 0 |  |  | #N/A | [26 empty] | 0% | 0% |  | 0 | 0 | 0 | 0 | 0 | 0 | 0 | 0 | 0 | 0 | 0 | 2013 Qtr 1: 0; 2013 Qtr 2: 0; 2013 Qtr 3: 0; 2013 Qtr 4: 0; 2014 Qtr 1: 0; 2014 Qtr 2: 0; 2014 Qtr 3: 0; 2014 Qtr 4: 0; 2015 Qtr 1: 0; 2015 Qtr 2: 0; 2015 Qtr 3: 0; 2015 Qtr 4: 0 | 0
[16 empty] | 0 |  |  | #N/A | [26 empty] | 0% | 0% |  | 0 | 0 | 0 | 0 | 0 | 0 | 0 | 0 | 0 | 0 | 0 | 2013 Qtr 1: 0; 2013 Qtr 2: 0; 2013 Qtr 3: 0; 2013 Qtr 4: 0; 2014 Qtr 1: 0; 2014 Qtr 2: 0; 2014 Qtr 3: 0; 2014 Qtr 4: 0; 2015 Qtr 1: 0; 2015 Qtr 2: 0; 2015 Qtr 3: 0; 2015 Qtr 4: 0 | 0
[16 empty] | 0 |  |  | #N/A | [26 empty] | 0% | 0% |  | 0 | 0 | 0 | 0 | 0 | 0 | 0 | 0 | 0 | 0 | 0 | 2013 Qtr 1: 0; 2013 Qtr 2: 0; 2013 Qtr 3: 0; 2013 Qtr 4: 0; 2014 Qtr 1: 0; 2014 Qtr 2: 0; 2014 Qtr 3: 0; 2014 Qtr 4: 0; 2015 Qtr 1: 0; 2015 Qtr 2: 0; 2015 Qtr 3: 0; 2015 Qtr 4: 0 | 0
[16 empty] | 0 |  |  | #N/A | [26 empty] | 0% | 0% |  | 0 | 0 | 0 | 0 | 0 | 0 | 0 | 0 | 0 | 0 | 0 | 2013 Qtr 1: 0; 2013 Qtr 2: 0; 2013 Qtr 3: 0; 2013 Qtr 4: 0; 2014 Qtr 1: 0; 2014 Qtr 2: 0; 2014 Qtr 3: 0; 2014 Qtr 4: 0; 2015 Qtr 1: 0; 2015 Qtr 2: 0; 2015 Qtr 3: 0; 2015 Qtr 4: 0 | 0
[16 empty] | 0 |  |  | #N/A | [26 empty] | 0% | 0% |  | 0 | 0 | 0 | 0 | 0 | 0 | 0 | 0 | 0 | 0 | 0 | 2013 Qtr 1: 0; 2013 Qtr 2: 0; 2013 Qtr 3: 0; 2013 Qtr 4: 0; 2014 Qtr 1: 0; 2014 Qtr 2: 0; 2014 Qtr 3: 0; 2014 Qtr 4: 0; 2015 Qtr 1: 0; 2015 Qtr 2: 0; 2015 Qtr 3: 0; 2015 Qtr 4: 0 | 0
[16 empty] | 0 |  |  | #N/A | [26 empty] | 0% | 0% |  | 0 | 0 | 0 | 0 | 0 | 0 | 0 | 0 | 0 | 0 | 0 | 2013 Qtr 1: 0; 2013 Qtr 2: 0; 2013 Qtr 3: 0; 2013 Qtr 4: 0; 2014 Qtr 1: 0; 2014 Qtr 2: 0; 2014 Qtr 3: 0; 2014 Qtr 4: 0; 2015 Qtr 1: 0; 2015 Qtr 2: 0; 2015 Qtr 3: 0; 2015 Qtr 4: 0 | 0
[16 empty] | 0 |  |  | #N/A | [26 empty] | 0% | 0% |  | 0 | 0 | 0 | 0 | 0 | 0 | 0 | 0 | 0 | 0 | 0 | 2013 Qtr 1: 0; 2013 Qtr 2: 0; 2013 Qtr 3: 0; 2013 Qtr 4: 0; 2014 Qtr 1: 0; 2014 Qtr 2: 0; 2014 Qtr 3: 0; 2014 Qtr 4: 0; 2015 Qtr 1: 0; 2015 Qtr 2: 0; 2015 Qtr 3: 0; 2015 Qtr 4: 0 | 0
[16 empty] | 0 |  |  | #N/A | [26 empty] | 0% | 0% |  | 0 | 0 | 0 | 0 | 0 | 0 | 0 | 0 | 0 | 0 | 0 | 2013 Qtr 1: 0; 2013 Qtr 2: 0; 2013 Qtr 3: 0; 2013 Qtr 4: 0; 2014 Qtr 1: 0; 2014 Qtr 2: 0; 2014 Qtr 3: 0; 2014 Qtr 4: 0; 2015 Qtr 1: 0; 2015 Qtr 2: 0; 2015 Qtr 3: 0; 2015 Qtr 4: 0 | 0
[16 empty] | 0 |  |  | #N/A | [26 empty] | 0% | 0% |  | 0 | 0 | 0 | 0 | 0 | 0 | 0 | 0 | 0 | 0 | 0 | 2013 Qtr 1: 0; 2013 Qtr 2: 0; 2013 Qtr 3: 0; 2013 Qtr 4: 0; 2014 Qtr 1: 0; 2014 Qtr 2: 0; 2014 Qtr 3: 0; 2014 Qtr 4: 0; 2015 Qtr 1: 0; 2015 Qtr 2: 0; 2015 Qtr 3: 0; 2015 Qtr 4: 0 | 0
[16 empty] | 0 |  |  | #N/A | [26 empty] | 0% | 0% |  | 0 | 0 | 0 | 0 | 0 | 0 | 0 | 0 | 0 | 0 | 0 | 2013 Qtr 1: 0; 2013 Qtr 2: 0; 2013 Qtr 3: 0; 2013 Qtr 4: 0; 2014 Qtr 1: 0; 2014 Qtr 2: 0; 2014 Qtr 3: 0; 2014 Qtr 4: 0; 2015 Qtr 1: 0; 2015 Qtr 2: 0; 2015 Qtr 3: 0; 2015 Qtr 4: 0 | 0
[16 empty] | 0 |  |  | #N/A | [26 empty] | 0% | 0% |  | 0 | 0 | 0 | 0 | 0 | 0 | 0 | 0 | 0 | 0 | 0 | 2013 Qtr 1: 0; 2013 Qtr 2: 0; 2013 Qtr 3: 0; 2013 Qtr 4: 0; 2014 Qtr 1: 0; 2014 Qtr 2: 0; 2014 Qtr 3: 0; 2014 Qtr 4: 0; 2015 Qtr 1: 0; 2015 Qtr 2: 0; 2015 Qtr 3: 0; 2015 Qtr 4: 0 | 0
[16 empty] | 0 |  |  | #N/A | [26 empty] | 0% | 0% |  | 0 | 0 | 0 | 0 | 0 | 0 | 0 | 0 | 0 | 0 | 0 | 2013 Qtr 1: 0; 2013 Qtr 2: 0; 2013 Qtr 3: 0; 2013 Qtr 4: 0; 2014 Qtr 1: 0; 2014 Qtr 2: 0; 2014 Qtr 3: 0; 2014 Qtr 4: 0; 2015 Qtr 1: 0; 2015 Qtr 2: 0; 2015 Qtr 3: 0; 2015 Qtr 4: 0 | 0
[16 empty] | 0 |  |  | #N/A | [26 empty] | 0% | 0% |  | 0 | 0 | 0 | 0 | 0 | 0 | 0 | 0 | 0 | 0 | 0 | 2013 Qtr 1: 0; 2013 Qtr 2: 0; 2013 Qtr 3: 0; 2013 Qtr 4: 0; 2014 Qtr 1: 0; 2014 Qtr 2: 0; 2014 Qtr 3: 0; 2014 Qtr 4: 0; 2015 Qtr 1: 0; 2015 Qtr 2: 0; 2015 Qtr 3: 0; 2015 Qtr 4: 0 | 0
[16 empty] | 0 |  |  | #N/A | [26 empty] | 0% | 0% |  | 0 | 0 | 0 | 0 | 0 | 0 | 0 | 0 | 0 | 0 | 0 | 2013 Qtr 1: 0; 2013 Qtr 2: 0; 2013 Qtr 3: 0; 2013 Qtr 4: 0; 2014 Qtr 1: 0; 2014 Qtr 2: 0; 2014 Qtr 3: 0; 2014 Qtr 4: 0; 2015 Qtr 1: 0; 2015 Qtr 2: 0; 2015 Qtr 3: 0; 2015 Qtr 4: 0 | 0
[16 empty] | 0 |  |  | #N/A | [26 empty] | 0% | 0% |  | 0 | 0 | 0 | 0 | 0 | 0 | 0 | 0 | 0 | 0 | 0 | 2013 Qtr 1: 0; 2013 Qtr 2: 0; 2013 Qtr 3: 0; 2013 Qtr 4: 0; 2014 Qtr 1: 0; 2014 Qtr 2: 0; 2014 Qtr 3: 0; 2014 Qtr 4: 0; 2015 Qtr 1: 0; 2015 Qtr 2: 0; 2015 Qtr 3: 0; 2015 Qtr 4: 0 | 0
[16 empty] | 0 |  |  | #N/A | [26 empty] | 0% | 0% |  | 0 | 0 | 0 | 0 | 0 | 0 | 0 | 0 | 0 | 0 | 0 | 2013 Qtr 1: 0; 2013 Qtr 2: 0; 2013 Qtr 3: 0; 2013 Qtr 4: 0; 2014 Qtr 1: 0; 2014 Qtr 2: 0; 2014 Qtr 3: 0; 2014 Qtr 4: 0; 2015 Qtr 1: 0; 2015 Qtr 2: 0; 2015 Qtr 3: 0; 2015 Qtr 4: 0 | 0
[16 empty] | 0 |  |  | #N/A | [26 empty] | 0% | 0% |  | 0 | 0 | 0 | 0 | 0 | 0 | 0 | 0 | 0 | 0 | 0 | 2013 Qtr 1: 0; 2013 Qtr 2: 0; 2013 Qtr 3: 0; 2013 Qtr 4: 0; 2014 Qtr 1: 0; 2014 Qtr 2: 0; 2014 Qtr 3: 0; 2014 Qtr 4: 0; 2015 Qtr 1: 0; 2015 Qtr 2: 0; 2015 Qtr 3: 0; 2015 Qtr 4: 0 | 0
[16 empty] | 0 |  |  | #N/A | [26 empty] | 0% | 0% |  | 0 | 0 | 0 | 0 | 0 | 0 | 0 | 0 | 0 | 0 | 0 | 2013 Qtr 1: 0; 2013 Qtr 2: 0; 2013 Qtr 3: 0; 2013 Qtr 4: 0; 2014 Qtr 1: 0; 2014 Qtr 2: 0; 2014 Qtr 3: 0; 2014 Qtr 4: 0; 2015 Qtr 1: 0; 2015 Qtr 2: 0; 2015 Qtr 3: 0; 2015 Qtr 4: 0 | 0
[16 empty] | 0 |  |  | #N/A | [26 empty] | 0% | 0% |  | 0 | 0 | 0 | 0 | 0 | 0 | 0 | 0 | 0 | 0 | 0 | 2013 Qtr 1: 0; 2013 Qtr 2: 0; 2013 Qtr 3: 0; 2013 Qtr 4: 0; 2014 Qtr 1: 0; 2014 Qtr 2: 0; 2014 Qtr 3: 0; 2014 Qtr 4: 0; 2015 Qtr 1: 0; 2015 Qtr 2: 0; 2015 Qtr 3: 0; 2015 Qtr 4: 0 | 0
[16 empty] | 0 |  |  | #N/A | [26 empty] | 0% | 0% |  | 0 | 0 | 0 | 0 | 0 | 0 | 0 | 0 | 0 | 0 | 0 | 2013 Qtr 1: 0; 2013 Qtr 2: 0; 2013 Qtr 3: 0; 2013 Qtr 4: 0; 2014 Qtr 1: 0; 2014 Qtr 2: 0; 2014 Qtr 3: 0; 2014 Qtr 4: 0; 2015 Qtr 1: 0; 2015 Qtr 2: 0; 2015 Qtr 3: 0; 2015 Qtr 4: 0 | 0
[16 empty] | 0 |  |  | #N/A | [26 empty] | 0% | 0% |  | 0 | 0 | 0 | 0 | 0 | 0 | 0 | 0 | 0 | 0 | 0 | 2013 Qtr 1: 0; 2013 Qtr 2: 0; 2013 Qtr 3: 0; 2013 Qtr 4: 0; 2014 Qtr 1: 0; 2014 Qtr 2: 0; 2014 Qtr 3: 0; 2014 Qtr 4: 0; 2015 Qtr 1: 0; 2015 Qtr 2: 0; 2015 Qtr 3: 0; 2015 Qtr 4: 0 | 0
[16 empty] | 0 |  |  | #N/A | [26 empty] | 0% | 0% |  | 0 | 0 | 0 | 0 | 0 | 0 | 0 | 0 | 0 | 0 | 0 | 2013 Qtr 1: 0; 2013 Qtr 2: 0; 2013 Qtr 3: 0; 2013 Qtr 4: 0; 2014 Qtr 1: 0; 2014 Qtr 2: 0; 2014 Qtr 3: 0; 2014 Qtr 4: 0; 2015 Qtr 1: 0; 2015 Qtr 2: 0; 2015 Qtr 3: 0; 2015 Qtr 4: 0 | 0
[16 empty] | 0 |  |  | #N/A | [26 empty] | 0% | 0% |  | 0 | 0 | 0 | 0 | 0 | 0 | 0 | 0 | 0 | 0 | 0 | 2013 Qtr 1: 0; 2013 Qtr 2: 0; 2013 Qtr 3: 0; 2013 Qtr 4: 0; 2014 Qtr 1: 0; 2014 Qtr 2: 0; 2014 Qtr 3: 0; 2014 Qtr 4: 0; 2015 Qtr 1: 0; 2015 Qtr 2: 0; 2015 Qtr 3: 0; 2015 Qtr 4: 0 | 0
[16 empty] | 0 |  |  | #N/A | [26 empty] | 0% | 0% |  | 0 | 0 | 0 | 0 | 0 | 0 | 0 | 0 | 0 | 0 | 0 | 2013 Qtr 1: 0; 2013 Qtr 2: 0; 2013 Qtr 3: 0; 2013 Qtr 4: 0; 2014 Qtr 1: 0; 2014 Qtr 2: 0; 2014 Qtr 3: 0; 2014 Qtr 4: 0; 2015 Qtr 1: 0; 2015 Qtr 2: 0; 2015 Qtr 3: 0; 2015 Qtr 4: 0 | 0
[16 empty] | 0 |  |  | #N/A | [26 empty] | 0% | 0% |  | 0 | 0 | 0 | 0 | 0 | 0 | 0 | 0 | 0 | 0 | 0 | 2013 Qtr 1: 0; 2013 Qtr 2: 0; 2013 Qtr 3: 0; 2013 Qtr 4: 0; 2014 Qtr 1: 0; 2014 Qtr 2: 0; 2014 Qtr 3: 0; 2014 Qtr 4: 0; 2015 Qtr 1: 0; 2015 Qtr 2: 0; 2015 Qtr 3: 0; 2015 Qtr 4: 0 | 0
[16 empty] | 0 |  |  | #N/A | [26 empty] | 0% | 0% |  | 0 | 0 | 0 | 0 | 0 | 0 | 0 | 0 | 0 | 0 | 0 | 2013 Qtr 1: 0; 2013 Qtr 2: 0; 2013 Qtr 3: 0; 2013 Qtr 4: 0; 2014 Qtr 1: 0; 2014 Qtr 2: 0; 2014 Qtr 3: 0; 2014 Qtr 4: 0; 2015 Qtr 1: 0; 2015 Qtr 2: 0; 2015 Qtr 3: 0; 2015 Qtr 4: 0 | 0
[16 empty] | 0 |  |  | #N/A | [26 empty] | 0% | 0% |  | 0 | 0 | 0 | 0 | 0 | 0 | 0 | 0 | 0 | 0 | 0 | 2013 Qtr 1: 0; 2013 Qtr 2: 0; 2013 Qtr 3: 0; 2013 Qtr 4: 0; 2014 Qtr 1: 0; 2014 Qtr 2: 0; 2014 Qtr 3: 0; 2014 Qtr 4: 0; 2015 Qtr 1: 0; 2015 Qtr 2: 0; 2015 Qtr 3: 0; 2015 Qtr 4: 0 | 0
[16 empty] | 0 |  |  | #N/A | [26 empty] | 0% | 0% |  | 0 | 0 | 0 | 0 | 0 | 0 | 0 | 0 | 0 | 0 | 0 | 2013 Qtr 1: 0; 2013 Qtr 2: 0; 2013 Qtr 3: 0; 2013 Qtr 4: 0; 2014 Qtr 1: 0; 2014 Qtr 2: 0; 2014 Qtr 3: 0; 2014 Qtr 4: 0; 2015 Qtr 1: 0; 2015 Qtr 2: 0; 2015 Qtr 3: 0; 2015 Qtr 4: 0 | 0
[16 empty] | 0 |  |  | #N/A | [26 empty] | 0% | 0% |  | 0 | 0 | 0 | 0 | 0 | 0 | 0 | 0 | 0 | 0 | 0 | 2013 Qtr 1: 0; 2013 Qtr 2: 0; 2013 Qtr 3: 0; 2013 Qtr 4: 0; 2014 Qtr 1: 0; 2014 Qtr 2: 0; 2014 Qtr 3: 0; 2014 Qtr 4: 0; 2015 Qtr 1: 0; 2015 Qtr 2: 0; 2015 Qtr 3: 0; 2015 Qtr 4: 0 | 0
[16 empty] | 0 |  |  | #N/A | [26 empty] | 0% | 0% |  | 0 | 0 | 0 | 0 | 0 | 0 | 0 | 0 | 0 | 0 | 0 | 2013 Qtr 1: 0; 2013 Qtr 2: 0; 2013 Qtr 3: 0; 2013 Qtr 4: 0; 2014 Qtr 1: 0; 2014 Qtr 2: 0; 2014 Qtr 3: 0; 2014 Qtr 4: 0; 2015 Qtr 1: 0; 2015 Qtr 2: 0; 2015 Qtr 3: 0; 2015 Qtr 4: 0 | 0
[16 empty] | 0 |  |  | #N/A | [26 empty] | 0% | 0% |  | 0 | 0 | 0 | 0 | 0 | 0 | 0 | 0 | 0 | 0 | 0 | 2013 Qtr 1: 0; 2013 Qtr 2: 0; 2013 Qtr 3: 0; 2013 Qtr 4: 0; 2014 Qtr 1: 0; 2014 Qtr 2: 0; 2014 Qtr 3: 0; 2014 Qtr 4: 0; 2015 Qtr 1: 0; 2015 Qtr 2: 0; 2015 Qtr 3: 0; 2015 Qtr 4: 0 | 0
[16 empty] | 0 |  |  | #N/A | [26 empty] | 0% | 0% |  | 0 | 0 | 0 | 0 | 0 | 0 | 0 | 0 | 0 | 0 | 0 | 2013 Qtr 1: 0; 2013 Qtr 2: 0; 2013 Qtr 3: 0; 2013 Qtr 4: 0; 2014 Qtr 1: 0; 2014 Qtr 2: 0; 2014 Qtr 3: 0; 2014 Qtr 4: 0; 2015 Qtr 1: 0; 2015 Qtr 2: 0; 2015 Qtr 3: 0; 2015 Qtr 4: 0 | 0
[16 empty] | 0 |  |  | #N/A | [26 empty] | 0% | 0% |  | 0 | 0 | 0 | 0 | 0 | 0 | 0 | 0 | 0 | 0 | 0 | 2013 Qtr 1: 0; 2013 Qtr 2: 0; 2013 Qtr 3: 0; 2013 Qtr 4: 0; 2014 Qtr 1: 0; 2014 Qtr 2: 0; 2014 Qtr 3: 0; 2014 Qtr 4: 0; 2015 Qtr 1: 0; 2015 Qtr 2: 0; 2015 Qtr 3: 0; 2015 Qtr 4: 0 | 0
[16 empty] | 0 |  |  | #N/A | [26 empty] | 0% | 0% |  | 0 | 0 | 0 | 0 | 0 | 0 | 0 | 0 | 0 | 0 | 0 | 2013 Qtr 1: 0; 2013 Qtr 2: 0; 2013 Qtr 3: 0; 2013 Qtr 4: 0; 2014 Qtr 1: 0; 2014 Qtr 2: 0; 2014 Qtr 3: 0; 2014 Qtr 4: 0; 2015 Qtr 1: 0; 2015 Qtr 2: 0; 2015 Qtr 3: 0; 2015 Qtr 4: 0 | 0
[16 empty] | 0 |  |  | #N/A | [26 empty] | 0% | 0% |  | 0 | 0 | 0 | 0 | 0 | 0 | 0 | 0 | 0 | 0 | 0 | 2013 Qtr 1: 0; 2013 Qtr 2: 0; 2013 Qtr 3: 0; 2013 Qtr 4: 0; 2014 Qtr 1: 0; 2014 Qtr 2: 0; 2014 Qtr 3: 0; 2014 Qtr 4: 0; 2015 Qtr 1: 0; 2015 Qtr 2: 0; 2015 Qtr 3: 0; 2015 Qtr 4: 0 | 0
[16 empty] | 0 |  |  | #N/A | [26 empty] | 0% | 0% |  | 0 | 0 | 0 | 0 | 0 | 0 | 0 | 0 | 0 | 0 | 0 | 2013 Qtr 1: 0; 2013 Qtr 2: 0; 2013 Qtr 3: 0; 2013 Qtr 4: 0; 2014 Qtr 1: 0; 2014 Qtr 2: 0; 2014 Qtr 3: 0; 2014 Qtr 4: 0; 2015 Qtr 1: 0; 2015 Qtr 2: 0; 2015 Qtr 3: 0; 2015 Qtr 4: 0 | 0
[16 empty] | 0 |  |  | #N/A | [26 empty] | 0% | 0% |  | 0 | 0 | 0 | 0 | 0 | 0 | 0 | 0 | 0 | 0 | 0 | 2013 Qtr 1: 0; 2013 Qtr 2: 0; 2013 Qtr 3: 0; 2013 Qtr 4: 0; 2014 Qtr 1: 0; 2014 Qtr 2: 0; 2014 Qtr 3: 0; 2014 Qtr 4: 0; 2015 Qtr 1: 0; 2015 Qtr 2: 0; 2015 Qtr 3: 0; 2015 Qtr 4: 0 | 0
[16 empty] | 0 |  |  | #N/A | [26 empty] | 0% | 0% |  | 0 | 0 | 0 | 0 | 0 | 0 | 0 | 0 | 0 | 0 | 0 | 2013 Qtr 1: 0; 2013 Qtr 2: 0; 2013 Qtr 3: 0; 2013 Qtr 4: 0; 2014 Qtr 1: 0; 2014 Qtr 2: 0; 2014 Qtr 3: 0; 2014 Qtr 4: 0; 2015 Qtr 1: 0; 2015 Qtr 2: 0; 2015 Qtr 3: 0; 2015 Qtr 4: 0 | 0
[16 empty] | 0 |  |  | #N/A | [26 empty] | 0% | 0% |  | 0 | 0 | 0 | 0 | 0 | 0 | 0 | 0 | 0 | 0 | 0 | 2013 Qtr 1: 0; 2013 Qtr 2: 0; 2013 Qtr 3: 0; 2013 Qtr 4: 0; 2014 Qtr 1: 0; 2014 Qtr 2: 0; 2014 Qtr 3: 0; 2014 Qtr 4: 0; 2015 Qtr 1: 0; 2015 Qtr 2: 0; 2015 Qtr 3: 0; 2015 Qtr 4: 0 | 0
[16 empty] | 0 |  |  | #N/A | [26 empty] | 0% | 0% |  | 0 | 0 | 0 | 0 | 0 | 0 | 0 | 0 | 0 | 0 | 0 | 2013 Qtr 1: 0; 2013 Qtr 2: 0; 2013 Qtr 3: 0; 2013 Qtr 4: 0; 2014 Qtr 1: 0; 2014 Qtr 2: 0; 2014 Qtr 3: 0; 2014 Qtr 4: 0; 2015 Qtr 1: 0; 2015 Qtr 2: 0; 2015 Qtr 3: 0; 2015 Qtr 4: 0 | 0
[16 empty] | 0 |  |  | #N/A | [26 empty] | 0% | 0% |  | 0 | 0 | 0 | 0 | 0 | 0 | 0 | 0 | 0 | 0 | 0 | 2013 Qtr 1: 0; 2013 Qtr 2: 0; 2013 Qtr 3: 0; 2013 Qtr 4: 0; 2014 Qtr 1: 0; 2014 Qtr 2: 0; 2014 Qtr 3: 0; 2014 Qtr 4: 0; 2015 Qtr 1: 0; 2015 Qtr 2: 0; 2015 Qtr 3: 0; 2015 Qtr 4: 0 | 0
[16 empty] | 0 |  |  | #N/A | [26 empty] | 0% | 0% |  | 0 | 0 | 0 | 0 | 0 | 0 | 0 | 0 | 0 | 0 | 0 | 2013 Qtr 1: 0; 2013 Qtr 2: 0; 2013 Qtr 3: 0; 2013 Qtr 4: 0; 2014 Qtr 1: 0; 2014 Qtr 2: 0; 2014 Qtr 3: 0; 2014 Qtr 4: 0; 2015 Qtr 1: 0; 2015 Qtr 2: 0; 2015 Qtr 3: 0; 2015 Qtr 4: 0 | 0
[16 empty] | 0 |  |  | #N/A | [26 empty] | 0% | 0% |  | 0 | 0 | 0 | 0 | 0 | 0 | 0 | 0 | 0 | 0 | 0 | 2013 Qtr 1: 0; 2013 Qtr 2: 0; 2013 Qtr 3: 0; 2013 Qtr 4: 0; 2014 Qtr 1: 0; 2014 Qtr 2: 0; 2014 Qtr 3: 0; 2014 Qtr 4: 0; 2015 Qtr 1: 0; 2015 Qtr 2: 0; 2015 Qtr 3: 0; 2015 Qtr 4: 0 | 0
[16 empty] | 0 |  |  | #N/A | [26 empty] | 0% | 0% |  | 0 | 0 | 0 | 0 | 0 | 0 | 0 | 0 | 0 | 0 | 0 | 2013 Qtr 1: 0; 2013 Qtr 2: 0; 2013 Qtr 3: 0; 2013 Qtr 4: 0; 2014 Qtr 1: 0; 2014 Qtr 2: 0; 2014 Qtr 3: 0; 2014 Qtr 4: 0; 2015 Qtr 1: 0; 2015 Qtr 2: 0; 2015 Qtr 3: 0; 2015 Qtr 4: 0 | 0
[16 empty] | 0 |  |  | #N/A | [26 empty] | 0% | 0% |  | 0 | 0 | 0 | 0 | 0 | 0 | 0 | 0 | 0 | 0 | 0 | 2013 Qtr 1: 0; 2013 Qtr 2: 0; 2013 Qtr 3: 0; 2013 Qtr 4: 0; 2014 Qtr 1: 0; 2014 Qtr 2: 0; 2014 Qtr 3: 0; 2014 Qtr 4: 0; 2015 Qtr 1: 0; 2015 Qtr 2: 0; 2015 Qtr 3: 0; 2015 Qtr 4: 0 | 0
[16 empty] | 0 |  |  | #N/A | [26 empty] | 0% | 0% |  | 0 | 0 | 0 | 0 | 0 | 0 | 0 | 0 | 0 | 0 | 0 | 2013 Qtr 1: 0; 2013 Qtr 2: 0; 2013 Qtr 3: 0; 2013 Qtr 4: 0; 2014 Qtr 1: 0; 2014 Qtr 2: 0; 2014 Qtr 3: 0; 2014 Qtr 4: 0; 2015 Qtr 1: 0; 2015 Qtr 2: 0; 2015 Qtr 3: 0; 2015 Qtr 4: 0 | 0
[16 empty] | 0 |  |  | #N/A | [26 empty] | 0% | 0% |  | 0 | 0 | 0 | 0 | 0 | 0 | 0 | 0 | 0 | 0 | 0 | 2013 Qtr 1: 0; 2013 Qtr 2: 0; 2013 Qtr 3: 0; 2013 Qtr 4: 0; 2014 Qtr 1: 0; 2014 Qtr 2: 0; 2014 Qtr 3: 0; 2014 Qtr 4: 0; 2015 Qtr 1: 0; 2015 Qtr 2: 0; 2015 Qtr 3: 0; 2015 Qtr 4: 0 | 0
[16 empty] | 0 |  |  | #N/A | [26 empty] | 0% | 0% |  | 0 | 0 | 0 | 0 | 0 | 0 | 0 | 0 | 0 | 0 | 0 | 2013 Qtr 1: 0; 2013 Qtr 2: 0; 2013 Qtr 3: 0; 2013 Qtr 4: 0; 2014 Qtr 1: 0; 2014 Qtr 2: 0; 2014 Qtr 3: 0; 2014 Qtr 4: 0; 2015 Qtr 1: 0; 2015 Qtr 2: 0; 2015 Qtr 3: 0; 2015 Qtr 4: 0 | 0
[16 empty] | 0 |  |  | #N/A | [26 empty] | 0% | 0% |  | 0 | 0 | 0 | 0 | 0 | 0 | 0 | 0 | 0 | 0 | 0 | 2013 Qtr 1: 0; 2013 Qtr 2: 0; 2013 Qtr 3: 0; 2013 Qtr 4: 0; 2014 Qtr 1: 0; 2014 Qtr 2: 0; 2014 Qtr 3: 0; 2014 Qtr 4: 0; 2015 Qtr 1: 0; 2015 Qtr 2: 0; 2015 Qtr 3: 0; 2015 Qtr 4: 0 | 0
[16 empty] | 0 |  |  | #N/A | [26 empty] | 0% | 0% |  | 0 | 0 | 0 | 0 | 0 | 0 | 0 | 0 | 0 | 0 | 0 | 2013 Qtr 1: 0; 2013 Qtr 2: 0; 2013 Qtr 3: 0; 2013 Qtr 4: 0; 2014 Qtr 1: 0; 2014 Qtr 2: 0; 2014 Qtr 3: 0; 2014 Qtr 4: 0; 2015 Qtr 1: 0; 2015 Qtr 2: 0; 2015 Qtr 3: 0; 2015 Qtr 4: 0 | 0
[16 empty] | 0 |  |  | #N/A | [26 empty] | 0% | 0% |  | 0 | 0 | 0 | 0 | 0 | 0 | 0 | 0 | 0 | 0 | 0 | 2013 Qtr 1: 0; 2013 Qtr 2: 0; 2013 Qtr 3: 0; 2013 Qtr 4: 0; 2014 Qtr 1: 0; 2014 Qtr 2: 0; 2014 Qtr 3: 0; 2014 Qtr 4: 0; 2015 Qtr 1: 0; 2015 Qtr 2: 0; 2015 Qtr 3: 0; 2015 Qtr 4: 0 | 0
[16 empty] | 0 |  |  | #N/A | [26 empty] | 0% | 0% |  | 0 | 0 | 0 | 0 | 0 | 0 | 0 | 0 | 0 | 0 | 0 | 2013 Qtr 1: 0; 2013 Qtr 2: 0; 2013 Qtr 3: 0; 2013 Qtr 4: 0; 2014 Qtr 1: 0; 2014 Qtr 2: 0; 2014 Qtr 3: 0; 2014 Qtr 4: 0; 2015 Qtr 1: 0; 2015 Qtr 2: 0; 2015 Qtr 3: 0; 2015 Qtr 4: 0 | 0
[16 empty] | 0 |  |  | #N/A | [26 empty] | 0% | 0% |  | 0 | 0 | 0 | 0 | 0 | 0 | 0 | 0 | 0 | 0 | 0 | 2013 Qtr 1: 0; 2013 Qtr 2: 0; 2013 Qtr 3: 0; 2013 Qtr 4: 0; 2014 Qtr 1: 0; 2014 Qtr 2: 0; 2014 Qtr 3: 0; 2014 Qtr 4: 0; 2015 Qtr 1: 0; 2015 Qtr 2: 0; 2015 Qtr 3: 0; 2015 Qtr 4: 0 | 0
[16 empty] | 0 |  |  | #N/A | [26 empty] | 0% | 0% |  | 0 | 0 | 0 | 0 | 0 | 0 | 0 | 0 | 0 | 0 | 0 | 2013 Qtr 1: 0; 2013 Qtr 2: 0; 2013 Qtr 3: 0; 2013 Qtr 4: 0; 2014 Qtr 1: 0; 2014 Qtr 2: 0; 2014 Qtr 3: 0; 2014 Qtr 4: 0; 2015 Qtr 1: 0; 2015 Qtr 2: 0; 2015 Qtr 3: 0; 2015 Qtr 4: 0 | 0
[16 empty] | 0 |  |  | #N/A | [26 empty] | 0% | 0% |  | 0 | 0 | 0 | 0 | 0 | 0 | 0 | 0 | 0 | 0 | 0 | 2013 Qtr 1: 0; 2013 Qtr 2: 0; 2013 Qtr 3: 0; 2013 Qtr 4: 0; 2014 Qtr 1: 0; 2014 Qtr 2: 0; 2014 Qtr 3: 0; 2014 Qtr 4: 0; 2015 Qtr 1: 0; 2015 Qtr 2: 0; 2015 Qtr 3: 0; 2015 Qtr 4: 0 | 0
[16 empty] | 0 |  |  | #N/A | [26 empty] | 0% | 0% |  | 0 | 0 | 0 | 0 | 0 | 0 | 0 | 0 | 0 | 0 | 0 | 2013 Qtr 1: 0; 2013 Qtr 2: 0; 2013 Qtr 3: 0; 2013 Qtr 4: 0; 2014 Qtr 1: 0; 2014 Qtr 2: 0; 2014 Qtr 3: 0; 2014 Qtr 4: 0; 2015 Qtr 1: 0; 2015 Qtr 2: 0; 2015 Qtr 3: 0; 2015 Qtr 4: 0 | 0
[16 empty] | 0 |  |  | #N/A | [26 empty] | 0% | 0% |  | 0 | 0 | 0 | 0 | 0 | 0 | 0 | 0 | 0 | 0 | 0 | 2013 Qtr 1: 0; 2013 Qtr 2: 0; 2013 Qtr 3: 0; 2013 Qtr 4: 0; 2014 Qtr 1: 0; 2014 Qtr 2: 0; 2014 Qtr 3: 0; 2014 Qtr 4: 0; 2015 Qtr 1: 0; 2015 Qtr 2: 0; 2015 Qtr 3: 0; 2015 Qtr 4: 0 | 0
[16 empty] | 0 |  |  | #N/A | [26 empty] | 0% | 0% |  | 0 | 0 | 0 | 0 | 0 | 0 | 0 | 0 | 0 | 0 | 0 | 2013 Qtr 1: 0; 2013 Qtr 2: 0; 2013 Qtr 3: 0; 2013 Qtr 4: 0; 2014 Qtr 1: 0; 2014 Qtr 2: 0; 2014 Qtr 3: 0; 2014 Qtr 4: 0; 2015 Qtr 1: 0; 2015 Qtr 2: 0; 2015 Qtr 3: 0; 2015 Qtr 4: 0 | 0
[16 empty] | 0 |  |  | #N/A | [26 empty] | 0% | 0% |  | 0 | 0 | 0 | 0 | 0 | 0 | 0 | 0 | 0 | 0 | 0 | 2013 Qtr 1: 0; 2013 Qtr 2: 0; 2013 Qtr 3: 0; 2013 Qtr 4: 0; 2014 Qtr 1: 0; 2014 Qtr 2: 0; 2014 Qtr 3: 0; 2014 Qtr 4: 0; 2015 Qtr 1: 0; 2015 Qtr 2: 0; 2015 Qtr 3: 0; 2015 Qtr 4: 0 | 0
[16 empty] | 0 |  |  | #N/A | [26 empty] | 0% | 0% |  | 0 | 0 | 0 | 0 | 0 | 0 | 0 | 0 | 0 | 0 | 0 | 2013 Qtr 1: 0; 2013 Qtr 2: 0; 2013 Qtr 3: 0; 2013 Qtr 4: 0; 2014 Qtr 1: 0; 2014 Qtr 2: 0; 2014 Qtr 3: 0; 2014 Qtr 4: 0; 2015 Qtr 1: 0; 2015 Qtr 2: 0; 2015 Qtr 3: 0; 2015 Qtr 4: 0 | 0
[16 empty] | 0 |  |  | #N/A | [26 empty] | 0% | 0% |  | 0 | 0 | 0 | 0 | 0 | 0 | 0 | 0 | 0 | 0 | 0 | 2013 Qtr 1: 0; 2013 Qtr 2: 0; 2013 Qtr 3: 0; 2013 Qtr 4: 0; 2014 Qtr 1: 0; 2014 Qtr 2: 0; 2014 Qtr 3: 0; 2014 Qtr 4: 0; 2015 Qtr 1: 0; 2015 Qtr 2: 0; 2015 Qtr 3: 0; 2015 Qtr 4: 0 | 0
[16 empty] | 0 |  |  | #N/A | [26 empty] | 0% | 0% |  | 0 | 0 | 0 | 0 | 0 | 0 | 0 | 0 | 0 | 0 | 0 | 2013 Qtr 1: 0; 2013 Qtr 2: 0; 2013 Qtr 3: 0; 2013 Qtr 4: 0; 2014 Qtr 1: 0; 2014 Qtr 2: 0; 2014 Qtr 3: 0; 2014 Qtr 4: 0; 2015 Qtr 1: 0; 2015 Qtr 2: 0; 2015 Qtr 3: 0; 2015 Qtr 4: 0 | 0
[16 empty] | 0 |  |  | #N/A | [26 empty] | 0% | 0% |  | 0 | 0 | 0 | 0 | 0 | 0 | 0 | 0 | 0 | 0 | 0 | 2013 Qtr 1: 0; 2013 Qtr 2: 0; 2013 Qtr 3: 0; 2013 Qtr 4: 0; 2014 Qtr 1: 0; 2014 Qtr 2: 0; 2014 Qtr 3: 0; 2014 Qtr 4: 0; 2015 Qtr 1: 0; 2015 Qtr 2: 0; 2015 Qtr 3: 0; 2015 Qtr 4: 0 | 0
[16 empty] | 0 |  |  | #N/A | [26 empty] | 0% | 0% |  | 0 | 0 | 0 | 0 | 0 | 0 | 0 | 0 | 0 | 0 | 0 | 2013 Qtr 1: 0; 2013 Qtr 2: 0; 2013 Qtr 3: 0; 2013 Qtr 4: 0; 2014 Qtr 1: 0; 2014 Qtr 2: 0; 2014 Qtr 3: 0; 2014 Qtr 4: 0; 2015 Qtr 1: 0; 2015 Qtr 2: 0; 2015 Qtr 3: 0; 2015 Qtr 4: 0 | 0
[16 empty] | 0 |  |  | #N/A | [26 empty] | 0% | 0% |  | 0 | 0 | 0 | 0 | 0 | 0 | 0 | 0 | 0 | 0 | 0 | 2013 Qtr 1: 0; 2013 Qtr 2: 0; 2013 Qtr 3: 0; 2013 Qtr 4: 0; 2014 Qtr 1: 0; 2014 Qtr 2: 0; 2014 Qtr 3: 0; 2014 Qtr 4: 0; 2015 Qtr 1: 0; 2015 Qtr 2: 0; 2015 Qtr 3: 0; 2015 Qtr 4: 0 | 0
[16 empty] | 0 |  |  | #N/A | [26 empty] | 0% | 0% |  | 0 | 0 | 0 | 0 | 0 | 0 | 0 | 0 | 0 | 0 | 0 | 2013 Qtr 1: 0; 2013 Qtr 2: 0; 2013 Qtr 3: 0; 2013 Qtr 4: 0; 2014 Qtr 1: 0; 2014 Qtr 2: 0; 2014 Qtr 3: 0; 2014 Qtr 4: 0; 2015 Qtr 1: 0; 2015 Qtr 2: 0; 2015 Qtr 3: 0; 2015 Qtr 4: 0 | 0
[16 empty] | 0 |  |  | #N/A | [26 empty] | 0% | 0% |  | 0 | 0 | 0 | 0 | 0 | 0 | 0 | 0 | 0 | 0 | 0 | 2013 Qtr 1: 0; 2013 Qtr 2: 0; 2013 Qtr 3: 0; 2013 Qtr 4: 0; 2014 Qtr 1: 0; 2014 Qtr 2: 0; 2014 Qtr 3: 0; 2014 Qtr 4: 0; 2015 Qtr 1: 0; 2015 Qtr 2: 0; 2015 Qtr 3: 0; 2015 Qtr 4: 0 | 0
[16 empty] | 0 |  |  | #N/A | [26 empty] | 0% | 0% |  | 0 | 0 | 0 | 0 | 0 | 0 | 0 | 0 | 0 | 0 | 0 | 2013 Qtr 1: 0; 2013 Qtr 2: 0; 2013 Qtr 3: 0; 2013 Qtr 4: 0; 2014 Qtr 1: 0; 2014 Qtr 2: 0; 2014 Qtr 3: 0; 2014 Qtr 4: 0; 2015 Qtr 1: 0; 2015 Qtr 2: 0; 2015 Qtr 3: 0; 2015 Qtr 4: 0 | 0
[16 empty] | 0 |  |  | #N/A | [26 empty] | 0% | 0% |  | 0 | 0 | 0 | 0 | 0 | 0 | 0 | 0 | 0 | 0 | 0 | 2013 Qtr 1: 0; 2013 Qtr 2: 0; 2013 Qtr 3: 0; 2013 Qtr 4: 0; 2014 Qtr 1: 0; 2014 Qtr 2: 0; 2014 Qtr 3: 0; 2014 Qtr 4: 0; 2015 Qtr 1: 0; 2015 Qtr 2: 0; 2015 Qtr 3: 0; 2015 Qtr 4: 0 | 0
[16 empty] | 0 |  |  | #N/A | [26 empty] | 0% | 0% |  | 0 | 0 | 0 | 0 | 0 | 0 | 0 | 0 | 0 | 0 | 0 | 2013 Qtr 1: 0; 2013 Qtr 2: 0; 2013 Qtr 3: 0; 2013 Qtr 4: 0; 2014 Qtr 1: 0; 2014 Qtr 2: 0; 2014 Qtr 3: 0; 2014 Qtr 4: 0; 2015 Qtr 1: 0; 2015 Qtr 2: 0; 2015 Qtr 3: 0; 2015 Qtr 4: 0 | 0
[16 empty] | 0 |  |  | #N/A | [26 empty] | 0% | 0% |  | 0 | 0 | 0 | 0 | 0 | 0 | 0 | 0 | 0 | 0 | 0 | 2013 Qtr 1: 0; 2013 Qtr 2: 0; 2013 Qtr 3: 0; 2013 Qtr 4: 0; 2014 Qtr 1: 0; 2014 Qtr 2: 0; 2014 Qtr 3: 0; 2014 Qtr 4: 0; 2015 Qtr 1: 0; 2015 Qtr 2: 0; 2015 Qtr 3: 0; 2015 Qtr 4: 0 | 0
[16 empty] | 0 |  |  | #N/A | [26 empty] | 0% | 0% |  | 0 | 0 | 0 | 0 | 0 | 0 | 0 | 0 | 0 | 0 | 0 | 2013 Qtr 1: 0; 2013 Qtr 2: 0; 2013 Qtr 3: 0; 2013 Qtr 4: 0; 2014 Qtr 1: 0; 2014 Qtr 2: 0; 2014 Qtr 3: 0; 2014 Qtr 4: 0; 2015 Qtr 1: 0; 2015 Qtr 2: 0; 2015 Qtr 3: 0; 2015 Qtr 4: 0 | 0
[16 empty] | 0 |  |  | #N/A | [26 empty] | 0% | 0% |  | 0 | 0 | 0 | 0 | 0 | 0 | 0 | 0 | 0 | 0 | 0 | 2013 Qtr 1: 0; 2013 Qtr 2: 0; 2013 Qtr 3: 0; 2013 Qtr 4: 0; 2014 Qtr 1: 0; 2014 Qtr 2: 0; 2014 Qtr 3: 0; 2014 Qtr 4: 0; 2015 Qtr 1: 0; 2015 Qtr 2: 0; 2015 Qtr 3: 0; 2015 Qtr 4: 0 | 0
[16 empty] | 0 |  |  | #N/A | [26 empty] | 0% | 0% |  | 0 | 0 | 0 | 0 | 0 | 0 | 0 | 0 | 0 | 0 | 0 | 2013 Qtr 1: 0; 2013 Qtr 2: 0; 2013 Qtr 3: 0; 2013 Qtr 4: 0; 2014 Qtr 1: 0; 2014 Qtr 2: 0; 2014 Qtr 3: 0; 2014 Qtr 4: 0; 2015 Qtr 1: 0; 2015 Qtr 2: 0; 2015 Qtr 3: 0; 2015 Qtr 4: 0 | 0
[16 empty] | 0 |  |  | #N/A | [26 empty] | 0% | 0% |  | 0 | 0 | 0 | 0 | 0 | 0 | 0 | 0 | 0 | 0 | 0 | 2013 Qtr 1: 0; 2013 Qtr 2: 0; 2013 Qtr 3: 0; 2013 Qtr 4: 0; 2014 Qtr 1: 0; 2014 Qtr 2: 0; 2014 Qtr 3: 0; 2014 Qtr 4: 0; 2015 Qtr 1: 0; 2015 Qtr 2: 0; 2015 Qtr 3: 0; 2015 Qtr 4: 0 | 0
[16 empty] | 0 |  |  | #N/A | [26 empty] | 0% | 0% |  | 0 | 0 | 0 | 0 | 0 | 0 | 0 | 0 | 0 | 0 | 0 | 2013 Qtr 1: 0; 2013 Qtr 2: 0; 2013 Qtr 3: 0; 2013 Qtr 4: 0; 2014 Qtr 1: 0; 2014 Qtr 2: 0; 2014 Qtr 3: 0; 2014 Qtr 4: 0; 2015 Qtr 1: 0; 2015 Qtr 2: 0; 2015 Qtr 3: 0; 2015 Qtr 4: 0 | 0
[16 empty] | 0 |  |  | #N/A | [26 empty] | 0% | 0% |  | 0 | 0 | 0 | 0 | 0 | 0 | 0 | 0 | 0 | 0 | 0 | 2013 Qtr 1: 0; 2013 Qtr 2: 0; 2013 Qtr 3: 0; 2013 Qtr 4: 0; 2014 Qtr 1: 0; 2014 Qtr 2: 0; 2014 Qtr 3: 0; 2014 Qtr 4: 0; 2015 Qtr 1: 0; 2015 Qtr 2: 0; 2015 Qtr 3: 0; 2015 Qtr 4: 0 | 0
[16 empty] | 0 |  |  | #N/A | [26 empty] | 0% | 0% |  | 0 | 0 | 0 | 0 | 0 | 0 | 0 | 0 | 0 | 0 | 0 | 2013 Qtr 1: 0; 2013 Qtr 2: 0; 2013 Qtr 3: 0; 2013 Qtr 4: 0; 2014 Qtr 1: 0; 2014 Qtr 2: 0; 2014 Qtr 3: 0; 2014 Qtr 4: 0; 2015 Qtr 1: 0; 2015 Qtr 2: 0; 2015 Qtr 3: 0; 2015 Qtr 4: 0 | 0
[16 empty] | 0 |  |  | #N/A | [26 empty] | 0% | 0% |  | 0 | 0 | 0 | 0 | 0 | 0 | 0 | 0 | 0 | 0 | 0 | 2013 Qtr 1: 0; 2013 Qtr 2: 0; 2013 Qtr 3: 0; 2013 Qtr 4: 0; 2014 Qtr 1: 0; 2014 Qtr 2: 0; 2014 Qtr 3: 0; 2014 Qtr 4: 0; 2015 Qtr 1: 0; 2015 Qtr 2: 0; 2015 Qtr 3: 0; 2015 Qtr 4: 0 | 0
[16 empty] | 0 |  |  | #N/A | [26 empty] | 0% | 0% |  | 0 | 0 | 0 | 0 | 0 | 0 | 0 | 0 | 0 | 0 | 0 | 2013 Qtr 1: 0; 2013 Qtr 2: 0; 2013 Qtr 3: 0; 2013 Qtr 4: 0; 2014 Qtr 1: 0; 2014 Qtr 2: 0; 2014 Qtr 3: 0; 2014 Qtr 4: 0; 2015 Qtr 1: 0; 2015 Qtr 2: 0; 2015 Qtr 3: 0; 2015 Qtr 4: 0 | 0
[16 empty] | 0 |  |  | #N/A | [26 empty] | 0% | 0% |  | 0 | 0 | 0 | 0 | 0 | 0 | 0 | 0 | 0 | 0 | 0 | 2013 Qtr 1: 0; 2013 Qtr 2: 0; 2013 Qtr 3: 0; 2013 Qtr 4: 0; 2014 Qtr 1: 0; 2014 Qtr 2: 0; 2014 Qtr 3: 0; 2014 Qtr 4: 0; 2015 Qtr 1: 0; 2015 Qtr 2: 0; 2015 Qtr 3: 0; 2015 Qtr 4: 0 | 0
[16 empty] | 0 |  |  | #N/A | [26 empty] | 0% | 0% |  | 0 | 0 | 0 | 0 | 0 | 0 | 0 | 0 | 0 | 0 | 0 | 2013 Qtr 1: 0; 2013 Qtr 2: 0; 2013 Qtr 3: 0; 2013 Qtr 4: 0; 2014 Qtr 1: 0; 2014 Qtr 2: 0; 2014 Qtr 3: 0; 2014 Qtr 4: 0; 2015 Qtr 1: 0; 2015 Qtr 2: 0; 2015 Qtr 3: 0; 2015 Qtr 4: 0 | 0
[16 empty] | 0 |  |  | #N/A | [26 empty] | 0% | 0% |  | 0 | 0 | 0 | 0 | 0 | 0 | 0 | 0 | 0 | 0 | 0 | 2013 Qtr 1: 0; 2013 Qtr 2: 0; 2013 Qtr 3: 0; 2013 Qtr 4: 0; 2014 Qtr 1: 0; 2014 Qtr 2: 0; 2014 Qtr 3: 0; 2014 Qtr 4: 0; 2015 Qtr 1: 0; 2015 Qtr 2: 0; 2015 Qtr 3: 0; 2015 Qtr 4: 0 | 0
[16 empty] | 0 |  |  | #N/A | [26 empty] | 0% | 0% |  | 0 | 0 | 0 | 0 | 0 | 0 | 0 | 0 | 0 | 0 | 0 | 2013 Qtr 1: 0; 2013 Qtr 2: 0; 2013 Qtr 3: 0; 2013 Qtr 4: 0; 2014 Qtr 1: 0; 2014 Qtr 2: 0; 2014 Qtr 3: 0; 2014 Qtr 4: 0; 2015 Qtr 1: 0; 2015 Qtr 2: 0; 2015 Qtr 3: 0; 2015 Qtr 4: 0 | 0
[16 empty] | 0 |  |  | #N/A | [26 empty] | 0% | 0% |  | 0 | 0 | 0 | 0 | 0 | 0 | 0 | 0 | 0 | 0 | 0 | 2013 Qtr 1: 0; 2013 Qtr 2: 0; 2013 Qtr 3: 0; 2013 Qtr 4: 0; 2014 Qtr 1: 0; 2014 Qtr 2: 0; 2014 Qtr 3: 0; 2014 Qtr 4: 0; 2015 Qtr 1: 0; 2015 Qtr 2: 0; 2015 Qtr 3: 0; 2015 Qtr 4: 0 | 0
[16 empty] | 0 |  |  | #N/A | [26 empty] | 0% | 0% |  | 0 | 0 | 0 | 0 | 0 | 0 | 0 | 0 | 0 | 0 | 0 | 2013 Qtr 1: 0; 2013 Qtr 2: 0; 2013 Qtr 3: 0; 2013 Qtr 4: 0; 2014 Qtr 1: 0; 2014 Qtr 2: 0; 2014 Qtr 3: 0; 2014 Qtr 4: 0; 2015 Qtr 1: 0; 2015 Qtr 2: 0; 2015 Qtr 3: 0; 2015 Qtr 4: 0 | 0
[16 empty] | 0 |  |  | #N/A | [26 empty] | 0% | 0% |  | 0 | 0 | 0 | 0 | 0 | 0 | 0 | 0 | 0 | 0 | 0 | 2013 Qtr 1: 0; 2013 Qtr 2: 0; 2013 Qtr 3: 0; 2013 Qtr 4: 0; 2014 Qtr 1: 0; 2014 Qtr 2: 0; 2014 Qtr 3: 0; 2014 Qtr 4: 0; 2015 Qtr 1: 0; 2015 Qtr 2: 0; 2015 Qtr 3: 0; 2015 Qtr 4: 0 | 0
[16 empty] | 0 |  |  | #N/A | [26 empty] | 0% | 0% |  | 0 | 0 | 0 | 0 | 0 | 0 | 0 | 0 | 0 | 0 | 0 | 2013 Qtr 1: 0; 2013 Qtr 2: 0; 2013 Qtr 3: 0; 2013 Qtr 4: 0; 2014 Qtr 1: 0; 2014 Qtr 2: 0; 2014 Qtr 3: 0; 2014 Qtr 4: 0; 2015 Qtr 1: 0; 2015 Qtr 2: 0; 2015 Qtr 3: 0; 2015 Qtr 4: 0 | 0
[16 empty] | 0 |  |  | #N/A | [26 empty] | 0% | 0% |  | 0 | 0 | 0 | 0 | 0 | 0 | 0 | 0 | 0 | 0 | 0 | 2013 Qtr 1: 0; 2013 Qtr 2: 0; 2013 Qtr 3: 0; 2013 Qtr 4: 0; 2014 Qtr 1: 0; 2014 Qtr 2: 0; 2014 Qtr 3: 0; 2014 Qtr 4: 0; 2015 Qtr 1: 0; 2015 Qtr 2: 0; 2015 Qtr 3: 0; 2015 Qtr 4: 0 | 0
[16 empty] | 0 |  |  | #N/A | [26 empty] | 0% | 0% |  | 0 | 0 | 0 | 0 | 0 | 0 | 0 | 0 | 0 | 0 | 0 | 2013 Qtr 1: 0; 2013 Qtr 2: 0; 2013 Qtr 3: 0; 2013 Qtr 4: 0; 2014 Qtr 1: 0; 2014 Qtr 2: 0; 2014 Qtr 3: 0; 2014 Qtr 4: 0; 2015 Qtr 1: 0; 2015 Qtr 2: 0; 2015 Qtr 3: 0; 2015 Qtr 4: 0 | 0
[16 empty] | 0 |  |  | #N/A | [26 empty] | 0% | 0% |  | 0 | 0 | 0 | 0 | 0 | 0 | 0 | 0 | 0 | 0 | 0 | 2013 Qtr 1: 0; 2013 Qtr 2: 0; 2013 Qtr 3: 0; 2013 Qtr 4: 0; 2014 Qtr 1: 0; 2014 Qtr 2: 0; 2014 Qtr 3: 0; 2014 Qtr 4: 0; 2015 Qtr 1: 0; 2015 Qtr 2: 0; 2015 Qtr 3: 0; 2015 Qtr 4: 0 | 0
[16 empty] | 0 |  |  | #N/A | [26 empty] | 0% | 0% |  | 0 | 0 | 0 | 0 | 0 | 0 | 0 | 0 | 0 | 0 | 0 | 2013 Qtr 1: 0; 2013 Qtr 2: 0; 2013 Qtr 3: 0; 2013 Qtr 4: 0; 2014 Qtr 1: 0; 2014 Qtr 2: 0; 2014 Qtr 3: 0; 2014 Qtr 4: 0; 2015 Qtr 1: 0; 2015 Qtr 2: 0; 2015 Qtr 3: 0; 2015 Qtr 4: 0 | 0
[16 empty] | 0 |  |  | #N/A | [26 empty] | 0% | 0% |  | 0 | 0 | 0 | 0 | 0 | 0 | 0 | 0 | 0 | 0 | 0 | 2013 Qtr 1: 0; 2013 Qtr 2: 0; 2013 Qtr 3: 0; 2013 Qtr 4: 0; 2014 Qtr 1: 0; 2014 Qtr 2: 0; 2014 Qtr 3: 0; 2014 Qtr 4: 0; 2015 Qtr 1: 0; 2015 Qtr 2: 0; 2015 Qtr 3: 0; 2015 Qtr 4: 0 | 0
[16 empty] | 0 |  |  | #N/A | [26 empty] | 0% | 0% |  | 0 | 0 | 0 | 0 | 0 | 0 | 0 | 0 | 0 | 0 | 0 | 2013 Qtr 1: 0; 2013 Qtr 2: 0; 2013 Qtr 3: 0; 2013 Qtr 4: 0; 2014 Qtr 1: 0; 2014 Qtr 2: 0; 2014 Qtr 3: 0; 2014 Qtr 4: 0; 2015 Qtr 1: 0; 2015 Qtr 2: 0; 2015 Qtr 3: 0; 2015 Qtr 4: 0 | 0
[16 empty] | 0 |  |  | #N/A | [26 empty] | 0% | 0% |  | 0 | 0 | 0 | 0 | 0 | 0 | 0 | 0 | 0 | 0 | 0 | 2013 Qtr 1: 0; 2013 Qtr 2: 0; 2013 Qtr 3: 0; 2013 Qtr 4: 0; 2014 Qtr 1: 0; 2014 Qtr 2: 0; 2014 Qtr 3: 0; 2014 Qtr 4: 0; 2015 Qtr 1: 0; 2015 Qtr 2: 0; 2015 Qtr 3: 0; 2015 Qtr 4: 0 | 0
[16 empty] | 0 |  |  | #N/A | [26 empty] | 0% | 0% |  | 0 | 0 | 0 | 0 | 0 | 0 | 0 | 0 | 0 | 0 | 0 | 2013 Qtr 1: 0; 2013 Qtr 2: 0; 2013 Qtr 3: 0; 2013 Qtr 4: 0; 2014 Qtr 1: 0; 2014 Qtr 2: 0; 2014 Qtr 3: 0; 2014 Qtr 4: 0; 2015 Qtr 1: 0; 2015 Qtr 2: 0; 2015 Qtr 3: 0; 2015 Qtr 4: 0 | 0
[16 empty] | 0 |  |  | #N/A | [26 empty] | 0% | 0% |  | 0 | 0 | 0 | 0 | 0 | 0 | 0 | 0 | 0 | 0 | 0 | 2013 Qtr 1: 0; 2013 Qtr 2: 0; 2013 Qtr 3: 0; 2013 Qtr 4: 0; 2014 Qtr 1: 0; 2014 Qtr 2: 0; 2014 Qtr 3: 0; 2014 Qtr 4: 0; 2015 Qtr 1: 0; 2015 Qtr 2: 0; 2015 Qtr 3: 0; 2015 Qtr 4: 0 | 0
[16 empty] | 0 |  |  | #N/A | [26 empty] | 0% | 0% |  | 0 | 0 | 0 | 0 | 0 | 0 | 0 | 0 | 0 | 0 | 0 | 2013 Qtr 1: 0; 2013 Qtr 2: 0; 2013 Qtr 3: 0; 2013 Qtr 4: 0; 2014 Qtr 1: 0; 2014 Qtr 2: 0; 2014 Qtr 3: 0; 2014 Qtr 4: 0; 2015 Qtr 1: 0; 2015 Qtr 2: 0; 2015 Qtr 3: 0; 2015 Qtr 4: 0 | 0
[16 empty] | 0 |  |  | #N/A | [26 empty] | 0% | 0% |  | 0 | 0 | 0 | 0 | 0 | 0 | 0 | 0 | 0 | 0 | 0 | 2013 Qtr 1: 0; 2013 Qtr 2: 0; 2013 Qtr 3: 0; 2013 Qtr 4: 0; 2014 Qtr 1: 0; 2014 Qtr 2: 0; 2014 Qtr 3: 0; 2014 Qtr 4: 0; 2015 Qtr 1: 0; 2015 Qtr 2: 0; 2015 Qtr 3: 0; 2015 Qtr 4: 0 | 0
[16 empty] | 0 |  |  | #N/A | [26 empty] | 0% | 0% |  | 0 | 0 | 0 | 0 | 0 | 0 | 0 | 0 | 0 | 0 | 0 | 2013 Qtr 1: 0; 2013 Qtr 2: 0; 2013 Qtr 3: 0; 2013 Qtr 4: 0; 2014 Qtr 1: 0; 2014 Qtr 2: 0; 2014 Qtr 3: 0; 2014 Qtr 4: 0; 2015 Qtr 1: 0; 2015 Qtr 2: 0; 2015 Qtr 3: 0; 2015 Qtr 4: 0 | 0
[16 empty] | 0 |  |  | #N/A | [26 empty] | 0% | 0% |  | 0 | 0 | 0 | 0 | 0 | 0 | 0 | 0 | 0 | 0 | 0 | 2013 Qtr 1: 0; 2013 Qtr 2: 0; 2013 Qtr 3: 0; 2013 Qtr 4: 0; 2014 Qtr 1: 0; 2014 Qtr 2: 0; 2014 Qtr 3: 0; 2014 Qtr 4: 0; 2015 Qtr 1: 0; 2015 Qtr 2: 0; 2015 Qtr 3: 0; 2015 Qtr 4: 0 | 0
[16 empty] | 0 |  |  | #N/A | [26 empty] | 0% | 0% |  | 0 | 0 | 0 | 0 | 0 | 0 | 0 | 0 | 0 | 0 | 0 | 2013 Qtr 1: 0; 2013 Qtr 2: 0; 2013 Qtr 3: 0; 2013 Qtr 4: 0; 2014 Qtr 1: 0; 2014 Qtr 2: 0; 2014 Qtr 3: 0; 2014 Qtr 4: 0; 2015 Qtr 1: 0; 2015 Qtr 2: 0; 2015 Qtr 3: 0; 2015 Qtr 4: 0 | 0
[16 empty] | 0 |  |  | #N/A | [26 empty] | 0% | 0% |  | 0 | 0 | 0 | 0 | 0 | 0 | 0 | 0 | 0 | 0 | 0 | 2013 Qtr 1: 0; 2013 Qtr 2: 0; 2013 Qtr 3: 0; 2013 Qtr 4: 0; 2014 Qtr 1: 0; 2014 Qtr 2: 0; 2014 Qtr 3: 0; 2014 Qtr 4: 0; 2015 Qtr 1: 0; 2015 Qtr 2: 0; 2015 Qtr 3: 0; 2015 Qtr 4: 0 | 0
[16 empty] | 0 |  |  | #N/A | [26 empty] | 0% | 0% |  | 0 | 0 | 0 | 0 | 0 | 0 | 0 | 0 | 0 | 0 | 0 | 2013 Qtr 1: 0; 2013 Qtr 2: 0; 2013 Qtr 3: 0; 2013 Qtr 4: 0; 2014 Qtr 1: 0; 2014 Qtr 2: 0; 2014 Qtr 3: 0; 2014 Qtr 4: 0; 2015 Qtr 1: 0; 2015 Qtr 2: 0; 2015 Qtr 3: 0; 2015 Qtr 4: 0 | 0
[16 empty] | 0 |  |  | #N/A | [26 empty] | 0% | 0% |  | 0 | 0 | 0 | 0 | 0 | 0 | 0 | 0 | 0 | 0 | 0 | 2013 Qtr 1: 0; 2013 Qtr 2: 0; 2013 Qtr 3: 0; 2013 Qtr 4: 0; 2014 Qtr 1: 0; 2014 Qtr 2: 0; 2014 Qtr 3: 0; 2014 Qtr 4: 0; 2015 Qtr 1: 0; 2015 Qtr 2: 0; 2015 Qtr 3: 0; 2015 Qtr 4: 0 | 0
[16 empty] | 0 |  |  | #N/A | [26 empty] | 0% | 0% |  | 0 | 0 | 0 | 0 | 0 | 0 | 0 | 0 | 0 | 0 | 0 | 2013 Qtr 1: 0; 2013 Qtr 2: 0; 2013 Qtr 3: 0; 2013 Qtr 4: 0; 2014 Qtr 1: 0; 2014 Qtr 2: 0; 2014 Qtr 3: 0; 2014 Qtr 4: 0; 2015 Qtr 1: 0; 2015 Qtr 2: 0; 2015 Qtr 3: 0; 2015 Qtr 4: 0 | 0
[16 empty] | 0 |  |  | #N/A | [26 empty] | 0% | 0% |  | 0 | 0 | 0 | 0 | 0 | 0 | 0 | 0 | 0 | 0 | 0 | 2013 Qtr 1: 0; 2013 Qtr 2: 0; 2013 Qtr 3: 0; 2013 Qtr 4: 0; 2014 Qtr 1: 0; 2014 Qtr 2: 0; 2014 Qtr 3: 0; 2014 Qtr 4: 0; 2015 Qtr 1: 0; 2015 Qtr 2: 0; 2015 Qtr 3: 0; 2015 Qtr 4: 0 | 0
[16 empty] | 0 |  |  | #N/A | [26 empty] | 0% | 0% |  | 0 | 0 | 0 | 0 | 0 | 0 | 0 | 0 | 0 | 0 | 0 | 2013 Qtr 1: 0; 2013 Qtr 2: 0; 2013 Qtr 3: 0; 2013 Qtr 4: 0; 2014 Qtr 1: 0; 2014 Qtr 2: 0; 2014 Qtr 3: 0; 2014 Qtr 4: 0; 2015 Qtr 1: 0; 2015 Qtr 2: 0; 2015 Qtr 3: 0; 2015 Qtr 4: 0 | 0
[16 empty] | 0 |  |  | #N/A | [26 empty] | 0% | 0% |  | 0 | 0 | 0 | 0 | 0 | 0 | 0 | 0 | 0 | 0 | 0 | 2013 Qtr 1: 0; 2013 Qtr 2: 0; 2013 Qtr 3: 0; 2013 Qtr 4: 0; 2014 Qtr 1: 0; 2014 Qtr 2: 0; 2014 Qtr 3: 0; 2014 Qtr 4: 0; 2015 Qtr 1: 0; 2015 Qtr 2: 0; 2015 Qtr 3: 0; 2015 Qtr 4: 0 | 0
[16 empty] | 0 |  |  | #N/A | [26 empty] | 0% | 0% |  | 0 | 0 | 0 | 0 | 0 | 0 | 0 | 0 | 0 | 0 | 0 | 2013 Qtr 1: 0; 2013 Qtr 2: 0; 2013 Qtr 3: 0; 2013 Qtr 4: 0; 2014 Qtr 1: 0; 2014 Qtr 2: 0; 2014 Qtr 3: 0; 2014 Qtr 4: 0; 2015 Qtr 1: 0; 2015 Qtr 2: 0; 2015 Qtr 3: 0; 2015 Qtr 4: 0 | 0
[16 empty] | 0 |  |  | #N/A | [26 empty] | 0% | 0% |  | 0 | 0 | 0 | 0 | 0 | 0 | 0 | 0 | 0 | 0 | 0 | 2013 Qtr 1: 0; 2013 Qtr 2: 0; 2013 Qtr 3: 0; 2013 Qtr 4: 0; 2014 Qtr 1: 0; 2014 Qtr 2: 0; 2014 Qtr 3: 0; 2014 Qtr 4: 0; 2015 Qtr 1: 0; 2015 Qtr 2: 0; 2015 Qtr 3: 0; 2015 Qtr 4: 0 | 0
[16 empty] | 0 |  |  | #N/A | [26 empty] | 0% | 0% |  | 0 | 0 | 0 | 0 | 0 | 0 | 0 | 0 | 0 | 0 | 0 | 2013 Qtr 1: 0; 2013 Qtr 2: 0; 2013 Qtr 3: 0; 2013 Qtr 4: 0; 2014 Qtr 1: 0; 2014 Qtr 2: 0; 2014 Qtr 3: 0; 2014 Qtr 4: 0; 2015 Qtr 1: 0; 2015 Qtr 2: 0; 2015 Qtr 3: 0; 2015 Qtr 4: 0 | 0
[16 empty] | 0 |  |  | #N/A | [26 empty] | 0% | 0% |  | 0 | 0 | 0 | 0 | 0 | 0 | 0 | 0 | 0 | 0 | 0 | 2013 Qtr 1: 0; 2013 Qtr 2: 0; 2013 Qtr 3: 0; 2013 Qtr 4: 0; 2014 Qtr 1: 0; 2014 Qtr 2: 0; 2014 Qtr 3: 0; 2014 Qtr 4: 0; 2015 Qtr 1: 0; 2015 Qtr 2: 0; 2015 Qtr 3: 0; 2015 Qtr 4: 0 | 0
[16 empty] | 0 |  |  | #N/A | [26 empty] | 0% | 0% |  | 0 | 0 | 0 | 0 | 0 | 0 | 0 | 0 | 0 | 0 | 0 | 2013 Qtr 1: 0; 2013 Qtr 2: 0; 2013 Qtr 3: 0; 2013 Qtr 4: 0; 2014 Qtr 1: 0; 2014 Qtr 2: 0; 2014 Qtr 3: 0; 2014 Qtr 4: 0; 2015 Qtr 1: 0; 2015 Qtr 2: 0; 2015 Qtr 3: 0; 2015 Qtr 4: 0 | 0
[16 empty] | 0 |  |  | #N/A | [26 empty] | 0% | 0% |  | 0 | 0 | 0 | 0 | 0 | 0 | 0 | 0 | 0 | 0 | 0 | 2013 Qtr 1: 0; 2013 Qtr 2: 0; 2013 Qtr 3: 0; 2013 Qtr 4: 0; 2014 Qtr 1: 0; 2014 Qtr 2: 0; 2014 Qtr 3: 0; 2014 Qtr 4: 0; 2015 Qtr 1: 0; 2015 Qtr 2: 0; 2015 Qtr 3: 0; 2015 Qtr 4: 0 | 0
[16 empty] | 0 |  |  | #N/A | [26 empty] | 0% | 0% |  | 0 | 0 | 0 | 0 | 0 | 0 | 0 | 0 | 0 | 0 | 0 | 2013 Qtr 1: 0; 2013 Qtr 2: 0; 2013 Qtr 3: 0; 2013 Qtr 4: 0; 2014 Qtr 1: 0; 2014 Qtr 2: 0; 2014 Qtr 3: 0; 2014 Qtr 4: 0; 2015 Qtr 1: 0; 2015 Qtr 2: 0; 2015 Qtr 3: 0; 2015 Qtr 4: 0 | 0
[16 empty] | 0 |  |  | #N/A | [26 empty] | 0% | 0% |  | 0 | 0 | 0 | 0 | 0 | 0 | 0 | 0 | 0 | 0 | 0 | 2013 Qtr 1: 0; 2013 Qtr 2: 0; 2013 Qtr 3: 0; 2013 Qtr 4: 0; 2014 Qtr 1: 0; 2014 Qtr 2: 0; 2014 Qtr 3: 0; 2014 Qtr 4: 0; 2015 Qtr 1: 0; 2015 Qtr 2: 0; 2015 Qtr 3: 0; 2015 Qtr 4: 0 | 0
[16 empty] | 0 |  |  | #N/A | [26 empty] | 0% | 0% |  | 0 | 0 | 0 | 0 | 0 | 0 | 0 | 0 | 0 | 0 | 0 | 2013 Qtr 1: 0; 2013 Qtr 2: 0; 2013 Qtr 3: 0; 2013 Qtr 4: 0; 2014 Qtr 1: 0; 2014 Qtr 2: 0; 2014 Qtr 3: 0; 2014 Qtr 4: 0; 2015 Qtr 1: 0; 2015 Qtr 2: 0; 2015 Qtr 3: 0; 2015 Qtr 4: 0 | 0
[16 empty] | 0 |  |  | #N/A | [26 empty] | 0% | 0% |  | 0 | 0 | 0 | 0 | 0 | 0 | 0 | 0 | 0 | 0 | 0 | 2013 Qtr 1: 0; 2013 Qtr 2: 0; 2013 Qtr 3: 0; 2013 Qtr 4: 0; 2014 Qtr 1: 0; 2014 Qtr 2: 0; 2014 Qtr 3: 0; 2014 Qtr 4: 0; 2015 Qtr 1: 0; 2015 Qtr 2: 0; 2015 Qtr 3: 0; 2015 Qtr 4: 0 | 0
[16 empty] | 0 |  |  | #N/A | [26 empty] | 0% | 0% |  | 0 | 0 | 0 | 0 | 0 | 0 | 0 | 0 | 0 | 0 | 0 | 2013 Qtr 1: 0; 2013 Qtr 2: 0; 2013 Qtr 3: 0; 2013 Qtr 4: 0; 2014 Qtr 1: 0; 2014 Qtr 2: 0; 2014 Qtr 3: 0; 2014 Qtr 4: 0; 2015 Qtr 1: 0; 2015 Qtr 2: 0; 2015 Qtr 3: 0; 2015 Qtr 4: 0 | 0
[16 empty] | 0 |  |  | #N/A | [26 empty] | 0% | 0% |  | 0 | 0 | 0 | 0 | 0 | 0 | 0 | 0 | 0 | 0 | 0 | 2013 Qtr 1: 0; 2013 Qtr 2: 0; 2013 Qtr 3: 0; 2013 Qtr 4: 0; 2014 Qtr 1: 0; 2014 Qtr 2: 0; 2014 Qtr 3: 0; 2014 Qtr 4: 0; 2015 Qtr 1: 0; 2015 Qtr 2: 0; 2015 Qtr 3: 0; 2015 Qtr 4: 0 | 0
[16 empty] | 0 |  |  | #N/A | [26 empty] | 0% | 0% |  | 0 | 0 | 0 | 0 | 0 | 0 | 0 | 0 | 0 | 0 | 0 | 2013 Qtr 1: 0; 2013 Qtr 2: 0; 2013 Qtr 3: 0; 2013 Qtr 4: 0; 2014 Qtr 1: 0; 2014 Qtr 2: 0; 2014 Qtr 3: 0; 2014 Qtr 4: 0; 2015 Qtr 1: 0; 2015 Qtr 2: 0; 2015 Qtr 3: 0; 2015 Qtr 4: 0 | 0
[16 empty] | 0 |  |  | #N/A | [26 empty] | 0% | 0% |  | 0 | 0 | 0 | 0 | 0 | 0 | 0 | 0 | 0 | 0 | 0 | 2013 Qtr 1: 0; 2013 Qtr 2: 0; 2013 Qtr 3: 0; 2013 Qtr 4: 0; 2014 Qtr 1: 0; 2014 Qtr 2: 0; 2014 Qtr 3: 0; 2014 Qtr 4: 0; 2015 Qtr 1: 0; 2015 Qtr 2: 0; 2015 Qtr 3: 0; 2015 Qtr 4: 0 | 0
[16 empty] | 0 |  |  | #N/A | [26 empty] | 0% | 0% |  | 0 | 0 | 0 | 0 | 0 | 0 | 0 | 0 | 0 | 0 | 0 | 2013 Qtr 1: 0; 2013 Qtr 2: 0; 2013 Qtr 3: 0; 2013 Qtr 4: 0; 2014 Qtr 1: 0; 2014 Qtr 2: 0; 2014 Qtr 3: 0; 2014 Qtr 4: 0; 2015 Qtr 1: 0; 2015 Qtr 2: 0; 2015 Qtr 3: 0; 2015 Qtr 4: 0 | 0
[16 empty] | 0 |  |  | #N/A | [26 empty] | 0% | 0% |  | 0 | 0 | 0 | 0 | 0 | 0 | 0 | 0 | 0 | 0 | 0 | 2013 Qtr 1: 0; 2013 Qtr 2: 0; 2013 Qtr 3: 0; 2013 Qtr 4: 0; 2014 Qtr 1: 0; 2014 Qtr 2: 0; 2014 Qtr 3: 0; 2014 Qtr 4: 0; 2015 Qtr 1: 0; 2015 Qtr 2: 0; 2015 Qtr 3: 0; 2015 Qtr 4: 0 | 0
[16 empty] | 0 |  |  | #N/A | [26 empty] | 0% | 0% |  | 0 | 0 | 0 | 0 | 0 | 0 | 0 | 0 | 0 | 0 | 0 | 2013 Qtr 1: 0; 2013 Qtr 2: 0; 2013 Qtr 3: 0; 2013 Qtr 4: 0; 2014 Qtr 1: 0; 2014 Qtr 2: 0; 2014 Qtr 3: 0; 2014 Qtr 4: 0; 2015 Qtr 1: 0; 2015 Qtr 2: 0; 2015 Qtr 3: 0; 2015 Qtr 4: 0 | 0
[16 empty] | 0 |  |  | #N/A | [26 empty] | 0% | 0% |  | 0 | 0 | 0 | 0 | 0 | 0 | 0 | 0 | 0 | 0 | 0 | 2013 Qtr 1: 0; 2013 Qtr 2: 0; 2013 Qtr 3: 0; 2013 Qtr 4: 0; 2014 Qtr 1: 0; 2014 Qtr 2: 0; 2014 Qtr 3: 0; 2014 Qtr 4: 0; 2015 Qtr 1: 0; 2015 Qtr 2: 0; 2015 Qtr 3: 0; 2015 Qtr 4: 0 | 0
[16 empty] | 0 |  |  | #N/A | [26 empty] | 0% | 0% |  | 0 | 0 | 0 | 0 | 0 | 0 | 0 | 0 | 0 | 0 | 0 | 2013 Qtr 1: 0; 2013 Qtr 2: 0; 2013 Qtr 3: 0; 2013 Qtr 4: 0; 2014 Qtr 1: 0; 2014 Qtr 2: 0; 2014 Qtr 3: 0; 2014 Qtr 4: 0; 2015 Qtr 1: 0; 2015 Qtr 2: 0; 2015 Qtr 3: 0; 2015 Qtr 4: 0 | 0
[16 empty] | 0 |  |  | #N/A | [26 empty] | 0% | 0% |  | 0 | 0 | 0 | 0 | 0 | 0 | 0 | 0 | 0 | 0 | 0 | 2013 Qtr 1: 0; 2013 Qtr 2: 0; 2013 Qtr 3: 0; 2013 Qtr 4: 0; 2014 Qtr 1: 0; 2014 Qtr 2: 0; 2014 Qtr 3: 0; 2014 Qtr 4: 0; 2015 Qtr 1: 0; 2015 Qtr 2: 0; 2015 Qtr 3: 0; 2015 Qtr 4: 0 | 0
[16 empty] | 0 |  |  | #N/A | [26 empty] | 0% | 0% |  | 0 | 0 | 0 | 0 | 0 | 0 | 0 | 0 | 0 | 0 | 0 | 2013 Qtr 1: 0; 2013 Qtr 2: 0; 2013 Qtr 3: 0; 2013 Qtr 4: 0; 2014 Qtr 1: 0; 2014 Qtr 2: 0; 2014 Qtr 3: 0; 2014 Qtr 4: 0; 2015 Qtr 1: 0; 2015 Qtr 2: 0; 2015 Qtr 3: 0; 2015 Qtr 4: 0 | 0
[16 empty] | 0 |  |  | #N/A | [26 empty] | 0% | 0% |  | 0 | 0 | 0 | 0 | 0 | 0 | 0 | 0 | 0 | 0 | 0 | 2013 Qtr 1: 0; 2013 Qtr 2: 0; 2013 Qtr 3: 0; 2013 Qtr 4: 0; 2014 Qtr 1: 0; 2014 Qtr 2: 0; 2014 Qtr 3: 0; 2014 Qtr 4: 0; 2015 Qtr 1: 0; 2015 Qtr 2: 0; 2015 Qtr 3: 0; 2015 Qtr 4: 0 | 0
[16 empty] | 0 |  |  | #N/A | [26 empty] | 0% | 0% |  | 0 | 0 | 0 | 0 | 0 | 0 | 0 | 0 | 0 | 0 | 0 | 2013 Qtr 1: 0; 2013 Qtr 2: 0; 2013 Qtr 3: 0; 2013 Qtr 4: 0; 2014 Qtr 1: 0; 2014 Qtr 2: 0; 2014 Qtr 3: 0; 2014 Qtr 4: 0; 2015 Qtr 1: 0; 2015 Qtr 2: 0; 2015 Qtr 3: 0; 2015 Qtr 4: 0 | 0
[16 empty] | 0 |  |  | #N/A | [26 empty] | 0% | 0% |  | 0 | 0 | 0 | 0 | 0 | 0 | 0 | 0 | 0 | 0 | 0 | 2013 Qtr 1: 0; 2013 Qtr 2: 0; 2013 Qtr 3: 0; 2013 Qtr 4: 0; 2014 Qtr 1: 0; 2014 Qtr 2: 0; 2014 Qtr 3: 0; 2014 Qtr 4: 0; 2015 Qtr 1: 0; 2015 Qtr 2: 0; 2015 Qtr 3: 0; 2015 Qtr 4: 0 | 0
[16 empty] | 0 |  |  | #N/A | [26 empty] | 0% | 0% |  | 0 | 0 | 0 | 0 | 0 | 0 | 0 | 0 | 0 | 0 | 0 | 2013 Qtr 1: 0; 2013 Qtr 2: 0; 2013 Qtr 3: 0; 2013 Qtr 4: 0; 2014 Qtr 1: 0; 2014 Qtr 2: 0; 2014 Qtr 3: 0; 2014 Qtr 4: 0; 2015 Qtr 1: 0; 2015 Qtr 2: 0; 2015 Qtr 3: 0; 2015 Qtr 4: 0 | 0
[16 empty] | 0 |  |  | #N/A | [26 empty] | 0% | 0% |  | 0 | 0 | 0 | 0 | 0 | 0 | 0 | 0 | 0 | 0 | 0 | 2013 Qtr 1: 0; 2013 Qtr 2: 0; 2013 Qtr 3: 0; 2013 Qtr 4: 0; 2014 Qtr 1: 0; 2014 Qtr 2: 0; 2014 Qtr 3: 0; 2014 Qtr 4: 0; 2015 Qtr 1: 0; 2015 Qtr 2: 0; 2015 Qtr 3: 0; 2015 Qtr 4: 0 | 0
[16 empty] | 0 |  |  | #N/A | [26 empty] | 0% | 0% |  | 0 | 0 | 0 | 0 | 0 | 0 | 0 | 0 | 0 | 0 | 0 | 2013 Qtr 1: 0; 2013 Qtr 2: 0; 2013 Qtr 3: 0; 2013 Qtr 4: 0; 2014 Qtr 1: 0; 2014 Qtr 2: 0; 2014 Qtr 3: 0; 2014 Qtr 4: 0; 2015 Qtr 1: 0; 2015 Qtr 2: 0; 2015 Qtr 3: 0; 2015 Qtr 4: 0 | 0
[16 empty] | 0 |  |  | #N/A | [26 empty] | 0% | 0% |  | 0 | 0 | 0 | 0 | 0 | 0 | 0 | 0 | 0 | 0 | 0 | 2013 Qtr 1: 0; 2013 Qtr 2: 0; 2013 Qtr 3: 0; 2013 Qtr 4: 0; 2014 Qtr 1: 0; 2014 Qtr 2: 0; 2014 Qtr 3: 0; 2014 Qtr 4: 0; 2015 Qtr 1: 0; 2015 Qtr 2: 0; 2015 Qtr 3: 0; 2015 Qtr 4: 0 | 0
[16 empty] | 0 |  |  | #N/A | [26 empty] | 0% | 0% |  | 0 | 0 | 0 | 0 | 0 | 0 | 0 | 0 | 0 | 0 | 0 | 2013 Qtr 1: 0; 2013 Qtr 2: 0; 2013 Qtr 3: 0; 2013 Qtr 4: 0; 2014 Qtr 1: 0; 2014 Qtr 2: 0; 2014 Qtr 3: 0; 2014 Qtr 4: 0; 2015 Qtr 1: 0; 2015 Qtr 2: 0; 2015 Qtr 3: 0; 2015 Qtr 4: 0 | 0
[16 empty] | 0 |  |  | #N/A | [26 empty] | 0% | 0% |  | 0 | 0 | 0 | 0 | 0 | 0 | 0 | 0 | 0 | 0 | 0 | 2013 Qtr 1: 0; 2013 Qtr 2: 0; 2013 Qtr 3: 0; 2013 Qtr 4: 0; 2014 Qtr 1: 0; 2014 Qtr 2: 0; 2014 Qtr 3: 0; 2014 Qtr 4: 0; 2015 Qtr 1: 0; 2015 Qtr 2: 0; 2015 Qtr 3: 0; 2015 Qtr 4: 0 | 0
[16 empty] | 0 |  |  | #N/A | [26 empty] | 0% | 0% |  | 0 | 0 | 0 | 0 | 0 | 0 | 0 | 0 | 0 | 0 | 0 | 2013 Qtr 1: 0; 2013 Qtr 2: 0; 2013 Qtr 3: 0; 2013 Qtr 4: 0; 2014 Qtr 1: 0; 2014 Qtr 2: 0; 2014 Qtr 3: 0; 2014 Qtr 4: 0; 2015 Qtr 1: 0; 2015 Qtr 2: 0; 2015 Qtr 3: 0; 2015 Qtr 4: 0 | 0
[16 empty] | 0 |  |  | #N/A | [26 empty] | 0% | 0% |  | 0 | 0 | 0 | 0 | 0 | 0 | 0 | 0 | 0 | 0 | 0 | 2013 Qtr 1: 0; 2013 Qtr 2: 0; 2013 Qtr 3: 0; 2013 Qtr 4: 0; 2014 Qtr 1: 0; 2014 Qtr 2: 0; 2014 Qtr 3: 0; 2014 Qtr 4: 0; 2015 Qtr 1: 0; 2015 Qtr 2: 0; 2015 Qtr 3: 0; 2015 Qtr 4: 0 | 0
[16 empty] | 0 |  |  | #N/A | [26 empty] | 0% | 0% |  | 0 | 0 | 0 | 0 | 0 | 0 | 0 | 0 | 0 | 0 | 0 | 2013 Qtr 1: 0; 2013 Qtr 2: 0; 2013 Qtr 3: 0; 2013 Qtr 4: 0; 2014 Qtr 1: 0; 2014 Qtr 2: 0; 2014 Qtr 3: 0; 2014 Qtr 4: 0; 2015 Qtr 1: 0; 2015 Qtr 2: 0; 2015 Qtr 3: 0; 2015 Qtr 4: 0 | 0
[16 empty] | 0 |  |  | #N/A | [26 empty] | 0% | 0% |  | 0 | 0 | 0 | 0 | 0 | 0 | 0 | 0 | 0 | 0 | 0 | 2013 Qtr 1: 0; 2013 Qtr 2: 0; 2013 Qtr 3: 0; 2013 Qtr 4: 0; 2014 Qtr 1: 0; 2014 Qtr 2: 0; 2014 Qtr 3: 0; 2014 Qtr 4: 0; 2015 Qtr 1: 0; 2015 Qtr 2: 0; 2015 Qtr 3: 0; 2015 Qtr 4: 0 | 0
[16 empty] | 0 |  |  | #N/A | [26 empty] | 0% | 0% |  | 0 | 0 | 0 | 0 | 0 | 0 | 0 | 0 | 0 | 0 | 0 | 2013 Qtr 1: 0; 2013 Qtr 2: 0; 2013 Qtr 3: 0; 2013 Qtr 4: 0; 2014 Qtr 1: 0; 2014 Qtr 2: 0; 2014 Qtr 3: 0; 2014 Qtr 4: 0; 2015 Qtr 1: 0; 2015 Qtr 2: 0; 2015 Qtr 3: 0; 2015 Qtr 4: 0 | 0
[16 empty] | 0 |  |  | #N/A | [26 empty] | 0% | 0% |  | 0 | 0 | 0 | 0 | 0 | 0 | 0 | 0 | 0 | 0 | 0 | 2013 Qtr 1: 0; 2013 Qtr 2: 0; 2013 Qtr 3: 0; 2013 Qtr 4: 0; 2014 Qtr 1: 0; 2014 Qtr 2: 0; 2014 Qtr 3: 0; 2014 Qtr 4: 0; 2015 Qtr 1: 0; 2015 Qtr 2: 0; 2015 Qtr 3: 0; 2015 Qtr 4: 0 | 0
[16 empty] | 0 |  |  | #N/A | [26 empty] | 0% | 0% |  | 0 | 0 | 0 | 0 | 0 | 0 | 0 | 0 | 0 | 0 | 0 | 2013 Qtr 1: 0; 2013 Qtr 2: 0; 2013 Qtr 3: 0; 2013 Qtr 4: 0; 2014 Qtr 1: 0; 2014 Qtr 2: 0; 2014 Qtr 3: 0; 2014 Qtr 4: 0; 2015 Qtr 1: 0; 2015 Qtr 2: 0; 2015 Qtr 3: 0; 2015 Qtr 4: 0 | 0
[16 empty] | 0 |  |  | #N/A | [26 empty] | 0% | 0% |  | 0 | 0 | 0 | 0 | 0 | 0 | 0 | 0 | 0 | 0 | 0 | 2013 Qtr 1: 0; 2013 Qtr 2: 0; 2013 Qtr 3: 0; 2013 Qtr 4: 0; 2014 Qtr 1: 0; 2014 Qtr 2: 0; 2014 Qtr 3: 0; 2014 Qtr 4: 0; 2015 Qtr 1: 0; 2015 Qtr 2: 0; 2015 Qtr 3: 0; 2015 Qtr 4: 0 | 0
[16 empty] | 0 |  |  | #N/A | [26 empty] | 0% | 0% |  | 0 | 0 | 0 | 0 | 0 | 0 | 0 | 0 | 0 | 0 | 0 | 2013 Qtr 1: 0; 2013 Qtr 2: 0; 2013 Qtr 3: 0; 2013 Qtr 4: 0; 2014 Qtr 1: 0; 2014 Qtr 2: 0; 2014 Qtr 3: 0; 2014 Qtr 4: 0; 2015 Qtr 1: 0; 2015 Qtr 2: 0; 2015 Qtr 3: 0; 2015 Qtr 4: 0 | 0
[16 empty] | 0 |  |  | #N/A | [26 empty] | 0% | 0% |  | 0 | 0 | 0 | 0 | 0 | 0 | 0 | 0 | 0 | 0 | 0 | 2013 Qtr 1: 0; 2013 Qtr 2: 0; 2013 Qtr 3: 0; 2013 Qtr 4: 0; 2014 Qtr 1: 0; 2014 Qtr 2: 0; 2014 Qtr 3: 0; 2014 Qtr 4: 0; 2015 Qtr 1: 0; 2015 Qtr 2: 0; 2015 Qtr 3: 0; 2015 Qtr 4: 0 | 0
[16 empty] | 0 |  |  | #N/A | [26 empty] | 0% | 0% |  | 0 | 0 | 0 | 0 | 0 | 0 | 0 | 0 | 0 | 0 | 0 | 2013 Qtr 1: 0; 2013 Qtr 2: 0; 2013 Qtr 3: 0; 2013 Qtr 4: 0; 2014 Qtr 1: 0; 2014 Qtr 2: 0; 2014 Qtr 3: 0; 2014 Qtr 4: 0; 2015 Qtr 1: 0; 2015 Qtr 2: 0; 2015 Qtr 3: 0; 2015 Qtr 4: 0 | 0
[16 empty] | 0 |  |  | #N/A | [26 empty] | 0% | 0% |  | 0 | 0 | 0 | 0 | 0 | 0 | 0 | 0 | 0 | 0 | 0 | 2013 Qtr 1: 0; 2013 Qtr 2: 0; 2013 Qtr 3: 0; 2013 Qtr 4: 0; 2014 Qtr 1: 0; 2014 Qtr 2: 0; 2014 Qtr 3: 0; 2014 Qtr 4: 0; 2015 Qtr 1: 0; 2015 Qtr 2: 0; 2015 Qtr 3: 0; 2015 Qtr 4: 0 | 0
[16 empty] | 0 |  |  | #N/A | [26 empty] | 0% | 0% |  | 0 | 0 | 0 | 0 | 0 | 0 | 0 | 0 | 0 | 0 | 0 | 2013 Qtr 1: 0; 2013 Qtr 2: 0; 2013 Qtr 3: 0; 2013 Qtr 4: 0; 2014 Qtr 1: 0; 2014 Qtr 2: 0; 2014 Qtr 3: 0; 2014 Qtr 4: 0; 2015 Qtr 1: 0; 2015 Qtr 2: 0; 2015 Qtr 3: 0; 2015 Qtr 4: 0 | 0
[16 empty] | 0 |  |  | #N/A | [26 empty] | 0% | 0% |  | 0 | 0 | 0 | 0 | 0 | 0 | 0 | 0 | 0 | 0 | 0 | 2013 Qtr 1: 0; 2013 Qtr 2: 0; 2013 Qtr 3: 0; 2013 Qtr 4: 0; 2014 Qtr 1: 0; 2014 Qtr 2: 0; 2014 Qtr 3: 0; 2014 Qtr 4: 0; 2015 Qtr 1: 0; 2015 Qtr 2: 0; 2015 Qtr 3: 0; 2015 Qtr 4: 0 | 0
[16 empty] | 0 |  |  | #N/A | [26 empty] | 0% | 0% |  | 0 | 0 | 0 | 0 | 0 | 0 | 0 | 0 | 0 | 0 | 0 | 2013 Qtr 1: 0; 2013 Qtr 2: 0; 2013 Qtr 3: 0; 2013 Qtr 4: 0; 2014 Qtr 1: 0; 2014 Qtr 2: 0; 2014 Qtr 3: 0; 2014 Qtr 4: 0; 2015 Qtr 1: 0; 2015 Qtr 2: 0; 2015 Qtr 3: 0; 2015 Qtr 4: 0 | 0
[16 empty] | 0 |  |  | #N/A | [26 empty] | 0% | 0% |  | 0 | 0 | 0 | 0 | 0 | 0 | 0 | 0 | 0 | 0 | 0 | 2013 Qtr 1: 0; 2013 Qtr 2: 0; 2013 Qtr 3: 0; 2013 Qtr 4: 0; 2014 Qtr 1: 0; 2014 Qtr 2: 0; 2014 Qtr 3: 0; 2014 Qtr 4: 0; 2015 Qtr 1: 0; 2015 Qtr 2: 0; 2015 Qtr 3: 0; 2015 Qtr 4: 0 | 0
[16 empty] | 0 |  |  | #N/A | [26 empty] | 0% | 0% |  | 0 | 0 | 0 | 0 | 0 | 0 | 0 | 0 | 0 | 0 | 0 | 2013 Qtr 1: 0; 2013 Qtr 2: 0; 2013 Qtr 3: 0; 2013 Qtr 4: 0; 2014 Qtr 1: 0; 2014 Qtr 2: 0; 2014 Qtr 3: 0; 2014 Qtr 4: 0; 2015 Qtr 1: 0; 2015 Qtr 2: 0; 2015 Qtr 3: 0; 2015 Qtr 4: 0 | 0
[16 empty] | 0 |  |  | #N/A | [26 empty] | 0% | 0% |  | 0 | 0 | 0 | 0 | 0 | 0 | 0 | 0 | 0 | 0 | 0 | 2013 Qtr 1: 0; 2013 Qtr 2: 0; 2013 Qtr 3: 0; 2013 Qtr 4: 0; 2014 Qtr 1: 0; 2014 Qtr 2: 0; 2014 Qtr 3: 0; 2014 Qtr 4: 0; 2015 Qtr 1: 0; 2015 Qtr 2: 0; 2015 Qtr 3: 0; 2015 Qtr 4: 0 | 0
[16 empty] | 0 |  |  | #N/A | [26 empty] | 0% | 0% |  | 0 | 0 | 0 | 0 | 0 | 0 | 0 | 0 | 0 | 0 | 0 | 2013 Qtr 1: 0; 2013 Qtr 2: 0; 2013 Qtr 3: 0; 2013 Qtr 4: 0; 2014 Qtr 1: 0; 2014 Qtr 2: 0; 2014 Qtr 3: 0; 2014 Qtr 4: 0; 2015 Qtr 1: 0; 2015 Qtr 2: 0; 2015 Qtr 3: 0; 2015 Qtr 4: 0 | 0
[16 empty] | 0 |  |  | #N/A | [26 empty] | 0% | 0% |  | 0 | 0 | 0 | 0 | 0 | 0 | 0 | 0 | 0 | 0 | 0 | 2013 Qtr 1: 0; 2013 Qtr 2: 0; 2013 Qtr 3: 0; 2013 Qtr 4: 0; 2014 Qtr 1: 0; 2014 Qtr 2: 0; 2014 Qtr 3: 0; 2014 Qtr 4: 0; 2015 Qtr 1: 0; 2015 Qtr 2: 0; 2015 Qtr 3: 0; 2015 Qtr 4: 0 | 0
[16 empty] | 0 |  |  | #N/A | [26 empty] | 0% | 0% |  | 0 | 0 | 0 | 0 | 0 | 0 | 0 | 0 | 0 | 0 | 0 | 2013 Qtr 1: 0; 2013 Qtr 2: 0; 2013 Qtr 3: 0; 2013 Qtr 4: 0; 2014 Qtr 1: 0; 2014 Qtr 2: 0; 2014 Qtr 3: 0; 2014 Qtr 4: 0; 2015 Qtr 1: 0; 2015 Qtr 2: 0; 2015 Qtr 3: 0; 2015 Qtr 4: 0 | 0
[16 empty] | 0 |  |  | #N/A | [26 empty] | 0% | 0% |  | 0 | 0 | 0 | 0 | 0 | 0 | 0 | 0 | 0 | 0 | 0 | 2013 Qtr 1: 0; 2013 Qtr 2: 0; 2013 Qtr 3: 0; 2013 Qtr 4: 0; 2014 Qtr 1: 0; 2014 Qtr 2: 0; 2014 Qtr 3: 0; 2014 Qtr 4: 0; 2015 Qtr 1: 0; 2015 Qtr 2: 0; 2015 Qtr 3: 0; 2015 Qtr 4: 0 | 0
[16 empty] | 0 |  |  | #N/A | [26 empty] | 0% | 0% |  | 0 | 0 | 0 | 0 | 0 | 0 | 0 | 0 | 0 | 0 | 0 | 2013 Qtr 1: 0; 2013 Qtr 2: 0; 2013 Qtr 3: 0; 2013 Qtr 4: 0; 2014 Qtr 1: 0; 2014 Qtr 2: 0; 2014 Qtr 3: 0; 2014 Qtr 4: 0; 2015 Qtr 1: 0; 2015 Qtr 2: 0; 2015 Qtr 3: 0; 2015 Qtr 4: 0 | 0
[16 empty] | 0 |  |  | #N/A | [26 empty] | 0% | 0% |  | 0 | 0 | 0 | 0 | 0 | 0 | 0 | 0 | 0 | 0 | 0 | 2013 Qtr 1: 0; 2013 Qtr 2: 0; 2013 Qtr 3: 0; 2013 Qtr 4: 0; 2014 Qtr 1: 0; 2014 Qtr 2: 0; 2014 Qtr 3: 0; 2014 Qtr 4: 0; 2015 Qtr 1: 0; 2015 Qtr 2: 0; 2015 Qtr 3: 0; 2015 Qtr 4: 0 | 0
[16 empty] | 0 |  |  | #N/A | [26 empty] | 0% | 0% |  | 0 | 0 | 0 | 0 | 0 | 0 | 0 | 0 | 0 | 0 | 0 | 2013 Qtr 1: 0; 2013 Qtr 2: 0; 2013 Qtr 3: 0; 2013 Qtr 4: 0; 2014 Qtr 1: 0; 2014 Qtr 2: 0; 2014 Qtr 3: 0; 2014 Qtr 4: 0; 2015 Qtr 1: 0; 2015 Qtr 2: 0; 2015 Qtr 3: 0; 2015 Qtr 4: 0 | 0
[16 empty] | 0 |  |  | #N/A | [26 empty] | 0% | 0% |  | 0 | 0 | 0 | 0 | 0 | 0 | 0 | 0 | 0 | 0 | 0 | 2013 Qtr 1: 0; 2013 Qtr 2: 0; 2013 Qtr 3: 0; 2013 Qtr 4: 0; 2014 Qtr 1: 0; 2014 Qtr 2: 0; 2014 Qtr 3: 0; 2014 Qtr 4: 0; 2015 Qtr 1: 0; 2015 Qtr 2: 0; 2015 Qtr 3: 0; 2015 Qtr 4: 0 | 0
[16 empty] | 0 |  |  | #N/A | [26 empty] | 0% | 0% |  | 0 | 0 | 0 | 0 | 0 | 0 | 0 | 0 | 0 | 0 | 0 | 2013 Qtr 1: 0; 2013 Qtr 2: 0; 2013 Qtr 3: 0; 2013 Qtr 4: 0; 2014 Qtr 1: 0; 2014 Qtr 2: 0; 2014 Qtr 3: 0; 2014 Qtr 4: 0; 2015 Qtr 1: 0; 2015 Qtr 2: 0; 2015 Qtr 3: 0; 2015 Qtr 4: 0 | 0
[16 empty] | 0 |  |  | #N/A | [26 empty] | 0% | 0% |  | 0 | 0 | 0 | 0 | 0 | 0 | 0 | 0 | 0 | 0 | 0 | 2013 Qtr 1: 0; 2013 Qtr 2: 0; 2013 Qtr 3: 0; 2013 Qtr 4: 0; 2014 Qtr 1: 0; 2014 Qtr 2: 0; 2014 Qtr 3: 0; 2014 Qtr 4: 0; 2015 Qtr 1: 0; 2015 Qtr 2: 0; 2015 Qtr 3: 0; 2015 Qtr 4: 0 | 0
[16 empty] | 0 |  |  | #N/A | [26 empty] | 0% | 0% |  | 0 | 0 | 0 | 0 | 0 | 0 | 0 | 0 | 0 | 0 | 0 | 2013 Qtr 1: 0; 2013 Qtr 2: 0; 2013 Qtr 3: 0; 2013 Qtr 4: 0; 2014 Qtr 1: 0; 2014 Qtr 2: 0; 2014 Qtr 3: 0; 2014 Qtr 4: 0; 2015 Qtr 1: 0; 2015 Qtr 2: 0; 2015 Qtr 3: 0; 2015 Qtr 4: 0 | 0
[16 empty] | 0 |  |  | #N/A | [26 empty] | 0% | 0% |  | 0 | 0 | 0 | 0 | 0 | 0 | 0 | 0 | 0 | 0 | 0 | 2013 Qtr 1: 0; 2013 Qtr 2: 0; 2013 Qtr 3: 0; 2013 Qtr 4: 0; 2014 Qtr 1: 0; 2014 Qtr 2: 0; 2014 Qtr 3: 0; 2014 Qtr 4: 0; 2015 Qtr 1: 0; 2015 Qtr 2: 0; 2015 Qtr 3: 0; 2015 Qtr 4: 0 | 0
[16 empty] | 0 |  |  | #N/A | [26 empty] | 0% | 0% |  | 0 | 0 | 0 | 0 | 0 | 0 | 0 | 0 | 0 | 0 | 0 | 2013 Qtr 1: 0; 2013 Qtr 2: 0; 2013 Qtr 3: 0; 2013 Qtr 4: 0; 2014 Qtr 1: 0; 2014 Qtr 2: 0; 2014 Qtr 3: 0; 2014 Qtr 4: 0; 2015 Qtr 1: 0; 2015 Qtr 2: 0; 2015 Qtr 3: 0; 2015 Qtr 4: 0 | 0
[16 empty] | 0 |  |  | #N/A | [26 empty] | 0% | 0% |  | 0 | 0 | 0 | 0 | 0 | 0 | 0 | 0 | 0 | 0 | 0 | 2013 Qtr 1: 0; 2013 Qtr 2: 0; 2013 Qtr 3: 0; 2013 Qtr 4: 0; 2014 Qtr 1: 0; 2014 Qtr 2: 0; 2014 Qtr 3: 0; 2014 Qtr 4: 0; 2015 Qtr 1: 0; 2015 Qtr 2: 0; 2015 Qtr 3: 0; 2015 Qtr 4: 0 | 0
[16 empty] | 0 |  |  | #N/A | [26 empty] | 0% | 0% |  | 0 | 0 | 0 | 0 | 0 | 0 | 0 | 0 | 0 | 0 | 0 | 2013 Qtr 1: 0; 2013 Qtr 2: 0; 2013 Qtr 3: 0; 2013 Qtr 4: 0; 2014 Qtr 1: 0; 2014 Qtr 2: 0; 2014 Qtr 3: 0; 2014 Qtr 4: 0; 2015 Qtr 1: 0; 2015 Qtr 2: 0; 2015 Qtr 3: 0; 2015 Qtr 4: 0 | 0
[16 empty] | 0 |  |  | #N/A | [26 empty] | 0% | 0% |  | 0 | 0 | 0 | 0 | 0 | 0 | 0 | 0 | 0 | 0 | 0 | 2013 Qtr 1: 0; 2013 Qtr 2: 0; 2013 Qtr 3: 0; 2013 Qtr 4: 0; 2014 Qtr 1: 0; 2014 Qtr 2: 0; 2014 Qtr 3: 0; 2014 Qtr 4: 0; 2015 Qtr 1: 0; 2015 Qtr 2: 0; 2015 Qtr 3: 0; 2015 Qtr 4: 0 | 0
[16 empty] | 0 |  |  | #N/A | [26 empty] | 0% | 0% |  | 0 | 0 | 0 | 0 | 0 | 0 | 0 | 0 | 0 | 0 | 0 | 2013 Qtr 1: 0; 2013 Qtr 2: 0; 2013 Qtr 3: 0; 2013 Qtr 4: 0; 2014 Qtr 1: 0; 2014 Qtr 2: 0; 2014 Qtr 3: 0; 2014 Qtr 4: 0; 2015 Qtr 1: 0; 2015 Qtr 2: 0; 2015 Qtr 3: 0; 2015 Qtr 4: 0 | 0
[16 empty] | 0 |  |  | #N/A | [26 empty] | 0% | 0% |  | 0 | 0 | 0 | 0 | 0 | 0 | 0 | 0 | 0 | 0 | 0 | 2013 Qtr 1: 0; 2013 Qtr 2: 0; 2013 Qtr 3: 0; 2013 Qtr 4: 0; 2014 Qtr 1: 0; 2014 Qtr 2: 0; 2014 Qtr 3: 0; 2014 Qtr 4: 0; 2015 Qtr 1: 0; 2015 Qtr 2: 0; 2015 Qtr 3: 0; 2015 Qtr 4: 0 | 0
[16 empty] | 0 |  |  | #N/A | [26 empty] | 0% | 0% |  | 0 | 0 | 0 | 0 | 0 | 0 | 0 | 0 | 0 | 0 | 0 | 2013 Qtr 1: 0; 2013 Qtr 2: 0; 2013 Qtr 3: 0; 2013 Qtr 4: 0; 2014 Qtr 1: 0; 2014 Qtr 2: 0; 2014 Qtr 3: 0; 2014 Qtr 4: 0; 2015 Qtr 1: 0; 2015 Qtr 2: 0; 2015 Qtr 3: 0; 2015 Qtr 4: 0 | 0
[16 empty] | 0 |  |  | #N/A | [26 empty] | 0% | 0% |  | 0 | 0 | 0 | 0 | 0 | 0 | 0 | 0 | 0 | 0 | 0 | 2013 Qtr 1: 0; 2013 Qtr 2: 0; 2013 Qtr 3: 0; 2013 Qtr 4: 0; 2014 Qtr 1: 0; 2014 Qtr 2: 0; 2014 Qtr 3: 0; 2014 Qtr 4: 0; 2015 Qtr 1: 0; 2015 Qtr 2: 0; 2015 Qtr 3: 0; 2015 Qtr 4: 0 | 0
[16 empty] | 0 |  |  | #N/A | [26 empty] | 0% | 0% |  | 0 | 0 | 0 | 0 | 0 | 0 | 0 | 0 | 0 | 0 | 0 | 2013 Qtr 1: 0; 2013 Qtr 2: 0; 2013 Qtr 3: 0; 2013 Qtr 4: 0; 2014 Qtr 1: 0; 2014 Qtr 2: 0; 2014 Qtr 3: 0; 2014 Qtr 4: 0; 2015 Qtr 1: 0; 2015 Qtr 2: 0; 2015 Qtr 3: 0; 2015 Qtr 4: 0 | 0
[16 empty] | 0 |  |  | #N/A | [26 empty] | 0% | 0% |  | 0 | 0 | 0 | 0 | 0 | 0 | 0 | 0 | 0 | 0 | 0 | 2013 Qtr 1: 0; 2013 Qtr 2: 0; 2013 Qtr 3: 0; 2013 Qtr 4: 0; 2014 Qtr 1: 0; 2014 Qtr 2: 0; 2014 Qtr 3: 0; 2014 Qtr 4: 0; 2015 Qtr 1: 0; 2015 Qtr 2: 0; 2015 Qtr 3: 0; 2015 Qtr 4: 0 | 0
[16 empty] | 0 |  |  | #N/A | [26 empty] | 0% | 0% |  | 0 | 0 | 0 | 0 | 0 | 0 | 0 | 0 | 0 | 0 | 0 | 2013 Qtr 1: 0; 2013 Qtr 2: 0; 2013 Qtr 3: 0; 2013 Qtr 4: 0; 2014 Qtr 1: 0; 2014 Qtr 2: 0; 2014 Qtr 3: 0; 2014 Qtr 4: 0; 2015 Qtr 1: 0; 2015 Qtr 2: 0; 2015 Qtr 3: 0; 2015 Qtr 4: 0 | 0
[16 empty] | 0 |  |  | #N/A | [26 empty] | 0% | 0% |  | 0 | 0 | 0 | 0 | 0 | 0 | 0 | 0 | 0 | 0 | 0 | 2013 Qtr 1: 0; 2013 Qtr 2: 0; 2013 Qtr 3: 0; 2013 Qtr 4: 0; 2014 Qtr 1: 0; 2014 Qtr 2: 0; 2014 Qtr 3: 0; 2014 Qtr 4: 0; 2015 Qtr 1: 0; 2015 Qtr 2: 0; 2015 Qtr 3: 0; 2015 Qtr 4: 0 | 0
[16 empty] | 0 |  |  | #N/A | [26 empty] | 0% | 0% |  | 0 | 0 | 0 | 0 | 0 | 0 | 0 | 0 | 0 | 0 | 0 | 2013 Qtr 1: 0; 2013 Qtr 2: 0; 2013 Qtr 3: 0; 2013 Qtr 4: 0; 2014 Qtr 1: 0; 2014 Qtr 2: 0; 2014 Qtr 3: 0; 2014 Qtr 4: 0; 2015 Qtr 1: 0; 2015 Qtr 2: 0; 2015 Qtr 3: 0; 2015 Qtr 4: 0 | 0
[16 empty] | 0 |  |  | #N/A | [26 empty] | 0% | 0% |  | 0 | 0 | 0 | 0 | 0 | 0 | 0 | 0 | 0 | 0 | 0 | 2013 Qtr 1: 0; 2013 Qtr 2: 0; 2013 Qtr 3: 0; 2013 Qtr 4: 0; 2014 Qtr 1: 0; 2014 Qtr 2: 0; 2014 Qtr 3: 0; 2014 Qtr 4: 0; 2015 Qtr 1: 0; 2015 Qtr 2: 0; 2015 Qtr 3: 0; 2015 Qtr 4: 0 | 0
[16 empty] | 0 |  |  | #N/A | [26 empty] | 0% | 0% |  | 0 | 0 | 0 | 0 | 0 | 0 | 0 | 0 | 0 | 0 | 0 | 2013 Qtr 1: 0; 2013 Qtr 2: 0; 2013 Qtr 3: 0; 2013 Qtr 4: 0; 2014 Qtr 1: 0; 2014 Qtr 2: 0; 2014 Qtr 3: 0; 2014 Qtr 4: 0; 2015 Qtr 1: 0; 2015 Qtr 2: 0; 2015 Qtr 3: 0; 2015 Qtr 4: 0 | 0
[16 empty] | 0 |  |  | #N/A | [26 empty] | 0% | 0% |  | 0 | 0 | 0 | 0 | 0 | 0 | 0 | 0 | 0 | 0 | 0 | 2013 Qtr 1: 0; 2013 Qtr 2: 0; 2013 Qtr 3: 0; 2013 Qtr 4: 0; 2014 Qtr 1: 0; 2014 Qtr 2: 0; 2014 Qtr 3: 0; 2014 Qtr 4: 0; 2015 Qtr 1: 0; 2015 Qtr 2: 0; 2015 Qtr 3: 0; 2015 Qtr 4: 0 | 0
[16 empty] | 0 |  |  | #N/A | [26 empty] | 0% | 0% |  | 0 | 0 | 0 | 0 | 0 | 0 | 0 | 0 | 0 | 0 | 0 | 2013 Qtr 1: 0; 2013 Qtr 2: 0; 2013 Qtr 3: 0; 2013 Qtr 4: 0; 2014 Qtr 1: 0; 2014 Qtr 2: 0; 2014 Qtr 3: 0; 2014 Qtr 4: 0; 2015 Qtr 1: 0; 2015 Qtr 2: 0; 2015 Qtr 3: 0; 2015 Qtr 4: 0 | 0
[16 empty] | 0 |  |  | #N/A | [26 empty] | 0% | 0% |  | 0 | 0 | 0 | 0 | 0 | 0 | 0 | 0 | 0 | 0 | 0 | 2013 Qtr 1: 0; 2013 Qtr 2: 0; 2013 Qtr 3: 0; 2013 Qtr 4: 0; 2014 Qtr 1: 0; 2014 Qtr 2: 0; 2014 Qtr 3: 0; 2014 Qtr 4: 0; 2015 Qtr 1: 0; 2015 Qtr 2: 0; 2015 Qtr 3: 0; 2015 Qtr 4: 0 | 0
[16 empty] | 0 |  |  | #N/A | [26 empty] | 0% | 0% |  | 0 | 0 | 0 | 0 | 0 | 0 | 0 | 0 | 0 | 0 | 0 | 2013 Qtr 1: 0; 2013 Qtr 2: 0; 2013 Qtr 3: 0; 2013 Qtr 4: 0; 2014 Qtr 1: 0; 2014 Qtr 2: 0; 2014 Qtr 3: 0; 2014 Qtr 4: 0; 2015 Qtr 1: 0; 2015 Qtr 2: 0; 2015 Qtr 3: 0; 2015 Qtr 4: 0 | 0
[16 empty] | 0 |  |  | #N/A | [26 empty] | 0% | 0% |  | 0 | 0 | 0 | 0 | 0 | 0 | 0 | 0 | 0 | 0 | 0 | 2013 Qtr 1: 0; 2013 Qtr 2: 0; 2013 Qtr 3: 0; 2013 Qtr 4: 0; 2014 Qtr 1: 0; 2014 Qtr 2: 0; 2014 Qtr 3: 0; 2014 Qtr 4: 0; 2015 Qtr 1: 0; 2015 Qtr 2: 0; 2015 Qtr 3: 0; 2015 Qtr 4: 0 | 0
[16 empty] | 0 |  |  | #N/A | [26 empty] | 0% | 0% |  | 0 | 0 | 0 | 0 | 0 | 0 | 0 | 0 | 0 | 0 | 0 | 2013 Qtr 1: 0; 2013 Qtr 2: 0; 2013 Qtr 3: 0; 2013 Qtr 4: 0; 2014 Qtr 1: 0; 2014 Qtr 2: 0; 2014 Qtr 3: 0; 2014 Qtr 4: 0; 2015 Qtr 1: 0; 2015 Qtr 2: 0; 2015 Qtr 3: 0; 2015 Qtr 4: 0 | 0
[16 empty] | 0 |  |  | #N/A | [26 empty] | 0% | 0% |  | 0 | 0 | 0 | 0 | 0 | 0 | 0 | 0 | 0 | 0 | 0 | 2013 Qtr 1: 0; 2013 Qtr 2: 0; 2013 Qtr 3: 0; 2013 Qtr 4: 0; 2014 Qtr 1: 0; 2014 Qtr 2: 0; 2014 Qtr 3: 0; 2014 Qtr 4: 0; 2015 Qtr 1: 0; 2015 Qtr 2: 0; 2015 Qtr 3: 0; 2015 Qtr 4: 0 | 0
[16 empty] | 0 |  |  | #N/A | [26 empty] | 0% | 0% |  | 0 | 0 | 0 | 0 | 0 | 0 | 0 | 0 | 0 | 0 | 0 | 2013 Qtr 1: 0; 2013 Qtr 2: 0; 2013 Qtr 3: 0; 2013 Qtr 4: 0; 2014 Qtr 1: 0; 2014 Qtr 2: 0; 2014 Qtr 3: 0; 2014 Qtr 4: 0; 2015 Qtr 1: 0; 2015 Qtr 2: 0; 2015 Qtr 3: 0; 2015 Qtr 4: 0 | 0
[16 empty] | 0 |  |  | #N/A | [26 empty] | 0% | 0% |  | 0 | 0 | 0 | 0 | 0 | 0 | 0 | 0 | 0 | 0 | 0 | 2013 Qtr 1: 0; 2013 Qtr 2: 0; 2013 Qtr 3: 0; 2013 Qtr 4: 0; 2014 Qtr 1: 0; 2014 Qtr 2: 0; 2014 Qtr 3: 0; 2014 Qtr 4: 0; 2015 Qtr 1: 0; 2015 Qtr 2: 0; 2015 Qtr 3: 0; 2015 Qtr 4: 0 | 0
[16 empty] | 0 |  |  | #N/A | [26 empty] | 0% | 0% |  | 0 | 0 | 0 | 0 | 0 | 0 | 0 | 0 | 0 | 0 | 0 | 2013 Qtr 1: 0; 2013 Qtr 2: 0; 2013 Qtr 3: 0; 2013 Qtr 4: 0; 2014 Qtr 1: 0; 2014 Qtr 2: 0; 2014 Qtr 3: 0; 2014 Qtr 4: 0; 2015 Qtr 1: 0; 2015 Qtr 2: 0; 2015 Qtr 3: 0; 2015 Qtr 4: 0 | 0
[16 empty] | 0 |  |  | #N/A | [26 empty] | 0% | 0% |  | 0 | 0 | 0 | 0 | 0 | 0 | 0 | 0 | 0 | 0 | 0 | 2013 Qtr 1: 0; 2013 Qtr 2: 0; 2013 Qtr 3: 0; 2013 Qtr 4: 0; 2014 Qtr 1: 0; 2014 Qtr 2: 0; 2014 Qtr 3: 0; 2014 Qtr 4: 0; 2015 Qtr 1: 0; 2015 Qtr 2: 0; 2015 Qtr 3: 0; 2015 Qtr 4: 0 | 0
[16 empty] | 0 |  |  | #N/A | [26 empty] | 0% | 0% |  | 0 | 0 | 0 | 0 | 0 | 0 | 0 | 0 | 0 | 0 | 0 | 2013 Qtr 1: 0; 2013 Qtr 2: 0; 2013 Qtr 3: 0; 2013 Qtr 4: 0; 2014 Qtr 1: 0; 2014 Qtr 2: 0; 2014 Qtr 3: 0; 2014 Qtr 4: 0; 2015 Qtr 1: 0; 2015 Qtr 2: 0; 2015 Qtr 3: 0; 2015 Qtr 4: 0 | 0
[16 empty] | 0 |  |  | #N/A | [26 empty] | 0% | 0% |  | 0 | 0 | 0 | 0 | 0 | 0 | 0 | 0 | 0 | 0 | 0 | 2013 Qtr 1: 0; 2013 Qtr 2: 0; 2013 Qtr 3: 0; 2013 Qtr 4: 0; 2014 Qtr 1: 0; 2014 Qtr 2: 0; 2014 Qtr 3: 0; 2014 Qtr 4: 0; 2015 Qtr 1: 0; 2015 Qtr 2: 0; 2015 Qtr 3: 0; 2015 Qtr 4: 0 | 0
[16 empty] | 0 |  |  | #N/A | [26 empty] | 0% | 0% |  | 0 | 0 | 0 | 0 | 0 | 0 | 0 | 0 | 0 | 0 | 0 | 2013 Qtr 1: 0; 2013 Qtr 2: 0; 2013 Qtr 3: 0; 2013 Qtr 4: 0; 2014 Qtr 1: 0; 2014 Qtr 2: 0; 2014 Qtr 3: 0; 2014 Qtr 4: 0; 2015 Qtr 1: 0; 2015 Qtr 2: 0; 2015 Qtr 3: 0; 2015 Qtr 4: 0 | 0
[16 empty] | 0 |  |  | #N/A | [26 empty] | 0% | 0% |  | 0 | 0 | 0 | 0 | 0 | 0 | 0 | 0 | 0 | 0 | 0 | 2013 Qtr 1: 0; 2013 Qtr 2: 0; 2013 Qtr 3: 0; 2013 Qtr 4: 0; 2014 Qtr 1: 0; 2014 Qtr 2: 0; 2014 Qtr 3: 0; 2014 Qtr 4: 0; 2015 Qtr 1: 0; 2015 Qtr 2: 0; 2015 Qtr 3: 0; 2015 Qtr 4: 0 | 0
[16 empty] | 0 |  |  | #N/A | [26 empty] | 0% | 0% |  | 0 | 0 | 0 | 0 | 0 | 0 | 0 | 0 | 0 | 0 | 0 | 2013 Qtr 1: 0; 2013 Qtr 2: 0; 2013 Qtr 3: 0; 2013 Qtr 4: 0; 2014 Qtr 1: 0; 2014 Qtr 2: 0; 2014 Qtr 3: 0; 2014 Qtr 4: 0; 2015 Qtr 1: 0; 2015 Qtr 2: 0; 2015 Qtr 3: 0; 2015 Qtr 4: 0 | 0
[16 empty] | 0 |  |  | #N/A | [26 empty] | 0% | 0% |  | 0 | 0 | 0 | 0 | 0 | 0 | 0 | 0 | 0 | 0 | 0 | 2013 Qtr 1: 0; 2013 Qtr 2: 0; 2013 Qtr 3: 0; 2013 Qtr 4: 0; 2014 Qtr 1: 0; 2014 Qtr 2: 0; 2014 Qtr 3: 0; 2014 Qtr 4: 0; 2015 Qtr 1: 0; 2015 Qtr 2: 0; 2015 Qtr 3: 0; 2015 Qtr 4: 0 | 0
[16 empty] | 0 |  |  | #N/A | [26 empty] | 0% | 0% |  | 0 | 0 | 0 | 0 | 0 | 0 | 0 | 0 | 0 | 0 | 0 | 2013 Qtr 1: 0; 2013 Qtr 2: 0; 2013 Qtr 3: 0; 2013 Qtr 4: 0; 2014 Qtr 1: 0; 2014 Qtr 2: 0; 2014 Qtr 3: 0; 2014 Qtr 4: 0; 2015 Qtr 1: 0; 2015 Qtr 2: 0; 2015 Qtr 3: 0; 2015 Qtr 4: 0 | 0
[16 empty] | 0 |  |  | #N/A | [26 empty] | 0% | 0% |  | 0 | 0 | 0 | 0 | 0 | 0 | 0 | 0 | 0 | 0 | 0 | 2013 Qtr 1: 0; 2013 Qtr 2: 0; 2013 Qtr 3: 0; 2013 Qtr 4: 0; 2014 Qtr 1: 0; 2014 Qtr 2: 0; 2014 Qtr 3: 0; 2014 Qtr 4: 0; 2015 Qtr 1: 0; 2015 Qtr 2: 0; 2015 Qtr 3: 0; 2015 Qtr 4: 0 | 0
[16 empty] | 0 |  |  | #N/A | [26 empty] | 0% | 0% |  | 0 | 0 | 0 | 0 | 0 | 0 | 0 | 0 | 0 | 0 | 0 | 2013 Qtr 1: 0; 2013 Qtr 2: 0; 2013 Qtr 3: 0; 2013 Qtr 4: 0; 2014 Qtr 1: 0; 2014 Qtr 2: 0; 2014 Qtr 3: 0; 2014 Qtr 4: 0; 2015 Qtr 1: 0; 2015 Qtr 2: 0; 2015 Qtr 3: 0; 2015 Qtr 4: 0 | 0
[16 empty] | 0 |  |  | #N/A | [26 empty] | 0% | 0% |  | 0 | 0 | 0 | 0 | 0 | 0 | 0 | 0 | 0 | 0 | 0 | 2013 Qtr 1: 0; 2013 Qtr 2: 0; 2013 Qtr 3: 0; 2013 Qtr 4: 0; 2014 Qtr 1: 0; 2014 Qtr 2: 0; 2014 Qtr 3: 0; 2014 Qtr 4: 0; 2015 Qtr 1: 0; 2015 Qtr 2: 0; 2015 Qtr 3: 0; 2015 Qtr 4: 0 | 0
[16 empty] | 0 |  |  | #N/A | [26 empty] | 0% | 0% |  | 0 | 0 | 0 | 0 | 0 | 0 | 0 | 0 | 0 | 0 | 0 | 2013 Qtr 1: 0; 2013 Qtr 2: 0; 2013 Qtr 3: 0; 2013 Qtr 4: 0; 2014 Qtr 1: 0; 2014 Qtr 2: 0; 2014 Qtr 3: 0; 2014 Qtr 4: 0; 2015 Qtr 1: 0; 2015 Qtr 2: 0; 2015 Qtr 3: 0; 2015 Qtr 4: 0 | 0
[16 empty] | 0 |  |  | #N/A | [26 empty] | 0% | 0% |  | 0 | 0 | 0 | 0 | 0 | 0 | 0 | 0 | 0 | 0 | 0 | 2013 Qtr 1: 0; 2013 Qtr 2: 0; 2013 Qtr 3: 0; 2013 Qtr 4: 0; 2014 Qtr 1: 0; 2014 Qtr 2: 0; 2014 Qtr 3: 0; 2014 Qtr 4: 0; 2015 Qtr 1: 0; 2015 Qtr 2: 0; 2015 Qtr 3: 0; 2015 Qtr 4: 0 | 0
[16 empty] | 0 |  |  | #N/A | [26 empty] | 0% | 0% |  | 0 | 0 | 0 | 0 | 0 | 0 | 0 | 0 | 0 | 0 | 0 | 2013 Qtr 1: 0; 2013 Qtr 2: 0; 2013 Qtr 3: 0; 2013 Qtr 4: 0; 2014 Qtr 1: 0; 2014 Qtr 2: 0; 2014 Qtr 3: 0; 2014 Qtr 4: 0; 2015 Qtr 1: 0; 2015 Qtr 2: 0; 2015 Qtr 3: 0; 2015 Qtr 4: 0 | 0
[16 empty] | 0 |  |  | #N/A | [26 empty] | 0% | 0% |  | 0 | 0 | 0 | 0 | 0 | 0 | 0 | 0 | 0 | 0 | 0 | 2013 Qtr 1: 0; 2013 Qtr 2: 0; 2013 Qtr 3: 0; 2013 Qtr 4: 0; 2014 Qtr 1: 0; 2014 Qtr 2: 0; 2014 Qtr 3: 0; 2014 Qtr 4: 0; 2015 Qtr 1: 0; 2015 Qtr 2: 0; 2015 Qtr 3: 0; 2015 Qtr 4: 0 | 0
[16 empty] | 0 |  |  | #N/A | [26 empty] | 0% | 0% |  | 0 | 0 | 0 | 0 | 0 | 0 | 0 | 0 | 0 | 0 | 0 | 2013 Qtr 1: 0; 2013 Qtr 2: 0; 2013 Qtr 3: 0; 2013 Qtr 4: 0; 2014 Qtr 1: 0; 2014 Qtr 2: 0; 2014 Qtr 3: 0; 2014 Qtr 4: 0; 2015 Qtr 1: 0; 2015 Qtr 2: 0; 2015 Qtr 3: 0; 2015 Qtr 4: 0 | 0
[16 empty] | 0 |  |  | #N/A | [26 empty] | 0% | 0% |  | 0 | 0 | 0 | 0 | 0 | 0 | 0 | 0 | 0 | 0 | 0 | 2013 Qtr 1: 0; 2013 Qtr 2: 0; 2013 Qtr 3: 0; 2013 Qtr 4: 0; 2014 Qtr 1: 0; 2014 Qtr 2: 0; 2014 Qtr 3: 0; 2014 Qtr 4: 0; 2015 Qtr 1: 0; 2015 Qtr 2: 0; 2015 Qtr 3: 0; 2015 Qtr 4: 0 | 0
[16 empty] | 0 |  |  | #N/A | [26 empty] | 0% | 0% |  | 0 | 0 | 0 | 0 | 0 | 0 | 0 | 0 | 0 | 0 | 0 | 2013 Qtr 1: 0; 2013 Qtr 2: 0; 2013 Qtr 3: 0; 2013 Qtr 4: 0; 2014 Qtr 1: 0; 2014 Qtr 2: 0; 2014 Qtr 3: 0; 2014 Qtr 4: 0; 2015 Qtr 1: 0; 2015 Qtr 2: 0; 2015 Qtr 3: 0; 2015 Qtr 4: 0 | 0
[16 empty] | 0 |  |  | #N/A | [26 empty] | 0% | 0% |  | 0 | 0 | 0 | 0 | 0 | 0 | 0 | 0 | 0 | 0 | 0 | 2013 Qtr 1: 0; 2013 Qtr 2: 0; 2013 Qtr 3: 0; 2013 Qtr 4: 0; 2014 Qtr 1: 0; 2014 Qtr 2: 0; 2014 Qtr 3: 0; 2014 Qtr 4: 0; 2015 Qtr 1: 0; 2015 Qtr 2: 0; 2015 Qtr 3: 0; 2015 Qtr 4: 0 | 0
[16 empty] | 0 |  |  | #N/A | [26 empty] | 0% | 0% |  | 0 | 0 | 0 | 0 | 0 | 0 | 0 | 0 | 0 | 0 | 0 | 2013 Qtr 1: 0; 2013 Qtr 2: 0; 2013 Qtr 3: 0; 2013 Qtr 4: 0; 2014 Qtr 1: 0; 2014 Qtr 2: 0; 2014 Qtr 3: 0; 2014 Qtr 4: 0; 2015 Qtr 1: 0; 2015 Qtr 2: 0; 2015 Qtr 3: 0; 2015 Qtr 4: 0 | 0
[16 empty] | 0 |  |  | #N/A | [26 empty] | 0% | 0% |  | 0 | 0 | 0 | 0 | 0 | 0 | 0 | 0 | 0 | 0 | 0 | 2013 Qtr 1: 0; 2013 Qtr 2: 0; 2013 Qtr 3: 0; 2013 Qtr 4: 0; 2014 Qtr 1: 0; 2014 Qtr 2: 0; 2014 Qtr 3: 0; 2014 Qtr 4: 0; 2015 Qtr 1: 0; 2015 Qtr 2: 0; 2015 Qtr 3: 0; 2015 Qtr 4: 0 | 0
[16 empty] | 0 |  |  | #N/A | [26 empty] | 0% | 0% |  | 0 | 0 | 0 | 0 | 0 | 0 | 0 | 0 | 0 | 0 | 0 | 2013 Qtr 1: 0; 2013 Qtr 2: 0; 2013 Qtr 3: 0; 2013 Qtr 4: 0; 2014 Qtr 1: 0; 2014 Qtr 2: 0; 2014 Qtr 3: 0; 2014 Qtr 4: 0; 2015 Qtr 1: 0; 2015 Qtr 2: 0; 2015 Qtr 3: 0; 2015 Qtr 4: 0 | 0
[16 empty] | 0 |  |  | #N/A | [26 empty] | 0% | 0% |  | 0 | 0 | 0 | 0 | 0 | 0 | 0 | 0 | 0 | 0 | 0 | 2013 Qtr 1: 0; 2013 Qtr 2: 0; 2013 Qtr 3: 0; 2013 Qtr 4: 0; 2014 Qtr 1: 0; 2014 Qtr 2: 0; 2014 Qtr 3: 0; 2014 Qtr 4: 0; 2015 Qtr 1: 0; 2015 Qtr 2: 0; 2015 Qtr 3: 0; 2015 Qtr 4: 0 | 0
[16 empty] | 0 |  |  | #N/A | [26 empty] | 0% | 0% |  | 0 | 0 | 0 | 0 | 0 | 0 | 0 | 0 | 0 | 0 | 0 | 2013 Qtr 1: 0; 2013 Qtr 2: 0; 2013 Qtr 3: 0; 2013 Qtr 4: 0; 2014 Qtr 1: 0; 2014 Qtr 2: 0; 2014 Qtr 3: 0; 2014 Qtr 4: 0; 2015 Qtr 1: 0; 2015 Qtr 2: 0; 2015 Qtr 3: 0; 2015 Qtr 4: 0 | 0
[16 empty] | 0 |  |  | #N/A | [26 empty] | 0% | 0% |  | 0 | 0 | 0 | 0 | 0 | 0 | 0 | 0 | 0 | 0 | 0 | 2013 Qtr 1: 0; 2013 Qtr 2: 0; 2013 Qtr 3: 0; 2013 Qtr 4: 0; 2014 Qtr 1: 0; 2014 Qtr 2: 0; 2014 Qtr 3: 0; 2014 Qtr 4: 0; 2015 Qtr 1: 0; 2015 Qtr 2: 0; 2015 Qtr 3: 0; 2015 Qtr 4: 0 | 0
[16 empty] | 0 |  |  | #N/A | [26 empty] | 0% | 0% |  | 0 | 0 | 0 | 0 | 0 | 0 | 0 | 0 | 0 | 0 | 0 | 2013 Qtr 1: 0; 2013 Qtr 2: 0; 2013 Qtr 3: 0; 2013 Qtr 4: 0; 2014 Qtr 1: 0; 2014 Qtr 2: 0; 2014 Qtr 3: 0; 2014 Qtr 4: 0; 2015 Qtr 1: 0; 2015 Qtr 2: 0; 2015 Qtr 3: 0; 2015 Qtr 4: 0 | 0
[16 empty] | 0 |  |  | #N/A | [26 empty] | 0% | 0% |  | 0 | 0 | 0 | 0 | 0 | 0 | 0 | 0 | 0 | 0 | 0 | 2013 Qtr 1: 0; 2013 Qtr 2: 0; 2013 Qtr 3: 0; 2013 Qtr 4: 0; 2014 Qtr 1: 0; 2014 Qtr 2: 0; 2014 Qtr 3: 0; 2014 Qtr 4: 0; 2015 Qtr 1: 0; 2015 Qtr 2: 0; 2015 Qtr 3: 0; 2015 Qtr 4: 0 | 0
[16 empty] | 0 |  |  | #N/A | [26 empty] | 0% | 0% |  | 0 | 0 | 0 | 0 | 0 | 0 | 0 | 0 | 0 | 0 | 0 | 2013 Qtr 1: 0; 2013 Qtr 2: 0; 2013 Qtr 3: 0; 2013 Qtr 4: 0; 2014 Qtr 1: 0; 2014 Qtr 2: 0; 2014 Qtr 3: 0; 2014 Qtr 4: 0; 2015 Qtr 1: 0; 2015 Qtr 2: 0; 2015 Qtr 3: 0; 2015 Qtr 4: 0 | 0
[16 empty] | 0 |  |  | #N/A | [26 empty] | 0% | 0% |  | 0 | 0 | 0 | 0 | 0 | 0 | 0 | 0 | 0 | 0 | 0 | 2013 Qtr 1: 0; 2013 Qtr 2: 0; 2013 Qtr 3: 0; 2013 Qtr 4: 0; 2014 Qtr 1: 0; 2014 Qtr 2: 0; 2014 Qtr 3: 0; 2014 Qtr 4: 0; 2015 Qtr 1: 0; 2015 Qtr 2: 0; 2015 Qtr 3: 0; 2015 Qtr 4: 0 | 0
[16 empty] | 0 |  |  | #N/A | [26 empty] | 0% | 0% |  | 0 | 0 | 0 | 0 | 0 | 0 | 0 | 0 | 0 | 0 | 0 | 2013 Qtr 1: 0; 2013 Qtr 2: 0; 2013 Qtr 3: 0; 2013 Qtr 4: 0; 2014 Qtr 1: 0; 2014 Qtr 2: 0; 2014 Qtr 3: 0; 2014 Qtr 4: 0; 2015 Qtr 1: 0; 2015 Qtr 2: 0; 2015 Qtr 3: 0; 2015 Qtr 4: 0 | 0
[16 empty] | 0 |  |  | #N/A | [26 empty] | 0% | 0% |  | 0 | 0 | 0 | 0 | 0 | 0 | 0 | 0 | 0 | 0 | 0 | 2013 Qtr 1: 0; 2013 Qtr 2: 0; 2013 Qtr 3: 0; 2013 Qtr 4: 0; 2014 Qtr 1: 0; 2014 Qtr 2: 0; 2014 Qtr 3: 0; 2014 Qtr 4: 0; 2015 Qtr 1: 0; 2015 Qtr 2: 0; 2015 Qtr 3: 0; 2015 Qtr 4: 0 | 0
[16 empty] | 0 |  |  | #N/A | [26 empty] | 0% | 0% |  | 0 | 0 | 0 | 0 | 0 | 0 | 0 | 0 | 0 | 0 | 0 | 2013 Qtr 1: 0; 2013 Qtr 2: 0; 2013 Qtr 3: 0; 2013 Qtr 4: 0; 2014 Qtr 1: 0; 2014 Qtr 2: 0; 2014 Qtr 3: 0; 2014 Qtr 4: 0; 2015 Qtr 1: 0; 2015 Qtr 2: 0; 2015 Qtr 3: 0; 2015 Qtr 4: 0 | 0
[16 empty] | 0 |  |  | #N/A | [26 empty] | 0% | 0% |  | 0 | 0 | 0 | 0 | 0 | 0 | 0 | 0 | 0 | 0 | 0 | 2013 Qtr 1: 0; 2013 Qtr 2: 0; 2013 Qtr 3: 0; 2013 Qtr 4: 0; 2014 Qtr 1: 0; 2014 Qtr 2: 0; 2014 Qtr 3: 0; 2014 Qtr 4: 0; 2015 Qtr 1: 0; 2015 Qtr 2: 0; 2015 Qtr 3: 0; 2015 Qtr 4: 0 | 0
[16 empty] | 0 |  |  | #N/A | [26 empty] | 0% | 0% |  | 0 | 0 | 0 | 0 | 0 | 0 | 0 | 0 | 0 | 0 | 0 | 2013 Qtr 1: 0; 2013 Qtr 2: 0; 2013 Qtr 3: 0; 2013 Qtr 4: 0; 2014 Qtr 1: 0; 2014 Qtr 2: 0; 2014 Qtr 3: 0; 2014 Qtr 4: 0; 2015 Qtr 1: 0; 2015 Qtr 2: 0; 2015 Qtr 3: 0; 2015 Qtr 4: 0 | 0
[16 empty] | 0 |  |  | #N/A | [26 empty] | 0% | 0% |  | 0 | 0 | 0 | 0 | 0 | 0 | 0 | 0 | 0 | 0 | 0 | 2013 Qtr 1: 0; 2013 Qtr 2: 0; 2013 Qtr 3: 0; 2013 Qtr 4: 0; 2014 Qtr 1: 0; 2014 Qtr 2: 0; 2014 Qtr 3: 0; 2014 Qtr 4: 0; 2015 Qtr 1: 0; 2015 Qtr 2: 0; 2015 Qtr 3: 0; 2015 Qtr 4: 0 | 0
[16 empty] | 0 |  |  | #N/A | [26 empty] | 0% | 0% |  | 0 | 0 | 0 | 0 | 0 | 0 | 0 | 0 | 0 | 0 | 0 | 2013 Qtr 1: 0; 2013 Qtr 2: 0; 2013 Qtr 3: 0; 2013 Qtr 4: 0; 2014 Qtr 1: 0; 2014 Qtr 2: 0; 2014 Qtr 3: 0; 2014 Qtr 4: 0; 2015 Qtr 1: 0; 2015 Qtr 2: 0; 2015 Qtr 3: 0; 2015 Qtr 4: 0 | 0
[16 empty] | 0 |  |  | #N/A | [26 empty] | 0% | 0% |  | 0 | 0 | 0 | 0 | 0 | 0 | 0 | 0 | 0 | 0 | 0 | 2013 Qtr 1: 0; 2013 Qtr 2: 0; 2013 Qtr 3: 0; 2013 Qtr 4: 0; 2014 Qtr 1: 0; 2014 Qtr 2: 0; 2014 Qtr 3: 0; 2014 Qtr 4: 0; 2015 Qtr 1: 0; 2015 Qtr 2: 0; 2015 Qtr 3: 0; 2015 Qtr 4: 0 | 0
[16 empty] | 0 |  |  | #N/A | [26 empty] | 0% | 0% |  | 0 | 0 | 0 | 0 | 0 | 0 | 0 | 0 | 0 | 0 | 0 | 2013 Qtr 1: 0; 2013 Qtr 2: 0; 2013 Qtr 3: 0; 2013 Qtr 4: 0; 2014 Qtr 1: 0; 2014 Qtr 2: 0; 2014 Qtr 3: 0; 2014 Qtr 4: 0; 2015 Qtr 1: 0; 2015 Qtr 2: 0; 2015 Qtr 3: 0; 2015 Qtr 4: 0 | 0
[16 empty] | 0 |  |  | #N/A | [26 empty] | 0% | 0% |  | 0 | 0 | 0 | 0 | 0 | 0 | 0 | 0 | 0 | 0 | 0 | 2013 Qtr 1: 0; 2013 Qtr 2: 0; 2013 Qtr 3: 0; 2013 Qtr 4: 0; 2014 Qtr 1: 0; 2014 Qtr 2: 0; 2014 Qtr 3: 0; 2014 Qtr 4: 0; 2015 Qtr 1: 0; 2015 Qtr 2: 0; 2015 Qtr 3: 0; 2015 Qtr 4: 0 | 0
[16 empty] | 0 |  |  | #N/A | [26 empty] | 0% | 0% |  | 0 | 0 | 0 | 0 | 0 | 0 | 0 | 0 | 0 | 0 | 0 | 2013 Qtr 1: 0; 2013 Qtr 2: 0; 2013 Qtr 3: 0; 2013 Qtr 4: 0; 2014 Qtr 1: 0; 2014 Qtr 2: 0; 2014 Qtr 3: 0; 2014 Qtr 4: 0; 2015 Qtr 1: 0; 2015 Qtr 2: 0; 2015 Qtr 3: 0; 2015 Qtr 4: 0 | 0
[16 empty] | 0 |  |  | #N/A | [26 empty] | 0% | 0% |  | 0 | 0 | 0 | 0 | 0 | 0 | 0 | 0 | 0 | 0 | 0 | 2013 Qtr 1: 0; 2013 Qtr 2: 0; 2013 Qtr 3: 0; 2013 Qtr 4: 0; 2014 Qtr 1: 0; 2014 Qtr 2: 0; 2014 Qtr 3: 0; 2014 Qtr 4: 0; 2015 Qtr 1: 0; 2015 Qtr 2: 0; 2015 Qtr 3: 0; 2015 Qtr 4: 0 | 0
[16 empty] | 0 |  |  | #N/A | [26 empty] | 0% | 0% |  | 0 | 0 | 0 | 0 | 0 | 0 | 0 | 0 | 0 | 0 | 0 | 2013 Qtr 1: 0; 2013 Qtr 2: 0; 2013 Qtr 3: 0; 2013 Qtr 4: 0; 2014 Qtr 1: 0; 2014 Qtr 2: 0; 2014 Qtr 3: 0; 2014 Qtr 4: 0; 2015 Qtr 1: 0; 2015 Qtr 2: 0; 2015 Qtr 3: 0; 2015 Qtr 4: 0 | 0
[16 empty] | 0 |  |  | #N/A | [26 empty] | 0% | 0% |  | 0 | 0 | 0 | 0 | 0 | 0 | 0 | 0 | 0 | 0 | 0 | 2013 Qtr 1: 0; 2013 Qtr 2: 0; 2013 Qtr 3: 0; 2013 Qtr 4: 0; 2014 Qtr 1: 0; 2014 Qtr 2: 0; 2014 Qtr 3: 0; 2014 Qtr 4: 0; 2015 Qtr 1: 0; 2015 Qtr 2: 0; 2015 Qtr 3: 0; 2015 Qtr 4: 0 | 0
[16 empty] | 0 |  |  | #N/A | [26 empty] | 0% | 0% |  | 0 | 0 | 0 | 0 | 0 | 0 | 0 | 0 | 0 | 0 | 0 | 2013 Qtr 1: 0; 2013 Qtr 2: 0; 2013 Qtr 3: 0; 2013 Qtr 4: 0; 2014 Qtr 1: 0; 2014 Qtr 2: 0; 2014 Qtr 3: 0; 2014 Qtr 4: 0; 2015 Qtr 1: 0; 2015 Qtr 2: 0; 2015 Qtr 3: 0; 2015 Qtr 4: 0 | 0
[16 empty] | 0 |  |  | #N/A | [26 empty] | 0% | 0% |  | 0 | 0 | 0 | 0 | 0 | 0 | 0 | 0 | 0 | 0 | 0 | 2013 Qtr 1: 0; 2013 Qtr 2: 0; 2013 Qtr 3: 0; 2013 Qtr 4: 0; 2014 Qtr 1: 0; 2014 Qtr 2: 0; 2014 Qtr 3: 0; 2014 Qtr 4: 0; 2015 Qtr 1: 0; 2015 Qtr 2: 0; 2015 Qtr 3: 0; 2015 Qtr 4: 0 | 0
[16 empty] | 0 |  |  | #N/A | [26 empty] | 0% | 0% |  | 0 | 0 | 0 | 0 | 0 | 0 | 0 | 0 | 0 | 0 | 0 | 2013 Qtr 1: 0; 2013 Qtr 2: 0; 2013 Qtr 3: 0; 2013 Qtr 4: 0; 2014 Qtr 1: 0; 2014 Qtr 2: 0; 2014 Qtr 3: 0; 2014 Qtr 4: 0; 2015 Qtr 1: 0; 2015 Qtr 2: 0; 2015 Qtr 3: 0; 2015 Qtr 4: 0 | 0
[16 empty] | 0 |  |  | #N/A | [26 empty] | 0% | 0% |  | 0 | 0 | 0 | 0 | 0 | 0 | 0 | 0 | 0 | 0 | 0 | 2013 Qtr 1: 0; 2013 Qtr 2: 0; 2013 Qtr 3: 0; 2013 Qtr 4: 0; 2014 Qtr 1: 0; 2014 Qtr 2: 0; 2014 Qtr 3: 0; 2014 Qtr 4: 0; 2015 Qtr 1: 0; 2015 Qtr 2: 0; 2015 Qtr 3: 0; 2015 Qtr 4: 0 | 0
[16 empty] | 0 |  |  | #N/A | [26 empty] | 0% | 0% |  | 0 | 0 | 0 | 0 | 0 | 0 | 0 | 0 | 0 | 0 | 0 | 2013 Qtr 1: 0; 2013 Qtr 2: 0; 2013 Qtr 3: 0; 2013 Qtr 4: 0; 2014 Qtr 1: 0; 2014 Qtr 2: 0; 2014 Qtr 3: 0; 2014 Qtr 4: 0; 2015 Qtr 1: 0; 2015 Qtr 2: 0; 2015 Qtr 3: 0; 2015 Qtr 4: 0 | 0
[16 empty] | 0 |  |  | #N/A | [26 empty] | 0% | 0% |  | 0 | 0 | 0 | 0 | 0 | 0 | 0 | 0 | 0 | 0 | 0 | 2013 Qtr 1: 0; 2013 Qtr 2: 0; 2013 Qtr 3: 0; 2013 Qtr 4: 0; 2014 Qtr 1: 0; 2014 Qtr 2: 0; 2014 Qtr 3: 0; 2014 Qtr 4: 0; 2015 Qtr 1: 0; 2015 Qtr 2: 0; 2015 Qtr 3: 0; 2015 Qtr 4: 0 | 0
[16 empty] | 0 |  |  | #N/A | [26 empty] | 0% | 0% |  | 0 | 0 | 0 | 0 | 0 | 0 | 0 | 0 | 0 | 0 | 0 | 2013 Qtr 1: 0; 2013 Qtr 2: 0; 2013 Qtr 3: 0; 2013 Qtr 4: 0; 2014 Qtr 1: 0; 2014 Qtr 2: 0; 2014 Qtr 3: 0; 2014 Qtr 4: 0; 2015 Qtr 1: 0; 2015 Qtr 2: 0; 2015 Qtr 3: 0; 2015 Qtr 4: 0 | 0
[16 empty] | 0 |  |  | #N/A | [26 empty] | 0% | 0% |  | 0 | 0 | 0 | 0 | 0 | 0 | 0 | 0 | 0 | 0 | 0 | 2013 Qtr 1: 0; 2013 Qtr 2: 0; 2013 Qtr 3: 0; 2013 Qtr 4: 0; 2014 Qtr 1: 0; 2014 Qtr 2: 0; 2014 Qtr 3: 0; 2014 Qtr 4: 0; 2015 Qtr 1: 0; 2015 Qtr 2: 0; 2015 Qtr 3: 0; 2015 Qtr 4: 0 | 0
[16 empty] | 0 |  |  | #N/A | [26 empty] | 0% | 0% |  | 0 | 0 | 0 | 0 | 0 | 0 | 0 | 0 | 0 | 0 | 0 | 2013 Qtr 1: 0; 2013 Qtr 2: 0; 2013 Qtr 3: 0; 2013 Qtr 4: 0; 2014 Qtr 1: 0; 2014 Qtr 2: 0; 2014 Qtr 3: 0; 2014 Qtr 4: 0; 2015 Qtr 1: 0; 2015 Qtr 2: 0; 2015 Qtr 3: 0; 2015 Qtr 4: 0 | 0
[16 empty] | 0 |  |  | #N/A | [26 empty] | 0% | 0% |  | 0 | 0 | 0 | 0 | 0 | 0 | 0 | 0 | 0 | 0 | 0 | 2013 Qtr 1: 0; 2013 Qtr 2: 0; 2013 Qtr 3: 0; 2013 Qtr 4: 0; 2014 Qtr 1: 0; 2014 Qtr 2: 0; 2014 Qtr 3: 0; 2014 Qtr 4: 0; 2015 Qtr 1: 0; 2015 Qtr 2: 0; 2015 Qtr 3: 0; 2015 Qtr 4: 0 | 0
[16 empty] | 0 |  |  | #N/A | [26 empty] | 0% | 0% |  | 0 | 0 | 0 | 0 | 0 | 0 | 0 | 0 | 0 | 0 | 0 | 2013 Qtr 1: 0; 2013 Qtr 2: 0; 2013 Qtr 3: 0; 2013 Qtr 4: 0; 2014 Qtr 1: 0; 2014 Qtr 2: 0; 2014 Qtr 3: 0; 2014 Qtr 4: 0; 2015 Qtr 1: 0; 2015 Qtr 2: 0; 2015 Qtr 3: 0; 2015 Qtr 4: 0 | 0
[16 empty] | 0 |  |  | #N/A | [26 empty] | 0% | 0% |  | 0 | 0 | 0 | 0 | 0 | 0 | 0 | 0 | 0 | 0 | 0 | 2013 Qtr 1: 0; 2013 Qtr 2: 0; 2013 Qtr 3: 0; 2013 Qtr 4: 0; 2014 Qtr 1: 0; 2014 Qtr 2: 0; 2014 Qtr 3: 0; 2014 Qtr 4: 0; 2015 Qtr 1: 0; 2015 Qtr 2: 0; 2015 Qtr 3: 0; 2015 Qtr 4: 0 | 0
[16 empty] | 0 |  |  | #N/A | [26 empty] | 0% | 0% |  | 0 | 0 | 0 | 0 | 0 | 0 | 0 | 0 | 0 | 0 | 0 | 2013 Qtr 1: 0; 2013 Qtr 2: 0; 2013 Qtr 3: 0; 2013 Qtr 4: 0; 2014 Qtr 1: 0; 2014 Qtr 2: 0; 2014 Qtr 3: 0; 2014 Qtr 4: 0; 2015 Qtr 1: 0; 2015 Qtr 2: 0; 2015 Qtr 3: 0; 2015 Qtr 4: 0 | 0
[16 empty] | 0 |  |  | #N/A | [26 empty] | 0% | 0% |  | 0 | 0 | 0 | 0 | 0 | 0 | 0 | 0 | 0 | 0 | 0 | 2013 Qtr 1: 0; 2013 Qtr 2: 0; 2013 Qtr 3: 0; 2013 Qtr 4: 0; 2014 Qtr 1: 0; 2014 Qtr 2: 0; 2014 Qtr 3: 0; 2014 Qtr 4: 0; 2015 Qtr 1: 0; 2015 Qtr 2: 0; 2015 Qtr 3: 0; 2015 Qtr 4: 0 | 0
[16 empty] | 0 |  |  | #N/A | [26 empty] | 0% | 0% |  | 0 | 0 | 0 | 0 | 0 | 0 | 0 | 0 | 0 | 0 | 0 | 2013 Qtr 1: 0; 2013 Qtr 2: 0; 2013 Qtr 3: 0; 2013 Qtr 4: 0; 2014 Qtr 1: 0; 2014 Qtr 2: 0; 2014 Qtr 3: 0; 2014 Qtr 4: 0; 2015 Qtr 1: 0; 2015 Qtr 2: 0; 2015 Qtr 3: 0; 2015 Qtr 4: 0 | 0
[16 empty] | 0 |  |  | #N/A | [26 empty] | 0% | 0% |  | 0 | 0 | 0 | 0 | 0 | 0 | 0 | 0 | 0 | 0 | 0 | 2013 Qtr 1: 0; 2013 Qtr 2: 0; 2013 Qtr 3: 0; 2013 Qtr 4: 0; 2014 Qtr 1: 0; 2014 Qtr 2: 0; 2014 Qtr 3: 0; 2014 Qtr 4: 0; 2015 Qtr 1: 0; 2015 Qtr 2: 0; 2015 Qtr 3: 0; 2015 Qtr 4: 0 | 0
[16 empty] | 0 |  |  | #N/A | [26 empty] | 0% | 0% |  | 0 | 0 | 0 | 0 | 0 | 0 | 0 | 0 | 0 | 0 | 0 | 2013 Qtr 1: 0; 2013 Qtr 2: 0; 2013 Qtr 3: 0; 2013 Qtr 4: 0; 2014 Qtr 1: 0; 2014 Qtr 2: 0; 2014 Qtr 3: 0; 2014 Qtr 4: 0; 2015 Qtr 1: 0; 2015 Qtr 2: 0; 2015 Qtr 3: 0; 2015 Qtr 4: 0 | 0
[16 empty] | 0 |  |  | #N/A | [26 empty] | 0% | 0% |  | 0 | 0 | 0 | 0 | 0 | 0 | 0 | 0 | 0 | 0 | 0 | 2013 Qtr 1: 0; 2013 Qtr 2: 0; 2013 Qtr 3: 0; 2013 Qtr 4: 0; 2014 Qtr 1: 0; 2014 Qtr 2: 0; 2014 Qtr 3: 0; 2014 Qtr 4: 0; 2015 Qtr 1: 0; 2015 Qtr 2: 0; 2015 Qtr 3: 0; 2015 Qtr 4: 0 | 0
[16 empty] | 0 |  |  | #N/A | [26 empty] | 0% | 0% |  | 0 | 0 | 0 | 0 | 0 | 0 | 0 | 0 | 0 | 0 | 0 | 2013 Qtr 1: 0; 2013 Qtr 2: 0; 2013 Qtr 3: 0; 2013 Qtr 4: 0; 2014 Qtr 1: 0; 2014 Qtr 2: 0; 2014 Qtr 3: 0; 2014 Qtr 4: 0; 2015 Qtr 1: 0; 2015 Qtr 2: 0; 2015 Qtr 3: 0; 2015 Qtr 4: 0 | 0
[16 empty] | 0 |  |  | #N/A | [26 empty] | 0% | 0% |  | 0 | 0 | 0 | 0 | 0 | 0 | 0 | 0 | 0 | 0 | 0 | 2013 Qtr 1: 0; 2013 Qtr 2: 0; 2013 Qtr 3: 0; 2013 Qtr 4: 0; 2014 Qtr 1: 0; 2014 Qtr 2: 0; 2014 Qtr 3: 0; 2014 Qtr 4: 0; 2015 Qtr 1: 0; 2015 Qtr 2: 0; 2015 Qtr 3: 0; 2015 Qtr 4: 0 | 0
[16 empty] | 0 |  |  | #N/A | [26 empty] | 0% | 0% |  | 0 | 0 | 0 | 0 | 0 | 0 | 0 | 0 | 0 | 0 | 0 | 2013 Qtr 1: 0; 2013 Qtr 2: 0; 2013 Qtr 3: 0; 2013 Qtr 4: 0; 2014 Qtr 1: 0; 2014 Qtr 2: 0; 2014 Qtr 3: 0; 2014 Qtr 4: 0; 2015 Qtr 1: 0; 2015 Qtr 2: 0; 2015 Qtr 3: 0; 2015 Qtr 4: 0 | 0
[16 empty] | 0 |  |  | #N/A | [26 empty] | 0% | 0% |  | 0 | 0 | 0 | 0 | 0 | 0 | 0 | 0 | 0 | 0 | 0 | 2013 Qtr 1: 0; 2013 Qtr 2: 0; 2013 Qtr 3: 0; 2013 Qtr 4: 0; 2014 Qtr 1: 0; 2014 Qtr 2: 0; 2014 Qtr 3: 0; 2014 Qtr 4: 0; 2015 Qtr 1: 0; 2015 Qtr 2: 0; 2015 Qtr 3: 0; 2015 Qtr 4: 0 | 0
[16 empty] | 0 |  |  | #N/A | [26 empty] | 0% | 0% |  | 0 | 0 | 0 | 0 | 0 | 0 | 0 | 0 | 0 | 0 | 0 | 2013 Qtr 1: 0; 2013 Qtr 2: 0; 2013 Qtr 3: 0; 2013 Qtr 4: 0; 2014 Qtr 1: 0; 2014 Qtr 2: 0; 2014 Qtr 3: 0; 2014 Qtr 4: 0; 2015 Qtr 1: 0; 2015 Qtr 2: 0; 2015 Qtr 3: 0; 2015 Qtr 4: 0 | 0
[16 empty] | 0 |  |  | #N/A | [26 empty] | 0% | 0% |  | 0 | 0 | 0 | 0 | 0 | 0 | 0 | 0 | 0 | 0 | 0 | 2013 Qtr 1: 0; 2013 Qtr 2: 0; 2013 Qtr 3: 0; 2013 Qtr 4: 0; 2014 Qtr 1: 0; 2014 Qtr 2: 0; 2014 Qtr 3: 0; 2014 Qtr 4: 0; 2015 Qtr 1: 0; 2015 Qtr 2: 0; 2015 Qtr 3: 0; 2015 Qtr 4: 0 | 0
[16 empty] | 0 |  |  | #N/A | [26 empty] | 0% | 0% |  | 0 | 0 | 0 | 0 | 0 | 0 | 0 | 0 | 0 | 0 | 0 | 2013 Qtr 1: 0; 2013 Qtr 2: 0; 2013 Qtr 3: 0; 2013 Qtr 4: 0; 2014 Qtr 1: 0; 2014 Qtr 2: 0; 2014 Qtr 3: 0; 2014 Qtr 4: 0; 2015 Qtr 1: 0; 2015 Qtr 2: 0; 2015 Qtr 3: 0; 2015 Qtr 4: 0 | 0
[16 empty] | 0 |  |  | #N/A | [26 empty] | 0% | 0% |  | 0 | 0 | 0 | 0 | 0 | 0 | 0 | 0 | 0 | 0 | 0 | 2013 Qtr 1: 0; 2013 Qtr 2: 0; 2013 Qtr 3: 0; 2013 Qtr 4: 0; 2014 Qtr 1: 0; 2014 Qtr 2: 0; 2014 Qtr 3: 0; 2014 Qtr 4: 0; 2015 Qtr 1: 0; 2015 Qtr 2: 0; 2015 Qtr 3: 0; 2015 Qtr 4: 0 | 0
[16 empty] | 0 |  |  | #N/A | [26 empty] | 0% | 0% |  | 0 | 0 | 0 | 0 | 0 | 0 | 0 | 0 | 0 | 0 | 0 | 2013 Qtr 1: 0; 2013 Qtr 2: 0; 2013 Qtr 3: 0; 2013 Qtr 4: 0; 2014 Qtr 1: 0; 2014 Qtr 2: 0; 2014 Qtr 3: 0; 2014 Qtr 4: 0; 2015 Qtr 1: 0; 2015 Qtr 2: 0; 2015 Qtr 3: 0; 2015 Qtr 4: 0 | 0
[16 empty] | 0 |  |  | #N/A | [26 empty] | 0% | 0% |  | 0 | 0 | 0 | 0 | 0 | 0 | 0 | 0 | 0 | 0 | 0 | 2013 Qtr 1: 0; 2013 Qtr 2: 0; 2013 Qtr 3: 0; 2013 Qtr 4: 0; 2014 Qtr 1: 0; 2014 Qtr 2: 0; 2014 Qtr 3: 0; 2014 Qtr 4: 0; 2015 Qtr 1: 0; 2015 Qtr 2: 0; 2015 Qtr 3: 0; 2015 Qtr 4: 0 | 0
[16 empty] | 0 |  |  | #N/A | [26 empty] | 0% | 0% |  | 0 | 0 | 0 | 0 | 0 | 0 | 0 | 0 | 0 | 0 | 0 | 2013 Qtr 1: 0; 2013 Qtr 2: 0; 2013 Qtr 3: 0; 2013 Qtr 4: 0; 2014 Qtr 1: 0; 2014 Qtr 2: 0; 2014 Qtr 3: 0; 2014 Qtr 4: 0; 2015 Qtr 1: 0; 2015 Qtr 2: 0; 2015 Qtr 3: 0; 2015 Qtr 4: 0 | 0
[16 empty] | 0 |  |  | #N/A | [26 empty] | 0% | 0% |  | 0 | 0 | 0 | 0 | 0 | 0 | 0 | 0 | 0 | 0 | 0 | 2013 Qtr 1: 0; 2013 Qtr 2: 0; 2013 Qtr 3: 0; 2013 Qtr 4: 0; 2014 Qtr 1: 0; 2014 Qtr 2: 0; 2014 Qtr 3: 0; 2014 Qtr 4: 0; 2015 Qtr 1: 0; 2015 Qtr 2: 0; 2015 Qtr 3: 0; 2015 Qtr 4: 0 | 0
[16 empty] | 0 |  |  | #N/A | [26 empty] | 0% | 0% |  | 0 | 0 | 0 | 0 | 0 | 0 | 0 | 0 | 0 | 0 | 0 | 2013 Qtr 1: 0; 2013 Qtr 2: 0; 2013 Qtr 3: 0; 2013 Qtr 4: 0; 2014 Qtr 1: 0; 2014 Qtr 2: 0; 2014 Qtr 3: 0; 2014 Qtr 4: 0; 2015 Qtr 1: 0; 2015 Qtr 2: 0; 2015 Qtr 3: 0; 2015 Qtr 4: 0 | 0
[16 empty] | 0 |  |  | #N/A | [26 empty] | 0% | 0% |  | 0 | 0 | 0 | 0 | 0 | 0 | 0 | 0 | 0 | 0 | 0 | 2013 Qtr 1: 0; 2013 Qtr 2: 0; 2013 Qtr 3: 0; 2013 Qtr 4: 0; 2014 Qtr 1: 0; 2014 Qtr 2: 0; 2014 Qtr 3: 0; 2014 Qtr 4: 0; 2015 Qtr 1: 0; 2015 Qtr 2: 0; 2015 Qtr 3: 0; 2015 Qtr 4: 0 | 0
[16 empty] | 0 |  |  | #N/A | [26 empty] | 0% | 0% |  | 0 | 0 | 0 | 0 | 0 | 0 | 0 | 0 | 0 | 0 | 0 | 2013 Qtr 1: 0; 2013 Qtr 2: 0; 2013 Qtr 3: 0; 2013 Qtr 4: 0; 2014 Qtr 1: 0; 2014 Qtr 2: 0; 2014 Qtr 3: 0; 2014 Qtr 4: 0; 2015 Qtr 1: 0; 2015 Qtr 2: 0; 2015 Qtr 3: 0; 2015 Qtr 4: 0 | 0
[16 empty] | 0 |  |  | #N/A | [26 empty] | 0% | 0% |  | 0 | 0 | 0 | 0 | 0 | 0 | 0 | 0 | 0 | 0 | 0 | 2013 Qtr 1: 0; 2013 Qtr 2: 0; 2013 Qtr 3: 0; 2013 Qtr 4: 0; 2014 Qtr 1: 0; 2014 Qtr 2: 0; 2014 Qtr 3: 0; 2014 Qtr 4: 0; 2015 Qtr 1: 0; 2015 Qtr 2: 0; 2015 Qtr 3: 0; 2015 Qtr 4: 0 | 0
[16 empty] | 0 |  |  | #N/A | [26 empty] | 0% | 0% |  | 0 | 0 | 0 | 0 | 0 | 0 | 0 | 0 | 0 | 0 | 0 | 2013 Qtr 1: 0; 2013 Qtr 2: 0; 2013 Qtr 3: 0; 2013 Qtr 4: 0; 2014 Qtr 1: 0; 2014 Qtr 2: 0; 2014 Qtr 3: 0; 2014 Qtr 4: 0; 2015 Qtr 1: 0; 2015 Qtr 2: 0; 2015 Qtr 3: 0; 2015 Qtr 4: 0 | 0
[16 empty] | 0 |  |  | #N/A | [26 empty] | 0% | 0% |  | 0 | 0 | 0 | 0 | 0 | 0 | 0 | 0 | 0 | 0 | 0 | 2013 Qtr 1: 0; 2013 Qtr 2: 0; 2013 Qtr 3: 0; 2013 Qtr 4: 0; 2014 Qtr 1: 0; 2014 Qtr 2: 0; 2014 Qtr 3: 0; 2014 Qtr 4: 0; 2015 Qtr 1: 0; 2015 Qtr 2: 0; 2015 Qtr 3: 0; 2015 Qtr 4: 0 | 0
[16 empty] | 0 |  |  | #N/A | [26 empty] | 0% | 0% |  | 0 | 0 | 0 | 0 | 0 | 0 | 0 | 0 | 0 | 0 | 0 | 2013 Qtr 1: 0; 2013 Qtr 2: 0; 2013 Qtr 3: 0; 2013 Qtr 4: 0; 2014 Qtr 1: 0; 2014 Qtr 2: 0; 2014 Qtr 3: 0; 2014 Qtr 4: 0; 2015 Qtr 1: 0; 2015 Qtr 2: 0; 2015 Qtr 3: 0; 2015 Qtr 4: 0 | 0
[16 empty] | 0 |  |  | #N/A | [26 empty] | 0% | 0% |  | 0 | 0 | 0 | 0 | 0 | 0 | 0 | 0 | 0 | 0 | 0 | 2013 Qtr 1: 0; 2013 Qtr 2: 0; 2013 Qtr 3: 0; 2013 Qtr 4: 0; 2014 Qtr 1: 0; 2014 Qtr 2: 0; 2014 Qtr 3: 0; 2014 Qtr 4: 0; 2015 Qtr 1: 0; 2015 Qtr 2: 0; 2015 Qtr 3: 0; 2015 Qtr 4: 0 | 0
[16 empty] | 0 |  |  | #N/A | [26 empty] | 0% | 0% |  | 0 | 0 | 0 | 0 | 0 | 0 | 0 | 0 | 0 | 0 | 0 | 2013 Qtr 1: 0; 2013 Qtr 2: 0; 2013 Qtr 3: 0; 2013 Qtr 4: 0; 2014 Qtr 1: 0; 2014 Qtr 2: 0; 2014 Qtr 3: 0; 2014 Qtr 4: 0; 2015 Qtr 1: 0; 2015 Qtr 2: 0; 2015 Qtr 3: 0; 2015 Qtr 4: 0 | 0
[16 empty] | 0 |  |  | #N/A | [26 empty] | 0% | 0% |  | 0 | 0 | 0 | 0 | 0 | 0 | 0 | 0 | 0 | 0 | 0 | 2013 Qtr 1: 0; 2013 Qtr 2: 0; 2013 Qtr 3: 0; 2013 Qtr 4: 0; 2014 Qtr 1: 0; 2014 Qtr 2: 0; 2014 Qtr 3: 0; 2014 Qtr 4: 0; 2015 Qtr 1: 0; 2015 Qtr 2: 0; 2015 Qtr 3: 0; 2015 Qtr 4: 0 | 0
[16 empty] | 0 |  |  | #N/A | [26 empty] | 0% | 0% |  | 0 | 0 | 0 | 0 | 0 | 0 | 0 | 0 | 0 | 0 | 0 | 2013 Qtr 1: 0; 2013 Qtr 2: 0; 2013 Qtr 3: 0; 2013 Qtr 4: 0; 2014 Qtr 1: 0; 2014 Qtr 2: 0; 2014 Qtr 3: 0; 2014 Qtr 4: 0; 2015 Qtr 1: 0; 2015 Qtr 2: 0; 2015 Qtr 3: 0; 2015 Qtr 4: 0 | 0
[16 empty] | 0 |  |  | #N/A | [26 empty] | 0% | 0% |  | 0 | 0 | 0 | 0 | 0 | 0 | 0 | 0 | 0 | 0 | 0 | 2013 Qtr 1: 0; 2013 Qtr 2: 0; 2013 Qtr 3: 0; 2013 Qtr 4: 0; 2014 Qtr 1: 0; 2014 Qtr 2: 0; 2014 Qtr 3: 0; 2014 Qtr 4: 0; 2015 Qtr 1: 0; 2015 Qtr 2: 0; 2015 Qtr 3: 0; 2015 Qtr 4: 0 | 0
[16 empty] | 0 |  |  | #N/A | [26 empty] | 0% | 0% |  | 0 | 0 | 0 | 0 | 0 | 0 | 0 | 0 | 0 | 0 | 0 | 2013 Qtr 1: 0; 2013 Qtr 2: 0; 2013 Qtr 3: 0; 2013 Qtr 4: 0; 2014 Qtr 1: 0; 2014 Qtr 2: 0; 2014 Qtr 3: 0; 2014 Qtr 4: 0; 2015 Qtr 1: 0; 2015 Qtr 2: 0; 2015 Qtr 3: 0; 2015 Qtr 4: 0 | 0
[16 empty] | 0 |  |  | #N/A | [26 empty] | 0% | 0% |  | 0 | 0 | 0 | 0 | 0 | 0 | 0 | 0 | 0 | 0 | 0 | 2013 Qtr 1: 0; 2013 Qtr 2: 0; 2013 Qtr 3: 0; 2013 Qtr 4: 0; 2014 Qtr 1: 0; 2014 Qtr 2: 0; 2014 Qtr 3: 0; 2014 Qtr 4: 0; 2015 Qtr 1: 0; 2015 Qtr 2: 0; 2015 Qtr 3: 0; 2015 Qtr 4: 0 | 0
[16 empty] | 0 |  |  | #N/A | [26 empty] | 0% | 0% |  | 0 | 0 | 0 | 0 | 0 | 0 | 0 | 0 | 0 | 0 | 0 | 2013 Qtr 1: 0; 2013 Qtr 2: 0; 2013 Qtr 3: 0; 2013 Qtr 4: 0; 2014 Qtr 1: 0; 2014 Qtr 2: 0; 2014 Qtr 3: 0; 2014 Qtr 4: 0; 2015 Qtr 1: 0; 2015 Qtr 2: 0; 2015 Qtr 3: 0; 2015 Qtr 4: 0 | 0
[16 empty] | 0 |  |  | #N/A | [26 empty] | 0% | 0% |  | 0 | 0 | 0 | 0 | 0 | 0 | 0 | 0 | 0 | 0 | 0 | 2013 Qtr 1: 0; 2013 Qtr 2: 0; 2013 Qtr 3: 0; 2013 Qtr 4: 0; 2014 Qtr 1: 0; 2014 Qtr 2: 0; 2014 Qtr 3: 0; 2014 Qtr 4: 0; 2015 Qtr 1: 0; 2015 Qtr 2: 0; 2015 Qtr 3: 0; 2015 Qtr 4: 0 | 0
[16 empty] | 0 |  |  | #N/A | [26 empty] | 0% | 0% |  | 0 | 0 | 0 | 0 | 0 | 0 | 0 | 0 | 0 | 0 | 0 | 2013 Qtr 1: 0; 2013 Qtr 2: 0; 2013 Qtr 3: 0; 2013 Qtr 4: 0; 2014 Qtr 1: 0; 2014 Qtr 2: 0; 2014 Qtr 3: 0; 2014 Qtr 4: 0; 2015 Qtr 1: 0; 2015 Qtr 2: 0; 2015 Qtr 3: 0; 2015 Qtr 4: 0 | 0
[16 empty] | 0 |  |  | #N/A | [26 empty] | 0% | 0% |  | 0 | 0 | 0 | 0 | 0 | 0 | 0 | 0 | 0 | 0 | 0 | 2013 Qtr 1: 0; 2013 Qtr 2: 0; 2013 Qtr 3: 0; 2013 Qtr 4: 0; 2014 Qtr 1: 0; 2014 Qtr 2: 0; 2014 Qtr 3: 0; 2014 Qtr 4: 0; 2015 Qtr 1: 0; 2015 Qtr 2: 0; 2015 Qtr 3: 0; 2015 Qtr 4: 0 | 0
[16 empty] | 0 |  |  | #N/A | [26 empty] | 0% | 0% |  | 0 | 0 | 0 | 0 | 0 | 0 | 0 | 0 | 0 | 0 | 0 | 2013 Qtr 1: 0; 2013 Qtr 2: 0; 2013 Qtr 3: 0; 2013 Qtr 4: 0; 2014 Qtr 1: 0; 2014 Qtr 2: 0; 2014 Qtr 3: 0; 2014 Qtr 4: 0; 2015 Qtr 1: 0; 2015 Qtr 2: 0; 2015 Qtr 3: 0; 2015 Qtr 4: 0 | 0
[16 empty] | 0 |  |  | #N/A | [26 empty] | 0% | 0% |  | 0 | 0 | 0 | 0 | 0 | 0 | 0 | 0 | 0 | 0 | 0 | 2013 Qtr 1: 0; 2013 Qtr 2: 0; 2013 Qtr 3: 0; 2013 Qtr 4: 0; 2014 Qtr 1: 0; 2014 Qtr 2: 0; 2014 Qtr 3: 0; 2014 Qtr 4: 0; 2015 Qtr 1: 0; 2015 Qtr 2: 0; 2015 Qtr 3: 0; 2015 Qtr 4: 0 | 0
[16 empty] | 0 |  |  | #N/A | [26 empty] | 0% | 0% |  | 0 | 0 | 0 | 0 | 0 | 0 | 0 | 0 | 0 | 0 | 0 | 2013 Qtr 1: 0; 2013 Qtr 2: 0; 2013 Qtr 3: 0; 2013 Qtr 4: 0; 2014 Qtr 1: 0; 2014 Qtr 2: 0; 2014 Qtr 3: 0; 2014 Qtr 4: 0; 2015 Qtr 1: 0; 2015 Qtr 2: 0; 2015 Qtr 3: 0; 2015 Qtr 4: 0 | 0
[16 empty] | 0 |  |  | #N/A | [26 empty] | 0% | 0% |  | 0 | 0 | 0 | 0 | 0 | 0 | 0 | 0 | 0 | 0 | 0 | 2013 Qtr 1: 0; 2013 Qtr 2: 0; 2013 Qtr 3: 0; 2013 Qtr 4: 0; 2014 Qtr 1: 0; 2014 Qtr 2: 0; 2014 Qtr 3: 0; 2014 Qtr 4: 0; 2015 Qtr 1: 0; 2015 Qtr 2: 0; 2015 Qtr 3: 0; 2015 Qtr 4: 0 | 0
[16 empty] | 0 |  |  | #N/A | [26 empty] | 0% | 0% |  | 0 | 0 | 0 | 0 | 0 | 0 | 0 | 0 | 0 | 0 | 0 | 2013 Qtr 1: 0; 2013 Qtr 2: 0; 2013 Qtr 3: 0; 2013 Qtr 4: 0; 2014 Qtr 1: 0; 2014 Qtr 2: 0; 2014 Qtr 3: 0; 2014 Qtr 4: 0; 2015 Qtr 1: 0; 2015 Qtr 2: 0; 2015 Qtr 3: 0; 2015 Qtr 4: 0 | 0
[16 empty] | 0 |  |  | #N/A | [26 empty] | 0% | 0% |  | 0 | 0 | 0 | 0 | 0 | 0 | 0 | 0 | 0 | 0 | 0 | 2013 Qtr 1: 0; 2013 Qtr 2: 0; 2013 Qtr 3: 0; 2013 Qtr 4: 0; 2014 Qtr 1: 0; 2014 Qtr 2: 0; 2014 Qtr 3: 0; 2014 Qtr 4: 0; 2015 Qtr 1: 0; 2015 Qtr 2: 0; 2015 Qtr 3: 0; 2015 Qtr 4: 0 | 0
[16 empty] | 0 |  |  | #N/A | [26 empty] | 0% | 0% |  | 0 | 0 | 0 | 0 | 0 | 0 | 0 | 0 | 0 | 0 | 0 | 2013 Qtr 1: 0; 2013 Qtr 2: 0; 2013 Qtr 3: 0; 2013 Qtr 4: 0; 2014 Qtr 1: 0; 2014 Qtr 2: 0; 2014 Qtr 3: 0; 2014 Qtr 4: 0; 2015 Qtr 1: 0; 2015 Qtr 2: 0; 2015 Qtr 3: 0; 2015 Qtr 4: 0 | 0
[16 empty] | 0 |  |  | #N/A | [26 empty] | 0% | 0% |  | 0 | 0 | 0 | 0 | 0 | 0 | 0 | 0 | 0 | 0 | 0 | 2013 Qtr 1: 0; 2013 Qtr 2: 0; 2013 Qtr 3: 0; 2013 Qtr 4: 0; 2014 Qtr 1: 0; 2014 Qtr 2: 0; 2014 Qtr 3: 0; 2014 Qtr 4: 0; 2015 Qtr 1: 0; 2015 Qtr 2: 0; 2015 Qtr 3: 0; 2015 Qtr 4: 0 | 0
[16 empty] | 0 |  |  | #N/A | [26 empty] | 0% | 0% |  | 0 | 0 | 0 | 0 | 0 | 0 | 0 | 0 | 0 | 0 | 0 | 2013 Qtr 1: 0; 2013 Qtr 2: 0; 2013 Qtr 3: 0; 2013 Qtr 4: 0; 2014 Qtr 1: 0; 2014 Qtr 2: 0; 2014 Qtr 3: 0; 2014 Qtr 4: 0; 2015 Qtr 1: 0; 2015 Qtr 2: 0; 2015 Qtr 3: 0; 2015 Qtr 4: 0 | 0
[16 empty] | 0 |  |  | #N/A | [26 empty] | 0% | 0% |  | 0 | 0 | 0 | 0 | 0 | 0 | 0 | 0 | 0 | 0 | 0 | 2013 Qtr 1: 0; 2013 Qtr 2: 0; 2013 Qtr 3: 0; 2013 Qtr 4: 0; 2014 Qtr 1: 0; 2014 Qtr 2: 0; 2014 Qtr 3: 0; 2014 Qtr 4: 0; 2015 Qtr 1: 0; 2015 Qtr 2: 0; 2015 Qtr 3: 0; 2015 Qtr 4: 0 | 0
[16 empty] | 0 |  |  | #N/A | [26 empty] | 0% | 0% |  | 0 | 0 | 0 | 0 | 0 | 0 | 0 | 0 | 0 | 0 | 0 | 2013 Qtr 1: 0; 2013 Qtr 2: 0; 2013 Qtr 3: 0; 2013 Qtr 4: 0; 2014 Qtr 1: 0; 2014 Qtr 2: 0; 2014 Qtr 3: 0; 2014 Qtr 4: 0; 2015 Qtr 1: 0; 2015 Qtr 2: 0; 2015 Qtr 3: 0; 2015 Qtr 4: 0 | 0
[16 empty] | 0 |  |  | #N/A | [26 empty] | 0% | 0% |  | 0 | 0 | 0 | 0 | 0 | 0 | 0 | 0 | 0 | 0 | 0 | 2013 Qtr 1: 0; 2013 Qtr 2: 0; 2013 Qtr 3: 0; 2013 Qtr 4: 0; 2014 Qtr 1: 0; 2014 Qtr 2: 0; 2014 Qtr 3: 0; 2014 Qtr 4: 0; 2015 Qtr 1: 0; 2015 Qtr 2: 0; 2015 Qtr 3: 0; 2015 Qtr 4: 0 | 0
[16 empty] | 0 |  |  | #N/A | [26 empty] | 0% | 0% |  | 0 | 0 | 0 | 0 | 0 | 0 | 0 | 0 | 0 | 0 | 0 | 2013 Qtr 1: 0; 2013 Qtr 2: 0; 2013 Qtr 3: 0; 2013 Qtr 4: 0; 2014 Qtr 1: 0; 2014 Qtr 2: 0; 2014 Qtr 3: 0; 2014 Qtr 4: 0; 2015 Qtr 1: 0; 2015 Qtr 2: 0; 2015 Qtr 3: 0; 2015 Qtr 4: 0 | 0
[16 empty] | 0 |  |  | #N/A | [26 empty] | 0% | 0% |  | 0 | 0 | 0 | 0 | 0 | 0 | 0 | 0 | 0 | 0 | 0 | 2013 Qtr 1: 0; 2013 Qtr 2: 0; 2013 Qtr 3: 0; 2013 Qtr 4: 0; 2014 Qtr 1: 0; 2014 Qtr 2: 0; 2014 Qtr 3: 0; 2014 Qtr 4: 0; 2015 Qtr 1: 0; 2015 Qtr 2: 0; 2015 Qtr 3: 0; 2015 Qtr 4: 0 | 0
[16 empty] | 0 |  |  | #N/A | [26 empty] | 0% | 0% |  | 0 | 0 | 0 | 0 | 0 | 0 | 0 | 0 | 0 | 0 | 0 | 2013 Qtr 1: 0; 2013 Qtr 2: 0; 2013 Qtr 3: 0; 2013 Qtr 4: 0; 2014 Qtr 1: 0; 2014 Qtr 2: 0; 2014 Qtr 3: 0; 2014 Qtr 4: 0; 2015 Qtr 1: 0; 2015 Qtr 2: 0; 2015 Qtr 3: 0; 2015 Qtr 4: 0 | 0
[16 empty] | 0 |  |  | #N/A | [26 empty] | 0% | 0% |  | 0 | 0 | 0 | 0 | 0 | 0 | 0 | 0 | 0 | 0 | 0 | 2013 Qtr 1: 0; 2013 Qtr 2: 0; 2013 Qtr 3: 0; 2013 Qtr 4: 0; 2014 Qtr 1: 0; 2014 Qtr 2: 0; 2014 Qtr 3: 0; 2014 Qtr 4: 0; 2015 Qtr 1: 0; 2015 Qtr 2: 0; 2015 Qtr 3: 0; 2015 Qtr 4: 0 | 0
[16 empty] | 0 |  |  | #N/A | [26 empty] | 0% | 0% |  | 0 | 0 | 0 | 0 | 0 | 0 | 0 | 0 | 0 | 0 | 0 | 2013 Qtr 1: 0; 2013 Qtr 2: 0; 2013 Qtr 3: 0; 2013 Qtr 4: 0; 2014 Qtr 1: 0; 2014 Qtr 2: 0; 2014 Qtr 3: 0; 2014 Qtr 4: 0; 2015 Qtr 1: 0; 2015 Qtr 2: 0; 2015 Qtr 3: 0; 2015 Qtr 4: 0 | 0
[16 empty] | 0 |  |  | #N/A | [26 empty] | 0% | 0% |  | 0 | 0 | 0 | 0 | 0 | 0 | 0 | 0 | 0 | 0 | 0 | 2013 Qtr 1: 0; 2013 Qtr 2: 0; 2013 Qtr 3: 0; 2013 Qtr 4: 0; 2014 Qtr 1: 0; 2014 Qtr 2: 0; 2014 Qtr 3: 0; 2014 Qtr 4: 0; 2015 Qtr 1: 0; 2015 Qtr 2: 0; 2015 Qtr 3: 0; 2015 Qtr 4: 0 | 0
[16 empty] | 0 |  |  | #N/A | [26 empty] | 0% | 0% |  | 0 | 0 | 0 | 0 | 0 | 0 | 0 | 0 | 0 | 0 | 0 | 2013 Qtr 1: 0; 2013 Qtr 2: 0; 2013 Qtr 3: 0; 2013 Qtr 4: 0; 2014 Qtr 1: 0; 2014 Qtr 2: 0; 2014 Qtr 3: 0; 2014 Qtr 4: 0; 2015 Qtr 1: 0; 2015 Qtr 2: 0; 2015 Qtr 3: 0; 2015 Qtr 4: 0 | 0
[16 empty] | 0 |  |  | #N/A | [26 empty] | 0% | 0% |  | 0 | 0 | 0 | 0 | 0 | 0 | 0 | 0 | 0 | 0 | 0 | 2013 Qtr 1: 0; 2013 Qtr 2: 0; 2013 Qtr 3: 0; 2013 Qtr 4: 0; 2014 Qtr 1: 0; 2014 Qtr 2: 0; 2014 Qtr 3: 0; 2014 Qtr 4: 0; 2015 Qtr 1: 0; 2015 Qtr 2: 0; 2015 Qtr 3: 0; 2015 Qtr 4: 0 | 0
[16 empty] | 0 |  |  | #N/A | [26 empty] | 0% | 0% |  | 0 | 0 | 0 | 0 | 0 | 0 | 0 | 0 | 0 | 0 | 0 | 2013 Qtr 1: 0; 2013 Qtr 2: 0; 2013 Qtr 3: 0; 2013 Qtr 4: 0; 2014 Qtr 1: 0; 2014 Qtr 2: 0; 2014 Qtr 3: 0; 2014 Qtr 4: 0; 2015 Qtr 1: 0; 2015 Qtr 2: 0; 2015 Qtr 3: 0; 2015 Qtr 4: 0 | 0
[16 empty] | 0 |  |  | #N/A | [26 empty] | 0% | 0% |  | 0 | 0 | 0 | 0 | 0 | 0 | 0 | 0 | 0 | 0 | 0 | 2013 Qtr 1: 0; 2013 Qtr 2: 0; 2013 Qtr 3: 0; 2013 Qtr 4: 0; 2014 Qtr 1: 0; 2014 Qtr 2: 0; 2014 Qtr 3: 0; 2014 Qtr 4: 0; 2015 Qtr 1: 0; 2015 Qtr 2: 0; 2015 Qtr 3: 0; 2015 Qtr 4: 0 | 0
[16 empty] | 0 |  |  | #N/A | [26 empty] | 0% | 0% |  | 0 | 0 | 0 | 0 | 0 | 0 | 0 | 0 | 0 | 0 | 0 | 2013 Qtr 1: 0; 2013 Qtr 2: 0; 2013 Qtr 3: 0; 2013 Qtr 4: 0; 2014 Qtr 1: 0; 2014 Qtr 2: 0; 2014 Qtr 3: 0; 2014 Qtr 4: 0; 2015 Qtr 1: 0; 2015 Qtr 2: 0; 2015 Qtr 3: 0; 2015 Qtr 4: 0 | 0
[16 empty] | 0 |  |  | #N/A | [26 empty] | 0% | 0% |  | 0 | 0 | 0 | 0 | 0 | 0 | 0 | 0 | 0 | 0 | 0 | 2013 Qtr 1: 0; 2013 Qtr 2: 0; 2013 Qtr 3: 0; 2013 Qtr 4: 0; 2014 Qtr 1: 0; 2014 Qtr 2: 0; 2014 Qtr 3: 0; 2014 Qtr 4: 0; 2015 Qtr 1: 0; 2015 Qtr 2: 0; 2015 Qtr 3: 0; 2015 Qtr 4: 0 | 0
[16 empty] | 0 |  |  | #N/A | [26 empty] | 0% | 0% |  | 0 | 0 | 0 | 0 | 0 | 0 | 0 | 0 | 0 | 0 | 0 | 2013 Qtr 1: 0; 2013 Qtr 2: 0; 2013 Qtr 3: 0; 2013 Qtr 4: 0; 2014 Qtr 1: 0; 2014 Qtr 2: 0; 2014 Qtr 3: 0; 2014 Qtr 4: 0; 2015 Qtr 1: 0; 2015 Qtr 2: 0; 2015 Qtr 3: 0; 2015 Qtr 4: 0 | 0
[16 empty] | 0 |  |  | #N/A | [26 empty] | 0% | 0% |  | 0 | 0 | 0 | 0 | 0 | 0 | 0 | 0 | 0 | 0 | 0 | 2013 Qtr 1: 0; 2013 Qtr 2: 0; 2013 Qtr 3: 0; 2013 Qtr 4: 0; 2014 Qtr 1: 0; 2014 Qtr 2: 0; 2014 Qtr 3: 0; 2014 Qtr 4: 0; 2015 Qtr 1: 0; 2015 Qtr 2: 0; 2015 Qtr 3: 0; 2015 Qtr 4: 0 | 0
[16 empty] | 0 |  |  | #N/A | [26 empty] | 0% | 0% |  | 0 | 0 | 0 | 0 | 0 | 0 | 0 | 0 | 0 | 0 | 0 | 2013 Qtr 1: 0; 2013 Qtr 2: 0; 2013 Qtr 3: 0; 2013 Qtr 4: 0; 2014 Qtr 1: 0; 2014 Qtr 2: 0; 2014 Qtr 3: 0; 2014 Qtr 4: 0; 2015 Qtr 1: 0; 2015 Qtr 2: 0; 2015 Qtr 3: 0; 2015 Qtr 4: 0 | 0
[16 empty] | 0 |  |  | #N/A | [26 empty] | 0% | 0% |  | 0 | 0 | 0 | 0 | 0 | 0 | 0 | 0 | 0 | 0 | 0 | 2013 Qtr 1: 0; 2013 Qtr 2: 0; 2013 Qtr 3: 0; 2013 Qtr 4: 0; 2014 Qtr 1: 0; 2014 Qtr 2: 0; 2014 Qtr 3: 0; 2014 Qtr 4: 0; 2015 Qtr 1: 0; 2015 Qtr 2: 0; 2015 Qtr 3: 0; 2015 Qtr 4: 0 | 0
[16 empty] | 0 |  |  | #N/A | [26 empty] | 0% | 0% |  | 0 | 0 | 0 | 0 | 0 | 0 | 0 | 0 | 0 | 0 | 0 | 2013 Qtr 1: 0; 2013 Qtr 2: 0; 2013 Qtr 3: 0; 2013 Qtr 4: 0; 2014 Qtr 1: 0; 2014 Qtr 2: 0; 2014 Qtr 3: 0; 2014 Qtr 4: 0; 2015 Qtr 1: 0; 2015 Qtr 2: 0; 2015 Qtr 3: 0; 2015 Qtr 4: 0 | 0
[16 empty] | 0 |  |  | #N/A | [26 empty] | 0% | 0% |  | 0 | 0 | 0 | 0 | 0 | 0 | 0 | 0 | 0 | 0 | 0 | 2013 Qtr 1: 0; 2013 Qtr 2: 0; 2013 Qtr 3: 0; 2013 Qtr 4: 0; 2014 Qtr 1: 0; 2014 Qtr 2: 0; 2014 Qtr 3: 0; 2014 Qtr 4: 0; 2015 Qtr 1: 0; 2015 Qtr 2: 0; 2015 Qtr 3: 0; 2015 Qtr 4: 0 | 0
[16 empty] | 0 |  |  | #N/A | [26 empty] | 0% | 0% |  | 0 | 0 | 0 | 0 | 0 | 0 | 0 | 0 | 0 | 0 | 0 | 2013 Qtr 1: 0; 2013 Qtr 2: 0; 2013 Qtr 3: 0; 2013 Qtr 4: 0; 2014 Qtr 1: 0; 2014 Qtr 2: 0; 2014 Qtr 3: 0; 2014 Qtr 4: 0; 2015 Qtr 1: 0; 2015 Qtr 2: 0; 2015 Qtr 3: 0; 2015 Qtr 4: 0 | 0
[16 empty] | 0 |  |  | #N/A | [26 empty] | 0% | 0% |  | 0 | 0 | 0 | 0 | 0 | 0 | 0 | 0 | 0 | 0 | 0 | 2013 Qtr 1: 0; 2013 Qtr 2: 0; 2013 Qtr 3: 0; 2013 Qtr 4: 0; 2014 Qtr 1: 0; 2014 Qtr 2: 0; 2014 Qtr 3: 0; 2014 Qtr 4: 0; 2015 Qtr 1: 0; 2015 Qtr 2: 0; 2015 Qtr 3: 0; 2015 Qtr 4: 0 | 0
[16 empty] | 0 |  |  | #N/A | [26 empty] | 0% | 0% |  | 0 | 0 | 0 | 0 | 0 | 0 | 0 | 0 | 0 | 0 | 0 | 2013 Qtr 1: 0; 2013 Qtr 2: 0; 2013 Qtr 3: 0; 2013 Qtr 4: 0; 2014 Qtr 1: 0; 2014 Qtr 2: 0; 2014 Qtr 3: 0; 2014 Qtr 4: 0; 2015 Qtr 1: 0; 2015 Qtr 2: 0; 2015 Qtr 3: 0; 2015 Qtr 4: 0 | 0
[16 empty] | 0 |  |  | #N/A | [26 empty] | 0% | 0% |  | 0 | 0 | 0 | 0 | 0 | 0 | 0 | 0 | 0 | 0 | 0 | 2013 Qtr 1: 0; 2013 Qtr 2: 0; 2013 Qtr 3: 0; 2013 Qtr 4: 0; 2014 Qtr 1: 0; 2014 Qtr 2: 0; 2014 Qtr 3: 0; 2014 Qtr 4: 0; 2015 Qtr 1: 0; 2015 Qtr 2: 0; 2015 Qtr 3: 0; 2015 Qtr 4: 0 | 0
[16 empty] | 0 |  |  | #N/A | [26 empty] | 0% | 0% |  | 0 | 0 | 0 | 0 | 0 | 0 | 0 | 0 | 0 | 0 | 0 | 2013 Qtr 1: 0; 2013 Qtr 2: 0; 2013 Qtr 3: 0; 2013 Qtr 4: 0; 2014 Qtr 1: 0; 2014 Qtr 2: 0; 2014 Qtr 3: 0; 2014 Qtr 4: 0; 2015 Qtr 1: 0; 2015 Qtr 2: 0; 2015 Qtr 3: 0; 2015 Qtr 4: 0 | 0
[16 empty] | 0 |  |  | #N/A | [26 empty] | 0% | 0% |  | 0 | 0 | 0 | 0 | 0 | 0 | 0 | 0 | 0 | 0 | 0 | 2013 Qtr 1: 0; 2013 Qtr 2: 0; 2013 Qtr 3: 0; 2013 Qtr 4: 0; 2014 Qtr 1: 0; 2014 Qtr 2: 0; 2014 Qtr 3: 0; 2014 Qtr 4: 0; 2015 Qtr 1: 0; 2015 Qtr 2: 0; 2015 Qtr 3: 0; 2015 Qtr 4: 0 | 0
[16 empty] | 0 |  |  | #N/A | [26 empty] | 0% | 0% |  | 0 | 0 | 0 | 0 | 0 | 0 | 0 | 0 | 0 | 0 | 0 | 2013 Qtr 1: 0; 2013 Qtr 2: 0; 2013 Qtr 3: 0; 2013 Qtr 4: 0; 2014 Qtr 1: 0; 2014 Qtr 2: 0; 2014 Qtr 3: 0; 2014 Qtr 4: 0; 2015 Qtr 1: 0; 2015 Qtr 2: 0; 2015 Qtr 3: 0; 2015 Qtr 4: 0 | 0
[16 empty] | 0 |  |  | #N/A | [26 empty] | 0% | 0% |  | 0 | 0 | 0 | 0 | 0 | 0 | 0 | 0 | 0 | 0 | 0 | 2013 Qtr 1: 0; 2013 Qtr 2: 0; 2013 Qtr 3: 0; 2013 Qtr 4: 0; 2014 Qtr 1: 0; 2014 Qtr 2: 0; 2014 Qtr 3: 0; 2014 Qtr 4: 0; 2015 Qtr 1: 0; 2015 Qtr 2: 0; 2015 Qtr 3: 0; 2015 Qtr 4: 0 | 0
[16 empty] | 0 |  |  | #N/A | [26 empty] | 0% | 0% |  | 0 | 0 | 0 | 0 | 0 | 0 | 0 | 0 | 0 | 0 | 0 | 2013 Qtr 1: 0; 2013 Qtr 2: 0; 2013 Qtr 3: 0; 2013 Qtr 4: 0; 2014 Qtr 1: 0; 2014 Qtr 2: 0; 2014 Qtr 3: 0; 2014 Qtr 4: 0; 2015 Qtr 1: 0; 2015 Qtr 2: 0; 2015 Qtr 3: 0; 2015 Qtr 4: 0 | 0
[16 empty] | 0 |  |  | #N/A | [26 empty] | 0% | 0% |  | 0 | 0 | 0 | 0 | 0 | 0 | 0 | 0 | 0 | 0 | 0 | 2013 Qtr 1: 0; 2013 Qtr 2: 0; 2013 Qtr 3: 0; 2013 Qtr 4: 0; 2014 Qtr 1: 0; 2014 Qtr 2: 0; 2014 Qtr 3: 0; 2014 Qtr 4: 0; 2015 Qtr 1: 0; 2015 Qtr 2: 0; 2015 Qtr 3: 0; 2015 Qtr 4: 0 | 0
[16 empty] | 0 |  |  | #N/A | [26 empty] | 0% | 0% |  | 0 | 0 | 0 | 0 | 0 | 0 | 0 | 0 | 0 | 0 | 0 | 2013 Qtr 1: 0; 2013 Qtr 2: 0; 2013 Qtr 3: 0; 2013 Qtr 4: 0; 2014 Qtr 1: 0; 2014 Qtr 2: 0; 2014 Qtr 3: 0; 2014 Qtr 4: 0; 2015 Qtr 1: 0; 2015 Qtr 2: 0; 2015 Qtr 3: 0; 2015 Qtr 4: 0 | 0
[16 empty] | 0 |  |  | #N/A | [26 empty] | 0% | 0% |  | 0 | 0 | 0 | 0 | 0 | 0 | 0 | 0 | 0 | 0 | 0 | 2013 Qtr 1: 0; 2013 Qtr 2: 0; 2013 Qtr 3: 0; 2013 Qtr 4: 0; 2014 Qtr 1: 0; 2014 Qtr 2: 0; 2014 Qtr 3: 0; 2014 Qtr 4: 0; 2015 Qtr 1: 0; 2015 Qtr 2: 0; 2015 Qtr 3: 0; 2015 Qtr 4: 0 | 0
[16 empty] | 0 |  |  | #N/A | [26 empty] | 0% | 0% |  | 0 | 0 | 0 | 0 | 0 | 0 | 0 | 0 | 0 | 0 | 0 | 2013 Qtr 1: 0; 2013 Qtr 2: 0; 2013 Qtr 3: 0; 2013 Qtr 4: 0; 2014 Qtr 1: 0; 2014 Qtr 2: 0; 2014 Qtr 3: 0; 2014 Qtr 4: 0; 2015 Qtr 1: 0; 2015 Qtr 2: 0; 2015 Qtr 3: 0; 2015 Qtr 4: 0 | 0
[16 empty] | 0 |  |  | #N/A | [26 empty] | 0% | 0% |  | 0 | 0 | 0 | 0 | 0 | 0 | 0 | 0 | 0 | 0 | 0 | 2013 Qtr 1: 0; 2013 Qtr 2: 0; 2013 Qtr 3: 0; 2013 Qtr 4: 0; 2014 Qtr 1: 0; 2014 Qtr 2: 0; 2014 Qtr 3: 0; 2014 Qtr 4: 0; 2015 Qtr 1: 0; 2015 Qtr 2: 0; 2015 Qtr 3: 0; 2015 Qtr 4: 0 | 0
[16 empty] | 0 |  |  | #N/A | [26 empty] | 0% | 0% |  | 0 | 0 | 0 | 0 | 0 | 0 | 0 | 0 | 0 | 0 | 0 | 2013 Qtr 1: 0; 2013 Qtr 2: 0; 2013 Qtr 3: 0; 2013 Qtr 4: 0; 2014 Qtr 1: 0; 2014 Qtr 2: 0; 2014 Qtr 3: 0; 2014 Qtr 4: 0; 2015 Qtr 1: 0; 2015 Qtr 2: 0; 2015 Qtr 3: 0; 2015 Qtr 4: 0 | 0
[16 empty] | 0 |  |  | #N/A | [26 empty] | 0% | 0% |  | 0 | 0 | 0 | 0 | 0 | 0 | 0 | 0 | 0 | 0 | 0 | 2013 Qtr 1: 0; 2013 Qtr 2: 0; 2013 Qtr 3: 0; 2013 Qtr 4: 0; 2014 Qtr 1: 0; 2014 Qtr 2: 0; 2014 Qtr 3: 0; 2014 Qtr 4: 0; 2015 Qtr 1: 0; 2015 Qtr 2: 0; 2015 Qtr 3: 0; 2015 Qtr 4: 0 | 0
[16 empty] | 0 |  |  | #N/A | [26 empty] | 0% | 0% |  | 0 | 0 | 0 | 0 | 0 | 0 | 0 | 0 | 0 | 0 | 0 | 2013 Qtr 1: 0; 2013 Qtr 2: 0; 2013 Qtr 3: 0; 2013 Qtr 4: 0; 2014 Qtr 1: 0; 2014 Qtr 2: 0; 2014 Qtr 3: 0; 2014 Qtr 4: 0; 2015 Qtr 1: 0; 2015 Qtr 2: 0; 2015 Qtr 3: 0; 2015 Qtr 4: 0 | 0
[16 empty] | 0 |  |  | #N/A | [26 empty] | 0% | 0% |  | 0 | 0 | 0 | 0 | 0 | 0 | 0 | 0 | 0 | 0 | 0 | 2013 Qtr 1: 0; 2013 Qtr 2: 0; 2013 Qtr 3: 0; 2013 Qtr 4: 0; 2014 Qtr 1: 0; 2014 Qtr 2: 0; 2014 Qtr 3: 0; 2014 Qtr 4: 0; 2015 Qtr 1: 0; 2015 Qtr 2: 0; 2015 Qtr 3: 0; 2015 Qtr 4: 0 | 0
[16 empty] | 0 |  |  | #N/A | [26 empty] | 0% | 0% |  | 0 | 0 | 0 | 0 | 0 | 0 | 0 | 0 | 0 | 0 | 0 | 2013 Qtr 1: 0; 2013 Qtr 2: 0; 2013 Qtr 3: 0; 2013 Qtr 4: 0; 2014 Qtr 1: 0; 2014 Qtr 2: 0; 2014 Qtr 3: 0; 2014 Qtr 4: 0; 2015 Qtr 1: 0; 2015 Qtr 2: 0; 2015 Qtr 3: 0; 2015 Qtr 4: 0 | 0
[16 empty] | 0 |  |  | #N/A | [26 empty] | 0% | 0% |  | 0 | 0 | 0 | 0 | 0 | 0 | 0 | 0 | 0 | 0 | 0 | 2013 Qtr 1: 0; 2013 Qtr 2: 0; 2013 Qtr 3: 0; 2013 Qtr 4: 0; 2014 Qtr 1: 0; 2014 Qtr 2: 0; 2014 Qtr 3: 0; 2014 Qtr 4: 0; 2015 Qtr 1: 0; 2015 Qtr 2: 0; 2015 Qtr 3: 0; 2015 Qtr 4: 0 | 0
[16 empty] | 0 |  |  | #N/A | [26 empty] | 0% | 0% |  | 0 | 0 | 0 | 0 | 0 | 0 | 0 | 0 | 0 | 0 | 0 | 2013 Qtr 1: 0; 2013 Qtr 2: 0; 2013 Qtr 3: 0; 2013 Qtr 4: 0; 2014 Qtr 1: 0; 2014 Qtr 2: 0; 2014 Qtr 3: 0; 2014 Qtr 4: 0; 2015 Qtr 1: 0; 2015 Qtr 2: 0; 2015 Qtr 3: 0; 2015 Qtr 4: 0 | 0
[16 empty] | 0 |  |  | #N/A | [26 empty] | 0% | 0% |  | 0 | 0 | 0 | 0 | 0 | 0 | 0 | 0 | 0 | 0 | 0 | 2013 Qtr 1: 0; 2013 Qtr 2: 0; 2013 Qtr 3: 0; 2013 Qtr 4: 0; 2014 Qtr 1: 0; 2014 Qtr 2: 0; 2014 Qtr 3: 0; 2014 Qtr 4: 0; 2015 Qtr 1: 0; 2015 Qtr 2: 0; 2015 Qtr 3: 0; 2015 Qtr 4: 0 | 0
[16 empty] | 0 |  |  | #N/A | [26 empty] | 0% | 0% |  | 0 | 0 | 0 | 0 | 0 | 0 | 0 | 0 | 0 | 0 | 0 | 2013 Qtr 1: 0; 2013 Qtr 2: 0; 2013 Qtr 3: 0; 2013 Qtr 4: 0; 2014 Qtr 1: 0; 2014 Qtr 2: 0; 2014 Qtr 3: 0; 2014 Qtr 4: 0; 2015 Qtr 1: 0; 2015 Qtr 2: 0; 2015 Qtr 3: 0; 2015 Qtr 4: 0 | 0
[16 empty] | 0 |  |  | #N/A | [26 empty] | 0% | 0% |  | 0 | 0 | 0 | 0 | 0 | 0 | 0 | 0 | 0 | 0 | 0 | 2013 Qtr 1: 0; 2013 Qtr 2: 0; 2013 Qtr 3: 0; 2013 Qtr 4: 0; 2014 Qtr 1: 0; 2014 Qtr 2: 0; 2014 Qtr 3: 0; 2014 Qtr 4: 0; 2015 Qtr 1: 0; 2015 Qtr 2: 0; 2015 Qtr 3: 0; 2015 Qtr 4: 0 | 0
[16 empty] | 0 |  |  | #N/A | [26 empty] | 0% | 0% |  | 0 | 0 | 0 | 0 | 0 | 0 | 0 | 0 | 0 | 0 | 0 | 2013 Qtr 1: 0; 2013 Qtr 2: 0; 2013 Qtr 3: 0; 2013 Qtr 4: 0; 2014 Qtr 1: 0; 2014 Qtr 2: 0; 2014 Qtr 3: 0; 2014 Qtr 4: 0; 2015 Qtr 1: 0; 2015 Qtr 2: 0; 2015 Qtr 3: 0; 2015 Qtr 4: 0 | 0
[16 empty] | 0 |  |  | #N/A | [26 empty] | 0% | 0% |  | 0 | 0 | 0 | 0 | 0 | 0 | 0 | 0 | 0 | 0 | 0 | 2013 Qtr 1: 0; 2013 Qtr 2: 0; 2013 Qtr 3: 0; 2013 Qtr 4: 0; 2014 Qtr 1: 0; 2014 Qtr 2: 0; 2014 Qtr 3: 0; 2014 Qtr 4: 0; 2015 Qtr 1: 0; 2015 Qtr 2: 0; 2015 Qtr 3: 0; 2015 Qtr 4: 0 | 0
[16 empty] | 0 |  |  | #N/A | [26 empty] | 0% | 0% |  | 0 | 0 | 0 | 0 | 0 | 0 | 0 | 0 | 0 | 0 | 0 | 2013 Qtr 1: 0; 2013 Qtr 2: 0; 2013 Qtr 3: 0; 2013 Qtr 4: 0; 2014 Qtr 1: 0; 2014 Qtr 2: 0; 2014 Qtr 3: 0; 2014 Qtr 4: 0; 2015 Qtr 1: 0; 2015 Qtr 2: 0; 2015 Qtr 3: 0; 2015 Qtr 4: 0 | 0
[16 empty] | 0 |  |  | #N/A | [26 empty] | 0% | 0% |  | 0 | 0 | 0 | 0 | 0 | 0 | 0 | 0 | 0 | 0 | 0 | 2013 Qtr 1: 0; 2013 Qtr 2: 0; 2013 Qtr 3: 0; 2013 Qtr 4: 0; 2014 Qtr 1: 0; 2014 Qtr 2: 0; 2014 Qtr 3: 0; 2014 Qtr 4: 0; 2015 Qtr 1: 0; 2015 Qtr 2: 0; 2015 Qtr 3: 0; 2015 Qtr 4: 0 | 0
[16 empty] | 0 |  |  | #N/A | [26 empty] | 0% | 0% |  | 0 | 0 | 0 | 0 | 0 | 0 | 0 | 0 | 0 | 0 | 0 | 2013 Qtr 1: 0; 2013 Qtr 2: 0; 2013 Qtr 3: 0; 2013 Qtr 4: 0; 2014 Qtr 1: 0; 2014 Qtr 2: 0; 2014 Qtr 3: 0; 2014 Qtr 4: 0; 2015 Qtr 1: 0; 2015 Qtr 2: 0; 2015 Qtr 3: 0; 2015 Qtr 4: 0 | 0
[16 empty] | 0 |  |  | #N/A | [26 empty] | 0% | 0% |  | 0 | 0 | 0 | 0 | 0 | 0 | 0 | 0 | 0 | 0 | 0 | 2013 Qtr 1: 0; 2013 Qtr 2: 0; 2013 Qtr 3: 0; 2013 Qtr 4: 0; 2014 Qtr 1: 0; 2014 Qtr 2: 0; 2014 Qtr 3: 0; 2014 Qtr 4: 0; 2015 Qtr 1: 0; 2015 Qtr 2: 0; 2015 Qtr 3: 0; 2015 Qtr 4: 0 | 0
[16 empty] | 0 |  |  | #N/A | [26 empty] | 0% | 0% |  | 0 | 0 | 0 | 0 | 0 | 0 | 0 | 0 | 0 | 0 | 0 | 2013 Qtr 1: 0; 2013 Qtr 2: 0; 2013 Qtr 3: 0; 2013 Qtr 4: 0; 2014 Qtr 1: 0; 2014 Qtr 2: 0; 2014 Qtr 3: 0; 2014 Qtr 4: 0; 2015 Qtr 1: 0; 2015 Qtr 2: 0; 2015 Qtr 3: 0; 2015 Qtr 4: 0 | 0
[16 empty] | 0 |  |  | #N/A | [26 empty] | 0% | 0% |  | 0 | 0 | 0 | 0 | 0 | 0 | 0 | 0 | 0 | 0 | 0 | 2013 Qtr 1: 0; 2013 Qtr 2: 0; 2013 Qtr 3: 0; 2013 Qtr 4: 0; 2014 Qtr 1: 0; 2014 Qtr 2: 0; 2014 Qtr 3: 0; 2014 Qtr 4: 0; 2015 Qtr 1: 0; 2015 Qtr 2: 0; 2015 Qtr 3: 0; 2015 Qtr 4: 0 | 0
[16 empty] | 0 |  |  | #N/A | [26 empty] | 0% | 0% |  | 0 | 0 | 0 | 0 | 0 | 0 | 0 | 0 | 0 | 0 | 0 | 2013 Qtr 1: 0; 2013 Qtr 2: 0; 2013 Qtr 3: 0; 2013 Qtr 4: 0; 2014 Qtr 1: 0; 2014 Qtr 2: 0; 2014 Qtr 3: 0; 2014 Qtr 4: 0; 2015 Qtr 1: 0; 2015 Qtr 2: 0; 2015 Qtr 3: 0; 2015 Qtr 4: 0 | 0
[16 empty] | 0 |  |  | #N/A | [26 empty] | 0% | 0% |  | 0 | 0 | 0 | 0 | 0 | 0 | 0 | 0 | 0 | 0 | 0 | 2013 Qtr 1: 0; 2013 Qtr 2: 0; 2013 Qtr 3: 0; 2013 Qtr 4: 0; 2014 Qtr 1: 0; 2014 Qtr 2: 0; 2014 Qtr 3: 0; 2014 Qtr 4: 0; 2015 Qtr 1: 0; 2015 Qtr 2: 0; 2015 Qtr 3: 0; 2015 Qtr 4: 0 | 0
[16 empty] | 0 |  |  | #N/A | [26 empty] | 0% | 0% |  | 0 | 0 | 0 | 0 | 0 | 0 | 0 | 0 | 0 | 0 | 0 | 2013 Qtr 1: 0; 2013 Qtr 2: 0; 2013 Qtr 3: 0; 2013 Qtr 4: 0; 2014 Qtr 1: 0; 2014 Qtr 2: 0; 2014 Qtr 3: 0; 2014 Qtr 4: 0; 2015 Qtr 1: 0; 2015 Qtr 2: 0; 2015 Qtr 3: 0; 2015 Qtr 4: 0 | 0
[16 empty] | 0 |  |  | #N/A | [26 empty] | 0% | 0% |  | 0 | 0 | 0 | 0 | 0 | 0 | 0 | 0 | 0 | 0 | 0 | 2013 Qtr 1: 0; 2013 Qtr 2: 0; 2013 Qtr 3: 0; 2013 Qtr 4: 0; 2014 Qtr 1: 0; 2014 Qtr 2: 0; 2014 Qtr 3: 0; 2014 Qtr 4: 0; 2015 Qtr 1: 0; 2015 Qtr 2: 0; 2015 Qtr 3: 0; 2015 Qtr 4: 0 | 0
[16 empty] | 0 |  |  | #N/A | [26 empty] | 0% | 0% |  | 0 | 0 | 0 | 0 | 0 | 0 | 0 | 0 | 0 | 0 | 0 | 2013 Qtr 1: 0; 2013 Qtr 2: 0; 2013 Qtr 3: 0; 2013 Qtr 4: 0; 2014 Qtr 1: 0; 2014 Qtr 2: 0; 2014 Qtr 3: 0; 2014 Qtr 4: 0; 2015 Qtr 1: 0; 2015 Qtr 2: 0; 2015 Qtr 3: 0; 2015 Qtr 4: 0 | 0
[16 empty] | 0 |  |  | #N/A | [26 empty] | 0% | 0% |  | 0 | 0 | 0 | 0 | 0 | 0 | 0 | 0 | 0 | 0 | 0 | 2013 Qtr 1: 0; 2013 Qtr 2: 0; 2013 Qtr 3: 0; 2013 Qtr 4: 0; 2014 Qtr 1: 0; 2014 Qtr 2: 0; 2014 Qtr 3: 0; 2014 Qtr 4: 0; 2015 Qtr 1: 0; 2015 Qtr 2: 0; 2015 Qtr 3: 0; 2015 Qtr 4: 0 | 0
[16 empty] | 0 |  |  | #N/A | [26 empty] | 0% | 0% |  | 0 | 0 | 0 | 0 | 0 | 0 | 0 | 0 | 0 | 0 | 0 | 2013 Qtr 1: 0; 2013 Qtr 2: 0; 2013 Qtr 3: 0; 2013 Qtr 4: 0; 2014 Qtr 1: 0; 2014 Qtr 2: 0; 2014 Qtr 3: 0; 2014 Qtr 4: 0; 2015 Qtr 1: 0; 2015 Qtr 2: 0; 2015 Qtr 3: 0; 2015 Qtr 4: 0 | 0
[16 empty] | 0 |  |  | #N/A | [26 empty] | 0% | 0% |  | 0 | 0 | 0 | 0 | 0 | 0 | 0 | 0 | 0 | 0 | 0 | 2013 Qtr 1: 0; 2013 Qtr 2: 0; 2013 Qtr 3: 0; 2013 Qtr 4: 0; 2014 Qtr 1: 0; 2014 Qtr 2: 0; 2014 Qtr 3: 0; 2014 Qtr 4: 0; 2015 Qtr 1: 0; 2015 Qtr 2: 0; 2015 Qtr 3: 0; 2015 Qtr 4: 0 | 0
[16 empty] | 0 |  |  | #N/A | [26 empty] | 0% | 0% |  | 0 | 0 | 0 | 0 | 0 | 0 | 0 | 0 | 0 | 0 | 0 | 2013 Qtr 1: 0; 2013 Qtr 2: 0; 2013 Qtr 3: 0; 2013 Qtr 4: 0; 2014 Qtr 1: 0; 2014 Qtr 2: 0; 2014 Qtr 3: 0; 2014 Qtr 4: 0; 2015 Qtr 1: 0; 2015 Qtr 2: 0; 2015 Qtr 3: 0; 2015 Qtr 4: 0 | 0
[16 empty] | 0 |  |  | #N/A | [26 empty] | 0% | 0% |  | 0 | 0 | 0 | 0 | 0 | 0 | 0 | 0 | 0 | 0 | 0 | 2013 Qtr 1: 0; 2013 Qtr 2: 0; 2013 Qtr 3: 0; 2013 Qtr 4: 0; 2014 Qtr 1: 0; 2014 Qtr 2: 0; 2014 Qtr 3: 0; 2014 Qtr 4: 0; 2015 Qtr 1: 0; 2015 Qtr 2: 0; 2015 Qtr 3: 0; 2015 Qtr 4: 0 | 0
[16 empty] | 0 |  |  | #N/A | [26 empty] | 0% | 0% |  | 0 | 0 | 0 | 0 | 0 | 0 | 0 | 0 | 0 | 0 | 0 | 2013 Qtr 1: 0; 2013 Qtr 2: 0; 2013 Qtr 3: 0; 2013 Qtr 4: 0; 2014 Qtr 1: 0; 2014 Qtr 2: 0; 2014 Qtr 3: 0; 2014 Qtr 4: 0; 2015 Qtr 1: 0; 2015 Qtr 2: 0; 2015 Qtr 3: 0; 2015 Qtr 4: 0 | 0
[16 empty] | 0 |  |  | #N/A | [26 empty] | 0% | 0% |  | 0 | 0 | 0 | 0 | 0 | 0 | 0 | 0 | 0 | 0 | 0 | 2013 Qtr 1: 0; 2013 Qtr 2: 0; 2013 Qtr 3: 0; 2013 Qtr 4: 0; 2014 Qtr 1: 0; 2014 Qtr 2: 0; 2014 Qtr 3: 0; 2014 Qtr 4: 0; 2015 Qtr 1: 0; 2015 Qtr 2: 0; 2015 Qtr 3: 0; 2015 Qtr 4: 0 | 0
[16 empty] | 0 |  |  | #N/A | [26 empty] | 0% | 0% |  | 0 | 0 | 0 | 0 | 0 | 0 | 0 | 0 | 0 | 0 | 0 | 2013 Qtr 1: 0; 2013 Qtr 2: 0; 2013 Qtr 3: 0; 2013 Qtr 4: 0; 2014 Qtr 1: 0; 2014 Qtr 2: 0; 2014 Qtr 3: 0; 2014 Qtr 4: 0; 2015 Qtr 1: 0; 2015 Qtr 2: 0; 2015 Qtr 3: 0; 2015 Qtr 4: 0 | 0
[16 empty] | 0 |  |  | #N/A | [26 empty] | 0% | 0% |  | 0 | 0 | 0 | 0 | 0 | 0 | 0 | 0 | 0 | 0 | 0 | 2013 Qtr 1: 0; 2013 Qtr 2: 0; 2013 Qtr 3: 0; 2013 Qtr 4: 0; 2014 Qtr 1: 0; 2014 Qtr 2: 0; 2014 Qtr 3: 0; 2014 Qtr 4: 0; 2015 Qtr 1: 0; 2015 Qtr 2: 0; 2015 Qtr 3: 0; 2015 Qtr 4: 0 | 0
[16 empty] | 0 |  |  | #N/A | [26 empty] | 0% | 0% |  | 0 | 0 | 0 | 0 | 0 | 0 | 0 | 0 | 0 | 0 | 0 | 2013 Qtr 1: 0; 2013 Qtr 2: 0; 2013 Qtr 3: 0; 2013 Qtr 4: 0; 2014 Qtr 1: 0; 2014 Qtr 2: 0; 2014 Qtr 3: 0; 2014 Qtr 4: 0; 2015 Qtr 1: 0; 2015 Qtr 2: 0; 2015 Qtr 3: 0; 2015 Qtr 4: 0 | 0
[16 empty] | 0 |  |  | #N/A | [26 empty] | 0% | 0% |  | 0 | 0 | 0 | 0 | 0 | 0 | 0 | 0 | 0 | 0 | 0 | 2013 Qtr 1: 0; 2013 Qtr 2: 0; 2013 Qtr 3: 0; 2013 Qtr 4: 0; 2014 Qtr 1: 0; 2014 Qtr 2: 0; 2014 Qtr 3: 0; 2014 Qtr 4: 0; 2015 Qtr 1: 0; 2015 Qtr 2: 0; 2015 Qtr 3: 0; 2015 Qtr 4: 0 | 0
[16 empty] | 0 |  |  | #N/A | [26 empty] | 0% | 0% |  | 0 | 0 | 0 | 0 | 0 | 0 | 0 | 0 | 0 | 0 | 0 | 2013 Qtr 1: 0; 2013 Qtr 2: 0; 2013 Qtr 3: 0; 2013 Qtr 4: 0; 2014 Qtr 1: 0; 2014 Qtr 2: 0; 2014 Qtr 3: 0; 2014 Qtr 4: 0; 2015 Qtr 1: 0; 2015 Qtr 2: 0; 2015 Qtr 3: 0; 2015 Qtr 4: 0 | 0
[16 empty] | 0 |  |  | #N/A | [26 empty] | 0% | 0% |  | 0 | 0 | 0 | 0 | 0 | 0 | 0 | 0 | 0 | 0 | 0 | 2013 Qtr 1: 0; 2013 Qtr 2: 0; 2013 Qtr 3: 0; 2013 Qtr 4: 0; 2014 Qtr 1: 0; 2014 Qtr 2: 0; 2014 Qtr 3: 0; 2014 Qtr 4: 0; 2015 Qtr 1: 0; 2015 Qtr 2: 0; 2015 Qtr 3: 0; 2015 Qtr 4: 0 | 0
[16 empty] | 0 |  |  | #N/A | [26 empty] | 0% | 0% |  | 0 | 0 | 0 | 0 | 0 | 0 | 0 | 0 | 0 | 0 | 0 | 2013 Qtr 1: 0; 2013 Qtr 2: 0; 2013 Qtr 3: 0; 2013 Qtr 4: 0; 2014 Qtr 1: 0; 2014 Qtr 2: 0; 2014 Qtr 3: 0; 2014 Qtr 4: 0; 2015 Qtr 1: 0; 2015 Qtr 2: 0; 2015 Qtr 3: 0; 2015 Qtr 4: 0 | 0
[16 empty] | 0 |  |  | #N/A | [26 empty] | 0% | 0% |  | 0 | 0 | 0 | 0 | 0 | 0 | 0 | 0 | 0 | 0 | 0 | 2013 Qtr 1: 0; 2013 Qtr 2: 0; 2013 Qtr 3: 0; 2013 Qtr 4: 0; 2014 Qtr 1: 0; 2014 Qtr 2: 0; 2014 Qtr 3: 0; 2014 Qtr 4: 0; 2015 Qtr 1: 0; 2015 Qtr 2: 0; 2015 Qtr 3: 0; 2015 Qtr 4: 0 | 0
[16 empty] | 0 |  |  | #N/A | [26 empty] | 0% | 0% |  | 0 | 0 | 0 | 0 | 0 | 0 | 0 | 0 | 0 | 0 | 0 | 2013 Qtr 1: 0; 2013 Qtr 2: 0; 2013 Qtr 3: 0; 2013 Qtr 4: 0; 2014 Qtr 1: 0; 2014 Qtr 2: 0; 2014 Qtr 3: 0; 2014 Qtr 4: 0; 2015 Qtr 1: 0; 2015 Qtr 2: 0; 2015 Qtr 3: 0; 2015 Qtr 4: 0 | 0
[16 empty] | 0 |  |  | #N/A | [26 empty] | 0% | 0% |  | 0 | 0 | 0 | 0 | 0 | 0 | 0 | 0 | 0 | 0 | 0 | 2013 Qtr 1: 0; 2013 Qtr 2: 0; 2013 Qtr 3: 0; 2013 Qtr 4: 0; 2014 Qtr 1: 0; 2014 Qtr 2: 0; 2014 Qtr 3: 0; 2014 Qtr 4: 0; 2015 Qtr 1: 0; 2015 Qtr 2: 0; 2015 Qtr 3: 0; 2015 Qtr 4: 0 | 0
[16 empty] | 0 |  |  | #N/A | [26 empty] | 0% | 0% |  | 0 | 0 | 0 | 0 | 0 | 0 | 0 | 0 | 0 | 0 | 0 | 2013 Qtr 1: 0; 2013 Qtr 2: 0; 2013 Qtr 3: 0; 2013 Qtr 4: 0; 2014 Qtr 1: 0; 2014 Qtr 2: 0; 2014 Qtr 3: 0; 2014 Qtr 4: 0; 2015 Qtr 1: 0; 2015 Qtr 2: 0; 2015 Qtr 3: 0; 2015 Qtr 4: 0 | 0
[16 empty] | 0 |  |  | #N/A | [26 empty] | 0% | 0% |  | 0 | 0 | 0 | 0 | 0 | 0 | 0 | 0 | 0 | 0 | 0 | 2013 Qtr 1: 0; 2013 Qtr 2: 0; 2013 Qtr 3: 0; 2013 Qtr 4: 0; 2014 Qtr 1: 0; 2014 Qtr 2: 0; 2014 Qtr 3: 0; 2014 Qtr 4: 0; 2015 Qtr 1: 0; 2015 Qtr 2: 0; 2015 Qtr 3: 0; 2015 Qtr 4: 0 | 0
[16 empty] | 0 |  |  | #N/A | [26 empty] | 0% | 0% |  | 0 | 0 | 0 | 0 | 0 | 0 | 0 | 0 | 0 | 0 | 0 | 2013 Qtr 1: 0; 2013 Qtr 2: 0; 2013 Qtr 3: 0; 2013 Qtr 4: 0; 2014 Qtr 1: 0; 2014 Qtr 2: 0; 2014 Qtr 3: 0; 2014 Qtr 4: 0; 2015 Qtr 1: 0; 2015 Qtr 2: 0; 2015 Qtr 3: 0; 2015 Qtr 4: 0 | 0
[16 empty] | 0 |  |  | #N/A | [26 empty] | 0% | 0% |  | 0 | 0 | 0 | 0 | 0 | 0 | 0 | 0 | 0 | 0 | 0 | 2013 Qtr 1: 0; 2013 Qtr 2: 0; 2013 Qtr 3: 0; 2013 Qtr 4: 0; 2014 Qtr 1: 0; 2014 Qtr 2: 0; 2014 Qtr 3: 0; 2014 Qtr 4: 0; 2015 Qtr 1: 0; 2015 Qtr 2: 0; 2015 Qtr 3: 0; 2015 Qtr 4: 0 | 0
[16 empty] | 0 |  |  | #N/A | [26 empty] | 0% | 0% |  | 0 | 0 | 0 | 0 | 0 | 0 | 0 | 0 | 0 | 0 | 0 | 2013 Qtr 1: 0; 2013 Qtr 2: 0; 2013 Qtr 3: 0; 2013 Qtr 4: 0; 2014 Qtr 1: 0; 2014 Qtr 2: 0; 2014 Qtr 3: 0; 2014 Qtr 4: 0; 2015 Qtr 1: 0; 2015 Qtr 2: 0; 2015 Qtr 3: 0; 2015 Qtr 4: 0 | 0
[16 empty] | 0 |  |  | #N/A | [26 empty] | 0% | 0% |  | 0 | 0 | 0 | 0 | 0 | 0 | 0 | 0 | 0 | 0 | 0 | 2013 Qtr 1: 0; 2013 Qtr 2: 0; 2013 Qtr 3: 0; 2013 Qtr 4: 0; 2014 Qtr 1: 0; 2014 Qtr 2: 0; 2014 Qtr 3: 0; 2014 Qtr 4: 0; 2015 Qtr 1: 0; 2015 Qtr 2: 0; 2015 Qtr 3: 0; 2015 Qtr 4: 0 | 0
[16 empty] | 0 |  |  | #N/A | [26 empty] | 0% | 0% |  | 0 | 0 | 0 | 0 | 0 | 0 | 0 | 0 | 0 | 0 | 0 | 2013 Qtr 1: 0; 2013 Qtr 2: 0; 2013 Qtr 3: 0; 2013 Qtr 4: 0; 2014 Qtr 1: 0; 2014 Qtr 2: 0; 2014 Qtr 3: 0; 2014 Qtr 4: 0; 2015 Qtr 1: 0; 2015 Qtr 2: 0; 2015 Qtr 3: 0; 2015 Qtr 4: 0 | 0
[16 empty] | 0 |  |  | #N/A | [26 empty] | 0% | 0% |  | 0 | 0 | 0 | 0 | 0 | 0 | 0 | 0 | 0 | 0 | 0 | 2013 Qtr 1: 0; 2013 Qtr 2: 0; 2013 Qtr 3: 0; 2013 Qtr 4: 0; 2014 Qtr 1: 0; 2014 Qtr 2: 0; 2014 Qtr 3: 0; 2014 Qtr 4: 0; 2015 Qtr 1: 0; 2015 Qtr 2: 0; 2015 Qtr 3: 0; 2015 Qtr 4: 0 | 0
[16 empty] | 0 |  |  | #N/A | [26 empty] | 0% | 0% |  | 0 | 0 | 0 | 0 | 0 | 0 | 0 | 0 | 0 | 0 | 0 | 2013 Qtr 1: 0; 2013 Qtr 2: 0; 2013 Qtr 3: 0; 2013 Qtr 4: 0; 2014 Qtr 1: 0; 2014 Qtr 2: 0; 2014 Qtr 3: 0; 2014 Qtr 4: 0; 2015 Qtr 1: 0; 2015 Qtr 2: 0; 2015 Qtr 3: 0; 2015 Qtr 4: 0 | 0
[16 empty] | 0 |  |  | #N/A | [26 empty] | 0% | 0% |  | 0 | 0 | 0 | 0 | 0 | 0 | 0 | 0 | 0 | 0 | 0 | 2013 Qtr 1: 0; 2013 Qtr 2: 0; 2013 Qtr 3: 0; 2013 Qtr 4: 0; 2014 Qtr 1: 0; 2014 Qtr 2: 0; 2014 Qtr 3: 0; 2014 Qtr 4: 0; 2015 Qtr 1: 0; 2015 Qtr 2: 0; 2015 Qtr 3: 0; 2015 Qtr 4: 0 | 0
[16 empty] | 0 |  |  | #N/A | [26 empty] | 0% | 0% |  | 0 | 0 | 0 | 0 | 0 | 0 | 0 | 0 | 0 | 0 | 0 | 2013 Qtr 1: 0; 2013 Qtr 2: 0; 2013 Qtr 3: 0; 2013 Qtr 4: 0; 2014 Qtr 1: 0; 2014 Qtr 2: 0; 2014 Qtr 3: 0; 2014 Qtr 4: 0; 2015 Qtr 1: 0; 2015 Qtr 2: 0; 2015 Qtr 3: 0; 2015 Qtr 4: 0 | 0
[16 empty] | 0 |  |  | #N/A | [26 empty] | 0% | 0% |  | 0 | 0 | 0 | 0 | 0 | 0 | 0 | 0 | 0 | 0 | 0 | 2013 Qtr 1: 0; 2013 Qtr 2: 0; 2013 Qtr 3: 0; 2013 Qtr 4: 0; 2014 Qtr 1: 0; 2014 Qtr 2: 0; 2014 Qtr 3: 0; 2014 Qtr 4: 0; 2015 Qtr 1: 0; 2015 Qtr 2: 0; 2015 Qtr 3: 0; 2015 Qtr 4: 0 | 0
[16 empty] | 0 |  |  | #N/A | [26 empty] | 0% | 0% |  | 0 | 0 | 0 | 0 | 0 | 0 | 0 | 0 | 0 | 0 | 0 | 2013 Qtr 1: 0; 2013 Qtr 2: 0; 2013 Qtr 3: 0; 2013 Qtr 4: 0; 2014 Qtr 1: 0; 2014 Qtr 2: 0; 2014 Qtr 3: 0; 2014 Qtr 4: 0; 2015 Qtr 1: 0; 2015 Qtr 2: 0; 2015 Qtr 3: 0; 2015 Qtr 4: 0 | 0
[16 empty] | 0 |  |  | #N/A | [26 empty] | 0% | 0% |  | 0 | 0 | 0 | 0 | 0 | 0 | 0 | 0 | 0 | 0 | 0 | 2013 Qtr 1: 0; 2013 Qtr 2: 0; 2013 Qtr 3: 0; 2013 Qtr 4: 0; 2014 Qtr 1: 0; 2014 Qtr 2: 0; 2014 Qtr 3: 0; 2014 Qtr 4: 0; 2015 Qtr 1: 0; 2015 Qtr 2: 0; 2015 Qtr 3: 0; 2015 Qtr 4: 0 | 0
[16 empty] | 0 |  |  | #N/A | [26 empty] | 0% | 0% |  | 0 | 0 | 0 | 0 | 0 | 0 | 0 | 0 | 0 | 0 | 0 | 2013 Qtr 1: 0; 2013 Qtr 2: 0; 2013 Qtr 3: 0; 2013 Qtr 4: 0; 2014 Qtr 1: 0; 2014 Qtr 2: 0; 2014 Qtr 3: 0; 2014 Qtr 4: 0; 2015 Qtr 1: 0; 2015 Qtr 2: 0; 2015 Qtr 3: 0; 2015 Qtr 4: 0 | 0
[16 empty] | 0 |  |  | #N/A | [26 empty] | 0% | 0% |  | 0 | 0 | 0 | 0 | 0 | 0 | 0 | 0 | 0 | 0 | 0 | 2013 Qtr 1: 0; 2013 Qtr 2: 0; 2013 Qtr 3: 0; 2013 Qtr 4: 0; 2014 Qtr 1: 0; 2014 Qtr 2: 0; 2014 Qtr 3: 0; 2014 Qtr 4: 0; 2015 Qtr 1: 0; 2015 Qtr 2: 0; 2015 Qtr 3: 0; 2015 Qtr 4: 0 | 0
[16 empty] | 0 |  |  | #N/A | [26 empty] | 0% | 0% |  | 0 | 0 | 0 | 0 | 0 | 0 | 0 | 0 | 0 | 0 | 0 | 2013 Qtr 1: 0; 2013 Qtr 2: 0; 2013 Qtr 3: 0; 2013 Qtr 4: 0; 2014 Qtr 1: 0; 2014 Qtr 2: 0; 2014 Qtr 3: 0; 2014 Qtr 4: 0; 2015 Qtr 1: 0; 2015 Qtr 2: 0; 2015 Qtr 3: 0; 2015 Qtr 4: 0 | 0
[16 empty] | 0 |  |  | #N/A | [26 empty] | 0% | 0% |  | 0 | 0 | 0 | 0 | 0 | 0 | 0 | 0 | 0 | 0 | 0 | 2013 Qtr 1: 0; 2013 Qtr 2: 0; 2013 Qtr 3: 0; 2013 Qtr 4: 0; 2014 Qtr 1: 0; 2014 Qtr 2: 0; 2014 Qtr 3: 0; 2014 Qtr 4: 0; 2015 Qtr 1: 0; 2015 Qtr 2: 0; 2015 Qtr 3: 0; 2015 Qtr 4: 0 | 0
[16 empty] | 0 |  |  | #N/A | [26 empty] | 0% | 0% |  | 0 | 0 | 0 | 0 | 0 | 0 | 0 | 0 | 0 | 0 | 0 | 2013 Qtr 1: 0; 2013 Qtr 2: 0; 2013 Qtr 3: 0; 2013 Qtr 4: 0; 2014 Qtr 1: 0; 2014 Qtr 2: 0; 2014 Qtr 3: 0; 2014 Qtr 4: 0; 2015 Qtr 1: 0; 2015 Qtr 2: 0; 2015 Qtr 3: 0; 2015 Qtr 4: 0 | 0
[16 empty] | 0 |  |  | #N/A | [26 empty] | 0% | 0% |  | 0 | 0 | 0 | 0 | 0 | 0 | 0 | 0 | 0 | 0 | 0 | 2013 Qtr 1: 0; 2013 Qtr 2: 0; 2013 Qtr 3: 0; 2013 Qtr 4: 0; 2014 Qtr 1: 0; 2014 Qtr 2: 0; 2014 Qtr 3: 0; 2014 Qtr 4: 0; 2015 Qtr 1: 0; 2015 Qtr 2: 0; 2015 Qtr 3: 0; 2015 Qtr 4: 0 | 0
[16 empty] | 0 |  |  | #N/A | [26 empty] | 0% | 0% |  | 0 | 0 | 0 | 0 | 0 | 0 | 0 | 0 | 0 | 0 | 0 | 2013 Qtr 1: 0; 2013 Qtr 2: 0; 2013 Qtr 3: 0; 2013 Qtr 4: 0; 2014 Qtr 1: 0; 2014 Qtr 2: 0; 2014 Qtr 3: 0; 2014 Qtr 4: 0; 2015 Qtr 1: 0; 2015 Qtr 2: 0; 2015 Qtr 3: 0; 2015 Qtr 4: 0 | 0
[16 empty] | 0 |  |  | #N/A | [26 empty] | 0% | 0% |  | 0 | 0 | 0 | 0 | 0 | 0 | 0 | 0 | 0 | 0 | 0 | 2013 Qtr 1: 0; 2013 Qtr 2: 0; 2013 Qtr 3: 0; 2013 Qtr 4: 0; 2014 Qtr 1: 0; 2014 Qtr 2: 0; 2014 Qtr 3: 0; 2014 Qtr 4: 0; 2015 Qtr 1: 0; 2015 Qtr 2: 0; 2015 Qtr 3: 0; 2015 Qtr 4: 0 | 0
[16 empty] | 0 |  |  | #N/A | [26 empty] | 0% | 0% |  | 0 | 0 | 0 | 0 | 0 | 0 | 0 | 0 | 0 | 0 | 0 | 2013 Qtr 1: 0; 2013 Qtr 2: 0; 2013 Qtr 3: 0; 2013 Qtr 4: 0; 2014 Qtr 1: 0; 2014 Qtr 2: 0; 2014 Qtr 3: 0; 2014 Qtr 4: 0; 2015 Qtr 1: 0; 2015 Qtr 2: 0; 2015 Qtr 3: 0; 2015 Qtr 4: 0 | 0
[16 empty] | 0 |  |  | #N/A | [26 empty] | 0% | 0% |  | 0 | 0 | 0 | 0 | 0 | 0 | 0 | 0 | 0 | 0 | 0 | 2013 Qtr 1: 0; 2013 Qtr 2: 0; 2013 Qtr 3: 0; 2013 Qtr 4: 0; 2014 Qtr 1: 0; 2014 Qtr 2: 0; 2014 Qtr 3: 0; 2014 Qtr 4: 0; 2015 Qtr 1: 0; 2015 Qtr 2: 0; 2015 Qtr 3: 0; 2015 Qtr 4: 0 | 0
[16 empty] | 0 |  |  | #N/A | [26 empty] | 0% | 0% |  | 0 | 0 | 0 | 0 | 0 | 0 | 0 | 0 | 0 | 0 | 0 | 2013 Qtr 1: 0; 2013 Qtr 2: 0; 2013 Qtr 3: 0; 2013 Qtr 4: 0; 2014 Qtr 1: 0; 2014 Qtr 2: 0; 2014 Qtr 3: 0; 2014 Qtr 4: 0; 2015 Qtr 1: 0; 2015 Qtr 2: 0; 2015 Qtr 3: 0; 2015 Qtr 4: 0 | 0
[16 empty] | 0 |  |  | #N/A | [26 empty] | 0% | 0% |  | 0 | 0 | 0 | 0 | 0 | 0 | 0 | 0 | 0 | 0 | 0 | 2013 Qtr 1: 0; 2013 Qtr 2: 0; 2013 Qtr 3: 0; 2013 Qtr 4: 0; 2014 Qtr 1: 0; 2014 Qtr 2: 0; 2014 Qtr 3: 0; 2014 Qtr 4: 0; 2015 Qtr 1: 0; 2015 Qtr 2: 0; 2015 Qtr 3: 0; 2015 Qtr 4: 0 | 0
[16 empty] | 0 |  |  | #N/A | [26 empty] | 0% | 0% |  | 0 | 0 | 0 | 0 | 0 | 0 | 0 | 0 | 0 | 0 | 0 | 2013 Qtr 1: 0; 2013 Qtr 2: 0; 2013 Qtr 3: 0; 2013 Qtr 4: 0; 2014 Qtr 1: 0; 2014 Qtr 2: 0; 2014 Qtr 3: 0; 2014 Qtr 4: 0; 2015 Qtr 1: 0; 2015 Qtr 2: 0; 2015 Qtr 3: 0; 2015 Qtr 4: 0 | 0
[16 empty] | 0 |  |  | #N/A | [26 empty] | 0% | 0% |  | 0 | 0 | 0 | 0 | 0 | 0 | 0 | 0 | 0 | 0 | 0 | 2013 Qtr 1: 0; 2013 Qtr 2: 0; 2013 Qtr 3: 0; 2013 Qtr 4: 0; 2014 Qtr 1: 0; 2014 Qtr 2: 0; 2014 Qtr 3: 0; 2014 Qtr 4: 0; 2015 Qtr 1: 0; 2015 Qtr 2: 0; 2015 Qtr 3: 0; 2015 Qtr 4: 0 | 0
[16 empty] | 0 |  |  | #N/A | [26 empty] | 0% | 0% |  | 0 | 0 | 0 | 0 | 0 | 0 | 0 | 0 | 0 | 0 | 0 | 2013 Qtr 1: 0; 2013 Qtr 2: 0; 2013 Qtr 3: 0; 2013 Qtr 4: 0; 2014 Qtr 1: 0; 2014 Qtr 2: 0; 2014 Qtr 3: 0; 2014 Qtr 4: 0; 2015 Qtr 1: 0; 2015 Qtr 2: 0; 2015 Qtr 3: 0; 2015 Qtr 4: 0 | 0
[16 empty] | 0 |  |  | #N/A | [26 empty] | 0% | 0% |  | 0 | 0 | 0 | 0 | 0 | 0 | 0 | 0 | 0 | 0 | 0 | 2013 Qtr 1: 0; 2013 Qtr 2: 0; 2013 Qtr 3: 0; 2013 Qtr 4: 0; 2014 Qtr 1: 0; 2014 Qtr 2: 0; 2014 Qtr 3: 0; 2014 Qtr 4: 0; 2015 Qtr 1: 0; 2015 Qtr 2: 0; 2015 Qtr 3: 0; 2015 Qtr 4: 0 | 0
[16 empty] | 0 |  |  | #N/A | [26 empty] | 0% | 0% |  | 0 | 0 | 0 | 0 | 0 | 0 | 0 | 0 | 0 | 0 | 0 | 2013 Qtr 1: 0; 2013 Qtr 2: 0; 2013 Qtr 3: 0; 2013 Qtr 4: 0; 2014 Qtr 1: 0; 2014 Qtr 2: 0; 2014 Qtr 3: 0; 2014 Qtr 4: 0; 2015 Qtr 1: 0; 2015 Qtr 2: 0; 2015 Qtr 3: 0; 2015 Qtr 4: 0 | 0
[16 empty] | 0 |  |  | #N/A | [26 empty] | 0% | 0% |  | 0 | 0 | 0 | 0 | 0 | 0 | 0 | 0 | 0 | 0 | 0 | 2013 Qtr 1: 0; 2013 Qtr 2: 0; 2013 Qtr 3: 0; 2013 Qtr 4: 0; 2014 Qtr 1: 0; 2014 Qtr 2: 0; 2014 Qtr 3: 0; 2014 Qtr 4: 0; 2015 Qtr 1: 0; 2015 Qtr 2: 0; 2015 Qtr 3: 0; 2015 Qtr 4: 0 | 0
[16 empty] | 0 |  |  | #N/A | [26 empty] | 0% | 0% |  | 0 | 0 | 0 | 0 | 0 | 0 | 0 | 0 | 0 | 0 | 0 | 2013 Qtr 1: 0; 2013 Qtr 2: 0; 2013 Qtr 3: 0; 2013 Qtr 4: 0; 2014 Qtr 1: 0; 2014 Qtr 2: 0; 2014 Qtr 3: 0; 2014 Qtr 4: 0; 2015 Qtr 1: 0; 2015 Qtr 2: 0; 2015 Qtr 3: 0; 2015 Qtr 4: 0 | 0
[16 empty] | 0 |  |  | #N/A | [26 empty] | 0% | 0% |  | 0 | 0 | 0 | 0 | 0 | 0 | 0 | 0 | 0 | 0 | 0 | 2013 Qtr 1: 0; 2013 Qtr 2: 0; 2013 Qtr 3: 0; 2013 Qtr 4: 0; 2014 Qtr 1: 0; 2014 Qtr 2: 0; 2014 Qtr 3: 0; 2014 Qtr 4: 0; 2015 Qtr 1: 0; 2015 Qtr 2: 0; 2015 Qtr 3: 0; 2015 Qtr 4: 0 | 0
[16 empty] | 0 |  |  | #N/A | [26 empty] | 0% | 0% |  | 0 | 0 | 0 | 0 | 0 | 0 | 0 | 0 | 0 | 0 | 0 | 2013 Qtr 1: 0; 2013 Qtr 2: 0; 2013 Qtr 3: 0; 2013 Qtr 4: 0; 2014 Qtr 1: 0; 2014 Qtr 2: 0; 2014 Qtr 3: 0; 2014 Qtr 4: 0; 2015 Qtr 1: 0; 2015 Qtr 2: 0; 2015 Qtr 3: 0; 2015 Qtr 4: 0 | 0
[16 empty] | 0 |  |  | #N/A | [26 empty] | 0% | 0% |  | 0 | 0 | 0 | 0 | 0 | 0 | 0 | 0 | 0 | 0 | 0 | 2013 Qtr 1: 0; 2013 Qtr 2: 0; 2013 Qtr 3: 0; 2013 Qtr 4: 0; 2014 Qtr 1: 0; 2014 Qtr 2: 0; 2014 Qtr 3: 0; 2014 Qtr 4: 0; 2015 Qtr 1: 0; 2015 Qtr 2: 0; 2015 Qtr 3: 0; 2015 Qtr 4: 0 | 0
[16 empty] | 0 |  |  | #N/A | [26 empty] | 0% | 0% |  | 0 | 0 | 0 | 0 | 0 | 0 | 0 | 0 | 0 | 0 | 0 | 2013 Qtr 1: 0; 2013 Qtr 2: 0; 2013 Qtr 3: 0; 2013 Qtr 4: 0; 2014 Qtr 1: 0; 2014 Qtr 2: 0; 2014 Qtr 3: 0; 2014 Qtr 4: 0; 2015 Qtr 1: 0; 2015 Qtr 2: 0; 2015 Qtr 3: 0; 2015 Qtr 4: 0 | 0
[16 empty] | 0 |  |  | #N/A | [26 empty] | 0% | 0% |  | 0 | 0 | 0 | 0 | 0 | 0 | 0 | 0 | 0 | 0 | 0 | 2013 Qtr 1: 0; 2013 Qtr 2: 0; 2013 Qtr 3: 0; 2013 Qtr 4: 0; 2014 Qtr 1: 0; 2014 Qtr 2: 0; 2014 Qtr 3: 0; 2014 Qtr 4: 0; 2015 Qtr 1: 0; 2015 Qtr 2: 0; 2015 Qtr 3: 0; 2015 Qtr 4: 0 | 0
[16 empty] | 0 |  |  | #N/A | [26 empty] | 0% | 0% |  | 0 | 0 | 0 | 0 | 0 | 0 | 0 | 0 | 0 | 0 | 0 | 2013 Qtr 1: 0; 2013 Qtr 2: 0; 2013 Qtr 3: 0; 2013 Qtr 4: 0; 2014 Qtr 1: 0; 2014 Qtr 2: 0; 2014 Qtr 3: 0; 2014 Qtr 4: 0; 2015 Qtr 1: 0; 2015 Qtr 2: 0; 2015 Qtr 3: 0; 2015 Qtr 4: 0 | 0
[16 empty] | 0 |  |  | #N/A | [26 empty] | 0% | 0% |  | 0 | 0 | 0 | 0 | 0 | 0 | 0 | 0 | 0 | 0 | 0 | 2013 Qtr 1: 0; 2013 Qtr 2: 0; 2013 Qtr 3: 0; 2013 Qtr 4: 0; 2014 Qtr 1: 0; 2014 Qtr 2: 0; 2014 Qtr 3: 0; 2014 Qtr 4: 0; 2015 Qtr 1: 0; 2015 Qtr 2: 0; 2015 Qtr 3: 0; 2015 Qtr 4: 0 | 0
[16 empty] | 0 |  |  | #N/A | [26 empty] | 0% | 0% |  | 0 | 0 | 0 | 0 | 0 | 0 | 0 | 0 | 0 | 0 | 0 | 2013 Qtr 1: 0; 2013 Qtr 2: 0; 2013 Qtr 3: 0; 2013 Qtr 4: 0; 2014 Qtr 1: 0; 2014 Qtr 2: 0; 2014 Qtr 3: 0; 2014 Qtr 4: 0; 2015 Qtr 1: 0; 2015 Qtr 2: 0; 2015 Qtr 3: 0; 2015 Qtr 4: 0 | 0
[16 empty] | 0 |  |  | #N/A | [26 empty] | 0% | 0% |  | 0 | 0 | 0 | 0 | 0 | 0 | 0 | 0 | 0 | 0 | 0 | 2013 Qtr 1: 0; 2013 Qtr 2: 0; 2013 Qtr 3: 0; 2013 Qtr 4: 0; 2014 Qtr 1: 0; 2014 Qtr 2: 0; 2014 Qtr 3: 0; 2014 Qtr 4: 0; 2015 Qtr 1: 0; 2015 Qtr 2: 0; 2015 Qtr 3: 0; 2015 Qtr 4: 0 | 0
[16 empty] | 0 |  |  | #N/A | [26 empty] | 0% | 0% |  | 0 | 0 | 0 | 0 | 0 | 0 | 0 | 0 | 0 | 0 | 0 | 2013 Qtr 1: 0; 2013 Qtr 2: 0; 2013 Qtr 3: 0; 2013 Qtr 4: 0; 2014 Qtr 1: 0; 2014 Qtr 2: 0; 2014 Qtr 3: 0; 2014 Qtr 4: 0; 2015 Qtr 1: 0; 2015 Qtr 2: 0; 2015 Qtr 3: 0; 2015 Qtr 4: 0 | 0
[16 empty] | 0 |  |  | #N/A | [26 empty] | 0% | 0% |  | 0 | 0 | 0 | 0 | 0 | 0 | 0 | 0 | 0 | 0 | 0 | 2013 Qtr 1: 0; 2013 Qtr 2: 0; 2013 Qtr 3: 0; 2013 Qtr 4: 0; 2014 Qtr 1: 0; 2014 Qtr 2: 0; 2014 Qtr 3: 0; 2014 Qtr 4: 0; 2015 Qtr 1: 0; 2015 Qtr 2: 0; 2015 Qtr 3: 0; 2015 Qtr 4: 0 | 0
[16 empty] | 0 |  |  | #N/A | [26 empty] | 0% | 0% |  | 0 | 0 | 0 | 0 | 0 | 0 | 0 | 0 | 0 | 0 | 0 | 2013 Qtr 1: 0; 2013 Qtr 2: 0; 2013 Qtr 3: 0; 2013 Qtr 4: 0; 2014 Qtr 1: 0; 2014 Qtr 2: 0; 2014 Qtr 3: 0; 2014 Qtr 4: 0; 2015 Qtr 1: 0; 2015 Qtr 2: 0; 2015 Qtr 3: 0; 2015 Qtr 4: 0 | 0
[16 empty] | 0 |  |  | #N/A | [26 empty] | 0% | 0% |  | 0 | 0 | 0 | 0 | 0 | 0 | 0 | 0 | 0 | 0 | 0 | 2013 Qtr 1: 0; 2013 Qtr 2: 0; 2013 Qtr 3: 0; 2013 Qtr 4: 0; 2014 Qtr 1: 0; 2014 Qtr 2: 0; 2014 Qtr 3: 0; 2014 Qtr 4: 0; 2015 Qtr 1: 0; 2015 Qtr 2: 0; 2015 Qtr 3: 0; 2015 Qtr 4: 0 | 0
[16 empty] | 0 |  |  | #N/A | [26 empty] | 0% | 0% |  | 0 | 0 | 0 | 0 | 0 | 0 | 0 | 0 | 0 | 0 | 0 | 2013 Qtr 1: 0; 2013 Qtr 2: 0; 2013 Qtr 3: 0; 2013 Qtr 4: 0; 2014 Qtr 1: 0; 2014 Qtr 2: 0; 2014 Qtr 3: 0; 2014 Qtr 4: 0; 2015 Qtr 1: 0; 2015 Qtr 2: 0; 2015 Qtr 3: 0; 2015 Qtr 4: 0 | 0
[16 empty] | 0 |  |  | #N/A | [26 empty] | 0% | 0% |  | 0 | 0 | 0 | 0 | 0 | 0 | 0 | 0 | 0 | 0 | 0 | 2013 Qtr 1: 0; 2013 Qtr 2: 0; 2013 Qtr 3: 0; 2013 Qtr 4: 0; 2014 Qtr 1: 0; 2014 Qtr 2: 0; 2014 Qtr 3: 0; 2014 Qtr 4: 0; 2015 Qtr 1: 0; 2015 Qtr 2: 0; 2015 Qtr 3: 0; 2015 Qtr 4: 0 | 0
[16 empty] | 0 |  |  | #N/A | [26 empty] | 0% | 0% |  | 0 | 0 | 0 | 0 | 0 | 0 | 0 | 0 | 0 | 0 | 0 | 2013 Qtr 1: 0; 2013 Qtr 2: 0; 2013 Qtr 3: 0; 2013 Qtr 4: 0; 2014 Qtr 1: 0; 2014 Qtr 2: 0; 2014 Qtr 3: 0; 2014 Qtr 4: 0; 2015 Qtr 1: 0; 2015 Qtr 2: 0; 2015 Qtr 3: 0; 2015 Qtr 4: 0 | 0
[16 empty] | 0 |  |  | #N/A | [26 empty] | 0% | 0% |  | 0 | 0 | 0 | 0 | 0 | 0 | 0 | 0 | 0 | 0 | 0 | 2013 Qtr 1: 0; 2013 Qtr 2: 0; 2013 Qtr 3: 0; 2013 Qtr 4: 0; 2014 Qtr 1: 0; 2014 Qtr 2: 0; 2014 Qtr 3: 0; 2014 Qtr 4: 0; 2015 Qtr 1: 0; 2015 Qtr 2: 0; 2015 Qtr 3: 0; 2015 Qtr 4: 0 | 0
[16 empty] | 0 |  |  | #N/A | [26 empty] | 0% | 0% |  | 0 | 0 | 0 | 0 | 0 | 0 | 0 | 0 | 0 | 0 | 0 | 2013 Qtr 1: 0; 2013 Qtr 2: 0; 2013 Qtr 3: 0; 2013 Qtr 4: 0; 2014 Qtr 1: 0; 2014 Qtr 2: 0; 2014 Qtr 3: 0; 2014 Qtr 4: 0; 2015 Qtr 1: 0; 2015 Qtr 2: 0; 2015 Qtr 3: 0; 2015 Qtr 4: 0 | 0
[16 empty] | 0 |  |  | #N/A | [26 empty] | 0% | 0% |  | 0 | 0 | 0 | 0 | 0 | 0 | 0 | 0 | 0 | 0 | 0 | 2013 Qtr 1: 0; 2013 Qtr 2: 0; 2013 Qtr 3: 0; 2013 Qtr 4: 0; 2014 Qtr 1: 0; 2014 Qtr 2: 0; 2014 Qtr 3: 0; 2014 Qtr 4: 0; 2015 Qtr 1: 0; 2015 Qtr 2: 0; 2015 Qtr 3: 0; 2015 Qtr 4: 0 | 0
[16 empty] | 0 |  |  | #N/A | [26 empty] | 0% | 0% |  | 0 | 0 | 0 | 0 | 0 | 0 | 0 | 0 | 0 | 0 | 0 | 2013 Qtr 1: 0; 2013 Qtr 2: 0; 2013 Qtr 3: 0; 2013 Qtr 4: 0; 2014 Qtr 1: 0; 2014 Qtr 2: 0; 2014 Qtr 3: 0; 2014 Qtr 4: 0; 2015 Qtr 1: 0; 2015 Qtr 2: 0; 2015 Qtr 3: 0; 2015 Qtr 4: 0 | 0
[16 empty] | 0 |  |  | #N/A | [26 empty] | 0% | 0% |  | 0 | 0 | 0 | 0 | 0 | 0 | 0 | 0 | 0 | 0 | 0 | 2013 Qtr 1: 0; 2013 Qtr 2: 0; 2013 Qtr 3: 0; 2013 Qtr 4: 0; 2014 Qtr 1: 0; 2014 Qtr 2: 0; 2014 Qtr 3: 0; 2014 Qtr 4: 0; 2015 Qtr 1: 0; 2015 Qtr 2: 0; 2015 Qtr 3: 0; 2015 Qtr 4: 0 | 0
[16 empty] | 0 |  |  | #N/A | [26 empty] | 0% | 0% |  | 0 | 0 | 0 | 0 | 0 | 0 | 0 | 0 | 0 | 0 | 0 | 2013 Qtr 1: 0; 2013 Qtr 2: 0; 2013 Qtr 3: 0; 2013 Qtr 4: 0; 2014 Qtr 1: 0; 2014 Qtr 2: 0; 2014 Qtr 3: 0; 2014 Qtr 4: 0; 2015 Qtr 1: 0; 2015 Qtr 2: 0; 2015 Qtr 3: 0; 2015 Qtr 4: 0 | 0
[16 empty] | 0 |  |  | #N/A | [26 empty] | 0% | 0% |  | 0 | 0 | 0 | 0 | 0 | 0 | 0 | 0 | 0 | 0 | 0 | 2013 Qtr 1: 0; 2013 Qtr 2: 0; 2013 Qtr 3: 0; 2013 Qtr 4: 0; 2014 Qtr 1: 0; 2014 Qtr 2: 0; 2014 Qtr 3: 0; 2014 Qtr 4: 0; 2015 Qtr 1: 0; 2015 Qtr 2: 0; 2015 Qtr 3: 0; 2015 Qtr 4: 0 | 0
[16 empty] | 0 |  |  | #N/A | [26 empty] | 0% | 0% |  | 0 | 0 | 0 | 0 | 0 | 0 | 0 | 0 | 0 | 0 | 0 | 2013 Qtr 1: 0; 2013 Qtr 2: 0; 2013 Qtr 3: 0; 2013 Qtr 4: 0; 2014 Qtr 1: 0; 2014 Qtr 2: 0; 2014 Qtr 3: 0; 2014 Qtr 4: 0; 2015 Qtr 1: 0; 2015 Qtr 2: 0; 2015 Qtr 3: 0; 2015 Qtr 4: 0 | 0
[16 empty] | 0 |  |  | #N/A | [26 empty] | 0% | 0% |  | 0 | 0 | 0 | 0 | 0 | 0 | 0 | 0 | 0 | 0 | 0 | 2013 Qtr 1: 0; 2013 Qtr 2: 0; 2013 Qtr 3: 0; 2013 Qtr 4: 0; 2014 Qtr 1: 0; 2014 Qtr 2: 0; 2014 Qtr 3: 0; 2014 Qtr 4: 0; 2015 Qtr 1: 0; 2015 Qtr 2: 0; 2015 Qtr 3: 0; 2015 Qtr 4: 0 | 0
[16 empty] | 0 |  |  | #N/A | [26 empty] | 0% | 0% |  | 0 | 0 | 0 | 0 | 0 | 0 | 0 | 0 | 0 | 0 | 0 | 2013 Qtr 1: 0; 2013 Qtr 2: 0; 2013 Qtr 3: 0; 2013 Qtr 4: 0; 2014 Qtr 1: 0; 2014 Qtr 2: 0; 2014 Qtr 3: 0; 2014 Qtr 4: 0; 2015 Qtr 1: 0; 2015 Qtr 2: 0; 2015 Qtr 3: 0; 2015 Qtr 4: 0 | 0
[16 empty] | 0 |  |  | #N/A | [26 empty] | 0% | 0% |  | 0 | 0 | 0 | 0 | 0 | 0 | 0 | 0 | 0 | 0 | 0 | 2013 Qtr 1: 0; 2013 Qtr 2: 0; 2013 Qtr 3: 0; 2013 Qtr 4: 0; 2014 Qtr 1: 0; 2014 Qtr 2: 0; 2014 Qtr 3: 0; 2014 Qtr 4: 0; 2015 Qtr 1: 0; 2015 Qtr 2: 0; 2015 Qtr 3: 0; 2015 Qtr 4: 0 | 0
[16 empty] | 0 |  |  | #N/A | [26 empty] | 0% | 0% |  | 0 | 0 | 0 | 0 | 0 | 0 | 0 | 0 | 0 | 0 | 0 | 2013 Qtr 1: 0; 2013 Qtr 2: 0; 2013 Qtr 3: 0; 2013 Qtr 4: 0; 2014 Qtr 1: 0; 2014 Qtr 2: 0; 2014 Qtr 3: 0; 2014 Qtr 4: 0; 2015 Qtr 1: 0; 2015 Qtr 2: 0; 2015 Qtr 3: 0; 2015 Qtr 4: 0 | 0
[16 empty] | 0 |  |  | #N/A | [26 empty] | 0% | 0% |  | 0 | 0 | 0 | 0 | 0 | 0 | 0 | 0 | 0 | 0 | 0 | 2013 Qtr 1: 0; 2013 Qtr 2: 0; 2013 Qtr 3: 0; 2013 Qtr 4: 0; 2014 Qtr 1: 0; 2014 Qtr 2: 0; 2014 Qtr 3: 0; 2014 Qtr 4: 0; 2015 Qtr 1: 0; 2015 Qtr 2: 0; 2015 Qtr 3: 0; 2015 Qtr 4: 0 | 0
[16 empty] | 0 |  |  | #N/A | [26 empty] | 0% | 0% |  | 0 | 0 | 0 | 0 | 0 | 0 | 0 | 0 | 0 | 0 | 0 | 2013 Qtr 1: 0; 2013 Qtr 2: 0; 2013 Qtr 3: 0; 2013 Qtr 4: 0; 2014 Qtr 1: 0; 2014 Qtr 2: 0; 2014 Qtr 3: 0; 2014 Qtr 4: 0; 2015 Qtr 1: 0; 2015 Qtr 2: 0; 2015 Qtr 3: 0; 2015 Qtr 4: 0 | 0
[16 empty] | 0 |  |  | #N/A | [26 empty] | 0% | 0% |  | 0 | 0 | 0 | 0 | 0 | 0 | 0 | 0 | 0 | 0 | 0 | 2013 Qtr 1: 0; 2013 Qtr 2: 0; 2013 Qtr 3: 0; 2013 Qtr 4: 0; 2014 Qtr 1: 0; 2014 Qtr 2: 0; 2014 Qtr 3: 0; 2014 Qtr 4: 0; 2015 Qtr 1: 0; 2015 Qtr 2: 0; 2015 Qtr 3: 0; 2015 Qtr 4: 0 | 0
[16 empty] | 0 |  |  | #N/A | [26 empty] | 0% | 0% |  | 0 | 0 | 0 | 0 | 0 | 0 | 0 | 0 | 0 | 0 | 0 | 2013 Qtr 1: 0; 2013 Qtr 2: 0; 2013 Qtr 3: 0; 2013 Qtr 4: 0; 2014 Qtr 1: 0; 2014 Qtr 2: 0; 2014 Qtr 3: 0; 2014 Qtr 4: 0; 2015 Qtr 1: 0; 2015 Qtr 2: 0; 2015 Qtr 3: 0; 2015 Qtr 4: 0 | 0
[16 empty] | 0 |  |  | #N/A | [26 empty] | 0% | 0% |  | 0 | 0 | 0 | 0 | 0 | 0 | 0 | 0 | 0 | 0 | 0 | 2013 Qtr 1: 0; 2013 Qtr 2: 0; 2013 Qtr 3: 0; 2013 Qtr 4: 0; 2014 Qtr 1: 0; 2014 Qtr 2: 0; 2014 Qtr 3: 0; 2014 Qtr 4: 0; 2015 Qtr 1: 0; 2015 Qtr 2: 0; 2015 Qtr 3: 0; 2015 Qtr 4: 0 | 0
[16 empty] | 0 |  |  | #N/A | [26 empty] | 0% | 0% |  | 0 | 0 | 0 | 0 | 0 | 0 | 0 | 0 | 0 | 0 | 0 | 2013 Qtr 1: 0; 2013 Qtr 2: 0; 2013 Qtr 3: 0; 2013 Qtr 4: 0; 2014 Qtr 1: 0; 2014 Qtr 2: 0; 2014 Qtr 3: 0; 2014 Qtr 4: 0; 2015 Qtr 1: 0; 2015 Qtr 2: 0; 2015 Qtr 3: 0; 2015 Qtr 4: 0 | 0
[16 empty] | 0 |  |  | #N/A | [26 empty] | 0% | 0% |  | 0 | 0 | 0 | 0 | 0 | 0 | 0 | 0 | 0 | 0 | 0 | 2013 Qtr 1: 0; 2013 Qtr 2: 0; 2013 Qtr 3: 0; 2013 Qtr 4: 0; 2014 Qtr 1: 0; 2014 Qtr 2: 0; 2014 Qtr 3: 0; 2014 Qtr 4: 0; 2015 Qtr 1: 0; 2015 Qtr 2: 0; 2015 Qtr 3: 0; 2015 Qtr 4: 0 | 0
[16 empty] | 0 |  |  | #N/A | [26 empty] | 0% | 0% |  | 0 | 0 | 0 | 0 | 0 | 0 | 0 | 0 | 0 | 0 | 0 | 2013 Qtr 1: 0; 2013 Qtr 2: 0; 2013 Qtr 3: 0; 2013 Qtr 4: 0; 2014 Qtr 1: 0; 2014 Qtr 2: 0; 2014 Qtr 3: 0; 2014 Qtr 4: 0; 2015 Qtr 1: 0; 2015 Qtr 2: 0; 2015 Qtr 3: 0; 2015 Qtr 4: 0 | 0
[16 empty] | 0 |  |  | #N/A | [26 empty] | 0% | 0% |  | 0 | 0 | 0 | 0 | 0 | 0 | 0 | 0 | 0 | 0 | 0 | 2013 Qtr 1: 0; 2013 Qtr 2: 0; 2013 Qtr 3: 0; 2013 Qtr 4: 0; 2014 Qtr 1: 0; 2014 Qtr 2: 0; 2014 Qtr 3: 0; 2014 Qtr 4: 0; 2015 Qtr 1: 0; 2015 Qtr 2: 0; 2015 Qtr 3: 0; 2015 Qtr 4: 0 | 0
[16 empty] | 0 |  |  | #N/A | [26 empty] | 0% | 0% |  | 0 | 0 | 0 | 0 | 0 | 0 | 0 | 0 | 0 | 0 | 0 | 2013 Qtr 1: 0; 2013 Qtr 2: 0; 2013 Qtr 3: 0; 2013 Qtr 4: 0; 2014 Qtr 1: 0; 2014 Qtr 2: 0; 2014 Qtr 3: 0; 2014 Qtr 4: 0; 2015 Qtr 1: 0; 2015 Qtr 2: 0; 2015 Qtr 3: 0; 2015 Qtr 4: 0 | 0
[16 empty] | 0 |  |  | #N/A | [26 empty] | 0% | 0% |  | 0 | 0 | 0 | 0 | 0 | 0 | 0 | 0 | 0 | 0 | 0 | 2013 Qtr 1: 0; 2013 Qtr 2: 0; 2013 Qtr 3: 0; 2013 Qtr 4: 0; 2014 Qtr 1: 0; 2014 Qtr 2: 0; 2014 Qtr 3: 0; 2014 Qtr 4: 0; 2015 Qtr 1: 0; 2015 Qtr 2: 0; 2015 Qtr 3: 0; 2015 Qtr 4: 0 | 0
[16 empty] | 0 |  |  | #N/A | [26 empty] | 0% | 0% |  | 0 | 0 | 0 | 0 | 0 | 0 | 0 | 0 | 0 | 0 | 0 | 2013 Qtr 1: 0; 2013 Qtr 2: 0; 2013 Qtr 3: 0; 2013 Qtr 4: 0; 2014 Qtr 1: 0; 2014 Qtr 2: 0; 2014 Qtr 3: 0; 2014 Qtr 4: 0; 2015 Qtr 1: 0; 2015 Qtr 2: 0; 2015 Qtr 3: 0; 2015 Qtr 4: 0 | 0
[16 empty] | 0 |  |  | #N/A | [26 empty] | 0% | 0% |  | 0 | 0 | 0 | 0 | 0 | 0 | 0 | 0 | 0 | 0 | 0 | 2013 Qtr 1: 0; 2013 Qtr 2: 0; 2013 Qtr 3: 0; 2013 Qtr 4: 0; 2014 Qtr 1: 0; 2014 Qtr 2: 0; 2014 Qtr 3: 0; 2014 Qtr 4: 0; 2015 Qtr 1: 0; 2015 Qtr 2: 0; 2015 Qtr 3: 0; 2015 Qtr 4: 0 | 0
[16 empty] | 0 |  |  | #N/A | [26 empty] | 0% | 0% |  | 0 | 0 | 0 | 0 | 0 | 0 | 0 | 0 | 0 | 0 | 0 | 2013 Qtr 1: 0; 2013 Qtr 2: 0; 2013 Qtr 3: 0; 2013 Qtr 4: 0; 2014 Qtr 1: 0; 2014 Qtr 2: 0; 2014 Qtr 3: 0; 2014 Qtr 4: 0; 2015 Qtr 1: 0; 2015 Qtr 2: 0; 2015 Qtr 3: 0; 2015 Qtr 4: 0 | 0
[16 empty] | 0 |  |  | #N/A | [26 empty] | 0% | 0% |  | 0 | 0 | 0 | 0 | 0 | 0 | 0 | 0 | 0 | 0 | 0 | 2013 Qtr 1: 0; 2013 Qtr 2: 0; 2013 Qtr 3: 0; 2013 Qtr 4: 0; 2014 Qtr 1: 0; 2014 Qtr 2: 0; 2014 Qtr 3: 0; 2014 Qtr 4: 0; 2015 Qtr 1: 0; 2015 Qtr 2: 0; 2015 Qtr 3: 0; 2015 Qtr 4: 0 | 0
[16 empty] | 0 |  |  | #N/A | [26 empty] | 0% | 0% |  | 0 | 0 | 0 | 0 | 0 | 0 | 0 | 0 | 0 | 0 | 0 | 2013 Qtr 1: 0; 2013 Qtr 2: 0; 2013 Qtr 3: 0; 2013 Qtr 4: 0; 2014 Qtr 1: 0; 2014 Qtr 2: 0; 2014 Qtr 3: 0; 2014 Qtr 4: 0; 2015 Qtr 1: 0; 2015 Qtr 2: 0; 2015 Qtr 3: 0; 2015 Qtr 4: 0 | 0
[16 empty] | 0 |  |  | #N/A | [26 empty] | 0% | 0% |  | 0 | 0 | 0 | 0 | 0 | 0 | 0 | 0 | 0 | 0 | 0 | 2013 Qtr 1: 0; 2013 Qtr 2: 0; 2013 Qtr 3: 0; 2013 Qtr 4: 0; 2014 Qtr 1: 0; 2014 Qtr 2: 0; 2014 Qtr 3: 0; 2014 Qtr 4: 0; 2015 Qtr 1: 0; 2015 Qtr 2: 0; 2015 Qtr 3: 0; 2015 Qtr 4: 0 | 0
[16 empty] | 0 |  |  | #N/A | [26 empty] | 0% | 0% |  | 0 | 0 | 0 | 0 | 0 | 0 | 0 | 0 | 0 | 0 | 0 | 2013 Qtr 1: 0; 2013 Qtr 2: 0; 2013 Qtr 3: 0; 2013 Qtr 4: 0; 2014 Qtr 1: 0; 2014 Qtr 2: 0; 2014 Qtr 3: 0; 2014 Qtr 4: 0; 2015 Qtr 1: 0; 2015 Qtr 2: 0; 2015 Qtr 3: 0; 2015 Qtr 4: 0 | 0
[16 empty] | 0 |  |  | #N/A | [26 empty] | 0% | 0% |  | 0 | 0 | 0 | 0 | 0 | 0 | 0 | 0 | 0 | 0 | 0 | 2013 Qtr 1: 0; 2013 Qtr 2: 0; 2013 Qtr 3: 0; 2013 Qtr 4: 0; 2014 Qtr 1: 0; 2014 Qtr 2: 0; 2014 Qtr 3: 0; 2014 Qtr 4: 0; 2015 Qtr 1: 0; 2015 Qtr 2: 0; 2015 Qtr 3: 0; 2015 Qtr 4: 0 | 0
[16 empty] | 0 |  |  | #N/A | [26 empty] | 0% | 0% |  | 0 | 0 | 0 | 0 | 0 | 0 | 0 | 0 | 0 | 0 | 0 | 2013 Qtr 1: 0; 2013 Qtr 2: 0; 2013 Qtr 3: 0; 2013 Qtr 4: 0; 2014 Qtr 1: 0; 2014 Qtr 2: 0; 2014 Qtr 3: 0; 2014 Qtr 4: 0; 2015 Qtr 1: 0; 2015 Qtr 2: 0; 2015 Qtr 3: 0; 2015 Qtr 4: 0 | 0
[16 empty] | 0 |  |  | #N/A | [26 empty] | 0% | 0% |  | 0 | 0 | 0 | 0 | 0 | 0 | 0 | 0 | 0 | 0 | 0 | 2013 Qtr 1: 0; 2013 Qtr 2: 0; 2013 Qtr 3: 0; 2013 Qtr 4: 0; 2014 Qtr 1: 0; 2014 Qtr 2: 0; 2014 Qtr 3: 0; 2014 Qtr 4: 0; 2015 Qtr 1: 0; 2015 Qtr 2: 0; 2015 Qtr 3: 0; 2015 Qtr 4: 0 | 0
[16 empty] | 0 |  |  | #N/A | [26 empty] | 0% | 0% |  | 0 | 0 | 0 | 0 | 0 | 0 | 0 | 0 | 0 | 0 | 0 | 2013 Qtr 1: 0; 2013 Qtr 2: 0; 2013 Qtr 3: 0; 2013 Qtr 4: 0; 2014 Qtr 1: 0; 2014 Qtr 2: 0; 2014 Qtr 3: 0; 2014 Qtr 4: 0; 2015 Qtr 1: 0; 2015 Qtr 2: 0; 2015 Qtr 3: 0; 2015 Qtr 4: 0 | 0
[16 empty] | 0 |  |  | #N/A | [26 empty] | 0% | 0% |  | 0 | 0 | 0 | 0 | 0 | 0 | 0 | 0 | 0 | 0 | 0 | 2013 Qtr 1: 0; 2013 Qtr 2: 0; 2013 Qtr 3: 0; 2013 Qtr 4: 0; 2014 Qtr 1: 0; 2014 Qtr 2: 0; 2014 Qtr 3: 0; 2014 Qtr 4: 0; 2015 Qtr 1: 0; 2015 Qtr 2: 0; 2015 Qtr 3: 0; 2015 Qtr 4: 0 | 0
[16 empty] | 0 |  |  | #N/A | [26 empty] | 0% | 0% |  | 0 | 0 | 0 | 0 | 0 | 0 | 0 | 0 | 0 | 0 | 0 | 2013 Qtr 1: 0; 2013 Qtr 2: 0; 2013 Qtr 3: 0; 2013 Qtr 4: 0; 2014 Qtr 1: 0; 2014 Qtr 2: 0; 2014 Qtr 3: 0; 2014 Qtr 4: 0; 2015 Qtr 1: 0; 2015 Qtr 2: 0; 2015 Qtr 3: 0; 2015 Qtr 4: 0 | 0
[16 empty] | 0 |  |  | #N/A | [26 empty] | 0% | 0% |  | 0 | 0 | 0 | 0 | 0 | 0 | 0 | 0 | 0 | 0 | 0 | 2013 Qtr 1: 0; 2013 Qtr 2: 0; 2013 Qtr 3: 0; 2013 Qtr 4: 0; 2014 Qtr 1: 0; 2014 Qtr 2: 0; 2014 Qtr 3: 0; 2014 Qtr 4: 0; 2015 Qtr 1: 0; 2015 Qtr 2: 0; 2015 Qtr 3: 0; 2015 Qtr 4: 0 | 0
[16 empty] | 0 |  |  | #N/A | [26 empty] | 0% | 0% |  | 0 | 0 | 0 | 0 | 0 | 0 | 0 | 0 | 0 | 0 | 0 | 2013 Qtr 1: 0; 2013 Qtr 2: 0; 2013 Qtr 3: 0; 2013 Qtr 4: 0; 2014 Qtr 1: 0; 2014 Qtr 2: 0; 2014 Qtr 3: 0; 2014 Qtr 4: 0; 2015 Qtr 1: 0; 2015 Qtr 2: 0; 2015 Qtr 3: 0; 2015 Qtr 4: 0 | 0
[16 empty] | 0 |  |  | #N/A | [26 empty] | 0% | 0% |  | 0 | 0 | 0 | 0 | 0 | 0 | 0 | 0 | 0 | 0 | 0 | 2013 Qtr 1: 0; 2013 Qtr 2: 0; 2013 Qtr 3: 0; 2013 Qtr 4: 0; 2014 Qtr 1: 0; 2014 Qtr 2: 0; 2014 Qtr 3: 0; 2014 Qtr 4: 0; 2015 Qtr 1: 0; 2015 Qtr 2: 0; 2015 Qtr 3: 0; 2015 Qtr 4: 0 | 0
[16 empty] | 0 |  |  | #N/A | [26 empty] | 0% | 0% |  | 0 | 0 | 0 | 0 | 0 | 0 | 0 | 0 | 0 | 0 | 0 | 2013 Qtr 1: 0; 2013 Qtr 2: 0; 2013 Qtr 3: 0; 2013 Qtr 4: 0; 2014 Qtr 1: 0; 2014 Qtr 2: 0; 2014 Qtr 3: 0; 2014 Qtr 4: 0; 2015 Qtr 1: 0; 2015 Qtr 2: 0; 2015 Qtr 3: 0; 2015 Qtr 4: 0 | 0
[16 empty] | 0 |  |  | #N/A | [26 empty] | 0% | 0% |  | 0 | 0 | 0 | 0 | 0 | 0 | 0 | 0 | 0 | 0 | 0 | 2013 Qtr 1: 0; 2013 Qtr 2: 0; 2013 Qtr 3: 0; 2013 Qtr 4: 0; 2014 Qtr 1: 0; 2014 Qtr 2: 0; 2014 Qtr 3: 0; 2014 Qtr 4: 0; 2015 Qtr 1: 0; 2015 Qtr 2: 0; 2015 Qtr 3: 0; 2015 Qtr 4: 0 | 0
[16 empty] | 0 |  |  | #N/A | [26 empty] | 0% | 0% |  | 0 | 0 | 0 | 0 | 0 | 0 | 0 | 0 | 0 | 0 | 0 | 2013 Qtr 1: 0; 2013 Qtr 2: 0; 2013 Qtr 3: 0; 2013 Qtr 4: 0; 2014 Qtr 1: 0; 2014 Qtr 2: 0; 2014 Qtr 3: 0; 2014 Qtr 4: 0; 2015 Qtr 1: 0; 2015 Qtr 2: 0; 2015 Qtr 3: 0; 2015 Qtr 4: 0 | 0
[16 empty] | 0 |  |  | #N/A | [26 empty] | 0% | 0% |  | 0 | 0 | 0 | 0 | 0 | 0 | 0 | 0 | 0 | 0 | 0 | 2013 Qtr 1: 0; 2013 Qtr 2: 0; 2013 Qtr 3: 0; 2013 Qtr 4: 0; 2014 Qtr 1: 0; 2014 Qtr 2: 0; 2014 Qtr 3: 0; 2014 Qtr 4: 0; 2015 Qtr 1: 0; 2015 Qtr 2: 0; 2015 Qtr 3: 0; 2015 Qtr 4: 0 | 0
[16 empty] | 0 |  |  | #N/A | [26 empty] | 0% | 0% |  | 0 | 0 | 0 | 0 | 0 | 0 | 0 | 0 | 0 | 0 | 0 | 2013 Qtr 1: 0; 2013 Qtr 2: 0; 2013 Qtr 3: 0; 2013 Qtr 4: 0; 2014 Qtr 1: 0; 2014 Qtr 2: 0; 2014 Qtr 3: 0; 2014 Qtr 4: 0; 2015 Qtr 1: 0; 2015 Qtr 2: 0; 2015 Qtr 3: 0; 2015 Qtr 4: 0 | 0
[16 empty] | 0 |  |  | #N/A | [26 empty] | 0% | 0% |  | 0 | 0 | 0 | 0 | 0 | 0 | 0 | 0 | 0 | 0 | 0 | 2013 Qtr 1: 0; 2013 Qtr 2: 0; 2013 Qtr 3: 0; 2013 Qtr 4: 0; 2014 Qtr 1: 0; 2014 Qtr 2: 0; 2014 Qtr 3: 0; 2014 Qtr 4: 0; 2015 Qtr 1: 0; 2015 Qtr 2: 0; 2015 Qtr 3: 0; 2015 Qtr 4: 0 | 0
[16 empty] | 0 |  |  | #N/A | [26 empty] | 0% | 0% |  | 0 | 0 | 0 | 0 | 0 | 0 | 0 | 0 | 0 | 0 | 0 | 2013 Qtr 1: 0; 2013 Qtr 2: 0; 2013 Qtr 3: 0; 2013 Qtr 4: 0; 2014 Qtr 1: 0; 2014 Qtr 2: 0; 2014 Qtr 3: 0; 2014 Qtr 4: 0; 2015 Qtr 1: 0; 2015 Qtr 2: 0; 2015 Qtr 3: 0; 2015 Qtr 4: 0 | 0
[16 empty] | 0 |  |  | #N/A | [26 empty] | 0% | 0% |  | 0 | 0 | 0 | 0 | 0 | 0 | 0 | 0 | 0 | 0 | 0 | 2013 Qtr 1: 0; 2013 Qtr 2: 0; 2013 Qtr 3: 0; 2013 Qtr 4: 0; 2014 Qtr 1: 0; 2014 Qtr 2: 0; 2014 Qtr 3: 0; 2014 Qtr 4: 0; 2015 Qtr 1: 0; 2015 Qtr 2: 0; 2015 Qtr 3: 0; 2015 Qtr 4: 0 | 0
[16 empty] | 0 |  |  | #N/A | [26 empty] | 0% | 0% |  | 0 | 0 | 0 | 0 | 0 | 0 | 0 | 0 | 0 | 0 | 0 | 2013 Qtr 1: 0; 2013 Qtr 2: 0; 2013 Qtr 3: 0; 2013 Qtr 4: 0; 2014 Qtr 1: 0; 2014 Qtr 2: 0; 2014 Qtr 3: 0; 2014 Qtr 4: 0; 2015 Qtr 1: 0; 2015 Qtr 2: 0; 2015 Qtr 3: 0; 2015 Qtr 4: 0 | 0
[16 empty] | 0 |  |  | #N/A | [26 empty] | 0% | 0% |  | 0 | 0 | 0 | 0 | 0 | 0 | 0 | 0 | 0 | 0 | 0 | 2013 Qtr 1: 0; 2013 Qtr 2: 0; 2013 Qtr 3: 0; 2013 Qtr 4: 0; 2014 Qtr 1: 0; 2014 Qtr 2: 0; 2014 Qtr 3: 0; 2014 Qtr 4: 0; 2015 Qtr 1: 0; 2015 Qtr 2: 0; 2015 Qtr 3: 0; 2015 Qtr 4: 0 | 0
[16 empty] | 0 |  |  | #N/A | [26 empty] | 0% | 0% |  | 0 | 0 | 0 | 0 | 0 | 0 | 0 | 0 | 0 | 0 | 0 | 2013 Qtr 1: 0; 2013 Qtr 2: 0; 2013 Qtr 3: 0; 2013 Qtr 4: 0; 2014 Qtr 1: 0; 2014 Qtr 2: 0; 2014 Qtr 3: 0; 2014 Qtr 4: 0; 2015 Qtr 1: 0; 2015 Qtr 2: 0; 2015 Qtr 3: 0; 2015 Qtr 4: 0 | 0
[16 empty] | 0 |  |  | #N/A | [26 empty] | 0% | 0% |  | 0 | 0 | 0 | 0 | 0 | 0 | 0 | 0 | 0 | 0 | 0 | 2013 Qtr 1: 0; 2013 Qtr 2: 0; 2013 Qtr 3: 0; 2013 Qtr 4: 0; 2014 Qtr 1: 0; 2014 Qtr 2: 0; 2014 Qtr 3: 0; 2014 Qtr 4: 0; 2015 Qtr 1: 0; 2015 Qtr 2: 0; 2015 Qtr 3: 0; 2015 Qtr 4: 0 | 0
[16 empty] | 0 |  |  | #N/A | [26 empty] | 0% | 0% |  | 0 | 0 | 0 | 0 | 0 | 0 | 0 | 0 | 0 | 0 | 0 | 2013 Qtr 1: 0; 2013 Qtr 2: 0; 2013 Qtr 3: 0; 2013 Qtr 4: 0; 2014 Qtr 1: 0; 2014 Qtr 2: 0; 2014 Qtr 3: 0; 2014 Qtr 4: 0; 2015 Qtr 1: 0; 2015 Qtr 2: 0; 2015 Qtr 3: 0; 2015 Qtr 4: 0 | 0
[16 empty] | 0 |  |  | #N/A | [26 empty] | 0% | 0% |  | 0 | 0 | 0 | 0 | 0 | 0 | 0 | 0 | 0 | 0 | 0 | 2013 Qtr 1: 0; 2013 Qtr 2: 0; 2013 Qtr 3: 0; 2013 Qtr 4: 0; 2014 Qtr 1: 0; 2014 Qtr 2: 0; 2014 Qtr 3: 0; 2014 Qtr 4: 0; 2015 Qtr 1: 0; 2015 Qtr 2: 0; 2015 Qtr 3: 0; 2015 Qtr 4: 0 | 0
[16 empty] | 0 |  |  | #N/A | [26 empty] | 0% | 0% |  | 0 | 0 | 0 | 0 | 0 | 0 | 0 | 0 | 0 | 0 | 0 | 2013 Qtr 1: 0; 2013 Qtr 2: 0; 2013 Qtr 3: 0; 2013 Qtr 4: 0; 2014 Qtr 1: 0; 2014 Qtr 2: 0; 2014 Qtr 3: 0; 2014 Qtr 4: 0; 2015 Qtr 1: 0; 2015 Qtr 2: 0; 2015 Qtr 3: 0; 2015 Qtr 4: 0 | 0
[16 empty] | 0 |  |  | #N/A | [26 empty] | 0% | 0% |  | 0 | 0 | 0 | 0 | 0 | 0 | 0 | 0 | 0 | 0 | 0 | 2013 Qtr 1: 0; 2013 Qtr 2: 0; 2013 Qtr 3: 0; 2013 Qtr 4: 0; 2014 Qtr 1: 0; 2014 Qtr 2: 0; 2014 Qtr 3: 0; 2014 Qtr 4: 0; 2015 Qtr 1: 0; 2015 Qtr 2: 0; 2015 Qtr 3: 0; 2015 Qtr 4: 0 | 0
[16 empty] | 0 |  |  | #N/A | [26 empty] | 0% | 0% |  | 0 | 0 | 0 | 0 | 0 | 0 | 0 | 0 | 0 | 0 | 0 | 2013 Qtr 1: 0; 2013 Qtr 2: 0; 2013 Qtr 3: 0; 2013 Qtr 4: 0; 2014 Qtr 1: 0; 2014 Qtr 2: 0; 2014 Qtr 3: 0; 2014 Qtr 4: 0; 2015 Qtr 1: 0; 2015 Qtr 2: 0; 2015 Qtr 3: 0; 2015 Qtr 4: 0 | 0
[16 empty] | 0 |  |  | #N/A | [26 empty] | 0% | 0% |  | 0 | 0 | 0 | 0 | 0 | 0 | 0 | 0 | 0 | 0 | 0 | 2013 Qtr 1: 0; 2013 Qtr 2: 0; 2013 Qtr 3: 0; 2013 Qtr 4: 0; 2014 Qtr 1: 0; 2014 Qtr 2: 0; 2014 Qtr 3: 0; 2014 Qtr 4: 0; 2015 Qtr 1: 0; 2015 Qtr 2: 0; 2015 Qtr 3: 0; 2015 Qtr 4: 0 | 0
[16 empty] | 0 |  |  | #N/A | [26 empty] | 0% | 0% |  | 0 | 0 | 0 | 0 | 0 | 0 | 0 | 0 | 0 | 0 | 0 | 2013 Qtr 1: 0; 2013 Qtr 2: 0; 2013 Qtr 3: 0; 2013 Qtr 4: 0; 2014 Qtr 1: 0; 2014 Qtr 2: 0; 2014 Qtr 3: 0; 2014 Qtr 4: 0; 2015 Qtr 1: 0; 2015 Qtr 2: 0; 2015 Qtr 3: 0; 2015 Qtr 4: 0 | 0
[16 empty] | 0 |  |  | #N/A | [26 empty] | 0% | 0% |  | 0 | 0 | 0 | 0 | 0 | 0 | 0 | 0 | 0 | 0 | 0 | 2013 Qtr 1: 0; 2013 Qtr 2: 0; 2013 Qtr 3: 0; 2013 Qtr 4: 0; 2014 Qtr 1: 0; 2014 Qtr 2: 0; 2014 Qtr 3: 0; 2014 Qtr 4: 0; 2015 Qtr 1: 0; 2015 Qtr 2: 0; 2015 Qtr 3: 0; 2015 Qtr 4: 0 | 0
[16 empty] | 0 |  |  | #N/A | [26 empty] | 0% | 0% |  | 0 | 0 | 0 | 0 | 0 | 0 | 0 | 0 | 0 | 0 | 0 | 2013 Qtr 1: 0; 2013 Qtr 2: 0; 2013 Qtr 3: 0; 2013 Qtr 4: 0; 2014 Qtr 1: 0; 2014 Qtr 2: 0; 2014 Qtr 3: 0; 2014 Qtr 4: 0; 2015 Qtr 1: 0; 2015 Qtr 2: 0; 2015 Qtr 3: 0; 2015 Qtr 4: 0 | 0
[16 empty] | 0 |  |  | #N/A | [26 empty] | 0% | 0% |  | 0 | 0 | 0 | 0 | 0 | 0 | 0 | 0 | 0 | 0 | 0 | 2013 Qtr 1: 0; 2013 Qtr 2: 0; 2013 Qtr 3: 0; 2013 Qtr 4: 0; 2014 Qtr 1: 0; 2014 Qtr 2: 0; 2014 Qtr 3: 0; 2014 Qtr 4: 0; 2015 Qtr 1: 0; 2015 Qtr 2: 0; 2015 Qtr 3: 0; 2015 Qtr 4: 0 | 0
[16 empty] | 0 |  |  | #N/A | [26 empty] | 0% | 0% |  | 0 | 0 | 0 | 0 | 0 | 0 | 0 | 0 | 0 | 0 | 0 | 2013 Qtr 1: 0; 2013 Qtr 2: 0; 2013 Qtr 3: 0; 2013 Qtr 4: 0; 2014 Qtr 1: 0; 2014 Qtr 2: 0; 2014 Qtr 3: 0; 2014 Qtr 4: 0; 2015 Qtr 1: 0; 2015 Qtr 2: 0; 2015 Qtr 3: 0; 2015 Qtr 4: 0 | 0
[16 empty] | 0 |  |  | #N/A | [26 empty] | 0% | 0% |  | 0 | 0 | 0 | 0 | 0 | 0 | 0 | 0 | 0 | 0 | 0 | 2013 Qtr 1: 0; 2013 Qtr 2: 0; 2013 Qtr 3: 0; 2013 Qtr 4: 0; 2014 Qtr 1: 0; 2014 Qtr 2: 0; 2014 Qtr 3: 0; 2014 Qtr 4: 0; 2015 Qtr 1: 0; 2015 Qtr 2: 0; 2015 Qtr 3: 0; 2015 Qtr 4: 0 | 0
[16 empty] | 0 |  |  | #N/A | [26 empty] | 0% | 0% |  | 0 | 0 | 0 | 0 | 0 | 0 | 0 | 0 | 0 | 0 | 0 | 2013 Qtr 1: 0; 2013 Qtr 2: 0; 2013 Qtr 3: 0; 2013 Qtr 4: 0; 2014 Qtr 1: 0; 2014 Qtr 2: 0; 2014 Qtr 3: 0; 2014 Qtr 4: 0; 2015 Qtr 1: 0; 2015 Qtr 2: 0; 2015 Qtr 3: 0; 2015 Qtr 4: 0 | 0
[16 empty] | 0 |  |  | #N/A | [26 empty] | 0% | 0% |  | 0 | 0 | 0 | 0 | 0 | 0 | 0 | 0 | 0 | 0 | 0 | 2013 Qtr 1: 0; 2013 Qtr 2: 0; 2013 Qtr 3: 0; 2013 Qtr 4: 0; 2014 Qtr 1: 0; 2014 Qtr 2: 0; 2014 Qtr 3: 0; 2014 Qtr 4: 0; 2015 Qtr 1: 0; 2015 Qtr 2: 0; 2015 Qtr 3: 0; 2015 Qtr 4: 0 | 0
[16 empty] | 0 |  |  | #N/A | [26 empty] | 0% | 0% |  | 0 | 0 | 0 | 0 | 0 | 0 | 0 | 0 | 0 | 0 | 0 | 2013 Qtr 1: 0; 2013 Qtr 2: 0; 2013 Qtr 3: 0; 2013 Qtr 4: 0; 2014 Qtr 1: 0; 2014 Qtr 2: 0; 2014 Qtr 3: 0; 2014 Qtr 4: 0; 2015 Qtr 1: 0; 2015 Qtr 2: 0; 2015 Qtr 3: 0; 2015 Qtr 4: 0 | 0
[16 empty] | 0 |  |  | #N/A | [26 empty] | 0% | 0% |  | 0 | 0 | 0 | 0 | 0 | 0 | 0 | 0 | 0 | 0 | 0 | 2013 Qtr 1: 0; 2013 Qtr 2: 0; 2013 Qtr 3: 0; 2013 Qtr 4: 0; 2014 Qtr 1: 0; 2014 Qtr 2: 0; 2014 Qtr 3: 0; 2014 Qtr 4: 0; 2015 Qtr 1: 0; 2015 Qtr 2: 0; 2015 Qtr 3: 0; 2015 Qtr 4: 0 | 0
[16 empty] | 0 |  |  | #N/A | [26 empty] | 0% | 0% |  | 0 | 0 | 0 | 0 | 0 | 0 | 0 | 0 | 0 | 0 | 0 | 2013 Qtr 1: 0; 2013 Qtr 2: 0; 2013 Qtr 3: 0; 2013 Qtr 4: 0; 2014 Qtr 1: 0; 2014 Qtr 2: 0; 2014 Qtr 3: 0; 2014 Qtr 4: 0; 2015 Qtr 1: 0; 2015 Qtr 2: 0; 2015 Qtr 3: 0; 2015 Qtr 4: 0 | 0
[16 empty] | 0 |  |  | #N/A | [26 empty] | 0% | 0% |  | 0 | 0 | 0 | 0 | 0 | 0 | 0 | 0 | 0 | 0 | 0 | 2013 Qtr 1: 0; 2013 Qtr 2: 0; 2013 Qtr 3: 0; 2013 Qtr 4: 0; 2014 Qtr 1: 0; 2014 Qtr 2: 0; 2014 Qtr 3: 0; 2014 Qtr 4: 0; 2015 Qtr 1: 0; 2015 Qtr 2: 0; 2015 Qtr 3: 0; 2015 Qtr 4: 0 | 0
[16 empty] | 0 |  |  | #N/A | [26 empty] | 0% | 0% |  | 0 | 0 | 0 | 0 | 0 | 0 | 0 | 0 | 0 | 0 | 0 | 2013 Qtr 1: 0; 2013 Qtr 2: 0; 2013 Qtr 3: 0; 2013 Qtr 4: 0; 2014 Qtr 1: 0; 2014 Qtr 2: 0; 2014 Qtr 3: 0; 2014 Qtr 4: 0; 2015 Qtr 1: 0; 2015 Qtr 2: 0; 2015 Qtr 3: 0; 2015 Qtr 4: 0 | 0
[16 empty] | 0 |  |  | #N/A | [26 empty] | 0% | 0% |  | 0 | 0 | 0 | 0 | 0 | 0 | 0 | 0 | 0 | 0 | 0 | 2013 Qtr 1: 0; 2013 Qtr 2: 0; 2013 Qtr 3: 0; 2013 Qtr 4: 0; 2014 Qtr 1: 0; 2014 Qtr 2: 0; 2014 Qtr 3: 0; 2014 Qtr 4: 0; 2015 Qtr 1: 0; 2015 Qtr 2: 0; 2015 Qtr 3: 0; 2015 Qtr 4: 0 | 0
[16 empty] | 0 |  |  | #N/A | [26 empty] | 0% | 0% |  | 0 | 0 | 0 | 0 | 0 | 0 | 0 | 0 | 0 | 0 | 0 | 2013 Qtr 1: 0; 2013 Qtr 2: 0; 2013 Qtr 3: 0; 2013 Qtr 4: 0; 2014 Qtr 1: 0; 2014 Qtr 2: 0; 2014 Qtr 3: 0; 2014 Qtr 4: 0; 2015 Qtr 1: 0; 2015 Qtr 2: 0; 2015 Qtr 3: 0; 2015 Qtr 4: 0 | 0
[16 empty] | 0 |  |  | #N/A | [26 empty] | 0% | 0% |  | 0 | 0 | 0 | 0 | 0 | 0 | 0 | 0 | 0 | 0 | 0 | 2013 Qtr 1: 0; 2013 Qtr 2: 0; 2013 Qtr 3: 0; 2013 Qtr 4: 0; 2014 Qtr 1: 0; 2014 Qtr 2: 0; 2014 Qtr 3: 0; 2014 Qtr 4: 0; 2015 Qtr 1: 0; 2015 Qtr 2: 0; 2015 Qtr 3: 0; 2015 Qtr 4: 0 | 0
[16 empty] | 0 |  |  | #N/A | [26 empty] | 0% | 0% |  | 0 | 0 | 0 | 0 | 0 | 0 | 0 | 0 | 0 | 0 | 0 | 2013 Qtr 1: 0; 2013 Qtr 2: 0; 2013 Qtr 3: 0; 2013 Qtr 4: 0; 2014 Qtr 1: 0; 2014 Qtr 2: 0; 2014 Qtr 3: 0; 2014 Qtr 4: 0; 2015 Qtr 1: 0; 2015 Qtr 2: 0; 2015 Qtr 3: 0; 2015 Qtr 4: 0 | 0
[16 empty] | 0 |  |  | #N/A | [26 empty] | 0% | 0% |  | 0 | 0 | 0 | 0 | 0 | 0 | 0 | 0 | 0 | 0 | 0 | 2013 Qtr 1: 0; 2013 Qtr 2: 0; 2013 Qtr 3: 0; 2013 Qtr 4: 0; 2014 Qtr 1: 0; 2014 Qtr 2: 0; 2014 Qtr 3: 0; 2014 Qtr 4: 0; 2015 Qtr 1: 0; 2015 Qtr 2: 0; 2015 Qtr 3: 0; 2015 Qtr 4: 0 | 0
[16 empty] | 0 |  |  | #N/A | [26 empty] | 0% | 0% |  | 0 | 0 | 0 | 0 | 0 | 0 | 0 | 0 | 0 | 0 | 0 | 2013 Qtr 1: 0; 2013 Qtr 2: 0; 2013 Qtr 3: 0; 2013 Qtr 4: 0; 2014 Qtr 1: 0; 2014 Qtr 2: 0; 2014 Qtr 3: 0; 2014 Qtr 4: 0; 2015 Qtr 1: 0; 2015 Qtr 2: 0; 2015 Qtr 3: 0; 2015 Qtr 4: 0 | 0
[16 empty] | 0 |  |  | #N/A | [26 empty] | 0% | 0% |  | 0 | 0 | 0 | 0 | 0 | 0 | 0 | 0 | 0 | 0 | 0 | 2013 Qtr 1: 0; 2013 Qtr 2: 0; 2013 Qtr 3: 0; 2013 Qtr 4: 0; 2014 Qtr 1: 0; 2014 Qtr 2: 0; 2014 Qtr 3: 0; 2014 Qtr 4: 0; 2015 Qtr 1: 0; 2015 Qtr 2: 0; 2015 Qtr 3: 0; 2015 Qtr 4: 0 | 0
[16 empty] | 0 |  |  | #N/A | [26 empty] | 0% | 0% |  | 0 | 0 | 0 | 0 | 0 | 0 | 0 | 0 | 0 | 0 | 0 | 2013 Qtr 1: 0; 2013 Qtr 2: 0; 2013 Qtr 3: 0; 2013 Qtr 4: 0; 2014 Qtr 1: 0; 2014 Qtr 2: 0; 2014 Qtr 3: 0; 2014 Qtr 4: 0; 2015 Qtr 1: 0; 2015 Qtr 2: 0; 2015 Qtr 3: 0; 2015 Qtr 4: 0 | 0
[16 empty] | 0 |  |  | #N/A | [26 empty] | 0% | 0% |  | 0 | 0 | 0 | 0 | 0 | 0 | 0 | 0 | 0 | 0 | 0 | 2013 Qtr 1: 0; 2013 Qtr 2: 0; 2013 Qtr 3: 0; 2013 Qtr 4: 0; 2014 Qtr 1: 0; 2014 Qtr 2: 0; 2014 Qtr 3: 0; 2014 Qtr 4: 0; 2015 Qtr 1: 0; 2015 Qtr 2: 0; 2015 Qtr 3: 0; 2015 Qtr 4: 0 | 0
[16 empty] | 0 |  |  | #N/A | [26 empty] | 0% | 0% |  | 0 | 0 | 0 | 0 | 0 | 0 | 0 | 0 | 0 | 0 | 0 | 2013 Qtr 1: 0; 2013 Qtr 2: 0; 2013 Qtr 3: 0; 2013 Qtr 4: 0; 2014 Qtr 1: 0; 2014 Qtr 2: 0; 2014 Qtr 3: 0; 2014 Qtr 4: 0; 2015 Qtr 1: 0; 2015 Qtr 2: 0; 2015 Qtr 3: 0; 2015 Qtr 4: 0 | 0
[16 empty] | 0 |  |  | #N/A | [26 empty] | 0% | 0% |  | 0 | 0 | 0 | 0 | 0 | 0 | 0 | 0 | 0 | 0 | 0 | 2013 Qtr 1: 0; 2013 Qtr 2: 0; 2013 Qtr 3: 0; 2013 Qtr 4: 0; 2014 Qtr 1: 0; 2014 Qtr 2: 0; 2014 Qtr 3: 0; 2014 Qtr 4: 0; 2015 Qtr 1: 0; 2015 Qtr 2: 0; 2015 Qtr 3: 0; 2015 Qtr 4: 0 | 0
[16 empty] | 0 |  |  | #N/A | [26 empty] | 0% | 0% |  | 0 | 0 | 0 | 0 | 0 | 0 | 0 | 0 | 0 | 0 | 0 | 2013 Qtr 1: 0; 2013 Qtr 2: 0; 2013 Qtr 3: 0; 2013 Qtr 4: 0; 2014 Qtr 1: 0; 2014 Qtr 2: 0; 2014 Qtr 3: 0; 2014 Qtr 4: 0; 2015 Qtr 1: 0; 2015 Qtr 2: 0; 2015 Qtr 3: 0; 2015 Qtr 4: 0 | 0
[16 empty] | 0 |  |  | #N/A | [26 empty] | 0% | 0% |  | 0 | 0 | 0 | 0 | 0 | 0 | 0 | 0 | 0 | 0 | 0 | 2013 Qtr 1: 0; 2013 Qtr 2: 0; 2013 Qtr 3: 0; 2013 Qtr 4: 0; 2014 Qtr 1: 0; 2014 Qtr 2: 0; 2014 Qtr 3: 0; 2014 Qtr 4: 0; 2015 Qtr 1: 0; 2015 Qtr 2: 0; 2015 Qtr 3: 0; 2015 Qtr 4: 0 | 0
[16 empty] | 0 |  |  | #N/A | [26 empty] | 0% | 0% |  | 0 | 0 | 0 | 0 | 0 | 0 | 0 | 0 | 0 | 0 | 0 | 2013 Qtr 1: 0; 2013 Qtr 2: 0; 2013 Qtr 3: 0; 2013 Qtr 4: 0; 2014 Qtr 1: 0; 2014 Qtr 2: 0; 2014 Qtr 3: 0; 2014 Qtr 4: 0; 2015 Qtr 1: 0; 2015 Qtr 2: 0; 2015 Qtr 3: 0; 2015 Qtr 4: 0 | 0
[16 empty] | 0 |  |  | #N/A | [26 empty] | 0% | 0% |  | 0 | 0 | 0 | 0 | 0 | 0 | 0 | 0 | 0 | 0 | 0 | 2013 Qtr 1: 0; 2013 Qtr 2: 0; 2013 Qtr 3: 0; 2013 Qtr 4: 0; 2014 Qtr 1: 0; 2014 Qtr 2: 0; 2014 Qtr 3: 0; 2014 Qtr 4: 0; 2015 Qtr 1: 0; 2015 Qtr 2: 0; 2015 Qtr 3: 0; 2015 Qtr 4: 0 | 0
[16 empty] | 0 |  |  | #N/A | [26 empty] | 0% | 0% |  | 0 | 0 | 0 | 0 | 0 | 0 | 0 | 0 | 0 | 0 | 0 | 2013 Qtr 1: 0; 2013 Qtr 2: 0; 2013 Qtr 3: 0; 2013 Qtr 4: 0; 2014 Qtr 1: 0; 2014 Qtr 2: 0; 2014 Qtr 3: 0; 2014 Qtr 4: 0; 2015 Qtr 1: 0; 2015 Qtr 2: 0; 2015 Qtr 3: 0; 2015 Qtr 4: 0 | 0
[16 empty] | 0 |  |  | #N/A | [26 empty] | 0% | 0% |  | 0 | 0 | 0 | 0 | 0 | 0 | 0 | 0 | 0 | 0 | 0 | 2013 Qtr 1: 0; 2013 Qtr 2: 0; 2013 Qtr 3: 0; 2013 Qtr 4: 0; 2014 Qtr 1: 0; 2014 Qtr 2: 0; 2014 Qtr 3: 0; 2014 Qtr 4: 0; 2015 Qtr 1: 0; 2015 Qtr 2: 0; 2015 Qtr 3: 0; 2015 Qtr 4: 0 | 0
[16 empty] | 0 |  |  | #N/A | [26 empty] | 0% | 0% |  | 0 | 0 | 0 | 0 | 0 | 0 | 0 | 0 | 0 | 0 | 0 | 2013 Qtr 1: 0; 2013 Qtr 2: 0; 2013 Qtr 3: 0; 2013 Qtr 4: 0; 2014 Qtr 1: 0; 2014 Qtr 2: 0; 2014 Qtr 3: 0; 2014 Qtr 4: 0; 2015 Qtr 1: 0; 2015 Qtr 2: 0; 2015 Qtr 3: 0; 2015 Qtr 4: 0 | 0
[16 empty] | 0 |  |  | #N/A | [26 empty] | 0% | 0% |  | 0 | 0 | 0 | 0 | 0 | 0 | 0 | 0 | 0 | 0 | 0 | 2013 Qtr 1: 0; 2013 Qtr 2: 0; 2013 Qtr 3: 0; 2013 Qtr 4: 0; 2014 Qtr 1: 0; 2014 Qtr 2: 0; 2014 Qtr 3: 0; 2014 Qtr 4: 0; 2015 Qtr 1: 0; 2015 Qtr 2: 0; 2015 Qtr 3: 0; 2015 Qtr 4: 0 | 0
[16 empty] | 0 |  |  | #N/A | [26 empty] | 0% | 0% |  | 0 | 0 | 0 | 0 | 0 | 0 | 0 | 0 | 0 | 0 | 0 | 2013 Qtr 1: 0; 2013 Qtr 2: 0; 2013 Qtr 3: 0; 2013 Qtr 4: 0; 2014 Qtr 1: 0; 2014 Qtr 2: 0; 2014 Qtr 3: 0; 2014 Qtr 4: 0; 2015 Qtr 1: 0; 2015 Qtr 2: 0; 2015 Qtr 3: 0; 2015 Qtr 4: 0 | 0
[16 empty] | 0 |  |  | #N/A | [26 empty] | 0% | 0% |  | 0 | 0 | 0 | 0 | 0 | 0 | 0 | 0 | 0 | 0 | 0 | 2013 Qtr 1: 0; 2013 Qtr 2: 0; 2013 Qtr 3: 0; 2013 Qtr 4: 0; 2014 Qtr 1: 0; 2014 Qtr 2: 0; 2014 Qtr 3: 0; 2014 Qtr 4: 0; 2015 Qtr 1: 0; 2015 Qtr 2: 0; 2015 Qtr 3: 0; 2015 Qtr 4: 0 | 0
[16 empty] | 0 |  |  | #N/A | [26 empty] | 0% | 0% |  | 0 | 0 | 0 | 0 | 0 | 0 | 0 | 0 | 0 | 0 | 0 | 2013 Qtr 1: 0; 2013 Qtr 2: 0; 2013 Qtr 3: 0; 2013 Qtr 4: 0; 2014 Qtr 1: 0; 2014 Qtr 2: 0; 2014 Qtr 3: 0; 2014 Qtr 4: 0; 2015 Qtr 1: 0; 2015 Qtr 2: 0; 2015 Qtr 3: 0; 2015 Qtr 4: 0 | 0
[16 empty] | 0 |  |  | #N/A | [26 empty] | 0% | 0% |  | 0 | 0 | 0 | 0 | 0 | 0 | 0 | 0 | 0 | 0 | 0 | 2013 Qtr 1: 0; 2013 Qtr 2: 0; 2013 Qtr 3: 0; 2013 Qtr 4: 0; 2014 Qtr 1: 0; 2014 Qtr 2: 0; 2014 Qtr 3: 0; 2014 Qtr 4: 0; 2015 Qtr 1: 0; 2015 Qtr 2: 0; 2015 Qtr 3: 0; 2015 Qtr 4: 0 | 0
[16 empty] | 0 |  |  | #N/A | [26 empty] | 0% | 0% |  | 0 | 0 | 0 | 0 | 0 | 0 | 0 | 0 | 0 | 0 | 0 | 2013 Qtr 1: 0; 2013 Qtr 2: 0; 2013 Qtr 3: 0; 2013 Qtr 4: 0; 2014 Qtr 1: 0; 2014 Qtr 2: 0; 2014 Qtr 3: 0; 2014 Qtr 4: 0; 2015 Qtr 1: 0; 2015 Qtr 2: 0; 2015 Qtr 3: 0; 2015 Qtr 4: 0 | 0
[16 empty] | 0 |  |  | #N/A | [26 empty] | 0% | 0% |  | 0 | 0 | 0 | 0 | 0 | 0 | 0 | 0 | 0 | 0 | 0 | 2013 Qtr 1: 0; 2013 Qtr 2: 0; 2013 Qtr 3: 0; 2013 Qtr 4: 0; 2014 Qtr 1: 0; 2014 Qtr 2: 0; 2014 Qtr 3: 0; 2014 Qtr 4: 0; 2015 Qtr 1: 0; 2015 Qtr 2: 0; 2015 Qtr 3: 0; 2015 Qtr 4: 0 | 0
[16 empty] | 0 |  |  | #N/A | [26 empty] | 0% | 0% |  | 0 | 0 | 0 | 0 | 0 | 0 | 0 | 0 | 0 | 0 | 0 | 2013 Qtr 1: 0; 2013 Qtr 2: 0; 2013 Qtr 3: 0; 2013 Qtr 4: 0; 2014 Qtr 1: 0; 2014 Qtr 2: 0; 2014 Qtr 3: 0; 2014 Qtr 4: 0; 2015 Qtr 1: 0; 2015 Qtr 2: 0; 2015 Qtr 3: 0; 2015 Qtr 4: 0 | 0
[16 empty] | 0 |  |  | #N/A | [26 empty] | 0% | 0% |  | 0 | 0 | 0 | 0 | 0 | 0 | 0 | 0 | 0 | 0 | 0 | 2013 Qtr 1: 0; 2013 Qtr 2: 0; 2013 Qtr 3: 0; 2013 Qtr 4: 0; 2014 Qtr 1: 0; 2014 Qtr 2: 0; 2014 Qtr 3: 0; 2014 Qtr 4: 0; 2015 Qtr 1: 0; 2015 Qtr 2: 0; 2015 Qtr 3: 0; 2015 Qtr 4: 0 | 0
[16 empty] | 0 |  |  | #N/A | [26 empty] | 0% | 0% |  | 0 | 0 | 0 | 0 | 0 | 0 | 0 | 0 | 0 | 0 | 0 | 2013 Qtr 1: 0; 2013 Qtr 2: 0; 2013 Qtr 3: 0; 2013 Qtr 4: 0; 2014 Qtr 1: 0; 2014 Qtr 2: 0; 2014 Qtr 3: 0; 2014 Qtr 4: 0; 2015 Qtr 1: 0; 2015 Qtr 2: 0; 2015 Qtr 3: 0; 2015 Qtr 4: 0 | 0
[16 empty] | 0 |  |  | #N/A | [26 empty] | 0% | 0% |  | 0 | 0 | 0 | 0 | 0 | 0 | 0 | 0 | 0 | 0 | 0 | 2013 Qtr 1: 0; 2013 Qtr 2: 0; 2013 Qtr 3: 0; 2013 Qtr 4: 0; 2014 Qtr 1: 0; 2014 Qtr 2: 0; 2014 Qtr 3: 0; 2014 Qtr 4: 0; 2015 Qtr 1: 0; 2015 Qtr 2: 0; 2015 Qtr 3: 0; 2015 Qtr 4: 0 | 0
[16 empty] | 0 |  |  | #N/A | [26 empty] | 0% | 0% |  | 0 | 0 | 0 | 0 | 0 | 0 | 0 | 0 | 0 | 0 | 0 | 2013 Qtr 1: 0; 2013 Qtr 2: 0; 2013 Qtr 3: 0; 2013 Qtr 4: 0; 2014 Qtr 1: 0; 2014 Qtr 2: 0; 2014 Qtr 3: 0; 2014 Qtr 4: 0; 2015 Qtr 1: 0; 2015 Qtr 2: 0; 2015 Qtr 3: 0; 2015 Qtr 4: 0 | 0
[16 empty] | 0 |  |  | #N/A | [26 empty] | 0% | 0% |  | 0 | 0 | 0 | 0 | 0 | 0 | 0 | 0 | 0 | 0 | 0 | 2013 Qtr 1: 0; 2013 Qtr 2: 0; 2013 Qtr 3: 0; 2013 Qtr 4: 0; 2014 Qtr 1: 0; 2014 Qtr 2: 0; 2014 Qtr 3: 0; 2014 Qtr 4: 0; 2015 Qtr 1: 0; 2015 Qtr 2: 0; 2015 Qtr 3: 0; 2015 Qtr 4: 0 | 0
[16 empty] | 0 |  |  | #N/A | [26 empty] | 0% | 0% |  | 0 | 0 | 0 | 0 | 0 | 0 | 0 | 0 | 0 | 0 | 0 | 2013 Qtr 1: 0; 2013 Qtr 2: 0; 2013 Qtr 3: 0; 2013 Qtr 4: 0; 2014 Qtr 1: 0; 2014 Qtr 2: 0; 2014 Qtr 3: 0; 2014 Qtr 4: 0; 2015 Qtr 1: 0; 2015 Qtr 2: 0; 2015 Qtr 3: 0; 2015 Qtr 4: 0 | 0
[16 empty] | 0 |  |  | #N/A | [26 empty] | 0% | 0% |  | 0 | 0 | 0 | 0 | 0 | 0 | 0 | 0 | 0 | 0 | 0 | 2013 Qtr 1: 0; 2013 Qtr 2: 0; 2013 Qtr 3: 0; 2013 Qtr 4: 0; 2014 Qtr 1: 0; 2014 Qtr 2: 0; 2014 Qtr 3: 0; 2014 Qtr 4: 0; 2015 Qtr 1: 0; 2015 Qtr 2: 0; 2015 Qtr 3: 0; 2015 Qtr 4: 0 | 0
[16 empty] | 0 |  |  | #N/A | [26 empty] | 0% | 0% |  | 0 | 0 | 0 | 0 | 0 | 0 | 0 | 0 | 0 | 0 | 0 | 2013 Qtr 1: 0; 2013 Qtr 2: 0; 2013 Qtr 3: 0; 2013 Qtr 4: 0; 2014 Qtr 1: 0; 2014 Qtr 2: 0; 2014 Qtr 3: 0; 2014 Qtr 4: 0; 2015 Qtr 1: 0; 2015 Qtr 2: 0; 2015 Qtr 3: 0; 2015 Qtr 4: 0 | 0
[16 empty] | 0 |  |  | #N/A | [26 empty] | 0% | 0% |  | 0 | 0 | 0 | 0 | 0 | 0 | 0 | 0 | 0 | 0 | 0 | 2013 Qtr 1: 0; 2013 Qtr 2: 0; 2013 Qtr 3: 0; 2013 Qtr 4: 0; 2014 Qtr 1: 0; 2014 Qtr 2: 0; 2014 Qtr 3: 0; 2014 Qtr 4: 0; 2015 Qtr 1: 0; 2015 Qtr 2: 0; 2015 Qtr 3: 0; 2015 Qtr 4: 0 | 0
[16 empty] | 0 |  |  | #N/A | [26 empty] | 0% | 0% |  | 0 | 0 | 0 | 0 | 0 | 0 | 0 | 0 | 0 | 0 | 0 | 2013 Qtr 1: 0; 2013 Qtr 2: 0; 2013 Qtr 3: 0; 2013 Qtr 4: 0; 2014 Qtr 1: 0; 2014 Qtr 2: 0; 2014 Qtr 3: 0; 2014 Qtr 4: 0; 2015 Qtr 1: 0; 2015 Qtr 2: 0; 2015 Qtr 3: 0; 2015 Qtr 4: 0 | 0
[16 empty] | 0 |  |  | #N/A | [26 empty] | 0% | 0% |  | 0 | 0 | 0 | 0 | 0 | 0 | 0 | 0 | 0 | 0 | 0 | 2013 Qtr 1: 0; 2013 Qtr 2: 0; 2013 Qtr 3: 0; 2013 Qtr 4: 0; 2014 Qtr 1: 0; 2014 Qtr 2: 0; 2014 Qtr 3: 0; 2014 Qtr 4: 0; 2015 Qtr 1: 0; 2015 Qtr 2: 0; 2015 Qtr 3: 0; 2015 Qtr 4: 0 | 0
[16 empty] | 0 |  |  | #N/A | [26 empty] | 0% | 0% |  | 0 | 0 | 0 | 0 | 0 | 0 | 0 | 0 | 0 | 0 | 0 | 2013 Qtr 1: 0; 2013 Qtr 2: 0; 2013 Qtr 3: 0; 2013 Qtr 4: 0; 2014 Qtr 1: 0; 2014 Qtr 2: 0; 2014 Qtr 3: 0; 2014 Qtr 4: 0; 2015 Qtr 1: 0; 2015 Qtr 2: 0; 2015 Qtr 3: 0; 2015 Qtr 4: 0 | 0
[16 empty] | 0 |  |  | #N/A | [26 empty] | 0% | 0% |  | 0 | 0 | 0 | 0 | 0 | 0 | 0 | 0 | 0 | 0 | 0 | 2013 Qtr 1: 0; 2013 Qtr 2: 0; 2013 Qtr 3: 0; 2013 Qtr 4: 0; 2014 Qtr 1: 0; 2014 Qtr 2: 0; 2014 Qtr 3: 0; 2014 Qtr 4: 0; 2015 Qtr 1: 0; 2015 Qtr 2: 0; 2015 Qtr 3: 0; 2015 Qtr 4: 0 | 0
[16 empty] | 0 |  |  | #N/A | [26 empty] | 0% | 0% |  | 0 | 0 | 0 | 0 | 0 | 0 | 0 | 0 | 0 | 0 | 0 | 2013 Qtr 1: 0; 2013 Qtr 2: 0; 2013 Qtr 3: 0; 2013 Qtr 4: 0; 2014 Qtr 1: 0; 2014 Qtr 2: 0; 2014 Qtr 3: 0; 2014 Qtr 4: 0; 2015 Qtr 1: 0; 2015 Qtr 2: 0; 2015 Qtr 3: 0; 2015 Qtr 4: 0 | 0
[16 empty] | 0 |  |  | #N/A | [26 empty] | 0% | 0% |  | 0 | 0 | 0 | 0 | 0 | 0 | 0 | 0 | 0 | 0 | 0 | 2013 Qtr 1: 0; 2013 Qtr 2: 0; 2013 Qtr 3: 0; 2013 Qtr 4: 0; 2014 Qtr 1: 0; 2014 Qtr 2: 0; 2014 Qtr 3: 0; 2014 Qtr 4: 0; 2015 Qtr 1: 0; 2015 Qtr 2: 0; 2015 Qtr 3: 0; 2015 Qtr 4: 0 | 0
[16 empty] | 0 |  |  | #N/A | [26 empty] | 0% | 0% |  | 0 | 0 | 0 | 0 | 0 | 0 | 0 | 0 | 0 | 0 | 0 | 2013 Qtr 1: 0; 2013 Qtr 2: 0; 2013 Qtr 3: 0; 2013 Qtr 4: 0; 2014 Qtr 1: 0; 2014 Qtr 2: 0; 2014 Qtr 3: 0; 2014 Qtr 4: 0; 2015 Qtr 1: 0; 2015 Qtr 2: 0; 2015 Qtr 3: 0; 2015 Qtr 4: 0 | 0
[16 empty] | 0 |  |  | #N/A | [26 empty] | 0% | 0% |  | 0 | 0 | 0 | 0 | 0 | 0 | 0 | 0 | 0 | 0 | 0 | 2013 Qtr 1: 0; 2013 Qtr 2: 0; 2013 Qtr 3: 0; 2013 Qtr 4: 0; 2014 Qtr 1: 0; 2014 Qtr 2: 0; 2014 Qtr 3: 0; 2014 Qtr 4: 0; 2015 Qtr 1: 0; 2015 Qtr 2: 0; 2015 Qtr 3: 0; 2015 Qtr 4: 0 | 0
[16 empty] | 0 |  |  | #N/A | [26 empty] | 0% | 0% |  | 0 | 0 | 0 | 0 | 0 | 0 | 0 | 0 | 0 | 0 | 0 | 2013 Qtr 1: 0; 2013 Qtr 2: 0; 2013 Qtr 3: 0; 2013 Qtr 4: 0; 2014 Qtr 1: 0; 2014 Qtr 2: 0; 2014 Qtr 3: 0; 2014 Qtr 4: 0; 2015 Qtr 1: 0; 2015 Qtr 2: 0; 2015 Qtr 3: 0; 2015 Qtr 4: 0 | 0
[16 empty] | 0 |  |  | #N/A | [26 empty] | 0% | 0% |  | 0 | 0 | 0 | 0 | 0 | 0 | 0 | 0 | 0 | 0 | 0 | 2013 Qtr 1: 0; 2013 Qtr 2: 0; 2013 Qtr 3: 0; 2013 Qtr 4: 0; 2014 Qtr 1: 0; 2014 Qtr 2: 0; 2014 Qtr 3: 0; 2014 Qtr 4: 0; 2015 Qtr 1: 0; 2015 Qtr 2: 0; 2015 Qtr 3: 0; 2015 Qtr 4: 0 | 0
[16 empty] | 0 |  |  | #N/A | [26 empty] | 0% | 0% |  | 0 | 0 | 0 | 0 | 0 | 0 | 0 | 0 | 0 | 0 | 0 | 2013 Qtr 1: 0; 2013 Qtr 2: 0; 2013 Qtr 3: 0; 2013 Qtr 4: 0; 2014 Qtr 1: 0; 2014 Qtr 2: 0; 2014 Qtr 3: 0; 2014 Qtr 4: 0; 2015 Qtr 1: 0; 2015 Qtr 2: 0; 2015 Qtr 3: 0; 2015 Qtr 4: 0 | 0
[16 empty] | 0 |  |  | #N/A | [26 empty] | 0% | 0% |  | 0 | 0 | 0 | 0 | 0 | 0 | 0 | 0 | 0 | 0 | 0 | 2013 Qtr 1: 0; 2013 Qtr 2: 0; 2013 Qtr 3: 0; 2013 Qtr 4: 0; 2014 Qtr 1: 0; 2014 Qtr 2: 0; 2014 Qtr 3: 0; 2014 Qtr 4: 0; 2015 Qtr 1: 0; 2015 Qtr 2: 0; 2015 Qtr 3: 0; 2015 Qtr 4: 0 | 0
[16 empty] | 0 |  |  | #N/A | [26 empty] | 0% | 0% |  | 0 | 0 | 0 | 0 | 0 | 0 | 0 | 0 | 0 | 0 | 0 | 2013 Qtr 1: 0; 2013 Qtr 2: 0; 2013 Qtr 3: 0; 2013 Qtr 4: 0; 2014 Qtr 1: 0; 2014 Qtr 2: 0; 2014 Qtr 3: 0; 2014 Qtr 4: 0; 2015 Qtr 1: 0; 2015 Qtr 2: 0; 2015 Qtr 3: 0; 2015 Qtr 4: 0 | 0
[16 empty] | 0 |  |  | #N/A | [26 empty] | 0% | 0% |  | 0 | 0 | 0 | 0 | 0 | 0 | 0 | 0 | 0 | 0 | 0 | 2013 Qtr 1: 0; 2013 Qtr 2: 0; 2013 Qtr 3: 0; 2013 Qtr 4: 0; 2014 Qtr 1: 0; 2014 Qtr 2: 0; 2014 Qtr 3: 0; 2014 Qtr 4: 0; 2015 Qtr 1: 0; 2015 Qtr 2: 0; 2015 Qtr 3: 0; 2015 Qtr 4: 0 | 0
[16 empty] | 0 |  |  | #N/A | [26 empty] | 0% | 0% |  | 0 | 0 | 0 | 0 | 0 | 0 | 0 | 0 | 0 | 0 | 0 | 2013 Qtr 1: 0; 2013 Qtr 2: 0; 2013 Qtr 3: 0; 2013 Qtr 4: 0; 2014 Qtr 1: 0; 2014 Qtr 2: 0; 2014 Qtr 3: 0; 2014 Qtr 4: 0; 2015 Qtr 1: 0; 2015 Qtr 2: 0; 2015 Qtr 3: 0; 2015 Qtr 4: 0 | 0
[16 empty] | 0 |  |  | #N/A | [26 empty] | 0% | 0% |  | 0 | 0 | 0 | 0 | 0 | 0 | 0 | 0 | 0 | 0 | 0 | 2013 Qtr 1: 0; 2013 Qtr 2: 0; 2013 Qtr 3: 0; 2013 Qtr 4: 0; 2014 Qtr 1: 0; 2014 Qtr 2: 0; 2014 Qtr 3: 0; 2014 Qtr 4: 0; 2015 Qtr 1: 0; 2015 Qtr 2: 0; 2015 Qtr 3: 0; 2015 Qtr 4: 0 | 0
[16 empty] | 0 |  |  | #N/A | [26 empty] | 0% | 0% |  | 0 | 0 | 0 | 0 | 0 | 0 | 0 | 0 | 0 | 0 | 0 | 2013 Qtr 1: 0; 2013 Qtr 2: 0; 2013 Qtr 3: 0; 2013 Qtr 4: 0; 2014 Qtr 1: 0; 2014 Qtr 2: 0; 2014 Qtr 3: 0; 2014 Qtr 4: 0; 2015 Qtr 1: 0; 2015 Qtr 2: 0; 2015 Qtr 3: 0; 2015 Qtr 4: 0 | 0
[16 empty] | 0 |  |  | #N/A | [26 empty] | 0% | 0% |  | 0 | 0 | 0 | 0 | 0 | 0 | 0 | 0 | 0 | 0 | 0 | 2013 Qtr 1: 0; 2013 Qtr 2: 0; 2013 Qtr 3: 0; 2013 Qtr 4: 0; 2014 Qtr 1: 0; 2014 Qtr 2: 0; 2014 Qtr 3: 0; 2014 Qtr 4: 0; 2015 Qtr 1: 0; 2015 Qtr 2: 0; 2015 Qtr 3: 0; 2015 Qtr 4: 0 | 0
[16 empty] | 0 |  |  | #N/A | [26 empty] | 0% | 0% |  | 0 | 0 | 0 | 0 | 0 | 0 | 0 | 0 | 0 | 0 | 0 | 2013 Qtr 1: 0; 2013 Qtr 2: 0; 2013 Qtr 3: 0; 2013 Qtr 4: 0; 2014 Qtr 1: 0; 2014 Qtr 2: 0; 2014 Qtr 3: 0; 2014 Qtr 4: 0; 2015 Qtr 1: 0; 2015 Qtr 2: 0; 2015 Qtr 3: 0; 2015 Qtr 4: 0 | 0
[16 empty] | 0 |  |  | #N/A | [26 empty] | 0% | 0% |  | 0 | 0 | 0 | 0 | 0 | 0 | 0 | 0 | 0 | 0 | 0 | 2013 Qtr 1: 0; 2013 Qtr 2: 0; 2013 Qtr 3: 0; 2013 Qtr 4: 0; 2014 Qtr 1: 0; 2014 Qtr 2: 0; 2014 Qtr 3: 0; 2014 Qtr 4: 0; 2015 Qtr 1: 0; 2015 Qtr 2: 0; 2015 Qtr 3: 0; 2015 Qtr 4: 0 | 0
[16 empty] | 0 |  |  | #N/A | [26 empty] | 0% | 0% |  | 0 | 0 | 0 | 0 | 0 | 0 | 0 | 0 | 0 | 0 | 0 | 2013 Qtr 1: 0; 2013 Qtr 2: 0; 2013 Qtr 3: 0; 2013 Qtr 4: 0; 2014 Qtr 1: 0; 2014 Qtr 2: 0; 2014 Qtr 3: 0; 2014 Qtr 4: 0; 2015 Qtr 1: 0; 2015 Qtr 2: 0; 2015 Qtr 3: 0; 2015 Qtr 4: 0 | 0
[16 empty] | 0 |  |  | #N/A | [26 empty] | 0% | 0% |  | 0 | 0 | 0 | 0 | 0 | 0 | 0 | 0 | 0 | 0 | 0 | 2013 Qtr 1: 0; 2013 Qtr 2: 0; 2013 Qtr 3: 0; 2013 Qtr 4: 0; 2014 Qtr 1: 0; 2014 Qtr 2: 0; 2014 Qtr 3: 0; 2014 Qtr 4: 0; 2015 Qtr 1: 0; 2015 Qtr 2: 0; 2015 Qtr 3: 0; 2015 Qtr 4: 0 | 0
[16 empty] | 0 |  |  | #N/A | [26 empty] | 0% | 0% |  | 0 | 0 | 0 | 0 | 0 | 0 | 0 | 0 | 0 | 0 | 0 | 2013 Qtr 1: 0; 2013 Qtr 2: 0; 2013 Qtr 3: 0; 2013 Qtr 4: 0; 2014 Qtr 1: 0; 2014 Qtr 2: 0; 2014 Qtr 3: 0; 2014 Qtr 4: 0; 2015 Qtr 1: 0; 2015 Qtr 2: 0; 2015 Qtr 3: 0; 2015 Qtr 4: 0 | 0
[16 empty] | 0 |  |  | #N/A | [26 empty] | 0% | 0% |  | 0 | 0 | 0 | 0 | 0 | 0 | 0 | 0 | 0 | 0 | 0 | 2013 Qtr 1: 0; 2013 Qtr 2: 0; 2013 Qtr 3: 0; 2013 Qtr 4: 0; 2014 Qtr 1: 0; 2014 Qtr 2: 0; 2014 Qtr 3: 0; 2014 Qtr 4: 0; 2015 Qtr 1: 0; 2015 Qtr 2: 0; 2015 Qtr 3: 0; 2015 Qtr 4: 0 | 0
[16 empty] | 0 |  |  | #N/A | [26 empty] | 0% | 0% |  | 0 | 0 | 0 | 0 | 0 | 0 | 0 | 0 | 0 | 0 | 0 | 2013 Qtr 1: 0; 2013 Qtr 2: 0; 2013 Qtr 3: 0; 2013 Qtr 4: 0; 2014 Qtr 1: 0; 2014 Qtr 2: 0; 2014 Qtr 3: 0; 2014 Qtr 4: 0; 2015 Qtr 1: 0; 2015 Qtr 2: 0; 2015 Qtr 3: 0; 2015 Qtr 4: 0 | 0
[16 empty] | 0 |  |  | #N/A | [26 empty] | 0% | 0% |  | 0 | 0 | 0 | 0 | 0 | 0 | 0 | 0 | 0 | 0 | 0 | 2013 Qtr 1: 0; 2013 Qtr 2: 0; 2013 Qtr 3: 0; 2013 Qtr 4: 0; 2014 Qtr 1: 0; 2014 Qtr 2: 0; 2014 Qtr 3: 0; 2014 Qtr 4: 0; 2015 Qtr 1: 0; 2015 Qtr 2: 0; 2015 Qtr 3: 0; 2015 Qtr 4: 0 | 0
[16 empty] | 0 |  |  | #N/A | [26 empty] | 0% | 0% |  | 0 | 0 | 0 | 0 | 0 | 0 | 0 | 0 | 0 | 0 | 0 | 2013 Qtr 1: 0; 2013 Qtr 2: 0; 2013 Qtr 3: 0; 2013 Qtr 4: 0; 2014 Qtr 1: 0; 2014 Qtr 2: 0; 2014 Qtr 3: 0; 2014 Qtr 4: 0; 2015 Qtr 1: 0; 2015 Qtr 2: 0; 2015 Qtr 3: 0; 2015 Qtr 4: 0 | 0
[16 empty] | 0 |  |  | #N/A | [26 empty] | 0% | 0% |  | 0 | 0 | 0 | 0 | 0 | 0 | 0 | 0 | 0 | 0 | 0 | 2013 Qtr 1: 0; 2013 Qtr 2: 0; 2013 Qtr 3: 0; 2013 Qtr 4: 0; 2014 Qtr 1: 0; 2014 Qtr 2: 0; 2014 Qtr 3: 0; 2014 Qtr 4: 0; 2015 Qtr 1: 0; 2015 Qtr 2: 0; 2015 Qtr 3: 0; 2015 Qtr 4: 0 | 0
[16 empty] | 0 |  |  | #N/A | [26 empty] | 0% | 0% |  | 0 | 0 | 0 | 0 | 0 | 0 | 0 | 0 | 0 | 0 | 0 | 2013 Qtr 1: 0; 2013 Qtr 2: 0; 2013 Qtr 3: 0; 2013 Qtr 4: 0; 2014 Qtr 1: 0; 2014 Qtr 2: 0; 2014 Qtr 3: 0; 2014 Qtr 4: 0; 2015 Qtr 1: 0; 2015 Qtr 2: 0; 2015 Qtr 3: 0; 2015 Qtr 4: 0 | 0
[16 empty] | 0 |  |  | #N/A | [26 empty] | 0% | 0% |  | 0 | 0 | 0 | 0 | 0 | 0 | 0 | 0 | 0 | 0 | 0 | 2013 Qtr 1: 0; 2013 Qtr 2: 0; 2013 Qtr 3: 0; 2013 Qtr 4: 0; 2014 Qtr 1: 0; 2014 Qtr 2: 0; 2014 Qtr 3: 0; 2014 Qtr 4: 0; 2015 Qtr 1: 0; 2015 Qtr 2: 0; 2015 Qtr 3: 0; 2015 Qtr 4: 0 | 0
[16 empty] | 0 |  |  | #N/A | [26 empty] | 0% | 0% |  | 0 | 0 | 0 | 0 | 0 | 0 | 0 | 0 | 0 | 0 | 0 | 2013 Qtr 1: 0; 2013 Qtr 2: 0; 2013 Qtr 3: 0; 2013 Qtr 4: 0; 2014 Qtr 1: 0; 2014 Qtr 2: 0; 2014 Qtr 3: 0; 2014 Qtr 4: 0; 2015 Qtr 1: 0; 2015 Qtr 2: 0; 2015 Qtr 3: 0; 2015 Qtr 4: 0 | 0
[16 empty] | 0 |  |  | #N/A | [26 empty] | 0% | 0% |  | 0 | 0 | 0 | 0 | 0 | 0 | 0 | 0 | 0 | 0 | 0 | 2013 Qtr 1: 0; 2013 Qtr 2: 0; 2013 Qtr 3: 0; 2013 Qtr 4: 0; 2014 Qtr 1: 0; 2014 Qtr 2: 0; 2014 Qtr 3: 0; 2014 Qtr 4: 0; 2015 Qtr 1: 0; 2015 Qtr 2: 0; 2015 Qtr 3: 0; 2015 Qtr 4: 0 | 0
[16 empty] | 0 |  |  | #N/A | [26 empty] | 0% | 0% |  | 0 | 0 | 0 | 0 | 0 | 0 | 0 | 0 | 0 | 0 | 0 | 2013 Qtr 1: 0; 2013 Qtr 2: 0; 2013 Qtr 3: 0; 2013 Qtr 4: 0; 2014 Qtr 1: 0; 2014 Qtr 2: 0; 2014 Qtr 3: 0; 2014 Qtr 4: 0; 2015 Qtr 1: 0; 2015 Qtr 2: 0; 2015 Qtr 3: 0; 2015 Qtr 4: 0 | 0
[16 empty] | 0 |  |  | #N/A | [26 empty] | 0% | 0% |  | 0 | 0 | 0 | 0 | 0 | 0 | 0 | 0 | 0 | 0 | 0 | 2013 Qtr 1: 0; 2013 Qtr 2: 0; 2013 Qtr 3: 0; 2013 Qtr 4: 0; 2014 Qtr 1: 0; 2014 Qtr 2: 0; 2014 Qtr 3: 0; 2014 Qtr 4: 0; 2015 Qtr 1: 0; 2015 Qtr 2: 0; 2015 Qtr 3: 0; 2015 Qtr 4: 0 | 0
[16 empty] | 0 |  |  | #N/A | [26 empty] | 0% | 0% |  | 0 | 0 | 0 | 0 | 0 | 0 | 0 | 0 | 0 | 0 | 0 | 2013 Qtr 1: 0; 2013 Qtr 2: 0; 2013 Qtr 3: 0; 2013 Qtr 4: 0; 2014 Qtr 1: 0; 2014 Qtr 2: 0; 2014 Qtr 3: 0; 2014 Qtr 4: 0; 2015 Qtr 1: 0; 2015 Qtr 2: 0; 2015 Qtr 3: 0; 2015 Qtr 4: 0 | 0
[16 empty] | 0 |  |  | #N/A | [26 empty] | 0% | 0% |  | 0 | 0 | 0 | 0 | 0 | 0 | 0 | 0 | 0 | 0 | 0 | 2013 Qtr 1: 0; 2013 Qtr 2: 0; 2013 Qtr 3: 0; 2013 Qtr 4: 0; 2014 Qtr 1: 0; 2014 Qtr 2: 0; 2014 Qtr 3: 0; 2014 Qtr 4: 0; 2015 Qtr 1: 0; 2015 Qtr 2: 0; 2015 Qtr 3: 0; 2015 Qtr 4: 0 | 0
[16 empty] | 0 |  |  | #N/A | [26 empty] | 0% | 0% |  | 0 | 0 | 0 | 0 | 0 | 0 | 0 | 0 | 0 | 0 | 0 | 2013 Qtr 1: 0; 2013 Qtr 2: 0; 2013 Qtr 3: 0; 2013 Qtr 4: 0; 2014 Qtr 1: 0; 2014 Qtr 2: 0; 2014 Qtr 3: 0; 2014 Qtr 4: 0; 2015 Qtr 1: 0; 2015 Qtr 2: 0; 2015 Qtr 3: 0; 2015 Qtr 4: 0 | 0
[16 empty] | 0 |  |  | #N/A | [26 empty] | 0% | 0% |  | 0 | 0 | 0 | 0 | 0 | 0 | 0 | 0 | 0 | 0 | 0 | 2013 Qtr 1: 0; 2013 Qtr 2: 0; 2013 Qtr 3: 0; 2013 Qtr 4: 0; 2014 Qtr 1: 0; 2014 Qtr 2: 0; 2014 Qtr 3: 0; 2014 Qtr 4: 0; 2015 Qtr 1: 0; 2015 Qtr 2: 0; 2015 Qtr 3: 0; 2015 Qtr 4: 0 | 0
[16 empty] | 0 |  |  | #N/A | [26 empty] | 0% | 0% |  | 0 | 0 | 0 | 0 | 0 | 0 | 0 | 0 | 0 | 0 | 0 | 2013 Qtr 1: 0; 2013 Qtr 2: 0; 2013 Qtr 3: 0; 2013 Qtr 4: 0; 2014 Qtr 1: 0; 2014 Qtr 2: 0; 2014 Qtr 3: 0; 2014 Qtr 4: 0; 2015 Qtr 1: 0; 2015 Qtr 2: 0; 2015 Qtr 3: 0; 2015 Qtr 4: 0 | 0
[16 empty] | 0 |  |  | #N/A | [26 empty] | 0% | 0% |  | 0 | 0 | 0 | 0 | 0 | 0 | 0 | 0 | 0 | 0 | 0 | 2013 Qtr 1: 0; 2013 Qtr 2: 0; 2013 Qtr 3: 0; 2013 Qtr 4: 0; 2014 Qtr 1: 0; 2014 Qtr 2: 0; 2014 Qtr 3: 0; 2014 Qtr 4: 0; 2015 Qtr 1: 0; 2015 Qtr 2: 0; 2015 Qtr 3: 0; 2015 Qtr 4: 0 | 0
[16 empty] | 0 |  |  | #N/A | [26 empty] | 0% | 0% |  | 0 | 0 | 0 | 0 | 0 | 0 | 0 | 0 | 0 | 0 | 0 | 2013 Qtr 1: 0; 2013 Qtr 2: 0; 2013 Qtr 3: 0; 2013 Qtr 4: 0; 2014 Qtr 1: 0; 2014 Qtr 2: 0; 2014 Qtr 3: 0; 2014 Qtr 4: 0; 2015 Qtr 1: 0; 2015 Qtr 2: 0; 2015 Qtr 3: 0; 2015 Qtr 4: 0 | 0
[16 empty] | 0 |  |  | #N/A | [26 empty] | 0% | 0% |  | 0 | 0 | 0 | 0 | 0 | 0 | 0 | 0 | 0 | 0 | 0 | 2013 Qtr 1: 0; 2013 Qtr 2: 0; 2013 Qtr 3: 0; 2013 Qtr 4: 0; 2014 Qtr 1: 0; 2014 Qtr 2: 0; 2014 Qtr 3: 0; 2014 Qtr 4: 0; 2015 Qtr 1: 0; 2015 Qtr 2: 0; 2015 Qtr 3: 0; 2015 Qtr 4: 0 | 0
[16 empty] | 0 |  |  | #N/A | [26 empty] | 0% | 0% |  | 0 | 0 | 0 | 0 | 0 | 0 | 0 | 0 | 0 | 0 | 0 | 2013 Qtr 1: 0; 2013 Qtr 2: 0; 2013 Qtr 3: 0; 2013 Qtr 4: 0; 2014 Qtr 1: 0; 2014 Qtr 2: 0; 2014 Qtr 3: 0; 2014 Qtr 4: 0; 2015 Qtr 1: 0; 2015 Qtr 2: 0; 2015 Qtr 3: 0; 2015 Qtr 4: 0 | 0
[16 empty] | 0 |  |  | #N/A | [26 empty] | 0% | 0% |  | 0 | 0 | 0 | 0 | 0 | 0 | 0 | 0 | 0 | 0 | 0 | 2013 Qtr 1: 0; 2013 Qtr 2: 0; 2013 Qtr 3: 0; 2013 Qtr 4: 0; 2014 Qtr 1: 0; 2014 Qtr 2: 0; 2014 Qtr 3: 0; 2014 Qtr 4: 0; 2015 Qtr 1: 0; 2015 Qtr 2: 0; 2015 Qtr 3: 0; 2015 Qtr 4: 0 | 0
[16 empty] | 0 |  |  | #N/A | [26 empty] | 0% | 0% |  | 0 | 0 | 0 | 0 | 0 | 0 | 0 | 0 | 0 | 0 | 0 | 2013 Qtr 1: 0; 2013 Qtr 2: 0; 2013 Qtr 3: 0; 2013 Qtr 4: 0; 2014 Qtr 1: 0; 2014 Qtr 2: 0; 2014 Qtr 3: 0; 2014 Qtr 4: 0; 2015 Qtr 1: 0; 2015 Qtr 2: 0; 2015 Qtr 3: 0; 2015 Qtr 4: 0 | 0
[16 empty] | 0 |  |  | #N/A | [26 empty] | 0% | 0% |  | 0 | 0 | 0 | 0 | 0 | 0 | 0 | 0 | 0 | 0 | 0 | 2013 Qtr 1: 0; 2013 Qtr 2: 0; 2013 Qtr 3: 0; 2013 Qtr 4: 0; 2014 Qtr 1: 0; 2014 Qtr 2: 0; 2014 Qtr 3: 0; 2014 Qtr 4: 0; 2015 Qtr 1: 0; 2015 Qtr 2: 0; 2015 Qtr 3: 0; 2015 Qtr 4: 0 | 0
[16 empty] | 0 |  |  | #N/A | [26 empty] | 0% | 0% |  | 0 | 0 | 0 | 0 | 0 | 0 | 0 | 0 | 0 | 0 | 0 | 2013 Qtr 1: 0; 2013 Qtr 2: 0; 2013 Qtr 3: 0; 2013 Qtr 4: 0; 2014 Qtr 1: 0; 2014 Qtr 2: 0; 2014 Qtr 3: 0; 2014 Qtr 4: 0; 2015 Qtr 1: 0; 2015 Qtr 2: 0; 2015 Qtr 3: 0; 2015 Qtr 4: 0 | 0
[16 empty] | 0 |  |  | #N/A | [26 empty] | 0% | 0% |  | 0 | 0 | 0 | 0 | 0 | 0 | 0 | 0 | 0 | 0 | 0 | 2013 Qtr 1: 0; 2013 Qtr 2: 0; 2013 Qtr 3: 0; 2013 Qtr 4: 0; 2014 Qtr 1: 0; 2014 Qtr 2: 0; 2014 Qtr 3: 0; 2014 Qtr 4: 0; 2015 Qtr 1: 0; 2015 Qtr 2: 0; 2015 Qtr 3: 0; 2015 Qtr 4: 0 | 0
[16 empty] | 0 |  |  | #N/A | [26 empty] | 0% | 0% |  | 0 | 0 | 0 | 0 | 0 | 0 | 0 | 0 | 0 | 0 | 0 | 2013 Qtr 1: 0; 2013 Qtr 2: 0; 2013 Qtr 3: 0; 2013 Qtr 4: 0; 2014 Qtr 1: 0; 2014 Qtr 2: 0; 2014 Qtr 3: 0; 2014 Qtr 4: 0; 2015 Qtr 1: 0; 2015 Qtr 2: 0; 2015 Qtr 3: 0; 2015 Qtr 4: 0 | 0
[16 empty] | 0 |  |  | #N/A | [26 empty] | 0% | 0% |  | 0 | 0 | 0 | 0 | 0 | 0 | 0 | 0 | 0 | 0 | 0 | 2013 Qtr 1: 0; 2013 Qtr 2: 0; 2013 Qtr 3: 0; 2013 Qtr 4: 0; 2014 Qtr 1: 0; 2014 Qtr 2: 0; 2014 Qtr 3: 0; 2014 Qtr 4: 0; 2015 Qtr 1: 0; 2015 Qtr 2: 0; 2015 Qtr 3: 0; 2015 Qtr 4: 0 | 0
[16 empty] | 0 |  |  | #N/A | [26 empty] | 0% | 0% |  | 0 | 0 | 0 | 0 | 0 | 0 | 0 | 0 | 0 | 0 | 0 | 2013 Qtr 1: 0; 2013 Qtr 2: 0; 2013 Qtr 3: 0; 2013 Qtr 4: 0; 2014 Qtr 1: 0; 2014 Qtr 2: 0; 2014 Qtr 3: 0; 2014 Qtr 4: 0; 2015 Qtr 1: 0; 2015 Qtr 2: 0; 2015 Qtr 3: 0; 2015 Qtr 4: 0 | 0
[16 empty] | 0 |  |  | #N/A | [26 empty] | 0% | 0% |  | 0 | 0 | 0 | 0 | 0 | 0 | 0 | 0 | 0 | 0 | 0 | 2013 Qtr 1: 0; 2013 Qtr 2: 0; 2013 Qtr 3: 0; 2013 Qtr 4: 0; 2014 Qtr 1: 0; 2014 Qtr 2: 0; 2014 Qtr 3: 0; 2014 Qtr 4: 0; 2015 Qtr 1: 0; 2015 Qtr 2: 0; 2015 Qtr 3: 0; 2015 Qtr 4: 0 | 0
[16 empty] | 0 |  |  | #N/A | [26 empty] | 0% | 0% |  | 0 | 0 | 0 | 0 | 0 | 0 | 0 | 0 | 0 | 0 | 0 | 2013 Qtr 1: 0; 2013 Qtr 2: 0; 2013 Qtr 3: 0; 2013 Qtr 4: 0; 2014 Qtr 1: 0; 2014 Qtr 2: 0; 2014 Qtr 3: 0; 2014 Qtr 4: 0; 2015 Qtr 1: 0; 2015 Qtr 2: 0; 2015 Qtr 3: 0; 2015 Qtr 4: 0 | 0
[16 empty] | 0 |  |  | #N/A | [26 empty] | 0% | 0% |  | 0 | 0 | 0 | 0 | 0 | 0 | 0 | 0 | 0 | 0 | 0 | 2013 Qtr 1: 0; 2013 Qtr 2: 0; 2013 Qtr 3: 0; 2013 Qtr 4: 0; 2014 Qtr 1: 0; 2014 Qtr 2: 0; 2014 Qtr 3: 0; 2014 Qtr 4: 0; 2015 Qtr 1: 0; 2015 Qtr 2: 0; 2015 Qtr 3: 0; 2015 Qtr 4: 0 | 0
[16 empty] | 0 |  |  | #N/A | [26 empty] | 0% | 0% |  | 0 | 0 | 0 | 0 | 0 | 0 | 0 | 0 | 0 | 0 | 0 | 2013 Qtr 1: 0; 2013 Qtr 2: 0; 2013 Qtr 3: 0; 2013 Qtr 4: 0; 2014 Qtr 1: 0; 2014 Qtr 2: 0; 2014 Qtr 3: 0; 2014 Qtr 4: 0; 2015 Qtr 1: 0; 2015 Qtr 2: 0; 2015 Qtr 3: 0; 2015 Qtr 4: 0 | 0
[16 empty] | 0 |  |  | #N/A | [26 empty] | 0% | 0% |  | 0 | 0 | 0 | 0 | 0 | 0 | 0 | 0 | 0 | 0 | 0 | 2013 Qtr 1: 0; 2013 Qtr 2: 0; 2013 Qtr 3: 0; 2013 Qtr 4: 0; 2014 Qtr 1: 0; 2014 Qtr 2: 0; 2014 Qtr 3: 0; 2014 Qtr 4: 0; 2015 Qtr 1: 0; 2015 Qtr 2: 0; 2015 Qtr 3: 0; 2015 Qtr 4: 0 | 0
[16 empty] | 0 |  |  | #N/A | [26 empty] | 0% | 0% |  | 0 | 0 | 0 | 0 | 0 | 0 | 0 | 0 | 0 | 0 | 0 | 2013 Qtr 1: 0; 2013 Qtr 2: 0; 2013 Qtr 3: 0; 2013 Qtr 4: 0; 2014 Qtr 1: 0; 2014 Qtr 2: 0; 2014 Qtr 3: 0; 2014 Qtr 4: 0; 2015 Qtr 1: 0; 2015 Qtr 2: 0; 2015 Qtr 3: 0; 2015 Qtr 4: 0 | 0
[16 empty] | 0 |  |  | #N/A | [26 empty] | 0% | 0% |  | 0 | 0 | 0 | 0 | 0 | 0 | 0 | 0 | 0 | 0 | 0 | 2013 Qtr 1: 0; 2013 Qtr 2: 0; 2013 Qtr 3: 0; 2013 Qtr 4: 0; 2014 Qtr 1: 0; 2014 Qtr 2: 0; 2014 Qtr 3: 0; 2014 Qtr 4: 0; 2015 Qtr 1: 0; 2015 Qtr 2: 0; 2015 Qtr 3: 0; 2015 Qtr 4: 0 | 0
[16 empty] | 0 |  |  | #N/A | [26 empty] | 0% | 0% |  | 0 | 0 | 0 | 0 | 0 | 0 | 0 | 0 | 0 | 0 | 0 | 2013 Qtr 1: 0; 2013 Qtr 2: 0; 2013 Qtr 3: 0; 2013 Qtr 4: 0; 2014 Qtr 1: 0; 2014 Qtr 2: 0; 2014 Qtr 3: 0; 2014 Qtr 4: 0; 2015 Qtr 1: 0; 2015 Qtr 2: 0; 2015 Qtr 3: 0; 2015 Qtr 4: 0 | 0
[16 empty] | 0 |  |  | #N/A | [26 empty] | 0% | 0% |  | 0 | 0 | 0 | 0 | 0 | 0 | 0 | 0 | 0 | 0 | 0 | 2013 Qtr 1: 0; 2013 Qtr 2: 0; 2013 Qtr 3: 0; 2013 Qtr 4: 0; 2014 Qtr 1: 0; 2014 Qtr 2: 0; 2014 Qtr 3: 0; 2014 Qtr 4: 0; 2015 Qtr 1: 0; 2015 Qtr 2: 0; 2015 Qtr 3: 0; 2015 Qtr 4: 0 | 0
[16 empty] | 0 |  |  | #N/A | [26 empty] | 0% | 0% |  | 0 | 0 | 0 | 0 | 0 | 0 | 0 | 0 | 0 | 0 | 0 | 2013 Qtr 1: 0; 2013 Qtr 2: 0; 2013 Qtr 3: 0; 2013 Qtr 4: 0; 2014 Qtr 1: 0; 2014 Qtr 2: 0; 2014 Qtr 3: 0; 2014 Qtr 4: 0; 2015 Qtr 1: 0; 2015 Qtr 2: 0; 2015 Qtr 3: 0; 2015 Qtr 4: 0 | 0
[16 empty] | 0 |  |  | #N/A | [26 empty] | 0% | 0% |  | 0 | 0 | 0 | 0 | 0 | 0 | 0 | 0 | 0 | 0 | 0 | 2013 Qtr 1: 0; 2013 Qtr 2: 0; 2013 Qtr 3: 0; 2013 Qtr 4: 0; 2014 Qtr 1: 0; 2014 Qtr 2: 0; 2014 Qtr 3: 0; 2014 Qtr 4: 0; 2015 Qtr 1: 0; 2015 Qtr 2: 0; 2015 Qtr 3: 0; 2015 Qtr 4: 0 | 0
[16 empty] | 0 |  |  | #N/A | [26 empty] | 0% | 0% |  | 0 | 0 | 0 | 0 | 0 | 0 | 0 | 0 | 0 | 0 | 0 | 2013 Qtr 1: 0; 2013 Qtr 2: 0; 2013 Qtr 3: 0; 2013 Qtr 4: 0; 2014 Qtr 1: 0; 2014 Qtr 2: 0; 2014 Qtr 3: 0; 2014 Qtr 4: 0; 2015 Qtr 1: 0; 2015 Qtr 2: 0; 2015 Qtr 3: 0; 2015 Qtr 4: 0 | 0
[16 empty] | 0 |  |  | #N/A | [26 empty] | 0% | 0% |  | 0 | 0 | 0 | 0 | 0 | 0 | 0 | 0 | 0 | 0 | 0 | 2013 Qtr 1: 0; 2013 Qtr 2: 0; 2013 Qtr 3: 0; 2013 Qtr 4: 0; 2014 Qtr 1: 0; 2014 Qtr 2: 0; 2014 Qtr 3: 0; 2014 Qtr 4: 0; 2015 Qtr 1: 0; 2015 Qtr 2: 0; 2015 Qtr 3: 0; 2015 Qtr 4: 0 | 0
[16 empty] | 0 |  |  | #N/A | [26 empty] | 0% | 0% |  | 0 | 0 | 0 | 0 | 0 | 0 | 0 | 0 | 0 | 0 | 0 | 2013 Qtr 1: 0; 2013 Qtr 2: 0; 2013 Qtr 3: 0; 2013 Qtr 4: 0; 2014 Qtr 1: 0; 2014 Qtr 2: 0; 2014 Qtr 3: 0; 2014 Qtr 4: 0; 2015 Qtr 1: 0; 2015 Qtr 2: 0; 2015 Qtr 3: 0; 2015 Qtr 4: 0 | 0
[16 empty] | 0 |  |  | #N/A | [26 empty] | 0% | 0% |  | 0 | 0 | 0 | 0 | 0 | 0 | 0 | 0 | 0 | 0 | 0 | 2013 Qtr 1: 0; 2013 Qtr 2: 0; 2013 Qtr 3: 0; 2013 Qtr 4: 0; 2014 Qtr 1: 0; 2014 Qtr 2: 0; 2014 Qtr 3: 0; 2014 Qtr 4: 0; 2015 Qtr 1: 0; 2015 Qtr 2: 0; 2015 Qtr 3: 0; 2015 Qtr 4: 0 | 0
[16 empty] | 0 |  |  | #N/A | [26 empty] | 0% | 0% |  | 0 | 0 | 0 | 0 | 0 | 0 | 0 | 0 | 0 | 0 | 0 | 2013 Qtr 1: 0; 2013 Qtr 2: 0; 2013 Qtr 3: 0; 2013 Qtr 4: 0; 2014 Qtr 1: 0; 2014 Qtr 2: 0; 2014 Qtr 3: 0; 2014 Qtr 4: 0; 2015 Qtr 1: 0; 2015 Qtr 2: 0; 2015 Qtr 3: 0; 2015 Qtr 4: 0 | 0
[16 empty] | 0 |  |  | #N/A | [26 empty] | 0% | 0% |  | 0 | 0 | 0 | 0 | 0 | 0 | 0 | 0 | 0 | 0 | 0 | 2013 Qtr 1: 0; 2013 Qtr 2: 0; 2013 Qtr 3: 0; 2013 Qtr 4: 0; 2014 Qtr 1: 0; 2014 Qtr 2: 0; 2014 Qtr 3: 0; 2014 Qtr 4: 0; 2015 Qtr 1: 0; 2015 Qtr 2: 0; 2015 Qtr 3: 0; 2015 Qtr 4: 0 | 0
[16 empty] | 0 |  |  | #N/A | [26 empty] | 0% | 0% |  | 0 | 0 | 0 | 0 | 0 | 0 | 0 | 0 | 0 | 0 | 0 | 2013 Qtr 1: 0; 2013 Qtr 2: 0; 2013 Qtr 3: 0; 2013 Qtr 4: 0; 2014 Qtr 1: 0; 2014 Qtr 2: 0; 2014 Qtr 3: 0; 2014 Qtr 4: 0; 2015 Qtr 1: 0; 2015 Qtr 2: 0; 2015 Qtr 3: 0; 2015 Qtr 4: 0 | 0
[16 empty] | 0 |  |  | #N/A | [26 empty] | 0% | 0% |  | 0 | 0 | 0 | 0 | 0 | 0 | 0 | 0 | 0 | 0 | 0 | 2013 Qtr 1: 0; 2013 Qtr 2: 0; 2013 Qtr 3: 0; 2013 Qtr 4: 0; 2014 Qtr 1: 0; 2014 Qtr 2: 0; 2014 Qtr 3: 0; 2014 Qtr 4: 0; 2015 Qtr 1: 0; 2015 Qtr 2: 0; 2015 Qtr 3: 0; 2015 Qtr 4: 0 | 0
[16 empty] | 0 |  |  | #N/A | [26 empty] | 0% | 0% |  | 0 | 0 | 0 | 0 | 0 | 0 | 0 | 0 | 0 | 0 | 0 | 2013 Qtr 1: 0; 2013 Qtr 2: 0; 2013 Qtr 3: 0; 2013 Qtr 4: 0; 2014 Qtr 1: 0; 2014 Qtr 2: 0; 2014 Qtr 3: 0; 2014 Qtr 4: 0; 2015 Qtr 1: 0; 2015 Qtr 2: 0; 2015 Qtr 3: 0; 2015 Qtr 4: 0 | 0
[16 empty] | 0 |  |  | #N/A | [26 empty] | 0% | 0% |  | 0 | 0 | 0 | 0 | 0 | 0 | 0 | 0 | 0 | 0 | 0 | 2013 Qtr 1: 0; 2013 Qtr 2: 0; 2013 Qtr 3: 0; 2013 Qtr 4: 0; 2014 Qtr 1: 0; 2014 Qtr 2: 0; 2014 Qtr 3: 0; 2014 Qtr 4: 0; 2015 Qtr 1: 0; 2015 Qtr 2: 0; 2015 Qtr 3: 0; 2015 Qtr 4: 0 | 0
[16 empty] | 0 |  |  | #N/A | [26 empty] | 0% | 0% |  | 0 | 0 | 0 | 0 | 0 | 0 | 0 | 0 | 0 | 0 | 0 | 2013 Qtr 1: 0; 2013 Qtr 2: 0; 2013 Qtr 3: 0; 2013 Qtr 4: 0; 2014 Qtr 1: 0; 2014 Qtr 2: 0; 2014 Qtr 3: 0; 2014 Qtr 4: 0; 2015 Qtr 1: 0; 2015 Qtr 2: 0; 2015 Qtr 3: 0; 2015 Qtr 4: 0 | 0
[16 empty] | 0 |  |  | #N/A | [26 empty] | 0% | 0% |  | 0 | 0 | 0 | 0 | 0 | 0 | 0 | 0 | 0 | 0 | 0 | 2013 Qtr 1: 0; 2013 Qtr 2: 0; 2013 Qtr 3: 0; 2013 Qtr 4: 0; 2014 Qtr 1: 0; 2014 Qtr 2: 0; 2014 Qtr 3: 0; 2014 Qtr 4: 0; 2015 Qtr 1: 0; 2015 Qtr 2: 0; 2015 Qtr 3: 0; 2015 Qtr 4: 0 | 0
[16 empty] | 0 |  |  | #N/A | [26 empty] | 0% | 0% |  | 0 | 0 | 0 | 0 | 0 | 0 | 0 | 0 | 0 | 0 | 0 | 2013 Qtr 1: 0; 2013 Qtr 2: 0; 2013 Qtr 3: 0; 2013 Qtr 4: 0; 2014 Qtr 1: 0; 2014 Qtr 2: 0; 2014 Qtr 3: 0; 2014 Qtr 4: 0; 2015 Qtr 1: 0; 2015 Qtr 2: 0; 2015 Qtr 3: 0; 2015 Qtr 4: 0 | 0
[16 empty] | 0 |  |  | #N/A | [26 empty] | 0% | 0% |  | 0 | 0 | 0 | 0 | 0 | 0 | 0 | 0 | 0 | 0 | 0 | 2013 Qtr 1: 0; 2013 Qtr 2: 0; 2013 Qtr 3: 0; 2013 Qtr 4: 0; 2014 Qtr 1: 0; 2014 Qtr 2: 0; 2014 Qtr 3: 0; 2014 Qtr 4: 0; 2015 Qtr 1: 0; 2015 Qtr 2: 0; 2015 Qtr 3: 0; 2015 Qtr 4: 0 | 0
[16 empty] | 0 |  |  | #N/A | [26 empty] | 0% | 0% |  | 0 | 0 | 0 | 0 | 0 | 0 | 0 | 0 | 0 | 0 | 0 | 2013 Qtr 1: 0; 2013 Qtr 2: 0; 2013 Qtr 3: 0; 2013 Qtr 4: 0; 2014 Qtr 1: 0; 2014 Qtr 2: 0; 2014 Qtr 3: 0; 2014 Qtr 4: 0; 2015 Qtr 1: 0; 2015 Qtr 2: 0; 2015 Qtr 3: 0; 2015 Qtr 4: 0 | 0
[16 empty] | 0 |  |  | #N/A | [26 empty] | 0% | 0% |  | 0 | 0 | 0 | 0 | 0 | 0 | 0 | 0 | 0 | 0 | 0 | 2013 Qtr 1: 0; 2013 Qtr 2: 0; 2013 Qtr 3: 0; 2013 Qtr 4: 0; 2014 Qtr 1: 0; 2014 Qtr 2: 0; 2014 Qtr 3: 0; 2014 Qtr 4: 0; 2015 Qtr 1: 0; 2015 Qtr 2: 0; 2015 Qtr 3: 0; 2015 Qtr 4: 0 | 0
[16 empty] | 0 |  |  | #N/A | [26 empty] | 0% | 0% |  | 0 | 0 | 0 | 0 | 0 | 0 | 0 | 0 | 0 | 0 | 0 | 2013 Qtr 1: 0; 2013 Qtr 2: 0; 2013 Qtr 3: 0; 2013 Qtr 4: 0; 2014 Qtr 1: 0; 2014 Qtr 2: 0; 2014 Qtr 3: 0; 2014 Qtr 4: 0; 2015 Qtr 1: 0; 2015 Qtr 2: 0; 2015 Qtr 3: 0; 2015 Qtr 4: 0 | 0
[16 empty] | 0 |  |  | #N/A | [26 empty] | 0% | 0% |  | 0 | 0 | 0 | 0 | 0 | 0 | 0 | 0 | 0 | 0 | 0 | 2013 Qtr 1: 0; 2013 Qtr 2: 0; 2013 Qtr 3: 0; 2013 Qtr 4: 0; 2014 Qtr 1: 0; 2014 Qtr 2: 0; 2014 Qtr 3: 0; 2014 Qtr 4: 0; 2015 Qtr 1: 0; 2015 Qtr 2: 0; 2015 Qtr 3: 0; 2015 Qtr 4: 0 | 0
[16 empty] | 0 |  |  | #N/A | [26 empty] | 0% | 0% |  | 0 | 0 | 0 | 0 | 0 | 0 | 0 | 0 | 0 | 0 | 0 | 2013 Qtr 1: 0; 2013 Qtr 2: 0; 2013 Qtr 3: 0; 2013 Qtr 4: 0; 2014 Qtr 1: 0; 2014 Qtr 2: 0; 2014 Qtr 3: 0; 2014 Qtr 4: 0; 2015 Qtr 1: 0; 2015 Qtr 2: 0; 2015 Qtr 3: 0; 2015 Qtr 4: 0 | 0
[16 empty] | 0 |  |  | #N/A | [26 empty] | 0% | 0% |  | 0 | 0 | 0 | 0 | 0 | 0 | 0 | 0 | 0 | 0 | 0 | 2013 Qtr 1: 0; 2013 Qtr 2: 0; 2013 Qtr 3: 0; 2013 Qtr 4: 0; 2014 Qtr 1: 0; 2014 Qtr 2: 0; 2014 Qtr 3: 0; 2014 Qtr 4: 0; 2015 Qtr 1: 0; 2015 Qtr 2: 0; 2015 Qtr 3: 0; 2015 Qtr 4: 0 | 0
[16 empty] | 0 |  |  | #N/A | [26 empty] | 0% | 0% |  | 0 | 0 | 0 | 0 | 0 | 0 | 0 | 0 | 0 | 0 | 0 | 2013 Qtr 1: 0; 2013 Qtr 2: 0; 2013 Qtr 3: 0; 2013 Qtr 4: 0; 2014 Qtr 1: 0; 2014 Qtr 2: 0; 2014 Qtr 3: 0; 2014 Qtr 4: 0; 2015 Qtr 1: 0; 2015 Qtr 2: 0; 2015 Qtr 3: 0; 2015 Qtr 4: 0 | 0
[16 empty] | 0 |  |  | #N/A | [26 empty] | 0% | 0% |  | 0 | 0 | 0 | 0 | 0 | 0 | 0 | 0 | 0 | 0 | 0 | 2013 Qtr 1: 0; 2013 Qtr 2: 0; 2013 Qtr 3: 0; 2013 Qtr 4: 0; 2014 Qtr 1: 0; 2014 Qtr 2: 0; 2014 Qtr 3: 0; 2014 Qtr 4: 0; 2015 Qtr 1: 0; 2015 Qtr 2: 0; 2015 Qtr 3: 0; 2015 Qtr 4: 0 | 0
[16 empty] | 0 |  |  | #N/A | [26 empty] | 0% | 0% |  | 0 | 0 | 0 | 0 | 0 | 0 | 0 | 0 | 0 | 0 | 0 | 2013 Qtr 1: 0; 2013 Qtr 2: 0; 2013 Qtr 3: 0; 2013 Qtr 4: 0; 2014 Qtr 1: 0; 2014 Qtr 2: 0; 2014 Qtr 3: 0; 2014 Qtr 4: 0; 2015 Qtr 1: 0; 2015 Qtr 2: 0; 2015 Qtr 3: 0; 2015 Qtr 4: 0 | 0
[16 empty] | 0 |  |  | #N/A | [26 empty] | 0% | 0% |  | 0 | 0 | 0 | 0 | 0 | 0 | 0 | 0 | 0 | 0 | 0 | 2013 Qtr 1: 0; 2013 Qtr 2: 0; 2013 Qtr 3: 0; 2013 Qtr 4: 0; 2014 Qtr 1: 0; 2014 Qtr 2: 0; 2014 Qtr 3: 0; 2014 Qtr 4: 0; 2015 Qtr 1: 0; 2015 Qtr 2: 0; 2015 Qtr 3: 0; 2015 Qtr 4: 0 | 0
[16 empty] | 0 |  |  | #N/A | [26 empty] | 0% | 0% |  | 0 | 0 | 0 | 0 | 0 | 0 | 0 | 0 | 0 | 0 | 0 | 2013 Qtr 1: 0; 2013 Qtr 2: 0; 2013 Qtr 3: 0; 2013 Qtr 4: 0; 2014 Qtr 1: 0; 2014 Qtr 2: 0; 2014 Qtr 3: 0; 2014 Qtr 4: 0; 2015 Qtr 1: 0; 2015 Qtr 2: 0; 2015 Qtr 3: 0; 2015 Qtr 4: 0 | 0
[16 empty] | 0 |  |  | #N/A | [26 empty] | 0% | 0% |  | 0 | 0 | 0 | 0 | 0 | 0 | 0 | 0 | 0 | 0 | 0 | 2013 Qtr 1: 0; 2013 Qtr 2: 0; 2013 Qtr 3: 0; 2013 Qtr 4: 0; 2014 Qtr 1: 0; 2014 Qtr 2: 0; 2014 Qtr 3: 0; 2014 Qtr 4: 0; 2015 Qtr 1: 0; 2015 Qtr 2: 0; 2015 Qtr 3: 0; 2015 Qtr 4: 0 | 0
[16 empty] | 0 |  |  | #N/A | [26 empty] | 0% | 0% |  | 0 | 0 | 0 | 0 | 0 | 0 | 0 | 0 | 0 | 0 | 0 | 2013 Qtr 1: 0; 2013 Qtr 2: 0; 2013 Qtr 3: 0; 2013 Qtr 4: 0; 2014 Qtr 1: 0; 2014 Qtr 2: 0; 2014 Qtr 3: 0; 2014 Qtr 4: 0; 2015 Qtr 1: 0; 2015 Qtr 2: 0; 2015 Qtr 3: 0; 2015 Qtr 4: 0 | 0
[16 empty] | 0 |  |  | #N/A | [26 empty] | 0% | 0% |  | 0 | 0 | 0 | 0 | 0 | 0 | 0 | 0 | 0 | 0 | 0 | 2013 Qtr 1: 0; 2013 Qtr 2: 0; 2013 Qtr 3: 0; 2013 Qtr 4: 0; 2014 Qtr 1: 0; 2014 Qtr 2: 0; 2014 Qtr 3: 0; 2014 Qtr 4: 0; 2015 Qtr 1: 0; 2015 Qtr 2: 0; 2015 Qtr 3: 0; 2015 Qtr 4: 0 | 0
[16 empty] | 0 |  |  | #N/A | [26 empty] | 0% | 0% |  | 0 | 0 | 0 | 0 | 0 | 0 | 0 | 0 | 0 | 0 | 0 | 2013 Qtr 1: 0; 2013 Qtr 2: 0; 2013 Qtr 3: 0; 2013 Qtr 4: 0; 2014 Qtr 1: 0; 2014 Qtr 2: 0; 2014 Qtr 3: 0; 2014 Qtr 4: 0; 2015 Qtr 1: 0; 2015 Qtr 2: 0; 2015 Qtr 3: 0; 2015 Qtr 4: 0 | 0
[16 empty] | 0 |  |  | #N/A | [26 empty] | 0% | 0% |  | 0 | 0 | 0 | 0 | 0 | 0 | 0 | 0 | 0 | 0 | 0 | 2013 Qtr 1: 0; 2013 Qtr 2: 0; 2013 Qtr 3: 0; 2013 Qtr 4: 0; 2014 Qtr 1: 0; 2014 Qtr 2: 0; 2014 Qtr 3: 0; 2014 Qtr 4: 0; 2015 Qtr 1: 0; 2015 Qtr 2: 0; 2015 Qtr 3: 0; 2015 Qtr 4: 0 | 0
[16 empty] | 0 |  |  | #N/A | [26 empty] | 0% | 0% |  | 0 | 0 | 0 | 0 | 0 | 0 | 0 | 0 | 0 | 0 | 0 | 2013 Qtr 1: 0; 2013 Qtr 2: 0; 2013 Qtr 3: 0; 2013 Qtr 4: 0; 2014 Qtr 1: 0; 2014 Qtr 2: 0; 2014 Qtr 3: 0; 2014 Qtr 4: 0; 2015 Qtr 1: 0; 2015 Qtr 2: 0; 2015 Qtr 3: 0; 2015 Qtr 4: 0 | 0
[16 empty] | 0 |  |  | #N/A | [26 empty] | 0% | 0% |  | 0 | 0 | 0 | 0 | 0 | 0 | 0 | 0 | 0 | 0 | 0 | 2013 Qtr 1: 0; 2013 Qtr 2: 0; 2013 Qtr 3: 0; 2013 Qtr 4: 0; 2014 Qtr 1: 0; 2014 Qtr 2: 0; 2014 Qtr 3: 0; 2014 Qtr 4: 0; 2015 Qtr 1: 0; 2015 Qtr 2: 0; 2015 Qtr 3: 0; 2015 Qtr 4: 0 | 0
[16 empty] | 0 |  |  | #N/A | [26 empty] | 0% | 0% |  | 0 | 0 | 0 | 0 | 0 | 0 | 0 | 0 | 0 | 0 | 0 | 2013 Qtr 1: 0; 2013 Qtr 2: 0; 2013 Qtr 3: 0; 2013 Qtr 4: 0; 2014 Qtr 1: 0; 2014 Qtr 2: 0; 2014 Qtr 3: 0; 2014 Qtr 4: 0; 2015 Qtr 1: 0; 2015 Qtr 2: 0; 2015 Qtr 3: 0; 2015 Qtr 4: 0 | 0
[16 empty] | 0 |  |  | #N/A | [26 empty] | 0% | 0% |  | 0 | 0 | 0 | 0 | 0 | 0 | 0 | 0 | 0 | 0 | 0 | 2013 Qtr 1: 0; 2013 Qtr 2: 0; 2013 Qtr 3: 0; 2013 Qtr 4: 0; 2014 Qtr 1: 0; 2014 Qtr 2: 0; 2014 Qtr 3: 0; 2014 Qtr 4: 0; 2015 Qtr 1: 0; 2015 Qtr 2: 0; 2015 Qtr 3: 0; 2015 Qtr 4: 0 | 0
[16 empty] | 0 |  |  | #N/A | [26 empty] | 0% | 0% |  | 0 | 0 | 0 | 0 | 0 | 0 | 0 | 0 | 0 | 0 | 0 | 2013 Qtr 1: 0; 2013 Qtr 2: 0; 2013 Qtr 3: 0; 2013 Qtr 4: 0; 2014 Qtr 1: 0; 2014 Qtr 2: 0; 2014 Qtr 3: 0; 2014 Qtr 4: 0; 2015 Qtr 1: 0; 2015 Qtr 2: 0; 2015 Qtr 3: 0; 2015 Qtr 4: 0 | 0
[16 empty] | 0 |  |  | #N/A | [26 empty] | 0% | 0% |  | 0 | 0 | 0 | 0 | 0 | 0 | 0 | 0 | 0 | 0 | 0 | 2013 Qtr 1: 0; 2013 Qtr 2: 0; 2013 Qtr 3: 0; 2013 Qtr 4: 0; 2014 Qtr 1: 0; 2014 Qtr 2: 0; 2014 Qtr 3: 0; 2014 Qtr 4: 0; 2015 Qtr 1: 0; 2015 Qtr 2: 0; 2015 Qtr 3: 0; 2015 Qtr 4: 0 | 0
[16 empty] | 0 |  |  | #N/A | [26 empty] | 0% | 0% |  | 0 | 0 | 0 | 0 | 0 | 0 | 0 | 0 | 0 | 0 | 0 | 2013 Qtr 1: 0; 2013 Qtr 2: 0; 2013 Qtr 3: 0; 2013 Qtr 4: 0; 2014 Qtr 1: 0; 2014 Qtr 2: 0; 2014 Qtr 3: 0; 2014 Qtr 4: 0; 2015 Qtr 1: 0; 2015 Qtr 2: 0; 2015 Qtr 3: 0; 2015 Qtr 4: 0 | 0
[16 empty] | 0 |  |  | #N/A | [26 empty] | 0% | 0% |  | 0 | 0 | 0 | 0 | 0 | 0 | 0 | 0 | 0 | 0 | 0 | 2013 Qtr 1: 0; 2013 Qtr 2: 0; 2013 Qtr 3: 0; 2013 Qtr 4: 0; 2014 Qtr 1: 0; 2014 Qtr 2: 0; 2014 Qtr 3: 0; 2014 Qtr 4: 0; 2015 Qtr 1: 0; 2015 Qtr 2: 0; 2015 Qtr 3: 0; 2015 Qtr 4: 0 | 0
[16 empty] | 0 |  |  | #N/A | [26 empty] | 0% | 0% |  | 0 | 0 | 0 | 0 | 0 | 0 | 0 | 0 | 0 | 0 | 0 | 2013 Qtr 1: 0; 2013 Qtr 2: 0; 2013 Qtr 3: 0; 2013 Qtr 4: 0; 2014 Qtr 1: 0; 2014 Qtr 2: 0; 2014 Qtr 3: 0; 2014 Qtr 4: 0; 2015 Qtr 1: 0; 2015 Qtr 2: 0; 2015 Qtr 3: 0; 2015 Qtr 4: 0 | 0
|  |  | Climate Zones | Sectors | End Use Validation List |  | Measure Types for Measure Life |  | Gas Sector | Gas Savings Profile | Combustor Type | bar: 2013 Qtr 2; 2015 Qtr 3; 2016 Qtr 2; 2018 Qtr 2; 2020 Qtr 2; 2022 Qtr 2
|  |  | 7 | RES | res:DEER:Indoor_CFL_Ltg |  | NONRESIDENTIAL MEASURES: |  | Residential | Summer Only | Large Boilers (>100 MMBtu/hr Heat Input):Uncontrolled | bar: 2013 Qtr 1 to 2013 Qtr 2; 2014 Qtr 4 to 2016 Qtr 2; 2017 Qtr 2; 2018 Qtr 1 to 2018 Qtr 2; 2019 Qtr 2; 2020 Qtr 1 to 2020 Qtr 2; 2021 Qtr 2; 2022 Qtr 1 to 2022 Qtr 2; 2023 Qtr 2 to 2023 Qtr 4
|  |  | 10 | NON_RES | res:DEER:Indoor_CFL_Ltg |  | **************************************************************** |  | Commercial | Winter Only | Large Boilers (>100 MMBtu/hr Heat Input):Controlled Low NOx Burner | bar: 2013 Qtr 1 to 2013 Qtr 2; 2014 Qtr 4 to 2016 Qtr 2; 2017 Qtr 2; 2018 Qtr 1 to 2018 Qtr 2; 2019 Qtr 2; 2020 Qtr 1 to 2020 Qtr 2; 2021 Qtr 2; 2022 Qtr 1 to 2022 Qtr 2; 2023 Qtr 2 to 2023 Qtr 4
|  |  | 15 | Residential | res:DEER:Indoor_CFL_Ltg |  | Ballast – Dimmable: NR - 11 |  | Core | Annual | Large Boilers (>100 MMBtu/hr Heat Input):Controlled – Flue Gas Recirculation | bar: 2013 Qtr 1 to 2013 Qtr 2; 2014 Qtr 4 to 2016 Qtr 2; 2017 Qtr 2; 2018 Qtr 1 to 2018 Qtr 2; 2019 Qtr 2; 2020 Qtr 1 to 2020 Qtr 2; 2021 Qtr 2; 2022 Qtr 1 to 2022 Qtr 2; 2023 Qtr 2 to 2023 Qtr 4
|  |  | 15 | Commercial | res:DEER:Indoor_CFL_Ltg |  | Ballast – Electronic: NR - 11 |  |  |  | Small Boilers (<100 MMBtu/hr Heat Input):Uncontrolled | bar: 2013 Qtr 1 to 2013 Qtr 2; 2014 Qtr 4 to 2016 Qtr 2; 2017 Qtr 2; 2018 Qtr 1 to 2018 Qtr 2; 2019 Qtr 2; 2020 Qtr 1 to 2020 Qtr 2; 2021 Qtr 2; 2022 Qtr 1 to 2022 Qtr 2; 2023 Qtr 2 to 2023 Qtr 4
|  |  | System | Industrial | res:DEER:Indoor_CFL_Ltg |  | Fluorescent Fixture – T8: C/I/A - 11 |  |  |  | Small Boilers (<100 MMBtu/hr Heat Input):Controlled Low NOx Burner | bar: 2013 Qtr 1 to 2013 Qtr 2; 2014 Qtr 4 to 2016 Qtr 2; 2017 Qtr 2; 2018 Qtr 1 to 2018 Qtr 2; 2019 Qtr 2; 2020 Qtr 1 to 2020 Qtr 2; 2021 Qtr 2; 2022 Qtr 1 to 2022 Qtr 2; 2023 Qtr 2 to 2023 Qtr 4
|  |  |  | Agricultural | res:DEER:RefgFrzr_HighEff |  | Fixture: T8 Lamp & Electronic Ballast: C/I/A - 11 |  |  |  | Small Boilers (<100 MMBtu/hr Heat Input):Controlled – Flue Gas Recirculation | bar: 2013 Qtr 1 to 2013 Qtr 2; 2014 Qtr 4 to 2016 Qtr 2; 2017 Qtr 2; 2018 Qtr 1 to 2018 Qtr 2; 2019 Qtr 2; 2020 Qtr 1 to 2020 Qtr 2; 2021 Qtr 2; 2022 Qtr 1 to 2022 Qtr 2; 2023 Qtr 2 to 2023 Qtr 4
|  |  |  | Not Used | res:DEER:RefgFrzr_HighEff |  | T8 Fixtures – 17 Watt Lamp, 2ft or 32-watt Lamp, 4ft 11 |  |  |  | Residential Furnaces (<0.3):Uncontrolled | bar: 2013 Qtr 1 to 2013 Qtr 2; 2014 Qtr 4 to 2016 Qtr 2; 2017 Qtr 2; 2018 Qtr 1 to 2018 Qtr 2; 2019 Qtr 2; 2020 Qtr 1 to 2020 Qtr 2; 2021 Qtr 2; 2022 Qtr 1 to 2022 Qtr 2; 2023 Qtr 2 to 2023 Qtr 4
[5 empty] | res:DEER:RefgFrzr_HighEff |  | T8 Lamps: C/I/A - 5 | bar: 2013 Qtr 1 to 2013 Qtr 2; 2014 Qtr 4 to 2016 Qtr 2; 2017 Qtr 2; 2018 Qtr 1 to 2018 Qtr 2; 2019 Qtr 2; 2020 Qtr 1 to 2020 Qtr 2; 2021 Qtr 2; 2022 Qtr 1 to 2022 Qtr 2; 2023 Qtr 2 to 2023 Qtr 4
[5 empty] | res:DEER:RefgFrzr_HighEff |  | High Efficiency Lighting (HID): NR - 16 | bar: 2013 Qtr 1 to 2013 Qtr 2; 2014 Qtr 4 to 2016 Qtr 2; 2017 Qtr 2; 2018 Qtr 1 to 2018 Qtr 2; 2019 Qtr 2; 2020 Qtr 1 to 2020 Qtr 2; 2021 Qtr 2; 2022 Qtr 1 to 2022 Qtr 2; 2023 Qtr 2 to 2023 Qtr 4
[5 empty] | res:DEER:RefgFrzr_HighEff |  | High Output T5 Fixture: NR - 16 |  | Electric Rate | Gas Rate | bar: 2013 Qtr 1 to 2013 Qtr 2; 2014 Qtr 4 to 2016 Qtr 2; 2017 Qtr 2; 2018 Qtr 1 to 2018 Qtr 2; 2019 Qtr 2; 2020 Qtr 1 to 2020 Qtr 2; 2021 Qtr 2; 2022 Qtr 1 to 2022 Qtr 2; 2023 Qtr 2 to 2023 Qtr 4
[5 empty] | res:DEER:RefgFrzr_Recyc-Conditioned |  | Indoor or Outdoor Lighting System Modification: NR - 13.5 |  | Residential | Residential | bar: 2013 Qtr 1 to 2013 Qtr 2; 2014 Qtr 4 to 2016 Qtr 2; 2017 Qtr 2; 2018 Qtr 1 to 2018 Qtr 2; 2019 Qtr 2; 2020 Qtr 1 to 2020 Qtr 2; 2021 Qtr 2; 2022 Qtr 1 to 2022 Qtr 2; 2023 Qtr 2 to 2023 Qtr 4
[5 empty] | res:DEER:RefgFrzr_Recyc-Conditioned |  | Lighting Controls: NR - 16 |  | Commercial | Not Used | bar: 2013 Qtr 1 to 2013 Qtr 2; 2014 Qtr 4 to 2016 Qtr 2; 2017 Qtr 2; 2018 Qtr 1 to 2018 Qtr 2; 2019 Qtr 2; 2020 Qtr 1 to 2020 Qtr 2; 2021 Qtr 2; 2022 Qtr 1 to 2022 Qtr 2; 2023 Qtr 2 to 2023 Qtr 4
[5 empty] | res:DEER:RefgFrzr_Recyc-Conditioned |  | Daylighting Controls; NR - 16 |  | Not Used | Not Used | bar: 2013 Qtr 1 to 2013 Qtr 2; 2014 Qtr 4 to 2016 Qtr 2; 2017 Qtr 2; 2018 Qtr 1 to 2018 Qtr 2; 2019 Qtr 2; 2020 Qtr 1 to 2020 Qtr 2; 2021 Qtr 2; 2022 Qtr 1 to 2022 Qtr 2; 2023 Qtr 2 to 2023 Qtr 4
[5 empty] | res:DEER:RefgFrzr_Recyc-Conditioned |  | Lighting Power Density: NR - 11 |  | Not Used | bar: 2013 Qtr 1 to 2013 Qtr 2; 2014 Qtr 4 to 2016 Qtr 2; 2017 Qtr 2; 2018 Qtr 1 to 2018 Qtr 2; 2019 Qtr 2; 2020 Qtr 1 to 2020 Qtr 2; 2021 Qtr 2; 2022 Qtr 1 to 2022 Qtr 2; 2023 Qtr 2 to 2023 Qtr 4
[5 empty] | res:DEER:RefgFrzr_Recyc-Conditioned |  | Exit Sign – CF Hardware Kit/LED/ Electro-Luminescent: NR - 16 |  | Not Used | bar: 2013 Qtr 1 to 2013 Qtr 2; 2014 Qtr 4 to 2016 Qtr 2; 2017 Qtr 2; 2018 Qtr 1 to 2018 Qtr 2; 2019 Qtr 2; 2020 Qtr 1 to 2020 Qtr 2; 2021 Qtr 2; 2022 Qtr 1 to 2022 Qtr 2; 2023 Qtr 2 to 2023 Qtr 4
[5 empty] | res:DEER:RefgFrzr_Recyc-UnConditioned |  | Occupancy Sensor: NR - 8 |  | 0 | bar: 2013 Qtr 1 to 2013 Qtr 2; 2014 Qtr 4 to 2016 Qtr 2; 2017 Qtr 2; 2018 Qtr 1 to 2018 Qtr 2; 2019 Qtr 2; 2020 Qtr 1 to 2020 Qtr 2; 2021 Qtr 2; 2022 Qtr 1 to 2022 Qtr 2; 2023 Qtr 2 to 2023 Qtr 4
[5 empty] | res:DEER:RefgFrzr_Recyc-UnConditioned |  | Photocell: NR - 8 | bar: 2013 Qtr 1 to 2013 Qtr 2; 2014 Qtr 4 to 2016 Qtr 2; 2017 Qtr 2; 2018 Qtr 1 to 2018 Qtr 2; 2019 Qtr 2; 2020 Qtr 1 to 2020 Qtr 2; 2021 Qtr 2; 2022 Qtr 1 to 2022 Qtr 2; 2023 Qtr 2 to 2023 Qtr 4
[5 empty] | res:DEER:RefgFrzr_Recyc-UnConditioned |  | Time Clock – Lighting: NR - 8 | bar: 2013 Qtr 2; 2015 Qtr 3; 2016 Qtr 2; 2018 Qtr 2; 2020 Qtr 2; 2022 Qtr 2 to 2023 Qtr 4
[5 empty] | res:DEER:RefgFrzr_Recyc-UnConditioned |  | Induction Lamps: NR - 2 | bar: 2013 Qtr 2; 2015 Qtr 3; 2016 Qtr 2; 2018 Qtr 2; 2020 Qtr 2; 2022 Qtr 2 to 2023 Qtr 4
[5 empty] | res:DEER:RefgFrzr_Recyc-UnConditioned |  | Induction Fixture: NR - 16 | bar: 2013 Qtr 2; 2015 Qtr 3; 2016 Qtr 2; 2018 Qtr 2; 2020 Qtr 2; 2022 Qtr 2 to 2023 Qtr 4
[5 empty] | res:DEER:HVAC_Eff_AC |  | Delamp/reflectors: C/I - 11 | bar: 2013 Qtr 2; 2015 Qtr 3; 2016 Qtr 2; 2018 Qtr 2; 2020 Qtr 2; 2022 Qtr 2 to 2023 Qtr 4
[5 empty] | res:DEER:HVAC_Eff_AC |  | Optical Reflectors- new construction: Ind, NRNC - 12 | bar: 2013 Qtr 2; 2015 Qtr 3; 2016 Qtr 2; 2018 Qtr 2; 2020 Qtr 2; 2022 Qtr 2 to 2023 Qtr 4
[5 empty] | res:DEER:HVAC_Eff_AC |  | Optical Reflectors- retrofit: NR - 10 | bar: 2013 Qtr 2; 2015 Qtr 3; 2016 Qtr 2; 2018 Qtr 2; 2020 Qtr 2; 2022 Qtr 2 to 2023 Qtr 4
[5 empty] | res:DEER:HVAC_Eff_AC |  | HID fixture: Interior, >= 176 Watts lamp: Ind - 16 | bar: 2013 Qtr 2; 2015 Qtr 3; 2016 Qtr 2; 2018 Qtr 2; 2020 Qtr 2; 2022 Qtr 2 to 2023 Qtr 4
[5 empty] | res:DEER:HVAC_Eff_AC |  | HID fixture: Interior, 251-400 Watt lamp: Com - 16 | bar: 2013 Qtr 2; 2015 Qtr 3; 2016 Qtr 2; 2018 Qtr 2; 2020 Qtr 2; 2022 Qtr 2 to 2023 Qtr 4
[5 empty] | res:DEER:HVAC_Eff_HP |  | CFL Fixture: Pin based CFL fixture: Com - 12.0 | bar: 2013 Qtr 2; 2015 Qtr 3; 2016 Qtr 2; 2018 Qtr 2; 2020 Qtr 2; 2022 Qtr 2 to 2023 Qtr 4
[5 empty] | res:DEER:HVAC_Eff_HP |  | Screw-in CFL: Education - Primary School: NR - 5.6 | bar: 2013 Qtr 2; 2015 Qtr 3; 2016 Qtr 2; 2018 Qtr 2; 2020 Qtr 2; 2022 Qtr 2 to 2023 Qtr 4
[5 empty] | res:DEER:HVAC_Eff_HP |  | Screw-in CFL: Education - Secondary School: NR - 3.5 | bar: 2013 Qtr 2; 2015 Qtr 3; 2016 Qtr 2; 2018 Qtr 2; 2020 Qtr 2; 2022 Qtr 2 to 2023 Qtr 4
[5 empty] | res:DEER:HVAC_Eff_HP |  | Screw-in CFL: Education - Community College: NR - 2.1 | bar: 2013 Qtr 2; 2015 Qtr 3; 2016 Qtr 2; 2018 Qtr 2; 2020 Qtr 2; 2022 Qtr 2 to 2023 Qtr 4
[5 empty] | res:DEER:HVAC_Eff_HP |  | Screw-in CFL: Education - University: NR - 2.6 | bar: 2013 Qtr 2; 2015 Qtr 3; 2016 Qtr 2; 2018 Qtr 2; 2020 Qtr 2; 2022 Qtr 2 to 2023 Qtr 4
[5 empty] | res:DEER:HVAC_Duct_Sealing |  | Screw-in CFL: Grocery: NR - 1.4 | bar: 2013 Qtr 2; 2015 Qtr 3; 2016 Qtr 2; 2018 Qtr 2; 2020 Qtr 2; 2022 Qtr 2 to 2023 Qtr 4
[5 empty] | res:DEER:HVAC_Duct_Sealing |  | Screw-in CFL: Health/Medical - Hospital: NR - 0.9 | bar: 2013 Qtr 2; 2015 Qtr 3; 2016 Qtr 2; 2018 Qtr 2; 2020 Qtr 2; 2022 Qtr 2 to 2023 Qtr 4
[5 empty] | res:DEER:HVAC_Duct_Sealing |  | Screw-in CFL: Health/Medical - Nursing Home: NR - 0.9 | bar: 2013 Qtr 2; 2015 Qtr 3; 2016 Qtr 2; 2018 Qtr 2; 2020 Qtr 2; 2022 Qtr 2 to 2023 Qtr 4
[5 empty] | res:DEER:HVAC_Duct_Sealing |  | Screw-in CFL: Lodging - Hotel: NR - 0.9 | bar: 2013 Qtr 2; 2015 Qtr 3; 2016 Qtr 2; 2018 Qtr 2; 2020 Qtr 2; 2022 Qtr 2 to 2023 Qtr 4
[5 empty] | res:DEER:HVAC_Duct_Sealing |  | Screw-in CFL: Lodging - Motel: NR - 0.9 | bar: 2013 Qtr 2; 2015 Qtr 3; 2016 Qtr 2; 2018 Qtr 2; 2020 Qtr 2; 2022 Qtr 2 to 2023 Qtr 4
[5 empty] | res:DEER:HVAC_Refrig_Charge |  | Screw-in CFL: Lodging - Guest Rooms: NR - 7.0 | bar: 2013 Qtr 2; 2015 Qtr 3; 2016 Qtr 2; 2018 Qtr 2; 2020 Qtr 2; 2022 Qtr 2 to 2023 Qtr 4
[5 empty] | res:DEER:HVAC_Refrig_Charge |  | Screw-in CFL: Manufacturing - Light Industrial: NR - 2.8 | bar: 2013 Qtr 2; 2015 Qtr 3; 2016 Qtr 2; 2018 Qtr 2; 2020 Qtr 2; 2022 Qtr 2 to 2023 Qtr 4
[5 empty] | res:DEER:HVAC_Refrig_Charge |  | Screw-in CFL: Office - Large: NR - 2.9 | bar: 2022 Qtr 3 to 2023 Qtr 4
[5 empty] | res:DEER:HVAC_Refrig_Charge |  | Screw-in CFL: Office - Small: NR - 3.2 | bar: 2022 Qtr 3 to 2023 Qtr 4
[5 empty] | res:DEER:HVAC_Refrig_Charge |  | Screw-in CFL: Restaurant - Sit-Down: NR - 2.3 | bar: 2022 Qtr 3 to 2023 Qtr 4
[5 empty] | res:DEER:Refg_Chrg_Duct_Seal |  | Screw-in CFL: Restaurant - Fast-Food: NR - 1.3 | bar: 2022 Qtr 3 to 2023 Qtr 4
[5 empty] | res:DEER:Refg_Chrg_Duct_Seal |  | Screw-in CFL: Retail - 3-Story Large: NR - 1.9 | bar: 2022 Qtr 3 to 2023 Qtr 4
[5 empty] | res:DEER:Refg_Chrg_Duct_Seal |  | Screw-in CFL: Retail - Single-Story Large: NR - 1.8 | bar: 2022 Qtr 3 to 2023 Qtr 4
[5 empty] | res:DEER:Refg_Chrg_Duct_Seal |  | Screw-in CFL: Retail - Small: NR - 2.1 | bar: 2022 Qtr 3 to 2023 Qtr 4
[5 empty] | res:DEER:Refg_Chrg_Duct_Seal |  | Screw-in CFL: Storage - Conditioned: NR - 2.8 | bar: 2022 Qtr 3 to 2023 Qtr 4
[5 empty] | res:DEER:RefgFrzr_Recycling |  | Screw-in CFL: Storage - Unconditioned: NR - 2.8 | bar: 2022 Qtr 3 to 2023 Qtr 4
[5 empty] | res:DEER:RefgFrzr_Recycling |  | Screw-in CFL: Warehouse - Refrigerated: NR - 3.1 | bar: 2022 Qtr 3 to 2023 Qtr 4
res:DEER:RefgFrzr_Recycling | bar: 2022 Qtr 3 to 2023 Qtr 4
[5 empty] | res:DEER:RefgFrzr_Recycling |  | HVAC/Refrigeration – SPC: NR - 16 | bar: 2022 Qtr 3 to 2023 Qtr 4
[5 empty] | res:DEER:RefgFrzr_Recycling |  | Chiller – High Efficiency: NR - 20 | bar: 2013 Qtr 3 to 2015 Qtr 3; 2016 Qtr 3 to 2017 Qtr 4; 2018 Qtr 3 to 2019 Qtr 4; 2020 Qtr 3 to 2021 Qtr 4; 2022 Qtr 3 to 2023 Qtr 4
[5 empty] | NON_res:DEER:Indoor_CFL_Ltg |  | Chiller – Variable Speed Drive: NR - 20 | bar: 2013 Qtr 3 to 2015 Qtr 3; 2016 Qtr 3 to 2017 Qtr 4; 2018 Qtr 3 to 2019 Qtr 4; 2020 Qtr 3 to 2021 Qtr 4; 2022 Qtr 3 to 2023 Qtr 4
[5 empty] | NON_res:DEER:Indoor_CFL_Ltg |  | Water Cooled Chillers: NR - 20 | bar: 2013 Qtr 3 to 2015 Qtr 3; 2016 Qtr 3 to 2017 Qtr 4; 2018 Qtr 3 to 2019 Qtr 4; 2020 Qtr 3 to 2021 Qtr 4; 2022 Qtr 3 to 2023 Qtr 4
[5 empty] | NON_res:DEER:Indoor_CFL_Ltg |  | Air Conditioners – High Efficiency: NR - 15 | bar: 2013 Qtr 3 to 2015 Qtr 3; 2016 Qtr 3 to 2017 Qtr 4; 2018 Qtr 3 to 2019 Qtr 4; 2020 Qtr 3 to 2021 Qtr 4; 2022 Qtr 3 to 2023 Qtr 4
[5 empty] | NON_res:DEER:Indoor_CFL_Ltg |  | Packaged HVAC Systems: NR - 15 | bar: 2013 Qtr 3 to 2015 Qtr 3; 2016 Qtr 3 to 2017 Qtr 4; 2018 Qtr 3 to 2019 Qtr 4; 2020 Qtr 3 to 2021 Qtr 4; 2022 Qtr 3 to 2023 Qtr 4
[5 empty] | NON_res:DEER:Indoor_CFL_Ltg |  | Install HVAC EMS: Com - 14 | bar: 2013 Qtr 3 to 2015 Qtr 3; 2016 Qtr 3 to 2017 Qtr 4; 2018 Qtr 3 to 2019 Qtr 4; 2020 Qtr 3 to 2021 Qtr 4; 2022 Qtr 3 to 2023 Qtr 4
[5 empty] | NON_res:DEER:Indoor_Non-CFL_Ltg |  | AC Packaged Terminal Units: NR - 15 | bar: 2013 Qtr 3 to 2015 Qtr 3; 2016 Qtr 3 to 2017 Qtr 4; 2018 Qtr 3 to 2019 Qtr 4; 2020 Qtr 3 to 2021 Qtr 4; 2022 Qtr 3 to 2023 Qtr 4
[5 empty] | NON_res:DEER:Indoor_Non-CFL_Ltg |  | Evaporative Coolers: NR - 15 | bar: 2013 Qtr 3 to 2015 Qtr 3; 2016 Qtr 3 to 2017 Qtr 4; 2018 Qtr 3 to 2019 Qtr 4; 2020 Qtr 3 to 2021 Qtr 4; 2022 Qtr 3 to 2023 Qtr 4
[5 empty] | NON_res:DEER:Indoor_Non-CFL_Ltg |  | Boiler – High Efficiency: NR - 20 | bar: 2013 Qtr 3 to 2015 Qtr 3; 2016 Qtr 3 to 2017 Qtr 4; 2018 Qtr 3 to 2019 Qtr 4; 2020 Qtr 3 to 2021 Qtr 4; 2022 Qtr 3 to 2023 Qtr 4
[5 empty] | NON_res:DEER:Indoor_Non-CFL_Ltg |  | Cooling Towers/Evaporative Condenser: NR - 15 | bar: 2013 Qtr 3 to 2015 Qtr 3; 2016 Qtr 3 to 2017 Qtr 4; 2018 Qtr 3 to 2019 Qtr 4; 2020 Qtr 3 to 2021 Qtr 4; 2022 Qtr 3 to 2023 Qtr 4
[5 empty] | NON_res:DEER:Indoor_Non-CFL_Ltg |  | Heat Pump – Split System: NR - 15 | bar: 2013 Qtr 3 to 2015 Qtr 3; 2016 Qtr 3 to 2017 Qtr 4; 2018 Qtr 3 to 2019 Qtr 4; 2020 Qtr 3 to 2021 Qtr 4; 2022 Qtr 3 to 2023 Qtr 4
[5 empty] | NON_res:DEER:HVAC_Chillers |  | Heat Pump with Integrated Water Heating: NR - 10 | bar: 2013 Qtr 3 to 2015 Qtr 3; 2016 Qtr 3 to 2017 Qtr 4; 2018 Qtr 3 to 2019 Qtr 4; 2020 Qtr 3 to 2021 Qtr 4; 2022 Qtr 3 to 2023 Qtr 4
[5 empty] | NON_res:DEER:HVAC_Chillers |  | Ground Source Heat Pump: NR - 15 | bar: 2013 Qtr 3 to 2015 Qtr 3; 2016 Qtr 3 to 2017 Qtr 4; 2018 Qtr 3 to 2019 Qtr 4; 2020 Qtr 3 to 2021 Qtr 4; 2022 Qtr 3 to 2023 Qtr 4
[5 empty] | NON_res:DEER:HVAC_Chillers |  | Reduce Internal Load: NR - 15 | bar: 2013 Qtr 3 to 2015 Qtr 3; 2016 Qtr 3 to 2017 Qtr 4; 2018 Qtr 3 to 2019 Qtr 4; 2020 Qtr 3 to 2021 Qtr 4; 2022 Qtr 3 to 2023 Qtr 4
[5 empty] | NON_res:DEER:HVAC_Chillers |  | Insulation: NR - 20 | bar: 2013 Qtr 3 to 2015 Qtr 3; 2016 Qtr 3 to 2017 Qtr 4; 2018 Qtr 3 to 2019 Qtr 4; 2020 Qtr 3 to 2021 Qtr 4; 2022 Qtr 3 to 2023 Qtr 4
[5 empty] | NON_res:DEER:HVAC_Chillers |  | Insulation Package: NR - 20 | bar: 2013 Qtr 3 to 2015 Qtr 3; 2016 Qtr 3 to 2017 Qtr 4; 2018 Qtr 3 to 2019 Qtr 4; 2020 Qtr 3 to 2021 Qtr 4; 2022 Qtr 3 to 2023 Qtr 4
[5 empty] | NON_res:DEER:HVAC_Refrig_Charge |  | Reflective Window Film: NR - 10 | bar: 2013 Qtr 3 to 2015 Qtr 3; 2016 Qtr 3 to 2017 Qtr 4; 2018 Qtr 3 to 2019 Qtr 4; 2020 Qtr 3 to 2021 Qtr 4; 2022 Qtr 3 to 2023 Qtr 4
[5 empty] | NON_res:DEER:HVAC_Refrig_Charge |  | Bypass/Delay Timer(lighting): NR - 8 | bar: 2013 Qtr 3 to 2015 Qtr 3; 2016 Qtr 3 to 2017 Qtr 4; 2018 Qtr 3 to 2019 Qtr 4; 2020 Qtr 3 to 2021 Qtr 4; 2022 Qtr 3 to 2023 Qtr 4
[5 empty] | NON_res:DEER:HVAC_Refrig_Charge |  | Set-Back Thermostat: NR - 11 | bar: 2013 Qtr 3 to 2015 Qtr 3; 2016 Qtr 3 to 2017 Qtr 4; 2018 Qtr 3 to 2019 Qtr 4; 2020 Qtr 3 to 2021 Qtr 4; 2022 Qtr 3 to 2023 Qtr 4
[5 empty] | NON_res:DEER:HVAC_Refrig_Charge |  | Time Clock - HVAC: NR - 10 | bar: 2013 Qtr 3 to 2015 Qtr 3; 2016 Qtr 3 to 2017 Qtr 4; 2018 Qtr 3 to 2019 Qtr 4; 2020 Qtr 3 to 2021 Qtr 4; 2022 Qtr 3 to 2023 Qtr 4
[5 empty] | NON_res:DEER:HVAC_Refrig_Charge |  | HVAC/Space Heating/Efficiency (Gas): NR - 18 | bar: 2013 Qtr 3 to 2015 Qtr 3; 2016 Qtr 3 to 2017 Qtr 4; 2018 Qtr 3 to 2019 Qtr 4; 2020 Qtr 3 to 2021 Qtr 4; 2022 Qtr 3 to 2023 Qtr 4
[5 empty] | NON_res:DEER:HVAC_Split-Package_AC |  | Nonresidential Gas – AC: NR - 20 | bar: 2013 Qtr 3 to 2015 Qtr 3; 2016 Qtr 3 to 2017 Qtr 4; 2018 Qtr 3 to 2019 Qtr 4; 2020 Qtr 3 to 2021 Qtr 4; 2022 Qtr 3 to 2023 Qtr 4
NON_res:DEER:HVAC_Split-Package_AC | bar: 2013 Qtr 3 to 2015 Qtr 3; 2016 Qtr 3 to 2017 Qtr 4; 2018 Qtr 3 to 2019 Qtr 4; 2020 Qtr 3 to 2021 Qtr 4; 2022 Qtr 3 to 2023 Qtr 4
[5 empty] | NON_res:DEER:HVAC_Split-Package_AC |  | Adjustable speed drive, application unknown: Ag - 10 | bar: 2013 Qtr 3 to 2015 Qtr 3; 2016 Qtr 3 to 2017 Qtr 4; 2018 Qtr 3 to 2019 Qtr 4; 2020 Qtr 3 to 2021 Qtr 4; 2022 Qtr 3 to 2023 Qtr 4
[5 empty] | NON_res:DEER:HVAC_Split-Package_AC |  | Adjustable speed drive, application unknown: Com - 10 | bar: 2013 Qtr 3 to 2015 Qtr 3; 2016 Qtr 3 to 2017 Qtr 4; 2018 Qtr 3 to 2019 Qtr 4; 2020 Qtr 3 to 2021 Qtr 4; 2022 Qtr 3 to 2023 Qtr 4
[5 empty] | NON_res:DEER:HVAC_Split-Package_AC |  | Adjustable Speed Drive: HVAC fan, 50 HP Max: Com - 10 | bar: 2013 Qtr 3 to 2015 Qtr 3; 2016 Qtr 3 to 2017 Qtr 4; 2018 Qtr 3 to 2019 Qtr 4; 2020 Qtr 3 to 2021 Qtr 4; 2022 Qtr 3 to 2023 Qtr 4
[5 empty] | NON_res:DEER:HVAC_Split-Package_HP |  | Pump repair: Ag - 11 | bar: 2013 Qtr 3 to 2015 Qtr 3; 2016 Qtr 3 to 2017 Qtr 4; 2018 Qtr 3 to 2019 Qtr 4; 2020 Qtr 3 to 2021 Qtr 4; 2022 Qtr 3 to 2023 Qtr 4
[5 empty] | NON_res:DEER:HVAC_Split-Package_HP |  | Injection molding machines: Ind - 15 | bar: 2013 Qtr 3 to 2015 Qtr 3; 2016 Qtr 3 to 2017 Qtr 4; 2018 Qtr 3 to 2019 Qtr 4; 2020 Qtr 3 to 2021 Qtr 4; 2022 Qtr 3 to 2023 Qtr 4
[5 empty] | NON_res:DEER:HVAC_Split-Package_HP |  | Plastic extusion equipment: Ind - 15 | bar: 2013 Qtr 3 to 2015 Qtr 3; 2016 Qtr 3 to 2017 Qtr 4; 2018 Qtr 3 to 2019 Qtr 4; 2020 Qtr 3 to 2021 Qtr 4; 2022 Qtr 3 to 2023 Qtr 4
[5 empty] | NON_res:DEER:HVAC_Split-Package_HP |  | Process cooling: Ind - 15 | bar: 2013 Qtr 3 to 2015 Qtr 3; 2016 Qtr 3 to 2017 Qtr 4; 2018 Qtr 3 to 2019 Qtr 4; 2020 Qtr 3 to 2021 Qtr 4; 2022 Qtr 3 to 2023 Qtr 4
[5 empty] | NON_res:DEER:HVAC_Split-Package_HP |  | Process equipment insulation: Ind - 15 | bar: 2013 Qtr 3 to 2015 Qtr 3; 2016 Qtr 3 to 2017 Qtr 4; 2018 Qtr 3 to 2019 Qtr 4; 2020 Qtr 3 to 2021 Qtr 4; 2022 Qtr 3 to 2023 Qtr 4
NON_res:DEER:HVAC_Duct_Sealing | bar: 2013 Qtr 3 to 2015 Qtr 3; 2016 Qtr 3 to 2017 Qtr 4; 2018 Qtr 3 to 2019 Qtr 4; 2020 Qtr 3 to 2021 Qtr 4; 2022 Qtr 3 to 2023 Qtr 4
[5 empty] | NON_res:DEER:HVAC_Duct_Sealing |  | Horizontal Clothes Washer: NR - 10 | bar: 2013 Qtr 3 to 2015 Qtr 3; 2016 Qtr 3 to 2017 Qtr 4; 2018 Qtr 3 to 2019 Qtr 4; 2020 Qtr 3 to 2021 Qtr 4; 2022 Qtr 3 to 2023 Qtr 4
[5 empty] | NON_res:DEER:HVAC_Duct_Sealing |  | Efficient Dishwashing: NR - 5 | bar: 2013 Qtr 3 to 2015 Qtr 3; 2016 Qtr 3 to 2017 Qtr 4; 2018 Qtr 3 to 2019 Qtr 4; 2020 Qtr 3 to 2021 Qtr 4; 2022 Qtr 3 to 2023 Qtr 4
[5 empty] | NON_res:DEER:HVAC_Duct_Sealing |  | Water Heater Controls: NR - 15 | bar: 2013 Qtr 3 to 2015 Qtr 3; 2016 Qtr 3 to 2017 Qtr 4; 2018 Qtr 3 to 2019 Qtr 4; 2020 Qtr 3 to 2021 Qtr 4; 2022 Qtr 3 to 2023 Qtr 4
[5 empty] | NON_res:DEER:HVAC_Duct_Sealing |  | Cooking measures , Assorted: Com - 12 | bar: 2013 Qtr 3 to 2015 Qtr 3; 2016 Qtr 3 to 2017 Qtr 4; 2018 Qtr 3 to 2019 Qtr 4; 2020 Qtr 3 to 2021 Qtr 4; 2022 Qtr 3 to 2023 Qtr 4
[5 empty] | res:DEER:Res_ClothesDishWasher |  | Water Heater – Gas: NR - 15 | bar: 2013 Qtr 3 to 2015 Qtr 3; 2016 Qtr 3 to 2017 Qtr 4; 2018 Qtr 3 to 2019 Qtr 4; 2020 Qtr 3 to 2021 Qtr 4; 2022 Qtr 3 to 2023 Qtr 4
[5 empty] | res:DEER:Res_BldgShell_Ins |  | Domestic Hot Water Boiler (Gas): NR - 20 | bar: 2013 Qtr 3 to 2015 Qtr 3; 2016 Qtr 3 to 2017 Qtr 4; 2018 Qtr 3 to 2019 Qtr 4; 2020 Qtr 3 to 2021 Qtr 4; 2022 Qtr 3 to 2023 Qtr 4
01-ALC-AllCommercial-Cooling | bar: 2013 Qtr 3 to 2015 Qtr 3; 2016 Qtr 3 to 2017 Qtr 4; 2018 Qtr 3 to 2019 Qtr 4; 2020 Qtr 3 to 2021 Qtr 4; 2022 Qtr 3 to 2023 Qtr 4
[5 empty] | 01-ALC-AllCommercial-ExtLight |  | Auto Closer for Cooler/Freezer: NR - 8 | bar: 2013 Qtr 3 to 2015 Qtr 3; 2016 Qtr 3 to 2017 Qtr 4; 2018 Qtr 3 to 2019 Qtr 4; 2020 Qtr 3 to 2021 Qtr 4; 2022 Qtr 3 to 2023 Qtr 4
[5 empty] | 01-ALC-AllCommercial-IntLight |  | Door Gaskets: NR - 4 | bar: 2013 Qtr 3 to 2015 Qtr 3; 2016 Qtr 3 to 2017 Qtr 4; 2018 Qtr 3 to 2019 Qtr 4; 2020 Qtr 3 to 2021 Qtr 4; 2022 Qtr 3 to 2023 Qtr 4
[5 empty] | 01-ALC-AllCommercial-OffEquip |  | Floating Head Pressure: NR - 16 | bar: 2013 Qtr 3 to 2015 Qtr 3; 2016 Qtr 3 to 2017 Qtr 4; 2018 Qtr 3 to 2019 Qtr 4; 2020 Qtr 3 to 2021 Qtr 4; 2022 Qtr 3 to 2023 Qtr 4
[5 empty] | 01-ALC-AllCommercial-Refrig |  | Heatless Door: NR - 16 | bar: 2013 Qtr 3 to 2015 Qtr 3; 2016 Qtr 3 to 2017 Qtr 4; 2018 Qtr 3 to 2019 Qtr 4; 2020 Qtr 3 to 2021 Qtr 4; 2022 Qtr 3 to 2023 Qtr 4
[5 empty] | 01-ALC-AllCommercial-Vent/Fan |  | Humidistat Control for Anti-Sweat Heater: NR - 12 | bar: 2013 Qtr 3 to 2015 Qtr 3; 2016 Qtr 3 to 2017 Qtr 4; 2018 Qtr 3 to 2019 Qtr 4; 2020 Qtr 3 to 2021 Qtr 4; 2022 Qtr 3 to 2023 Qtr 4
[5 empty] | 02-ASM-Assembly-Cooling |  | Insulation on Refrigeration Suction Line: NR - 11 | bar: 2013 Qtr 3 to 2015 Qtr 3; 2016 Qtr 3 to 2017 Qtr 4; 2018 Qtr 3 to 2019 Qtr 4; 2020 Qtr 3 to 2021 Qtr 4; 2022 Qtr 3 to 2023 Qtr 4
[5 empty] | 02-ASM-Assembly-Exit |  | Night Covers for Display Cases: NR - 5 | bar: 2013 Qtr 3 to 2015 Qtr 3; 2016 Qtr 3 to 2017 Qtr 4; 2018 Qtr 3 to 2019 Qtr 4; 2020 Qtr 3 to 2021 Qtr 4; 2022 Qtr 3 to 2023 Qtr 4
[5 empty] | 02-ASM-Assembly-ExtLight |  | PSC Evaporator Motor – Walkin/ Display: NR - 15 | bar: 2013 Qtr 3 to 2015 Qtr 3; 2016 Qtr 3 to 2017 Qtr 4; 2018 Qtr 3 to 2019 Qtr 4; 2020 Qtr 3 to 2021 Qtr 4; 2022 Qtr 3 to 2023 Qtr 4
[5 empty] | 02-ASM-Assembly-IntLight |  | Refrigeration Case Doors – Glass/Acrylic: NR - 12 | bar: 2013 Qtr 3 to 2015 Qtr 3; 2016 Qtr 3 to 2017 Qtr 4; 2018 Qtr 3 to 2019 Qtr 4; 2020 Qtr 3 to 2021 Qtr 4; 2022 Qtr 3 to 2023 Qtr 4
[5 empty] | 03-BCR-BothResidentialandCommercial-COOL |  | Refrigerator Case with Doors: NR - 12 | bar: 2013 Qtr 3 to 2015 Qtr 3; 2016 Qtr 3 to 2017 Qtr 4; 2018 Qtr 3 to 2019 Qtr 4; 2020 Qtr 3 to 2021 Qtr 4; 2022 Qtr 3 to 2023 Qtr 4
[5 empty] | 03-BCR-BothResidentialandCommercial-LIT_INT |  | Refrigerator Condensate Evaporator – Elec/Non Elec: NR - 8 | bar: 2013 Qtr 3 to 2015 Qtr 3; 2016 Qtr 3 to 2017 Qtr 4; 2018 Qtr 3 to 2019 Qtr 4; 2020 Qtr 3 to 2021 Qtr 4; 2022 Qtr 3 to 2023 Qtr 4
[5 empty] | 03-BCR-BothResidentialandCommercial-OFF_EQ |  | Strip Curtains for Walk-Ins: NR - 4 | bar: 2013 Qtr 3 to 2015 Qtr 3; 2016 Qtr 3 to 2017 Qtr 4; 2018 Qtr 3 to 2019 Qtr 4; 2020 Qtr 3 to 2021 Qtr 4; 2022 Qtr 3 to 2023 Qtr 4
[5 empty] | 03-BCR-BothResidentialandCommercial-LIT_EXT |  | Ballast: Electronic, for display case: NR - 11 | bar: 2013 Qtr 3 to 2015 Qtr 3; 2016 Qtr 3 to 2017 Qtr 4; 2018 Qtr 3 to 2019 Qtr 4; 2020 Qtr 3 to 2021 Qtr 4; 2022 Qtr 3 to 2023 Qtr 4
[5 empty] | 03-BCR-BothResidentialandCommercial-REFG |  | Defrost: NR - 16 | bar: 2013 Qtr 3 to 2015 Qtr 3; 2016 Qtr 3 to 2017 Qtr 4; 2018 Qtr 3 to 2019 Qtr 4; 2020 Qtr 3 to 2021 Qtr 4; 2022 Qtr 3 to 2023 Qtr 4
[5 empty] | 03-BCR-BothResidentialandCommercial-VENT |  | FHP & EFF Conditioner: NR - 16 | bar: 2013 Qtr 3 to 2015 Qtr 3; 2016 Qtr 3 to 2017 Qtr 4; 2018 Qtr 3 to 2019 Qtr 4; 2020 Qtr 3 to 2021 Qtr 4; 2022 Qtr 3 to 2023 Qtr 4
[5 empty] | 04-DMO-ResidentialMobileHome–DoubleWide-CL_DRY |  | High-efficiency Liquid Suction Heat Exchangers: NR - 16 | bar: 2013 Qtr 3 to 2015 Qtr 3; 2016 Qtr 3 to 2017 Qtr 4; 2018 Qtr 3 to 2019 Qtr 4; 2020 Qtr 3 to 2021 Qtr 4; 2022 Qtr 3 to 2023 Qtr 4
[5 empty] | 04-DMO-ResidentialMobileHome–DoubleWide-CL_WASH |  | Night Shields on Refrigerator and Freezer Cases: NR - 5 | bar: 2013 Qtr 3 to 2015 Qtr 3; 2016 Qtr 3 to 2017 Qtr 4; 2018 Qtr 3 to 2019 Qtr 4; 2020 Qtr 3 to 2021 Qtr 4; 2022 Qtr 3 to 2023 Qtr 4
[5 empty] | 04-DMO-ResidentialMobileHome–DoubleWide-DSH_WASH |  | Walk-in Refrigerator or Freezer: Evaporative Fan Controller: NR - 5 | bar: 2013 Qtr 3 to 2015 Qtr 3; 2016 Qtr 3 to 2017 Qtr 4; 2018 Qtr 3 to 2019 Qtr 4; 2020 Qtr 3 to 2021 Qtr 4; 2022 Qtr 3 to 2023 Qtr 4
[5 empty] | 04-DMO-ResidentialMobileHome–DoubleWide-FREEZ |  | Multiplec Refrigeration Systems/Supermarket Systems: NR - 10 | bar: 2013 Qtr 3 to 2015 Qtr 3; 2016 Qtr 3 to 2017 Qtr 4; 2018 Qtr 3 to 2019 Qtr 4; 2020 Qtr 3 to 2021 Qtr 4; 2022 Qtr 3 to 2023 Qtr 4
04-DMO-ResidentialMobileHome–DoubleWide-LIGHT | bar: 2013 Qtr 3 to 2015 Qtr 3; 2016 Qtr 3 to 2017 Qtr 4; 2018 Qtr 3 to 2019 Qtr 4; 2020 Qtr 3 to 2021 Qtr 4; 2022 Qtr 3 to 2023 Qtr 4
[5 empty] | 04-DMO-ResidentialMobileHome–DoubleWide-POOL_PMP |  | Kiln/Oven/Furnace: NR - 18 | bar: 2013 Qtr 3 to 2015 Qtr 3; 2016 Qtr 3 to 2017 Qtr 4; 2018 Qtr 3 to 2019 Qtr 4; 2020 Qtr 3 to 2021 Qtr 4; 2022 Qtr 3 to 2023 Qtr 4
[5 empty] | 04-DMO-ResidentialMobileHome–DoubleWide-REFG |  | Thermal Night Curtains: NR - 5 | bar: 2013 Qtr 3 to 2015 Qtr 3; 2016 Qtr 3 to 2017 Qtr 4; 2018 Qtr 3 to 2019 Qtr 4; 2020 Qtr 3 to 2021 Qtr 4; 2022 Qtr 3 to 2023 Qtr 4
[5 empty] | 04-DMO-ResidentialMobileHome–DoubleWide-SP_COOL |  | Custom Measures – SPC: NR - 15 | bar: 2013 Qtr 3 to 2015 Qtr 3; 2016 Qtr 3 to 2017 Qtr 4; 2018 Qtr 3 to 2019 Qtr 4; 2020 Qtr 3 to 2021 Qtr 4; 2022 Qtr 3 to 2023 Qtr 4
[5 empty] | 04-DMO-ResidentialMobileHome–DoubleWide-SP_HEAT |  | Local Government Partnership: NR - 11 | bar: 2013 Qtr 3 to 2015 Qtr 3; 2016 Qtr 3 to 2017 Qtr 4; 2018 Qtr 3 to 2019 Qtr 4; 2020 Qtr 3 to 2021 Qtr 4; 2022 Qtr 3 to 2023 Qtr 4
[5 empty] | 04-DMO-ResidentialMobileHome–DoubleWide-WAT_HEAT |  | Audits: NR - 3 | bar: 2013 Qtr 3 to 2015 Qtr 3; 2016 Qtr 3 to 2017 Qtr 4; 2018 Qtr 3 to 2019 Qtr 4; 2020 Qtr 3 to 2021 Qtr 4; 2022 Qtr 3 to 2023 Qtr 4
[5 empty] | 05-ECC-Education–CommunityCollege-COOL |  | Plug Load Sensor: NR - 10 | bar: 2013 Qtr 3 to 2015 Qtr 3; 2016 Qtr 3 to 2017 Qtr 4; 2018 Qtr 3 to 2019 Qtr 4; 2020 Qtr 3 to 2021 Qtr 4; 2022 Qtr 3 to 2023 Qtr 4
[5 empty] | 05-ECC-Education–CommunityCollege-LIT_INT |  | Information: NR - 1 | bar: 2013 Qtr 3 to 2015 Qtr 3; 2016 Qtr 3 to 2017 Qtr 4; 2018 Qtr 3 to 2019 Qtr 4; 2020 Qtr 3 to 2021 Qtr 4; 2022 Qtr 3 to 2023 Qtr 4
[5 empty] | 05-ECC-Education–CommunityCollege-OFF_EQ |  | High Efficiency Motors: NR - 15 | bar: 2013 Qtr 3 to 2015 Qtr 3; 2016 Qtr 3 to 2017 Qtr 4; 2018 Qtr 3 to 2019 Qtr 4; 2020 Qtr 3 to 2021 Qtr 4; 2022 Qtr 3 to 2023 Qtr 4
[5 empty] | 05-ECC-Education–CommunityCollege-LIT_EXT |  | Process Overhaul: NR - 20 | bar: 2013 Qtr 3 to 2015 Qtr 3; 2016 Qtr 3 to 2017 Qtr 4; 2018 Qtr 3 to 2019 Qtr 4; 2020 Qtr 3 to 2021 Qtr 4; 2022 Qtr 3 to 2023 Qtr 4
[5 empty] | 05-ECC-Education–CommunityCollege-REFG |  | System Controls: NR - 15 | bar: 2013 Qtr 3 to 2015 Qtr 3; 2016 Qtr 3 to 2017 Qtr 4; 2018 Qtr 3 to 2019 Qtr 4; 2020 Qtr 3 to 2021 Qtr 4; 2022 Qtr 3 to 2023 Qtr 4
05-ECC-Education–CommunityCollege-VENT | bar: 2013 Qtr 3 to 2015 Qtr 3; 2016 Qtr 3 to 2017 Qtr 4; 2018 Qtr 3 to 2019 Qtr 4; 2020 Qtr 3 to 2021 Qtr 4; 2022 Qtr 3 to 2023 Qtr 4
06-EPR-Education–PrimarySchool-COOL | bar: 2013 Qtr 3 to 2015 Qtr 3; 2016 Qtr 3 to 2017 Qtr 4; 2018 Qtr 3 to 2019 Qtr 4; 2020 Qtr 3 to 2021 Qtr 4; 2022 Qtr 3 to 2023 Qtr 4
[5 empty] | 06-EPR-Education–PrimarySchool-LIT_INT |  | RESIDENTIAL MEASURES | bar: 2013 Qtr 3 to 2015 Qtr 3; 2016 Qtr 3 to 2017 Qtr 4; 2018 Qtr 3 to 2019 Qtr 4; 2020 Qtr 3 to 2021 Qtr 4; 2022 Qtr 3 to 2023 Qtr 4
[5 empty] | 06-EPR-Education–PrimarySchool-OFF_EQ |  | **************************************************************** | bar: 2013 Qtr 3 to 2015 Qtr 3; 2016 Qtr 3 to 2017 Qtr 4; 2018 Qtr 3 to 2019 Qtr 4; 2020 Qtr 3 to 2021 Qtr 4; 2022 Qtr 3 to 2023 Qtr 4
[5 empty] | 06-EPR-Education–PrimarySchool-LIT_EXT |  | T8 Fixtures ; lamp or ballast: Res - 15 | bar: 2013 Qtr 3 to 2015 Qtr 3; 2016 Qtr 3 to 2017 Qtr 4; 2018 Qtr 3 to 2019 Qtr 4; 2020 Qtr 3 to 2021 Qtr 4; 2022 Qtr 3 to 2023 Qtr 4
[5 empty] | 06-EPR-Education–PrimarySchool-REFG |  | Pin based CFL Fixture: Res - 16 | bar: 2013 Qtr 3 to 2015 Qtr 3; 2016 Qtr 3 to 2017 Qtr 4; 2018 Qtr 3 to 2019 Qtr 4; 2020 Qtr 3 to 2021 Qtr 4; 2022 Qtr 3 to 2023 Qtr 4
[5 empty] | 06-EPR-Education–PrimarySchool-VENT |  | CFL: Indoor Screw in: Res - 9.4 | bar: 2013 Qtr 3 to 2015 Qtr 3; 2016 Qtr 3 to 2017 Qtr 4; 2018 Qtr 3 to 2019 Qtr 4; 2020 Qtr 3 to 2021 Qtr 4; 2022 Qtr 3 to 2023 Qtr 4
[5 empty] | 07-ESE-Education–SecondarySchool-COOL |  | CFL: Outdoor Screw in: Res - 7 | bar: 2013 Qtr 3 to 2015 Qtr 3; 2016 Qtr 3 to 2017 Qtr 4; 2018 Qtr 3 to 2019 Qtr 4; 2020 Qtr 3 to 2021 Qtr 4; 2022 Qtr 3 to 2023 Qtr 4
[5 empty] | 07-ESE-Education–SecondarySchool-LIT_INT |  | Torchiere: Res - 9 | bar: 2013 Qtr 3 to 2015 Qtr 3; 2016 Qtr 3 to 2017 Qtr 4; 2018 Qtr 3 to 2019 Qtr 4; 2020 Qtr 3 to 2021 Qtr 4; 2022 Qtr 3 to 2023 Qtr 4
07-ESE-Education–SecondarySchool-OFF_EQ | bar: 2013 Qtr 3 to 2015 Qtr 3; 2016 Qtr 3 to 2017 Qtr 4; 2018 Qtr 3 to 2019 Qtr 4; 2020 Qtr 3 to 2021 Qtr 4; 2022 Qtr 3 to 2023 Qtr 4
[5 empty] | 07-ESE-Education–SecondarySchool-LIT_EXT |  | Air Conditioners with SEER >= 11.0: Res - 18 | bar: 2013 Qtr 3 to 2015 Qtr 3; 2016 Qtr 3 to 2017 Qtr 4; 2018 Qtr 3 to 2019 Qtr 4; 2020 Qtr 3 to 2021 Qtr 4; 2022 Qtr 3 to 2023 Qtr 4
[5 empty] | 07-ESE-Education–SecondarySchool-REFG |  | Central Air Conditioners: Res - 18 | bar: 2013 Qtr 3 to 2015 Qtr 3; 2016 Qtr 3 to 2017 Qtr 4; 2018 Qtr 3 to 2019 Qtr 4; 2020 Qtr 3 to 2021 Qtr 4; 2022 Qtr 3 to 2023 Qtr 4
[5 empty] | 07-ESE-Education–SecondarySchool-VENT |  | Duct Testing: Res NC - 18 | bar: 2013 Qtr 3 to 2015 Qtr 3; 2016 Qtr 3 to 2017 Qtr 4; 2018 Qtr 3 to 2019 Qtr 4; 2020 Qtr 3 to 2021 Qtr 4; 2022 Qtr 3 to 2023 Qtr 4
[5 empty] | 08-EUN-Education–University-COOL |  | High Energy Efficiency Ducts: Res - 18 | bar: 2013 Qtr 3 to 2015 Qtr 3; 2016 Qtr 3 to 2017 Qtr 4; 2018 Qtr 3 to 2019 Qtr 4; 2020 Qtr 3 to 2021 Qtr 4; 2022 Qtr 3 to 2023 Qtr 4
[5 empty] | 08-EUN-Education–University-LIT_INT |  | Whole House Fan: Res - 15 | bar: 2013 Qtr 3 to 2015 Qtr 3; 2016 Qtr 3 to 2017 Qtr 4; 2018 Qtr 3 to 2019 Qtr 4; 2020 Qtr 3 to 2021 Qtr 4; 2022 Qtr 3 to 2023 Qtr 4
[5 empty] | 08-EUN-Education–University-OFF_EQ |  | Evaporative Cooler: Res - 15 | bar: 2013 Qtr 3 to 2015 Qtr 3; 2016 Qtr 3 to 2017 Qtr 4; 2018 Qtr 3 to 2019 Qtr 4; 2020 Qtr 3 to 2021 Qtr 4; 2022 Qtr 3 to 2023 Qtr 4
[5 empty] | 08-EUN-Education–University-LIT_EXT |  | Glazing - Low E Double / Low Shade Coefficient: Res - 20 | bar: 2013 Qtr 3 to 2015 Qtr 3; 2016 Qtr 3 to 2017 Qtr 4; 2018 Qtr 3 to 2019 Qtr 4; 2020 Qtr 3 to 2021 Qtr 4; 2022 Qtr 3 to 2023 Qtr 4
[5 empty] | 08-EUN-Education–University-REFG |  | Heat Pump - Electric: Res - 15 | bar: 2013 Qtr 3 to 2015 Qtr 3; 2016 Qtr 3 to 2017 Qtr 4; 2018 Qtr 3 to 2019 Qtr 4; 2020 Qtr 3 to 2021 Qtr 4; 2022 Qtr 3 to 2023 Qtr 4
[5 empty] | 08-EUN-Education–University-VENT |  | Insulation - Ceiling / Floor / Walls: Res - 20 | bar: 2013 Qtr 3 to 2015 Qtr 3; 2016 Qtr 3 to 2017 Qtr 4; 2018 Qtr 3 to 2019 Qtr 4; 2020 Qtr 3 to 2021 Qtr 4; 2022 Qtr 3 to 2023 Qtr 4
[5 empty] | 09-GRO-Grocery-COOL |  | A/C with Integrated Water Heating: Res - 10 | bar: 2013 Qtr 3 to 2015 Qtr 3; 2016 Qtr 3 to 2017 Qtr 4; 2018 Qtr 3 to 2019 Qtr 4; 2020 Qtr 3 to 2021 Qtr 4; 2022 Qtr 3 to 2023 Qtr 4
[5 empty] | 09-GRO-Grocery-LIT_INT |  | Programmable Thermostat: Res - 12 | bar: 2013 Qtr 3 to 2015 Qtr 3; 2016 Qtr 3 to 2017 Qtr 4; 2018 Qtr 3 to 2019 Qtr 4; 2020 Qtr 3 to 2021 Qtr 4; 2022 Qtr 3 to 2023 Qtr 4
09-GRO-Grocery-OFF_EQ | bar: 2013 Qtr 3 to 2015 Qtr 3; 2016 Qtr 3 to 2017 Qtr 4; 2018 Qtr 3 to 2019 Qtr 4; 2020 Qtr 3 to 2021 Qtr 4; 2022 Qtr 3 to 2023 Qtr 4
[5 empty] | 09-GRO-Grocery-LIT_EXT |  | Audits: Res - 3 | bar: 2013 Qtr 3 to 2015 Qtr 3; 2016 Qtr 3 to 2017 Qtr 4; 2018 Qtr 3 to 2019 Qtr 4; 2020 Qtr 3 to 2021 Qtr 4; 2022 Qtr 3 to 2023 Qtr 4
[5 empty] | 09-GRO-Grocery-REFG |  | Gas Cooktops: Res - 20 | bar: 2013 Qtr 3 to 2015 Qtr 3; 2016 Qtr 3 to 2017 Qtr 4; 2018 Qtr 3 to 2019 Qtr 4; 2020 Qtr 3 to 2021 Qtr 4; 2022 Qtr 3 to 2023 Qtr 4
[5 empty] | 09-GRO-Grocery-VENT |  | Gas Dryer Stub: Res - 18 | bar: 2013 Qtr 3 to 2015 Qtr 3; 2016 Qtr 3 to 2017 Qtr 4; 2018 Qtr 3 to 2019 Qtr 4; 2020 Qtr 3 to 2021 Qtr 4; 2022 Qtr 3 to 2023 Qtr 4
[5 empty] | 10-HSP-Health/Medical–Hospital-COOL |  | Energy-Efficient Furnaces: Res - 18 | bar: 2013 Qtr 3 to 2015 Qtr 3; 2016 Qtr 3 to 2017 Qtr 4; 2018 Qtr 3 to 2019 Qtr 4; 2020 Qtr 3 to 2021 Qtr 4; 2022 Qtr 3 to 2023 Qtr 4
10-HSP-Health/Medical–Hospital-LIT_INT | bar: 2013 Qtr 3 to 2015 Qtr 3; 2016 Qtr 3 to 2017 Qtr 4; 2018 Qtr 3 to 2019 Qtr 4; 2020 Qtr 3 to 2021 Qtr 4; 2022 Qtr 3 to 2023 Qtr 4
[5 empty] | 10-HSP-Health/Medical–Hospital-OFF_EQ |  | Refrigerator Recycling: Res - 10 | bar: 2013 Qtr 3 to 2015 Qtr 3; 2016 Qtr 3 to 2017 Qtr 4; 2018 Qtr 3 to 2019 Qtr 4; 2020 Qtr 3 to 2021 Qtr 4; 2022 Qtr 3 to 2023 Qtr 4
[5 empty] | 10-HSP-Health/Medical–Hospital-LIT_EXT |  | Refrigerator - Energy Efficient; 20% more efficient: Res - 18 | bar: 2013 Qtr 3 to 2015 Qtr 3; 2016 Qtr 3 to 2017 Qtr 4; 2018 Qtr 3 to 2019 Qtr 4; 2020 Qtr 3 to 2021 Qtr 4; 2022 Qtr 3 to 2023 Qtr 4
[5 empty] | 10-HSP-Health/Medical–Hospital-REFG |  | Refrigerators: Res - 18 | bar: 2013 Qtr 3 to 2015 Qtr 3; 2016 Qtr 3 to 2017 Qtr 4; 2018 Qtr 3 to 2019 Qtr 4; 2020 Qtr 3 to 2021 Qtr 4; 2022 Qtr 3 to 2023 Qtr 4
10-HSP-Health/Medical–Hospital-VENT | bar: 2013 Qtr 3 to 2015 Qtr 3; 2016 Qtr 3 to 2017 Qtr 4; 2018 Qtr 3 to 2019 Qtr 4; 2020 Qtr 3 to 2021 Qtr 4; 2022 Qtr 3 to 2023 Qtr 4
11-HTL-Lodging–Hotel(GuestRooms)-COOL | bar: 2013 Qtr 3 to 2015 Qtr 3; 2016 Qtr 3 to 2017 Qtr 4; 2018 Qtr 3 to 2019 Qtr 4; 2020 Qtr 3 to 2021 Qtr 4; 2022 Qtr 3 to 2023 Qtr 4
[5 empty] | 11-HTL-Lodging–Hotel(GuestRooms)-LIT_INT |  | GENERIC USEFUL LIVES: | bar: 2013 Qtr 3 to 2015 Qtr 3; 2016 Qtr 3 to 2017 Qtr 4; 2018 Qtr 3 to 2019 Qtr 4; 2020 Qtr 3 to 2021 Qtr 4; 2022 Qtr 3 to 2023 Qtr 4
[5 empty] | 11-HTL-Lodging–Hotel(GuestRooms)-OFF_EQ |  | **************************************************************** | bar: 2013 Qtr 3 to 2015 Qtr 3; 2016 Qtr 3 to 2017 Qtr 4; 2018 Qtr 3 to 2019 Qtr 4; 2020 Qtr 3 to 2021 Qtr 4; 2022 Qtr 3 to 2023 Qtr 4
[5 empty] | 11-HTL-Lodging–Hotel(GuestRooms)-LIT_EXT |  | 0.1 | bar: 2013 Qtr 3 to 2015 Qtr 3; 2016 Qtr 3 to 2017 Qtr 4; 2018 Qtr 3 to 2019 Qtr 4; 2020 Qtr 3 to 2021 Qtr 4; 2022 Qtr 3 to 2023 Qtr 4
[5 empty] | 11-HTL-Lodging–Hotel(GuestRooms)-REFG |  | 0.2 | bar: 2013 Qtr 3 to 2015 Qtr 3; 2016 Qtr 3 to 2017 Qtr 4; 2018 Qtr 3 to 2019 Qtr 4; 2020 Qtr 3 to 2021 Qtr 4; 2022 Qtr 3 to 2023 Qtr 4
[5 empty] | 11-HTL-Lodging–Hotel(GuestRooms)-VENT |  | 0.3 | bar: 2013 Qtr 3 to 2015 Qtr 3; 2016 Qtr 3 to 2017 Qtr 4; 2018 Qtr 3 to 2019 Qtr 4; 2020 Qtr 3 to 2021 Qtr 4; 2022 Qtr 3 to 2023 Qtr 4
[5 empty] | 12-MBT-Manufacturing–Bio/Tech-AG_PUMP |  | 0.4 | bar: 2013 Qtr 3 to 2015 Qtr 3; 2016 Qtr 3 to 2017 Qtr 4; 2018 Qtr 3 to 2019 Qtr 4; 2020 Qtr 3 to 2021 Qtr 4; 2022 Qtr 3 to 2023 Qtr 4
[5 empty] | 12-MBT-Manufacturing–Bio/Tech-COMP_AIR |  | 0.5 | bar: 2013 Qtr 3 to 2015 Qtr 3; 2016 Qtr 3 to 2017 Qtr 4; 2018 Qtr 3 to 2019 Qtr 4; 2020 Qtr 3 to 2021 Qtr 4; 2022 Qtr 3 to 2023 Qtr 4
[5 empty] | 12-MBT-Manufacturing–Bio/Tech-COOL |  | 0.6 | bar: 2013 Qtr 3 to 2015 Qtr 3; 2016 Qtr 3 to 2017 Qtr 4; 2018 Qtr 3 to 2019 Qtr 4; 2020 Qtr 3 to 2021 Qtr 4; 2022 Qtr 3 to 2023 Qtr 4
[5 empty] | 12-MBT-Manufacturing–Bio/Tech-LIGHT |  | 0.7 | bar: 2013 Qtr 3 to 2015 Qtr 3; 2016 Qtr 3 to 2017 Qtr 4; 2018 Qtr 3 to 2019 Qtr 4; 2020 Qtr 3 to 2021 Qtr 4; 2022 Qtr 3 to 2023 Qtr 4
[5 empty] | 12-MBT-Manufacturing–Bio/Tech-MOTOR |  | 0.8 | bar: 2013 Qtr 3 to 2015 Qtr 3; 2016 Qtr 3 to 2017 Qtr 4; 2018 Qtr 3 to 2019 Qtr 4; 2020 Qtr 3 to 2021 Qtr 4; 2022 Qtr 3 to 2023 Qtr 4
[5 empty] | 12-MBT-Manufacturing–Bio/Tech-PROC_OTH |  | 0.9 | bar: 2013 Qtr 3 to 2015 Qtr 3; 2016 Qtr 3 to 2017 Qtr 4; 2018 Qtr 3 to 2019 Qtr 4; 2020 Qtr 3 to 2021 Qtr 4; 2022 Qtr 3 to 2023 Qtr 4
[5 empty] | 13-MFM-ResidentialMulti-family-CL_DRY |  | 1 | bar: 2013 Qtr 3 to 2015 Qtr 3; 2016 Qtr 3 to 2017 Qtr 4; 2018 Qtr 3 to 2019 Qtr 4; 2020 Qtr 3 to 2021 Qtr 4; 2022 Qtr 3 to 2023 Qtr 4
[5 empty] | 13-MFM-ResidentialMulti-family-CL_WASH |  | 1.1 | bar: 2013 Qtr 3 to 2015 Qtr 3; 2016 Qtr 3 to 2017 Qtr 4; 2018 Qtr 3 to 2019 Qtr 4; 2020 Qtr 3 to 2021 Qtr 4; 2022 Qtr 3 to 2023 Qtr 4
[5 empty] | 13-MFM-ResidentialMulti-family-DSH_WASH |  | 1.2 | bar: 2013 Qtr 3 to 2015 Qtr 3; 2016 Qtr 3 to 2017 Qtr 4; 2018 Qtr 3 to 2019 Qtr 4; 2020 Qtr 3 to 2021 Qtr 4; 2022 Qtr 3 to 2023 Qtr 4
[5 empty] | 13-MFM-ResidentialMulti-family-FREEZ |  | 1.3 | bar: 2013 Qtr 3 to 2015 Qtr 3; 2016 Qtr 3 to 2017 Qtr 4; 2018 Qtr 3 to 2019 Qtr 4; 2020 Qtr 3 to 2021 Qtr 4; 2022 Qtr 3 to 2023 Qtr 4
[5 empty] | 13-MFM-ResidentialMulti-family-LIGHT |  | 1.4 | bar: 2013 Qtr 3 to 2015 Qtr 3; 2016 Qtr 3 to 2017 Qtr 4; 2018 Qtr 3 to 2019 Qtr 4; 2020 Qtr 3 to 2021 Qtr 4; 2022 Qtr 3 to 2023 Qtr 4
[5 empty] | 13-MFM-ResidentialMulti-family-POOL_PMP |  | 1.5 | bar: 2013 Qtr 3 to 2015 Qtr 3; 2016 Qtr 3 to 2017 Qtr 4; 2018 Qtr 3 to 2019 Qtr 4; 2020 Qtr 3 to 2021 Qtr 4; 2022 Qtr 3 to 2023 Qtr 4
[5 empty] | 13-MFM-ResidentialMulti-family-REFG |  | 1.6 | bar: 2013 Qtr 3 to 2015 Qtr 3; 2016 Qtr 3 to 2017 Qtr 4; 2018 Qtr 3 to 2019 Qtr 4; 2020 Qtr 3 to 2021 Qtr 4; 2022 Qtr 3 to 2023 Qtr 4
[5 empty] | 13-MFM-ResidentialMulti-family-SP_COOL |  | 1.7 | bar: 2013 Qtr 3 to 2015 Qtr 3; 2016 Qtr 3 to 2017 Qtr 4; 2018 Qtr 3 to 2019 Qtr 4; 2020 Qtr 3 to 2021 Qtr 4; 2022 Qtr 3 to 2023 Qtr 4
[5 empty] | 13-MFM-ResidentialMulti-family-SP_HEAT |  | 1.8 | bar: 2013 Qtr 3 to 2015 Qtr 3; 2016 Qtr 3 to 2017 Qtr 4; 2018 Qtr 3 to 2019 Qtr 4; 2020 Qtr 3 to 2021 Qtr 4; 2022 Qtr 3 to 2023 Qtr 4
[5 empty] | 13-MFM-ResidentialMulti-family-WAT_HEAT |  | 1.9 | bar: 2013 Qtr 3 to 2015 Qtr 3; 2016 Qtr 3 to 2017 Qtr 4; 2018 Qtr 3 to 2019 Qtr 4; 2020 Qtr 3 to 2021 Qtr 4; 2022 Qtr 3 to 2023 Qtr 4
[5 empty] | 14-MLI-Manufacturing–LightIndustry-AG_PUMP |  | 2 | bar: 2013 Qtr 3 to 2015 Qtr 3; 2016 Qtr 3 to 2017 Qtr 4; 2018 Qtr 3 to 2019 Qtr 4; 2020 Qtr 3 to 2021 Qtr 4; 2022 Qtr 3 to 2023 Qtr 4
[5 empty] | 14-MLI-Manufacturing–LightIndustry-COMP_AIR |  | 2.1 | bar: 2013 Qtr 3 to 2015 Qtr 3; 2016 Qtr 3 to 2017 Qtr 4; 2018 Qtr 3 to 2019 Qtr 4; 2020 Qtr 3 to 2021 Qtr 4; 2022 Qtr 3 to 2023 Qtr 4
[5 empty] | 14-MLI-Manufacturing–LightIndustry-COOL |  | 2.2 | bar: 2013 Qtr 3 to 2015 Qtr 3; 2016 Qtr 3 to 2017 Qtr 4; 2018 Qtr 3 to 2019 Qtr 4; 2020 Qtr 3 to 2021 Qtr 4; 2022 Qtr 3 to 2023 Qtr 4
[5 empty] | 14-MLI-Manufacturing–LightIndustry-LIGHT |  | 2.3 | bar: 2013 Qtr 3 to 2015 Qtr 3; 2016 Qtr 3 to 2017 Qtr 4; 2018 Qtr 3 to 2019 Qtr 4; 2020 Qtr 3 to 2021 Qtr 4; 2022 Qtr 3 to 2023 Qtr 4
[5 empty] | 14-MLI-Manufacturing–LightIndustry-MOTOR |  | 2.4 | bar: 2013 Qtr 3 to 2015 Qtr 3; 2016 Qtr 3 to 2017 Qtr 4; 2018 Qtr 3 to 2019 Qtr 4; 2020 Qtr 3 to 2021 Qtr 4; 2022 Qtr 3 to 2023 Qtr 4
[5 empty] | 14-MLI-Manufacturing–LightIndustry-PROC_OTH |  | 2.5 | bar: 2013 Qtr 3 to 2015 Qtr 3; 2016 Qtr 3 to 2017 Qtr 4; 2018 Qtr 3 to 2019 Qtr 4; 2020 Qtr 3 to 2021 Qtr 4; 2022 Qtr 3 to 2023 Qtr 4
[5 empty] | 15-MTL-Lodging–Motel-COOL |  | 2.6 | bar: 2013 Qtr 3 to 2015 Qtr 3; 2016 Qtr 3 to 2017 Qtr 4; 2018 Qtr 3 to 2019 Qtr 4; 2020 Qtr 3 to 2021 Qtr 4; 2022 Qtr 3 to 2023 Qtr 4
[5 empty] | 15-MTL-Lodging–Motel-LIT_INT |  | 2.7 | bar: 2013 Qtr 3 to 2015 Qtr 3; 2016 Qtr 3 to 2017 Qtr 4; 2018 Qtr 3 to 2019 Qtr 4; 2020 Qtr 3 to 2021 Qtr 4; 2022 Qtr 3 to 2023 Qtr 4
[5 empty] | 15-MTL-Lodging–Motel-OFF_EQ |  | 2.8 | bar: 2013 Qtr 3 to 2015 Qtr 3; 2016 Qtr 3 to 2017 Qtr 4; 2018 Qtr 3 to 2019 Qtr 4; 2020 Qtr 3 to 2021 Qtr 4; 2022 Qtr 3 to 2023 Qtr 4
[5 empty] | 15-MTL-Lodging–Motel-LIT_EXT |  | 2.9 | bar: 2013 Qtr 3 to 2015 Qtr 3; 2016 Qtr 3 to 2017 Qtr 4; 2018 Qtr 3 to 2019 Qtr 4; 2020 Qtr 3 to 2021 Qtr 4; 2022 Qtr 3 to 2023 Qtr 4
[5 empty] | 15-MTL-Lodging–Motel-REFG |  | 3 | bar: 2013 Qtr 3 to 2015 Qtr 3; 2016 Qtr 3 to 2017 Qtr 4; 2018 Qtr 3 to 2019 Qtr 4; 2020 Qtr 3 to 2021 Qtr 4; 2022 Qtr 3 to 2023 Qtr 4
[5 empty] | 15-MTL-Lodging–Motel-VENT |  | 3.1 | bar: 2013 Qtr 3 to 2015 Qtr 3; 2016 Qtr 3 to 2017 Qtr 4; 2018 Qtr 3 to 2019 Qtr 4; 2020 Qtr 3 to 2021 Qtr 4; 2022 Qtr 3 to 2023 Qtr 4
[5 empty] | 16-NRS-Health/Medical–Clinic-COOL |  | 3.2 | bar: 2013 Qtr 3 to 2015 Qtr 3; 2016 Qtr 3 to 2017 Qtr 4; 2018 Qtr 3 to 2019 Qtr 4; 2020 Qtr 3 to 2021 Qtr 4; 2022 Qtr 3 to 2023 Qtr 4
[5 empty] | 16-NRS-Health/Medical–Clinic-LIT_INT |  | 3.3 | bar: 2013 Qtr 3 to 2015 Qtr 3; 2016 Qtr 3 to 2017 Qtr 4; 2018 Qtr 3 to 2019 Qtr 4; 2020 Qtr 3 to 2021 Qtr 4; 2022 Qtr 3 to 2023 Qtr 4
[5 empty] | 16-NRS-Health/Medical–Clinic-OFF_EQ |  | 3.4 | bar: 2013 Qtr 3 to 2015 Qtr 3; 2016 Qtr 3 to 2017 Qtr 4; 2018 Qtr 3 to 2019 Qtr 4; 2020 Qtr 3 to 2021 Qtr 4; 2022 Qtr 3 to 2023 Qtr 4
[5 empty] | 16-NRS-Health/Medical–Clinic-LIT_EXT |  | 3.5 | bar: 2013 Qtr 3 to 2015 Qtr 3; 2016 Qtr 3 to 2017 Qtr 4; 2018 Qtr 3 to 2019 Qtr 4; 2020 Qtr 3 to 2021 Qtr 4; 2022 Qtr 3 to 2023 Qtr 4
[5 empty] | 16-NRS-Health/Medical–Clinic-REFG |  | 3.6 | bar: 2013 Qtr 3 to 2015 Qtr 3; 2016 Qtr 3 to 2017 Qtr 4; 2018 Qtr 3 to 2019 Qtr 4; 2020 Qtr 3 to 2021 Qtr 4; 2022 Qtr 3 to 2023 Qtr 4
[5 empty] | 16-NRS-Health/Medical–Clinic-VENT |  | 3.7 | bar: 2013 Qtr 3 to 2015 Qtr 3; 2016 Qtr 3 to 2017 Qtr 4; 2018 Qtr 3 to 2019 Qtr 4; 2020 Qtr 3 to 2021 Qtr 4; 2022 Qtr 3 to 2023 Qtr 4
[5 empty] | 17-OFL-Office–Large-Cooling |  | 3.8 | bar: 2013 Qtr 3 to 2015 Qtr 3; 2016 Qtr 3 to 2017 Qtr 4; 2018 Qtr 3 to 2019 Qtr 4; 2020 Qtr 3 to 2021 Qtr 4; 2022 Qtr 3 to 2023 Qtr 4
[5 empty] | 17-OFL-Office–Large-ExtLight |  | 3.9 | bar: 2013 Qtr 3 to 2015 Qtr 3; 2016 Qtr 3 to 2017 Qtr 4; 2018 Qtr 3 to 2019 Qtr 4; 2020 Qtr 3 to 2021 Qtr 4; 2022 Qtr 3 to 2023 Qtr 4
[5 empty] | 17-OFL-Office–Large-IntLight |  | 4 | bar: 2013 Qtr 3 to 2015 Qtr 3; 2016 Qtr 3 to 2017 Qtr 4; 2018 Qtr 3 to 2019 Qtr 4; 2020 Qtr 3 to 2021 Qtr 4; 2022 Qtr 3 to 2023 Qtr 4
[5 empty] | 17-OFL-Office–Large-OffEquip |  | 4.1 | bar: 2013 Qtr 3 to 2015 Qtr 3; 2016 Qtr 3 to 2017 Qtr 4; 2018 Qtr 3 to 2019 Qtr 4; 2020 Qtr 3 to 2021 Qtr 4; 2022 Qtr 3 to 2023 Qtr 4
[5 empty] | 17-OFL-Office–Large-Refrig |  | 4.2 | bar: 2013 Qtr 3 to 2015 Qtr 3; 2016 Qtr 3 to 2017 Qtr 4; 2018 Qtr 3 to 2019 Qtr 4; 2020 Qtr 3 to 2021 Qtr 4; 2022 Qtr 3 to 2023 Qtr 4
[5 empty] | 17-OFL-Office–Large-Vent/Fan |  | 4.3 | bar: 2013 Qtr 3 to 2015 Qtr 3; 2016 Qtr 3 to 2017 Qtr 4; 2018 Qtr 3 to 2019 Qtr 4; 2020 Qtr 3 to 2021 Qtr 4; 2022 Qtr 3 to 2023 Qtr 4
[5 empty] | 18-OFS-Office–Small-Cooling |  | 4.4 | bar: 2013 Qtr 3 to 2015 Qtr 3; 2016 Qtr 3 to 2017 Qtr 4; 2018 Qtr 3 to 2019 Qtr 4; 2020 Qtr 3 to 2021 Qtr 4; 2022 Qtr 3 to 2023 Qtr 4
[5 empty] | 18-OFS-Office–Small-ExtLight |  | 4.5 | bar: 2013 Qtr 3 to 2015 Qtr 3; 2016 Qtr 3 to 2017 Qtr 4; 2018 Qtr 3 to 2019 Qtr 4; 2020 Qtr 3 to 2021 Qtr 4; 2022 Qtr 3 to 2023 Qtr 4
[5 empty] | 18-OFS-Office–Small-IntLight |  | 4.6 | bar: 2013 Qtr 3 to 2015 Qtr 3; 2016 Qtr 3 to 2017 Qtr 4; 2018 Qtr 3 to 2019 Qtr 4; 2020 Qtr 3 to 2021 Qtr 4; 2022 Qtr 3 to 2023 Qtr 4
[5 empty] | 18-OFS-Office–Small-OffEquip |  | 4.7 | bar: 2013 Qtr 3 to 2015 Qtr 3; 2016 Qtr 3 to 2017 Qtr 4; 2018 Qtr 3 to 2019 Qtr 4; 2020 Qtr 3 to 2021 Qtr 4; 2022 Qtr 3 to 2023 Qtr 4
[5 empty] | 18-OFS-Office–Small-Refrig |  | 4.8 | bar: 2013 Qtr 3 to 2015 Qtr 3; 2016 Qtr 3 to 2017 Qtr 4; 2018 Qtr 3 to 2019 Qtr 4; 2020 Qtr 3 to 2021 Qtr 4; 2022 Qtr 3 to 2023 Qtr 4
[5 empty] | 18-OFS-Office–Small-Vent/Fan |  | 4.9 | bar: 2013 Qtr 3 to 2015 Qtr 3; 2016 Qtr 3 to 2017 Qtr 4; 2018 Qtr 3 to 2019 Qtr 4; 2020 Qtr 3 to 2021 Qtr 4; 2022 Qtr 3 to 2023 Qtr 4
[5 empty] | 19-RES-AllResidential-CL_DRY |  | 5 | bar: 2013 Qtr 3 to 2015 Qtr 3; 2016 Qtr 3 to 2017 Qtr 4; 2018 Qtr 3 to 2019 Qtr 4; 2020 Qtr 3 to 2021 Qtr 4; 2022 Qtr 3 to 2023 Qtr 4
[5 empty] | 19-RES-AllResidential-CL_WASH |  | 5.1 | bar: 2013 Qtr 3 to 2015 Qtr 3; 2016 Qtr 3 to 2017 Qtr 4; 2018 Qtr 3 to 2019 Qtr 4; 2020 Qtr 3 to 2021 Qtr 4; 2022 Qtr 3 to 2023 Qtr 4
[5 empty] | 19-RES-AllResidential-DSH_WASH |  | 5.2 | bar: 2013 Qtr 3 to 2015 Qtr 3; 2016 Qtr 3 to 2017 Qtr 4; 2018 Qtr 3 to 2019 Qtr 4; 2020 Qtr 3 to 2021 Qtr 4; 2022 Qtr 3 to 2023 Qtr 4
[5 empty] | 19-RES-AllResidential-FREEZ |  | 5.3 | bar: 2013 Qtr 3 to 2015 Qtr 3; 2016 Qtr 3 to 2017 Qtr 4; 2018 Qtr 3 to 2019 Qtr 4; 2020 Qtr 3 to 2021 Qtr 4; 2022 Qtr 3 to 2023 Qtr 4
[5 empty] | 19-RES-AllResidential-LIGHT |  | 5.4 | bar: 2013 Qtr 3 to 2015 Qtr 3; 2016 Qtr 3 to 2017 Qtr 4; 2018 Qtr 3 to 2019 Qtr 4; 2020 Qtr 3 to 2021 Qtr 4; 2022 Qtr 3 to 2023 Qtr 4
[5 empty] | 19-RES-AllResidential-POOL_PMP |  | 5.5 | bar: 2013 Qtr 3 to 2015 Qtr 3; 2016 Qtr 3 to 2017 Qtr 4; 2018 Qtr 3 to 2019 Qtr 4; 2020 Qtr 3 to 2021 Qtr 4; 2022 Qtr 3 to 2023 Qtr 4
[5 empty] | 19-RES-AllResidential-REFG |  | 5.6 | bar: 2013 Qtr 3 to 2015 Qtr 3; 2016 Qtr 3 to 2017 Qtr 4; 2018 Qtr 3 to 2019 Qtr 4; 2020 Qtr 3 to 2021 Qtr 4; 2022 Qtr 3 to 2023 Qtr 4
[5 empty] | 19-RES-AllResidential-SP_COOL |  | 5.7 | bar: 2013 Qtr 3 to 2015 Qtr 3; 2016 Qtr 3 to 2017 Qtr 4; 2018 Qtr 3 to 2019 Qtr 4; 2020 Qtr 3 to 2021 Qtr 4; 2022 Qtr 3 to 2023 Qtr 4
[5 empty] | 19-RES-AllResidential-SP_HEAT |  | 5.8 | bar: 2013 Qtr 3 to 2015 Qtr 3; 2016 Qtr 3 to 2017 Qtr 4; 2018 Qtr 3 to 2019 Qtr 4; 2020 Qtr 3 to 2021 Qtr 4; 2022 Qtr 3 to 2023 Qtr 4
[5 empty] | 19-RES-AllResidential-WAT_HEAT |  | 5.9 | bar: 2013 Qtr 3 to 2015 Qtr 3; 2016 Qtr 3 to 2017 Qtr 4; 2018 Qtr 3 to 2019 Qtr 4; 2020 Qtr 3 to 2021 Qtr 4; 2022 Qtr 3 to 2023 Qtr 4
[5 empty] | 20-RFF-Restaurant–FastFood-Cooling |  | 6 | bar: 2013 Qtr 3 to 2015 Qtr 3; 2016 Qtr 3 to 2017 Qtr 4; 2018 Qtr 3 to 2019 Qtr 4; 2020 Qtr 3 to 2021 Qtr 4; 2022 Qtr 3 to 2023 Qtr 4
[5 empty] | 20-RFF-Restaurant–FastFood-ExtLight |  | 6.1 | bar: 2013 Qtr 3 to 2015 Qtr 3; 2016 Qtr 3 to 2017 Qtr 4; 2018 Qtr 3 to 2019 Qtr 4; 2020 Qtr 3 to 2021 Qtr 4; 2022 Qtr 3 to 2023 Qtr 4
[5 empty] | 20-RFF-Restaurant–FastFood-IntLight |  | 6.2 | bar: 2013 Qtr 3 to 2015 Qtr 3; 2016 Qtr 3 to 2017 Qtr 4; 2018 Qtr 3 to 2019 Qtr 4; 2020 Qtr 3 to 2021 Qtr 4; 2022 Qtr 3 to 2023 Qtr 4
[5 empty] | 20-RFF-Restaurant–FastFood-OffEquip |  | 6.3 | bar: 2013 Qtr 3 to 2015 Qtr 3; 2016 Qtr 3 to 2017 Qtr 4; 2018 Qtr 3 to 2019 Qtr 4; 2020 Qtr 3 to 2021 Qtr 4; 2022 Qtr 3 to 2023 Qtr 4
[5 empty] | 20-RFF-Restaurant–FastFood-Refrig |  | 6.4 | bar: 2013 Qtr 3 to 2015 Qtr 3; 2016 Qtr 3 to 2017 Qtr 4; 2018 Qtr 3 to 2019 Qtr 4; 2020 Qtr 3 to 2021 Qtr 4; 2022 Qtr 3 to 2023 Qtr 4
[5 empty] | 20-RFF-Restaurant–FastFood-Vent/Fan |  | 6.5 | bar: 2013 Qtr 3 to 2015 Qtr 3; 2016 Qtr 3 to 2017 Qtr 4; 2018 Qtr 3 to 2019 Qtr 4; 2020 Qtr 3 to 2021 Qtr 4; 2022 Qtr 3 to 2023 Qtr 4
[5 empty] | 21-RSD-Restaurant–SitDown-COOL |  | 6.6 | bar: 2013 Qtr 3 to 2015 Qtr 3; 2016 Qtr 3 to 2017 Qtr 4; 2018 Qtr 3 to 2019 Qtr 4; 2020 Qtr 3 to 2021 Qtr 4; 2022 Qtr 3 to 2023 Qtr 4
[5 empty] | 21-RSD-Restaurant–SitDown-LIT_INT |  | 6.7 | bar: 2013 Qtr 3 to 2015 Qtr 3; 2016 Qtr 3 to 2017 Qtr 4; 2018 Qtr 3 to 2019 Qtr 4; 2020 Qtr 3 to 2021 Qtr 4; 2022 Qtr 3 to 2023 Qtr 4
[5 empty] | 21-RSD-Restaurant–SitDown-OFF_EQ |  | 6.8 | bar: 2013 Qtr 3 to 2015 Qtr 3; 2016 Qtr 3 to 2017 Qtr 4; 2018 Qtr 3 to 2019 Qtr 4; 2020 Qtr 3 to 2021 Qtr 4; 2022 Qtr 3 to 2023 Qtr 4
[5 empty] | 21-RSD-Restaurant–SitDown-LIT_EXT |  | 6.9 | bar: 2013 Qtr 3 to 2015 Qtr 3; 2016 Qtr 3 to 2017 Qtr 4; 2018 Qtr 3 to 2019 Qtr 4; 2020 Qtr 3 to 2021 Qtr 4; 2022 Qtr 3 to 2023 Qtr 4
[5 empty] | 21-RSD-Restaurant–SitDown-PROC_OTH |  | 7 | bar: 2013 Qtr 3 to 2015 Qtr 3; 2016 Qtr 3 to 2017 Qtr 4; 2018 Qtr 3 to 2019 Qtr 4; 2020 Qtr 3 to 2021 Qtr 4; 2022 Qtr 3 to 2023 Qtr 4
[5 empty] | 21-RSD-Restaurant–SitDown-REFG |  | 7.1 | bar: 2013 Qtr 3 to 2015 Qtr 3; 2016 Qtr 3 to 2017 Qtr 4; 2018 Qtr 3 to 2019 Qtr 4; 2020 Qtr 3 to 2021 Qtr 4; 2022 Qtr 3 to 2023 Qtr 4
[5 empty] | 21-RSD-Restaurant–SitDown-VENT |  | 7.2 | bar: 2013 Qtr 3 to 2015 Qtr 3; 2016 Qtr 3 to 2017 Qtr 4; 2018 Qtr 3 to 2019 Qtr 4; 2020 Qtr 3 to 2021 Qtr 4; 2022 Qtr 3 to 2023 Qtr 4
[5 empty] | 22-RT3-Retail–3StoryLarge-COOL |  | 7.3 | bar: 2013 Qtr 3 to 2015 Qtr 3; 2016 Qtr 3 to 2017 Qtr 4; 2018 Qtr 3 to 2019 Qtr 4; 2020 Qtr 3 to 2021 Qtr 4; 2022 Qtr 3 to 2023 Qtr 4
[5 empty] | 22-RT3-Retail–3StoryLarge-LIT_INT |  | 7.4 | bar: 2013 Qtr 3 to 2015 Qtr 3; 2016 Qtr 3 to 2017 Qtr 4; 2018 Qtr 3 to 2019 Qtr 4; 2020 Qtr 3 to 2021 Qtr 4; 2022 Qtr 3 to 2023 Qtr 4
[5 empty] | 22-RT3-Retail–3StoryLarge-OFF_EQ |  | 7.5 | bar: 2013 Qtr 3 to 2015 Qtr 3; 2016 Qtr 3 to 2017 Qtr 4; 2018 Qtr 3 to 2019 Qtr 4; 2020 Qtr 3 to 2021 Qtr 4; 2022 Qtr 3 to 2023 Qtr 4
[5 empty] | 22-RT3-Retail–3StoryLarge-LIT_EXT |  | 7.6 | bar: 2013 Qtr 3 to 2015 Qtr 3; 2016 Qtr 3 to 2017 Qtr 4; 2018 Qtr 3 to 2019 Qtr 4; 2020 Qtr 3 to 2021 Qtr 4; 2022 Qtr 3 to 2023 Qtr 4
[5 empty] | 22-RT3-Retail–3StoryLarge-REFG |  | 7.7 | bar: 2013 Qtr 3 to 2015 Qtr 3; 2016 Qtr 3 to 2017 Qtr 4; 2018 Qtr 3 to 2019 Qtr 4; 2020 Qtr 3 to 2021 Qtr 4; 2022 Qtr 3 to 2023 Qtr 4
[5 empty] | 22-RT3-Retail–3StoryLarge-VENT |  | 7.8 | bar: 2013 Qtr 3 to 2015 Qtr 3; 2016 Qtr 3 to 2017 Qtr 4; 2018 Qtr 3 to 2019 Qtr 4; 2020 Qtr 3 to 2021 Qtr 4; 2022 Qtr 3 to 2023 Qtr 4
[5 empty] | 23-RTL-Retail–SingleStorylarge-COOL |  | 7.9 | bar: 2013 Qtr 3 to 2015 Qtr 3; 2016 Qtr 3 to 2017 Qtr 4; 2018 Qtr 3 to 2019 Qtr 4; 2020 Qtr 3 to 2021 Qtr 4; 2022 Qtr 3 to 2023 Qtr 4
[5 empty] | 23-RTL-Retail–SingleStorylarge-LIT_INT |  | 8 | bar: 2013 Qtr 3 to 2015 Qtr 3; 2016 Qtr 3 to 2017 Qtr 4; 2018 Qtr 3 to 2019 Qtr 4; 2020 Qtr 3 to 2021 Qtr 4; 2022 Qtr 3 to 2023 Qtr 4
[5 empty] | 23-RTL-Retail–SingleStorylarge-OFF_EQ |  | 8.1 | bar: 2013 Qtr 3 to 2015 Qtr 3; 2016 Qtr 3 to 2017 Qtr 4; 2018 Qtr 3 to 2019 Qtr 4; 2020 Qtr 3 to 2021 Qtr 4; 2022 Qtr 3 to 2023 Qtr 4
[5 empty] | 23-RTL-Retail–SingleStorylarge-LIT_EXT |  | 8.2 | bar: 2013 Qtr 3 to 2015 Qtr 3; 2016 Qtr 3 to 2017 Qtr 4; 2018 Qtr 3 to 2019 Qtr 4; 2020 Qtr 3 to 2021 Qtr 4; 2022 Qtr 3 to 2023 Qtr 4
[5 empty] | 23-RTL-Retail–SingleStorylarge-REFG |  | 8.3 | bar: 2013 Qtr 3 to 2015 Qtr 3; 2016 Qtr 3 to 2017 Qtr 4; 2018 Qtr 3 to 2019 Qtr 4; 2020 Qtr 3 to 2021 Qtr 4; 2022 Qtr 3 to 2023 Qtr 4
[5 empty] | 23-RTL-Retail–SingleStorylarge-VENT |  | 8.4 | bar: 2013 Qtr 3 to 2015 Qtr 3; 2016 Qtr 3 to 2017 Qtr 4; 2018 Qtr 3 to 2019 Qtr 4; 2020 Qtr 3 to 2021 Qtr 4; 2022 Qtr 3 to 2023 Qtr 4
[5 empty] | 24-RTS-Retail–Small-COOL |  | 8.5 | bar: 2013 Qtr 3 to 2015 Qtr 3; 2016 Qtr 3 to 2017 Qtr 4; 2018 Qtr 3 to 2019 Qtr 4; 2020 Qtr 3 to 2021 Qtr 4; 2022 Qtr 3 to 2023 Qtr 4
[5 empty] | 24-RTS-Retail–Small-LIT_INT |  | 8.6 | bar: 2013 Qtr 3 to 2015 Qtr 3; 2016 Qtr 3 to 2017 Qtr 4; 2018 Qtr 3 to 2019 Qtr 4; 2020 Qtr 3 to 2021 Qtr 4; 2022 Qtr 3 to 2023 Qtr 4
[5 empty] | 24-RTS-Retail–Small-OFF_EQ |  | 8.7 | bar: 2013 Qtr 3 to 2015 Qtr 3; 2016 Qtr 3 to 2017 Qtr 4; 2018 Qtr 3 to 2019 Qtr 4; 2020 Qtr 3 to 2021 Qtr 4; 2022 Qtr 3 to 2023 Qtr 4
[5 empty] | 24-RTS-Retail–Small-LIT_EXT |  | 8.8 | bar: 2013 Qtr 3 to 2015 Qtr 3; 2016 Qtr 3 to 2017 Qtr 4; 2018 Qtr 3 to 2019 Qtr 4; 2020 Qtr 3 to 2021 Qtr 4; 2022 Qtr 3 to 2023 Qtr 4
[5 empty] | 24-RTS-Retail–Small-REFG |  | 8.9 | bar: 2013 Qtr 3 to 2015 Qtr 3; 2016 Qtr 3 to 2017 Qtr 4; 2018 Qtr 3 to 2019 Qtr 4; 2020 Qtr 3 to 2021 Qtr 4; 2022 Qtr 3 to 2023 Qtr 4
[5 empty] | 24-RTS-Retail–Small-VENT |  | 9 | bar: 2013 Qtr 3 to 2015 Qtr 3; 2016 Qtr 3 to 2017 Qtr 4; 2018 Qtr 3 to 2019 Qtr 4; 2020 Qtr 3 to 2021 Qtr 4; 2022 Qtr 3 to 2023 Qtr 4
[5 empty] | 25-SCN-Storage–Conditioned-Cooling |  | 9.1 | bar: 2013 Qtr 3 to 2015 Qtr 3; 2016 Qtr 3 to 2017 Qtr 4; 2018 Qtr 3 to 2019 Qtr 4; 2020 Qtr 3 to 2021 Qtr 4; 2022 Qtr 3 to 2023 Qtr 4
[5 empty] | 25-SCN-Storage–Conditioned-Exit |  | 9.2 | bar: 2013 Qtr 3 to 2015 Qtr 3; 2016 Qtr 3 to 2017 Qtr 4; 2018 Qtr 3 to 2019 Qtr 4; 2020 Qtr 3 to 2021 Qtr 4; 2022 Qtr 3 to 2023 Qtr 4
[5 empty] | 25-SCN-Storage–Conditioned-ExtLight |  | 9.3 | bar: 2013 Qtr 3 to 2015 Qtr 3; 2016 Qtr 3 to 2017 Qtr 4; 2018 Qtr 3 to 2019 Qtr 4; 2020 Qtr 3 to 2021 Qtr 4; 2022 Qtr 3 to 2023 Qtr 4
[5 empty] | 26-SFM-ResidentialSingleFamily-CL_DRY |  | 9.4 | bar: 2013 Qtr 3 to 2015 Qtr 3; 2016 Qtr 3 to 2017 Qtr 4; 2018 Qtr 3 to 2019 Qtr 4; 2020 Qtr 3 to 2021 Qtr 4; 2022 Qtr 3 to 2023 Qtr 4
[5 empty] | 26-SFM-ResidentialSingleFamily-CL_WASH |  | 9.5 | bar: 2013 Qtr 3 to 2015 Qtr 3; 2016 Qtr 3 to 2017 Qtr 4; 2018 Qtr 3 to 2019 Qtr 4; 2020 Qtr 3 to 2021 Qtr 4; 2022 Qtr 3 to 2023 Qtr 4
[5 empty] | 26-SFM-ResidentialSingleFamily-DSH_WASH |  | 9.6 | bar: 2013 Qtr 3 to 2015 Qtr 3; 2016 Qtr 3 to 2017 Qtr 4; 2018 Qtr 3 to 2019 Qtr 4; 2020 Qtr 3 to 2021 Qtr 4; 2022 Qtr 3 to 2023 Qtr 4
[5 empty] | 26-SFM-ResidentialSingleFamily-FREEZ |  | 9.7 | bar: 2013 Qtr 3 to 2015 Qtr 3; 2016 Qtr 3 to 2017 Qtr 4; 2018 Qtr 3 to 2019 Qtr 4; 2020 Qtr 3 to 2021 Qtr 4; 2022 Qtr 3 to 2023 Qtr 4
[5 empty] | 26-SFM-ResidentialSingleFamily-LIGHT |  | 9.8 | bar: 2013 Qtr 3 to 2015 Qtr 3; 2016 Qtr 3 to 2017 Qtr 4; 2018 Qtr 3 to 2019 Qtr 4; 2020 Qtr 3 to 2021 Qtr 4; 2022 Qtr 3 to 2023 Qtr 4
[5 empty] | 26-SFM-ResidentialSingleFamily-POOL_PMP |  | 9.9 | bar: 2013 Qtr 3 to 2015 Qtr 3; 2016 Qtr 3 to 2017 Qtr 4; 2018 Qtr 3 to 2019 Qtr 4; 2020 Qtr 3 to 2021 Qtr 4; 2022 Qtr 3 to 2023 Qtr 4
[5 empty] | 26-SFM-ResidentialSingleFamily-REFG |  | 10 | bar: 2013 Qtr 3 to 2015 Qtr 3; 2016 Qtr 3 to 2017 Qtr 4; 2018 Qtr 3 to 2019 Qtr 4; 2020 Qtr 3 to 2021 Qtr 4; 2022 Qtr 3 to 2023 Qtr 4
[5 empty] | 26-SFM-ResidentialSingleFamily-SP_COOL |  | 10.1 | bar: 2013 Qtr 3 to 2015 Qtr 3; 2016 Qtr 3 to 2017 Qtr 4; 2018 Qtr 3 to 2019 Qtr 4; 2020 Qtr 3 to 2021 Qtr 4; 2022 Qtr 3 to 2023 Qtr 4
[5 empty] | 26-SFM-ResidentialSingleFamily-SP_HEAT |  | 10.2 | bar: 2013 Qtr 3 to 2015 Qtr 3; 2016 Qtr 3 to 2017 Qtr 4; 2018 Qtr 3 to 2019 Qtr 4; 2020 Qtr 3 to 2021 Qtr 4; 2022 Qtr 3 to 2023 Qtr 4
[5 empty] | 26-SFM-ResidentialSingleFamily-WAT_HEAT |  | 10.3 | bar: 2013 Qtr 3 to 2015 Qtr 3; 2016 Qtr 3 to 2017 Qtr 4; 2018 Qtr 3 to 2019 Qtr 4; 2020 Qtr 3 to 2021 Qtr 4; 2022 Qtr 3 to 2023 Qtr 4
[5 empty] | 27-SMO-ResidentialMobileHome–SingleWide-CL_DRY |  | 10.4 | bar: 2013 Qtr 3 to 2015 Qtr 3; 2016 Qtr 3 to 2017 Qtr 4; 2018 Qtr 3 to 2019 Qtr 4; 2020 Qtr 3 to 2021 Qtr 4; 2022 Qtr 3 to 2023 Qtr 4
[5 empty] | 27-SMO-ResidentialMobileHome–SingleWide-CL_WASH |  | 10.5 | bar: 2013 Qtr 3 to 2015 Qtr 3; 2016 Qtr 3 to 2017 Qtr 4; 2018 Qtr 3 to 2019 Qtr 4; 2020 Qtr 3 to 2021 Qtr 4; 2022 Qtr 3 to 2023 Qtr 4
[5 empty] | 27-SMO-ResidentialMobileHome–SingleWide-DSH_WASH |  | 10.6 | bar: 2013 Qtr 3 to 2015 Qtr 3; 2016 Qtr 3 to 2017 Qtr 4; 2018 Qtr 3 to 2019 Qtr 4; 2020 Qtr 3 to 2021 Qtr 4; 2022 Qtr 3 to 2023 Qtr 4
[5 empty] | 27-SMO-ResidentialMobileHome–SingleWide-FREEZ |  | 10.7 | bar: 2013 Qtr 3 to 2015 Qtr 3; 2016 Qtr 3 to 2017 Qtr 4; 2018 Qtr 3 to 2019 Qtr 4; 2020 Qtr 3 to 2021 Qtr 4; 2022 Qtr 3 to 2023 Qtr 4
[5 empty] | 27-SMO-ResidentialMobileHome–SingleWide-LIGHT |  | 10.8 | bar: 2013 Qtr 3 to 2015 Qtr 3; 2016 Qtr 3 to 2017 Qtr 4; 2018 Qtr 3 to 2019 Qtr 4; 2020 Qtr 3 to 2021 Qtr 4; 2022 Qtr 3 to 2023 Qtr 4
[5 empty] | 27-SMO-ResidentialMobileHome–SingleWide-POOL_PMP |  | 10.9 | bar: 2013 Qtr 3 to 2015 Qtr 3; 2016 Qtr 3 to 2017 Qtr 4; 2018 Qtr 3 to 2019 Qtr 4; 2020 Qtr 3 to 2021 Qtr 4; 2022 Qtr 3 to 2023 Qtr 4
[5 empty] | 27-SMO-ResidentialMobileHome–SingleWide-REFG |  | 11 | bar: 2013 Qtr 3 to 2015 Qtr 3; 2016 Qtr 3 to 2017 Qtr 4; 2018 Qtr 3 to 2019 Qtr 4; 2020 Qtr 3 to 2021 Qtr 4; 2022 Qtr 3 to 2023 Qtr 4
[5 empty] | 27-SMO-ResidentialMobileHome–SingleWide-SP_COOL |  | 11.1 | bar: 2013 Qtr 3 to 2015 Qtr 3; 2016 Qtr 3 to 2017 Qtr 4; 2018 Qtr 3 to 2019 Qtr 4; 2020 Qtr 3 to 2021 Qtr 4; 2022 Qtr 3 to 2023 Qtr 4
[5 empty] | 27-SMO-ResidentialMobileHome–SingleWide-SP_HEAT |  | 11.2 | bar: 2013 Qtr 3 to 2015 Qtr 3; 2016 Qtr 3 to 2017 Qtr 4; 2018 Qtr 3 to 2019 Qtr 4; 2020 Qtr 3 to 2021 Qtr 4; 2022 Qtr 3 to 2023 Qtr 4
[5 empty] | 27-SMO-ResidentialMobileHome–SingleWide-WAT_HEAT |  | 11.3 | bar: 2013 Qtr 3 to 2015 Qtr 3; 2016 Qtr 3 to 2017 Qtr 4; 2018 Qtr 3 to 2019 Qtr 4; 2020 Qtr 3 to 2021 Qtr 4; 2022 Qtr 3 to 2023 Qtr 4
[5 empty] | 28-SUN-Storage–Unconditioned-Exit |  | 11.4 | bar: 2013 Qtr 3 to 2015 Qtr 3; 2016 Qtr 3 to 2017 Qtr 4; 2018 Qtr 3 to 2019 Qtr 4; 2020 Qtr 3 to 2021 Qtr 4; 2022 Qtr 3 to 2023 Qtr 4
[5 empty] | 28-SUN-Storage–Unconditioned-ExtLight |  | 11.5 | bar: 2013 Qtr 3 to 2015 Qtr 3; 2016 Qtr 3 to 2017 Qtr 4; 2018 Qtr 3 to 2019 Qtr 4; 2020 Qtr 3 to 2021 Qtr 4; 2022 Qtr 3 to 2023 Qtr 4
[5 empty] | 29-WRF-Storage–Refrigerated-Cooling |  | 11.6 | bar: 2013 Qtr 3 to 2015 Qtr 3; 2016 Qtr 3 to 2017 Qtr 4; 2018 Qtr 3 to 2019 Qtr 4; 2020 Qtr 3 to 2021 Qtr 4; 2022 Qtr 3 to 2023 Qtr 4
[5 empty] | 29-WRF-Storage–Refrigerated-Exit |  | 11.7 | bar: 2013 Qtr 3 to 2015 Qtr 3; 2016 Qtr 3 to 2017 Qtr 4; 2018 Qtr 3 to 2019 Qtr 4; 2020 Qtr 3 to 2021 Qtr 4; 2022 Qtr 3 to 2023 Qtr 4
[5 empty] | 29-WRF-Storage–Refrigerated-ExtLight |  | 11.8 | bar: 2013 Qtr 3 to 2015 Qtr 3; 2016 Qtr 3 to 2017 Qtr 4; 2018 Qtr 3 to 2019 Qtr 4; 2020 Qtr 3 to 2021 Qtr 4; 2022 Qtr 3 to 2023 Qtr 4
[5 empty] | 30-S20-SIC20Food&KindredProducts-AG_PUMP |  | 11.9 | bar: 2013 Qtr 3 to 2015 Qtr 3; 2016 Qtr 3 to 2017 Qtr 4; 2018 Qtr 3 to 2019 Qtr 4; 2020 Qtr 3 to 2021 Qtr 4; 2022 Qtr 3 to 2023 Qtr 4
[5 empty] | 30-S20-SIC20Food&KindredProducts-COMP_AIR |  | 12 | bar: 2013 Qtr 3 to 2015 Qtr 3; 2016 Qtr 3 to 2017 Qtr 4; 2018 Qtr 3 to 2019 Qtr 4; 2020 Qtr 3 to 2021 Qtr 4; 2022 Qtr 3 to 2023 Qtr 4
[5 empty] | 30-S20-SIC20Food&KindredProducts-COOL |  | 12.1 | bar: 2013 Qtr 3 to 2015 Qtr 3; 2016 Qtr 3 to 2017 Qtr 4; 2018 Qtr 3 to 2019 Qtr 4; 2020 Qtr 3 to 2021 Qtr 4; 2022 Qtr 3 to 2023 Qtr 4
[5 empty] | 30-S20-SIC20Food&KindredProducts-LIGHT |  | 12.2 | bar: 2013 Qtr 3 to 2015 Qtr 3; 2016 Qtr 3 to 2017 Qtr 4; 2018 Qtr 3 to 2019 Qtr 4; 2020 Qtr 3 to 2021 Qtr 4; 2022 Qtr 3 to 2023 Qtr 4
[5 empty] | 30-S20-SIC20Food&KindredProducts-MOTOR |  | 12.3 | bar: 2013 Qtr 3 to 2015 Qtr 3; 2016 Qtr 3 to 2017 Qtr 4; 2018 Qtr 3 to 2019 Qtr 4; 2020 Qtr 3 to 2021 Qtr 4; 2022 Qtr 3 to 2023 Qtr 4
[5 empty] | 30-S20-SIC20Food&KindredProducts-PROC_OTH |  | 12.4 | bar: 2013 Qtr 3 to 2015 Qtr 3; 2016 Qtr 3 to 2017 Qtr 4; 2018 Qtr 3 to 2019 Qtr 4; 2020 Qtr 3 to 2021 Qtr 4; 2022 Qtr 3 to 2023 Qtr 4
[5 empty] | 31-S26-SIC26Paper&AlliedProducts-AG_PUMP |  | 12.5 | bar: 2013 Qtr 3 to 2015 Qtr 3; 2016 Qtr 3 to 2017 Qtr 4; 2018 Qtr 3 to 2019 Qtr 4; 2020 Qtr 3 to 2021 Qtr 4; 2022 Qtr 3 to 2023 Qtr 4
[5 empty] | 31-S26-SIC26Paper&AlliedProducts-COMP_AIR |  | 12.6 | bar: 2013 Qtr 3 to 2015 Qtr 3; 2016 Qtr 3 to 2017 Qtr 4; 2018 Qtr 3 to 2019 Qtr 4; 2020 Qtr 3 to 2021 Qtr 4; 2022 Qtr 3 to 2023 Qtr 4
[5 empty] | 31-S26-SIC26Paper&AlliedProducts-COOL |  | 12.7 | bar: 2013 Qtr 3 to 2015 Qtr 3; 2016 Qtr 3 to 2017 Qtr 4; 2018 Qtr 3 to 2019 Qtr 4; 2020 Qtr 3 to 2021 Qtr 4; 2022 Qtr 3 to 2023 Qtr 4
[5 empty] | 31-S26-SIC26Paper&AlliedProducts-LIGHT |  | 12.8 | bar: 2013 Qtr 3 to 2015 Qtr 3; 2016 Qtr 3 to 2017 Qtr 4; 2018 Qtr 3 to 2019 Qtr 4; 2020 Qtr 3 to 2021 Qtr 4; 2022 Qtr 3 to 2023 Qtr 4
[5 empty] | 31-S26-SIC26Paper&AlliedProducts-MOTOR |  | 12.9 | bar: 2013 Qtr 3 to 2015 Qtr 3; 2016 Qtr 3 to 2017 Qtr 4; 2018 Qtr 3 to 2019 Qtr 4; 2020 Qtr 3 to 2021 Qtr 4; 2022 Qtr 3 to 2023 Qtr 4
[5 empty] | 31-S26-SIC26Paper&AlliedProducts-PROC_OTH |  | 13 | bar: 2013 Qtr 3 to 2015 Qtr 3; 2016 Qtr 3 to 2017 Qtr 4; 2018 Qtr 3 to 2019 Qtr 4; 2020 Qtr 3 to 2021 Qtr 4; 2022 Qtr 3 to 2023 Qtr 4
[5 empty] | 32-S28-SIC28Chemicals&AlliedProducts-AG_PUMP |  | 13.1 | bar: 2013 Qtr 3 to 2015 Qtr 3; 2016 Qtr 3 to 2017 Qtr 4; 2018 Qtr 3 to 2019 Qtr 4; 2020 Qtr 3 to 2021 Qtr 4; 2022 Qtr 3 to 2023 Qtr 4
[5 empty] | 32-S28-SIC28Chemicals&AlliedProducts-COMP_AIR |  | 13.2 | bar: 2013 Qtr 3 to 2015 Qtr 3; 2016 Qtr 3 to 2017 Qtr 4; 2018 Qtr 3 to 2019 Qtr 4; 2020 Qtr 3 to 2021 Qtr 4; 2022 Qtr 3 to 2023 Qtr 4
[5 empty] | 32-S28-SIC28Chemicals&AlliedProducts-COOL |  | 13.3 | bar: 2013 Qtr 3 to 2015 Qtr 3; 2016 Qtr 3 to 2017 Qtr 4; 2018 Qtr 3 to 2019 Qtr 4; 2020 Qtr 3 to 2021 Qtr 4; 2022 Qtr 3 to 2023 Qtr 4
[5 empty] | 32-S28-SIC28Chemicals&AlliedProducts-LIGHT |  | 13.4 | bar: 2013 Qtr 3 to 2015 Qtr 3; 2016 Qtr 3 to 2017 Qtr 4; 2018 Qtr 3 to 2019 Qtr 4; 2020 Qtr 3 to 2021 Qtr 4; 2022 Qtr 3 to 2023 Qtr 4
[5 empty] | 32-S28-SIC28Chemicals&AlliedProducts-MOTOR |  | 13.5 | bar: 2013 Qtr 3 to 2015 Qtr 3; 2016 Qtr 3 to 2017 Qtr 4; 2018 Qtr 3 to 2019 Qtr 4; 2020 Qtr 3 to 2021 Qtr 4; 2022 Qtr 3 to 2023 Qtr 4
[5 empty] | 32-S28-SIC28Chemicals&AlliedProducts-PROC_OTH |  | 13.6 | bar: 2013 Qtr 3 to 2015 Qtr 3; 2016 Qtr 3 to 2017 Qtr 4; 2018 Qtr 3 to 2019 Qtr 4; 2020 Qtr 3 to 2021 Qtr 4; 2022 Qtr 3 to 2023 Qtr 4
[5 empty] | 33-S29-SIC29Petroleum&CoalProducts-AG_PUMP |  | 13.7 | bar: 2013 Qtr 3 to 2015 Qtr 3; 2016 Qtr 3 to 2017 Qtr 4; 2018 Qtr 3 to 2019 Qtr 4; 2020 Qtr 3 to 2021 Qtr 4; 2022 Qtr 3 to 2023 Qtr 4
[5 empty] | 33-S29-SIC29Petroleum&CoalProducts-COMP_AIR |  | 13.8 | bar: 2013 Qtr 3 to 2015 Qtr 3; 2016 Qtr 3 to 2017 Qtr 4; 2018 Qtr 3 to 2019 Qtr 4; 2020 Qtr 3 to 2021 Qtr 4; 2022 Qtr 3 to 2023 Qtr 4
[5 empty] | 33-S29-SIC29Petroleum&CoalProducts-COOL |  | 13.9 | bar: 2013 Qtr 3 to 2015 Qtr 3; 2016 Qtr 3 to 2017 Qtr 4; 2018 Qtr 3 to 2019 Qtr 4; 2020 Qtr 3 to 2021 Qtr 4; 2022 Qtr 3 to 2023 Qtr 4
[5 empty] | 33-S29-SIC29Petroleum&CoalProducts-LIGHT |  | 14 | bar: 2013 Qtr 3 to 2015 Qtr 3; 2016 Qtr 3 to 2017 Qtr 4; 2018 Qtr 3 to 2019 Qtr 4; 2020 Qtr 3 to 2021 Qtr 4; 2022 Qtr 3 to 2023 Qtr 4
[5 empty] | 33-S29-SIC29Petroleum&CoalProducts-MOTOR |  | 14.1 | bar: 2013 Qtr 3 to 2015 Qtr 3; 2016 Qtr 3 to 2017 Qtr 4; 2018 Qtr 3 to 2019 Qtr 4; 2020 Qtr 3 to 2021 Qtr 4; 2022 Qtr 3 to 2023 Qtr 4
[5 empty] | 33-S29-SIC29Petroleum&CoalProducts-PROC_OTH |  | 14.2 | bar: 2013 Qtr 3 to 2015 Qtr 3; 2016 Qtr 3 to 2017 Qtr 4; 2018 Qtr 3 to 2019 Qtr 4; 2020 Qtr 3 to 2021 Qtr 4; 2022 Qtr 3 to 2023 Qtr 4
[5 empty] | 34-S33-SIC33Metals-AG_PUMP |  | 14.3 | bar: 2013 Qtr 3 to 2015 Qtr 3; 2016 Qtr 3 to 2017 Qtr 4; 2018 Qtr 3 to 2019 Qtr 4; 2020 Qtr 3 to 2021 Qtr 4; 2022 Qtr 3 to 2023 Qtr 4
[5 empty] | 34-S33-SIC33Metals-COMP_AIR |  | 14.4 | bar: 2013 Qtr 3 to 2015 Qtr 3; 2016 Qtr 3 to 2017 Qtr 4; 2018 Qtr 3 to 2019 Qtr 4; 2020 Qtr 3 to 2021 Qtr 4; 2022 Qtr 3 to 2023 Qtr 4
[5 empty] | 34-S33-SIC33Metals-COOL |  | 14.5 | bar: 2013 Qtr 3 to 2015 Qtr 3; 2016 Qtr 3 to 2017 Qtr 4; 2018 Qtr 3 to 2019 Qtr 4; 2020 Qtr 3 to 2021 Qtr 4; 2022 Qtr 3 to 2023 Qtr 4
[5 empty] | 34-S33-SIC33Metals-LIGHT |  | 14.6 | bar: 2013 Qtr 3 to 2015 Qtr 3; 2016 Qtr 3 to 2017 Qtr 4; 2018 Qtr 3 to 2019 Qtr 4; 2020 Qtr 3 to 2021 Qtr 4; 2022 Qtr 3 to 2023 Qtr 4
[5 empty] | 34-S33-SIC33Metals-MOTOR |  | 14.7 | bar: 2013 Qtr 3 to 2015 Qtr 3; 2016 Qtr 3 to 2017 Qtr 4; 2018 Qtr 3 to 2019 Qtr 4; 2020 Qtr 3 to 2021 Qtr 4; 2022 Qtr 3 to 2023 Qtr 4
[5 empty] | 34-S33-SIC33Metals-PROC_OTH |  | 14.8 | bar: 2013 Qtr 3 to 2015 Qtr 3; 2016 Qtr 3 to 2017 Qtr 4; 2018 Qtr 3 to 2019 Qtr 4; 2020 Qtr 3 to 2021 Qtr 4; 2022 Qtr 3 to 2023 Qtr 4
[5 empty] | 35-OTI-OtherIndustrial-AG_PUMP |  | 14.9 | bar: 2013 Qtr 3 to 2015 Qtr 3; 2016 Qtr 3 to 2017 Qtr 4; 2018 Qtr 3 to 2019 Qtr 4; 2020 Qtr 3 to 2021 Qtr 4; 2022 Qtr 3 to 2023 Qtr 4
[5 empty] | 35-OTI-OtherIndustrial-COMP_AIR |  | 15 | bar: 2013 Qtr 3 to 2015 Qtr 3; 2016 Qtr 3 to 2017 Qtr 4; 2018 Qtr 3 to 2019 Qtr 4; 2020 Qtr 3 to 2021 Qtr 4; 2022 Qtr 3 to 2023 Qtr 4
[5 empty] | 35-OTI-OtherIndustrial-COOL |  | 15.1 | bar: 2013 Qtr 3 to 2015 Qtr 3; 2016 Qtr 3 to 2017 Qtr 4; 2018 Qtr 3 to 2019 Qtr 4; 2020 Qtr 3 to 2021 Qtr 4; 2022 Qtr 3 to 2023 Qtr 4
[5 empty] | 35-OTI-OtherIndustrial-LIGHT |  | 15.2 | bar: 2013 Qtr 3 to 2015 Qtr 3; 2016 Qtr 3 to 2017 Qtr 4; 2018 Qtr 3 to 2019 Qtr 4; 2020 Qtr 3 to 2021 Qtr 4; 2022 Qtr 3 to 2023 Qtr 4
[5 empty] | 35-OTI-OtherIndustrial-MOTOR |  | 15.3 | bar: 2013 Qtr 3 to 2015 Qtr 3; 2016 Qtr 3 to 2017 Qtr 4; 2018 Qtr 3 to 2019 Qtr 4; 2020 Qtr 3 to 2021 Qtr 4; 2022 Qtr 3 to 2023 Qtr 4
[5 empty] | 35-OTI-OtherIndustrial-PROC_OTH |  | 15.4 | bar: 2013 Qtr 3 to 2015 Qtr 3; 2016 Qtr 3 to 2017 Qtr 4; 2018 Qtr 3 to 2019 Qtr 4; 2020 Qtr 3 to 2021 Qtr 4; 2022 Qtr 3 to 2023 Qtr 4
[5 empty] | 36-GST-Lodging-GuestRooms-Cooling |  | 15.5 | bar: 2013 Qtr 3 to 2015 Qtr 3; 2016 Qtr 3 to 2017 Qtr 4; 2018 Qtr 3 to 2019 Qtr 4; 2020 Qtr 3 to 2021 Qtr 4; 2022 Qtr 3 to 2023 Qtr 4
[5 empty] | 36-GST-Lodging-GuestRooms-ExtLight |  | 15.6 | bar: 2013 Qtr 3 to 2015 Qtr 3; 2016 Qtr 3 to 2017 Qtr 4; 2018 Qtr 3 to 2019 Qtr 4; 2020 Qtr 3 to 2021 Qtr 4; 2022 Qtr 3 to 2023 Qtr 4
[5 empty] | 36-GST-Lodging-GuestRooms-IntLight |  | 15.7 | bar: 2013 Qtr 3 to 2015 Qtr 3; 2016 Qtr 3 to 2017 Qtr 4; 2018 Qtr 3 to 2019 Qtr 4; 2020 Qtr 3 to 2021 Qtr 4; 2022 Qtr 3 to 2023 Qtr 4
[5 empty] | 36-GST-Lodging-GuestRooms-OffEquip |  | 15.8 | bar: 2013 Qtr 3 to 2015 Qtr 3; 2016 Qtr 3 to 2017 Qtr 4; 2018 Qtr 3 to 2019 Qtr 4; 2020 Qtr 3 to 2021 Qtr 4; 2022 Qtr 3 to 2023 Qtr 4
[5 empty] | 36-GST-Lodging-GuestRooms-Refrig |  | 15.9 | bar: 2013 Qtr 3 to 2015 Qtr 3; 2016 Qtr 3 to 2017 Qtr 4; 2018 Qtr 3 to 2019 Qtr 4; 2020 Qtr 3 to 2021 Qtr 4; 2022 Qtr 3 to 2023 Qtr 4
[5 empty] | 36-GST-Lodging-GuestRooms-Vent/Fan |  | 16 | bar: 2013 Qtr 3 to 2015 Qtr 3; 2016 Qtr 3 to 2017 Qtr 4; 2018 Qtr 3 to 2019 Qtr 4; 2020 Qtr 3 to 2021 Qtr 4; 2022 Qtr 3 to 2023 Qtr 4
16.1 | bar: 2013 Qtr 3 to 2015 Qtr 3; 2016 Qtr 3 to 2017 Qtr 4; 2018 Qtr 3 to 2019 Qtr 4; 2020 Qtr 3 to 2021 Qtr 4; 2022 Qtr 3 to 2023 Qtr 4
16.2 | bar: 2013 Qtr 3 to 2015 Qtr 3; 2016 Qtr 3 to 2017 Qtr 4; 2018 Qtr 3 to 2019 Qtr 4; 2020 Qtr 3 to 2021 Qtr 4; 2022 Qtr 3 to 2023 Qtr 4
16.3 | bar: 2013 Qtr 3 to 2015 Qtr 3; 2016 Qtr 3 to 2017 Qtr 4; 2018 Qtr 3 to 2019 Qtr 4; 2020 Qtr 3 to 2021 Qtr 4; 2022 Qtr 3 to 2023 Qtr 4
16.4 | bar: 2013 Qtr 3 to 2015 Qtr 3; 2016 Qtr 3 to 2017 Qtr 4; 2018 Qtr 3 to 2019 Qtr 4; 2020 Qtr 3 to 2021 Qtr 4; 2022 Qtr 3 to 2023 Qtr 4
16.5 | bar: 2013 Qtr 3 to 2015 Qtr 3; 2016 Qtr 3 to 2017 Qtr 4; 2018 Qtr 3 to 2019 Qtr 4; 2020 Qtr 3 to 2021 Qtr 4; 2022 Qtr 3 to 2023 Qtr 4
16.6 | bar: 2013 Qtr 3 to 2015 Qtr 3; 2016 Qtr 3 to 2017 Qtr 4; 2018 Qtr 3 to 2019 Qtr 4; 2020 Qtr 3 to 2021 Qtr 4; 2022 Qtr 3 to 2023 Qtr 4
16.7 | bar: 2013 Qtr 3 to 2015 Qtr 3; 2016 Qtr 3 to 2017 Qtr 4; 2018 Qtr 3 to 2019 Qtr 4; 2020 Qtr 3 to 2021 Qtr 4; 2022 Qtr 3 to 2023 Qtr 4
16.8 | bar: 2013 Qtr 3 to 2015 Qtr 3; 2016 Qtr 3 to 2017 Qtr 4; 2018 Qtr 3 to 2019 Qtr 4; 2020 Qtr 3 to 2021 Qtr 4; 2022 Qtr 3 to 2023 Qtr 4
16.9 | bar: 2013 Qtr 3 to 2015 Qtr 3; 2016 Qtr 3 to 2017 Qtr 4; 2018 Qtr 3 to 2019 Qtr 4; 2020 Qtr 3 to 2021 Qtr 4; 2022 Qtr 3 to 2023 Qtr 4
17 | bar: 2013 Qtr 3 to 2015 Qtr 3; 2016 Qtr 3 to 2017 Qtr 4; 2018 Qtr 3 to 2019 Qtr 4; 2020 Qtr 3 to 2021 Qtr 4; 2022 Qtr 3 to 2023 Qtr 4
17.1 | bar: 2013 Qtr 3 to 2015 Qtr 3; 2016 Qtr 3 to 2017 Qtr 4; 2018 Qtr 3 to 2019 Qtr 4; 2020 Qtr 3 to 2021 Qtr 4; 2022 Qtr 3 to 2023 Qtr 4
17.2 | bar: 2013 Qtr 3 to 2015 Qtr 3; 2016 Qtr 3 to 2017 Qtr 4; 2018 Qtr 3 to 2019 Qtr 4; 2020 Qtr 3 to 2021 Qtr 4; 2022 Qtr 3 to 2023 Qtr 4
17.3 | bar: 2013 Qtr 3 to 2015 Qtr 3; 2016 Qtr 3 to 2017 Qtr 4; 2018 Qtr 3 to 2019 Qtr 4; 2020 Qtr 3 to 2021 Qtr 4; 2022 Qtr 3 to 2023 Qtr 4
17.4 | bar: 2013 Qtr 3 to 2015 Qtr 3; 2016 Qtr 3 to 2017 Qtr 4; 2018 Qtr 3 to 2019 Qtr 4; 2020 Qtr 3 to 2021 Qtr 4; 2022 Qtr 3 to 2023 Qtr 4
17.5 | bar: 2013 Qtr 3 to 2015 Qtr 3; 2016 Qtr 3 to 2017 Qtr 4; 2018 Qtr 3 to 2019 Qtr 4; 2020 Qtr 3 to 2021 Qtr 4; 2022 Qtr 3 to 2023 Qtr 4
17.6 | bar: 2013 Qtr 3 to 2015 Qtr 3; 2016 Qtr 3 to 2017 Qtr 4; 2018 Qtr 3 to 2019 Qtr 4; 2020 Qtr 3 to 2021 Qtr 4; 2022 Qtr 3 to 2023 Qtr 4
17.7 | bar: 2013 Qtr 3 to 2015 Qtr 3; 2016 Qtr 3 to 2017 Qtr 4; 2018 Qtr 3 to 2019 Qtr 4; 2020 Qtr 3 to 2021 Qtr 4; 2022 Qtr 3 to 2023 Qtr 4
17.8 | bar: 2013 Qtr 3 to 2015 Qtr 3; 2016 Qtr 3 to 2017 Qtr 4; 2018 Qtr 3 to 2019 Qtr 4; 2020 Qtr 3 to 2021 Qtr 4; 2022 Qtr 3 to 2023 Qtr 4
17.9 | bar: 2013 Qtr 3 to 2015 Qtr 3; 2016 Qtr 3 to 2017 Qtr 4; 2018 Qtr 3 to 2019 Qtr 4; 2020 Qtr 3 to 2021 Qtr 4; 2022 Qtr 3 to 2023 Qtr 4
18 | bar: 2013 Qtr 3 to 2015 Qtr 3; 2016 Qtr 3 to 2017 Qtr 4; 2018 Qtr 3 to 2019 Qtr 4; 2020 Qtr 3 to 2021 Qtr 4; 2022 Qtr 3 to 2023 Qtr 4
18.1 | bar: 2013 Qtr 3 to 2015 Qtr 3; 2016 Qtr 3 to 2017 Qtr 4; 2018 Qtr 3 to 2019 Qtr 4; 2020 Qtr 3 to 2021 Qtr 4; 2022 Qtr 3 to 2023 Qtr 4
18.2 | bar: 2013 Qtr 3 to 2015 Qtr 3; 2016 Qtr 3 to 2017 Qtr 4; 2018 Qtr 3 to 2019 Qtr 4; 2020 Qtr 3 to 2021 Qtr 4; 2022 Qtr 3 to 2023 Qtr 4
18.3 | bar: 2013 Qtr 3 to 2015 Qtr 3; 2016 Qtr 3 to 2017 Qtr 4; 2018 Qtr 3 to 2019 Qtr 4; 2020 Qtr 3 to 2021 Qtr 4; 2022 Qtr 3 to 2023 Qtr 4
18.4 | bar: 2013 Qtr 3 to 2015 Qtr 3; 2016 Qtr 3 to 2017 Qtr 4; 2018 Qtr 3 to 2019 Qtr 4; 2020 Qtr 3 to 2021 Qtr 4; 2022 Qtr 3 to 2023 Qtr 4
18.5 | bar: 2013 Qtr 3 to 2015 Qtr 3; 2016 Qtr 3 to 2017 Qtr 4; 2018 Qtr 3 to 2019 Qtr 4; 2020 Qtr 3 to 2021 Qtr 4; 2022 Qtr 3 to 2023 Qtr 4
18.6 | bar: 2013 Qtr 3 to 2015 Qtr 3; 2016 Qtr 3 to 2017 Qtr 4; 2018 Qtr 3 to 2019 Qtr 4; 2020 Qtr 3 to 2021 Qtr 4; 2022 Qtr 3 to 2023 Qtr 4
18.7 | bar: 2013 Qtr 3 to 2015 Qtr 3; 2016 Qtr 3 to 2017 Qtr 4; 2018 Qtr 3 to 2019 Qtr 4; 2020 Qtr 3 to 2021 Qtr 4; 2022 Qtr 3 to 2023 Qtr 4
18.8 | bar: 2013 Qtr 3 to 2015 Qtr 3; 2016 Qtr 3 to 2017 Qtr 4; 2018 Qtr 3 to 2019 Qtr 4; 2020 Qtr 3 to 2021 Qtr 4; 2022 Qtr 3 to 2023 Qtr 4
18.9 | bar: 2013 Qtr 3 to 2015 Qtr 3; 2016 Qtr 3 to 2017 Qtr 4; 2018 Qtr 3 to 2019 Qtr 4; 2020 Qtr 3 to 2021 Qtr 4; 2022 Qtr 3 to 2023 Qtr 4
19 | bar: 2013 Qtr 3 to 2015 Qtr 3; 2016 Qtr 3 to 2017 Qtr 4; 2018 Qtr 3 to 2019 Qtr 4; 2020 Qtr 3 to 2021 Qtr 4; 2022 Qtr 3 to 2023 Qtr 4
19.1 | bar: 2013 Qtr 3 to 2015 Qtr 3; 2016 Qtr 3 to 2017 Qtr 4; 2018 Qtr 3 to 2019 Qtr 4; 2020 Qtr 3 to 2021 Qtr 4; 2022 Qtr 3 to 2023 Qtr 4
19.2 | bar: 2013 Qtr 3 to 2015 Qtr 3; 2016 Qtr 3 to 2017 Qtr 4; 2018 Qtr 3 to 2019 Qtr 4; 2020 Qtr 3 to 2021 Qtr 4; 2022 Qtr 3 to 2023 Qtr 4
19.3 | bar: 2013 Qtr 3 to 2015 Qtr 3; 2016 Qtr 3 to 2017 Qtr 4; 2018 Qtr 3 to 2019 Qtr 4; 2020 Qtr 3 to 2021 Qtr 4; 2022 Qtr 3 to 2023 Qtr 4
19.4 | bar: 2013 Qtr 3 to 2015 Qtr 3; 2016 Qtr 3 to 2017 Qtr 4; 2018 Qtr 3 to 2019 Qtr 4; 2020 Qtr 3 to 2021 Qtr 4; 2022 Qtr 3 to 2023 Qtr 4
19.5 | bar: 2013 Qtr 3 to 2015 Qtr 3; 2016 Qtr 3 to 2017 Qtr 4; 2018 Qtr 3 to 2019 Qtr 4; 2020 Qtr 3 to 2021 Qtr 4; 2022 Qtr 3 to 2023 Qtr 4
19.6 | bar: 2013 Qtr 3 to 2015 Qtr 3; 2016 Qtr 3 to 2017 Qtr 4; 2018 Qtr 3 to 2019 Qtr 4; 2020 Qtr 3 to 2021 Qtr 4; 2022 Qtr 3 to 2023 Qtr 4
19.7 | bar: 2013 Qtr 3 to 2015 Qtr 3; 2016 Qtr 3 to 2017 Qtr 4; 2018 Qtr 3 to 2019 Qtr 4; 2020 Qtr 3 to 2021 Qtr 4; 2022 Qtr 3 to 2023 Qtr 4
19.8 | bar: 2013 Qtr 3 to 2015 Qtr 3; 2016 Qtr 3 to 2017 Qtr 4; 2018 Qtr 3 to 2019 Qtr 4; 2020 Qtr 3 to 2021 Qtr 4; 2022 Qtr 3 to 2023 Qtr 4
19.9 | bar: 2013 Qtr 3 to 2015 Qtr 3; 2016 Qtr 3 to 2017 Qtr 4; 2018 Qtr 3 to 2019 Qtr 4; 2020 Qtr 3 to 2021 Qtr 4; 2022 Qtr 3 to 2023 Qtr 4
20 | bar: 2013 Qtr 3 to 2015 Qtr 3; 2016 Qtr 3 to 2017 Qtr 4; 2018 Qtr 3 to 2019 Qtr 4; 2020 Qtr 3 to 2021 Qtr 4; 2022 Qtr 3 to 2023 Qtr 4
21 | bar: 2013 Qtr 3 to 2015 Qtr 3; 2016 Qtr 3 to 2017 Qtr 4; 2018 Qtr 3 to 2019 Qtr 4; 2020 Qtr 3 to 2021 Qtr 4; 2022 Qtr 3 to 2023 Qtr 4
22 | bar: 2013 Qtr 3 to 2015 Qtr 3; 2016 Qtr 3 to 2017 Qtr 4; 2018 Qtr 3 to 2019 Qtr 4; 2020 Qtr 3 to 2021 Qtr 4; 2022 Qtr 3 to 2023 Qtr 4
23 | bar: 2013 Qtr 3 to 2015 Qtr 3; 2016 Qtr 3 to 2017 Qtr 4; 2018 Qtr 3 to 2019 Qtr 4; 2020 Qtr 3 to 2021 Qtr 4; 2022 Qtr 3 to 2023 Qtr 4
24 | bar: 2013 Qtr 3 to 2015 Qtr 3; 2016 Qtr 3 to 2017 Qtr 4; 2018 Qtr 3 to 2019 Qtr 4; 2020 Qtr 3 to 2021 Qtr 4; 2022 Qtr 3 to 2023 Qtr 4
25 | bar: 2013 Qtr 3 to 2015 Qtr 3; 2016 Qtr 3 to 2017 Qtr 4; 2018 Qtr 3 to 2019 Qtr 4; 2020 Qtr 3 to 2021 Qtr 4; 2022 Qtr 3 to 2023 Qtr 4
26 | bar: 2013 Qtr 3 to 2015 Qtr 3; 2016 Qtr 3 to 2017 Qtr 4; 2018 Qtr 3 to 2019 Qtr 4; 2020 Qtr 3 to 2021 Qtr 4; 2022 Qtr 3 to 2023 Qtr 4
27 | bar: 2013 Qtr 3 to 2015 Qtr 3; 2016 Qtr 3 to 2017 Qtr 4; 2018 Qtr 3 to 2019 Qtr 4; 2020 Qtr 3 to 2021 Qtr 4; 2022 Qtr 3 to 2023 Qtr 4
28 | bar: 2013 Qtr 3 to 2015 Qtr 3; 2016 Qtr 3 to 2017 Qtr 4; 2018 Qtr 3 to 2019 Qtr 4; 2020 Qtr 3 to 2021 Qtr 4; 2022 Qtr 3 to 2023 Qtr 4
29 | bar: 2013 Qtr 3 to 2015 Qtr 3; 2016 Qtr 3 to 2017 Qtr 4; 2018 Qtr 3 to 2019 Qtr 4; 2020 Qtr 3 to 2021 Qtr 4; 2022 Qtr 3 to 2023 Qtr 4
30 | bar: 2013 Qtr 3 to 2015 Qtr 3; 2016 Qtr 3 to 2017 Qtr 4; 2018 Qtr 3 to 2019 Qtr 4; 2020 Qtr 3 to 2021 Qtr 4; 2022 Qtr 3 to 2023 Qtr 4