## Export
PROGRAM NAME | 3233_SW-IND-Deemed Incentives
BUDGET |  |  | SDG&E 2013 v1c4-Draft.xls
Administrative Costs
Overhead and G&A | 45427.2138
Other Administrative Costs | 0
Marketing/Outreach | 15800.3408
Direct Implementation
d.i. User Input Incentive (No rebates) | 0
d.ii. - d.v. Rebates etc | 147768.1697
Activity | 298016.7806
Installation | 0
Hardware & Materials | 0
Rebate Processing & Inspection | 0
EM&V Costs | 0
Budget | 507012.5048
Costs recovered from other sources | 0
Budget (plus other costs) | 507012.5048
PROGRAM IMPACTS
Program Reductions | 2013-2014 | 2013 | 2014 | 2015 | 2013-2015
User Entered kW (kW) | 0 | 0 | 0 | 168.5824 | 168.5824
Net Jul-Sept Peak (kW) | 0 | 0 | 0 | 155.8019 | 155.8019
Net Dec-Feb Peak (kW) | 0 | 0 | 0 | 132.4868 | 132.4868
Net NCP (kW) | 0 | 0 | 0 | 132.4868 | 132.4868
Net CEC (kW) | 0 | 0 | 0 | 0 | 0
Annual Net kWh | 0 | 0 | 0 | 1014592.8326 | 1014592.8326
Lifecycle Net kWh | 0 | 0 | 0 | 12430861.0227 | 12430861.0227
Annual Net Therms | 0 | 0 | 0 | 8834.7833 | 8834.7833
Lifecycle Net Therms | 0 | 0 | 0 | 87561.298 | 87561.298
Program Reductions for Measures installed through 2024
TRC
Costs | 976214.2968
Electric Benefits | 1034719.2853
Gas Benefits | 60458.99
Net Benefits (NPV) | 118963.9785
BC Ratio | 1.1219
PAC
Costs | 507012.5048
Electric Benefits | 1034719.2853
Gas Benefits | 60458.99
Net Benefits (NPV) | 588165.7705
BC Ratio | 2.1601
Levelized Cost
Levelized Cost TRC ($/kWh )
Discounted kWh | 6790125.3873
Cost | 0.13691
Benefits | 0.15239
Benefit-Cost | 0.015477
Levelized Cost PAC ($/kWh)
Discounted kWh | 6790125.3873
Cost | 0.069284
Benefits | 0.15239
Benefit-Cost | 0.083102
Levelized Cost TRC ($/therm)
Discounted Therms | 52972.0317
Cost | 0.87943
Benefits | 1.1413
Benefit-Cost | 0.26191
Levelized Cost PAC ($/therm)
Discounted Therms | 52972.0317
Cost | 0.69033
Benefits | 1.1413
Benefit-Cost | 0.45101
Emission Annual Reductions (2014-2016) |  |  |  | Energy Division File sheet "Attachment II" Total Electricity and Gas Emission Reductions
Electric Annual CO2 (tons) - 2014 | 0 |  |  |  | 2013 | 2014 | 2015 | 2016 | 2017 | 2018 | 2019
2015 | 0 |  |  |  | Total | Total | Total | Total | Total | Total | Total
2016 | 516.74 |  |  | Annual CO2 Emission Reductions (tons) | 0 | 0 | 568.4235 | 0 | 0 | 0 | 0
Electric Lifecycle CO2 (tons) - 2014 | 0 |  |  | Lifecycle CO2 Emission Reductions (tons) | 0 | 0 | 6869.2437 | 0 | 0 | 0 | 0
2015 | 0 |  |  | Annual NOx Emission Reductions (tons) | 0 | 0 | 0.1063 | 0 | 0 | 0 | 0
2016 | 6357.0101 |  |  | Lifecycle NOx Emission Reductions (tons) | 0 | 0 | 1.2074 | 0 | 0 | 0 | 0
Electric Annual NOX (tons) - 2014 | 0 |  |  | Annual SO2 Emission Reductions (tons)
2015 | 0 |  |  | Lifecycle SO2 Emission Reductions (tons)
2016 | 0.063013
Electric Lifecycle NOX (tons) - 2014 | 0
2015 | 0
2016 | 0.77833
Electric Annual SO2 (lbs) - 2014
2015
2016
Electric Lifecycle SO2 (lbs) - 2014
2015
2016
Gas Annual CO2 (tons) - 2014 | 0
2015 | 0
2016 | 51.6835
Gas Lifecycle CO2 (tons) - 2014 | 0
2015 | 0
2016 | 512.2336
Gas Annual NOX (tons) - 2014 | 0
2015 | 0
2016 | 0.04329
Gas Lifecycle NOX (tons) - 2014 | 0
2015 | 0
2016 | 0.42905
Gas Annual SO2 (lbs) - 2014
2015
2016
Gas Lifecycle SO2 (lbs) - 2014
2015
2016
Data below not currently used in Energy Division workbook
Levelized Cost RIM ($/therm)
Discounted Therms | 52972.0317
Cost | 1.9038
Benefits | 1.1413
Benefit-Cost | -0.76245
Levelized Cost RIM ($/kWh)
Discounted kWh | 6790125.3873
Cost | 0.25418
Benefits | 0.15239
Benefit-Cost | -0.76245
RIM
Costs | 1826789.4734
Electric Benefits | 1034719.2853
Gas Benefits | 60458.99
Net Benefits (NPV) | -731611.1982
BC Ratio | 0.59951
Impacts for all programs
Net July-Sept Wtd Avg Peak** (kW)
Clothes Dryer | 0
Clothes Washer | 0
Consumer Electronics | 0
Cooking | 0
Dishwasher | 0
Net Wtd Avg Dec-Feb** (kW)
Clothes Dryer | 0
Clothes Washer | 0
Consumer Electronics | 0
Cooking | 0
Dishwasher | 0
0
Clothes Dryer | 0
Clothes Washer | 0
Consumer Electronics | 0
Cooking | 0
Dishwasher | 0
Annual Wtd Avg Net kWh
Clothes Dryer | 0
Clothes Washer | 0
Consumer Electronics | 0
Cooking | 0
Dishwasher | 0
Lifecycle Net kWh
Clothes Dryer | 0
Clothes Washer | 0
Consumer Electronics | 0
Cooking | 0
Dishwasher | 0
Annual Wtd Avg Net Therms
Clothes Dryer | 0
Clothes Washer | 0
Consumer Electronics | 0
Cooking | 0
Dishwasher | 0
Lifecycle Net Therms
Clothes Dryer | 0
Clothes Washer | 0
Consumer Electronics | 0
Cooking | 0
Dishwasher | 0
Goal Attainment | Net Annual Savings
kWh
2013 | 0
2014 | 0
2015 | 1379980.8793
2016 | 0
2017 | 0
2018 | -4609.44
2019 | -7682.4
2020 | -241136.5526
2021 | -145420.7601
2022 | -8865.9426
kW
2013 | 0
2014 | 0
2015 | 223.8962
2016 | 0
2017 | 0
2018 | -1.0047
2019 | -1.6745
2020 | -25.6227
2021 | -15.5378
2022 | -1.9699
Therms
2013 | 0
2014 | 0
2015 | 14697.4894
2016 | 0
2017 | 0
2018 | 13.6843
2019 | 22.8071
2020 | -1925.9312
2021 | -1477.4966
2022 | -168.2359

## Output by Measure
3233_SW-IND-Deemed Incentives
2015
SDG&E | [7 empty] | Levelized Benefits less Costs (TRC) |  |  |  | Levelized Benefits less Costs (PAC) |  |  |  | Benefit Cost Ratios
Net Impacts by Measure | [7 empty] | No Allocated Admin |  | w/ Allocated Admin |  | No Allocated Admin |  | w/ Allocated Admin |  | No Allocated Admin |  | w/ Allocated Admin
| Wtd Avg Net Avg Jul-Sep (kW) | Wtd Avg Net Dec-Feb Pk (kW) | Wtd Avg Net User Entered kW | Wtd Avg Annual kWh adj for Net to gross | Wtd Avg Lifecycle kWh (Annual * Measure Life) | Wtd Avg Annual Therms | Wtd Avg Lifecycle Therms | Electric ($/kWh) | Gas ($/Th) | Electric ($/kWh) | Gas ($/Th) | Electric ($/kWh) | Gas ($/Th) | Electric ($/kWh) | Gas ($/Th) | TRC | PAC | TRC | PAC
Total or Average | 155.8019 | 132.4868 | 168.5824 | 1014592.8326 | 12430861.0227 | 8834.7833 | 87561.298 | 0.064673 | 0.73752 | 0.015477 | 0.26191 | 0.1323 | 0.92662 | 0.083102 | 0.45101
401064-Agriculture - Low Pressure Sprinkler Nozzles (per nozzle) | 0.031188 | 0.034433 | 0.1833 | 229.125 | 4582.5 | 0 | 0 | 0.11523 | 0 | 0.069479 | 0 | 0.1204 | 0 | 0.074644 | 0 | 5.3503 | 6.646 | 1.9618 | 2.1128
402003-Food Service - Hot Food Holding Cabinet-Half-Size | 0.096882 | 0.10696 | 0.117 | 711.75 | 8541 | 0 | 0 | 0.039563 | 0 | -0.0024629 | 0 | 0.096587 | 0 | 0.054561 | 0 | 1.4366 | 3.8756 | 0.98143 | 1.7216
402005-Food Service - Commercial Gas Fryer | 0 | 0 | 0 | 0 | 0 | 3155.1 | 37861.2 | 0 | 1.0248 | 0 | 0.6239 | 0 | 1.0716 | 0 | 0.67068 | 5.7219 | 7.2941 | 2.0096 | 2.1742
402007-Food Service-Commercial Gas Large Vat Fryer, Cooking Efficiency >= 50% | 0 | 0 | 0 | 0 | 0 | 525.85 | 6310.2 | 0 | 1.0248 | 0 | 0.6239 | 0 | 1.0716 | 0 | 0.67068 | 5.7219 | 7.2941 | 2.0096 | 2.1742
402022-Food Service - Griddle-Electric | 0.70392 | 0.77716 | 1.17 | 5171.4 | 62056.8 | 0 | 0 | 0.10137 | 0 | 0.059344 | 0 | 0.11631 | 0 | 0.07428 | 0 | 4.5192 | 9.3865 | 1.8378 | 2.329
402025-Food Service - Combination Oven-Gas | 0 | 0 | 0 | 0 | 0 | 261.95 | 3143.4 | 0 | -0.70857 | 0 | -1.0714 | 0 | 0.78177 | 0 | 0.4189 | 0.61335 | 3.2843 | 0.51197 | 1.5941
402026-Food Service - Convection Oven-Electric | 0.49087 | 0.54194 | 0.741 | 3606.2 | 43274.4 | 0 | 0 | 0.077502 | 0 | 0.035477 | 0 | 0.10697 | 0 | 0.064947 | 0 | 2.4714 | 5.6104 | 1.3746 | 1.9957
402027-Food Service - Convection Oven-Gas | 0 | 0 | 0 | 0 | 0 | 464.1 | 5569.2 | 0 | 0.74475 | 0 | 0.34383 | 0 | 0.9843 | 0 | 0.58338 | 2.4982 | 4.8217 | 1.3829 | 1.886
402032-Ventilation Control - Retrofit | 7.7034 | 1.9218 | 4.446 | 26243.1 | 393646.5 | 0 | 0 | 0.14848 | 0 | 0.083959 | 0 | 0.18731 | 0 | 0.12278 | 0 | 3.89 | 15.9177 | 1.7244 | 2.5929
402033-Ventilation Control- New | 1.7119 | 0.42706 | 0.988 | 5831.8 | 87477 | 0 | 0 | 0.17166 | 0 | 0.10714 | 0 | 0.18731 | 0 | 0.12278 | 0 | 7.0872 | 15.9177 | 2.1554 | 2.5929
402034-Water Heating - HE Storage Water Heater | 0.00013165 | 0.00014535 | 0.00032885 | 0.9672 | 14.508 | 17.8932 | 268.398 | 0.024986 | 0.21984 | -0.018572 | -0.1634 | 0.053033 | 0.46661 | 0.0094748 | 0.083364 | 1.2273 | 1.6476 | 0.879 | 1.0755
402037-Heating - Space Heating Boilers - Large | 0 | 0 | 0 | 0 | 0 | 43.4887 | 869.7749 | 0 | 1.0717 | 0 | 0.61872 | 0 | 1.3624 | 0 | 0.9095 | 4.2345 | 34.6129 | 1.7889 | 2.8431
402038-Water Heating -Commercial Boiler | 0 | 0 | 0 | 0 | 0 | 242.5951 | 4851.901 | 0 | 1.1786 | 0 | 0.76613 | 0 | 1.1947 | 0 | 0.78216 | 12.8896 | 15.3772 | 2.4974 | 2.5782
402039-Water Heating -Instantaneous - Gas <=200MBtuh | 0.00017819 | 0.00019673 | 0.0004903 | 1.3091 | 26.182 | 25.935 | 518.7 | 0.1092 | 0.98452 | 0.063442 | 0.572 | 0.12711 | 1.1461 | 0.081359 | 0.73355 | 4.3572 | 9.7013 | 1.8105 | 2.3479
402046-Tank Insulation - High Temperature Applic. (LF) 2 in | 0 | 0 | 0 | 0 | 0 | 1926.5935 | 21192.5286 | 0 | 1.0499 | 0 | 0.69402 | 0 | 1.0741 | 0 | 0.7182 | 20.9862 | 38.8823 | 2.6991 | 2.8689
402051-Steam Trap Replacement, Commercial operating system <12 hrs/day, Dry Cleaners excluded | 0 | 0 | 0 | 0 | 0 | 337.0894 | 2022.5365 | 0 | 0.55151 | 0 | 0.22854 | 0 | 0.76593 | 0 | 0.44296 | 2.2286 | 4.2667 | 1.2961 | 1.7946
402057-A/C - Reflective Window Film Coastal | 0.50795 | 0.12672 | 1.0354 | 1730.43 | 17304.3 | -87.399 | -873.99 | 0.012849 | 1.1968 | -0.048433 | 1.1968 | 0.13302 | 1.1968 | 0.071736 | 1.1968 | 0.73105 | 2.2776 | 0.54302 | 1.0956
402058-A/C - Reflective Window Film Inland | 0.47127 | 0.11757 | 0.96067 | 1605.4545 | 16054.545 | -81.0869 | -810.8685 | 0.012849 | 1.1968 | -0.048433 | 1.1968 | 0.13302 | 1.1968 | 0.071736 | 1.1968 | 0.73105 | 2.2776 | 0.54302 | 1.0956
402060-Motors - VFD - HVAC Fans (per Hp) | 5.6763 | 1.4161 | 3.3475 | 19337.5 | 290062.5 | -34.775 | -521.625 | 0.17421 | 1.3079 | 0.10968 | 1.3079 | 0.18904 | 1.3079 | 0.12452 | 1.3079 | 7.699 | 18.256 | 2.1902 | 2.6215
402065-Network Power Management Software | 34.0263 | 37.5665 | 26.6257 | 249975.7352 | 1249878.6758 | 0 | 0 | 0.075106 | 0 | 0.037165 | 0 | 0.090325 | 0 | 0.052384 | 0 | 2.7707 | 4.3212 | 1.4625 | 1.8042
402067-Refrigerator - Early Replacement | 0.047962 | 0.037117 | 0.0741 | 416 | 2080 | -8.515 | -42.575 | -0.17188 | 1.0911 | -0.20745 | 1.0911 | -0.041445 | 1.0911 | -0.077015 | 1.0911 | 0.31144 | 0.57937 | 0.27657 | 0.46928
402135-Food Service - Steamer-Electric | 2.6681 | 2.9457 | 4.485 | 19601.4 | 235216.8 | 0 | 0 | 0.11867 | 0 | 0.076649 | 0 | 0.12255 | 0 | 0.080526 | 0 | 11.3198 | 17.0774 | 2.432 | 2.6219
402140-Lighting - 8 Ft T-8 with Elec. Ballast | 0.22358 | 0.18593 | 0.35121 | 1415.3256 | 21229.8835 | -4.4512 | -66.7684 | 0.13827 | 1.3079 | 0.086527 | 1.3079 | 0.15297 | 1.3079 | 0.10122 | 1.3079 | 7.0949 | 21.3438 | 2.1173 | 2.6441
402144-Lighting - Remove 8 Ft T-8 (De-Lamp) | 0.49824 | 0.42977 | 0.84791 | 3416.9532 | 51254.2975 | -10.7464 | -161.1957 | 0.14247 | 1.3079 | 0.092935 | 1.3079 | 0.14656 | 1.3079 | 0.097019 | 1.3079 | 13.6095 | 21.6799 | 2.4678 | 2.6465
402145-Lighting - Screw in 14-26 Watt Reflector Lamp | 1.0395 | 0.89669 | 1.554 | 7129.2672 | 23526.5818 | -21.165 | -69.8445 | 0.081886 | 1.0552 | 0.039866 | 1.0552 | 0.1123 | 1.0552 | 0.070278 | 1.0552 | 2.6315 | 7.1129 | 1.4068 | 2.1214
402150-Refrigeration - Food Service -Auto Closer for Main Cooler Doors | 0.078076 | 0.060422 | 0.1443 | 677.196 | 5417.568 | 0 | 0 | 0.085067 | 0 | 0.047655 | 0 | 0.098364 | 0 | 0.060953 | 0 | 3.7605 | 6.6152 | 1.6985 | 2.1097
402152-Refrigeration - New Refrigeration Case w/Doors-Low Temperature Case | 0.23067 | 0.17851 | 0.7564 | 2000.7 | 24008.4 | 380.835 | 4570.0202 | -0.10053 | -1.0207 | -0.14001 | -1.4216 | 0.026053 | 0.26453 | -0.013434 | -0.1364 | 0.54888 | 1.2707 | 0.46626 | 0.90104
402153-Refrigeration - New Refrigeration Case w/Doors-Medium Temperature Case | 0.017086 | 0.013223 | 0.05603 | 148.2 | 1778.4 | 28.21 | 338.52 | -0.078524 | -0.79728 | -0.11801 | -1.1982 | 0.081058 | 0.823 | 0.041571 | 0.42208 | 0.60901 | 2.9649 | 0.50895 | 1.5149
402156-Refrigeration - Night Covers for Display Cases Med Temp | 0.022302 | 0.017259 | -0.052104 | 193.44 | 967.2 | 19.032 | 95.16 | -0.30537 | -3.024 | -0.34094 | -3.3762 | 0.05973 | 0.59148 | 0.02416 | 0.23924 | 0.26514 | 2.184 | 0.24423 | 1.2809
402168-Food Service - Solid-Door Reach In Freezer 15-29' | 0.089992 | 0.069643 | 0.07995 | 780.5525 | 9366.63 | 0 | 0 | 0.053897 | 0 | 0.01441 | 0 | 0.09934 | 0 | 0.059853 | 0 | 1.7878 | 5.3247 | 1.1335 | 1.9583
402169-Food Service - Solid-Door Reach In Freezer 30-49' | 0.15564 | 0.12045 | 0.13845 | 1349.9525 | 16199.43 | 0 | 0 | 0.074851 | 0 | 0.035364 | 0 | 0.095747 | 0 | 0.05626 | 0 | 2.5771 | 4.6045 | 1.4067 | 1.8518
402170-Food Service - Solid-Door Reach In Refrigerator <15' | 0.033371 | 0.025825 | 0.0299 | 289.445 | 3473.34 | 0 | 0 | 0.079156 | 0 | 0.039669 | 0 | 0.10166 | 0 | 0.062175 | 0 | 2.8342 | 5.9235 | 1.48 | 2.0339
402172-Food Service - Solid-Door Reach In Refrigerator 15-29' | 0.048689 | 0.037679 | 0.04355 | 422.305 | 5067.66 | 0 | 0 | -0.087453 | 0 | -0.12694 | 0 | 0.10108 | 0 | 0.061595 | 0 | 0.58309 | 5.7617 | 0.49071 | 2.0145
402175-Lighting - Exterior Compact Fluorescent Fixture <=70 watts | 0.12224 | 0.10166 | 0.17193 | 773.8049 | 11607.0741 | -2.2901 | -34.3512 | 0.044704 | 1.3079 | -0.0070426 | 1.3079 | 0.14812 | 1.3079 | 0.096372 | 1.3079 | 1.3533 | 12.8562 | 0.93478 | 2.4473
402176-Lighting - Exterior Induction Fixture <=100 watts | 8.3986 | 6.9846 | 0 | 53166.75 | 797501.25 | 0 | 0 | 0.089446 | 0 | 0.037699 | 0 | 0.1472 | 0 | 0.095455 | 0 | 2.2627 | 12.2507 | 1.3075 | 2.4724
402177-Lighting - Exterior Induction Fixture <=120 watts | 0.11788 | 0.09803 | 0 | 746.2 | 11193 | 0 | 0 | 0.016457 | 0 | -0.03529 | 0 | 0.13786 | 0 | 0.086109 | 0 | 1.1144 | 7.1462 | 0.81956 | 2.1609
402178-Lighting - Exterior Induction Fixture <=180 watts | 2.7037 | 2.2485 | 0 | 17115.2345 | 256728.5175 | 0 | 0 | -0.052562 | 0 | -0.10431 | 0 | 0.13697 | 0 | 0.085222 | 0 | 0.75306 | 6.8743 | 0.60578 | 2.1353
402179-Lighting - Exterior Induction Fixture <=250 watts | 0.52539 | 0.43693 | 0 | 3325.92 | 49888.8 | 0 | 0 | 0.083575 | 0 | 0.031829 | 0 | 0.1433 | 0 | 0.091555 | 0 | 2.0895 | 9.4376 | 1.2478 | 2.3321
402180-Lighting - Exterior Induction Fixture <=70 watts | 0.21512 | 0.1789 | 0 | 1361.815 | 20427.225 | 0 | 0 | 0.060544 | 0 | 0.008797 | 0 | 0.14684 | 0 | 0.095097 | 0 | 1.607 | 11.924 | 1.0581 | 2.4588
402181-Lighting - Exterior Pulse Start/Ceramic Metal Halide Fixtures <=100 watts | 0.044203 | 0.036761 | 0 | 279.825 | 4197.375 | 0 | 0 | 0.093184 | 0 | 0.041437 | 0 | 0.15655 | 0 | 0.1048 | 0 | 2.3887 | 42.8773 | 1.3487 | 2.8888
402183-Lighting - Exterior Pulse Start/Ceramic Metal Halide Fixtures <=175 watts | 0.049608 | 0.041256 | 0 | 314.041 | 4710.615 | 0 | 0 | -0.047232 | 0 | -0.098979 | 0 | 0.15029 | 0 | 0.098546 | 0 | 0.7724 | 16.0401 | 0.61823 | 2.5962
402184-Lighting - Exterior Pulse Start/Ceramic Metal Halide Fixtures <=250 watts | 0.35026 | 0.29129 | 0 | 2217.28 | 33259.2 | 0 | 0 | 0.089237 | 0 | 0.03749 | 0 | 0.15746 | 0 | 0.10571 | 0 | 2.256 | 56.6253 | 1.3053 | 2.9368
402185-Lighting - Exterior Pulse Start/Ceramic Metal Halide Fixtures <=70 watts | 0.12293 | 0.10223 | 0 | 778.18 | 11672.7 | 0 | 0 | 0.064845 | 0 | 0.013099 | 0 | 0.1576 | 0 | 0.10585 | 0 | 1.6794 | 59.6199 | 1.089 | 2.9445
402186-Lighting - Exterior Pulse Start/Ceramic Metal Halide Fixtures <=750 watts | 0.26269 | 0.21847 | 0 | 1662.96 | 24944.4 | 0 | 0 | 0.088859 | 0 | 0.037112 | 0 | 0.15651 | 0 | 0.10476 | 0 | 2.2441 | 42.469 | 1.3013 | 2.8869
402187-Lighting - Interior Compact Fluorescent Fixture <=128 watts | 0.027164 | 0.02259 | 0.038207 | 171.9567 | 2579.3498 | -0.50891 | -7.6336 | 0.084245 | 1.3079 | 0.032498 | 1.3079 | 0.14812 | 1.3079 | 0.096372 | 1.3079 | 2.057 | 12.8562 | 1.224 | 2.4473
402191-Lighting - Interior Compact Fluorescent Fixture <=70 watts | 0.31238 | 0.25979 | 0.43938 | 1977.5015 | 29662.5227 | -5.8524 | -87.7863 | -0.016534 | 1.3079 | -0.068281 | 1.3079 | 0.14204 | 1.3079 | 0.090289 | 1.3079 | 0.8846 | 8.5708 | 0.68433 | 2.2346
402197-Lighting - Interior Linear Fluorescent Fixture <=128 watts replacing 101-175 Watts | 1.625 | 1.3514 | 2.5527 | 10287.1499 | 154307.2485 | -32.3533 | -485.2992 | 0.046096 | 1.3079 | -0.0056513 | 1.3079 | 0.14275 | 1.3079 | 0.090998 | 1.3079 | 1.3677 | 8.9034 | 0.94115 | 2.254
402198-Lighting - Interior Linear Fluorescent Fixture <=192 watts replacing 176-399 Watts | 1.1976 | 0.99594 | 1.8812 | 7581.0801 | 113716.2014 | -23.8426 | -357.6396 | 0.092978 | 1.3079 | 0.041231 | 1.3079 | 0.14538 | 1.3079 | 0.093637 | 1.3079 | 2.3203 | 10.4799 | 1.3118 | 2.3432
402199-Lighting - Interior Linear Fluorescent Fixture <=244 watts replacing 400 Watts (Tier 1) | 3.8755 | 3.223 | 6.0364 | 24533.34 | 368000.1 | -77.532 | -1162.98 | 0.07282 | 1.3079 | 0.021073 | 1.3079 | 0.13758 | 1.3079 | 0.085834 | 1.3079 | 1.7853 | 6.8775 | 1.1217 | 2.0974
402200-Lighting - Interior Linear Fluorescent Fixture <=600 watts replacing >=400 Watts (Tier 1) | 0.087482 | 0.072754 | 0.1365 | 553.8 | 8307 | -1.7628 | -26.442 | 0.048305 | 1.3079 | -0.0034415 | 1.3079 | 0.12251 | 1.3079 | 0.070762 | 1.3079 | 1.3942 | 4.1327 | 0.95355 | 1.7439
402201-Lighting - Interior Linear Fluorescent Fixture <=64 watts replacing <=100 Watts | 0.54297 | 0.45155 | 0.85294 | 3437.2192 | 51558.2885 | -10.8101 | -162.1518 | -0.01316 | 1.3079 | -0.064907 | 1.3079 | 0.14476 | 1.3079 | 0.093018 | 1.3079 | 0.90041 | 10.0621 | 0.6935 | 2.3217
402202-Lighting - Interior Linear Fluorescent Fixture 245-360 watts replacing 400 Watts (Tier 2) | 0.5063 | 0.42106 | 0.79533 | 3205.0759 | 48076.1383 | -10.08 | -151.2003 | 0.081256 | 1.3079 | 0.029509 | 1.3079 | 0.14413 | 1.3079 | 0.092383 | 1.3079 | 1.9761 | 9.6668 | 1.1942 | 2.3
402207-Lighting - Interior Pulse Start/Ceramic Metal Halide Fixtures <=70 watts | 0.012905 | 0.010732 | 0.020272 | 81.6927 | 1225.3901 | -0.25692 | -3.8539 | -0.29428 | 1.3079 | -0.34603 | 1.3079 | 0.14748 | 1.3079 | 0.095734 | 1.3079 | 0.34356 | 12.1965 | 0.30845 | 2.4193
402221-Lighting - T8 to 4ft 25 Watt Lamp | 9.3258 | 8.0443 | 15.8709 | 63957.4663 | 959361.9947 | -201.1474 | -3017.2113 | 0.1374 | 1.3079 | 0.087866 | 1.3079 | 0.14078 | 1.3079 | 0.091243 | 1.3079 | 9.3094 | 11.7919 | 2.2771 | 2.4007
402222-Lighting - T8 to 4ft 28 Watt Lamp | 3.6313 | 3.1323 | 6.1799 | 24904.0115 | 373560.1723 | -78.3236 | -1174.8537 | 0.11996 | 1.3079 | 0.070418 | 1.3079 | 0.13375 | 1.3079 | 0.084208 | 1.3079 | 4.4591 | 7.5805 | 1.7986 | 2.1568
402244-Pipe Insulation - Hot Water Applic. >=1 in. | 0 | 0 | 0 | 0 | 0 | 275.7618 | 3033.3799 | 0 | 0.97558 | 0 | 0.61965 | 0 | 1.0419 | 0 | 0.68602 | 8.6878 | 18.214 | 2.2834 | 2.6473
402246-Pipe Insulation - Low Pressure (<=15 psi) Steam Applic. >=1 in. | 0 | 0 | 0 | 0 | 0 | 1330.3701 | 14634.0715 | 0 | 1.0213 | 0 | 0.66535 | 0 | 1.0494 | 0 | 0.69351 | 13.5771 | 20.7866 | 2.5221 | 2.6958
402255-Refrigeration - Anti-Sweat Heater Controls | 0.20234 | 0.15659 | 0.026832 | 1755 | 21060 | 0 | 0 | 0.10045 | 0 | 0.060961 | 0 | 0.10528 | 0 | 0.065796 | 0 | 5.5944 | 7.1832 | 1.9937 | 2.1642
402256-Refrigeration - Food Service -Evaporator Fan Controller for Walk-In Coolers | 0.17774 | 0.13755 | 0.21185 | 1541.6427 | 24666.2832 | 0 | 0 | 0.096838 | 0 | 0.055414 | 0 | 0.11849 | 0 | 0.077062 | 0 | 4.0769 | 13.0611 | 1.7602 | 2.5037
402257-Lighting - Exterior LED Fixtures <=130 watts | 0.47042 | 0.39122 | 0 | 2977.975 | 47647.6 | 0 | 0 | -0.57556 | 0 | -0.62785 | 0 | 0.1023 | 0 | 0.05001 | 0 | 0.21961 | 2.7144 | 0.20507 | 1.4467
402258-Lighting - Exterior LED Fixtures <=110 watts | 1.1369 | 0.9455 | 0 | 7197.12 | 115153.92 | 0 | 0 | -0.48608 | 0 | -0.53837 | 0 | 0.1081 | 0 | 0.055811 | 0 | 0.24994 | 3.0067 | 0.23127 | 1.5257
402259-Lighting - Exterior LED Fixtures <=192watts | 4.4991 | 3.7416 | 0 | 28481.103 | 455697.648 | 0 | 0 | -0.54556 | 0 | -0.59785 | 0 | 0.10392 | 0 | 0.051631 | 0 | 0.22893 | 2.7902 | 0.21317 | 1.4679
402260-Lighting - Exterior LED Fixtures <=350 watts | 0.088821 | 0.073867 | 0 | 562.275 | 8996.4 | 0 | 0 | -0.82748 | 0 | -0.87977 | 0 | 0.094635 | 0 | 0.042343 | 0 | 0.1637 | 2.4054 | 0.15548 | 1.354
402261-Lighting - Exterior LED Fixtures <=80 watts | 1.2613 | 1.0489 | 0 | 7984.305 | 127748.88 | 0 | 0 | -0.50898 | 0 | -0.56127 | 0 | 0.11708 | 0 | 0.064789 | 0 | 0.24141 | 3.6081 | 0.22395 | 1.6667
402262-Lighting - Interior LED Fixtures <=110 watts | 0.84885 | 0.70594 | 1.3334 | 5373.5625 | 85977.0003 | -16.9 | -270.3993 | -0.14605 | 1.3288 | -0.19834 | 1.3288 | 0.13642 | 1.3288 | 0.084127 | 1.3288 | 0.51227 | 6.175 | 0.43793 | 2.027
402266-Lighting - LED System <=15 watts Surface/Pendant/Recessed Down Lighting | 1.9158 | 1.5932 | 2.6946 | 12127.5228 | 194040.3643 | -35.8914 | -574.2631 | -0.054964 | 1.3288 | -0.10726 | 1.3288 | 0.13916 | 1.3288 | 0.086869 | 1.3288 | 0.72851 | 6.9281 | 0.58701 | 2.1043
402269-Lighting - Linear LED Systems (T8 Basecase) | 0.0081896 | 0.0068108 | 0.012865 | 51.8434 | 829.4948 | -0.16305 | -2.6088 | -2.1517 | 1.3288 | -2.204 | 1.3288 | -0.60924 | 1.3288 | -0.66153 | 1.3288 | 0.068201 | 0.2046 | 0.066694 | 0.19161
402270-Lighting - Premium Tier 5' Case Door | 0.75749 | 0.62995 | 0.7344 | 4795.2 | 38361.6 | 0 | 0 | 0.021431 | 0 | -0.026098 | 0 | 0.11292 | 0 | 0.065389 | 0 | 1.1704 | 4.2917 | 0.84942 | 1.799
402271-Lighting - Premium Tier 6' Case Door | 3.3633 | 2.7971 | 3.2472 | 21291.3 | 170330.4 | 0 | 0 | 0.060691 | 0 | 0.013161 | 0 | 0.11677 | 0 | 0.069235 | 0 | 1.7014 | 4.8336 | 1.0982 | 1.8878
402273-Lighting - Standard Tier 5' Case Door | 0.069924 | 0.058152 | 0.06825 | 442.65 | 3541.2 | 0 | 0 | -0.031636 | 0 | -0.079166 | 0 | 0.098984 | 0 | 0.051455 | 0 | 0.82312 | 3.052 | 0.65031 | 1.5373
402402-Heating - Greenhouse Heat Curtain | 0.016837 | 0.0042003 | 0 | 57.3571 | 286.7857 | 134.7547 | 673.7737 | 0.051931 | 0.31909 | -0.0053946 | -0.033147 | 0.10736 | 0.65967 | 0.050033 | 0.30743 | 1.4133 | 2.5292 | 0.97051 | 1.3923
402403-Heating - Infrared Film for Greenhouse | 0.028499 | 0.0071096 | 0 | 97.0862 | 485.4308 | 1428.5534 | 7142.7668 | 0.14067 | 0.86432 | 0.083341 | 0.51209 | 0.14242 | 0.87512 | 0.085098 | 0.52288 | 4.8122 | 5.0528 | 1.8845 | 1.9203
402411-Lighting - Remove 4 Ft T-8 (De-Lamp 32W) | 3.4743 | 2.9969 | 5.9126 | 23827.0297 | 357405.4461 | -74.9365 | -1124.0468 | 0.12516 | 1.3079 | 0.075621 | 1.3079 | 0.1473 | 1.3079 | 0.097761 | 1.3079 | 5.2793 | 24.2964 | 1.9188 | 2.6817
402422-LED MR16 Up to 6 watt Interior LED Integral Lamp | 0.48118 | 0.41506 | 0.73323 | 3299.9804 | 26399.8436 | -9.7663 | -78.1304 | 0.053663 | 1.1538 | 0.0082295 | 1.1538 | 0.10382 | 1.1538 | 0.058389 | 1.1538 | 1.5771 | 3.7206 | 1.0363 | 1.6677
402423-LED MR16 7 -10 watt Interior lamp | 2.6608 | 2.2952 | 3.9024 | 18248.0014 | 145984.0113 | -45.62 | -364.96 | 0.093281 | 1.1538 | 0.047848 | 1.1538 | 0.11256 | 1.1538 | 0.067125 | 1.1538 | 2.9052 | 4.8932 | 1.4841 | 1.8728
402424-LED Integral PAR-20 lamp Up to 10 watt Interior | 1.5513 | 1.3381 | 2.3639 | 10639.1311 | 71260.0877 | -31.4865 | -210.8945 | 0.074245 | 1.1267 | 0.02968 | 1.1267 | 0.10463 | 1.1267 | 0.060069 | 1.1267 | 2.1115 | 4.0323 | 1.2431 | 1.7276
402425-LED Integral PAR-30 lamp Up to 15 watt Interior | 2.5011 | 2.1574 | 3.8112 | 17152.6456 | 274442.3299 | -50.7633 | -812.213 | 0.080259 | 1.3288 | 0.03019 | 1.3288 | 0.13801 | 1.3288 | 0.087937 | 1.3288 | 2.02 | 8.8475 | 1.2102 | 2.2509
402426-LED Integral PAR30 lamp 16-21watt | 0.93063 | 0.80275 | 1.4181 | 6382.3798 | 102118.0762 | -18.8887 | -302.2188 | 0.13216 | 1.3288 | 0.08209 | 1.3288 | 0.14014 | 1.3288 | 0.090072 | 1.3288 | 6.5918 | 10.1114 | 2.0706 | 2.3248
402427-LED Integral PAR38 lamp Up to 16 watt | 0.65662 | 0.56639 | 1.0006 | 4503.1784 | 72050.8551 | -13.3272 | -213.2348 | 0.099342 | 1.3288 | 0.049273 | 1.3288 | 0.13828 | 1.3288 | 0.088206 | 1.3288 | 2.7114 | 8.9892 | 1.4285 | 2.26
402428-LED Integral PAR38 lamp 17-22 watt | 18.9232 | 16.3229 | 28.8354 | 129777.314 | 2076437.0247 | -384.0764 | -6145.2227 | 0.13034 | 1.3288 | 0.080273 | 1.3288 | 0.14124 | 1.3288 | 0.091173 | 1.3288 | 6.1079 | 10.9154 | 2.0204 | 2.3649
402429-LED Integral PAR38 lamp 23-25 watt | 0.31643 | 0.27295 | 0.48218 | 2170.1031 | 34721.6502 | -6.4224 | -102.7588 | 0.13231 | 1.3288 | 0.082239 | 1.3288 | 0.14486 | 1.3288 | 0.094786 | 1.3288 | 6.6347 | 14.7679 | 2.0749 | 2.5066
461831-LED Integral Candelabra lamp Up to 4 watt | 3.2983 | 2.8451 | 5.026 | 22620.2872 | 361924.5954 | -66.9448 | -1071.1171 | 0.13193 | 1.3288 | 0.081858 | 1.3288 | 0.14641 | 1.3288 | 0.09634 | 1.3288 | 6.5256 | 17.4116 | 2.0641 | 2.5729
461832-LED Integral A-lamp Up to 7 watt Interior | 0.15005 | 0.12943 | 0.22865 | 1029.0537 | 16464.8597 | -3.0455 | -48.7278 | 0.088707 | 1.3288 | 0.038637 | 1.3288 | 0.134 | 1.3288 | 0.083927 | 1.3288 | 2.277 | 7.1657 | 1.298 | 2.1241
461833-LED Integral A-lamp 8-10 watt Interior | 2.0658 | 1.7819 | 3.1479 | 14167.4374 | 226678.9987 | -41.9286 | -670.8573 | 0.12234 | 1.3288 | 0.072266 | 1.3288 | 0.14454 | 1.3288 | 0.094474 | 1.3288 | 4.6147 | 14.3315 | 1.825 | 2.4937
461834-LED Integral A-lamp Up to 11 watt Interior | 1.2667 | 1.0926 | 1.9302 | 8687.128 | 138994.0482 | -25.7096 | -411.3534 | 0.12962 | 1.3288 | 0.079547 | 1.3288 | 0.13208 | 1.3288 | 0.082009 | 1.3288 | 5.9337 | 6.5686 | 2.0009 | 2.0683
461835-LED Integral A-lamp 12-17 watt Interior | 10.6989 | 9.2287 | 16.303 | 73373.9242 | 1173982.7873 | -217.1504 | -3474.4062 | 0.12553 | 1.3288 | 0.075455 | 1.3288 | 0.134 | 1.3288 | 0.083927 | 1.3288 | 5.1125 | 7.1657 | 1.8981 | 2.1241
461836-LED Integral A-lamp 18-30 watt Interior | 1.3504 | 1.1649 | 2.0578 | 9261.4836 | 148183.7373 | -27.4094 | -438.5503 | 0.12473 | 1.3288 | 0.074662 | 1.3288 | 0.14103 | 1.3288 | 0.090958 | 1.3288 | 4.979 | 10.7486 | 1.8794 | 2.357
0 | 0 | 0 | 0 | 0 | 0 | 0 | 0 | 0 | 0 | 0 | 0 | 0 | 0 | 0 | 0 | 0 | 0 | 0 | 0
0 | 0 | 0 | 0 | 0 | 0 | 0 | 0 | 0 | 0 | 0 | 0 | 0 | 0 | 0 | 0 | 0 | 0 | 0 | 0
0 | 0 | 0 | 0 | 0 | 0 | 0 | 0 | 0 | 0 | 0 | 0 | 0 | 0 | 0 | 0 | 0 | 0 | 0 | 0
0 | 0 | 0 | 0 | 0 | 0 | 0 | 0 | 0 | 0 | 0 | 0 | 0 | 0 | 0 | 0 | 0 | 0 | 0 | 0
0 | 0 | 0 | 0 | 0 | 0 | 0 | 0 | 0 | 0 | 0 | 0 | 0 | 0 | 0 | 0 | 0 | 0 | 0 | 0
0 | 0 | 0 | 0 | 0 | 0 | 0 | 0 | 0 | 0 | 0 | 0 | 0 | 0 | 0 | 0 | 0 | 0 | 0 | 0
0 | 0 | 0 | 0 | 0 | 0 | 0 | 0 | 0 | 0 | 0 | 0 | 0 | 0 | 0 | 0 | 0 | 0 | 0 | 0
0 | 0 | 0 | 0 | 0 | 0 | 0 | 0 | 0 | 0 | 0 | 0 | 0 | 0 | 0 | 0 | 0 | 0 | 0 | 0
0 | 0 | 0 | 0 | 0 | 0 | 0 | 0 | 0 | 0 | 0 | 0 | 0 | 0 | 0 | 0 | 0 | 0 | 0 | 0
0 | 0 | 0 | 0 | 0 | 0 | 0 | 0 | 0 | 0 | 0 | 0 | 0 | 0 | 0 | 0 | 0 | 0 | 0 | 0
0 | 0 | 0 | 0 | 0 | 0 | 0 | 0 | 0 | 0 | 0 | 0 | 0 | 0 | 0 | 0 | 0 | 0 | 0 | 0
0 | 0 | 0 | 0 | 0 | 0 | 0 | 0 | 0 | 0 | 0 | 0 | 0 | 0 | 0 | 0 | 0 | 0 | 0 | 0
0 | 0 | 0 | 0 | 0 | 0 | 0 | 0 | 0 | 0 | 0 | 0 | 0 | 0 | 0 | 0 | 0 | 0 | 0 | 0
0 | 0 | 0 | 0 | 0 | 0 | 0 | 0 | 0 | 0 | 0 | 0 | 0 | 0 | 0 | 0 | 0 | 0 | 0 | 0
0 | 0 | 0 | 0 | 0 | 0 | 0 | 0 | 0 | 0 | 0 | 0 | 0 | 0 | 0 | 0 | 0 | 0 | 0 | 0
0 | 0 | 0 | 0 | 0 | 0 | 0 | 0 | 0 | 0 | 0 | 0 | 0 | 0 | 0 | 0 | 0 | 0 | 0 | 0
0 | 0 | 0 | 0 | 0 | 0 | 0 | 0 | 0 | 0 | 0 | 0 | 0 | 0 | 0 | 0 | 0 | 0 | 0 | 0
0 | 0 | 0 | 0 | 0 | 0 | 0 | 0 | 0 | 0 | 0 | 0 | 0 | 0 | 0 | 0 | 0 | 0 | 0 | 0
0 | 0 | 0 | 0 | 0 | 0 | 0 | 0 | 0 | 0 | 0 | 0 | 0 | 0 | 0 | 0 | 0 | 0 | 0 | 0
0 | 0 | 0 | 0 | 0 | 0 | 0 | 0 | 0 | 0 | 0 | 0 | 0 | 0 | 0 | 0 | 0 | 0 | 0 | 0
0 | 0 | 0 | 0 | 0 | 0 | 0 | 0 | 0 | 0 | 0 | 0 | 0 | 0 | 0 | 0 | 0 | 0 | 0 | 0
0 | 0 | 0 | 0 | 0 | 0 | 0 | 0 | 0 | 0 | 0 | 0 | 0 | 0 | 0 | 0 | 0 | 0 | 0 | 0
0 | 0 | 0 | 0 | 0 | 0 | 0 | 0 | 0 | 0 | 0 | 0 | 0 | 0 | 0 | 0 | 0 | 0 | 0 | 0
0 | 0 | 0 | 0 | 0 | 0 | 0 | 0 | 0 | 0 | 0 | 0 | 0 | 0 | 0 | 0 | 0 | 0 | 0 | 0
0 | 0 | 0 | 0 | 0 | 0 | 0 | 0 | 0 | 0 | 0 | 0 | 0 | 0 | 0 | 0 | 0 | 0 | 0 | 0
0 | 0 | 0 | 0 | 0 | 0 | 0 | 0 | 0 | 0 | 0 | 0 | 0 | 0 | 0 | 0 | 0 | 0 | 0 | 0
0 | 0 | 0 | 0 | 0 | 0 | 0 | 0 | 0 | 0 | 0 | 0 | 0 | 0 | 0 | 0 | 0 | 0 | 0 | 0
0 | 0 | 0 | 0 | 0 | 0 | 0 | 0 | 0 | 0 | 0 | 0 | 0 | 0 | 0 | 0 | 0 | 0 | 0 | 0
0 | 0 | 0 | 0 | 0 | 0 | 0 | 0 | 0 | 0 | 0 | 0 | 0 | 0 | 0 | 0 | 0 | 0 | 0 | 0
0 | 0 | 0 | 0 | 0 | 0 | 0 | 0 | 0 | 0 | 0 | 0 | 0 | 0 | 0 | 0 | 0 | 0 | 0 | 0
0 | 0 | 0 | 0 | 0 | 0 | 0 | 0 | 0 | 0 | 0 | 0 | 0 | 0 | 0 | 0 | 0 | 0 | 0 | 0
0 | 0 | 0 | 0 | 0 | 0 | 0 | 0 | 0 | 0 | 0 | 0 | 0 | 0 | 0 | 0 | 0 | 0 | 0 | 0
0 | 0 | 0 | 0 | 0 | 0 | 0 | 0 | 0 | 0 | 0 | 0 | 0 | 0 | 0 | 0 | 0 | 0 | 0 | 0
0 | 0 | 0 | 0 | 0 | 0 | 0 | 0 | 0 | 0 | 0 | 0 | 0 | 0 | 0 | 0 | 0 | 0 | 0 | 0
0 | 0 | 0 | 0 | 0 | 0 | 0 | 0 | 0 | 0 | 0 | 0 | 0 | 0 | 0 | 0 | 0 | 0 | 0 | 0
0 | 0 | 0 | 0 | 0 | 0 | 0 | 0 | 0 | 0 | 0 | 0 | 0 | 0 | 0 | 0 | 0 | 0 | 0 | 0
0 | 0 | 0 | 0 | 0 | 0 | 0 | 0 | 0 | 0 | 0 | 0 | 0 | 0 | 0 | 0 | 0 | 0 | 0 | 0
0 | 0 | 0 | 0 | 0 | 0 | 0 | 0 | 0 | 0 | 0 | 0 | 0 | 0 | 0 | 0 | 0 | 0 | 0 | 0
0 | 0 | 0 | 0 | 0 | 0 | 0 | 0 | 0 | 0 | 0 | 0 | 0 | 0 | 0 | 0 | 0 | 0 | 0 | 0
0 | 0 | 0 | 0 | 0 | 0 | 0 | 0 | 0 | 0 | 0 | 0 | 0 | 0 | 0 | 0 | 0 | 0 | 0 | 0
0 | 0 | 0 | 0 | 0 | 0 | 0 | 0 | 0 | 0 | 0 | 0 | 0 | 0 | 0 | 0 | 0 | 0 | 0 | 0
0 | 0 | 0 | 0 | 0 | 0 | 0 | 0 | 0 | 0 | 0 | 0 | 0 | 0 | 0 | 0 | 0 | 0 | 0 | 0
0 | 0 | 0 | 0 | 0 | 0 | 0 | 0 | 0 | 0 | 0 | 0 | 0 | 0 | 0 | 0 | 0 | 0 | 0 | 0
0 | 0 | 0 | 0 | 0 | 0 | 0 | 0 | 0 | 0 | 0 | 0 | 0 | 0 | 0 | 0 | 0 | 0 | 0 | 0
0 | 0 | 0 | 0 | 0 | 0 | 0 | 0 | 0 | 0 | 0 | 0 | 0 | 0 | 0 | 0 | 0 | 0 | 0 | 0
0 | 0 | 0 | 0 | 0 | 0 | 0 | 0 | 0 | 0 | 0 | 0 | 0 | 0 | 0 | 0 | 0 | 0 | 0 | 0
0 | 0 | 0 | 0 | 0 | 0 | 0 | 0 | 0 | 0 | 0 | 0 | 0 | 0 | 0 | 0 | 0 | 0 | 0 | 0
0 | 0 | 0 | 0 | 0 | 0 | 0 | 0 | 0 | 0 | 0 | 0 | 0 | 0 | 0 | 0 | 0 | 0 | 0 | 0
0 | 0 | 0 | 0 | 0 | 0 | 0 | 0 | 0 | 0 | 0 | 0 | 0 | 0 | 0 | 0 | 0 | 0 | 0 | 0
0 | 0 | 0 | 0 | 0 | 0 | 0 | 0 | 0 | 0 | 0 | 0 | 0 | 0 | 0 | 0 | 0 | 0 | 0 | 0
0 | 0 | 0 | 0 | 0 | 0 | 0 | 0 | 0 | 0 | 0 | 0 | 0 | 0 | 0 | 0 | 0 | 0 | 0 | 0
0 | 0 | 0 | 0 | 0 | 0 | 0 | 0 | 0 | 0 | 0 | 0 | 0 | 0 | 0 | 0 | 0 | 0 | 0 | 0
0 | 0 | 0 | 0 | 0 | 0 | 0 | 0 | 0 | 0 | 0 | 0 | 0 | 0 | 0 | 0 | 0 | 0 | 0 | 0
0 | 0 | 0 | 0 | 0 | 0 | 0 | 0 | 0 | 0 | 0 | 0 | 0 | 0 | 0 | 0 | 0 | 0 | 0 | 0
0 | 0 | 0 | 0 | 0 | 0 | 0 | 0 | 0 | 0 | 0 | 0 | 0 | 0 | 0 | 0 | 0 | 0 | 0 | 0
0 | 0 | 0 | 0 | 0 | 0 | 0 | 0 | 0 | 0 | 0 | 0 | 0 | 0 | 0 | 0 | 0 | 0 | 0 | 0
0 | 0 | 0 | 0 | 0 | 0 | 0 | 0 | 0 | 0 | 0 | 0 | 0 | 0 | 0 | 0 | 0 | 0 | 0 | 0
0 | 0 | 0 | 0 | 0 | 0 | 0 | 0 | 0 | 0 | 0 | 0 | 0 | 0 | 0 | 0 | 0 | 0 | 0 | 0
0 | 0 | 0 | 0 | 0 | 0 | 0 | 0 | 0 | 0 | 0 | 0 | 0 | 0 | 0 | 0 | 0 | 0 | 0 | 0
0 | 0 | 0 | 0 | 0 | 0 | 0 | 0 | 0 | 0 | 0 | 0 | 0 | 0 | 0 | 0 | 0 | 0 | 0 | 0
0 | 0 | 0 | 0 | 0 | 0 | 0 | 0 | 0 | 0 | 0 | 0 | 0 | 0 | 0 | 0 | 0 | 0 | 0 | 0
0 | 0 | 0 | 0 | 0 | 0 | 0 | 0 | 0 | 0 | 0 | 0 | 0 | 0 | 0 | 0 | 0 | 0 | 0 | 0
0 | 0 | 0 | 0 | 0 | 0 | 0 | 0 | 0 | 0 | 0 | 0 | 0 | 0 | 0 | 0 | 0 | 0 | 0 | 0
0 | 0 | 0 | 0 | 0 | 0 | 0 | 0 | 0 | 0 | 0 | 0 | 0 | 0 | 0 | 0 | 0 | 0 | 0 | 0
0 | 0 | 0 | 0 | 0 | 0 | 0 | 0 | 0 | 0 | 0 | 0 | 0 | 0 | 0 | 0 | 0 | 0 | 0 | 0
0 | 0 | 0 | 0 | 0 | 0 | 0 | 0 | 0 | 0 | 0 | 0 | 0 | 0 | 0 | 0 | 0 | 0 | 0 | 0
0 | 0 | 0 | 0 | 0 | 0 | 0 | 0 | 0 | 0 | 0 | 0 | 0 | 0 | 0 | 0 | 0 | 0 | 0 | 0
0 | 0 | 0 | 0 | 0 | 0 | 0 | 0 | 0 | 0 | 0 | 0 | 0 | 0 | 0 | 0 | 0 | 0 | 0 | 0
0 | 0 | 0 | 0 | 0 | 0 | 0 | 0 | 0 | 0 | 0 | 0 | 0 | 0 | 0 | 0 | 0 | 0 | 0 | 0
0 | 0 | 0 | 0 | 0 | 0 | 0 | 0 | 0 | 0 | 0 | 0 | 0 | 0 | 0 | 0 | 0 | 0 | 0 | 0
0 | 0 | 0 | 0 | 0 | 0 | 0 | 0 | 0 | 0 | 0 | 0 | 0 | 0 | 0 | 0 | 0 | 0 | 0 | 0
0 | 0 | 0 | 0 | 0 | 0 | 0 | 0 | 0 | 0 | 0 | 0 | 0 | 0 | 0 | 0 | 0 | 0 | 0 | 0
0 | 0 | 0 | 0 | 0 | 0 | 0 | 0 | 0 | 0 | 0 | 0 | 0 | 0 | 0 | 0 | 0 | 0 | 0 | 0
0 | 0 | 0 | 0 | 0 | 0 | 0 | 0 | 0 | 0 | 0 | 0 | 0 | 0 | 0 | 0 | 0 | 0 | 0 | 0
0 | 0 | 0 | 0 | 0 | 0 | 0 | 0 | 0 | 0 | 0 | 0 | 0 | 0 | 0 | 0 | 0 | 0 | 0 | 0
0 | 0 | 0 | 0 | 0 | 0 | 0 | 0 | 0 | 0 | 0 | 0 | 0 | 0 | 0 | 0 | 0 | 0 | 0 | 0
0 | 0 | 0 | 0 | 0 | 0 | 0 | 0 | 0 | 0 | 0 | 0 | 0 | 0 | 0 | 0 | 0 | 0 | 0 | 0
0 | 0 | 0 | 0 | 0 | 0 | 0 | 0 | 0 | 0 | 0 | 0 | 0 | 0 | 0 | 0 | 0 | 0 | 0 | 0
0 | 0 | 0 | 0 | 0 | 0 | 0 | 0 | 0 | 0 | 0 | 0 | 0 | 0 | 0 | 0 | 0 | 0 | 0 | 0
0 | 0 | 0 | 0 | 0 | 0 | 0 | 0 | 0 | 0 | 0 | 0 | 0 | 0 | 0 | 0 | 0 | 0 | 0 | 0
0 | 0 | 0 | 0 | 0 | 0 | 0 | 0 | 0 | 0 | 0 | 0 | 0 | 0 | 0 | 0 | 0 | 0 | 0 | 0
0 | 0 | 0 | 0 | 0 | 0 | 0 | 0 | 0 | 0 | 0 | 0 | 0 | 0 | 0 | 0 | 0 | 0 | 0 | 0
0 | 0 | 0 | 0 | 0 | 0 | 0 | 0 | 0 | 0 | 0 | 0 | 0 | 0 | 0 | 0 | 0 | 0 | 0 | 0
0 | 0 | 0 | 0 | 0 | 0 | 0 | 0 | 0 | 0 | 0 | 0 | 0 | 0 | 0 | 0 | 0 | 0 | 0 | 0
0 | 0 | 0 | 0 | 0 | 0 | 0 | 0 | 0 | 0 | 0 | 0 | 0 | 0 | 0 | 0 | 0 | 0 | 0 | 0
0 | 0 | 0 | 0 | 0 | 0 | 0 | 0 | 0 | 0 | 0 | 0 | 0 | 0 | 0 | 0 | 0 | 0 | 0 | 0
0 | 0 | 0 | 0 | 0 | 0 | 0 | 0 | 0 | 0 | 0 | 0 | 0 | 0 | 0 | 0 | 0 | 0 | 0 | 0
0 | 0 | 0 | 0 | 0 | 0 | 0 | 0 | 0 | 0 | 0 | 0 | 0 | 0 | 0 | 0 | 0 | 0 | 0 | 0
0 | 0 | 0 | 0 | 0 | 0 | 0 | 0 | 0 | 0 | 0 | 0 | 0 | 0 | 0 | 0 | 0 | 0 | 0 | 0
0 | 0 | 0 | 0 | 0 | 0 | 0 | 0 | 0 | 0 | 0 | 0 | 0 | 0 | 0 | 0 | 0 | 0 | 0 | 0
0 | 0 | 0 | 0 | 0 | 0 | 0 | 0 | 0 | 0 | 0 | 0 | 0 | 0 | 0 | 0 | 0 | 0 | 0 | 0
0 | 0 | 0 | 0 | 0 | 0 | 0 | 0 | 0 | 0 | 0 | 0 | 0 | 0 | 0 | 0 | 0 | 0 | 0 | 0
0 | 0 | 0 | 0 | 0 | 0 | 0 | 0 | 0 | 0 | 0 | 0 | 0 | 0 | 0 | 0 | 0 | 0 | 0 | 0
0 | 0 | 0 | 0 | 0 | 0 | 0 | 0 | 0 | 0 | 0 | 0 | 0 | 0 | 0 | 0 | 0 | 0 | 0 | 0
0 | 0 | 0 | 0 | 0 | 0 | 0 | 0 | 0 | 0 | 0 | 0 | 0 | 0 | 0 | 0 | 0 | 0 | 0 | 0
0 | 0 | 0 | 0 | 0 | 0 | 0 | 0 | 0 | 0 | 0 | 0 | 0 | 0 | 0 | 0 | 0 | 0 | 0 | 0
0 | 0 | 0 | 0 | 0 | 0 | 0 | 0 | 0 | 0 | 0 | 0 | 0 | 0 | 0 | 0 | 0 | 0 | 0 | 0
0 | 0 | 0 | 0 | 0 | 0 | 0 | 0 | 0 | 0 | 0 | 0 | 0 | 0 | 0 | 0 | 0 | 0 | 0 | 0
0 | 0 | 0 | 0 | 0 | 0 | 0 | 0 | 0 | 0 | 0 | 0 | 0 | 0 | 0 | 0 | 0 | 0 | 0 | 0
0 | 0 | 0 | 0 | 0 | 0 | 0 | 0 | 0 | 0 | 0 | 0 | 0 | 0 | 0 | 0 | 0 | 0 | 0 | 0
0 | 0 | 0 | 0 | 0 | 0 | 0 | 0 | 0 | 0 | 0 | 0 | 0 | 0 | 0 | 0 | 0 | 0 | 0 | 0
0 | 0 | 0 | 0 | 0 | 0 | 0 | 0 | 0 | 0 | 0 | 0 | 0 | 0 | 0 | 0 | 0 | 0 | 0 | 0
0 | 0 | 0 | 0 | 0 | 0 | 0 | 0 | 0 | 0 | 0 | 0 | 0 | 0 | 0 | 0 | 0 | 0 | 0 | 0
0 | 0 | 0 | 0 | 0 | 0 | 0 | 0 | 0 | 0 | 0 | 0 | 0 | 0 | 0 | 0 | 0 | 0 | 0 | 0
0 | 0 | 0 | 0 | 0 | 0 | 0 | 0 | 0 | 0 | 0 | 0 | 0 | 0 | 0 | 0 | 0 | 0 | 0 | 0
0 | 0 | 0 | 0 | 0 | 0 | 0 | 0 | 0 | 0 | 0 | 0 | 0 | 0 | 0 | 0 | 0 | 0 | 0 | 0
0 | 0 | 0 | 0 | 0 | 0 | 0 | 0 | 0 | 0 | 0 | 0 | 0 | 0 | 0 | 0 | 0 | 0 | 0 | 0
0 | 0 | 0 | 0 | 0 | 0 | 0 | 0 | 0 | 0 | 0 | 0 | 0 | 0 | 0 | 0 | 0 | 0 | 0 | 0
0 | 0 | 0 | 0 | 0 | 0 | 0 | 0 | 0 | 0 | 0 | 0 | 0 | 0 | 0 | 0 | 0 | 0 | 0 | 0
0 | 0 | 0 | 0 | 0 | 0 | 0 | 0 | 0 | 0 | 0 | 0 | 0 | 0 | 0 | 0 | 0 | 0 | 0 | 0
0 | 0 | 0 | 0 | 0 | 0 | 0 | 0 | 0 | 0 | 0 | 0 | 0 | 0 | 0 | 0 | 0 | 0 | 0 | 0
0 | 0 | 0 | 0 | 0 | 0 | 0 | 0 | 0 | 0 | 0 | 0 | 0 | 0 | 0 | 0 | 0 | 0 | 0 | 0
0 | 0 | 0 | 0 | 0 | 0 | 0 | 0 | 0 | 0 | 0 | 0 | 0 | 0 | 0 | 0 | 0 | 0 | 0 | 0
0 | 0 | 0 | 0 | 0 | 0 | 0 | 0 | 0 | 0 | 0 | 0 | 0 | 0 | 0 | 0 | 0 | 0 | 0 | 0
0 | 0 | 0 | 0 | 0 | 0 | 0 | 0 | 0 | 0 | 0 | 0 | 0 | 0 | 0 | 0 | 0 | 0 | 0 | 0
0 | 0 | 0 | 0 | 0 | 0 | 0 | 0 | 0 | 0 | 0 | 0 | 0 | 0 | 0 | 0 | 0 | 0 | 0 | 0
0 | 0 | 0 | 0 | 0 | 0 | 0 | 0 | 0 | 0 | 0 | 0 | 0 | 0 | 0 | 0 | 0 | 0 | 0 | 0
0 | 0 | 0 | 0 | 0 | 0 | 0 | 0 | 0 | 0 | 0 | 0 | 0 | 0 | 0 | 0 | 0 | 0 | 0 | 0
0 | 0 | 0 | 0 | 0 | 0 | 0 | 0 | 0 | 0 | 0 | 0 | 0 | 0 | 0 | 0 | 0 | 0 | 0 | 0
0 | 0 | 0 | 0 | 0 | 0 | 0 | 0 | 0 | 0 | 0 | 0 | 0 | 0 | 0 | 0 | 0 | 0 | 0 | 0
0 | 0 | 0 | 0 | 0 | 0 | 0 | 0 | 0 | 0 | 0 | 0 | 0 | 0 | 0 | 0 | 0 | 0 | 0 | 0
0 | 0 | 0 | 0 | 0 | 0 | 0 | 0 | 0 | 0 | 0 | 0 | 0 | 0 | 0 | 0 | 0 | 0 | 0 | 0
0 | 0 | 0 | 0 | 0 | 0 | 0 | 0 | 0 | 0 | 0 | 0 | 0 | 0 | 0 | 0 | 0 | 0 | 0 | 0
0 | 0 | 0 | 0 | 0 | 0 | 0 | 0 | 0 | 0 | 0 | 0 | 0 | 0 | 0 | 0 | 0 | 0 | 0 | 0
0 | 0 | 0 | 0 | 0 | 0 | 0 | 0 | 0 | 0 | 0 | 0 | 0 | 0 | 0 | 0 | 0 | 0 | 0 | 0
0 | 0 | 0 | 0 | 0 | 0 | 0 | 0 | 0 | 0 | 0 | 0 | 0 | 0 | 0 | 0 | 0 | 0 | 0 | 0
0 | 0 | 0 | 0 | 0 | 0 | 0 | 0 | 0 | 0 | 0 | 0 | 0 | 0 | 0 | 0 | 0 | 0 | 0 | 0
0 | 0 | 0 | 0 | 0 | 0 | 0 | 0 | 0 | 0 | 0 | 0 | 0 | 0 | 0 | 0 | 0 | 0 | 0 | 0
0 | 0 | 0 | 0 | 0 | 0 | 0 | 0 | 0 | 0 | 0 | 0 | 0 | 0 | 0 | 0 | 0 | 0 | 0 | 0
0 | 0 | 0 | 0 | 0 | 0 | 0 | 0 | 0 | 0 | 0 | 0 | 0 | 0 | 0 | 0 | 0 | 0 | 0 | 0
0 | 0 | 0 | 0 | 0 | 0 | 0 | 0 | 0 | 0 | 0 | 0 | 0 | 0 | 0 | 0 | 0 | 0 | 0 | 0
0 | 0 | 0 | 0 | 0 | 0 | 0 | 0 | 0 | 0 | 0 | 0 | 0 | 0 | 0 | 0 | 0 | 0 | 0 | 0
0 | 0 | 0 | 0 | 0 | 0 | 0 | 0 | 0 | 0 | 0 | 0 | 0 | 0 | 0 | 0 | 0 | 0 | 0 | 0
0 | 0 | 0 | 0 | 0 | 0 | 0 | 0 | 0 | 0 | 0 | 0 | 0 | 0 | 0 | 0 | 0 | 0 | 0 | 0
0 | 0 | 0 | 0 | 0 | 0 | 0 | 0 | 0 | 0 | 0 | 0 | 0 | 0 | 0 | 0 | 0 | 0 | 0 | 0
0 | 0 | 0 | 0 | 0 | 0 | 0 | 0 | 0 | 0 | 0 | 0 | 0 | 0 | 0 | 0 | 0 | 0 | 0 | 0
0 | 0 | 0 | 0 | 0 | 0 | 0 | 0 | 0 | 0 | 0 | 0 | 0 | 0 | 0 | 0 | 0 | 0 | 0 | 0
0 | 0 | 0 | 0 | 0 | 0 | 0 | 0 | 0 | 0 | 0 | 0 | 0 | 0 | 0 | 0 | 0 | 0 | 0 | 0
0 | 0 | 0 | 0 | 0 | 0 | 0 | 0 | 0 | 0 | 0 | 0 | 0 | 0 | 0 | 0 | 0 | 0 | 0 | 0
0 | 0 | 0 | 0 | 0 | 0 | 0 | 0 | 0 | 0 | 0 | 0 | 0 | 0 | 0 | 0 | 0 | 0 | 0 | 0
0 | 0 | 0 | 0 | 0 | 0 | 0 | 0 | 0 | 0 | 0 | 0 | 0 | 0 | 0 | 0 | 0 | 0 | 0 | 0
0 | 0 | 0 | 0 | 0 | 0 | 0 | 0 | 0 | 0 | 0 | 0 | 0 | 0 | 0 | 0 | 0 | 0 | 0 | 0
0 | 0 | 0 | 0 | 0 | 0 | 0 | 0 | 0 | 0 | 0 | 0 | 0 | 0 | 0 | 0 | 0 | 0 | 0 | 0
0 | 0 | 0 | 0 | 0 | 0 | 0 | 0 | 0 | 0 | 0 | 0 | 0 | 0 | 0 | 0 | 0 | 0 | 0 | 0
0 | 0 | 0 | 0 | 0 | 0 | 0 | 0 | 0 | 0 | 0 | 0 | 0 | 0 | 0 | 0 | 0 | 0 | 0 | 0
0 | 0 | 0 | 0 | 0 | 0 | 0 | 0 | 0 | 0 | 0 | 0 | 0 | 0 | 0 | 0 | 0 | 0 | 0 | 0
0 | 0 | 0 | 0 | 0 | 0 | 0 | 0 | 0 | 0 | 0 | 0 | 0 | 0 | 0 | 0 | 0 | 0 | 0 | 0
0 | 0 | 0 | 0 | 0 | 0 | 0 | 0 | 0 | 0 | 0 | 0 | 0 | 0 | 0 | 0 | 0 | 0 | 0 | 0
0 | 0 | 0 | 0 | 0 | 0 | 0 | 0 | 0 | 0 | 0 | 0 | 0 | 0 | 0 | 0 | 0 | 0 | 0 | 0
0 | 0 | 0 | 0 | 0 | 0 | 0 | 0 | 0 | 0 | 0 | 0 | 0 | 0 | 0 | 0 | 0 | 0 | 0 | 0
0 | 0 | 0 | 0 | 0 | 0 | 0 | 0 | 0 | 0 | 0 | 0 | 0 | 0 | 0 | 0 | 0 | 0 | 0 | 0
0 | 0 | 0 | 0 | 0 | 0 | 0 | 0 | 0 | 0 | 0 | 0 | 0 | 0 | 0 | 0 | 0 | 0 | 0 | 0
0 | 0 | 0 | 0 | 0 | 0 | 0 | 0 | 0 | 0 | 0 | 0 | 0 | 0 | 0 | 0 | 0 | 0 | 0 | 0
0 | 0 | 0 | 0 | 0 | 0 | 0 | 0 | 0 | 0 | 0 | 0 | 0 | 0 | 0 | 0 | 0 | 0 | 0 | 0
0 | 0 | 0 | 0 | 0 | 0 | 0 | 0 | 0 | 0 | 0 | 0 | 0 | 0 | 0 | 0 | 0 | 0 | 0 | 0
0 | 0 | 0 | 0 | 0 | 0 | 0 | 0 | 0 | 0 | 0 | 0 | 0 | 0 | 0 | 0 | 0 | 0 | 0 | 0
0 | 0 | 0 | 0 | 0 | 0 | 0 | 0 | 0 | 0 | 0 | 0 | 0 | 0 | 0 | 0 | 0 | 0 | 0 | 0
0 | 0 | 0 | 0 | 0 | 0 | 0 | 0 | 0 | 0 | 0 | 0 | 0 | 0 | 0 | 0 | 0 | 0 | 0 | 0
0 | 0 | 0 | 0 | 0 | 0 | 0 | 0 | 0 | 0 | 0 | 0 | 0 | 0 | 0 | 0 | 0 | 0 | 0 | 0
0 | 0 | 0 | 0 | 0 | 0 | 0 | 0 | 0 | 0 | 0 | 0 | 0 | 0 | 0 | 0 | 0 | 0 | 0 | 0
0 | 0 | 0 | 0 | 0 | 0 | 0 | 0 | 0 | 0 | 0 | 0 | 0 | 0 | 0 | 0 | 0 | 0 | 0 | 0
0 | 0 | 0 | 0 | 0 | 0 | 0 | 0 | 0 | 0 | 0 | 0 | 0 | 0 | 0 | 0 | 0 | 0 | 0 | 0
0 | 0 | 0 | 0 | 0 | 0 | 0 | 0 | 0 | 0 | 0 | 0 | 0 | 0 | 0 | 0 | 0 | 0 | 0 | 0
0 | 0 | 0 | 0 | 0 | 0 | 0 | 0 | 0 | 0 | 0 | 0 | 0 | 0 | 0 | 0 | 0 | 0 | 0 | 0
0 | 0 | 0 | 0 | 0 | 0 | 0 | 0 | 0 | 0 | 0 | 0 | 0 | 0 | 0 | 0 | 0 | 0 | 0 | 0
0 | 0 | 0 | 0 | 0 | 0 | 0 | 0 | 0 | 0 | 0 | 0 | 0 | 0 | 0 | 0 | 0 | 0 | 0 | 0
0 | 0 | 0 | 0 | 0 | 0 | 0 | 0 | 0 | 0 | 0 | 0 | 0 | 0 | 0 | 0 | 0 | 0 | 0 | 0
0 | 0 | 0 | 0 | 0 | 0 | 0 | 0 | 0 | 0 | 0 | 0 | 0 | 0 | 0 | 0 | 0 | 0 | 0 | 0
0 | 0 | 0 | 0 | 0 | 0 | 0 | 0 | 0 | 0 | 0 | 0 | 0 | 0 | 0 | 0 | 0 | 0 | 0 | 0
0 | 0 | 0 | 0 | 0 | 0 | 0 | 0 | 0 | 0 | 0 | 0 | 0 | 0 | 0 | 0 | 0 | 0 | 0 | 0
0 | 0 | 0 | 0 | 0 | 0 | 0 | 0 | 0 | 0 | 0 | 0 | 0 | 0 | 0 | 0 | 0 | 0 | 0 | 0
0 | 0 | 0 | 0 | 0 | 0 | 0 | 0 | 0 | 0 | 0 | 0 | 0 | 0 | 0 | 0 | 0 | 0 | 0 | 0
0 | 0 | 0 | 0 | 0 | 0 | 0 | 0 | 0 | 0 | 0 | 0 | 0 | 0 | 0 | 0 | 0 | 0 | 0 | 0
0 | 0 | 0 | 0 | 0 | 0 | 0 | 0 | 0 | 0 | 0 | 0 | 0 | 0 | 0 | 0 | 0 | 0 | 0 | 0
0 | 0 | 0 | 0 | 0 | 0 | 0 | 0 | 0 | 0 | 0 | 0 | 0 | 0 | 0 | 0 | 0 | 0 | 0 | 0
0 | 0 | 0 | 0 | 0 | 0 | 0 | 0 | 0 | 0 | 0 | 0 | 0 | 0 | 0 | 0 | 0 | 0 | 0 | 0
0 | 0 | 0 | 0 | 0 | 0 | 0 | 0 | 0 | 0 | 0 | 0 | 0 | 0 | 0 | 0 | 0 | 0 | 0 | 0
0 | 0 | 0 | 0 | 0 | 0 | 0 | 0 | 0 | 0 | 0 | 0 | 0 | 0 | 0 | 0 | 0 | 0 | 0 | 0
0 | 0 | 0 | 0 | 0 | 0 | 0 | 0 | 0 | 0 | 0 | 0 | 0 | 0 | 0 | 0 | 0 | 0 | 0 | 0
0 | 0 | 0 | 0 | 0 | 0 | 0 | 0 | 0 | 0 | 0 | 0 | 0 | 0 | 0 | 0 | 0 | 0 | 0 | 0
0 | 0 | 0 | 0 | 0 | 0 | 0 | 0 | 0 | 0 | 0 | 0 | 0 | 0 | 0 | 0 | 0 | 0 | 0 | 0
0 | 0 | 0 | 0 | 0 | 0 | 0 | 0 | 0 | 0 | 0 | 0 | 0 | 0 | 0 | 0 | 0 | 0 | 0 | 0
0 | 0 | 0 | 0 | 0 | 0 | 0 | 0 | 0 | 0 | 0 | 0 | 0 | 0 | 0 | 0 | 0 | 0 | 0 | 0
0 | 0 | 0 | 0 | 0 | 0 | 0 | 0 | 0 | 0 | 0 | 0 | 0 | 0 | 0 | 0 | 0 | 0 | 0 | 0
0 | 0 | 0 | 0 | 0 | 0 | 0 | 0 | 0 | 0 | 0 | 0 | 0 | 0 | 0 | 0 | 0 | 0 | 0 | 0
0 | 0 | 0 | 0 | 0 | 0 | 0 | 0 | 0 | 0 | 0 | 0 | 0 | 0 | 0 | 0 | 0 | 0 | 0 | 0
0 | 0 | 0 | 0 | 0 | 0 | 0 | 0 | 0 | 0 | 0 | 0 | 0 | 0 | 0 | 0 | 0 | 0 | 0 | 0
0 | 0 | 0 | 0 | 0 | 0 | 0 | 0 | 0 | 0 | 0 | 0 | 0 | 0 | 0 | 0 | 0 | 0 | 0 | 0
0 | 0 | 0 | 0 | 0 | 0 | 0 | 0 | 0 | 0 | 0 | 0 | 0 | 0 | 0 | 0 | 0 | 0 | 0 | 0
0 | 0 | 0 | 0 | 0 | 0 | 0 | 0 | 0 | 0 | 0 | 0 | 0 | 0 | 0 | 0 | 0 | 0 | 0 | 0
0 | 0 | 0 | 0 | 0 | 0 | 0 | 0 | 0 | 0 | 0 | 0 | 0 | 0 | 0 | 0 | 0 | 0 | 0 | 0
0 | 0 | 0 | 0 | 0 | 0 | 0 | 0 | 0 | 0 | 0 | 0 | 0 | 0 | 0 | 0 | 0 | 0 | 0 | 0
0 | 0 | 0 | 0 | 0 | 0 | 0 | 0 | 0 | 0 | 0 | 0 | 0 | 0 | 0 | 0 | 0 | 0 | 0 | 0
0 | 0 | 0 | 0 | 0 | 0 | 0 | 0 | 0 | 0 | 0 | 0 | 0 | 0 | 0 | 0 | 0 | 0 | 0 | 0
0 | 0 | 0 | 0 | 0 | 0 | 0 | 0 | 0 | 0 | 0 | 0 | 0 | 0 | 0 | 0 | 0 | 0 | 0 | 0
0 | 0 | 0 | 0 | 0 | 0 | 0 | 0 | 0 | 0 | 0 | 0 | 0 | 0 | 0 | 0 | 0 | 0 | 0 | 0
0 | 0 | 0 | 0 | 0 | 0 | 0 | 0 | 0 | 0 | 0 | 0 | 0 | 0 | 0 | 0 | 0 | 0 | 0 | 0
0 | 0 | 0 | 0 | 0 | 0 | 0 | 0 | 0 | 0 | 0 | 0 | 0 | 0 | 0 | 0 | 0 | 0 | 0 | 0
0 | 0 | 0 | 0 | 0 | 0 | 0 | 0 | 0 | 0 | 0 | 0 | 0 | 0 | 0 | 0 | 0 | 0 | 0 | 0
0 | 0 | 0 | 0 | 0 | 0 | 0 | 0 | 0 | 0 | 0 | 0 | 0 | 0 | 0 | 0 | 0 | 0 | 0 | 0
0 | 0 | 0 | 0 | 0 | 0 | 0 | 0 | 0 | 0 | 0 | 0 | 0 | 0 | 0 | 0 | 0 | 0 | 0 | 0
0 | 0 | 0 | 0 | 0 | 0 | 0 | 0 | 0 | 0 | 0 | 0 | 0 | 0 | 0 | 0 | 0 | 0 | 0 | 0
0 | 0 | 0 | 0 | 0 | 0 | 0 | 0 | 0 | 0 | 0 | 0 | 0 | 0 | 0 | 0 | 0 | 0 | 0 | 0
0 | 0 | 0 | 0 | 0 | 0 | 0 | 0 | 0 | 0 | 0 | 0 | 0 | 0 | 0 | 0 | 0 | 0 | 0 | 0
0 | 0 | 0 | 0 | 0 | 0 | 0 | 0 | 0 | 0 | 0 | 0 | 0 | 0 | 0 | 0 | 0 | 0 | 0 | 0
0 | 0 | 0 | 0 | 0 | 0 | 0 | 0 | 0 | 0 | 0 | 0 | 0 | 0 | 0 | 0 | 0 | 0 | 0 | 0
0 | 0 | 0 | 0 | 0 | 0 | 0 | 0 | 0 | 0 | 0 | 0 | 0 | 0 | 0 | 0 | 0 | 0 | 0 | 0
0 | 0 | 0 | 0 | 0 | 0 | 0 | 0 | 0 | 0 | 0 | 0 | 0 | 0 | 0 | 0 | 0 | 0 | 0 | 0
0 | 0 | 0 | 0 | 0 | 0 | 0 | 0 | 0 | 0 | 0 | 0 | 0 | 0 | 0 | 0 | 0 | 0 | 0 | 0
0 | 0 | 0 | 0 | 0 | 0 | 0 | 0 | 0 | 0 | 0 | 0 | 0 | 0 | 0 | 0 | 0 | 0 | 0 | 0
0 | 0 | 0 | 0 | 0 | 0 | 0 | 0 | 0 | 0 | 0 | 0 | 0 | 0 | 0 | 0 | 0 | 0 | 0 | 0
0 | 0 | 0 | 0 | 0 | 0 | 0 | 0 | 0 | 0 | 0 | 0 | 0 | 0 | 0 | 0 | 0 | 0 | 0 | 0
0 | 0 | 0 | 0 | 0 | 0 | 0 | 0 | 0 | 0 | 0 | 0 | 0 | 0 | 0 | 0 | 0 | 0 | 0 | 0
0 | 0 | 0 | 0 | 0 | 0 | 0 | 0 | 0 | 0 | 0 | 0 | 0 | 0 | 0 | 0 | 0 | 0 | 0 | 0
0 | 0 | 0 | 0 | 0 | 0 | 0 | 0 | 0 | 0 | 0 | 0 | 0 | 0 | 0 | 0 | 0 | 0 | 0 | 0
0 | 0 | 0 | 0 | 0 | 0 | 0 | 0 | 0 | 0 | 0 | 0 | 0 | 0 | 0 | 0 | 0 | 0 | 0 | 0
0 | 0 | 0 | 0 | 0 | 0 | 0 | 0 | 0 | 0 | 0 | 0 | 0 | 0 | 0 | 0 | 0 | 0 | 0 | 0
0 | 0 | 0 | 0 | 0 | 0 | 0 | 0 | 0 | 0 | 0 | 0 | 0 | 0 | 0 | 0 | 0 | 0 | 0 | 0
0 | 0 | 0 | 0 | 0 | 0 | 0 | 0 | 0 | 0 | 0 | 0 | 0 | 0 | 0 | 0 | 0 | 0 | 0 | 0
0 | 0 | 0 | 0 | 0 | 0 | 0 | 0 | 0 | 0 | 0 | 0 | 0 | 0 | 0 | 0 | 0 | 0 | 0 | 0
0 | 0 | 0 | 0 | 0 | 0 | 0 | 0 | 0 | 0 | 0 | 0 | 0 | 0 | 0 | 0 | 0 | 0 | 0 | 0
0 | 0 | 0 | 0 | 0 | 0 | 0 | 0 | 0 | 0 | 0 | 0 | 0 | 0 | 0 | 0 | 0 | 0 | 0 | 0
0 | 0 | 0 | 0 | 0 | 0 | 0 | 0 | 0 | 0 | 0 | 0 | 0 | 0 | 0 | 0 | 0 | 0 | 0 | 0
0 | 0 | 0 | 0 | 0 | 0 | 0 | 0 | 0 | 0 | 0 | 0 | 0 | 0 | 0 | 0 | 0 | 0 | 0 | 0
0 | 0 | 0 | 0 | 0 | 0 | 0 | 0 | 0 | 0 | 0 | 0 | 0 | 0 | 0 | 0 | 0 | 0 | 0 | 0
0 | 0 | 0 | 0 | 0 | 0 | 0 | 0 | 0 | 0 | 0 | 0 | 0 | 0 | 0 | 0 | 0 | 0 | 0 | 0
0 | 0 | 0 | 0 | 0 | 0 | 0 | 0 | 0 | 0 | 0 | 0 | 0 | 0 | 0 | 0 | 0 | 0 | 0 | 0
0 | 0 | 0 | 0 | 0 | 0 | 0 | 0 | 0 | 0 | 0 | 0 | 0 | 0 | 0 | 0 | 0 | 0 | 0 | 0
0 | 0 | 0 | 0 | 0 | 0 | 0 | 0 | 0 | 0 | 0 | 0 | 0 | 0 | 0 | 0 | 0 | 0 | 0 | 0
0 | 0 | 0 | 0 | 0 | 0 | 0 | 0 | 0 | 0 | 0 | 0 | 0 | 0 | 0 | 0 | 0 | 0 | 0 | 0
0 | 0 | 0 | 0 | 0 | 0 | 0 | 0 | 0 | 0 | 0 | 0 | 0 | 0 | 0 | 0 | 0 | 0 | 0 | 0
0 | 0 | 0 | 0 | 0 | 0 | 0 | 0 | 0 | 0 | 0 | 0 | 0 | 0 | 0 | 0 | 0 | 0 | 0 | 0
0 | 0 | 0 | 0 | 0 | 0 | 0 | 0 | 0 | 0 | 0 | 0 | 0 | 0 | 0 | 0 | 0 | 0 | 0 | 0
0 | 0 | 0 | 0 | 0 | 0 | 0 | 0 | 0 | 0 | 0 | 0 | 0 | 0 | 0 | 0 | 0 | 0 | 0 | 0
0 | 0 | 0 | 0 | 0 | 0 | 0 | 0 | 0 | 0 | 0 | 0 | 0 | 0 | 0 | 0 | 0 | 0 | 0 | 0
0 | 0 | 0 | 0 | 0 | 0 | 0 | 0 | 0 | 0 | 0 | 0 | 0 | 0 | 0 | 0 | 0 | 0 | 0 | 0
0 | 0 | 0 | 0 | 0 | 0 | 0 | 0 | 0 | 0 | 0 | 0 | 0 | 0 | 0 | 0 | 0 | 0 | 0 | 0
0 | 0 | 0 | 0 | 0 | 0 | 0 | 0 | 0 | 0 | 0 | 0 | 0 | 0 | 0 | 0 | 0 | 0 | 0 | 0
0 | 0 | 0 | 0 | 0 | 0 | 0 | 0 | 0 | 0 | 0 | 0 | 0 | 0 | 0 | 0 | 0 | 0 | 0 | 0
0 | 0 | 0 | 0 | 0 | 0 | 0 | 0 | 0 | 0 | 0 | 0 | 0 | 0 | 0 | 0 | 0 | 0 | 0 | 0
0 | 0 | 0 | 0 | 0 | 0 | 0 | 0 | 0 | 0 | 0 | 0 | 0 | 0 | 0 | 0 | 0 | 0 | 0 | 0
0 | 0 | 0 | 0 | 0 | 0 | 0 | 0 | 0 | 0 | 0 | 0 | 0 | 0 | 0 | 0 | 0 | 0 | 0 | 0
0 | 0 | 0 | 0 | 0 | 0 | 0 | 0 | 0 | 0 | 0 | 0 | 0 | 0 | 0 | 0 | 0 | 0 | 0 | 0
0 | 0 | 0 | 0 | 0 | 0 | 0 | 0 | 0 | 0 | 0 | 0 | 0 | 0 | 0 | 0 | 0 | 0 | 0 | 0
0 | 0 | 0 | 0 | 0 | 0 | 0 | 0 | 0 | 0 | 0 | 0 | 0 | 0 | 0 | 0 | 0 | 0 | 0 | 0
0 | 0 | 0 | 0 | 0 | 0 | 0 | 0 | 0 | 0 | 0 | 0 | 0 | 0 | 0 | 0 | 0 | 0 | 0 | 0
0 | 0 | 0 | 0 | 0 | 0 | 0 | 0 | 0 | 0 | 0 | 0 | 0 | 0 | 0 | 0 | 0 | 0 | 0 | 0
0 | 0 | 0 | 0 | 0 | 0 | 0 | 0 | 0 | 0 | 0 | 0 | 0 | 0 | 0 | 0 | 0 | 0 | 0 | 0
0 | 0 | 0 | 0 | 0 | 0 | 0 | 0 | 0 | 0 | 0 | 0 | 0 | 0 | 0 | 0 | 0 | 0 | 0 | 0
0 | 0 | 0 | 0 | 0 | 0 | 0 | 0 | 0 | 0 | 0 | 0 | 0 | 0 | 0 | 0 | 0 | 0 | 0 | 0
0 | 0 | 0 | 0 | 0 | 0 | 0 | 0 | 0 | 0 | 0 | 0 | 0 | 0 | 0 | 0 | 0 | 0 | 0 | 0
0 | 0 | 0 | 0 | 0 | 0 | 0 | 0 | 0 | 0 | 0 | 0 | 0 | 0 | 0 | 0 | 0 | 0 | 0 | 0
0 | 0 | 0 | 0 | 0 | 0 | 0 | 0 | 0 | 0 | 0 | 0 | 0 | 0 | 0 | 0 | 0 | 0 | 0 | 0
0 | 0 | 0 | 0 | 0 | 0 | 0 | 0 | 0 | 0 | 0 | 0 | 0 | 0 | 0 | 0 | 0 | 0 | 0 | 0
0 | 0 | 0 | 0 | 0 | 0 | 0 | 0 | 0 | 0 | 0 | 0 | 0 | 0 | 0 | 0 | 0 | 0 | 0 | 0
0 | 0 | 0 | 0 | 0 | 0 | 0 | 0 | 0 | 0 | 0 | 0 | 0 | 0 | 0 | 0 | 0 | 0 | 0 | 0
0 | 0 | 0 | 0 | 0 | 0 | 0 | 0 | 0 | 0 | 0 | 0 | 0 | 0 | 0 | 0 | 0 | 0 | 0 | 0
0 | 0 | 0 | 0 | 0 | 0 | 0 | 0 | 0 | 0 | 0 | 0 | 0 | 0 | 0 | 0 | 0 | 0 | 0 | 0
0 | 0 | 0 | 0 | 0 | 0 | 0 | 0 | 0 | 0 | 0 | 0 | 0 | 0 | 0 | 0 | 0 | 0 | 0 | 0
0 | 0 | 0 | 0 | 0 | 0 | 0 | 0 | 0 | 0 | 0 | 0 | 0 | 0 | 0 | 0 | 0 | 0 | 0 | 0
0 | 0 | 0 | 0 | 0 | 0 | 0 | 0 | 0 | 0 | 0 | 0 | 0 | 0 | 0 | 0 | 0 | 0 | 0 | 0
0 | 0 | 0 | 0 | 0 | 0 | 0 | 0 | 0 | 0 | 0 | 0 | 0 | 0 | 0 | 0 | 0 | 0 | 0 | 0
0 | 0 | 0 | 0 | 0 | 0 | 0 | 0 | 0 | 0 | 0 | 0 | 0 | 0 | 0 | 0 | 0 | 0 | 0 | 0
0 | 0 | 0 | 0 | 0 | 0 | 0 | 0 | 0 | 0 | 0 | 0 | 0 | 0 | 0 | 0 | 0 | 0 | 0 | 0
0 | 0 | 0 | 0 | 0 | 0 | 0 | 0 | 0 | 0 | 0 | 0 | 0 | 0 | 0 | 0 | 0 | 0 | 0 | 0
0 | 0 | 0 | 0 | 0 | 0 | 0 | 0 | 0 | 0 | 0 | 0 | 0 | 0 | 0 | 0 | 0 | 0 | 0 | 0
0 | 0 | 0 | 0 | 0 | 0 | 0 | 0 | 0 | 0 | 0 | 0 | 0 | 0 | 0 | 0 | 0 | 0 | 0 | 0
0 | 0 | 0 | 0 | 0 | 0 | 0 | 0 | 0 | 0 | 0 | 0 | 0 | 0 | 0 | 0 | 0 | 0 | 0 | 0
0 | 0 | 0 | 0 | 0 | 0 | 0 | 0 | 0 | 0 | 0 | 0 | 0 | 0 | 0 | 0 | 0 | 0 | 0 | 0
0 | 0 | 0 | 0 | 0 | 0 | 0 | 0 | 0 | 0 | 0 | 0 | 0 | 0 | 0 | 0 | 0 | 0 | 0 | 0
0 | 0 | 0 | 0 | 0 | 0 | 0 | 0 | 0 | 0 | 0 | 0 | 0 | 0 | 0 | 0 | 0 | 0 | 0 | 0
0 | 0 | 0 | 0 | 0 | 0 | 0 | 0 | 0 | 0 | 0 | 0 | 0 | 0 | 0 | 0 | 0 | 0 | 0 | 0
0 | 0 | 0 | 0 | 0 | 0 | 0 | 0 | 0 | 0 | 0 | 0 | 0 | 0 | 0 | 0 | 0 | 0 | 0 | 0
0 | 0 | 0 | 0 | 0 | 0 | 0 | 0 | 0 | 0 | 0 | 0 | 0 | 0 | 0 | 0 | 0 | 0 | 0 | 0
0 | 0 | 0 | 0 | 0 | 0 | 0 | 0 | 0 | 0 | 0 | 0 | 0 | 0 | 0 | 0 | 0 | 0 | 0 | 0
0 | 0 | 0 | 0 | 0 | 0 | 0 | 0 | 0 | 0 | 0 | 0 | 0 | 0 | 0 | 0 | 0 | 0 | 0 | 0
0 | 0 | 0 | 0 | 0 | 0 | 0 | 0 | 0 | 0 | 0 | 0 | 0 | 0 | 0 | 0 | 0 | 0 | 0 | 0
0 | 0 | 0 | 0 | 0 | 0 | 0 | 0 | 0 | 0 | 0 | 0 | 0 | 0 | 0 | 0 | 0 | 0 | 0 | 0
0 | 0 | 0 | 0 | 0 | 0 | 0 | 0 | 0 | 0 | 0 | 0 | 0 | 0 | 0 | 0 | 0 | 0 | 0 | 0
0 | 0 | 0 | 0 | 0 | 0 | 0 | 0 | 0 | 0 | 0 | 0 | 0 | 0 | 0 | 0 | 0 | 0 | 0 | 0
0 | 0 | 0 | 0 | 0 | 0 | 0 | 0 | 0 | 0 | 0 | 0 | 0 | 0 | 0 | 0 | 0 | 0 | 0 | 0
0 | 0 | 0 | 0 | 0 | 0 | 0 | 0 | 0 | 0 | 0 | 0 | 0 | 0 | 0 | 0 | 0 | 0 | 0 | 0
0 | 0 | 0 | 0 | 0 | 0 | 0 | 0 | 0 | 0 | 0 | 0 | 0 | 0 | 0 | 0 | 0 | 0 | 0 | 0
0 | 0 | 0 | 0 | 0 | 0 | 0 | 0 | 0 | 0 | 0 | 0 | 0 | 0 | 0 | 0 | 0 | 0 | 0 | 0
0 | 0 | 0 | 0 | 0 | 0 | 0 | 0 | 0 | 0 | 0 | 0 | 0 | 0 | 0 | 0 | 0 | 0 | 0 | 0
0 | 0 | 0 | 0 | 0 | 0 | 0 | 0 | 0 | 0 | 0 | 0 | 0 | 0 | 0 | 0 | 0 | 0 | 0 | 0
0 | 0 | 0 | 0 | 0 | 0 | 0 | 0 | 0 | 0 | 0 | 0 | 0 | 0 | 0 | 0 | 0 | 0 | 0 | 0
0 | 0 | 0 | 0 | 0 | 0 | 0 | 0 | 0 | 0 | 0 | 0 | 0 | 0 | 0 | 0 | 0 | 0 | 0 | 0
0 | 0 | 0 | 0 | 0 | 0 | 0 | 0 | 0 | 0 | 0 | 0 | 0 | 0 | 0 | 0 | 0 | 0 | 0 | 0
0 | 0 | 0 | 0 | 0 | 0 | 0 | 0 | 0 | 0 | 0 | 0 | 0 | 0 | 0 | 0 | 0 | 0 | 0 | 0
0 | 0 | 0 | 0 | 0 | 0 | 0 | 0 | 0 | 0 | 0 | 0 | 0 | 0 | 0 | 0 | 0 | 0 | 0 | 0
0 | 0 | 0 | 0 | 0 | 0 | 0 | 0 | 0 | 0 | 0 | 0 | 0 | 0 | 0 | 0 | 0 | 0 | 0 | 0
0 | 0 | 0 | 0 | 0 | 0 | 0 | 0 | 0 | 0 | 0 | 0 | 0 | 0 | 0 | 0 | 0 | 0 | 0 | 0
0 | 0 | 0 | 0 | 0 | 0 | 0 | 0 | 0 | 0 | 0 | 0 | 0 | 0 | 0 | 0 | 0 | 0 | 0 | 0
0 | 0 | 0 | 0 | 0 | 0 | 0 | 0 | 0 | 0 | 0 | 0 | 0 | 0 | 0 | 0 | 0 | 0 | 0 | 0
0 | 0 | 0 | 0 | 0 | 0 | 0 | 0 | 0 | 0 | 0 | 0 | 0 | 0 | 0 | 0 | 0 | 0 | 0 | 0
0 | 0 | 0 | 0 | 0 | 0 | 0 | 0 | 0 | 0 | 0 | 0 | 0 | 0 | 0 | 0 | 0 | 0 | 0 | 0
0 | 0 | 0 | 0 | 0 | 0 | 0 | 0 | 0 | 0 | 0 | 0 | 0 | 0 | 0 | 0 | 0 | 0 | 0 | 0
0 | 0 | 0 | 0 | 0 | 0 | 0 | 0 | 0 | 0 | 0 | 0 | 0 | 0 | 0 | 0 | 0 | 0 | 0 | 0
0 | 0 | 0 | 0 | 0 | 0 | 0 | 0 | 0 | 0 | 0 | 0 | 0 | 0 | 0 | 0 | 0 | 0 | 0 | 0
0 | 0 | 0 | 0 | 0 | 0 | 0 | 0 | 0 | 0 | 0 | 0 | 0 | 0 | 0 | 0 | 0 | 0 | 0 | 0
0 | 0 | 0 | 0 | 0 | 0 | 0 | 0 | 0 | 0 | 0 | 0 | 0 | 0 | 0 | 0 | 0 | 0 | 0 | 0
0 | 0 | 0 | 0 | 0 | 0 | 0 | 0 | 0 | 0 | 0 | 0 | 0 | 0 | 0 | 0 | 0 | 0 | 0 | 0
0 | 0 | 0 | 0 | 0 | 0 | 0 | 0 | 0 | 0 | 0 | 0 | 0 | 0 | 0 | 0 | 0 | 0 | 0 | 0
0 | 0 | 0 | 0 | 0 | 0 | 0 | 0 | 0 | 0 | 0 | 0 | 0 | 0 | 0 | 0 | 0 | 0 | 0 | 0
0 | 0 | 0 | 0 | 0 | 0 | 0 | 0 | 0 | 0 | 0 | 0 | 0 | 0 | 0 | 0 | 0 | 0 | 0 | 0
0 | 0 | 0 | 0 | 0 | 0 | 0 | 0 | 0 | 0 | 0 | 0 | 0 | 0 | 0 | 0 | 0 | 0 | 0 | 0
0 | 0 | 0 | 0 | 0 | 0 | 0 | 0 | 0 | 0 | 0 | 0 | 0 | 0 | 0 | 0 | 0 | 0 | 0 | 0
0 | 0 | 0 | 0 | 0 | 0 | 0 | 0 | 0 | 0 | 0 | 0 | 0 | 0 | 0 | 0 | 0 | 0 | 0 | 0
0 | 0 | 0 | 0 | 0 | 0 | 0 | 0 | 0 | 0 | 0 | 0 | 0 | 0 | 0 | 0 | 0 | 0 | 0 | 0
0 | 0 | 0 | 0 | 0 | 0 | 0 | 0 | 0 | 0 | 0 | 0 | 0 | 0 | 0 | 0 | 0 | 0 | 0 | 0
0 | 0 | 0 | 0 | 0 | 0 | 0 | 0 | 0 | 0 | 0 | 0 | 0 | 0 | 0 | 0 | 0 | 0 | 0 | 0
0 | 0 | 0 | 0 | 0 | 0 | 0 | 0 | 0 | 0 | 0 | 0 | 0 | 0 | 0 | 0 | 0 | 0 | 0 | 0
0 | 0 | 0 | 0 | 0 | 0 | 0 | 0 | 0 | 0 | 0 | 0 | 0 | 0 | 0 | 0 | 0 | 0 | 0 | 0
0 | 0 | 0 | 0 | 0 | 0 | 0 | 0 | 0 | 0 | 0 | 0 | 0 | 0 | 0 | 0 | 0 | 0 | 0 | 0
0 | 0 | 0 | 0 | 0 | 0 | 0 | 0 | 0 | 0 | 0 | 0 | 0 | 0 | 0 | 0 | 0 | 0 | 0 | 0
0 | 0 | 0 | 0 | 0 | 0 | 0 | 0 | 0 | 0 | 0 | 0 | 0 | 0 | 0 | 0 | 0 | 0 | 0 | 0
0 | 0 | 0 | 0 | 0 | 0 | 0 | 0 | 0 | 0 | 0 | 0 | 0 | 0 | 0 | 0 | 0 | 0 | 0 | 0
0 | 0 | 0 | 0 | 0 | 0 | 0 | 0 | 0 | 0 | 0 | 0 | 0 | 0 | 0 | 0 | 0 | 0 | 0 | 0
0 | 0 | 0 | 0 | 0 | 0 | 0 | 0 | 0 | 0 | 0 | 0 | 0 | 0 | 0 | 0 | 0 | 0 | 0 | 0
0 | 0 | 0 | 0 | 0 | 0 | 0 | 0 | 0 | 0 | 0 | 0 | 0 | 0 | 0 | 0 | 0 | 0 | 0 | 0
0 | 0 | 0 | 0 | 0 | 0 | 0 | 0 | 0 | 0 | 0 | 0 | 0 | 0 | 0 | 0 | 0 | 0 | 0 | 0
0 | 0 | 0 | 0 | 0 | 0 | 0 | 0 | 0 | 0 | 0 | 0 | 0 | 0 | 0 | 0 | 0 | 0 | 0 | 0
0 | 0 | 0 | 0 | 0 | 0 | 0 | 0 | 0 | 0 | 0 | 0 | 0 | 0 | 0 | 0 | 0 | 0 | 0 | 0
0 | 0 | 0 | 0 | 0 | 0 | 0 | 0 | 0 | 0 | 0 | 0 | 0 | 0 | 0 | 0 | 0 | 0 | 0 | 0
0 | 0 | 0 | 0 | 0 | 0 | 0 | 0 | 0 | 0 | 0 | 0 | 0 | 0 | 0 | 0 | 0 | 0 | 0 | 0
0 | 0 | 0 | 0 | 0 | 0 | 0 | 0 | 0 | 0 | 0 | 0 | 0 | 0 | 0 | 0 | 0 | 0 | 0 | 0
0 | 0 | 0 | 0 | 0 | 0 | 0 | 0 | 0 | 0 | 0 | 0 | 0 | 0 | 0 | 0 | 0 | 0 | 0 | 0
0 | 0 | 0 | 0 | 0 | 0 | 0 | 0 | 0 | 0 | 0 | 0 | 0 | 0 | 0 | 0 | 0 | 0 | 0 | 0
0 | 0 | 0 | 0 | 0 | 0 | 0 | 0 | 0 | 0 | 0 | 0 | 0 | 0 | 0 | 0 | 0 | 0 | 0 | 0
0 | 0 | 0 | 0 | 0 | 0 | 0 | 0 | 0 | 0 | 0 | 0 | 0 | 0 | 0 | 0 | 0 | 0 | 0 | 0
0 | 0 | 0 | 0 | 0 | 0 | 0 | 0 | 0 | 0 | 0 | 0 | 0 | 0 | 0 | 0 | 0 | 0 | 0 | 0
0 | 0 | 0 | 0 | 0 | 0 | 0 | 0 | 0 | 0 | 0 | 0 | 0 | 0 | 0 | 0 | 0 | 0 | 0 | 0
0 | 0 | 0 | 0 | 0 | 0 | 0 | 0 | 0 | 0 | 0 | 0 | 0 | 0 | 0 | 0 | 0 | 0 | 0 | 0
0 | 0 | 0 | 0 | 0 | 0 | 0 | 0 | 0 | 0 | 0 | 0 | 0 | 0 | 0 | 0 | 0 | 0 | 0 | 0
0 | 0 | 0 | 0 | 0 | 0 | 0 | 0 | 0 | 0 | 0 | 0 | 0 | 0 | 0 | 0 | 0 | 0 | 0 | 0
0 | 0 | 0 | 0 | 0 | 0 | 0 | 0 | 0 | 0 | 0 | 0 | 0 | 0 | 0 | 0 | 0 | 0 | 0 | 0
0 | 0 | 0 | 0 | 0 | 0 | 0 | 0 | 0 | 0 | 0 | 0 | 0 | 0 | 0 | 0 | 0 | 0 | 0 | 0
0 | 0 | 0 | 0 | 0 | 0 | 0 | 0 | 0 | 0 | 0 | 0 | 0 | 0 | 0 | 0 | 0 | 0 | 0 | 0
0 | 0 | 0 | 0 | 0 | 0 | 0 | 0 | 0 | 0 | 0 | 0 | 0 | 0 | 0 | 0 | 0 | 0 | 0 | 0
0 | 0 | 0 | 0 | 0 | 0 | 0 | 0 | 0 | 0 | 0 | 0 | 0 | 0 | 0 | 0 | 0 | 0 | 0 | 0
0 | 0 | 0 | 0 | 0 | 0 | 0 | 0 | 0 | 0 | 0 | 0 | 0 | 0 | 0 | 0 | 0 | 0 | 0 | 0
0 | 0 | 0 | 0 | 0 | 0 | 0 | 0 | 0 | 0 | 0 | 0 | 0 | 0 | 0 | 0 | 0 | 0 | 0 | 0
0 | 0 | 0 | 0 | 0 | 0 | 0 | 0 | 0 | 0 | 0 | 0 | 0 | 0 | 0 | 0 | 0 | 0 | 0 | 0
0 | 0 | 0 | 0 | 0 | 0 | 0 | 0 | 0 | 0 | 0 | 0 | 0 | 0 | 0 | 0 | 0 | 0 | 0 | 0
0 | 0 | 0 | 0 | 0 | 0 | 0 | 0 | 0 | 0 | 0 | 0 | 0 | 0 | 0 | 0 | 0 | 0 | 0 | 0
0 | 0 | 0 | 0 | 0 | 0 | 0 | 0 | 0 | 0 | 0 | 0 | 0 | 0 | 0 | 0 | 0 | 0 | 0 | 0
0 | 0 | 0 | 0 | 0 | 0 | 0 | 0 | 0 | 0 | 0 | 0 | 0 | 0 | 0 | 0 | 0 | 0 | 0 | 0
0 | 0 | 0 | 0 | 0 | 0 | 0 | 0 | 0 | 0 | 0 | 0 | 0 | 0 | 0 | 0 | 0 | 0 | 0 | 0
0 | 0 | 0 | 0 | 0 | 0 | 0 | 0 | 0 | 0 | 0 | 0 | 0 | 0 | 0 | 0 | 0 | 0 | 0 | 0
0 | 0 | 0 | 0 | 0 | 0 | 0 | 0 | 0 | 0 | 0 | 0 | 0 | 0 | 0 | 0 | 0 | 0 | 0 | 0
0 | 0 | 0 | 0 | 0 | 0 | 0 | 0 | 0 | 0 | 0 | 0 | 0 | 0 | 0 | 0 | 0 | 0 | 0 | 0
0 | 0 | 0 | 0 | 0 | 0 | 0 | 0 | 0 | 0 | 0 | 0 | 0 | 0 | 0 | 0 | 0 | 0 | 0 | 0
0 | 0 | 0 | 0 | 0 | 0 | 0 | 0 | 0 | 0 | 0 | 0 | 0 | 0 | 0 | 0 | 0 | 0 | 0 | 0
0 | 0 | 0 | 0 | 0 | 0 | 0 | 0 | 0 | 0 | 0 | 0 | 0 | 0 | 0 | 0 | 0 | 0 | 0 | 0
0 | 0 | 0 | 0 | 0 | 0 | 0 | 0 | 0 | 0 | 0 | 0 | 0 | 0 | 0 | 0 | 0 | 0 | 0 | 0
0 | 0 | 0 | 0 | 0 | 0 | 0 | 0 | 0 | 0 | 0 | 0 | 0 | 0 | 0 | 0 | 0 | 0 | 0 | 0
0 | 0 | 0 | 0 | 0 | 0 | 0 | 0 | 0 | 0 | 0 | 0 | 0 | 0 | 0 | 0 | 0 | 0 | 0 | 0
0 | 0 | 0 | 0 | 0 | 0 | 0 | 0 | 0 | 0 | 0 | 0 | 0 | 0 | 0 | 0 | 0 | 0 | 0 | 0
0 | 0 | 0 | 0 | 0 | 0 | 0 | 0 | 0 | 0 | 0 | 0 | 0 | 0 | 0 | 0 | 0 | 0 | 0 | 0
0 | 0 | 0 | 0 | 0 | 0 | 0 | 0 | 0 | 0 | 0 | 0 | 0 | 0 | 0 | 0 | 0 | 0 | 0 | 0
0 | 0 | 0 | 0 | 0 | 0 | 0 | 0 | 0 | 0 | 0 | 0 | 0 | 0 | 0 | 0 | 0 | 0 | 0 | 0
0 | 0 | 0 | 0 | 0 | 0 | 0 | 0 | 0 | 0 | 0 | 0 | 0 | 0 | 0 | 0 | 0 | 0 | 0 | 0
0 | 0 | 0 | 0 | 0 | 0 | 0 | 0 | 0 | 0 | 0 | 0 | 0 | 0 | 0 | 0 | 0 | 0 | 0 | 0
0 | 0 | 0 | 0 | 0 | 0 | 0 | 0 | 0 | 0 | 0 | 0 | 0 | 0 | 0 | 0 | 0 | 0 | 0 | 0
0 | 0 | 0 | 0 | 0 | 0 | 0 | 0 | 0 | 0 | 0 | 0 | 0 | 0 | 0 | 0 | 0 | 0 | 0 | 0
0 | 0 | 0 | 0 | 0 | 0 | 0 | 0 | 0 | 0 | 0 | 0 | 0 | 0 | 0 | 0 | 0 | 0 | 0 | 0
0 | 0 | 0 | 0 | 0 | 0 | 0 | 0 | 0 | 0 | 0 | 0 | 0 | 0 | 0 | 0 | 0 | 0 | 0 | 0
0 | 0 | 0 | 0 | 0 | 0 | 0 | 0 | 0 | 0 | 0 | 0 | 0 | 0 | 0 | 0 | 0 | 0 | 0 | 0
0 | 0 | 0 | 0 | 0 | 0 | 0 | 0 | 0 | 0 | 0 | 0 | 0 | 0 | 0 | 0 | 0 | 0 | 0 | 0
0 | 0 | 0 | 0 | 0 | 0 | 0 | 0 | 0 | 0 | 0 | 0 | 0 | 0 | 0 | 0 | 0 | 0 | 0 | 0
0 | 0 | 0 | 0 | 0 | 0 | 0 | 0 | 0 | 0 | 0 | 0 | 0 | 0 | 0 | 0 | 0 | 0 | 0 | 0
0 | 0 | 0 | 0 | 0 | 0 | 0 | 0 | 0 | 0 | 0 | 0 | 0 | 0 | 0 | 0 | 0 | 0 | 0 | 0
0 | 0 | 0 | 0 | 0 | 0 | 0 | 0 | 0 | 0 | 0 | 0 | 0 | 0 | 0 | 0 | 0 | 0 | 0 | 0
0 | 0 | 0 | 0 | 0 | 0 | 0 | 0 | 0 | 0 | 0 | 0 | 0 | 0 | 0 | 0 | 0 | 0 | 0 | 0
0 | 0 | 0 | 0 | 0 | 0 | 0 | 0 | 0 | 0 | 0 | 0 | 0 | 0 | 0 | 0 | 0 | 0 | 0 | 0
0 | 0 | 0 | 0 | 0 | 0 | 0 | 0 | 0 | 0 | 0 | 0 | 0 | 0 | 0 | 0 | 0 | 0 | 0 | 0
0 | 0 | 0 | 0 | 0 | 0 | 0 | 0 | 0 | 0 | 0 | 0 | 0 | 0 | 0 | 0 | 0 | 0 | 0 | 0
0 | 0 | 0 | 0 | 0 | 0 | 0 | 0 | 0 | 0 | 0 | 0 | 0 | 0 | 0 | 0 | 0 | 0 | 0 | 0
0 | 0 | 0 | 0 | 0 | 0 | 0 | 0 | 0 | 0 | 0 | 0 | 0 | 0 | 0 | 0 | 0 | 0 | 0 | 0
0 | 0 | 0 | 0 | 0 | 0 | 0 | 0 | 0 | 0 | 0 | 0 | 0 | 0 | 0 | 0 | 0 | 0 | 0 | 0
0 | 0 | 0 | 0 | 0 | 0 | 0 | 0 | 0 | 0 | 0 | 0 | 0 | 0 | 0 | 0 | 0 | 0 | 0 | 0
0 | 0 | 0 | 0 | 0 | 0 | 0 | 0 | 0 | 0 | 0 | 0 | 0 | 0 | 0 | 0 | 0 | 0 | 0 | 0
0 | 0 | 0 | 0 | 0 | 0 | 0 | 0 | 0 | 0 | 0 | 0 | 0 | 0 | 0 | 0 | 0 | 0 | 0 | 0
0 | 0 | 0 | 0 | 0 | 0 | 0 | 0 | 0 | 0 | 0 | 0 | 0 | 0 | 0 | 0 | 0 | 0 | 0 | 0
0 | 0 | 0 | 0 | 0 | 0 | 0 | 0 | 0 | 0 | 0 | 0 | 0 | 0 | 0 | 0 | 0 | 0 | 0 | 0
0 | 0 | 0 | 0 | 0 | 0 | 0 | 0 | 0 | 0 | 0 | 0 | 0 | 0 | 0 | 0 | 0 | 0 | 0 | 0
0 | 0 | 0 | 0 | 0 | 0 | 0 | 0 | 0 | 0 | 0 | 0 | 0 | 0 | 0 | 0 | 0 | 0 | 0 | 0
0 | 0 | 0 | 0 | 0 | 0 | 0 | 0 | 0 | 0 | 0 | 0 | 0 | 0 | 0 | 0 | 0 | 0 | 0 | 0
0 | 0 | 0 | 0 | 0 | 0 | 0 | 0 | 0 | 0 | 0 | 0 | 0 | 0 | 0 | 0 | 0 | 0 | 0 | 0
0 | 0 | 0 | 0 | 0 | 0 | 0 | 0 | 0 | 0 | 0 | 0 | 0 | 0 | 0 | 0 | 0 | 0 | 0 | 0
0 | 0 | 0 | 0 | 0 | 0 | 0 | 0 | 0 | 0 | 0 | 0 | 0 | 0 | 0 | 0 | 0 | 0 | 0 | 0
0 | 0 | 0 | 0 | 0 | 0 | 0 | 0 | 0 | 0 | 0 | 0 | 0 | 0 | 0 | 0 | 0 | 0 | 0 | 0
0 | 0 | 0 | 0 | 0 | 0 | 0 | 0 | 0 | 0 | 0 | 0 | 0 | 0 | 0 | 0 | 0 | 0 | 0 | 0
0 | 0 | 0 | 0 | 0 | 0 | 0 | 0 | 0 | 0 | 0 | 0 | 0 | 0 | 0 | 0 | 0 | 0 | 0 | 0
0 | 0 | 0 | 0 | 0 | 0 | 0 | 0 | 0 | 0 | 0 | 0 | 0 | 0 | 0 | 0 | 0 | 0 | 0 | 0
0 | 0 | 0 | 0 | 0 | 0 | 0 | 0 | 0 | 0 | 0 | 0 | 0 | 0 | 0 | 0 | 0 | 0 | 0 | 0
0 | 0 | 0 | 0 | 0 | 0 | 0 | 0 | 0 | 0 | 0 | 0 | 0 | 0 | 0 | 0 | 0 | 0 | 0 | 0
0 | 0 | 0 | 0 | 0 | 0 | 0 | 0 | 0 | 0 | 0 | 0 | 0 | 0 | 0 | 0 | 0 | 0 | 0 | 0
0 | 0 | 0 | 0 | 0 | 0 | 0 | 0 | 0 | 0 | 0 | 0 | 0 | 0 | 0 | 0 | 0 | 0 | 0 | 0
0 | 0 | 0 | 0 | 0 | 0 | 0 | 0 | 0 | 0 | 0 | 0 | 0 | 0 | 0 | 0 | 0 | 0 | 0 | 0
0 | 0 | 0 | 0 | 0 | 0 | 0 | 0 | 0 | 0 | 0 | 0 | 0 | 0 | 0 | 0 | 0 | 0 | 0 | 0
0 | 0 | 0 | 0 | 0 | 0 | 0 | 0 | 0 | 0 | 0 | 0 | 0 | 0 | 0 | 0 | 0 | 0 | 0 | 0
0 | 0 | 0 | 0 | 0 | 0 | 0 | 0 | 0 | 0 | 0 | 0 | 0 | 0 | 0 | 0 | 0 | 0 | 0 | 0
0 | 0 | 0 | 0 | 0 | 0 | 0 | 0 | 0 | 0 | 0 | 0 | 0 | 0 | 0 | 0 | 0 | 0 | 0 | 0
0 | 0 | 0 | 0 | 0 | 0 | 0 | 0 | 0 | 0 | 0 | 0 | 0 | 0 | 0 | 0 | 0 | 0 | 0 | 0
0 | 0 | 0 | 0 | 0 | 0 | 0 | 0 | 0 | 0 | 0 | 0 | 0 | 0 | 0 | 0 | 0 | 0 | 0 | 0
0 | 0 | 0 | 0 | 0 | 0 | 0 | 0 | 0 | 0 | 0 | 0 | 0 | 0 | 0 | 0 | 0 | 0 | 0 | 0
0 | 0 | 0 | 0 | 0 | 0 | 0 | 0 | 0 | 0 | 0 | 0 | 0 | 0 | 0 | 0 | 0 | 0 | 0 | 0
0 | 0 | 0 | 0 | 0 | 0 | 0 | 0 | 0 | 0 | 0 | 0 | 0 | 0 | 0 | 0 | 0 | 0 | 0 | 0
0 | 0 | 0 | 0 | 0 | 0 | 0 | 0 | 0 | 0 | 0 | 0 | 0 | 0 | 0 | 0 | 0 | 0 | 0 | 0
0 | 0 | 0 | 0 | 0 | 0 | 0 | 0 | 0 | 0 | 0 | 0 | 0 | 0 | 0 | 0 | 0 | 0 | 0 | 0
0 | 0 | 0 | 0 | 0 | 0 | 0 | 0 | 0 | 0 | 0 | 0 | 0 | 0 | 0 | 0 | 0 | 0 | 0 | 0
0 | 0 | 0 | 0 | 0 | 0 | 0 | 0 | 0 | 0 | 0 | 0 | 0 | 0 | 0 | 0 | 0 | 0 | 0 | 0
0 | 0 | 0 | 0 | 0 | 0 | 0 | 0 | 0 | 0 | 0 | 0 | 0 | 0 | 0 | 0 | 0 | 0 | 0 | 0
0 | 0 | 0 | 0 | 0 | 0 | 0 | 0 | 0 | 0 | 0 | 0 | 0 | 0 | 0 | 0 | 0 | 0 | 0 | 0
0 | 0 | 0 | 0 | 0 | 0 | 0 | 0 | 0 | 0 | 0 | 0 | 0 | 0 | 0 | 0 | 0 | 0 | 0 | 0
0 | 0 | 0 | 0 | 0 | 0 | 0 | 0 | 0 | 0 | 0 | 0 | 0 | 0 | 0 | 0 | 0 | 0 | 0 | 0
0 | 0 | 0 | 0 | 0 | 0 | 0 | 0 | 0 | 0 | 0 | 0 | 0 | 0 | 0 | 0 | 0 | 0 | 0 | 0
0 | 0 | 0 | 0 | 0 | 0 | 0 | 0 | 0 | 0 | 0 | 0 | 0 | 0 | 0 | 0 | 0 | 0 | 0 | 0
0 | 0 | 0 | 0 | 0 | 0 | 0 | 0 | 0 | 0 | 0 | 0 | 0 | 0 | 0 | 0 | 0 | 0 | 0 | 0
0 | 0 | 0 | 0 | 0 | 0 | 0 | 0 | 0 | 0 | 0 | 0 | 0 | 0 | 0 | 0 | 0 | 0 | 0 | 0
0 | 0 | 0 | 0 | 0 | 0 | 0 | 0 | 0 | 0 | 0 | 0 | 0 | 0 | 0 | 0 | 0 | 0 | 0 | 0
0 | 0 | 0 | 0 | 0 | 0 | 0 | 0 | 0 | 0 | 0 | 0 | 0 | 0 | 0 | 0 | 0 | 0 | 0 | 0
0 | 0 | 0 | 0 | 0 | 0 | 0 | 0 | 0 | 0 | 0 | 0 | 0 | 0 | 0 | 0 | 0 | 0 | 0 | 0
0 | 0 | 0 | 0 | 0 | 0 | 0 | 0 | 0 | 0 | 0 | 0 | 0 | 0 | 0 | 0 | 0 | 0 | 0 | 0
0 | 0 | 0 | 0 | 0 | 0 | 0 | 0 | 0 | 0 | 0 | 0 | 0 | 0 | 0 | 0 | 0 | 0 | 0 | 0
0 | 0 | 0 | 0 | 0 | 0 | 0 | 0 | 0 | 0 | 0 | 0 | 0 | 0 | 0 | 0 | 0 | 0 | 0 | 0
0 | 0 | 0 | 0 | 0 | 0 | 0 | 0 | 0 | 0 | 0 | 0 | 0 | 0 | 0 | 0 | 0 | 0 | 0 | 0
0 | 0 | 0 | 0 | 0 | 0 | 0 | 0 | 0 | 0 | 0 | 0 | 0 | 0 | 0 | 0 | 0 | 0 | 0 | 0
0 | 0 | 0 | 0 | 0 | 0 | 0 | 0 | 0 | 0 | 0 | 0 | 0 | 0 | 0 | 0 | 0 | 0 | 0 | 0
0 | 0 | 0 | 0 | 0 | 0 | 0 | 0 | 0 | 0 | 0 | 0 | 0 | 0 | 0 | 0 | 0 | 0 | 0 | 0
0 | 0 | 0 | 0 | 0 | 0 | 0 | 0 | 0 | 0 | 0 | 0 | 0 | 0 | 0 | 0 | 0 | 0 | 0 | 0
0 | 0 | 0 | 0 | 0 | 0 | 0 | 0 | 0 | 0 | 0 | 0 | 0 | 0 | 0 | 0 | 0 | 0 | 0 | 0
0 | 0 | 0 | 0 | 0 | 0 | 0 | 0 | 0 | 0 | 0 | 0 | 0 | 0 | 0 | 0 | 0 | 0 | 0 | 0
0 | 0 | 0 | 0 | 0 | 0 | 0 | 0 | 0 | 0 | 0 | 0 | 0 | 0 | 0 | 0 | 0 | 0 | 0 | 0
0 | 0 | 0 | 0 | 0 | 0 | 0 | 0 | 0 | 0 | 0 | 0 | 0 | 0 | 0 | 0 | 0 | 0 | 0 | 0
0 | 0 | 0 | 0 | 0 | 0 | 0 | 0 | 0 | 0 | 0 | 0 | 0 | 0 | 0 | 0 | 0 | 0 | 0 | 0
0 | 0 | 0 | 0 | 0 | 0 | 0 | 0 | 0 | 0 | 0 | 0 | 0 | 0 | 0 | 0 | 0 | 0 | 0 | 0
0 | 0 | 0 | 0 | 0 | 0 | 0 | 0 | 0 | 0 | 0 | 0 | 0 | 0 | 0 | 0 | 0 | 0 | 0 | 0
0 | 0 | 0 | 0 | 0 | 0 | 0 | 0 | 0 | 0 | 0 | 0 | 0 | 0 | 0 | 0 | 0 | 0 | 0 | 0
0 | 0 | 0 | 0 | 0 | 0 | 0 | 0 | 0 | 0 | 0 | 0 | 0 | 0 | 0 | 0 | 0 | 0 | 0 | 0
0 | 0 | 0 | 0 | 0 | 0 | 0 | 0 | 0 | 0 | 0 | 0 | 0 | 0 | 0 | 0 | 0 | 0 | 0 | 0
0 | 0 | 0 | 0 | 0 | 0 | 0 | 0 | 0 | 0 | 0 | 0 | 0 | 0 | 0 | 0 | 0 | 0 | 0 | 0
0 | 0 | 0 | 0 | 0 | 0 | 0 | 0 | 0 | 0 | 0 | 0 | 0 | 0 | 0 | 0 | 0 | 0 | 0 | 0
0 | 0 | 0 | 0 | 0 | 0 | 0 | 0 | 0 | 0 | 0 | 0 | 0 | 0 | 0 | 0 | 0 | 0 | 0 | 0
0 | 0 | 0 | 0 | 0 | 0 | 0 | 0 | 0 | 0 | 0 | 0 | 0 | 0 | 0 | 0 | 0 | 0 | 0 | 0
0 | 0 | 0 | 0 | 0 | 0 | 0 | 0 | 0 | 0 | 0 | 0 | 0 | 0 | 0 | 0 | 0 | 0 | 0 | 0
0 | 0 | 0 | 0 | 0 | 0 | 0 | 0 | 0 | 0 | 0 | 0 | 0 | 0 | 0 | 0 | 0 | 0 | 0 | 0
0 | 0 | 0 | 0 | 0 | 0 | 0 | 0 | 0 | 0 | 0 | 0 | 0 | 0 | 0 | 0 | 0 | 0 | 0 | 0
0 | 0 | 0 | 0 | 0 | 0 | 0 | 0 | 0 | 0 | 0 | 0 | 0 | 0 | 0 | 0 | 0 | 0 | 0 | 0
0 | 0 | 0 | 0 | 0 | 0 | 0 | 0 | 0 | 0 | 0 | 0 | 0 | 0 | 0 | 0 | 0 | 0 | 0 | 0
0 | 0 | 0 | 0 | 0 | 0 | 0 | 0 | 0 | 0 | 0 | 0 | 0 | 0 | 0 | 0 | 0 | 0 | 0 | 0
0 | 0 | 0 | 0 | 0 | 0 | 0 | 0 | 0 | 0 | 0 | 0 | 0 | 0 | 0 | 0 | 0 | 0 | 0 | 0
0 | 0 | 0 | 0 | 0 | 0 | 0 | 0 | 0 | 0 | 0 | 0 | 0 | 0 | 0 | 0 | 0 | 0 | 0 | 0
0 | 0 | 0 | 0 | 0 | 0 | 0 | 0 | 0 | 0 | 0 | 0 | 0 | 0 | 0 | 0 | 0 | 0 | 0 | 0
0 | 0 | 0 | 0 | 0 | 0 | 0 | 0 | 0 | 0 | 0 | 0 | 0 | 0 | 0 | 0 | 0 | 0 | 0 | 0
0 | 0 | 0 | 0 | 0 | 0 | 0 | 0 | 0 | 0 | 0 | 0 | 0 | 0 | 0 | 0 | 0 | 0 | 0 | 0
0 | 0 | 0 | 0 | 0 | 0 | 0 | 0 | 0 | 0 | 0 | 0 | 0 | 0 | 0 | 0 | 0 | 0 | 0 | 0
0 | 0 | 0 | 0 | 0 | 0 | 0 | 0 | 0 | 0 | 0 | 0 | 0 | 0 | 0 | 0 | 0 | 0 | 0 | 0
0 | 0 | 0 | 0 | 0 | 0 | 0 | 0 | 0 | 0 | 0 | 0 | 0 | 0 | 0 | 0 | 0 | 0 | 0 | 0
0 | 0 | 0 | 0 | 0 | 0 | 0 | 0 | 0 | 0 | 0 | 0 | 0 | 0 | 0 | 0 | 0 | 0 | 0 | 0
0 | 0 | 0 | 0 | 0 | 0 | 0 | 0 | 0 | 0 | 0 | 0 | 0 | 0 | 0 | 0 | 0 | 0 | 0 | 0
0 | 0 | 0 | 0 | 0 | 0 | 0 | 0 | 0 | 0 | 0 | 0 | 0 | 0 | 0 | 0 | 0 | 0 | 0 | 0
0 | 0 | 0 | 0 | 0 | 0 | 0 | 0 | 0 | 0 | 0 | 0 | 0 | 0 | 0 | 0 | 0 | 0 | 0 | 0
0 | 0 | 0 | 0 | 0 | 0 | 0 | 0 | 0 | 0 | 0 | 0 | 0 | 0 | 0 | 0 | 0 | 0 | 0 | 0
0 | 0 | 0 | 0 | 0 | 0 | 0 | 0 | 0 | 0 | 0 | 0 | 0 | 0 | 0 | 0 | 0 | 0 | 0 | 0
0 | 0 | 0 | 0 | 0 | 0 | 0 | 0 | 0 | 0 | 0 | 0 | 0 | 0 | 0 | 0 | 0 | 0 | 0 | 0
0 | 0 | 0 | 0 | 0 | 0 | 0 | 0 | 0 | 0 | 0 | 0 | 0 | 0 | 0 | 0 | 0 | 0 | 0 | 0
0 | 0 | 0 | 0 | 0 | 0 | 0 | 0 | 0 | 0 | 0 | 0 | 0 | 0 | 0 | 0 | 0 | 0 | 0 | 0
0 | 0 | 0 | 0 | 0 | 0 | 0 | 0 | 0 | 0 | 0 | 0 | 0 | 0 | 0 | 0 | 0 | 0 | 0 | 0
0 | 0 | 0 | 0 | 0 | 0 | 0 | 0 | 0 | 0 | 0 | 0 | 0 | 0 | 0 | 0 | 0 | 0 | 0 | 0
0 | 0 | 0 | 0 | 0 | 0 | 0 | 0 | 0 | 0 | 0 | 0 | 0 | 0 | 0 | 0 | 0 | 0 | 0 | 0
0 | 0 | 0 | 0 | 0 | 0 | 0 | 0 | 0 | 0 | 0 | 0 | 0 | 0 | 0 | 0 | 0 | 0 | 0 | 0
0 | 0 | 0 | 0 | 0 | 0 | 0 | 0 | 0 | 0 | 0 | 0 | 0 | 0 | 0 | 0 | 0 | 0 | 0 | 0
0 | 0 | 0 | 0 | 0 | 0 | 0 | 0 | 0 | 0 | 0 | 0 | 0 | 0 | 0 | 0 | 0 | 0 | 0 | 0
0 | 0 | 0 | 0 | 0 | 0 | 0 | 0 | 0 | 0 | 0 | 0 | 0 | 0 | 0 | 0 | 0 | 0 | 0 | 0
0 | 0 | 0 | 0 | 0 | 0 | 0 | 0 | 0 | 0 | 0 | 0 | 0 | 0 | 0 | 0 | 0 | 0 | 0 | 0
0 | 0 | 0 | 0 | 0 | 0 | 0 | 0 | 0 | 0 | 0 | 0 | 0 | 0 | 0 | 0 | 0 | 0 | 0 | 0
0 | 0 | 0 | 0 | 0 | 0 | 0 | 0 | 0 | 0 | 0 | 0 | 0 | 0 | 0 | 0 | 0 | 0 | 0 | 0
0 | 0 | 0 | 0 | 0 | 0 | 0 | 0 | 0 | 0 | 0 | 0 | 0 | 0 | 0 | 0 | 0 | 0 | 0 | 0
0 | 0 | 0 | 0 | 0 | 0 | 0 | 0 | 0 | 0 | 0 | 0 | 0 | 0 | 0 | 0 | 0 | 0 | 0 | 0
0 | 0 | 0 | 0 | 0 | 0 | 0 | 0 | 0 | 0 | 0 | 0 | 0 | 0 | 0 | 0 | 0 | 0 | 0 | 0
0 | 0 | 0 | 0 | 0 | 0 | 0 | 0 | 0 | 0 | 0 | 0 | 0 | 0 | 0 | 0 | 0 | 0 | 0 | 0
0 | 0 | 0 | 0 | 0 | 0 | 0 | 0 | 0 | 0 | 0 | 0 | 0 | 0 | 0 | 0 | 0 | 0 | 0 | 0
0 | 0 | 0 | 0 | 0 | 0 | 0 | 0 | 0 | 0 | 0 | 0 | 0 | 0 | 0 | 0 | 0 | 0 | 0 | 0
0 | 0 | 0 | 0 | 0 | 0 | 0 | 0 | 0 | 0 | 0 | 0 | 0 | 0 | 0 | 0 | 0 | 0 | 0 | 0
0 | 0 | 0 | 0 | 0 | 0 | 0 | 0 | 0 | 0 | 0 | 0 | 0 | 0 | 0 | 0 | 0 | 0 | 0 | 0
0 | 0 | 0 | 0 | 0 | 0 | 0 | 0 | 0 | 0 | 0 | 0 | 0 | 0 | 0 | 0 | 0 | 0 | 0 | 0
0 | 0 | 0 | 0 | 0 | 0 | 0 | 0 | 0 | 0 | 0 | 0 | 0 | 0 | 0 | 0 | 0 | 0 | 0 | 0
0 | 0 | 0 | 0 | 0 | 0 | 0 | 0 | 0 | 0 | 0 | 0 | 0 | 0 | 0 | 0 | 0 | 0 | 0 | 0
0 | 0 | 0 | 0 | 0 | 0 | 0 | 0 | 0 | 0 | 0 | 0 | 0 | 0 | 0 | 0 | 0 | 0 | 0 | 0
0 | 0 | 0 | 0 | 0 | 0 | 0 | 0 | 0 | 0 | 0 | 0 | 0 | 0 | 0 | 0 | 0 | 0 | 0 | 0
0 | 0 | 0 | 0 | 0 | 0 | 0 | 0 | 0 | 0 | 0 | 0 | 0 | 0 | 0 | 0 | 0 | 0 | 0 | 0
0 | 0 | 0 | 0 | 0 | 0 | 0 | 0 | 0 | 0 | 0 | 0 | 0 | 0 | 0 | 0 | 0 | 0 | 0 | 0
0 | 0 | 0 | 0 | 0 | 0 | 0 | 0 | 0 | 0 | 0 | 0 | 0 | 0 | 0 | 0 | 0 | 0 | 0 | 0
0 | 0 | 0 | 0 | 0 | 0 | 0 | 0 | 0 | 0 | 0 | 0 | 0 | 0 | 0 | 0 | 0 | 0 | 0 | 0
0 | 0 | 0 | 0 | 0 | 0 | 0 | 0 | 0 | 0 | 0 | 0 | 0 | 0 | 0 | 0 | 0 | 0 | 0 | 0
0 | 0 | 0 | 0 | 0 | 0 | 0 | 0 | 0 | 0 | 0 | 0 | 0 | 0 | 0 | 0 | 0 | 0 | 0 | 0
0 | 0 | 0 | 0 | 0 | 0 | 0 | 0 | 0 | 0 | 0 | 0 | 0 | 0 | 0 | 0 | 0 | 0 | 0 | 0
0 | 0 | 0 | 0 | 0 | 0 | 0 | 0 | 0 | 0 | 0 | 0 | 0 | 0 | 0 | 0 | 0 | 0 | 0 | 0
0 | 0 | 0 | 0 | 0 | 0 | 0 | 0 | 0 | 0 | 0 | 0 | 0 | 0 | 0 | 0 | 0 | 0 | 0 | 0
0 | 0 | 0 | 0 | 0 | 0 | 0 | 0 | 0 | 0 | 0 | 0 | 0 | 0 | 0 | 0 | 0 | 0 | 0 | 0
0 | 0 | 0 | 0 | 0 | 0 | 0 | 0 | 0 | 0 | 0 | 0 | 0 | 0 | 0 | 0 | 0 | 0 | 0 | 0
0 | 0 | 0 | 0 | 0 | 0 | 0 | 0 | 0 | 0 | 0 | 0 | 0 | 0 | 0 | 0 | 0 | 0 | 0 | 0
0 | 0 | 0 | 0 | 0 | 0 | 0 | 0 | 0 | 0 | 0 | 0 | 0 | 0 | 0 | 0 | 0 | 0 | 0 | 0
0 | 0 | 0 | 0 | 0 | 0 | 0 | 0 | 0 | 0 | 0 | 0 | 0 | 0 | 0 | 0 | 0 | 0 | 0 | 0
0 | 0 | 0 | 0 | 0 | 0 | 0 | 0 | 0 | 0 | 0 | 0 | 0 | 0 | 0 | 0 | 0 | 0 | 0 | 0
0 | 0 | 0 | 0 | 0 | 0 | 0 | 0 | 0 | 0 | 0 | 0 | 0 | 0 | 0 | 0 | 0 | 0 | 0 | 0
0 | 0 | 0 | 0 | 0 | 0 | 0 | 0 | 0 | 0 | 0 | 0 | 0 | 0 | 0 | 0 | 0 | 0 | 0 | 0
0 | 0 | 0 | 0 | 0 | 0 | 0 | 0 | 0 | 0 | 0 | 0 | 0 | 0 | 0 | 0 | 0 | 0 | 0 | 0
0 | 0 | 0 | 0 | 0 | 0 | 0 | 0 | 0 | 0 | 0 | 0 | 0 | 0 | 0 | 0 | 0 | 0 | 0 | 0
0 | 0 | 0 | 0 | 0 | 0 | 0 | 0 | 0 | 0 | 0 | 0 | 0 | 0 | 0 | 0 | 0 | 0 | 0 | 0
0 | 0 | 0 | 0 | 0 | 0 | 0 | 0 | 0 | 0 | 0 | 0 | 0 | 0 | 0 | 0 | 0 | 0 | 0 | 0
0 | 0 | 0 | 0 | 0 | 0 | 0 | 0 | 0 | 0 | 0 | 0 | 0 | 0 | 0 | 0 | 0 | 0 | 0 | 0
0 | 0 | 0 | 0 | 0 | 0 | 0 | 0 | 0 | 0 | 0 | 0 | 0 | 0 | 0 | 0 | 0 | 0 | 0 | 0
0 | 0 | 0 | 0 | 0 | 0 | 0 | 0 | 0 | 0 | 0 | 0 | 0 | 0 | 0 | 0 | 0 | 0 | 0 | 0
0 | 0 | 0 | 0 | 0 | 0 | 0 | 0 | 0 | 0 | 0 | 0 | 0 | 0 | 0 | 0 | 0 | 0 | 0 | 0
0 | 0 | 0 | 0 | 0 | 0 | 0 | 0 | 0 | 0 | 0 | 0 | 0 | 0 | 0 | 0 | 0 | 0 | 0 | 0
0 | 0 | 0 | 0 | 0 | 0 | 0 | 0 | 0 | 0 | 0 | 0 | 0 | 0 | 0 | 0 | 0 | 0 | 0 | 0
0 | 0 | 0 | 0 | 0 | 0 | 0 | 0 | 0 | 0 | 0 | 0 | 0 | 0 | 0 | 0 | 0 | 0 | 0 | 0
0 | 0 | 0 | 0 | 0 | 0 | 0 | 0 | 0 | 0 | 0 | 0 | 0 | 0 | 0 | 0 | 0 | 0 | 0 | 0
0 | 0 | 0 | 0 | 0 | 0 | 0 | 0 | 0 | 0 | 0 | 0 | 0 | 0 | 0 | 0 | 0 | 0 | 0 | 0
0 | 0 | 0 | 0 | 0 | 0 | 0 | 0 | 0 | 0 | 0 | 0 | 0 | 0 | 0 | 0 | 0 | 0 | 0 | 0
0 | 0 | 0 | 0 | 0 | 0 | 0 | 0 | 0 | 0 | 0 | 0 | 0 | 0 | 0 | 0 | 0 | 0 | 0 | 0
0 | 0 | 0 | 0 | 0 | 0 | 0 | 0 | 0 | 0 | 0 | 0 | 0 | 0 | 0 | 0 | 0 | 0 | 0 | 0
0 | 0 | 0 | 0 | 0 | 0 | 0 | 0 | 0 | 0 | 0 | 0 | 0 | 0 | 0 | 0 | 0 | 0 | 0 | 0
0 | 0 | 0 | 0 | 0 | 0 | 0 | 0 | 0 | 0 | 0 | 0 | 0 | 0 | 0 | 0 | 0 | 0 | 0 | 0
0 | 0 | 0 | 0 | 0 | 0 | 0 | 0 | 0 | 0 | 0 | 0 | 0 | 0 | 0 | 0 | 0 | 0 | 0 | 0
0 | 0 | 0 | 0 | 0 | 0 | 0 | 0 | 0 | 0 | 0 | 0 | 0 | 0 | 0 | 0 | 0 | 0 | 0 | 0
0 | 0 | 0 | 0 | 0 | 0 | 0 | 0 | 0 | 0 | 0 | 0 | 0 | 0 | 0 | 0 | 0 | 0 | 0 | 0
0 | 0 | 0 | 0 | 0 | 0 | 0 | 0 | 0 | 0 | 0 | 0 | 0 | 0 | 0 | 0 | 0 | 0 | 0 | 0
0 | 0 | 0 | 0 | 0 | 0 | 0 | 0 | 0 | 0 | 0 | 0 | 0 | 0 | 0 | 0 | 0 | 0 | 0 | 0
0 | 0 | 0 | 0 | 0 | 0 | 0 | 0 | 0 | 0 | 0 | 0 | 0 | 0 | 0 | 0 | 0 | 0 | 0 | 0
0 | 0 | 0 | 0 | 0 | 0 | 0 | 0 | 0 | 0 | 0 | 0 | 0 | 0 | 0 | 0 | 0 | 0 | 0 | 0
0 | 0 | 0 | 0 | 0 | 0 | 0 | 0 | 0 | 0 | 0 | 0 | 0 | 0 | 0 | 0 | 0 | 0 | 0 | 0
0 | 0 | 0 | 0 | 0 | 0 | 0 | 0 | 0 | 0 | 0 | 0 | 0 | 0 | 0 | 0 | 0 | 0 | 0 | 0
0 | 0 | 0 | 0 | 0 | 0 | 0 | 0 | 0 | 0 | 0 | 0 | 0 | 0 | 0 | 0 | 0 | 0 | 0 | 0
0 | 0 | 0 | 0 | 0 | 0 | 0 | 0 | 0 | 0 | 0 | 0 | 0 | 0 | 0 | 0 | 0 | 0 | 0 | 0
0 | 0 | 0 | 0 | 0 | 0 | 0 | 0 | 0 | 0 | 0 | 0 | 0 | 0 | 0 | 0 | 0 | 0 | 0 | 0
0 | 0 | 0 | 0 | 0 | 0 | 0 | 0 | 0 | 0 | 0 | 0 | 0 | 0 | 0 | 0 | 0 | 0 | 0 | 0
0 | 0 | 0 | 0 | 0 | 0 | 0 | 0 | 0 | 0 | 0 | 0 | 0 | 0 | 0 | 0 | 0 | 0 | 0 | 0
0 | 0 | 0 | 0 | 0 | 0 | 0 | 0 | 0 | 0 | 0 | 0 | 0 | 0 | 0 | 0 | 0 | 0 | 0 | 0
0 | 0 | 0 | 0 | 0 | 0 | 0 | 0 | 0 | 0 | 0 | 0 | 0 | 0 | 0 | 0 | 0 | 0 | 0 | 0
0 | 0 | 0 | 0 | 0 | 0 | 0 | 0 | 0 | 0 | 0 | 0 | 0 | 0 | 0 | 0 | 0 | 0 | 0 | 0
0 | 0 | 0 | 0 | 0 | 0 | 0 | 0 | 0 | 0 | 0 | 0 | 0 | 0 | 0 | 0 | 0 | 0 | 0 | 0
0 | 0 | 0 | 0 | 0 | 0 | 0 | 0 | 0 | 0 | 0 | 0 | 0 | 0 | 0 | 0 | 0 | 0 | 0 | 0
0 | 0 | 0 | 0 | 0 | 0 | 0 | 0 | 0 | 0 | 0 | 0 | 0 | 0 | 0 | 0 | 0 | 0 | 0 | 0
0 | 0 | 0 | 0 | 0 | 0 | 0 | 0 | 0 | 0 | 0 | 0 | 0 | 0 | 0 | 0 | 0 | 0 | 0 | 0
0 | 0 | 0 | 0 | 0 | 0 | 0 | 0 | 0 | 0 | 0 | 0 | 0 | 0 | 0 | 0 | 0 | 0 | 0 | 0
0 | 0 | 0 | 0 | 0 | 0 | 0 | 0 | 0 | 0 | 0 | 0 | 0 | 0 | 0 | 0 | 0 | 0 | 0 | 0
0 | 0 | 0 | 0 | 0 | 0 | 0 | 0 | 0 | 0 | 0 | 0 | 0 | 0 | 0 | 0 | 0 | 0 | 0 | 0
0 | 0 | 0 | 0 | 0 | 0 | 0 | 0 | 0 | 0 | 0 | 0 | 0 | 0 | 0 | 0 | 0 | 0 | 0 | 0
0 | 0 | 0 | 0 | 0 | 0 | 0 | 0 | 0 | 0 | 0 | 0 | 0 | 0 | 0 | 0 | 0 | 0 | 0 | 0
0 | 0 | 0 | 0 | 0 | 0 | 0 | 0 | 0 | 0 | 0 | 0 | 0 | 0 | 0 | 0 | 0 | 0 | 0 | 0
0 | 0 | 0 | 0 | 0 | 0 | 0 | 0 | 0 | 0 | 0 | 0 | 0 | 0 | 0 | 0 | 0 | 0 | 0 | 0
0 | 0 | 0 | 0 | 0 | 0 | 0 | 0 | 0 | 0 | 0 | 0 | 0 | 0 | 0 | 0 | 0 | 0 | 0 | 0
0 | 0 | 0 | 0 | 0 | 0 | 0 | 0 | 0 | 0 | 0 | 0 | 0 | 0 | 0 | 0 | 0 | 0 | 0 | 0
0 | 0 | 0 | 0 | 0 | 0 | 0 | 0 | 0 | 0 | 0 | 0 | 0 | 0 | 0 | 0 | 0 | 0 | 0 | 0
0 | 0 | 0 | 0 | 0 | 0 | 0 | 0 | 0 | 0 | 0 | 0 | 0 | 0 | 0 | 0 | 0 | 0 | 0 | 0
0 | 0 | 0 | 0 | 0 | 0 | 0 | 0 | 0 | 0 | 0 | 0 | 0 | 0 | 0 | 0 | 0 | 0 | 0 | 0
0 | 0 | 0 | 0 | 0 | 0 | 0 | 0 | 0 | 0 | 0 | 0 | 0 | 0 | 0 | 0 | 0 | 0 | 0 | 0
0 | 0 | 0 | 0 | 0 | 0 | 0 | 0 | 0 | 0 | 0 | 0 | 0 | 0 | 0 | 0 | 0 | 0 | 0 | 0
0 | 0 | 0 | 0 | 0 | 0 | 0 | 0 | 0 | 0 | 0 | 0 | 0 | 0 | 0 | 0 | 0 | 0 | 0 | 0
0 | 0 | 0 | 0 | 0 | 0 | 0 | 0 | 0 | 0 | 0 | 0 | 0 | 0 | 0 | 0 | 0 | 0 | 0 | 0
0 | 0 | 0 | 0 | 0 | 0 | 0 | 0 | 0 | 0 | 0 | 0 | 0 | 0 | 0 | 0 | 0 | 0 | 0 | 0
0 | 0 | 0 | 0 | 0 | 0 | 0 | 0 | 0 | 0 | 0 | 0 | 0 | 0 | 0 | 0 | 0 | 0 | 0 | 0
0 | 0 | 0 | 0 | 0 | 0 | 0 | 0 | 0 | 0 | 0 | 0 | 0 | 0 | 0 | 0 | 0 | 0 | 0 | 0
0 | 0 | 0 | 0 | 0 | 0 | 0 | 0 | 0 | 0 | 0 | 0 | 0 | 0 | 0 | 0 | 0 | 0 | 0 | 0
0 | 0 | 0 | 0 | 0 | 0 | 0 | 0 | 0 | 0 | 0 | 0 | 0 | 0 | 0 | 0 | 0 | 0 | 0 | 0
0 | 0 | 0 | 0 | 0 | 0 | 0 | 0 | 0 | 0 | 0 | 0 | 0 | 0 | 0 | 0 | 0 | 0 | 0 | 0
0 | 0 | 0 | 0 | 0 | 0 | 0 | 0 | 0 | 0 | 0 | 0 | 0 | 0 | 0 | 0 | 0 | 0 | 0 | 0
0 | 0 | 0 | 0 | 0 | 0 | 0 | 0 | 0 | 0 | 0 | 0 | 0 | 0 | 0 | 0 | 0 | 0 | 0 | 0
0 | 0 | 0 | 0 | 0 | 0 | 0 | 0 | 0 | 0 | 0 | 0 | 0 | 0 | 0 | 0 | 0 | 0 | 0 | 0
0 | 0 | 0 | 0 | 0 | 0 | 0 | 0 | 0 | 0 | 0 | 0 | 0 | 0 | 0 | 0 | 0 | 0 | 0 | 0
0 | 0 | 0 | 0 | 0 | 0 | 0 | 0 | 0 | 0 | 0 | 0 | 0 | 0 | 0 | 0 | 0 | 0 | 0 | 0
0 | 0 | 0 | 0 | 0 | 0 | 0 | 0 | 0 | 0 | 0 | 0 | 0 | 0 | 0 | 0 | 0 | 0 | 0 | 0
0 | 0 | 0 | 0 | 0 | 0 | 0 | 0 | 0 | 0 | 0 | 0 | 0 | 0 | 0 | 0 | 0 | 0 | 0 | 0
0 | 0 | 0 | 0 | 0 | 0 | 0 | 0 | 0 | 0 | 0 | 0 | 0 | 0 | 0 | 0 | 0 | 0 | 0 | 0
0 | 0 | 0 | 0 | 0 | 0 | 0 | 0 | 0 | 0 | 0 | 0 | 0 | 0 | 0 | 0 | 0 | 0 | 0 | 0
0 | 0 | 0 | 0 | 0 | 0 | 0 | 0 | 0 | 0 | 0 | 0 | 0 | 0 | 0 | 0 | 0 | 0 | 0 | 0
0 | 0 | 0 | 0 | 0 | 0 | 0 | 0 | 0 | 0 | 0 | 0 | 0 | 0 | 0 | 0 | 0 | 0 | 0 | 0
0 | 0 | 0 | 0 | 0 | 0 | 0 | 0 | 0 | 0 | 0 | 0 | 0 | 0 | 0 | 0 | 0 | 0 | 0 | 0
0 | 0 | 0 | 0 | 0 | 0 | 0 | 0 | 0 | 0 | 0 | 0 | 0 | 0 | 0 | 0 | 0 | 0 | 0 | 0
0 | 0 | 0 | 0 | 0 | 0 | 0 | 0 | 0 | 0 | 0 | 0 | 0 | 0 | 0 | 0 | 0 | 0 | 0 | 0
0 | 0 | 0 | 0 | 0 | 0 | 0 | 0 | 0 | 0 | 0 | 0 | 0 | 0 | 0 | 0 | 0 | 0 | 0 | 0
0 | 0 | 0 | 0 | 0 | 0 | 0 | 0 | 0 | 0 | 0 | 0 | 0 | 0 | 0 | 0 | 0 | 0 | 0 | 0
0 | 0 | 0 | 0 | 0 | 0 | 0 | 0 | 0 | 0 | 0 | 0 | 0 | 0 | 0 | 0 | 0 | 0 | 0 | 0
0 | 0 | 0 | 0 | 0 | 0 | 0 | 0 | 0 | 0 | 0 | 0 | 0 | 0 | 0 | 0 | 0 | 0 | 0 | 0
0 | 0 | 0 | 0 | 0 | 0 | 0 | 0 | 0 | 0 | 0 | 0 | 0 | 0 | 0 | 0 | 0 | 0 | 0 | 0
0 | 0 | 0 | 0 | 0 | 0 | 0 | 0 | 0 | 0 | 0 | 0 | 0 | 0 | 0 | 0 | 0 | 0 | 0 | 0
0 | 0 | 0 | 0 | 0 | 0 | 0 | 0 | 0 | 0 | 0 | 0 | 0 | 0 | 0 | 0 | 0 | 0 | 0 | 0
0 | 0 | 0 | 0 | 0 | 0 | 0 | 0 | 0 | 0 | 0 | 0 | 0 | 0 | 0 | 0 | 0 | 0 | 0 | 0
0 | 0 | 0 | 0 | 0 | 0 | 0 | 0 | 0 | 0 | 0 | 0 | 0 | 0 | 0 | 0 | 0 | 0 | 0 | 0
0 | 0 | 0 | 0 | 0 | 0 | 0 | 0 | 0 | 0 | 0 | 0 | 0 | 0 | 0 | 0 | 0 | 0 | 0 | 0
0 | 0 | 0 | 0 | 0 | 0 | 0 | 0 | 0 | 0 | 0 | 0 | 0 | 0 | 0 | 0 | 0 | 0 | 0 | 0
0 | 0 | 0 | 0 | 0 | 0 | 0 | 0 | 0 | 0 | 0 | 0 | 0 | 0 | 0 | 0 | 0 | 0 | 0 | 0
0 | 0 | 0 | 0 | 0 | 0 | 0 | 0 | 0 | 0 | 0 | 0 | 0 | 0 | 0 | 0 | 0 | 0 | 0 | 0
0 | 0 | 0 | 0 | 0 | 0 | 0 | 0 | 0 | 0 | 0 | 0 | 0 | 0 | 0 | 0 | 0 | 0 | 0 | 0
0 | 0 | 0 | 0 | 0 | 0 | 0 | 0 | 0 | 0 | 0 | 0 | 0 | 0 | 0 | 0 | 0 | 0 | 0 | 0
0 | 0 | 0 | 0 | 0 | 0 | 0 | 0 | 0 | 0 | 0 | 0 | 0 | 0 | 0 | 0 | 0 | 0 | 0 | 0
0 | 0 | 0 | 0 | 0 | 0 | 0 | 0 | 0 | 0 | 0 | 0 | 0 | 0 | 0 | 0 | 0 | 0 | 0 | 0
0 | 0 | 0 | 0 | 0 | 0 | 0 | 0 | 0 | 0 | 0 | 0 | 0 | 0 | 0 | 0 | 0 | 0 | 0 | 0
0 | 0 | 0 | 0 | 0 | 0 | 0 | 0 | 0 | 0 | 0 | 0 | 0 | 0 | 0 | 0 | 0 | 0 | 0 | 0
0 | 0 | 0 | 0 | 0 | 0 | 0 | 0 | 0 | 0 | 0 | 0 | 0 | 0 | 0 | 0 | 0 | 0 | 0 | 0
0 | 0 | 0 | 0 | 0 | 0 | 0 | 0 | 0 | 0 | 0 | 0 | 0 | 0 | 0 | 0 | 0 | 0 | 0 | 0
0 | 0 | 0 | 0 | 0 | 0 | 0 | 0 | 0 | 0 | 0 | 0 | 0 | 0 | 0 | 0 | 0 | 0 | 0 | 0
0 | 0 | 0 | 0 | 0 | 0 | 0 | 0 | 0 | 0 | 0 | 0 | 0 | 0 | 0 | 0 | 0 | 0 | 0 | 0
0 | 0 | 0 | 0 | 0 | 0 | 0 | 0 | 0 | 0 | 0 | 0 | 0 | 0 | 0 | 0 | 0 | 0 | 0 | 0
0 | 0 | 0 | 0 | 0 | 0 | 0 | 0 | 0 | 0 | 0 | 0 | 0 | 0 | 0 | 0 | 0 | 0 | 0 | 0
0 | 0 | 0 | 0 | 0 | 0 | 0 | 0 | 0 | 0 | 0 | 0 | 0 | 0 | 0 | 0 | 0 | 0 | 0 | 0
0 | 0 | 0 | 0 | 0 | 0 | 0 | 0 | 0 | 0 | 0 | 0 | 0 | 0 | 0 | 0 | 0 | 0 | 0 | 0
0 | 0 | 0 | 0 | 0 | 0 | 0 | 0 | 0 | 0 | 0 | 0 | 0 | 0 | 0 | 0 | 0 | 0 | 0 | 0
0 | 0 | 0 | 0 | 0 | 0 | 0 | 0 | 0 | 0 | 0 | 0 | 0 | 0 | 0 | 0 | 0 | 0 | 0 | 0
0 | 0 | 0 | 0 | 0 | 0 | 0 | 0 | 0 | 0 | 0 | 0 | 0 | 0 | 0 | 0 | 0 | 0 | 0 | 0
0 | 0 | 0 | 0 | 0 | 0 | 0 | 0 | 0 | 0 | 0 | 0 | 0 | 0 | 0 | 0 | 0 | 0 | 0 | 0
0 | 0 | 0 | 0 | 0 | 0 | 0 | 0 | 0 | 0 | 0 | 0 | 0 | 0 | 0 | 0 | 0 | 0 | 0 | 0
0 | 0 | 0 | 0 | 0 | 0 | 0 | 0 | 0 | 0 | 0 | 0 | 0 | 0 | 0 | 0 | 0 | 0 | 0 | 0
0 | 0 | 0 | 0 | 0 | 0 | 0 | 0 | 0 | 0 | 0 | 0 | 0 | 0 | 0 | 0 | 0 | 0 | 0 | 0
0 | 0 | 0 | 0 | 0 | 0 | 0 | 0 | 0 | 0 | 0 | 0 | 0 | 0 | 0 | 0 | 0 | 0 | 0 | 0
0 | 0 | 0 | 0 | 0 | 0 | 0 | 0 | 0 | 0 | 0 | 0 | 0 | 0 | 0 | 0 | 0 | 0 | 0 | 0
0 | 0 | 0 | 0 | 0 | 0 | 0 | 0 | 0 | 0 | 0 | 0 | 0 | 0 | 0 | 0 | 0 | 0 | 0 | 0
0 | 0 | 0 | 0 | 0 | 0 | 0 | 0 | 0 | 0 | 0 | 0 | 0 | 0 | 0 | 0 | 0 | 0 | 0 | 0
0 | 0 | 0 | 0 | 0 | 0 | 0 | 0 | 0 | 0 | 0 | 0 | 0 | 0 | 0 | 0 | 0 | 0 | 0 | 0
0 | 0 | 0 | 0 | 0 | 0 | 0 | 0 | 0 | 0 | 0 | 0 | 0 | 0 | 0 | 0 | 0 | 0 | 0 | 0
0 | 0 | 0 | 0 | 0 | 0 | 0 | 0 | 0 | 0 | 0 | 0 | 0 | 0 | 0 | 0 | 0 | 0 | 0 | 0
0 | 0 | 0 | 0 | 0 | 0 | 0 | 0 | 0 | 0 | 0 | 0 | 0 | 0 | 0 | 0 | 0 | 0 | 0 | 0
0 | 0 | 0 | 0 | 0 | 0 | 0 | 0 | 0 | 0 | 0 | 0 | 0 | 0 | 0 | 0 | 0 | 0 | 0 | 0
0 | 0 | 0 | 0 | 0 | 0 | 0 | 0 | 0 | 0 | 0 | 0 | 0 | 0 | 0 | 0 | 0 | 0 | 0 | 0
0 | 0 | 0 | 0 | 0 | 0 | 0 | 0 | 0 | 0 | 0 | 0 | 0 | 0 | 0 | 0 | 0 | 0 | 0 | 0
0 | 0 | 0 | 0 | 0 | 0 | 0 | 0 | 0 | 0 | 0 | 0 | 0 | 0 | 0 | 0 | 0 | 0 | 0 | 0
0 | 0 | 0 | 0 | 0 | 0 | 0 | 0 | 0 | 0 | 0 | 0 | 0 | 0 | 0 | 0 | 0 | 0 | 0 | 0
0 | 0 | 0 | 0 | 0 | 0 | 0 | 0 | 0 | 0 | 0 | 0 | 0 | 0 | 0 | 0 | 0 | 0 | 0 | 0
0 | 0 | 0 | 0 | 0 | 0 | 0 | 0 | 0 | 0 | 0 | 0 | 0 | 0 | 0 | 0 | 0 | 0 | 0 | 0
0 | 0 | 0 | 0 | 0 | 0 | 0 | 0 | 0 | 0 | 0 | 0 | 0 | 0 | 0 | 0 | 0 | 0 | 0 | 0
0 | 0 | 0 | 0 | 0 | 0 | 0 | 0 | 0 | 0 | 0 | 0 | 0 | 0 | 0 | 0 | 0 | 0 | 0 | 0
0 | 0 | 0 | 0 | 0 | 0 | 0 | 0 | 0 | 0 | 0 | 0 | 0 | 0 | 0 | 0 | 0 | 0 | 0 | 0
0 | 0 | 0 | 0 | 0 | 0 | 0 | 0 | 0 | 0 | 0 | 0 | 0 | 0 | 0 | 0 | 0 | 0 | 0 | 0
0 | 0 | 0 | 0 | 0 | 0 | 0 | 0 | 0 | 0 | 0 | 0 | 0 | 0 | 0 | 0 | 0 | 0 | 0 | 0
0 | 0 | 0 | 0 | 0 | 0 | 0 | 0 | 0 | 0 | 0 | 0 | 0 | 0 | 0 | 0 | 0 | 0 | 0 | 0
0 | 0 | 0 | 0 | 0 | 0 | 0 | 0 | 0 | 0 | 0 | 0 | 0 | 0 | 0 | 0 | 0 | 0 | 0 | 0
0 | 0 | 0 | 0 | 0 | 0 | 0 | 0 | 0 | 0 | 0 | 0 | 0 | 0 | 0 | 0 | 0 | 0 | 0 | 0
0 | 0 | 0 | 0 | 0 | 0 | 0 | 0 | 0 | 0 | 0 | 0 | 0 | 0 | 0 | 0 | 0 | 0 | 0 | 0
0 | 0 | 0 | 0 | 0 | 0 | 0 | 0 | 0 | 0 | 0 | 0 | 0 | 0 | 0 | 0 | 0 | 0 | 0 | 0
0 | 0 | 0 | 0 | 0 | 0 | 0 | 0 | 0 | 0 | 0 | 0 | 0 | 0 | 0 | 0 | 0 | 0 | 0 | 0
0 | 0 | 0 | 0 | 0 | 0 | 0 | 0 | 0 | 0 | 0 | 0 | 0 | 0 | 0 | 0 | 0 | 0 | 0 | 0
0 | 0 | 0 | 0 | 0 | 0 | 0 | 0 | 0 | 0 | 0 | 0 | 0 | 0 | 0 | 0 | 0 | 0 | 0 | 0
0 | 0 | 0 | 0 | 0 | 0 | 0 | 0 | 0 | 0 | 0 | 0 | 0 | 0 | 0 | 0 | 0 | 0 | 0 | 0
0 | 0 | 0 | 0 | 0 | 0 | 0 | 0 | 0 | 0 | 0 | 0 | 0 | 0 | 0 | 0 | 0 | 0 | 0 | 0
0 | 0 | 0 | 0 | 0 | 0 | 0 | 0 | 0 | 0 | 0 | 0 | 0 | 0 | 0 | 0 | 0 | 0 | 0 | 0
0 | 0 | 0 | 0 | 0 | 0 | 0 | 0 | 0 | 0 | 0 | 0 | 0 | 0 | 0 | 0 | 0 | 0 | 0 | 0
0 | 0 | 0 | 0 | 0 | 0 | 0 | 0 | 0 | 0 | 0 | 0 | 0 | 0 | 0 | 0 | 0 | 0 | 0 | 0
0 | 0 | 0 | 0 | 0 | 0 | 0 | 0 | 0 | 0 | 0 | 0 | 0 | 0 | 0 | 0 | 0 | 0 | 0 | 0
0 | 0 | 0 | 0 | 0 | 0 | 0 | 0 | 0 | 0 | 0 | 0 | 0 | 0 | 0 | 0 | 0 | 0 | 0 | 0
0 | 0 | 0 | 0 | 0 | 0 | 0 | 0 | 0 | 0 | 0 | 0 | 0 | 0 | 0 | 0 | 0 | 0 | 0 | 0
0 | 0 | 0 | 0 | 0 | 0 | 0 | 0 | 0 | 0 | 0 | 0 | 0 | 0 | 0 | 0 | 0 | 0 | 0 | 0
0 | 0 | 0 | 0 | 0 | 0 | 0 | 0 | 0 | 0 | 0 | 0 | 0 | 0 | 0 | 0 | 0 | 0 | 0 | 0
0 | 0 | 0 | 0 | 0 | 0 | 0 | 0 | 0 | 0 | 0 | 0 | 0 | 0 | 0 | 0 | 0 | 0 | 0 | 0
0 | 0 | 0 | 0 | 0 | 0 | 0 | 0 | 0 | 0 | 0 | 0 | 0 | 0 | 0 | 0 | 0 | 0 | 0 | 0
0 | 0 | 0 | 0 | 0 | 0 | 0 | 0 | 0 | 0 | 0 | 0 | 0 | 0 | 0 | 0 | 0 | 0 | 0 | 0
0 | 0 | 0 | 0 | 0 | 0 | 0 | 0 | 0 | 0 | 0 | 0 | 0 | 0 | 0 | 0 | 0 | 0 | 0 | 0
0 | 0 | 0 | 0 | 0 | 0 | 0 | 0 | 0 | 0 | 0 | 0 | 0 | 0 | 0 | 0 | 0 | 0 | 0 | 0
0 | 0 | 0 | 0 | 0 | 0 | 0 | 0 | 0 | 0 | 0 | 0 | 0 | 0 | 0 | 0 | 0 | 0 | 0 | 0
0 | 0 | 0 | 0 | 0 | 0 | 0 | 0 | 0 | 0 | 0 | 0 | 0 | 0 | 0 | 0 | 0 | 0 | 0 | 0
0 | 0 | 0 | 0 | 0 | 0 | 0 | 0 | 0 | 0 | 0 | 0 | 0 | 0 | 0 | 0 | 0 | 0 | 0 | 0
0 | 0 | 0 | 0 | 0 | 0 | 0 | 0 | 0 | 0 | 0 | 0 | 0 | 0 | 0 | 0 | 0 | 0 | 0 | 0
0 | 0 | 0 | 0 | 0 | 0 | 0 | 0 | 0 | 0 | 0 | 0 | 0 | 0 | 0 | 0 | 0 | 0 | 0 | 0
0 | 0 | 0 | 0 | 0 | 0 | 0 | 0 | 0 | 0 | 0 | 0 | 0 | 0 | 0 | 0 | 0 | 0 | 0 | 0
0 | 0 | 0 | 0 | 0 | 0 | 0 | 0 | 0 | 0 | 0 | 0 | 0 | 0 | 0 | 0 | 0 | 0 | 0 | 0
0 | 0 | 0 | 0 | 0 | 0 | 0 | 0 | 0 | 0 | 0 | 0 | 0 | 0 | 0 | 0 | 0 | 0 | 0 | 0
0 | 0 | 0 | 0 | 0 | 0 | 0 | 0 | 0 | 0 | 0 | 0 | 0 | 0 | 0 | 0 | 0 | 0 | 0 | 0
0 | 0 | 0 | 0 | 0 | 0 | 0 | 0 | 0 | 0 | 0 | 0 | 0 | 0 | 0 | 0 | 0 | 0 | 0 | 0
0 | 0 | 0 | 0 | 0 | 0 | 0 | 0 | 0 | 0 | 0 | 0 | 0 | 0 | 0 | 0 | 0 | 0 | 0 | 0
0 | 0 | 0 | 0 | 0 | 0 | 0 | 0 | 0 | 0 | 0 | 0 | 0 | 0 | 0 | 0 | 0 | 0 | 0 | 0
0 | 0 | 0 | 0 | 0 | 0 | 0 | 0 | 0 | 0 | 0 | 0 | 0 | 0 | 0 | 0 | 0 | 0 | 0 | 0
0 | 0 | 0 | 0 | 0 | 0 | 0 | 0 | 0 | 0 | 0 | 0 | 0 | 0 | 0 | 0 | 0 | 0 | 0 | 0
0 | 0 | 0 | 0 | 0 | 0 | 0 | 0 | 0 | 0 | 0 | 0 | 0 | 0 | 0 | 0 | 0 | 0 | 0 | 0
0 | 0 | 0 | 0 | 0 | 0 | 0 | 0 | 0 | 0 | 0 | 0 | 0 | 0 | 0 | 0 | 0 | 0 | 0 | 0
0 | 0 | 0 | 0 | 0 | 0 | 0 | 0 | 0 | 0 | 0 | 0 | 0 | 0 | 0 | 0 | 0 | 0 | 0 | 0
0 | 0 | 0 | 0 | 0 | 0 | 0 | 0 | 0 | 0 | 0 | 0 | 0 | 0 | 0 | 0 | 0 | 0 | 0 | 0
0 | 0 | 0 | 0 | 0 | 0 | 0 | 0 | 0 | 0 | 0 | 0 | 0 | 0 | 0 | 0 | 0 | 0 | 0 | 0
0 | 0 | 0 | 0 | 0 | 0 | 0 | 0 | 0 | 0 | 0 | 0 | 0 | 0 | 0 | 0 | 0 | 0 | 0 | 0
0 | 0 | 0 | 0 | 0 | 0 | 0 | 0 | 0 | 0 | 0 | 0 | 0 | 0 | 0 | 0 | 0 | 0 | 0 | 0
0 | 0 | 0 | 0 | 0 | 0 | 0 | 0 | 0 | 0 | 0 | 0 | 0 | 0 | 0 | 0 | 0 | 0 | 0 | 0
0 | 0 | 0 | 0 | 0 | 0 | 0 | 0 | 0 | 0 | 0 | 0 | 0 | 0 | 0 | 0 | 0 | 0 | 0 | 0
0 | 0 | 0 | 0 | 0 | 0 | 0 | 0 | 0 | 0 | 0 | 0 | 0 | 0 | 0 | 0 | 0 | 0 | 0 | 0
0 | 0 | 0 | 0 | 0 | 0 | 0 | 0 | 0 | 0 | 0 | 0 | 0 | 0 | 0 | 0 | 0 | 0 | 0 | 0
0 | 0 | 0 | 0 | 0 | 0 | 0 | 0 | 0 | 0 | 0 | 0 | 0 | 0 | 0 | 0 | 0 | 0 | 0 | 0
0 | 0 | 0 | 0 | 0 | 0 | 0 | 0 | 0 | 0 | 0 | 0 | 0 | 0 | 0 | 0 | 0 | 0 | 0 | 0
0 | 0 | 0 | 0 | 0 | 0 | 0 | 0 | 0 | 0 | 0 | 0 | 0 | 0 | 0 | 0 | 0 | 0 | 0 | 0
0 | 0 | 0 | 0 | 0 | 0 | 0 | 0 | 0 | 0 | 0 | 0 | 0 | 0 | 0 | 0 | 0 | 0 | 0 | 0
0 | 0 | 0 | 0 | 0 | 0 | 0 | 0 | 0 | 0 | 0 | 0 | 0 | 0 | 0 | 0 | 0 | 0 | 0 | 0
0 | 0 | 0 | 0 | 0 | 0 | 0 | 0 | 0 | 0 | 0 | 0 | 0 | 0 | 0 | 0 | 0 | 0 | 0 | 0
0 | 0 | 0 | 0 | 0 | 0 | 0 | 0 | 0 | 0 | 0 | 0 | 0 | 0 | 0 | 0 | 0 | 0 | 0 | 0
0 | 0 | 0 | 0 | 0 | 0 | 0 | 0 | 0 | 0 | 0 | 0 | 0 | 0 | 0 | 0 | 0 | 0 | 0 | 0
0 | 0 | 0 | 0 | 0 | 0 | 0 | 0 | 0 | 0 | 0 | 0 | 0 | 0 | 0 | 0 | 0 | 0 | 0 | 0
0 | 0 | 0 | 0 | 0 | 0 | 0 | 0 | 0 | 0 | 0 | 0 | 0 | 0 | 0 | 0 | 0 | 0 | 0 | 0
0 | 0 | 0 | 0 | 0 | 0 | 0 | 0 | 0 | 0 | 0 | 0 | 0 | 0 | 0 | 0 | 0 | 0 | 0 | 0
0 | 0 | 0 | 0 | 0 | 0 | 0 | 0 | 0 | 0 | 0 | 0 | 0 | 0 | 0 | 0 | 0 | 0 | 0 | 0
0 | 0 | 0 | 0 | 0 | 0 | 0 | 0 | 0 | 0 | 0 | 0 | 0 | 0 | 0 | 0 | 0 | 0 | 0 | 0
0 | 0 | 0 | 0 | 0 | 0 | 0 | 0 | 0 | 0 | 0 | 0 | 0 | 0 | 0 | 0 | 0 | 0 | 0 | 0
0 | 0 | 0 | 0 | 0 | 0 | 0 | 0 | 0 | 0 | 0 | 0 | 0 | 0 | 0 | 0 | 0 | 0 | 0 | 0
0 | 0 | 0 | 0 | 0 | 0 | 0 | 0 | 0 | 0 | 0 | 0 | 0 | 0 | 0 | 0 | 0 | 0 | 0 | 0
0 | 0 | 0 | 0 | 0 | 0 | 0 | 0 | 0 | 0 | 0 | 0 | 0 | 0 | 0 | 0 | 0 | 0 | 0 | 0
0 | 0 | 0 | 0 | 0 | 0 | 0 | 0 | 0 | 0 | 0 | 0 | 0 | 0 | 0 | 0 | 0 | 0 | 0 | 0
0 | 0 | 0 | 0 | 0 | 0 | 0 | 0 | 0 | 0 | 0 | 0 | 0 | 0 | 0 | 0 | 0 | 0 | 0 | 0
0 | 0 | 0 | 0 | 0 | 0 | 0 | 0 | 0 | 0 | 0 | 0 | 0 | 0 | 0 | 0 | 0 | 0 | 0 | 0
0 | 0 | 0 | 0 | 0 | 0 | 0 | 0 | 0 | 0 | 0 | 0 | 0 | 0 | 0 | 0 | 0 | 0 | 0 | 0
0 | 0 | 0 | 0 | 0 | 0 | 0 | 0 | 0 | 0 | 0 | 0 | 0 | 0 | 0 | 0 | 0 | 0 | 0 | 0
0 | 0 | 0 | 0 | 0 | 0 | 0 | 0 | 0 | 0 | 0 | 0 | 0 | 0 | 0 | 0 | 0 | 0 | 0 | 0
0 | 0 | 0 | 0 | 0 | 0 | 0 | 0 | 0 | 0 | 0 | 0 | 0 | 0 | 0 | 0 | 0 | 0 | 0 | 0
0 | 0 | 0 | 0 | 0 | 0 | 0 | 0 | 0 | 0 | 0 | 0 | 0 | 0 | 0 | 0 | 0 | 0 | 0 | 0
0 | 0 | 0 | 0 | 0 | 0 | 0 | 0 | 0 | 0 | 0 | 0 | 0 | 0 | 0 | 0 | 0 | 0 | 0 | 0

## Output
Program Summary |  | Nominal |  |  | Present Value |  |  |  | Avoided Cost Version
Proposer Name |  | SDGE | [6 empty] | 2011-08-04
Program Name |  | 3233_SW-IND-Deemed Incentives | [6 empty] | 2012-02-17 | 2014-03-23 19:59 | `
Total Program Budget ($) |  | 564594.3682 |  |  | 507012.5048 |  |  |  | Base Year
2013
Net Participant Cost ($) |  |  |  |  | 469201.792 |  |  |  | SDG&E 2013 v1c4-Draft.xls
2013-2015 | 1014592.8326 | 12430861.0227 | 8834.7833 | 87561.298 | 155.8019 | 132.4868 |  | 168.5824
Program Impacts | [10 empty] | Program Impacts (Gross)
| Wtd Annual Net kWh | Lifecycle Net kWh | Wtd Annual Net Therms | Lifecycle Net Therms | Wtd Net Jul-Sept Pk** (kW) | Wtd Net Dec-Feb Pk** (kW) |  | Wtd User Entered kW |  |  |  | Wtd Annual Gross kWh | Lifecycle Gross kWh | Wtd Annual Gross Therms | Lifecycle Gross Therms | Wtd User Entered kW
2013 | 0 | 0 | 0 | 0 | 0 | 0 |  | 0 |  |  | 2013 | 0 | 0 | 0 | 0 | 0
2014 | 0 | 0 | 0 | 0 | 0 | 0 |  | 0 |  |  | 2014 | 0 | 0 | 0 | 0 | 0
2013-2014 | 0 | 0 | 0 | 0 | 0 | 0 |  | 0 |  |  | 2013-2014 | 0 | 0 | 0 | 0 | 0
2015 | 1014592.8326 | 12430861.0227 | 8834.7833 | 87561.298 | 155.8019 | 132.4868 |  | 168.5824 |  |  | 2015 | 1379980.8793 | 16417003.1381 | 14697.4894 | 144869.0852 | 223.8962
Cost Effectiveness (Lifecycle Present Value Dollars) | [10 empty] | 2013-2015 | 1379980.8793 | 16417003.1381 | 14697.4894 | 144869.0852 | 223.8962
|  | Benefits |  |  | Benefit - Cost
| Cost | Electric | Gas | Incentives | NPV | B/C Ratio | Notes
Program TRC ($) | 976214.2968 | 1034719.2853 | 60458.99 | NA | 118963.9785 | 1.1219 | *1
Program PAC ($) | 507012.5048 | 1034719.2853 | 60458.99 | NA | 588165.7705 | 2.1601 | *1,2
Program RIM ($) | 1826789.4734 | 1034719.2853 | 60458.99 | NA | -731611.1982 | 0.59951 | *1
*1 B/C Ratio is an approximation because any supply cost increases are treated as negative benefits rather than as a cost as in the Standard Practice Manual
*2 PAC benefits include environmental costs. This is to be consistent with the TRC benefits, but is not strictly consistent with the Standard Practice Manual.
Levelized Cost and Benefit (All Measures Installed through 2023)
| Discounted Savings |  |  |  | Benefit - Cost
| kWh | Therms | Cost | Benefits | NPV
TRC ($/kWh ) | 6790125.3873 |  | 0.13691 | 0.15239 | 0.015477
PAC ($/kWh) | 6790125.3873 |  | 0.069284 | 0.15239 | 0.083102
RIM ($/kWh) | 6790125.3873 |  | 0.25418 | 0.15239 | -0.1018
TRC ($/therm) |  | 52972.0317 | 0.87943 | 1.1413 | 0.26191
PAC ($/therm) |  | 52972.0317 | 0.69033 | 1.1413 | 0.45101
RIM ($/therm) |  | 52972.0317 | 1.9038 | 1.1413 | -0.76245
Wtd Avg Emissions Reductions | [10 empty] | Wtd Avg Emissions Reductions (Gross)
| Electric Reductions |  |  | Gas Reductions | [7 empty] | Electric Reductions |  |  | Gas Reductions
Annual Reductions | CO2 (tons) | NOX (lbs) | PM-10 (lbs) | CO2 (tons) | NOX (lbs) | [5 empty] | Annual Reductions | CO2 (tons) | NOX (lbs) | PM-10 (lbs) | CO2 (tons) | NOX (lbs)
2013 | 0 | 0 | 0 | 0 | 0 | * annual reductions are the units |  |  |  |  | 2013 | 0 | 0 | 0 | 0 | 0 | * annual reductions are the units
2014 | 0 | 0 | 0 | 0 | 0 | implemented in the year, times |  |  |  |  | 2014 | 0 | 0 | 0 | 0 | 0 | implemented in the year, times
2015 | 516.74 | 126.027 | 68.1007 | 51.6835 | 86.5809 | the annual emission reduction |  |  |  |  | 2015 | 702.4342 | 171.2185 | 92.5854 | 85.9803 | 144.0354 | the annual emission reduction
2016 | 0 | 0 | 0 | 0 | 0 | for the measure, weighted |  |  |  |  | 2016 | 0 | 0 | 0 | 0 | 0 | for the measure, weighted for
2017 | 0 | 0 | 0 | 0 | 0 | for dual baseline. |  |  |  |  | 2017 | 0 | 0 | 0 | 0 | 0 | split baseline performance
2018 | 0 | 0 | 0 | 0 | 0 | [5 empty] | 2018 | 0 | 0 | 0 | 0 | 0
2019 | 0 | 0 | 0 | 0 | 0 | [5 empty] | 2019 | 0 | 0 | 0 | 0 | 0
2020 | 0 | 0 | 0 | 0 | 0 | [5 empty] | 2020 | 0 | 0 | 0 | 0 | 0
2021 | 0 | 0 | 0 | 0 | 0 | [5 empty] | 2021 | 0 | 0 | 0 | 0 | 0
2022 | 0 | 0 | 0 | 0 | 0 | [5 empty] | 2022 | 0 | 0 | 0 | 0 | 0
2023 | 0 | 0 | 0 | 0 | 0 | [5 empty] | 2023 | 0 | 0 | 0 | 0 | 0
Total Annual | 516.74 | 126.027 | 68.1007 | 51.6835 | 86.5809 | [5 empty] | Total Annual | 702.4342 | 171.2185 | 92.5854 | 85.9803 | 144.0354
Lifecycle Reductions | [10 empty] | Lifecycle Reductions
2013 | 0 | 0 | 0 | 0 | 0 | [5 empty] | 2013 | 0 | 0 | 0 | 0 | 0
2014 | 0 | 0 | 0 | 0 | 0 | [5 empty] | 2014 | 0 | 0 | 0 | 0 | 0
2015 | 6357.0101 | 1556.6664 | 836.9953 | 512.2336 | 858.1007 | [5 empty] | 2015 | 8395.4098 | 2055.7974 | 1105.3835 | 847.4841 | 1419.717
2016 | 0 | 0 | 0 | 0 | 0 | [5 empty] | 2016 | 0 | 0 | 0 | 0 | 0
2017 | 0 | 0 | 0 | 0 | 0 | [5 empty] | 2017 | 0 | 0 | 0 | 0 | 0
2018 | 0 | 0 | 0 | 0 | 0 | [5 empty] | 2018 | 0 | 0 | 0 | 0 | 0
2019 | 0 | 0 | 0 | 0 | 0 | [5 empty] | 2019 | 0 | 0 | 0 | 0 | 0
2020 | 0 | 0 | 0 | 0 | 0 | [5 empty] | 2020 | 0 | 0 | 0 | 0 | 0
2021 | 0 | 0 | 0 | 0 | 0 | [5 empty] | 2021 | 0 | 0 | 0 | 0 | 0
2022 | 0 | 0 | 0 | 0 | 0 | [5 empty] | 2022 | 0 | 0 | 0 | 0 | 0
2023 | 0 | 0 | 0 | 0 | 0 | [5 empty] | 2023 | 0 | 0 | 0 | 0 | 0
Total Lifecycle | 6357.0101 | 1556.6664 | 836.9953 | 512.2336 | 858.1007 | [5 empty] | Total Lifecycle | 8395.4098 | 2055.7974 | 1105.3835 | 847.4841 | 1419.717
Reductions based on total annual installations | [10 empty] | Wtd Avg Reductions based on total annual installations (Gross)
| Annual Wtd Avg Net kWh | Lifecycle Net kWh | Annual Wtd Avg Net Therms | Lifecycle Net Therms | Net July-Sept Wtd Avg Peak** (kW) | Net Wtd Avg Dec-Feb** (kW) |  | Wtd Avg User Entered kW | Net Annual NCP (kW) |  |  | Wtd Avg Annual Gross kWh | Wtd Avg Lifecycle Gross kWh | Wtd Avg Annual Gross Therms | Wtd Avg Lifecycle Gross Therms | Wtd Avg User Entered kW
2013 | 0 | 0 | 0 | 0 | 0 | 0 |  | 0 | 0 |  | 2013 | 0 | 0 | 0 | 0 | 0
2014 | 0 | 0 | 0 | 0 | 0 | 0 |  | 0 | 0 |  | 2014 | 0 | 0 | 0 | 0 | 0
2015 | 1014592.8326 | 12430861.0227 | 8834.7833 | 87561.298 | 155.8019 | 132.4868 |  | 168.5824 | 173.9505 |  | 2015 | 1379980.8793 | 16417003.1381 | 14697.4894 | 144869.0852 | 223.8962
2016 | 0 | 0 | 0 | 0 | 0 | 0 |  | 0 | 59.3219 |  | 2016 | 0 | 0 | 0 | 0 | 0
2017 | 0 | 0 | 0 | 0 | 0 | 0 |  | 0 | 0 |  | 2017 | 0 | 0 | 0 | 0 | 0
2018 | 0 | 0 | 0 | 0 | 0 | 0 |  | 0 | -0.42916 |  | 2018 | 0 | 0 | 0 | 0 | 0
2019 | 0 | 0 | 0 | 0 | 0 | 0 |  | 0 | -1.2875 |  | 2019 | 0 | 0 | 0 | 0 | 0
2020 | 0 | 0 | 0 | 0 | 0 | 0 |  | 0 | -14.814 |  | 2020 | 0 | 0 | 0 | 0 | 0
2021 | 0 | 0 | 0 | 0 | 0 | 0 |  | 0 | -19.3595 |  | 2021 | 0 | 0 | 0 | 0 | 0
2022 | 0 | 0 | 0 | 0 | 0 | 0 |  | 0 | -1.9213 |  | 2022 | 0 | 0 | 0 | 0 | 0
2023 | 0 | 0 | 0 | 0 | 0 | 0 |  | 0 | -6.8531 |  | 2023 | 0 | 0 | 0 | 0 | 0
Total | 1014592.8326 | 12430861.0227 | 8834.7833 | 87561.298 | 155.8019 | 132.4868 |  | 168.5824 | 188.6078 |  | Total | 1379980.8793 | 16417003.1381 | 14697.4894 | 144869.0852 | 223.8962
Wtd Average Net Impacts by Sector (All Measures Installed through 2023) | [10 empty] | Gross Savings for Goal Attainment - kWh
| Annual Wtd Avg Net kWh | Lifecycle Net kWh | Annual Wtd Avg Net Therms | Lifecycle Net Therms | Net July-Sept Wtd Avg Peak** (kW) | Net Wtd Avg Dec-Feb** (kW) |  | Wtd Avg User Entered kW | TRC Lifecycle Net Benefits* ($) |  |  | 1st Year Annual Savings | Decay of single or first baseline | 2nd Baseline Savings | 2nd Baseline Decay | Total Cumulative | Net Annual Savings
Total | 1014592.8326 | 12430861.0227 | 8834.7833 | 87561.298 | 155.8019 | 132.4868 |  | 168.5824 | 118963.9785 |  |  | kWh | kWh | kWh | kWh | kWh | kWh
RES | 0 | 0 | 0 | 0 | 0 | 0 |  | 0 | 0 |  | 2013 | 0 |  | 0 | 0 | 0 | 0
NON_RES | 0 | 0 | 0 | 0 | 0 | 0 |  | 0 | 0 |  | 2014 | 0 | 0 | 0 | 0 | 0 | 0
Residential | 0 | 0 | 0 | 0 | 0 | 0 |  | 0 | 0 |  | 2015 | 1379980.8793 | 0 | 0 | 0 | 1379980.8793 | 1379980.8793
Commercial | 1014592.8326 | 12430861.0227 | 8834.7833 | 87561.298 | 155.8019 | 132.4868 |  | 168.5824 | 118963.9785 |  | 2016 | 1379980.8793 | 0 | 0 | 0 | 1379980.8793 | 0
Industrial | 0 | 0 | 0 | 0 | 0 | 0 |  | 0 | 0 |  | 2017 | 1379980.8793 | 0 | 0 | 0 | 1379980.8793 | 0
Agricultural | 0 | 0 | 0 | 0 | 0 | 0 |  | 0 | 0 |  | 2018 | 1379980.8793 | -4609.44 | 0 | 0 | 1375371.4393 | -4609.44
Not Used | 0 | 0 | 0 | 0 | 0 | 0 |  | 0 | 0 |  | 2019 | 1379980.8793 | -12291.84 | 0 | 0 | 1367689.0393 | -7682.4
0 | 0 | 0 | 0 | 0 | 0 | 0 |  | 0 | 0 |  | 2020 | 1379980.8793 | -253428.3926 | 0 | 0 | 1126552.4868 | -241136.5526
0 | 0 | 0 | 0 | 0 | 0 | 0 |  | 0 | 0 |  | 2021 | 1379980.8793 | -398849.1526 | 0 | 0 | 981131.7267 | -145420.7601
0 | 0 | 0 | 0 | 0 | 0 | 0 |  | 0 | 0 |  | 2022 | 1379980.8793 | -407715.0952 | 0 | 0 | 972265.7841 | -8865.9426
0 | 0 | 0 | 0 | 0 | 0 | 0 |  | 0 | 0
0 | 0 | 0 | 0 | 0 | 0 | 0 |  | 0 | 0 |  | Gross Savings for Goal Attainment - kW
0 | 0 | 0 | 0 | 0 | 0 | 0 |  | 0 | 0 |  |  | 1st Year Annual | Decay or single or | 2nd Baseline | 2nd Baseline | Total | Net Annual
0 | 0 | 0 | 0 | 0 | 0 | 0 |  | 0 | 0 |  |  | Savings | first baseline | Savings | Decay | Cummulative | Savings
0 | 0 | 0 | 0 | 0 | 0 | 0 |  | 0 | 0 |  |  | kW | kW | kW | kW | kW | kW
0 | 0 | 0 | 0 | 0 | 0 | 0 |  | 0 | 0 |  | 2013 | 0 |  | 0 | 0 | 0 | 0
0 | 0 | 0 | 0 | 0 | 0 | 0 | 0 | 0 | 0 |  | 2014 | 0 | 0 | 0 | 0 | 0 | 0
0 | 0 | 0 | 0 | 0 | 0 | 0 | 0 | 0 | 0 |  | 2015 | 223.8962 | 0 | 0 | 0 | 223.8962 | 223.8962
0 | 0 | 0 | 0 | 0 | 0 | 0 | 0 | 0 | 0 |  | 2016 | 223.8962 | 0 | 0 | 0 | 223.8962 | 0
0 | 0 | 0 | 0 | 0 | 0 | 0 | 0 | 0 | 0 |  | 2017 | 223.8962 | 0 | 0 | 0 | 223.8962 | 0
0 | 0 | 0 | 0 | 0 | 0 | 0 | 0 | 0 | 0 |  | 2018 | 223.8962 | -1.0047 | 0 | 0 | 222.8915 | -1.0047
0 | 0 | 0 | 0 | 0 | 0 | 0 | 0 | 0 | 0 |  | 2019 | 223.8962 | -2.6792 | 0 | 0 | 221.217 | -1.6745
0 | 0 | 0 | 0 | 0 | 0 | 0 | 0 | 0 | 0 |  | 2020 | 223.8962 | -28.302 | 0 | 0 | 195.5943 | -25.6227
Other and upspecified | 0 | 0 | 0 | 0 | 0 | 0 | 0 | 0 | 0 |  | 2021 | 223.8962 | -43.8398 | 0 | 0 | 180.0565 | -15.5378
* Include program-level and admin costs allocated based to total gas and electric programs at the measure level. | [10 empty] | 2022 | 223.8962 | -45.8097 | 0 | 0 | 178.0865 | -1.9699
**These values are only approximations if there are dual baseline measures in the program
Net Impacts by CPUC End Use Categories (All Measures Installed through 2023) | [10 empty] | Gross Savings for Goal Attainment - Therms
| Annual Wtd Avg Net kWh | Lifecycle Net kWh | Annual Wtd Avg Net Therms | Lifecycle Net Therms | Net July-Sept Wtd Avg Peak** (kW) | Net Wtd Avg Dec-Feb** (kW) |  | Wtd Avg User Entered kW | TRC Lifecycle Net Benefits* ($) |  |  | 1st Year Annual Savings | Decay of single or first baseline | 2nd Baseline Savings | 2nd Baseline Decay | Total Cumulative | Net Annual Savings
Total | 1014592.8326 | 12430861.0227 | 8834.7833 | 87561.298 | 155.8019 | 132.4868 |  | 168.5824 | 118963.9785 |  |  | Therms | Therms | Therms | Therms | Therms | Therms
Clothes Dryer | 0 | 0 | 0 | 0 | 0 | 0 |  | 0 | 0 |  | 2013 | 0 |  | 0 | 0 | 0 | 0
Clothes Washer | 0 | 0 | 0 | 0 | 0 | 0 |  | 0 | 0 |  | 2014 | 0 | 0 | 0 | 0 | 0 | 0
Consumer Electronics | 0 | 0 | 0 | 0 | 0 | 0 |  | 0 | 0 |  | 2015 | 14697.4894 | 0 | 0 | 0 | 14697.4894 | 14697.4894
Cooking | 0 | 0 | 0 | 0 | 0 | 0 |  | 0 | 0 |  | 2016 | 14697.4894 | 0 | 0 | 0 | 14697.4894 | 0
Dishwasher | 0 | 0 | 0 | 0 | 0 | 0 |  | 0 | 0 |  | 2017 | 14697.4894 | 0 | 0 | 0 | 14697.4894 | 0
Other Appliance | 0 | 0 | 0 | 0 | 0 | 0 |  | 0 | 0 |  | 2018 | 14697.4894 | 13.6843 | 0 | 0 | 14711.1737 | 13.6843
Office Equipment | 0 | 0 | 0 | 0 | 0 | 0 |  | 0 | 0 |  | 2019 | 14697.4894 | 36.4914 | 0 | 0 | 14733.9808 | 22.8071
Building shell | 0 | 0 | 0 | 0 | 0 | 0 |  | 0 | 0 |  | 2020 | 14697.4894 | -1889.4398 | 0 | 0 | 12808.0496 | -1925.9312
Space Cooling | 54902.7278 | 805317.0615 | 1403.536 | 6479.8319 | 16.1162 | 4.0205 |  | 10.7776 | 39385.6204 |  | 2021 | 14697.4894 | -3366.9365 | 0 | 0 | 11330.553 | -1477.4966
Space Heating | 0 | 0 | 0 | 0 | 0 | 0 |  | 0 | 0 |  | 2022 | 14697.4894 | -3535.1723 | 0 | 0 | 11162.3171 | -168.2359
Ventilation | 0 | 0 | 0 | 0 | 0 | 0 |  | 0 | 0
Interior Lighting | 670817.7847 | 9907868.1842 | -1551.5528 | -23285.1747 | 100.5642 | 85.6389 |  | 122.9727 | 4929.0947
Exterior Lighting | 0 | 0 | 0 | 0 | 0 | 0 |  | 0 | 0
Daylighting | 0 | 0 | 0 | 0 | 0 | 0 |  | 0 | 0
Motors | 0 | 0 | 0 | 0 | 0 | 0 |  | 0 | 0
Process | 279297.8865 | 1603590.8658 | 8563.2381 | 99405.5156 | 38.0176 | 41.9731 |  | 33.3228 | 79770.1861
Compressed Air | 0 | 0 | 0 | 0 | 0 | 0 |  | 0 | 0
Food Processor | 0 | 0 | 0 | 0 | 0 | 0 |  | 0 | 0
Refrigeration | 9574.4337 | 114084.9112 | 419.562 | 4961.1252 | 1.1039 | 0.85426 |  | 1.5093 | -5120.9227
Freezers | 0 | 0 | 0 | 0 | 0 | 0 |  | 0 | 0
Pumps | 0 | 0 | 0 | 0 | 0 | 0 |  | 0 | 0
Pool Pump | 0 | 0 | 0 | 0 | 0 | 0 |  | 0 | 0
Domestic Hot Water | 0 | 0 | 0 | 0 | 0 | 0 |  | 0 | 0
Water Heating | 0 | 0 | 0 | 0 | 0 | 0 |  | 0 | 0
Other or unspecified | 0 | 0 | 0 | 0 | 0 | 0 | 0 | 0 | 1.4552e-10
* Include program-level and admin costs allocated based to total gas and electric programs at the measure level.
**These values are only approximations if there are dual baseline measures in the program
Net Impacts by Climate Zone (All Measures Installed through 2023)
| Annual Wtd Avg Net kWh | Lifecycle Net kWh | Annual Wtd Avg Net Therms | Lifecycle Net Therms | Net July-Sept Wtd Avg Peak** (kW) | Net Wtd Avg Dec-Feb** (kW) |  | Wtd Avg User Entered kW | TRC Lifecycle Net Benefits* ($)
Total | 1014592.8326 | 12430861.0227 | 8834.7833 | 87561.298 | 155.8019 | 132.4868 |  | 168.5824 | 118963.9785
7 | 0 | 0 | 0 | 0 | 0 | 0 |  | 0 | 0
10 | 0 | 0 | 0 | 0 | 0 | 0 |  | 0 | 0
15 | 0 | 0 | 0 | 0 | 0 | 0 |  | 0 | 0
15 | 0 | 0 | 0 | 0 | 0 | 0 |  | 0 | 0
System | 1014592.8326 | 12430861.0227 | 8834.7833 | 87561.298 | 155.8019 | 132.4868 |  | 168.5824 | 118963.9785
0 | 0 | 0 | 0 | 0 | 0 | 0 |  | 0 | 0
0 | 0 | 0 | 0 | 0 | 0 | 0 |  | 0 | 0
0 | 0 | 0 | 0 | 0 | 0 | 0 |  | 0 | 0
0 | 0 | 0 | 0 | 0 | 0 | 0 |  | 0 | 0
0 | 0 | 0 | 0 | 0 | 0 | 0 |  | 0 | 0
0 | 0 | 0 | 0 | 0 | 0 | 0 |  | 0 | 0
* Include program-level and admin costs allocated based to total gas and electric programs at the measure level.
Persistent reductions in the summer (3rd Qtr) or winter (4th Qtr) of each year
| Net July-Sept Peak (kW) | Net Annual Dec-Feb (kW)
2013 | 0 | 0
2014 | 0 | 0
2015 | 77.901 | 132.4868
2016 | 155.8019 | 132.4868
2017 | 155.8019 | 132.4868
2018 | 155.542 | 131.8143
2019 | 154.7624 | 131.5901
2020 | 137.6914 | 93.9579
2021 | 120.6204 | 93.6233
2022 | 119.4569 | 92.6197
2023 | 115.3637 | 86.3639
2024 | 111.6583 | 86.3639
These values are only approximations if there are dual baseline measures in the program
Monthly Impacts
First Year for Impact Table: | 2013 | These values are only approximations if there are dual baseline measures in the program
| Quarter | Monthly Five Hour Avg or TOU Peak | Net Monthly NCP (kW) |  | Monthly Net kWh | Monthly Net Therms
2013-01-01 | 1 | 0 | 0 |  | 0 | 0
2013-02-01 | 1 | 0 | 0 |  | 0 | 0
2013-03-01 | 1 | 0 | 0 |  | 0 | 0
2013-04-01 | 2 | 0 | 0 |  | 0 | 0
2013-05-01 | 2 | 0 | 0 |  | 0 | 0
2013-06-01 | 2 | 0 | 0 |  | 0 | 0
2013-07-01 | 3 | 0 | 0 |  | 0 | 0
2013-08-01 | 3 | 0 | 0 |  | 0 | 0
2013-09-01 | 3 | 0 | 0 |  | 0 | 0
2013-10-01 | 4 | 0 | 0 |  | 0 | 0
2013-11-01 | 4 | 0 | 0 |  | 0 | 0
2013-12-01 | 4 | 0 | 0 |  | 0 | 0
2014-01-01 | 5 | 0 | 0 |  | 0 | 0
2014-02-01 | 5 | 0 | 0 |  | 0 | 0
2014-03-01 | 5 | 0 | 0 |  | 0 | 0
2014-04-01 | 6 | 0 | 0 |  | 0 | 0
2014-05-01 | 6 | 0 | 0 |  | 0 | 0
2014-06-01 | 6 | 0 | 0 |  | 0 | 0
2014-07-01 | 7 | 0 | 0 |  | 0 | 0
2014-08-01 | 7 | 0 | 0 |  | 0 | 0
2014-09-01 | 7 | 0 | 0 |  | 0 | 0
2014-10-01 | 8 | 0 | 0 |  | 0 | 0
2014-11-01 | 8 | 0 | 0 |  | 0 | 0
2014-12-01 | 8 | 0 | 0 |  | 0 | 0
2015-01-01 | 9 | 0 | 0 |  | 0 | 0
2015-02-01 | 9 | 0 | 0 |  | 0 | 0
2015-03-01 | 9 | 0 | 0 |  | 0 | 0
2015-04-01 | 10 | 29.7743 | 56.3702 |  | 20609.0069 | 92.0456
2015-05-01 | 10 | 44.4051 | 55.6468 |  | 22262.6279 | 92.0456
2015-06-01 | 10 | 26.6429 | 56.0252 |  | 21370.4619 | 92.0456
2015-07-01 | 11 | 74.7978 | 103.4584 |  | 44133.5224 | 184.0912
2015-08-01 | 11 | 80.3481 | 115.9407 |  | 45787.1296 | 184.0912
2015-09-01 | 11 | 78.557 | 116.6362 |  | 45565.6231 | 184.0912
2015-10-01 | 12 | 79.537 | 173.9505 |  | 67275.2537 | 828.2112
2015-11-01 | 12 | 99.5735 | 168.8984 |  | 60781.7184 | 828.2112
2015-12-01 | 12 | 100.129 | 158.0571 |  | 57734.6169 | 828.2112
2016-01-01 | 13 | 135.6585 | 218.3556 |  | 79388.5809 | 1104.2815
2016-02-01 | 13 | 128.2965 | 215.4245 |  | 76468.9183 | 1104.2815
2016-03-01 | 13 | 114.0437 | 217.0273 |  | 83053.2118 | 1104.2815
2016-04-01 | 14 | 119.097 | 225.4808 |  | 82436.0275 | 368.1823
2016-05-01 | 14 | 177.6204 | 222.5871 |  | 89050.5116 | 368.1823
2016-06-01 | 14 | 106.5717 | 224.1007 |  | 85481.8477 | 368.1823
2016-07-01 | 15 | 149.5956 | 206.9168 |  | 88267.0448 | 368.1823
2016-08-01 | 15 | 160.6961 | 231.8813 |  | 91574.2592 | 368.1823
2016-09-01 | 15 | 157.114 | 233.2724 |  | 91131.2462 | 368.1823
2016-10-01 | 16 | 106.0493 | 231.934 |  | 89700.3382 | 1104.2815
2016-11-01 | 16 | 132.7646 | 225.1979 |  | 81042.2912 | 1104.2815
2016-12-01 | 16 | 133.5053 | 210.7428 |  | 76979.4892 | 1104.2815
2017-01-01 | 17 | 135.6585 | 218.3556 |  | 79388.5809 | 1104.2815
2017-02-01 | 17 | 128.2965 | 215.4245 |  | 76468.9183 | 1104.2815
2017-03-01 | 17 | 114.0437 | 217.0273 |  | 83053.2118 | 1104.2815
2017-04-01 | 18 | 119.097 | 225.4808 |  | 82436.0275 | 368.1823
2017-05-01 | 18 | 177.6204 | 222.5871 |  | 89050.5116 | 368.1823
2017-06-01 | 18 | 106.5717 | 224.1007 |  | 85481.8477 | 368.1823
2017-07-01 | 19 | 149.5956 | 206.9168 |  | 88267.0448 | 368.1823
2017-08-01 | 19 | 160.6961 | 231.8813 |  | 91574.2592 | 368.1823
2017-09-01 | 19 | 157.114 | 233.2724 |  | 91131.2462 | 368.1823
2017-10-01 | 20 | 106.0493 | 231.934 |  | 89700.3382 | 1104.2815
2017-11-01 | 20 | 132.7646 | 225.1979 |  | 81042.2912 | 1104.2815
2017-12-01 | 20 | 133.5053 | 210.7428 |  | 76979.4892 | 1104.2815
2018-01-01 | 21 | 135.6585 | 218.3556 |  | 79388.5809 | 1104.2815
2018-02-01 | 21 | 128.2965 | 215.4245 |  | 76468.9183 | 1104.2815
2018-03-01 | 21 | 114.0437 | 217.0273 |  | 83053.2118 | 1104.2815
2018-04-01 | 22 | 119.097 | 225.4808 |  | 82436.0275 | 368.1823
2018-05-01 | 22 | 177.6204 | 222.5871 |  | 89050.5116 | 368.1823
2018-06-01 | 22 | 106.5717 | 224.1007 |  | 85481.8477 | 368.1823
2018-07-01 | 23 | 149.3517 | 206.5567 |  | 88118.0498 | 368.1823
2018-08-01 | 23 | 160.4248 | 231.4563 |  | 91417.1093 | 368.1823
2018-09-01 | 23 | 156.8496 | 232.8432 |  | 90973.6384 | 368.1823
2018-10-01 | 24 | 105.717 | 231.0909 |  | 89374.8843 | 1106.0453
2018-11-01 | 24 | 132.3152 | 224.3693 |  | 80753.6574 | 1106.0453
2018-12-01 | 24 | 133.0536 | 209.9594 |  | 76708.5859 | 1106.0453
2019-01-01 | 25 | 134.9642 | 217.1453 |  | 78964.2569 | 1106.9272
2019-02-01 | 25 | 127.6509 | 214.2247 |  | 76067.2553 | 1106.9272
2019-03-01 | 25 | 113.4948 | 215.8226 |  | 82603.2058 | 1106.9272
2019-04-01 | 26 | 118.3846 | 223.8144 |  | 81847.1084 | 368.1823
2019-05-01 | 26 | 176.319 | 220.9015 |  | 88420.8184 | 368.1823
2019-06-01 | 26 | 105.9506 | 222.4389 |  | 84897.7552 | 368.1823
2019-07-01 | 27 | 148.6199 | 205.4766 |  | 87671.0648 | 368.1823
2019-08-01 | 27 | 159.6109 | 230.1814 |  | 90945.6598 | 368.1823
2019-09-01 | 27 | 156.0562 | 231.5558 |  | 90500.815 | 368.1823
2019-10-01 | 28 | 105.3848 | 230.2478 |  | 89049.4303 | 1107.809
2019-11-01 | 28 | 131.8657 | 223.5407 |  | 80465.0235 | 1107.809
2019-12-01 | 28 | 132.6018 | 209.1759 |  | 76437.6826 | 1107.809
2020-01-01 | 29 | 134.7328 | 216.7418 |  | 78822.8156 | 1107.809
2020-02-01 | 29 | 127.4357 | 213.8248 |  | 75933.3676 | 1107.809
2020-03-01 | 29 | 113.3118 | 215.421 |  | 82453.2038 | 1107.809
2020-04-01 | 30 | 108.9748 | 214.3886 |  | 76824.2189 | 368.1823
2020-05-01 | 30 | 167.7865 | 212.3638 |  | 82916.6988 | 368.1823
2020-06-01 | 30 | 97.4215 | 213.8984 |  | 79393.0909 | 368.1823
2020-07-01 | 31 | 131.5482 | 188.3892 |  | 76659.4888 | 368.1823
2020-08-01 | 31 | 142.5397 | 213.0943 |  | 79933.7942 | 368.1823
2020-09-01 | 31 | 138.9862 | 214.469 |  | 79489.7812 | 368.1823
2020-10-01 | 32 | 77.1624 | 201.9609 |  | 73977.7773 | 911.0809
2020-11-01 | 32 | 103.6412 | 195.2619 |  | 65396.8154 | 911.0809
2020-12-01 | 32 | 104.3772 | 180.9092 |  | 61371.0748 | 911.0809
2021-01-01 | 33 | 97.1001 | 179.0449 |  | 58733.5772 | 845.5049
2021-02-01 | 33 | 89.8045 | 176.1323 |  | 55844.3317 | 845.5049
2021-03-01 | 33 | 75.6845 | 177.7263 |  | 62362.6753 | 845.5049
2021-04-01 | 34 | 80.7455 | 186.1114 |  | 61755.5504 | 361.1596
2021-05-01 | 34 | 142.1889 | 186.7505 |  | 66404.34 | 361.1596
2021-06-01 | 34 | 71.8342 | 188.2769 |  | 62879.0981 | 361.1596
2021-07-01 | 35 | 114.4765 | 171.3018 |  | 65647.9128 | 354.137
2021-08-01 | 35 | 125.4686 | 196.0072 |  | 68921.9286 | 354.137
2021-09-01 | 35 | 121.9162 | 197.3823 |  | 68478.7474 | 354.137
2021-10-01 | 36 | 67.7549 | 192.532 |  | 68953.8929 | 824.4368
2021-11-01 | 36 | 94.2331 | 185.8356 |  | 60374.0793 | 824.4368
2021-12-01 | 36 | 94.969 | 171.4869 |  | 56348.8723 | 824.4368
2022-01-01 | 37 | 96.7547 | 178.4429 |  | 58522.5018 | 818.726
2022-02-01 | 37 | 89.4834 | 175.5355 |  | 55644.5287 | 818.726
2022-03-01 | 37 | 75.4115 | 177.127 |  | 62138.8247 | 818.726
2022-04-01 | 38 | 80.2139 | 184.868 |  | 61316.1233 | 340.0916
2022-05-01 | 38 | 141.2179 | 185.4928 |  | 65934.4889 | 340.0916
2022-06-01 | 38 | 71.3707 | 187.0369 |  | 62443.2724 | 340.0916
2022-07-01 | 39 | 113.3845 | 169.6899 |  | 64980.8692 | 340.0916
2022-08-01 | 39 | 124.254 | 194.1046 |  | 68218.3761 | 340.0916
2022-09-01 | 39 | 120.7322 | 195.461 |  | 67773.1447 | 340.0916
2022-10-01 | 40 | 66.7632 | 190.0157 |  | 67982.5315 | 822.6618
2022-11-01 | 40 | 92.8916 | 183.3627 |  | 59512.6126 | 822.6618
2022-12-01 | 40 | 93.6207 | 169.1487 |  | 55540.3247 | 822.6618
2023-01-01 | 41 | 95.7186 | 176.6366 |  | 57889.2757 | 822.6618
2023-02-01 | 41 | 88.5199 | 173.7451 |  | 55045.12 | 822.6618
2023-03-01 | 41 | 74.5923 | 175.3292 |  | 61467.2728 | 822.6618
2023-04-01 | 42 | 78.3842 | 180.5921 |  | 59869.0033 | 340.0916
2023-05-01 | 42 | 137.9117 | 181.1746 |  | 64388.591 | 340.0916
2023-06-01 | 42 | 69.7828 | 182.7806 |  | 61009.8147 | 340.0916
2023-07-01 | 43 | 109.5729 | 163.9218 |  | 62719.1435 | 340.0916
2023-08-01 | 43 | 119.9625 | 187.32 |  | 65832.6168 | 340.0916
2023-09-01 | 43 | 116.5557 | 188.6078 |  | 65381.9287 | 340.0916
2023-10-01 | 44 | 63.5766 | 180.8155 |  | 64644.4388 | 829.5851
2023-11-01 | 44 | 88.1957 | 174.3235 |  | 56555.4298 | 829.5851
2023-12-01 | 44 | 88.8797 | 160.5882 |  | 52759.6422 | 829.5851

## Input
| SDG&E 2013 v1c4-Draft.xls |  |  |  | Program Budget ($) | [10 empty] | Import file format 5
[5 empty] | a. Administrative Costs | 2013 | 2014 | 2015 | NPV |  |  |  | Nominal | Nominal | Nominal
| Proposer General Information |  |  |  | a.i. Overhead and G&A |  |  | 48770.6567 | 45427.2138 | d. Incentives and Rebates ($) |  |  | 2013 | 2014 | 2015 | NPV |  | Market Effects Adjustments
[5 empty] | a.ii. Other Admin costs |  |  |  | 0 | d.i. User Input Incentive (treated like admin) | [5 empty] | 0 |  | Adjustment type |  | Uniform
[5 empty] | b. Marketing/Outreach |  |  | 16963.2459 | 15800.3408 | d.ii. Rebate |  |  | 0 | 0 | 178909.65 |  |  | Enter Custom values in columns AO through AT
| Service Territory |  | SDG&E |  | c. Direct Implementation (non incentive) |  |  |  |  | d.iii. Direct Install Labor |  |  | 0 | 0 | 0 |  |  | Uniform Factors to apply to all measures
| First Year of Program Implementation |  |  | 2013 | c.i. Activity |  |  | 319950.8156 | 298016.7806 | d.iv. Direct Install Materials |  |  | 0 | 0 | 0 |  |  |  | Benefit Adj | Cost Adj
| Contact Information |  |  |  | c.ii. Installation |  |  |  | 0 | d.v. Upstream payments |  |  | 0 | 0 | 0 |  |  | Participant Inside
[5 empty] | c.iii. Hardware & Materials |  |  |  | 0 | Subtotal Incentives and Rebates |  |  | 0 | 0 | 178909.65 | 147768.1697 |  | Participant Outside
[5 empty] | c.iv. Rebate Processing and Inspection |  |  |  | 0 | [8 empty] | Non-participant | 5% | 5% | [39 empty] | Formulas for spreading annual installations to quarters
[5 empty] | d. Total Incentives and Rebates | 0 | 0 | 178909.65 | 147768.1697 | [8 empty] | Total Factor | 5% | 5% | [39 empty] | 0 | 0 | 0 | 0 | 0 | 0 | 0 | 0 | 0 | 0 | 0 | 0 | 0 | 0 | 0 | 0 | 0 | 0 | 0 | 0 | 0 | 0 | 0 | 0 | 0 | 0 | 0 | 0 | 0 | 0 | 0 | 0 | 0 | 0 | 0 | 0 | 0 | 0 | 0 | 0 | 0 | 0 | 0 | 0
[5 empty] | e. EM&V |  |  |  | 0 | [6 empty] | 0
[5 empty] | Total | 0 | 0 | 564594.3682 | 507012.5048 | Program Budget w/ Other Costs (a to f) |  |  | 0 | 0 | 564594.3682 | 507012.5048
[15 empty] | Number of measures that have negative participant cost: | 0 |  |  | Total Excess incentive: | 0 | [39 empty] | Quarterly Installation Schedule
| Program Inputs | [10 empty] | Transfer | Admin | Admin | Admin | Participant | [8 empty] | Second Baseline (For savings after the RUL) | [7 empty] | Table Lookup Values |  |  |  |  | Benefits Adj Factors |  | Market Effects Adjustments | [8 empty] | Annual Installation Schedule (enter quarterly values to the right) | [10 empty] | 2013 |  |  |  | 2014 |  |  |  | 2015 |  |  |  | 2016 |  |  |  | 2017 |  |  |  | 2018 |  |  |  | 2019 |  |  |  | 2020 |  |  |  | 2021 |  |  |  | 2022 |  |  |  | 2023
| Measure Name | DEER RunID | Climate Zone | Target sector | Measure Electric End Use Shape | CZ, Sector, Measure combination found? | Expected Useful Life for New/ROB, RUL for retrofit. (yrs) | Program Type (To look up Net-to-gross Ratio) | Unit Definition (e.g. homes) | Program Type (NEW/ROB or Early Repl(RET)) | Gross Measure Cost (Total Cost for Retrofit, Incr Cost for New/ROB) ($/unit) | Rebate to end use customer or its assignee ($/unit) | Incentives to entities other than the end use customer or its assignee($/unit) | Direct Install Labor ($/unit) | Direct Install Material ($/unit) | Gross Participant Cost ($/unit) | Gross Unit Annual Electricity Savings (kwh/unit) | Electric Rate Schedule | Demand Scaler | User Entered kW Savings per unit (kW/unit) | Gross Unit Annual Gas Savings (therm/unit) | Gas Sector | Gas Rate Schedule | Gas Savings Profile | Total Life. Can be left blank for single baseline measures (Yrs) | Incremental Cost (relative to standard efficiency default device) ($/unit) | Measure Cost Inflation (%/year escalation) | Early retrofit incremental kWh savings (kWh/unit) | Early retrofit incremental kW savings (kW/unit) | Early retrofit incremental Th savings (Th/unit) | Combustion Type | Expected Useful Life for New/ROB, RUL for retrofit. (yrs) | Net-to-Gross Ratio - kWh | Net-to-Gross Ratio -Therms | Net-to-Gross Ratio - kW | Net-to-Gross Ratio - Therms (overides lookup value) | Net-to-Gross Ratio - Costs | Installation Rate (Blank gets 100%) (IR) | Gross Realization Rate (Blank gets 100%) (GRR) | Benefits - Participants Inside | Benefits - Participants Outside | Benefits- Non-participants | Costs - Participants Inside | Costs - Participants Outside | Costs- Non-participants | Total Benefits Factor | Total Cost Factor | % Eligible for TOU AC adjustment | 2013 | 2014 | 2015 | 2016 | 2017 | 2018 | 2019 | 2020 | 2021 | 2022 | 2023 | Qtr 1 | Qtr 2 | Qtr 3 | Qtr 4 | Qtr 1 | Qtr 2 | Qtr 3 | Qtr 4 | Qtr 1 | Qtr 2 | Qtr 3 | Qtr 4 | Qtr 1 | Qtr 2 | Qtr 3 | Qtr 4 | Qtr 1 | Qtr 2 | Qtr 3 | Qtr 4 | Qtr 1 | Qtr 2 | Qtr 3 | Qtr 4 | Qtr 1 | Qtr 2 | Qtr 3 | Qtr 4 | Qtr 1 | Qtr 2 | Qtr 3 | Qtr 4 | Qtr 1 | Qtr 2 | Qtr 3 | Qtr 4 | Qtr 1 | Qtr 2 | Qtr 3 | Qtr 4 | Qtr 1 | Qtr 2 | Qtr 3 | Qtr 4 | Total Number of Units | Comments
3233_SW-IND-Deemed Incentives | 401064-Agriculture - Low Pressure Sprinkler Nozzles (per nozzle) | WPSPGENRAG0002-Rev01-Msr001 | System | Commercial | 35-OTI-OtherIndustrial-PROC_OTH | TRUE |  |  | Nozzle | RET | 1.49 | 1.15 | 0 | 0 | 0 | 0.34 | 7.5 |  | kWh | 0.006 | 0 | Commercial |  | Winter Only | [6 empty] | Small Boilers (<100 MMBtu/hr Heat Input):Uncontrolled | 20 | 0.6 | 0.6 | 0.6 | [10 empty] | 0% | 0% | 0% | 0 | 0 | 47 | 0 | 0 | 0 | 0 | 0 | 0 | 0 | 0 | 2013 Qtr 1: 0; 2013 Qtr 2: 0; 2013 Qtr 3: 0; 2013 Qtr 4: 0; 2014 Qtr 1: 0; 2014 Qtr 2: 0; 2014 Qtr 3: 0; 2014 Qtr 4: 0; 2015 Qtr 1: 11.75; 2015 Qtr 2: 11.75; 2015 Qtr 3: 11.75; 2015 Qtr 4: 11.75 | 47
3233_SW-IND-Deemed Incentives | 402003-Food Service - Hot Food Holding Cabinet-Half-Size | WPSDGENRCC0018-Rev00-Msr002 | System | Commercial | 35-OTI-OtherIndustrial-PROC_OTH | TRUE |  |  | Unit | ROB | 707 | 200 | 0 | 0 | 0 | 507 | 1095 |  | kWh | 0.18 | 0 | Commercial |  | Winter Only | [6 empty] | Small Boilers (<100 MMBtu/hr Heat Input):Uncontrolled | 12 | 0.6 | 0.6 | 0.6 | [10 empty] | 0% | 0% | 0% | 0 | 0 | 1 | 0 | 0 | 0 | 0 | 0 | 0 | 0 | 0 | 2013 Qtr 1: 0; 2013 Qtr 2: 0; 2013 Qtr 3: 0; 2013 Qtr 4: 0; 2014 Qtr 1: 0; 2014 Qtr 2: 0; 2014 Qtr 3: 0; 2014 Qtr 4: 0; 2015 Qtr 1: 0.25; 2015 Qtr 2: 0.25; 2015 Qtr 3: 0.25; 2015 Qtr 4: 0.25 | 1
3233_SW-IND-Deemed Incentives | 402005-Food Service - Commercial Gas Fryer | WPSDGENRCC0014-Rev03-Msr004 | System | Commercial | 35-OTI-OtherIndustrial-PROC_OTH | TRUE |  |  | Vat | ROB | 1008 | 749 | 0 | 0 | 0 | 259 | 0 |  | kWh | 0 | 809 | Commercial |  | Winter Only | [6 empty] | Small Boilers (<100 MMBtu/hr Heat Input):Uncontrolled | 12 | 0.6 | 0.6 | 0.6 | [10 empty] | 0% | 0% | 0% | 0 | 0 | 6 | 0 | 0 | 0 | 0 | 0 | 0 | 0 | 0 | 2013 Qtr 1: 0; 2013 Qtr 2: 0; 2013 Qtr 3: 0; 2013 Qtr 4: 0; 2014 Qtr 1: 0; 2014 Qtr 2: 0; 2014 Qtr 3: 0; 2014 Qtr 4: 0; 2015 Qtr 1: 1.5; 2015 Qtr 2: 1.5; 2015 Qtr 3: 1.5; 2015 Qtr 4: 1.5 | 6
3233_SW-IND-Deemed Incentives | 402007-Food Service-Commercial Gas Large Vat Fryer, Cooking Efficiency >= 50% | WPSDGENRCC0014-Rev03-Msr002 | System | Commercial | 35-OTI-OtherIndustrial-PROC_OTH | TRUE |  |  | Vat | ROB | 1008 | 749 | 0 | 0 | 0 | 259 | 0 |  | kWh | 0 | 809 | Commercial |  | Winter Only | [6 empty] | Small Boilers (<100 MMBtu/hr Heat Input):Uncontrolled | 12 | 0.6 | 0.6 | 0.6 | [10 empty] | 0% | 0% | 0% | 0 | 0 | 1 | 0 | 0 | 0 | 0 | 0 | 0 | 0 | 0 | 2013 Qtr 1: 0; 2013 Qtr 2: 0; 2013 Qtr 3: 0; 2013 Qtr 4: 0; 2014 Qtr 1: 0; 2014 Qtr 2: 0; 2014 Qtr 3: 0; 2014 Qtr 4: 0; 2015 Qtr 1: 0.25; 2015 Qtr 2: 0.25; 2015 Qtr 3: 0.25; 2015 Qtr 4: 0.25 | 1
3233_SW-IND-Deemed Incentives | 402022-Food Service - Griddle-Electric | WPSDGENRCC0016-Rev00-Msr001 | System | Commercial | 35-OTI-OtherIndustrial-PROC_OTH | TRUE |  |  | Unit | ROB | 774 | 300 | 0 | 0 | 0 | 474 | 3978 |  | kWh | 0.9 | 0 | Commercial |  | Winter Only | [6 empty] | Small Boilers (<100 MMBtu/hr Heat Input):Uncontrolled | 12 | 0.6 | 0.6 | 0.6 | [10 empty] | 0% | 0% | 0% | 0 | 0 | 2 | 0 | 0 | 0 | 0 | 0 | 0 | 0 | 0 | 2013 Qtr 1: 0; 2013 Qtr 2: 0; 2013 Qtr 3: 0; 2013 Qtr 4: 0; 2014 Qtr 1: 0; 2014 Qtr 2: 0; 2014 Qtr 3: 0; 2014 Qtr 4: 0; 2015 Qtr 1: 0.5; 2015 Qtr 2: 0.5; 2015 Qtr 3: 0.5; 2015 Qtr 4: 0.5 | 2
3233_SW-IND-Deemed Incentives | 402025-Food Service - Combination Oven-Gas | WPSDGENRCC0005-Rev03-Msr002 | System | Commercial | 35-OTI-OtherIndustrial-PROC_OTH | TRUE |  |  | Unit | ROB | 5717 | 750 | 0 | 0 | 0 | 4967 | 0 |  | kWh | 0 | 403 | Commercial |  | Annual | [6 empty] | Small Boilers (<100 MMBtu/hr Heat Input):Uncontrolled | 12 | 0.6 | 0.6 | 0.6 | [10 empty] | 0% | 0% | 0% | 0 | 0 | 1 | 0 | 0 | 0 | 0 | 0 | 0 | 0 | 0 | 2013 Qtr 1: 0; 2013 Qtr 2: 0; 2013 Qtr 3: 0; 2013 Qtr 4: 0; 2014 Qtr 1: 0; 2014 Qtr 2: 0; 2014 Qtr 3: 0; 2014 Qtr 4: 0; 2015 Qtr 1: 0.25; 2015 Qtr 2: 0.25; 2015 Qtr 3: 0.25; 2015 Qtr 4: 0.25 | 1
3233_SW-IND-Deemed Incentives | 402026-Food Service - Convection Oven-Electric | WPSDGENRCC0006-Rev02-Msr002 | System | Commercial | 35-OTI-OtherIndustrial-PROC_OTH | TRUE |  |  | Unit | ROB | 1007 | 350 | 0 | 0 | 0 | 657 | 2774 |  | kWh | 0.57 | 0 | Commercial |  | Winter Only | [6 empty] | Small Boilers (<100 MMBtu/hr Heat Input):Uncontrolled | 12 | 0.6 | 0.6 | 0.6 | [10 empty] | 0% | 0% | 0% | 0 | 0 | 2 | 0 | 0 | 0 | 0 | 0 | 0 | 0 | 0 | 2013 Qtr 1: 0; 2013 Qtr 2: 0; 2013 Qtr 3: 0; 2013 Qtr 4: 0; 2014 Qtr 1: 0; 2014 Qtr 2: 0; 2014 Qtr 3: 0; 2014 Qtr 4: 0; 2015 Qtr 1: 0.5; 2015 Qtr 2: 0.5; 2015 Qtr 3: 0.5; 2015 Qtr 4: 0.5 | 2
3233_SW-IND-Deemed Incentives | 402027-Food Service - Convection Oven-Gas | WPSDGENRCC0006-Rev02-Msr005 | System | Commercial | 35-OTI-OtherIndustrial-PROC_OTH | TRUE |  |  | Unit | ROB | 1177 | 500 | 0 | 0 | 0 | 677 | 0 |  | kWh | 0 | 357 | Commercial |  | Winter Only | [6 empty] | Small Boilers (<100 MMBtu/hr Heat Input):Uncontrolled | 12 | 0.6 | 0.6 | 0.6 | [10 empty] | 0% | 0% | 0% | 0 | 0 | 2 | 0 | 0 | 0 | 0 | 0 | 0 | 0 | 0 | 2013 Qtr 1: 0; 2013 Qtr 2: 0; 2013 Qtr 3: 0; 2013 Qtr 4: 0; 2014 Qtr 1: 0; 2014 Qtr 2: 0; 2014 Qtr 3: 0; 2014 Qtr 4: 0; 2015 Qtr 1: 0.5; 2015 Qtr 2: 0.5; 2015 Qtr 3: 0.5; 2015 Qtr 4: 0.5 | 2
3233_SW-IND-Deemed Incentives | 402032-Ventilation Control - Retrofit | WPSDGENRCC0019-Rev00-Msr001 | System | Commercial | NON_res:DEER:HVAC_Split-Package_AC | TRUE |  |  | HP | RET | 1988 | 350 | 0 | 0 | 0 | 1638 | 4486 |  | kWh | 0.76 | 0 | Commercial |  | Winter Only | [6 empty] | Small Boilers (<100 MMBtu/hr Heat Input):Uncontrolled | 15 | 0.6 | 0.6 | 0.6 | [10 empty] | 0% | 0% | 0% | 0 | 0 | 9 | 0 | 0 | 0 | 0 | 0 | 0 | 0 | 0 | 2013 Qtr 1: 0; 2013 Qtr 2: 0; 2013 Qtr 3: 0; 2013 Qtr 4: 0; 2014 Qtr 1: 0; 2014 Qtr 2: 0; 2014 Qtr 3: 0; 2014 Qtr 4: 0; 2015 Qtr 1: 2.25; 2015 Qtr 2: 2.25; 2015 Qtr 3: 2.25; 2015 Qtr 4: 2.25 | 9
3233_SW-IND-Deemed Incentives | 402033-Ventilation Control- New | WPSDGENRCC0019-Rev00-Msr002 | System | Commercial | NON_res:DEER:HVAC_Split-Package_AC | TRUE |  |  | HP | RET | 994 | 350 | 0 | 0 | 0 | 644 | 4486 |  | kWh | 0.76 | 0 | Commercial |  | Winter Only | [6 empty] | Small Boilers (<100 MMBtu/hr Heat Input):Uncontrolled | 15 | 0.6 | 0.6 | 0.6 | [10 empty] | 0% | 0% | 0% | 0 | 0 | 2 | 0 | 0 | 0 | 0 | 0 | 0 | 0 | 0 | 2013 Qtr 1: 0; 2013 Qtr 2: 0; 2013 Qtr 3: 0; 2013 Qtr 4: 0; 2014 Qtr 1: 0; 2014 Qtr 2: 0; 2014 Qtr 3: 0; 2014 Qtr 4: 0; 2015 Qtr 1: 0.5; 2015 Qtr 2: 0.5; 2015 Qtr 3: 0.5; 2015 Qtr 4: 0.5 | 2
3233_SW-IND-Deemed Incentives | 402034-Water Heating - HE Storage Water Heater | NG-WtrHt-SmlStrg-Gas-lte75kBtuh-50G-0p62EF | System | Commercial | 35-OTI-OtherIndustrial-PROC_OTH | TRUE |  |  | Mbtuh | ROB | 2.9 | 2 | 0 | 0 | 0 | 0.9 | 0.024 |  | kWh | 8.16e-06 | 0.444 | Commercial |  | Annual |  | 2.9 |  |  |  |  | Small Boilers (<100 MMBtu/hr Heat Input):Uncontrolled | 15 | 0.6 | 0.6 | 0.6 | [10 empty] | 0% | 0% | 0% | 0 | 0 | 62 | 0 | 0 | 0 | 0 | 0 | 0 | 0 | 0 | 2013 Qtr 1: 0; 2013 Qtr 2: 0; 2013 Qtr 3: 0; 2013 Qtr 4: 0; 2014 Qtr 1: 0; 2014 Qtr 2: 0; 2014 Qtr 3: 0; 2014 Qtr 4: 0; 2015 Qtr 1: 15.5; 2015 Qtr 2: 15.5; 2015 Qtr 3: 15.5; 2015 Qtr 4: 15.5 | 62
3233_SW-IND-Deemed Incentives | 402037-Heating - Space Heating Boilers - Large | WPSDGENRHC1061-Rev00-Msr002 | System | Commercial | NON_res:DEER:HVAC_Split-Package_AC | TRUE |  |  | Mbtuh | ROB | 2.99 | 0.25 | 0 | 0 | 0 | 2.74 | 0 |  | kWh | 0 | 0.85777 | Commercial |  | Winter Only | [6 empty] | Small Boilers (<100 MMBtu/hr Heat Input):Uncontrolled | 20 | 0.6 | 0.6 | 0.6 | [10 empty] | 0% | 0% | 0% | 0 | 0 | 78 | 0 | 0 | 0 | 0 | 0 | 0 | 0 | 0 | 2013 Qtr 1: 0; 2013 Qtr 2: 0; 2013 Qtr 3: 0; 2013 Qtr 4: 0; 2014 Qtr 1: 0; 2014 Qtr 2: 0; 2014 Qtr 3: 0; 2014 Qtr 4: 0; 2015 Qtr 1: 19.5; 2015 Qtr 2: 19.5; 2015 Qtr 3: 19.5; 2015 Qtr 4: 19.5 | 78
3233_SW-IND-Deemed Incentives | 402038-Water Heating -Commercial Boiler | WPSDGENRWH1207-Rev00-Msr001 | System | Commercial | 35-OTI-OtherIndustrial-PROC_OTH | TRUE |  |  | Mbtuh | ROB | 0.61 | 0.5 | 0 | 0 | 0 | 0.11 | 0 |  | kWh | 0 | 0.83682 | Commercial |  | Annual | [6 empty] | Small Boilers (<100 MMBtu/hr Heat Input):Uncontrolled | 20 | 0.6 | 0.6 | 0.6 | [10 empty] | 0% | 0% | 0% | 0 | 0 | 446 | 0 | 0 | 0 | 0 | 0 | 0 | 0 | 0 | 2013 Qtr 1: 0; 2013 Qtr 2: 0; 2013 Qtr 3: 0; 2013 Qtr 4: 0; 2014 Qtr 1: 0; 2014 Qtr 2: 0; 2014 Qtr 3: 0; 2014 Qtr 4: 0; 2015 Qtr 1: 111.5; 2015 Qtr 2: 111.5; 2015 Qtr 3: 111.5; 2015 Qtr 4: 111.5 | 446
3233_SW-IND-Deemed Incentives | 402039-Water Heating -Instantaneous - Gas <=200MBtuh | NG-WtrHt-SmlInst-Gas-lte75kBtuh-lt2G-0p82EF | System | Commercial | 35-OTI-OtherIndustrial-PROC_OTH | TRUE |  |  | Mbtuh | ROB | 5.62 | 2 | 0 | 0 | 0 | 3.62 | 0.106 |  | kWh | 3.97e-05 | 2.1 | Commercial |  | Annual |  | 5.62 |  |  |  |  | Small Boilers (<100 MMBtu/hr Heat Input):Uncontrolled | 20 | 0.6 | 0.6 | 0.6 | [10 empty] | 0% | 0% | 0% | 0 | 0 | 19 | 0 | 0 | 0 | 0 | 0 | 0 | 0 | 0 | 2013 Qtr 1: 0; 2013 Qtr 2: 0; 2013 Qtr 3: 0; 2013 Qtr 4: 0; 2014 Qtr 1: 0; 2014 Qtr 2: 0; 2014 Qtr 3: 0; 2014 Qtr 4: 0; 2015 Qtr 1: 4.75; 2015 Qtr 2: 4.75; 2015 Qtr 3: 4.75; 2015 Qtr 4: 4.75 | 19
3233_SW-IND-Deemed Incentives | 402046-Tank Insulation - High Temperature Applic. (LF) 2 in | WPSDGENRWH0013-Rev00-Msr004 | System | Commercial | 35-OTI-OtherIndustrial-PROC_OTH | TRUE |  |  | Sq Ft | ROB | 8.94 | 4 | 0 | 0 | 0 | 4.94 | 0 |  | kWh | 0 | 27.4444 | Commercial |  | Annual | [6 empty] | Small Boilers (<100 MMBtu/hr Heat Input):Uncontrolled | 11 | 0.6 | 0.6 | 0.6 | [10 empty] | 0% | 0% | 0% | 0 | 0 | 108 | 0 | 0 | 0 | 0 | 0 | 0 | 0 | 0 | 2013 Qtr 1: 0; 2013 Qtr 2: 0; 2013 Qtr 3: 0; 2013 Qtr 4: 0; 2014 Qtr 1: 0; 2014 Qtr 2: 0; 2014 Qtr 3: 0; 2014 Qtr 4: 0; 2015 Qtr 1: 27; 2015 Qtr 2: 27; 2015 Qtr 3: 27; 2015 Qtr 4: 27 | 108
3233_SW-IND-Deemed Incentives | 402051-Steam Trap Replacement, Commercial operating system <12 hrs/day, Dry Cleaners excluded | WPSDGENRWH0010-Rev00-Msr001 | System | Commercial | 35-OTI-OtherIndustrial-PROC_OTH | TRUE |  |  | Unit | ROB | 233 | 100 | 0 | 0 | 0 | 133 | 0 |  | kWh | 0 | 129.6498 | Commercial |  | Annual | [6 empty] | Small Boilers (<100 MMBtu/hr Heat Input):Uncontrolled | 6 | 0.6 | 0.6 | 0.6 | [10 empty] | 0% | 0% | 0% | 0 | 0 | 4 | 0 | 0 | 0 | 0 | 0 | 0 | 0 | 0 | 2013 Qtr 1: 0; 2013 Qtr 2: 0; 2013 Qtr 3: 0; 2013 Qtr 4: 0; 2014 Qtr 1: 0; 2014 Qtr 2: 0; 2014 Qtr 3: 0; 2014 Qtr 4: 0; 2015 Qtr 1: 1; 2015 Qtr 2: 1; 2015 Qtr 3: 1; 2015 Qtr 4: 1 | 4
3233_SW-IND-Deemed Incentives | 402057-A/C - Reflective Window Film Coastal | Window Film - DEER Unit Adjustment-Rev00-Msr001 | System | Commercial | NON_res:DEER:HVAC_Split-Package_AC | TRUE |  |  | Sqft | RET | 5.64 | 1.35 | 0 | 0 | 0 | 4.29 | 4.93 |  | kWh | 0.00295 | -0.249 | Commercial |  | Winter Only | [6 empty] | Small Boilers (<100 MMBtu/hr Heat Input):Uncontrolled | 10 | 0.6 | 0.6 | 0.6 | [10 empty] | 0% | 0% | 0% | 0 | 0 | 540 | 0 | 0 | 0 | 0 | 0 | 0 | 0 | 0 | 2013 Qtr 1: 0; 2013 Qtr 2: 0; 2013 Qtr 3: 0; 2013 Qtr 4: 0; 2014 Qtr 1: 0; 2014 Qtr 2: 0; 2014 Qtr 3: 0; 2014 Qtr 4: 0; 2015 Qtr 1: 135; 2015 Qtr 2: 135; 2015 Qtr 3: 135; 2015 Qtr 4: 135 | 540
3233_SW-IND-Deemed Incentives | 402058-A/C - Reflective Window Film Inland | Window Film - DEER Unit Adjustment-Rev00-Msr001 | System | Commercial | NON_res:DEER:HVAC_Split-Package_AC | TRUE |  |  | Sqft | RET | 5.64 | 1.35 | 0 | 0 | 0 | 4.29 | 4.93 |  | kWh | 0.00295 | -0.249 | Commercial |  | Winter Only | [6 empty] | Small Boilers (<100 MMBtu/hr Heat Input):Uncontrolled | 10 | 0.6 | 0.6 | 0.6 | [10 empty] | 0% | 0% | 0% | 0 | 0 | 501 | 0 | 0 | 0 | 0 | 0 | 0 | 0 | 0 | 2013 Qtr 1: 0; 2013 Qtr 2: 0; 2013 Qtr 3: 0; 2013 Qtr 4: 0; 2014 Qtr 1: 0; 2014 Qtr 2: 0; 2014 Qtr 3: 0; 2014 Qtr 4: 0; 2015 Qtr 1: 125.25; 2015 Qtr 2: 125.25; 2015 Qtr 3: 125.25; 2015 Qtr 4: 125.25 | 501
3233_SW-IND-Deemed Incentives | 402060-Motors - VFD - HVAC Fans (per Hp) | D03-051 | System | Commercial | NON_res:DEER:HVAC_Split-Package_AC | TRUE |  |  | HP | RET | 242.61 | 80 | 0 | 0 | 0 | 162.61 | 1190 |  | kWh | 0.206 | -2.14 | Commercial |  | Winter Only | [6 empty] | Small Boilers (<100 MMBtu/hr Heat Input):Uncontrolled | 15 | 0.6 | 0.6 | 0.6 | [10 empty] | 0% | 0% | 0% | 0 | 0 | 25 | 0 | 0 | 0 | 0 | 0 | 0 | 0 | 0 | 2013 Qtr 1: 0; 2013 Qtr 2: 0; 2013 Qtr 3: 0; 2013 Qtr 4: 0; 2014 Qtr 1: 0; 2014 Qtr 2: 0; 2014 Qtr 3: 0; 2014 Qtr 4: 0; 2015 Qtr 1: 6.25; 2015 Qtr 2: 6.25; 2015 Qtr 3: 6.25; 2015 Qtr 4: 6.25 | 25
3233_SW-IND-Deemed Incentives | 402065-Network Power Management Software | WPSDGENROE0001-Rev00-Msr001 | System | Commercial | 35-OTI-OtherIndustrial-PROC_OTH | TRUE |  |  | Unit | RET | 26.76 | 15 | 0 | 0 | 0 | 11.76 | 194.6245 |  | kWh | 0.02073 | 0 | Commercial |  | Winter Only | [6 empty] | Small Boilers (<100 MMBtu/hr Heat Input):Uncontrolled | 5 | 0.6 | 0.6 | 0.6 | [10 empty] | 0% | 0% | 0% | 0 | 0 | 1976 | 0 | 0 | 0 | 0 | 0 | 0 | 0 | 0 | 2013 Qtr 1: 0; 2013 Qtr 2: 0; 2013 Qtr 3: 0; 2013 Qtr 4: 0; 2014 Qtr 1: 0; 2014 Qtr 2: 0; 2014 Qtr 3: 0; 2014 Qtr 4: 0; 2015 Qtr 1: 494; 2015 Qtr 2: 494; 2015 Qtr 3: 494; 2015 Qtr 4: 494 | 1976
3233_SW-IND-Deemed Incentives | 402067-Refrigerator - Early Replacement | Res-Refrig-ARP | System | Commercial | 01-ALC-AllCommercial-Refrig | TRUE |  |  | Unit | RET | 617.81 | 275 | 0 | 0 | 0 | 342.81 | 640 |  | kWh | 0.114 | -13.1 | Commercial |  | Winter Only | [6 empty] | Small Boilers (<100 MMBtu/hr Heat Input):Uncontrolled | 5 | 0.6 | 0.6 | 0.6 | [10 empty] | 0% | 0% | 0% | 0 | 0 | 1 | 0 | 0 | 0 | 0 | 0 | 0 | 0 | 0 | 2013 Qtr 1: 0; 2013 Qtr 2: 0; 2013 Qtr 3: 0; 2013 Qtr 4: 0; 2014 Qtr 1: 0; 2014 Qtr 2: 0; 2014 Qtr 3: 0; 2014 Qtr 4: 0; 2015 Qtr 1: 0.25; 2015 Qtr 2: 0.25; 2015 Qtr 3: 0.25; 2015 Qtr 4: 0.25 | 1
3233_SW-IND-Deemed Incentives | 402135-Food Service - Steamer-Electric | WPSDGENRCC0001-Rev03-Msr001 | System | Commercial | 35-OTI-OtherIndustrial-PROC_OTH | TRUE |  |  | Unit | ROB | 2132 | 1250 | 0 | 0 | 0 | 882 | 30156 |  | kWh | 6.9 | 0 | Commercial |  | Winter Only | [6 empty] | Small Boilers (<100 MMBtu/hr Heat Input):Uncontrolled | 12 | 0.6 | 0.6 | 0.6 | [10 empty] | 0% | 0% | 0% | 0 | 0 | 1 | 0 | 0 | 0 | 0 | 0 | 0 | 0 | 0 | 2013 Qtr 1: 0; 2013 Qtr 2: 0; 2013 Qtr 3: 0; 2013 Qtr 4: 0; 2014 Qtr 1: 0; 2014 Qtr 2: 0; 2014 Qtr 3: 0; 2014 Qtr 4: 0; 2015 Qtr 1: 0.25; 2015 Qtr 2: 0.25; 2015 Qtr 3: 0.25; 2015 Qtr 4: 0.25 | 1
3233_SW-IND-Deemed Incentives | 402140-Lighting - 8 Ft T-8 with Elec. Ballast | WPSDGENRLG0013-Rev05-Msr004 | System | Commercial | NON_res:DEER:Indoor_Non-CFL_Ltg | TRUE |  |  | Fixture | ROB | 32.5 | 9 | 0 | 0 | 0 | 23.5 | 219.9418 |  | kWh | 0.054578 | -0.69172 | Commercial |  | Winter Only | [6 empty] | Small Boilers (<100 MMBtu/hr Heat Input):Uncontrolled | 15 | 0.7 | 0.7 | 0.7 |  |  | 0.78 | [7 empty] | 0% | 0% | 0% | 0 | 0 | 11 | 0 | 0 | 0 | 0 | 0 | 0 | 0 | 0 | 2013 Qtr 1: 0; 2013 Qtr 2: 0; 2013 Qtr 3: 0; 2013 Qtr 4: 0; 2014 Qtr 1: 0; 2014 Qtr 2: 0; 2014 Qtr 3: 0; 2014 Qtr 4: 0; 2015 Qtr 1: 2.75; 2015 Qtr 2: 2.75; 2015 Qtr 3: 2.75; 2015 Qtr 4: 2.75 | 11
3233_SW-IND-Deemed Incentives | 402144-Lighting - Remove 8 Ft T-8 (De-Lamp) | WPSDGENRLG0022-Rev04-Msr004 | System | Commercial | NON_res:DEER:Indoor_CFL_Ltg | TRUE |  |  | Lamp | ROB | 25.86 | 15 | 0 | 0 | 0 | 10.86 | 303.7292 |  | kWh | 0.075369 | -0.95523 | Commercial |  | Winter Only | [6 empty] | Small Boilers (<100 MMBtu/hr Heat Input):Uncontrolled | 15 | 0.7 | 0.7 | 0.7 | [10 empty] | 0% | 0% | 0% | 0 | 0 | 15 | 0 | 0 | 0 | 0 | 0 | 0 | 0 | 0 | 2013 Qtr 1: 0; 2013 Qtr 2: 0; 2013 Qtr 3: 0; 2013 Qtr 4: 0; 2014 Qtr 1: 0; 2014 Qtr 2: 0; 2014 Qtr 3: 0; 2014 Qtr 4: 0; 2015 Qtr 1: 3.75; 2015 Qtr 2: 3.75; 2015 Qtr 3: 3.75; 2015 Qtr 4: 3.75 | 15
3233_SW-IND-Deemed Incentives | 402145-Lighting - Screw in 14-26 Watt Reflector Lamp | Com-Lighting-InGen_CFLratio0357_CFLscw-15w | System | Commercial | NON_res:DEER:Indoor_CFL_Ltg | TRUE |  |  | Lamp | ROB | 15.4 | 4 | 0 | 0 | 0 | 11.4 | 128 |  | kWh | 0.0279 | -0.38 | Commercial |  | Winter Only | [6 empty] | Small Boilers (<100 MMBtu/hr Heat Input):Uncontrolled | 3.3 | 0.53 | 0.53 | 0.53 |  |  | 0.99 | [7 empty] | 0% | 0% | 0% | 0 | 0 | 97 | 0 | 0 | 0 | 0 | 0 | 0 | 0 | 0 | 2013 Qtr 1: 0; 2013 Qtr 2: 0; 2013 Qtr 3: 0; 2013 Qtr 4: 0; 2014 Qtr 1: 0; 2014 Qtr 2: 0; 2014 Qtr 3: 0; 2014 Qtr 4: 0; 2015 Qtr 1: 24.25; 2015 Qtr 2: 24.25; 2015 Qtr 3: 24.25; 2015 Qtr 4: 24.25 | 97
3233_SW-IND-Deemed Incentives | 402150-Refrigeration - Food Service -Auto Closer for Main Cooler Doors | WPSDGENRRN0110-Rev00-Msr001 | System | Commercial | 01-ALC-AllCommercial-Refrig | TRUE |  |  | Unit | RET | 156.82 | 75 | 0 | 0 | 0 | 81.82 | 1041.84 |  | kWh | 0.222 | 0 | Commercial |  | Winter Only | [6 empty] | Small Boilers (<100 MMBtu/hr Heat Input):Uncontrolled | 8 | 0.6 | 0.6 | 0.6 | [10 empty] | 0% | 0% | 0% | 0 | 0 | 1 | 0 | 0 | 0 | 0 | 0 | 0 | 0 | 0 | 2013 Qtr 1: 0; 2013 Qtr 2: 0; 2013 Qtr 3: 0; 2013 Qtr 4: 0; 2014 Qtr 1: 0; 2014 Qtr 2: 0; 2014 Qtr 3: 0; 2014 Qtr 4: 0; 2015 Qtr 1: 0.25; 2015 Qtr 2: 0.25; 2015 Qtr 3: 0.25; 2015 Qtr 4: 0.25 | 1
3233_SW-IND-Deemed Incentives | 402152-Refrigeration - New Refrigeration Case w/Doors-Low Temperature Case | D03-207 | System | Commercial | 01-ALC-AllCommercial-Refrig | TRUE |  |  | linear ft | ROB | 515.58 | 175 | 0 | 0 | 0 | 340.58 | 114 |  | kWh | 0.0431 | 21.7 | Commercial |  | Winter Only | [6 empty] | Small Boilers (<100 MMBtu/hr Heat Input):Uncontrolled | 12 | 0.6 | 0.6 | 0.6 | [10 empty] | 0% | 0% | 0% | 0 | 0 | 27 | 0 | 0 | 0 | 0 | 0 | 0 | 0 | 0 | 2013 Qtr 1: 0; 2013 Qtr 2: 0; 2013 Qtr 3: 0; 2013 Qtr 4: 0; 2014 Qtr 1: 0; 2014 Qtr 2: 0; 2014 Qtr 3: 0; 2014 Qtr 4: 0; 2015 Qtr 1: 6.75; 2015 Qtr 2: 6.75; 2015 Qtr 3: 6.75; 2015 Qtr 4: 6.75 | 27
3233_SW-IND-Deemed Incentives | 402153-Refrigeration - New Refrigeration Case w/Doors-Medium Temperature Case | D03-207 | System | Commercial | 01-ALC-AllCommercial-Refrig | TRUE |  |  | Fixture LnFt | ROB | 515.58 | 75 | 0 | 0 | 0 | 440.58 | 114 |  | kWh | 0.0431 | 21.7 | Commercial |  | Winter Only | [6 empty] | Small Boilers (<100 MMBtu/hr Heat Input):Uncontrolled | 12 | 0.6 | 0.6 | 0.6 | [10 empty] | 0% | 0% | 0% | 0 | 0 | 2 | 0 | 0 | 0 | 0 | 0 | 0 | 0 | 0 | 2013 Qtr 1: 0; 2013 Qtr 2: 0; 2013 Qtr 3: 0; 2013 Qtr 4: 0; 2014 Qtr 1: 0; 2014 Qtr 2: 0; 2014 Qtr 3: 0; 2014 Qtr 4: 0; 2015 Qtr 1: 0.5; 2015 Qtr 2: 0.5; 2015 Qtr 3: 0.5; 2015 Qtr 4: 0.5 | 2
3233_SW-IND-Deemed Incentives | 402156-Refrigeration - Night Covers for Display Cases Med Temp | D03-205 | System | Commercial | 01-ALC-AllCommercial-Refrig | TRUE |  |  | linear ft | RET | 42.2 | 3.5 | 0 | 0 | 0 | 38.7 | 12.4 |  | kWh | -0.00334 | 1.22 | Commercial |  | Winter Only | [6 empty] | Small Boilers (<100 MMBtu/hr Heat Input):Uncontrolled | 5 | 0.6 | 0.6 | 0.6 | [10 empty] | 0% | 0% | 0% | 0 | 0 | 24 | 0 | 0 | 0 | 0 | 0 | 0 | 0 | 0 | 2013 Qtr 1: 0; 2013 Qtr 2: 0; 2013 Qtr 3: 0; 2013 Qtr 4: 0; 2014 Qtr 1: 0; 2014 Qtr 2: 0; 2014 Qtr 3: 0; 2014 Qtr 4: 0; 2015 Qtr 1: 6; 2015 Qtr 2: 6; 2015 Qtr 3: 6; 2015 Qtr 4: 6 | 24
3233_SW-IND-Deemed Incentives | 402168-Food Service - Solid-Door Reach In Freezer 15-29' | WPSDGENRRN0010-Rev00-Msr005 | System | Commercial | 01-ALC-AllCommercial-Refrig | TRUE |  |  | Unit | ROB | 595 | 150 | 0 | 0 | 0 | 445 | 1200.85 |  | kWh | 0.123 | 0 | Commercial |  | Winter Only | [6 empty] | Small Boilers (<100 MMBtu/hr Heat Input):Uncontrolled | 12 | 0.6 | 0.6 | 0.6 | [10 empty] | 0% | 0% | 0% | 0 | 0 | 1 | 0 | 0 | 0 | 0 | 0 | 0 | 0 | 0 | 2013 Qtr 1: 0; 2013 Qtr 2: 0; 2013 Qtr 3: 0; 2013 Qtr 4: 0; 2014 Qtr 1: 0; 2014 Qtr 2: 0; 2014 Qtr 3: 0; 2014 Qtr 4: 0; 2015 Qtr 1: 0.25; 2015 Qtr 2: 0.25; 2015 Qtr 3: 0.25; 2015 Qtr 4: 0.25 | 1
3233_SW-IND-Deemed Incentives | 402169-Food Service - Solid-Door Reach In Freezer 30-49' | WPSDGENRRN0010-Rev00-Msr006 | System | Commercial | 01-ALC-AllCommercial-Refrig | TRUE |  |  | Unit | ROB | 640 | 300 | 0 | 0 | 0 | 340 | 2076.85 |  | kWh | 0.213 | 0 | Commercial |  | Winter Only | [6 empty] | Small Boilers (<100 MMBtu/hr Heat Input):Uncontrolled | 12 | 0.6 | 0.6 | 0.6 | [10 empty] | 0% | 0% | 0% | 0 | 0 | 1 | 0 | 0 | 0 | 0 | 0 | 0 | 0 | 0 | 2013 Qtr 1: 0; 2013 Qtr 2: 0; 2013 Qtr 3: 0; 2013 Qtr 4: 0; 2014 Qtr 1: 0; 2014 Qtr 2: 0; 2014 Qtr 3: 0; 2014 Qtr 4: 0; 2015 Qtr 1: 0.25; 2015 Qtr 2: 0.25; 2015 Qtr 3: 0.25; 2015 Qtr 4: 0.25 | 1
3233_SW-IND-Deemed Incentives | 402170-Food Service - Solid-Door Reach In Refrigerator <15' | WPSDGENRRN0010-Rev00-Msr001 | System | Commercial | 01-ALC-AllCommercial-Refrig | TRUE |  |  | Unit | ROB | 130 | 50 | 0 | 0 | 0 | 80 | 445.3 |  | kWh | 0.046 | 0 | Commercial |  | Winter Only | [6 empty] | Small Boilers (<100 MMBtu/hr Heat Input):Uncontrolled | 12 | 0.6 | 0.6 | 0.6 | [10 empty] | 0% | 0% | 0% | 0 | 0 | 1 | 0 | 0 | 0 | 0 | 0 | 0 | 0 | 0 | 2013 Qtr 1: 0; 2013 Qtr 2: 0; 2013 Qtr 3: 0; 2013 Qtr 4: 0; 2014 Qtr 1: 0; 2014 Qtr 2: 0; 2014 Qtr 3: 0; 2014 Qtr 4: 0; 2015 Qtr 1: 0.25; 2015 Qtr 2: 0.25; 2015 Qtr 3: 0.25; 2015 Qtr 4: 0.25 | 1
3233_SW-IND-Deemed Incentives | 402172-Food Service - Solid-Door Reach In Refrigerator 15-29' | WPSDGENRRN0010-Rev00-Msr002 | System | Commercial | 01-ALC-AllCommercial-Refrig | TRUE |  |  | Unit | ROB | 1094 | 75 | 0 | 0 | 0 | 1019 | 649.7 |  | kWh | 0.067 | 0 | Commercial |  | Winter Only | [6 empty] | Small Boilers (<100 MMBtu/hr Heat Input):Uncontrolled | 12 | 0.6 | 0.6 | 0.6 | [10 empty] | 0% | 0% | 0% | 0 | 0 | 1 | 0 | 0 | 0 | 0 | 0 | 0 | 0 | 0 | 2013 Qtr 1: 0; 2013 Qtr 2: 0; 2013 Qtr 3: 0; 2013 Qtr 4: 0; 2014 Qtr 1: 0; 2014 Qtr 2: 0; 2014 Qtr 3: 0; 2014 Qtr 4: 0; 2015 Qtr 1: 0.25; 2015 Qtr 2: 0.25; 2015 Qtr 3: 0.25; 2015 Qtr 4: 0.25 | 1
3233_SW-IND-Deemed Incentives | 402175-Lighting - Exterior Compact Fluorescent Fixture <=70 watts | WPSDGENRLG0006-Rev05-Msr007 | System | Commercial | NON_res:DEER:Indoor_Non-CFL_Ltg | TRUE |  |  | Fixture | ROB | 140 | 10 | 0 | 0 | 0 | 130 | 132.2743 |  | kWh | 0.02939 | -0.39147 | Commercial |  | Winter Only | [6 empty] | Small Boilers (<100 MMBtu/hr Heat Input):Uncontrolled | 15 | 0.6 | 0.6 | 0.6 | [10 empty] | 0% | 0% | 0% | 0 | 0 | 9 | 0 | 0 | 0 | 0 | 0 | 0 | 0 | 0 | 2013 Qtr 1: 0; 2013 Qtr 2: 0; 2013 Qtr 3: 0; 2013 Qtr 4: 0; 2014 Qtr 1: 0; 2014 Qtr 2: 0; 2014 Qtr 3: 0; 2014 Qtr 4: 0; 2015 Qtr 1: 2.25; 2015 Qtr 2: 2.25; 2015 Qtr 3: 2.25; 2015 Qtr 4: 2.25 | 9
3233_SW-IND-Deemed Incentives | 402176-Lighting - Exterior Induction Fixture <=100 watts | WPSDGENRLG0003-Rev03-Msr002 | System | Commercial | NON_res:DEER:Indoor_Non-CFL_Ltg | TRUE |  |  | Fixture | ROB | 270 | 35 | 0 | 0 | 0 | 235 | 430.5 |  | kWh | 0 | 0 | Commercial |  | Winter Only | [6 empty] | Small Boilers (<100 MMBtu/hr Heat Input):Uncontrolled | 15 | 0.6 | 0.6 | 0.6 | [10 empty] | 0% | 0% | 0% | 0 | 0 | 190 | 0 | 0 | 0 | 0 | 0 | 0 | 0 | 0 | 2013 Qtr 1: 0; 2013 Qtr 2: 0; 2013 Qtr 3: 0; 2013 Qtr 4: 0; 2014 Qtr 1: 0; 2014 Qtr 2: 0; 2014 Qtr 3: 0; 2014 Qtr 4: 0; 2015 Qtr 1: 47.5; 2015 Qtr 2: 47.5; 2015 Qtr 3: 47.5; 2015 Qtr 4: 47.5 | 190
3233_SW-IND-Deemed Incentives | 402177-Lighting - Exterior Induction Fixture <=120 watts | WPSDGENRLG0003-Rev03-Msr003 | System | Commercial | NON_res:DEER:Indoor_Non-CFL_Ltg | TRUE |  |  | Fixture | ROB | 370 | 40 | 0 | 0 | 0 | 330 | 287 |  | kWh | 0 | 0 | Commercial |  | Winter Only | [6 empty] | Small Boilers (<100 MMBtu/hr Heat Input):Uncontrolled | 15 | 0.6 | 0.6 | 0.6 | [10 empty] | 0% | 0% | 0% | 0 | 0 | 4 | 0 | 0 | 0 | 0 | 0 | 0 | 0 | 0 | 2013 Qtr 1: 0; 2013 Qtr 2: 0; 2013 Qtr 3: 0; 2013 Qtr 4: 0; 2014 Qtr 1: 0; 2014 Qtr 2: 0; 2014 Qtr 3: 0; 2014 Qtr 4: 0; 2015 Qtr 1: 1; 2015 Qtr 2: 1; 2015 Qtr 3: 1; 2015 Qtr 4: 1 | 4
3233_SW-IND-Deemed Incentives | 402178-Lighting - Exterior Induction Fixture <=180 watts | WPSDGENRLG0003-Rev03-Msr004 | System | Commercial | NON_res:DEER:Indoor_Non-CFL_Ltg | TRUE |  |  | Fixture | ROB | 470 | 35 | 0 | 0 | 0 | 435 | 241.57 |  | kWh | 0 | 0 | Commercial |  | Winter Only | [6 empty] | Small Boilers (<100 MMBtu/hr Heat Input):Uncontrolled | 15 | 0.6 | 0.6 | 0.6 | [10 empty] | 0% | 0% | 0% | 0 | 0 | 109 | 0 | 0 | 0 | 0 | 0 | 0 | 0 | 0 | 2013 Qtr 1: 0; 2013 Qtr 2: 0; 2013 Qtr 3: 0; 2013 Qtr 4: 0; 2014 Qtr 1: 0; 2014 Qtr 2: 0; 2014 Qtr 3: 0; 2014 Qtr 4: 0; 2015 Qtr 1: 27.25; 2015 Qtr 2: 27.25; 2015 Qtr 3: 27.25; 2015 Qtr 4: 27.25 | 109
3233_SW-IND-Deemed Incentives | 402179-Lighting - Exterior Induction Fixture <=250 watts | WPSDGENRLG0003-Rev03-Msr005 | System | Commercial | NON_res:DEER:Indoor_Non-CFL_Ltg | TRUE |  |  | Fixture | ROB | 570 | 90 | 0 | 0 | 0 | 480 | 852.8 |  | kWh | 0 | 0 | Commercial |  | Winter Only | [6 empty] | Small Boilers (<100 MMBtu/hr Heat Input):Uncontrolled | 15 | 0.6 | 0.6 | 0.6 | [10 empty] | 0% | 0% | 0% | 0 | 0 | 6 | 0 | 0 | 0 | 0 | 0 | 0 | 0 | 0 | 2013 Qtr 1: 0; 2013 Qtr 2: 0; 2013 Qtr 3: 0; 2013 Qtr 4: 0; 2014 Qtr 1: 0; 2014 Qtr 2: 0; 2014 Qtr 3: 0; 2014 Qtr 4: 0; 2015 Qtr 1: 1.5; 2015 Qtr 2: 1.5; 2015 Qtr 3: 1.5; 2015 Qtr 4: 1.5 | 6
3233_SW-IND-Deemed Incentives | 402180-Lighting - Exterior Induction Fixture <=70 watts | WPSDGENRLG0003-Rev03-Msr001 | System | Commercial | NON_res:DEER:Indoor_Non-CFL_Ltg | TRUE |  |  | Fixture | ROB | 270 | 25 | 0 | 0 | 0 | 245 | 299.3 |  | kWh | 0 | 0 | Commercial |  | Winter Only | [6 empty] | Small Boilers (<100 MMBtu/hr Heat Input):Uncontrolled | 15 | 0.6 | 0.6 | 0.6 | [10 empty] | 0% | 0% | 0% | 0 | 0 | 7 | 0 | 0 | 0 | 0 | 0 | 0 | 0 | 0 | 2013 Qtr 1: 0; 2013 Qtr 2: 0; 2013 Qtr 3: 0; 2013 Qtr 4: 0; 2014 Qtr 1: 0; 2014 Qtr 2: 0; 2014 Qtr 3: 0; 2014 Qtr 4: 0; 2015 Qtr 1: 1.75; 2015 Qtr 2: 1.75; 2015 Qtr 3: 1.75; 2015 Qtr 4: 1.75 | 7
3233_SW-IND-Deemed Incentives | 402181-Lighting - Exterior Pulse Start/Ceramic Metal Halide Fixtures <=100 watts | WPSDGENRLG0003-Rev03-Msr002 | System | Commercial | NON_res:DEER:Indoor_Non-CFL_Ltg | TRUE |  |  | Fixture | ROB | 270 | 10 | 0 | 0 | 0 | 260 | 430.5 |  | kWh | 0 | 0 | Commercial |  | Winter Only | [6 empty] | Small Boilers (<100 MMBtu/hr Heat Input):Uncontrolled | 15 | 0.6 | 0.6 | 0.6 | [10 empty] | 0% | 0% | 0% | 0 | 0 | 1 | 0 | 0 | 0 | 0 | 0 | 0 | 0 | 0 | 2013 Qtr 1: 0; 2013 Qtr 2: 0; 2013 Qtr 3: 0; 2013 Qtr 4: 0; 2014 Qtr 1: 0; 2014 Qtr 2: 0; 2014 Qtr 3: 0; 2014 Qtr 4: 0; 2015 Qtr 1: 0.25; 2015 Qtr 2: 0.25; 2015 Qtr 3: 0.25; 2015 Qtr 4: 0.25 | 1
3233_SW-IND-Deemed Incentives | 402183-Lighting - Exterior Pulse Start/Ceramic Metal Halide Fixtures <=175 watts | WPSDGENRLG0003-Rev03-Msr004 | System | Commercial | NON_res:DEER:Indoor_Non-CFL_Ltg | TRUE |  |  | Fixture | ROB | 470 | 15 | 0 | 0 | 0 | 455 | 241.57 |  | kWh | 0 | 0 | Commercial |  | Winter Only | [6 empty] | Small Boilers (<100 MMBtu/hr Heat Input):Uncontrolled | 15 | 0.6 | 0.6 | 0.6 | [10 empty] | 0% | 0% | 0% | 0 | 0 | 2 | 0 | 0 | 0 | 0 | 0 | 0 | 0 | 0 | 2013 Qtr 1: 0; 2013 Qtr 2: 0; 2013 Qtr 3: 0; 2013 Qtr 4: 0; 2014 Qtr 1: 0; 2014 Qtr 2: 0; 2014 Qtr 3: 0; 2014 Qtr 4: 0; 2015 Qtr 1: 0.5; 2015 Qtr 2: 0.5; 2015 Qtr 3: 0.5; 2015 Qtr 4: 0.5 | 2
3233_SW-IND-Deemed Incentives | 402184-Lighting - Exterior Pulse Start/Ceramic Metal Halide Fixtures <=250 watts | WPSDGENRLG0003-Rev03-Msr005 | System | Commercial | NON_res:DEER:Indoor_Non-CFL_Ltg | TRUE |  |  | Fixture | ROB | 570 | 15 | 0 | 0 | 0 | 555 | 852.8 |  | kWh | 0 | 0 | Commercial |  | Winter Only | [6 empty] | Small Boilers (<100 MMBtu/hr Heat Input):Uncontrolled | 15 | 0.6 | 0.6 | 0.6 | [10 empty] | 0% | 0% | 0% | 0 | 0 | 4 | 0 | 0 | 0 | 0 | 0 | 0 | 0 | 0 | 2013 Qtr 1: 0; 2013 Qtr 2: 0; 2013 Qtr 3: 0; 2013 Qtr 4: 0; 2014 Qtr 1: 0; 2014 Qtr 2: 0; 2014 Qtr 3: 0; 2014 Qtr 4: 0; 2015 Qtr 1: 1; 2015 Qtr 2: 1; 2015 Qtr 3: 1; 2015 Qtr 4: 1 | 4
3233_SW-IND-Deemed Incentives | 402185-Lighting - Exterior Pulse Start/Ceramic Metal Halide Fixtures <=70 watts | WPSDGENRLG0003-Rev03-Msr001 | System | Commercial | NON_res:DEER:Indoor_Non-CFL_Ltg | TRUE |  |  | Fixture | ROB | 270 | 5 | 0 | 0 | 0 | 265 | 299.3 |  | kWh | 0 | 0 | Commercial |  | Winter Only | [6 empty] | Small Boilers (<100 MMBtu/hr Heat Input):Uncontrolled | 15 | 0.6 | 0.6 | 0.6 | [10 empty] | 0% | 0% | 0% | 0 | 0 | 4 | 0 | 0 | 0 | 0 | 0 | 0 | 0 | 0 | 2013 Qtr 1: 0; 2013 Qtr 2: 0; 2013 Qtr 3: 0; 2013 Qtr 4: 0; 2014 Qtr 1: 0; 2014 Qtr 2: 0; 2014 Qtr 3: 0; 2014 Qtr 4: 0; 2015 Qtr 1: 1; 2015 Qtr 2: 1; 2015 Qtr 3: 1; 2015 Qtr 4: 1 | 4
3233_SW-IND-Deemed Incentives | 402186-Lighting - Exterior Pulse Start/Ceramic Metal Halide Fixtures <=750 watts | WPSDGENRLG0003-Rev03-Msr005 | System | Commercial | NON_res:DEER:Indoor_Non-CFL_Ltg | TRUE |  |  | Fixture | ROB | 570 | 20 | 0 | 0 | 0 | 550 | 852.8 |  | kWh | 0 | 0 | Commercial |  | Winter Only | [6 empty] | Small Boilers (<100 MMBtu/hr Heat Input):Uncontrolled | 15 | 0.6 | 0.6 | 0.6 | [10 empty] | 0% | 0% | 0% | 0 | 0 | 3 | 0 | 0 | 0 | 0 | 0 | 0 | 0 | 0 | 2013 Qtr 1: 0; 2013 Qtr 2: 0; 2013 Qtr 3: 0; 2013 Qtr 4: 0; 2014 Qtr 1: 0; 2014 Qtr 2: 0; 2014 Qtr 3: 0; 2014 Qtr 4: 0; 2015 Qtr 1: 0.75; 2015 Qtr 2: 0.75; 2015 Qtr 3: 0.75; 2015 Qtr 4: 0.75 | 3
3233_SW-IND-Deemed Incentives | 402187-Lighting - Interior Compact Fluorescent Fixture <=128 watts | WPSDGENRLG0006-Rev05-Msr003 | System | Commercial | NON_res:DEER:Indoor_Non-CFL_Ltg | TRUE |  |  | Fixture | ROB | 180 | 20 | 0 | 0 | 0 | 160 | 264.5487 |  | kWh | 0.05878 | -0.78293 | Commercial |  | Winter Only | [6 empty] | Small Boilers (<100 MMBtu/hr Heat Input):Uncontrolled | 15 | 0.6 | 0.6 | 0.6 | [10 empty] | 0% | 0% | 0% | 0 | 0 | 1 | 0 | 0 | 0 | 0 | 0 | 0 | 0 | 0 | 2013 Qtr 1: 0; 2013 Qtr 2: 0; 2013 Qtr 3: 0; 2013 Qtr 4: 0; 2014 Qtr 1: 0; 2014 Qtr 2: 0; 2014 Qtr 3: 0; 2014 Qtr 4: 0; 2015 Qtr 1: 0.25; 2015 Qtr 2: 0.25; 2015 Qtr 3: 0.25; 2015 Qtr 4: 0.25 | 1
3233_SW-IND-Deemed Incentives | 402191-Lighting - Interior Compact Fluorescent Fixture <=70 watts | WPSDGENRLG0006-Rev05-Msr002 | System | Commercial | NON_res:DEER:Indoor_Non-CFL_Ltg | TRUE |  |  | Fixture | ROB | 214.36 | 15 | 0 | 0 | 0 | 199.36 | 132.2743 |  | kWh | 0.02939 | -0.39147 | Commercial |  | Winter Only | [6 empty] | Small Boilers (<100 MMBtu/hr Heat Input):Uncontrolled | 15 | 0.6 | 0.6 | 0.6 | [10 empty] | 0% | 0% | 0% | 0 | 0 | 23 | 0 | 0 | 0 | 0 | 0 | 0 | 0 | 0 | 2013 Qtr 1: 0; 2013 Qtr 2: 0; 2013 Qtr 3: 0; 2013 Qtr 4: 0; 2014 Qtr 1: 0; 2014 Qtr 2: 0; 2014 Qtr 3: 0; 2014 Qtr 4: 0; 2015 Qtr 1: 5.75; 2015 Qtr 2: 5.75; 2015 Qtr 3: 5.75; 2015 Qtr 4: 5.75 | 23
3233_SW-IND-Deemed Incentives | 402197-Lighting - Interior Linear Fluorescent Fixture <=128 watts replacing 101-175 Watts | WPSDGENRLG0044-Rev05-Msr005 | System | Commercial | NON_res:DEER:Indoor_Non-CFL_Ltg | TRUE |  |  | Fixture | ROB | 207 | 25 | 0 | 0 | 0 | 182 | 254.8532 |  | kWh | 0.063241 | -0.80152 | Commercial |  | Winter Only | [6 empty] | Small Boilers (<100 MMBtu/hr Heat Input):Uncontrolled | 15 | 0.7 | 0.7 | 0.7 |  |  | 0.78 | [7 empty] | 0% | 0% | 0% | 0 | 0 | 69 | 0 | 0 | 0 | 0 | 0 | 0 | 0 | 0 | 2013 Qtr 1: 0; 2013 Qtr 2: 0; 2013 Qtr 3: 0; 2013 Qtr 4: 0; 2014 Qtr 1: 0; 2014 Qtr 2: 0; 2014 Qtr 3: 0; 2014 Qtr 4: 0; 2015 Qtr 1: 17.25; 2015 Qtr 2: 17.25; 2015 Qtr 3: 17.25; 2015 Qtr 4: 17.25 | 69
3233_SW-IND-Deemed Incentives | 402198-Lighting - Interior Linear Fluorescent Fixture <=192 watts replacing 176-399 Watts | WPSDGENRLG0044-Rev05-Msr004 | System | Commercial | NON_res:DEER:Indoor_Non-CFL_Ltg | TRUE |  |  | Fixture | ROB | 253 | 45 | 0 | 0 | 0 | 208 | 404.9722 |  | kWh | 0.10049 | -1.2736 | Commercial |  | Winter Only | [6 empty] | Small Boilers (<100 MMBtu/hr Heat Input):Uncontrolled | 15 | 0.7 | 0.7 | 0.7 |  |  | 1.04 | [7 empty] | 0% | 0% | 0% | 0 | 0 | 24 | 0 | 0 | 0 | 0 | 0 | 0 | 0 | 0 | 2013 Qtr 1: 0; 2013 Qtr 2: 0; 2013 Qtr 3: 0; 2013 Qtr 4: 0; 2014 Qtr 1: 0; 2014 Qtr 2: 0; 2014 Qtr 3: 0; 2014 Qtr 4: 0; 2015 Qtr 1: 6; 2015 Qtr 2: 6; 2015 Qtr 3: 6; 2015 Qtr 4: 6 | 24
3233_SW-IND-Deemed Incentives | 402199-Lighting - Interior Linear Fluorescent Fixture <=244 watts replacing 400 Watts (Tier 1) | Com-Lighting-InGen_MV-455w_PSMH-365w_T5-46in-234w | System | Commercial | NON_res:DEER:Indoor_Non-CFL_Ltg | TRUE |  |  | Fixture | ROB | 355.23 | 75 | 0 | 0 | 0 | 280.23 | 443 |  | kWh | 0.109 | -1.4 | Commercial |  | Winter Only | [6 empty] | Small Boilers (<100 MMBtu/hr Heat Input):Uncontrolled | 15 | 0.7 | 0.7 | 0.7 |  |  | 1.04 | [7 empty] | 0% | 0% | 0% | 0 | 0 | 71 | 0 | 0 | 0 | 0 | 0 | 0 | 0 | 0 | 2013 Qtr 1: 0; 2013 Qtr 2: 0; 2013 Qtr 3: 0; 2013 Qtr 4: 0; 2014 Qtr 1: 0; 2014 Qtr 2: 0; 2014 Qtr 3: 0; 2014 Qtr 4: 0; 2015 Qtr 1: 17.75; 2015 Qtr 2: 17.75; 2015 Qtr 3: 17.75; 2015 Qtr 4: 17.75 | 71
3233_SW-IND-Deemed Incentives | 402200-Lighting - Interior Linear Fluorescent Fixture <=600 watts replacing >=400 Watts (Tier 1) | Com-Lighting-InGen_MV-780w_PSMH-456w_T5-46in-351w | System | Commercial | NON_res:DEER:Indoor_Non-CFL_Ltg | TRUE |  |  | Fixture | ROB | 355.23 | 100 | 0 | 0 | 0 | 255.23 | 355 |  | kWh | 0.0875 | -1.13 | Commercial |  | Winter Only | [6 empty] | Small Boilers (<100 MMBtu/hr Heat Input):Uncontrolled | 15 | 0.7 | 0.7 | 0.7 |  |  | 1.04 | [7 empty] | 0% | 0% | 0% | 0 | 0 | 2 | 0 | 0 | 0 | 0 | 0 | 0 | 0 | 0 | 2013 Qtr 1: 0; 2013 Qtr 2: 0; 2013 Qtr 3: 0; 2013 Qtr 4: 0; 2014 Qtr 1: 0; 2014 Qtr 2: 0; 2014 Qtr 3: 0; 2014 Qtr 4: 0; 2015 Qtr 1: 0.5; 2015 Qtr 2: 0.5; 2015 Qtr 3: 0.5; 2015 Qtr 4: 0.5 | 2
3233_SW-IND-Deemed Incentives | 402201-Lighting - Interior Linear Fluorescent Fixture <=64 watts replacing <=100 Watts | WPSDGENRLG0044-Rev05-Msr006 | System | Commercial | NON_res:DEER:Indoor_Non-CFL_Ltg | TRUE |  |  | Fixture | ROB | 145 | 10 | 0 | 0 | 0 | 135 | 115.2076 |  | kWh | 0.028588 | -0.36233 | Commercial |  | Winter Only | [6 empty] | Small Boilers (<100 MMBtu/hr Heat Input):Uncontrolled | 15 | 0.7 | 0.7 | 0.7 |  |  | 0.78 | [7 empty] | 0% | 0% | 0% | 0 | 0 | 51 | 0 | 0 | 0 | 0 | 0 | 0 | 0 | 0 | 2013 Qtr 1: 0; 2013 Qtr 2: 0; 2013 Qtr 3: 0; 2013 Qtr 4: 0; 2014 Qtr 1: 0; 2014 Qtr 2: 0; 2014 Qtr 3: 0; 2014 Qtr 4: 0; 2015 Qtr 1: 12.75; 2015 Qtr 2: 12.75; 2015 Qtr 3: 12.75; 2015 Qtr 4: 12.75 | 51
3233_SW-IND-Deemed Incentives | 402202-Lighting - Interior Linear Fluorescent Fixture 245-360 watts replacing 400 Watts (Tier 2) | WPSDGENRLG0044-Rev05-Msr003 | System | Commercial | NON_res:DEER:Indoor_Non-CFL_Ltg | TRUE |  |  | Fixture | ROB | 275.51 | 45 | 0 | 0 | 0 | 230.51 | 373.552 |  | kWh | 0.092696 | -1.1748 | Commercial |  | Winter Only | [6 empty] | Small Boilers (<100 MMBtu/hr Heat Input):Uncontrolled | 15 | 0.7 | 0.7 | 0.7 |  |  | 1.04 | [7 empty] | 0% | 0% | 0% | 0 | 0 | 11 | 0 | 0 | 0 | 0 | 0 | 0 | 0 | 0 | 2013 Qtr 1: 0; 2013 Qtr 2: 0; 2013 Qtr 3: 0; 2013 Qtr 4: 0; 2014 Qtr 1: 0; 2014 Qtr 2: 0; 2014 Qtr 3: 0; 2014 Qtr 4: 0; 2015 Qtr 1: 2.75; 2015 Qtr 2: 2.75; 2015 Qtr 3: 2.75; 2015 Qtr 4: 2.75 | 11
3233_SW-IND-Deemed Incentives | 402207-Lighting - Interior Pulse Start/Ceramic Metal Halide Fixtures <=70 watts | WPSDGENRLG0002-Rev05-Msr001 | System | Commercial | NON_res:DEER:Indoor_Non-CFL_Ltg | TRUE |  |  | Fixture | ROB | 270 | 5 | 0 | 0 | 0 | 265 | 62.8405 |  | kWh | 0.015594 | -0.19763 | Commercial |  | Winter Only | [6 empty] | Small Boilers (<100 MMBtu/hr Heat Input):Uncontrolled | 15 | 0.6 | 0.6 | 0.6 | [10 empty] | 0% | 0% | 0% | 0 | 0 | 2 | 0 | 0 | 0 | 0 | 0 | 0 | 0 | 0 | 2013 Qtr 1: 0; 2013 Qtr 2: 0; 2013 Qtr 3: 0; 2013 Qtr 4: 0; 2014 Qtr 1: 0; 2014 Qtr 2: 0; 2014 Qtr 3: 0; 2014 Qtr 4: 0; 2015 Qtr 1: 0.5; 2015 Qtr 2: 0.5; 2015 Qtr 3: 0.5; 2015 Qtr 4: 0.5 | 2
3233_SW-IND-Deemed Incentives | 402221-Lighting - T8 to 4ft 25 Watt Lamp | WPSDGENRLG0120-Rev05-Msr001 | System | Commercial | NON_res:DEER:Indoor_CFL_Ltg | TRUE |  |  | Lamp | ROB | 2 | 1.5 | 0 | 0 | 0 | 0.5 | 24.438 |  | kWh | 0.0060642 | -0.076858 | Commercial |  | Winter Only | [6 empty] | Small Boilers (<100 MMBtu/hr Heat Input):Uncontrolled | 15 | 0.6 | 0.6 | 0.6 |  |  | 0.78 | [7 empty] | 0% | 0% | 0% | 0 | 0 | 5162 | 0 | 0 | 0 | 0 | 0 | 0 | 0 | 0 | 2013 Qtr 1: 0; 2013 Qtr 2: 0; 2013 Qtr 3: 0; 2013 Qtr 4: 0; 2014 Qtr 1: 0; 2014 Qtr 2: 0; 2014 Qtr 3: 0; 2014 Qtr 4: 0; 2015 Qtr 1: 1290.5; 2015 Qtr 2: 1290.5; 2015 Qtr 3: 1290.5; 2015 Qtr 4: 1290.5 | 5162
3233_SW-IND-Deemed Incentives | 402222-Lighting - T8 to 4ft 28 Watt Lamp | WPSDGENRLG0120-Rev05-Msr002 | System | Commercial | NON_res:DEER:Indoor_CFL_Ltg | TRUE |  |  | Lamp | ROB | 2 | 1 | 0 | 0 | 0 | 1 | 10.4734 |  | kWh | 0.0025989 | -0.032939 | Commercial |  | Winter Only | [6 empty] | Small Boilers (<100 MMBtu/hr Heat Input):Uncontrolled | 15 | 0.6 | 0.6 | 0.6 |  |  | 0.78 | [7 empty] | 0% | 0% | 0% | 0 | 0 | 4690 | 0 | 0 | 0 | 0 | 0 | 0 | 0 | 0 | 2013 Qtr 1: 0; 2013 Qtr 2: 0; 2013 Qtr 3: 0; 2013 Qtr 4: 0; 2014 Qtr 1: 0; 2014 Qtr 2: 0; 2014 Qtr 3: 0; 2014 Qtr 4: 0; 2015 Qtr 1: 1172.5; 2015 Qtr 2: 1172.5; 2015 Qtr 3: 1172.5; 2015 Qtr 4: 1172.5 | 4690
3233_SW-IND-Deemed Incentives | 402244-Pipe Insulation - Hot Water Applic. >=1 in. | WPSDGENRWH1202-Rev01-Msr002 | System | Commercial | 35-OTI-OtherIndustrial-PROC_OTH | TRUE |  |  | linear ft | RET | 5.22 | 2 | 0 | 0 | 0 | 3.22 | 0 |  | kWh | 0 | 6.428 | Commercial |  | Annual | [6 empty] | Small Boilers (<100 MMBtu/hr Heat Input):Uncontrolled | 11 | 0.6 | 0.6 | 0.6 | [10 empty] | 0% | 0% | 0% | 0 | 0 | 66 | 0 | 0 | 0 | 0 | 0 | 0 | 0 | 0 | 2013 Qtr 1: 0; 2013 Qtr 2: 0; 2013 Qtr 3: 0; 2013 Qtr 4: 0; 2014 Qtr 1: 0; 2014 Qtr 2: 0; 2014 Qtr 3: 0; 2014 Qtr 4: 0; 2015 Qtr 1: 16.5; 2015 Qtr 2: 16.5; 2015 Qtr 3: 16.5; 2015 Qtr 4: 16.5 | 66
3233_SW-IND-Deemed Incentives | 402246-Pipe Insulation - Low Pressure (<=15 psi) Steam Applic. >=1 in. | WPSDGENRWH1202-Rev01-Msr004 | System | Commercial | 35-OTI-OtherIndustrial-PROC_OTH | TRUE |  |  | linear ft | RET | 5.22 | 3 | 0 | 0 | 0 | 2.22 | 0 |  | kWh | 0 | 11.0039 | Commercial |  | Annual | [6 empty] | Small Boilers (<100 MMBtu/hr Heat Input):Uncontrolled | 11 | 0.6 | 0.6 | 0.6 | [10 empty] | 0% | 0% | 0% | 0 | 0 | 186 | 0 | 0 | 0 | 0 | 0 | 0 | 0 | 0 | 2013 Qtr 1: 0; 2013 Qtr 2: 0; 2013 Qtr 3: 0; 2013 Qtr 4: 0; 2014 Qtr 1: 0; 2014 Qtr 2: 0; 2014 Qtr 3: 0; 2014 Qtr 4: 0; 2015 Qtr 1: 46.5; 2015 Qtr 2: 46.5; 2015 Qtr 3: 46.5; 2015 Qtr 4: 46.5 | 186
3233_SW-IND-Deemed Incentives | 402255-Refrigeration - Anti-Sweat Heater Controls | WPSDGENRRN0009-Rev00-Msr001 | System | Commercial | 01-ALC-AllCommercial-Refrig | TRUE |  |  | Linear ft | RET | 34 | 25 | 0 | 0 | 0 | 9 | 270 |  | kWh | 0.004128 | 0 | Commercial |  | Winter Only | [6 empty] | Small Boilers (<100 MMBtu/hr Heat Input):Uncontrolled | 12 | 0.6 | 0.6 | 0.6 | [10 empty] | 0% | 0% | 0% | 0 | 0 | 10 | 0 | 0 | 0 | 0 | 0 | 0 | 0 | 0 | 2013 Qtr 1: 0; 2013 Qtr 2: 0; 2013 Qtr 3: 0; 2013 Qtr 4: 0; 2014 Qtr 1: 0; 2014 Qtr 2: 0; 2014 Qtr 3: 0; 2014 Qtr 4: 0; 2015 Qtr 1: 2.5; 2015 Qtr 2: 2.5; 2015 Qtr 3: 2.5; 2015 Qtr 4: 2.5 | 10
3233_SW-IND-Deemed Incentives | 402256-Refrigeration - Food Service -Evaporator Fan Controller for Walk-In Coolers | WPSDGENRRN0011-Rev00-Msr001 | System | Commercial | 01-ALC-AllCommercial-Refrig | TRUE |  |  | Motor | RET | 323.5 | 75 | 0 | 0 | 0 | 248.5 | 1185.879 |  | kWh | 0.16296 | 0 | Commercial |  | Winter Only | [6 empty] | Small Boilers (<100 MMBtu/hr Heat Input):Uncontrolled | 16 | 0.6 | 0.6 | 0.6 | [10 empty] | 0% | 0% | 0% | 0 | 0 | 2 | 0 | 0 | 0 | 0 | 0 | 0 | 0 | 0 | 2013 Qtr 1: 0; 2013 Qtr 2: 0; 2013 Qtr 3: 0; 2013 Qtr 4: 0; 2014 Qtr 1: 0; 2014 Qtr 2: 0; 2014 Qtr 3: 0; 2014 Qtr 4: 0; 2015 Qtr 1: 0.5; 2015 Qtr 2: 0.5; 2015 Qtr 3: 0.5; 2015 Qtr 4: 0.5 | 2
3233_SW-IND-Deemed Incentives | 402257-Lighting - Exterior LED Fixtures <=130 watts | WPSDGENRLG0181-Rev01-Msr003 | System | Commercial | NON_res:DEER:Indoor_Non-CFL_Ltg | TRUE |  |  | linear ft | ROB | 1472 | 80 | 0 | 0 | 0 | 1392 | 208.25 |  | kWh | 0 | 0 | Commercial |  | Winter Only | [6 empty] | Small Boilers (<100 MMBtu/hr Heat Input):Uncontrolled | 16 | 0.6 | 0.6 | 0.6 | [10 empty] | 0% | 0% | 0% | 0 | 0 | 22 | 0 | 0 | 0 | 0 | 0 | 0 | 0 | 0 | 2013 Qtr 1: 0; 2013 Qtr 2: 0; 2013 Qtr 3: 0; 2013 Qtr 4: 0; 2014 Qtr 1: 0; 2014 Qtr 2: 0; 2014 Qtr 3: 0; 2014 Qtr 4: 0; 2015 Qtr 1: 5.5; 2015 Qtr 2: 5.5; 2015 Qtr 3: 5.5; 2015 Qtr 4: 5.5 | 22
3233_SW-IND-Deemed Incentives | 402258-Lighting - Exterior LED Fixtures <=110 watts | WPSDGENRLG0181-Rev01-Msr002 | System | Commercial | NON_res:DEER:Indoor_Non-CFL_Ltg | TRUE |  |  | linear ft | ROB | 1056 | 80 | 0 | 0 | 0 | 976 | 166.6 |  | kWh | 0 | 0 | Commercial |  | Winter Only | [6 empty] | Small Boilers (<100 MMBtu/hr Heat Input):Uncontrolled | 16 | 0.85 | 0.85 | 0.85 | [10 empty] | 0% | 0% | 0% | 0 | 0 | 48 | 0 | 0 | 0 | 0 | 0 | 0 | 0 | 0 | 2013 Qtr 1: 0; 2013 Qtr 2: 0; 2013 Qtr 3: 0; 2013 Qtr 4: 0; 2014 Qtr 1: 0; 2014 Qtr 2: 0; 2014 Qtr 3: 0; 2014 Qtr 4: 0; 2015 Qtr 1: 12; 2015 Qtr 2: 12; 2015 Qtr 3: 12; 2015 Qtr 4: 12 | 48
3233_SW-IND-Deemed Incentives | 402259-Lighting - Exterior LED Fixtures <=192watts | WPSDGENRLG0181-Rev01-Msr004 | System | Commercial | NON_res:DEER:Indoor_Non-CFL_Ltg | TRUE |  |  | linear ft | ROB | 1672 | 125 | 0 | 0 | 0 | 1547 | 241.57 |  | kWh | 0 | 0 | Commercial |  | Winter Only | [6 empty] | Small Boilers (<100 MMBtu/hr Heat Input):Uncontrolled | 16 | 0.85 | 0.85 | 0.85 | [10 empty] | 0% | 0% | 0% | 0 | 0 | 131 | 0 | 0 | 0 | 0 | 0 | 0 | 0 | 0 | 2013 Qtr 1: 0; 2013 Qtr 2: 0; 2013 Qtr 3: 0; 2013 Qtr 4: 0; 2014 Qtr 1: 0; 2014 Qtr 2: 0; 2014 Qtr 3: 0; 2014 Qtr 4: 0; 2015 Qtr 1: 32.75; 2015 Qtr 2: 32.75; 2015 Qtr 3: 32.75; 2015 Qtr 4: 32.75 | 131
3233_SW-IND-Deemed Incentives | 402260-Lighting - Exterior LED Fixtures <=350 watts | WPSDGENRLG0181-Rev01-Msr005 | System | Commercial | NON_res:DEER:Indoor_Non-CFL_Ltg | TRUE |  |  | linear ft | ROB | 2020 | 125 | 0 | 0 | 0 | 1895 | 208.25 |  | kWh | 0 | 0 | Commercial |  | Winter Only | [6 empty] | Small Boilers (<100 MMBtu/hr Heat Input):Uncontrolled | 16 | 0.85 | 0.85 | 0.85 | [10 empty] | 0% | 0% | 0% | 0 | 0 | 3 | 0 | 0 | 0 | 0 | 0 | 0 | 0 | 0 | 2013 Qtr 1: 0; 2013 Qtr 2: 0; 2013 Qtr 3: 0; 2013 Qtr 4: 0; 2014 Qtr 1: 0; 2014 Qtr 2: 0; 2014 Qtr 3: 0; 2014 Qtr 4: 0; 2015 Qtr 1: 0.75; 2015 Qtr 2: 0.75; 2015 Qtr 3: 0.75; 2015 Qtr 4: 0.75 | 3
3233_SW-IND-Deemed Incentives | 402261-Lighting - Exterior LED Fixtures <=80 watts | WPSDGENRLG0181-Rev01-Msr001 | System | Commercial | NON_res:DEER:Indoor_Non-CFL_Ltg | TRUE |  |  | linear ft | ROB | 822 | 50 | 0 | 0 | 0 | 772 | 124.95 |  | kWh | 0 | 0 | Commercial |  | Winter Only | [6 empty] | Small Boilers (<100 MMBtu/hr Heat Input):Uncontrolled | 16 | 0.85 | 0.85 | 0.85 | [10 empty] | 0% | 0% | 0% | 0 | 0 | 71 | 0 | 0 | 0 | 0 | 0 | 0 | 0 | 0 | 2013 Qtr 1: 0; 2013 Qtr 2: 0; 2013 Qtr 3: 0; 2013 Qtr 4: 0; 2014 Qtr 1: 0; 2014 Qtr 2: 0; 2014 Qtr 3: 0; 2014 Qtr 4: 0; 2015 Qtr 1: 17.75; 2015 Qtr 2: 17.75; 2015 Qtr 3: 17.75; 2015 Qtr 4: 17.75 | 71
3233_SW-IND-Deemed Incentives | 402262-Lighting - Interior LED Fixtures <=110 watts | WPSDGENRLG0080-Rev02-Msr001 | System | Commercial | NON_res:DEER:Indoor_Non-CFL_Ltg | TRUE |  |  | Fixture | ROB | 1524 | 85 | 0 | 0 | 0 | 1439 | 516.6887 |  | kWh | 0.12821 | -1.625 | Commercial |  | Winter Only | [6 empty] | Small Boilers (<100 MMBtu/hr Heat Input):Uncontrolled | 16 | 0.6 | 0.6 | 0.6 | [10 empty] | 0% | 0% | 0% | 0 | 0 | 16 | 0 | 0 | 0 | 0 | 0 | 0 | 0 | 0 | 2013 Qtr 1: 0; 2013 Qtr 2: 0; 2013 Qtr 3: 0; 2013 Qtr 4: 0; 2014 Qtr 1: 0; 2014 Qtr 2: 0; 2014 Qtr 3: 0; 2014 Qtr 4: 0; 2015 Qtr 1: 4; 2015 Qtr 2: 4; 2015 Qtr 3: 4; 2015 Qtr 4: 4 | 16
3233_SW-IND-Deemed Incentives | 402266-Lighting - LED System <=15 watts Surface/Pendant/Recessed Down Lighting | WPSDGENRLG0196-Rev03-Msr001 | System | Commercial | NON_res:DEER:Indoor_Non-CFL_Ltg | TRUE |  |  | Fixture | ROB | 208 | 20 | 0 | 0 | 0 | 188 | 98.3578 |  | kWh | 0.021854 | -0.29109 | Commercial |  | Winter Only | [6 empty] | Small Boilers (<100 MMBtu/hr Heat Input):Uncontrolled | 16 | 0.85 | 0.85 | 0.85 | [10 empty] | 0% | 0% | 0% | 0 | 0 | 137 | 0 | 0 | 0 | 0 | 0 | 0 | 0 | 0 | 2013 Qtr 1: 0; 2013 Qtr 2: 0; 2013 Qtr 3: 0; 2013 Qtr 4: 0; 2014 Qtr 1: 0; 2014 Qtr 2: 0; 2014 Qtr 3: 0; 2014 Qtr 4: 0; 2015 Qtr 1: 34.25; 2015 Qtr 2: 34.25; 2015 Qtr 3: 34.25; 2015 Qtr 4: 34.25 | 137
3233_SW-IND-Deemed Incentives | 402269-Lighting - Linear LED Systems (T8 Basecase) | WPSDGENRLG0081-Rev03-Msr001 | System | Commercial | NON_res:DEER:Indoor_Non-CFL_Ltg | TRUE |  |  | linear ft | ROB | 38 | 12 | 0 | 0 | 0 | 26 | 1.7456 |  | kWh | 0.00043316 | -0.0054899 | Commercial |  | Winter Only | [6 empty] | Small Boilers (<100 MMBtu/hr Heat Input):Uncontrolled | 16 | 0.85 | 0.85 | 0.85 | [10 empty] | 0% | 0% | 0% | 0 | 0 | 33 | 0 | 0 | 0 | 0 | 0 | 0 | 0 | 0 | 2013 Qtr 1: 0; 2013 Qtr 2: 0; 2013 Qtr 3: 0; 2013 Qtr 4: 0; 2014 Qtr 1: 0; 2014 Qtr 2: 0; 2014 Qtr 3: 0; 2014 Qtr 4: 0; 2015 Qtr 1: 8.25; 2015 Qtr 2: 8.25; 2015 Qtr 3: 8.25; 2015 Qtr 4: 8.25 | 33
3233_SW-IND-Deemed Incentives | 402270-Lighting - Premium Tier 5' Case Door | WPSDGENRLG0082-Rev01-Msr001 | System | Commercial | NON_res:DEER:Indoor_Non-CFL_Ltg | TRUE |  |  | Door | ROB | 254 | 65 | 0 | 0 | 0 | 189 | 333 |  | kWh | 0.051 | 0 | Commercial |  | Winter Only | [6 empty] | Small Boilers (<100 MMBtu/hr Heat Input):Uncontrolled | 8 | 0.85 | 0.85 | 0.85 | [10 empty] | 0% | 0% | 0% | 0 | 0 | 16 | 0 | 0 | 0 | 0 | 0 | 0 | 0 | 0 | 2013 Qtr 1: 0; 2013 Qtr 2: 0; 2013 Qtr 3: 0; 2013 Qtr 4: 0; 2014 Qtr 1: 0; 2014 Qtr 2: 0; 2014 Qtr 3: 0; 2014 Qtr 4: 0; 2015 Qtr 1: 4; 2015 Qtr 2: 4; 2015 Qtr 3: 4; 2015 Qtr 4: 4 | 16
3233_SW-IND-Deemed Incentives | 402271-Lighting - Premium Tier 6' Case Door | WPSDGENRLG0082-Rev01-Msr003 | System | Commercial | NON_res:DEER:Indoor_Non-CFL_Ltg | TRUE |  |  | Door | ROB | 299 | 100 | 0 | 0 | 0 | 199 | 577 |  | kWh | 0.088 | 0 | Commercial |  | Winter Only | [6 empty] | Small Boilers (<100 MMBtu/hr Heat Input):Uncontrolled | 8 | 0.85 | 0.85 | 0.85 | [10 empty] | 0% | 0% | 0% | 0 | 0 | 41 | 0 | 0 | 0 | 0 | 0 | 0 | 0 | 0 | 2013 Qtr 1: 0; 2013 Qtr 2: 0; 2013 Qtr 3: 0; 2013 Qtr 4: 0; 2014 Qtr 1: 0; 2014 Qtr 2: 0; 2014 Qtr 3: 0; 2014 Qtr 4: 0; 2015 Qtr 1: 10.25; 2015 Qtr 2: 10.25; 2015 Qtr 3: 10.25; 2015 Qtr 4: 10.25 | 41
3233_SW-IND-Deemed Incentives | 402273-Lighting - Standard Tier 5' Case Door | WPSDGENRLG0082-Rev01-Msr002 | System | Commercial | NON_res:DEER:Indoor_Non-CFL_Ltg | TRUE |  |  | Door | ROB | 229 | 45 | 0 | 0 | 0 | 184 | 227 |  | kWh | 0.035 | 0 | Commercial |  | Winter Only | [6 empty] | Small Boilers (<100 MMBtu/hr Heat Input):Uncontrolled | 8 | 0.6 | 0.6 | 0.6 | [10 empty] | 0% | 0% | 0% | 0 | 0 | 3 | 0 | 0 | 0 | 0 | 0 | 0 | 0 | 0 | 2013 Qtr 1: 0; 2013 Qtr 2: 0; 2013 Qtr 3: 0; 2013 Qtr 4: 0; 2014 Qtr 1: 0; 2014 Qtr 2: 0; 2014 Qtr 3: 0; 2014 Qtr 4: 0; 2015 Qtr 1: 0.75; 2015 Qtr 2: 0.75; 2015 Qtr 3: 0.75; 2015 Qtr 4: 0.75 | 3
3233_SW-IND-Deemed Incentives | 402402-Heating - Greenhouse Heat Curtain | Grnhs-Shell-ThermCurt | System | Commercial | NON_res:DEER:HVAC_Split-Package_AC | TRUE |  |  | Sqft | RET | 0.49 | 0.2 | 0 | 0 | 0 | 0.29 | 0.083 |  | kWh | 0 | 0.195 | Commercial |  | Winter Only |  | 0.49 |  |  |  |  | Small Boilers (<100 MMBtu/hr Heat Input):Uncontrolled | 5 | 0.46 | 0.46 | 0.46 | [10 empty] | 0% | 0% | 0% | 0 | 0 | 1355 | 0 | 0 | 0 | 0 | 0 | 0 | 0 | 0 | 2013 Qtr 1: 0; 2013 Qtr 2: 0; 2013 Qtr 3: 0; 2013 Qtr 4: 0; 2014 Qtr 1: 0; 2014 Qtr 2: 0; 2014 Qtr 3: 0; 2014 Qtr 4: 0; 2015 Qtr 1: 338.75; 2015 Qtr 2: 338.75; 2015 Qtr 3: 338.75; 2015 Qtr 4: 338.75 | 1355
3233_SW-IND-Deemed Incentives | 402403-Heating - Infrared Film for Greenhouse | Grnhs-Shell-Tcurt_to_LIR_Tcurt | System | Commercial | NON_res:DEER:HVAC_Split-Package_AC | TRUE |  |  | Sqft | RET | 0.05 | 0.05 | 0 | 0 | 0 | 0 | 0.007 |  | kWh | 0 | 0.103 | Commercial |  | Winter Only |  | 0.05 |  |  |  |  | Small Boilers (<100 MMBtu/hr Heat Input):Uncontrolled | 5 | 0.46 | 0.46 | 0.46 | [10 empty] | 0% | 0% | 0% | 0 | 0 | 27195 | 0 | 0 | 0 | 0 | 0 | 0 | 0 | 0 | 2013 Qtr 1: 0; 2013 Qtr 2: 0; 2013 Qtr 3: 0; 2013 Qtr 4: 0; 2014 Qtr 1: 0; 2014 Qtr 2: 0; 2014 Qtr 3: 0; 2014 Qtr 4: 0; 2015 Qtr 1: 6798.75; 2015 Qtr 2: 6798.75; 2015 Qtr 3: 6798.75; 2015 Qtr 4: 6798.75 | 27195
3233_SW-IND-Deemed Incentives | 402411-Lighting - Remove 4 Ft T-8 (De-Lamp 32W) | WPSDGENRLG0022-Rev04-Msr003 | System | Commercial | NON_res:DEER:Indoor_CFL_Ltg | TRUE |  |  | Lamp | ROB | 25.86 | 4 | 0 | 0 | 0 | 21.86 | 104.7342 |  | kWh | 0.025989 | -0.32939 | Commercial |  | Winter Only | [6 empty] | Small Boilers (<100 MMBtu/hr Heat Input):Uncontrolled | 15 | 0.6 | 0.6 | 0.6 | [10 empty] | 0% | 0% | 0% | 0 | 0 | 350 | 0 | 0 | 0 | 0 | 0 | 0 | 0 | 0 | 2013 Qtr 1: 0; 2013 Qtr 2: 0; 2013 Qtr 3: 0; 2013 Qtr 4: 0; 2014 Qtr 1: 0; 2014 Qtr 2: 0; 2014 Qtr 3: 0; 2014 Qtr 4: 0; 2015 Qtr 1: 87.5; 2015 Qtr 2: 87.5; 2015 Qtr 3: 87.5; 2015 Qtr 4: 87.5 | 350
3233_SW-IND-Deemed Incentives | 402422-LED MR16 Up to 6 watt Interior LED Integral Lamp | WPSDGENRLG0106-Rev03-Msr001 | System | Commercial | NON_res:DEER:Indoor_CFL_Ltg | TRUE |  |  | Lamp | ROB | 15.07 | 5 | 0 | 0 | 0 | 10.07 | 32.9668 |  | kWh | 0.0073249 | -0.097565 | Commercial |  | Winter Only | [6 empty] | Small Boilers (<100 MMBtu/hr Heat Input):Uncontrolled | 8 | 0.6 | 0.6 | 0.6 | [10 empty] | 0% | 0% | 0% | 0 | 0 | 154 | 0 | 0 | 0 | 0 | 0 | 0 | 0 | 0 | 2013 Qtr 1: 0; 2013 Qtr 2: 0; 2013 Qtr 3: 0; 2013 Qtr 4: 0; 2014 Qtr 1: 0; 2014 Qtr 2: 0; 2014 Qtr 3: 0; 2014 Qtr 4: 0; 2015 Qtr 1: 38.5; 2015 Qtr 2: 38.5; 2015 Qtr 3: 38.5; 2015 Qtr 4: 38.5 | 154
3233_SW-IND-Deemed Incentives | 402423-LED MR16 7 -10 watt Interior lamp | WPSDGENRLG0106-Rev03-Msr002 | System | Commercial | NON_res:DEER:Indoor_CFL_Ltg | TRUE |  |  | Lamp | ROB | 21.31 | 12.5 | 0 | 0 | 0 | 8.81 | 77.9829 |  | kWh | 0.016677 | -0.19496 | Commercial |  | Winter Only | [6 empty] | Small Boilers (<100 MMBtu/hr Heat Input):Uncontrolled | 8 | 0.85 | 0.85 | 0.85 | [10 empty] | 0% | 0% | 0% | 0 | 0 | 260 | 0 | 0 | 0 | 0 | 0 | 0 | 0 | 0 | 2013 Qtr 1: 0; 2013 Qtr 2: 0; 2013 Qtr 3: 0; 2013 Qtr 4: 0; 2014 Qtr 1: 0; 2014 Qtr 2: 0; 2014 Qtr 3: 0; 2014 Qtr 4: 0; 2015 Qtr 1: 65; 2015 Qtr 2: 65; 2015 Qtr 3: 65; 2015 Qtr 4: 65 | 260
3233_SW-IND-Deemed Incentives | 402424-LED Integral PAR-20 lamp Up to 10 watt Interior | WPSDGENRLG0106-Rev03-Msr003 | System | Commercial | NON_res:DEER:Indoor_CFL_Ltg | TRUE |  |  | Lamp | ROB | 24.44 | 12.5 | 0 | 0 | 0 | 11.94 | 75.2946 |  | kWh | 0.01673 | -0.22283 | Commercial |  | Winter Only | [6 empty] | Small Boilers (<100 MMBtu/hr Heat Input):Uncontrolled | 6.6979 | 0.85 | 0.85 | 0.85 | [10 empty] | 0% | 0% | 0% | 0 | 0 | 157 | 0 | 0 | 0 | 0 | 0 | 0 | 0 | 0 | 2013 Qtr 1: 0; 2013 Qtr 2: 0; 2013 Qtr 3: 0; 2013 Qtr 4: 0; 2014 Qtr 1: 0; 2014 Qtr 2: 0; 2014 Qtr 3: 0; 2014 Qtr 4: 0; 2015 Qtr 1: 39.25; 2015 Qtr 2: 39.25; 2015 Qtr 3: 39.25; 2015 Qtr 4: 39.25 | 157
3233_SW-IND-Deemed Incentives | 402425-LED Integral PAR-30 lamp Up to 15 watt Interior | WPSDGENRLG0106-Rev03-Msr004 | System | Commercial | NON_res:DEER:Indoor_CFL_Ltg | TRUE |  |  | Lamp | ROB | 35.25 | 7.5 | 0 | 0 | 0 | 27.75 | 49.2468 |  | kWh | 0.010942 | -0.14575 | Commercial |  | Winter Only | [6 empty] | Small Boilers (<100 MMBtu/hr Heat Input):Uncontrolled | 16 | 0.85 | 0.85 | 0.85 | [10 empty] | 0% | 0% | 0% | 0 | 0 | 387 | 0 | 0 | 0 | 0 | 0 | 0 | 0 | 0 | 2013 Qtr 1: 0; 2013 Qtr 2: 0; 2013 Qtr 3: 0; 2013 Qtr 4: 0; 2014 Qtr 1: 0; 2014 Qtr 2: 0; 2014 Qtr 3: 0; 2014 Qtr 4: 0; 2015 Qtr 1: 96.75; 2015 Qtr 2: 96.75; 2015 Qtr 3: 96.75; 2015 Qtr 4: 96.75 | 387
3233_SW-IND-Deemed Incentives | 402426-LED Integral PAR30 lamp 16-21watt | WPSDGENRLG0106-Rev03-Msr005 | System | Commercial | NON_res:DEER:Indoor_CFL_Ltg | TRUE |  |  | Lamp | ROB | 26.91 | 17.5 | 0 | 0 | 0 | 9.41 | 131.3247 |  | kWh | 0.029179 | -0.38866 | Commercial |  | Winter Only | [6 empty] | Small Boilers (<100 MMBtu/hr Heat Input):Uncontrolled | 16 | 0.85 | 0.85 | 0.85 | [10 empty] | 0% | 0% | 0% | 0 | 0 | 54 | 0 | 0 | 0 | 0 | 0 | 0 | 0 | 0 | 2013 Qtr 1: 0; 2013 Qtr 2: 0; 2013 Qtr 3: 0; 2013 Qtr 4: 0; 2014 Qtr 1: 0; 2014 Qtr 2: 0; 2014 Qtr 3: 0; 2014 Qtr 4: 0; 2015 Qtr 1: 13.5; 2015 Qtr 2: 13.5; 2015 Qtr 3: 13.5; 2015 Qtr 4: 13.5 | 54
3233_SW-IND-Deemed Incentives | 402427-LED Integral PAR38 lamp Up to 16 watt | WPSDGENRLG0106-Rev03-Msr006 | System | Commercial | NON_res:DEER:Indoor_CFL_Ltg | TRUE |  |  | Lamp | ROB | 35.17 | 10 | 0 | 0 | 0 | 25.17 | 66.7138 |  | kWh | 0.014823 | -0.19744 | Commercial |  | Winter Only | [6 empty] | Small Boilers (<100 MMBtu/hr Heat Input):Uncontrolled | 16 | 0.85 | 0.85 | 0.85 | [10 empty] | 0% | 0% | 0% | 0 | 0 | 75 | 0 | 0 | 0 | 0 | 0 | 0 | 0 | 0 | 2013 Qtr 1: 0; 2013 Qtr 2: 0; 2013 Qtr 3: 0; 2013 Qtr 4: 0; 2014 Qtr 1: 0; 2014 Qtr 2: 0; 2014 Qtr 3: 0; 2014 Qtr 4: 0; 2015 Qtr 1: 18.75; 2015 Qtr 2: 18.75; 2015 Qtr 3: 18.75; 2015 Qtr 4: 18.75 | 75
3233_SW-IND-Deemed Incentives | 402428-LED Integral PAR38 lamp 17-22 watt | WPSDGENRLG0106-Rev03-Msr007 | System | Commercial | NON_res:DEER:Indoor_CFL_Ltg | TRUE |  |  | Lamp | ROB | 36.38 | 20 | 0 | 0 | 0 | 16.38 | 162.0191 |  | kWh | 0.035999 | -0.4795 | Commercial |  | Winter Only | [6 empty] | Small Boilers (<100 MMBtu/hr Heat Input):Uncontrolled | 16 | 0.85 | 0.85 | 0.85 | [10 empty] | 0% | 0% | 0% | 0 | 0 | 890 | 0 | 0 | 0 | 0 | 0 | 0 | 0 | 0 | 2013 Qtr 1: 0; 2013 Qtr 2: 0; 2013 Qtr 3: 0; 2013 Qtr 4: 0; 2014 Qtr 1: 0; 2014 Qtr 2: 0; 2014 Qtr 3: 0; 2014 Qtr 4: 0; 2015 Qtr 1: 222.5; 2015 Qtr 2: 222.5; 2015 Qtr 3: 222.5; 2015 Qtr 4: 222.5 | 890
3233_SW-IND-Deemed Incentives | 402429-LED Integral PAR38 lamp 23-25 watt | WPSDGENRLG0106-Rev03-Msr008 | System | Commercial | NON_res:DEER:Indoor_CFL_Ltg | TRUE |  |  | Lamp | ROB | 46.13 | 20 | 0 | 0 | 0 | 26.13 | 219.2023 |  | kWh | 0.048705 | -0.64873 | Commercial |  | Winter Only | [6 empty] | Small Boilers (<100 MMBtu/hr Heat Input):Uncontrolled | 16 | 0.85 | 0.85 | 0.85 | [10 empty] | 0% | 0% | 0% | 0 | 0 | 11 | 0 | 0 | 0 | 0 | 0 | 0 | 0 | 0 | 2013 Qtr 1: 0; 2013 Qtr 2: 0; 2013 Qtr 3: 0; 2013 Qtr 4: 0; 2014 Qtr 1: 0; 2014 Qtr 2: 0; 2014 Qtr 3: 0; 2014 Qtr 4: 0; 2015 Qtr 1: 2.75; 2015 Qtr 2: 2.75; 2015 Qtr 3: 2.75; 2015 Qtr 4: 2.75 | 11
3233_SW-IND-Deemed Incentives | 461831-LED Integral Candelabra lamp Up to 4 watt | WPSDGENRLG0106-Rev03-Msr011 | System | Commercial | NON_res:DEER:Indoor_CFL_Ltg | TRUE |  |  | Lamp | ROB | 13.99 | 5 | 0 | 0 | 0 | 8.99 | 64.6109 |  | kWh | 0.014356 | -0.19122 | Commercial |  | Winter Only | [6 empty] | Small Boilers (<100 MMBtu/hr Heat Input):Uncontrolled | 16 | 0.85 | 0.85 | 0.85 | [10 empty] | 0% | 0% | 0% | 0 | 0 | 389 | 0 | 0 | 0 | 0 | 0 | 0 | 0 | 0 | 2013 Qtr 1: 0; 2013 Qtr 2: 0; 2013 Qtr 3: 0; 2013 Qtr 4: 0; 2014 Qtr 1: 0; 2014 Qtr 2: 0; 2014 Qtr 3: 0; 2014 Qtr 4: 0; 2015 Qtr 1: 97.25; 2015 Qtr 2: 97.25; 2015 Qtr 3: 97.25; 2015 Qtr 4: 97.25 | 389
3233_SW-IND-Deemed Incentives | 461832-LED Integral A-lamp Up to 7 watt Interior | WPSDGENRLG0106-Rev03-Msr012 | System | Commercial | NON_res:DEER:Indoor_CFL_Ltg | TRUE |  |  | Lamp | ROB | 16.65 | 5 | 0 | 0 | 0 | 11.65 | 26.5905 |  | kWh | 0.0059082 | -0.078695 | Commercial |  | Winter Only | [6 empty] | Small Boilers (<100 MMBtu/hr Heat Input):Uncontrolled | 16 | 0.85 | 0.85 | 0.85 | [10 empty] | 0% | 0% | 0% | 0 | 0 | 43 | 0 | 0 | 0 | 0 | 0 | 0 | 0 | 0 | 2013 Qtr 1: 0; 2013 Qtr 2: 0; 2013 Qtr 3: 0; 2013 Qtr 4: 0; 2014 Qtr 1: 0; 2014 Qtr 2: 0; 2014 Qtr 3: 0; 2014 Qtr 4: 0; 2015 Qtr 1: 10.75; 2015 Qtr 2: 10.75; 2015 Qtr 3: 10.75; 2015 Qtr 4: 10.75 | 43
3233_SW-IND-Deemed Incentives | 461833-LED Integral A-lamp 8-10 watt Interior | WPSDGENRLG0106-Rev03-Msr013 | System | Commercial | NON_res:DEER:Indoor_CFL_Ltg | TRUE |  |  | Lamp | ROB | 16.42 | 5 | 0 | 0 | 0 | 11.42 | 53.1811 |  | kWh | 0.011816 | -0.15739 | Commercial |  | Winter Only | [6 empty] | Small Boilers (<100 MMBtu/hr Heat Input):Uncontrolled | 16 | 0.85 | 0.85 | 0.85 | [10 empty] | 0% | 0% | 0% | 0 | 0 | 296 | 0 | 0 | 0 | 0 | 0 | 0 | 0 | 0 | 2013 Qtr 1: 0; 2013 Qtr 2: 0; 2013 Qtr 3: 0; 2013 Qtr 4: 0; 2014 Qtr 1: 0; 2014 Qtr 2: 0; 2014 Qtr 3: 0; 2014 Qtr 4: 0; 2015 Qtr 1: 74; 2015 Qtr 2: 74; 2015 Qtr 3: 74; 2015 Qtr 4: 74 | 296
3233_SW-IND-Deemed Incentives | 461834-LED Integral A-lamp Up to 11 watt Interior | WPSDGENRLG0106-Rev03-Msr014 | System | Commercial | NON_res:DEER:Indoor_CFL_Ltg | TRUE |  |  | Lamp | ROB | 15.95 | 15 | 0 | 0 | 0 | 0.95 | 73.124 |  | kWh | 0.016248 | -0.21641 | Commercial |  | Winter Only | [6 empty] | Small Boilers (<100 MMBtu/hr Heat Input):Uncontrolled | 16 | 0.85 | 0.85 | 0.85 | [10 empty] | 0% | 0% | 0% | 0 | 0 | 132 | 0 | 0 | 0 | 0 | 0 | 0 | 0 | 0 | 2013 Qtr 1: 0; 2013 Qtr 2: 0; 2013 Qtr 3: 0; 2013 Qtr 4: 0; 2014 Qtr 1: 0; 2014 Qtr 2: 0; 2014 Qtr 3: 0; 2014 Qtr 4: 0; 2015 Qtr 1: 33; 2015 Qtr 2: 33; 2015 Qtr 3: 33; 2015 Qtr 4: 33 | 132
3233_SW-IND-Deemed Incentives | 461835-LED Integral A-lamp 12-17 watt Interior | WPSDGENRLG0106-Rev03-Msr015 | System | Commercial | NON_res:DEER:Indoor_CFL_Ltg | TRUE |  |  | Lamp | ROB | 20.86 | 15 | 0 | 0 | 0 | 5.86 | 79.7716 |  | kWh | 0.017725 | -0.23608 | Commercial |  | Winter Only | [6 empty] | Small Boilers (<100 MMBtu/hr Heat Input):Uncontrolled | 16 | 0.85 | 0.85 | 0.85 | [10 empty] | 0% | 0% | 0% | 0 | 0 | 1022 | 0 | 0 | 0 | 0 | 0 | 0 | 0 | 0 | 2013 Qtr 1: 0; 2013 Qtr 2: 0; 2013 Qtr 3: 0; 2013 Qtr 4: 0; 2014 Qtr 1: 0; 2014 Qtr 2: 0; 2014 Qtr 3: 0; 2014 Qtr 4: 0; 2015 Qtr 1: 255.5; 2015 Qtr 2: 255.5; 2015 Qtr 3: 255.5; 2015 Qtr 4: 255.5 | 1022
3233_SW-IND-Deemed Incentives | 461836-LED Integral A-lamp 18-30 watt Interior | WPSDGENRLG0106-Rev03-Msr016 | System | Commercial | NON_res:DEER:Indoor_CFL_Ltg | TRUE |  |  | Lamp | ROB | 33.48 | 15 | 0 | 0 | 0 | 18.48 | 119.6574 |  | kWh | 0.026587 | -0.35413 | Commercial |  | Winter Only | [6 empty] | Small Boilers (<100 MMBtu/hr Heat Input):Uncontrolled | 16 | 0.85 | 0.85 | 0.85 | [10 empty] | 0% | 0% | 0% | 0 | 0 | 86 | 0 | 0 | 0 | 0 | 0 | 0 | 0 | 0 | 2013 Qtr 1: 0; 2013 Qtr 2: 0; 2013 Qtr 3: 0; 2013 Qtr 4: 0; 2014 Qtr 1: 0; 2014 Qtr 2: 0; 2014 Qtr 3: 0; 2014 Qtr 4: 0; 2015 Qtr 1: 21.5; 2015 Qtr 2: 21.5; 2015 Qtr 3: 21.5; 2015 Qtr 4: 21.5 | 86
[16 empty] | 0 |  |  | #N/A | [26 empty] | 0% | 0% |  | 0 | 0 | 0 | 0 | 0 | 0 | 0 | 0 | 0 | 0 | 0 | 2013 Qtr 1: 0; 2013 Qtr 2: 0; 2013 Qtr 3: 0; 2013 Qtr 4: 0; 2014 Qtr 1: 0; 2014 Qtr 2: 0; 2014 Qtr 3: 0; 2014 Qtr 4: 0; 2015 Qtr 1: 0; 2015 Qtr 2: 0; 2015 Qtr 3: 0; 2015 Qtr 4: 0 | 0
[16 empty] | 0 |  |  | #N/A | [26 empty] | 0% | 0% |  | 0 | 0 | 0 | 0 | 0 | 0 | 0 | 0 | 0 | 0 | 0 | 2013 Qtr 1: 0; 2013 Qtr 2: 0; 2013 Qtr 3: 0; 2013 Qtr 4: 0; 2014 Qtr 1: 0; 2014 Qtr 2: 0; 2014 Qtr 3: 0; 2014 Qtr 4: 0; 2015 Qtr 1: 0; 2015 Qtr 2: 0; 2015 Qtr 3: 0; 2015 Qtr 4: 0 | 0
[16 empty] | 0 |  |  | #N/A | [26 empty] | 0% | 0% |  | 0 | 0 | 0 | 0 | 0 | 0 | 0 | 0 | 0 | 0 | 0 | 2013 Qtr 1: 0; 2013 Qtr 2: 0; 2013 Qtr 3: 0; 2013 Qtr 4: 0; 2014 Qtr 1: 0; 2014 Qtr 2: 0; 2014 Qtr 3: 0; 2014 Qtr 4: 0; 2015 Qtr 1: 0; 2015 Qtr 2: 0; 2015 Qtr 3: 0; 2015 Qtr 4: 0 | 0
[16 empty] | 0 |  |  | #N/A | [26 empty] | 0% | 0% |  | 0 | 0 | 0 | 0 | 0 | 0 | 0 | 0 | 0 | 0 | 0 | 2013 Qtr 1: 0; 2013 Qtr 2: 0; 2013 Qtr 3: 0; 2013 Qtr 4: 0; 2014 Qtr 1: 0; 2014 Qtr 2: 0; 2014 Qtr 3: 0; 2014 Qtr 4: 0; 2015 Qtr 1: 0; 2015 Qtr 2: 0; 2015 Qtr 3: 0; 2015 Qtr 4: 0 | 0
[16 empty] | 0 |  |  | #N/A | [26 empty] | 0% | 0% |  | 0 | 0 | 0 | 0 | 0 | 0 | 0 | 0 | 0 | 0 | 0 | 2013 Qtr 1: 0; 2013 Qtr 2: 0; 2013 Qtr 3: 0; 2013 Qtr 4: 0; 2014 Qtr 1: 0; 2014 Qtr 2: 0; 2014 Qtr 3: 0; 2014 Qtr 4: 0; 2015 Qtr 1: 0; 2015 Qtr 2: 0; 2015 Qtr 3: 0; 2015 Qtr 4: 0 | 0
[16 empty] | 0 |  |  | #N/A | [26 empty] | 0% | 0% |  | 0 | 0 | 0 | 0 | 0 | 0 | 0 | 0 | 0 | 0 | 0 | 2013 Qtr 1: 0; 2013 Qtr 2: 0; 2013 Qtr 3: 0; 2013 Qtr 4: 0; 2014 Qtr 1: 0; 2014 Qtr 2: 0; 2014 Qtr 3: 0; 2014 Qtr 4: 0; 2015 Qtr 1: 0; 2015 Qtr 2: 0; 2015 Qtr 3: 0; 2015 Qtr 4: 0 | 0
[16 empty] | 0 |  |  | #N/A | [26 empty] | 0% | 0% |  | 0 | 0 | 0 | 0 | 0 | 0 | 0 | 0 | 0 | 0 | 0 | 2013 Qtr 1: 0; 2013 Qtr 2: 0; 2013 Qtr 3: 0; 2013 Qtr 4: 0; 2014 Qtr 1: 0; 2014 Qtr 2: 0; 2014 Qtr 3: 0; 2014 Qtr 4: 0; 2015 Qtr 1: 0; 2015 Qtr 2: 0; 2015 Qtr 3: 0; 2015 Qtr 4: 0 | 0
[16 empty] | 0 |  |  | #N/A | [26 empty] | 0% | 0% |  | 0 | 0 | 0 | 0 | 0 | 0 | 0 | 0 | 0 | 0 | 0 | 2013 Qtr 1: 0; 2013 Qtr 2: 0; 2013 Qtr 3: 0; 2013 Qtr 4: 0; 2014 Qtr 1: 0; 2014 Qtr 2: 0; 2014 Qtr 3: 0; 2014 Qtr 4: 0; 2015 Qtr 1: 0; 2015 Qtr 2: 0; 2015 Qtr 3: 0; 2015 Qtr 4: 0 | 0
[16 empty] | 0 |  |  | #N/A | [26 empty] | 0% | 0% |  | 0 | 0 | 0 | 0 | 0 | 0 | 0 | 0 | 0 | 0 | 0 | 2013 Qtr 1: 0; 2013 Qtr 2: 0; 2013 Qtr 3: 0; 2013 Qtr 4: 0; 2014 Qtr 1: 0; 2014 Qtr 2: 0; 2014 Qtr 3: 0; 2014 Qtr 4: 0; 2015 Qtr 1: 0; 2015 Qtr 2: 0; 2015 Qtr 3: 0; 2015 Qtr 4: 0 | 0
[16 empty] | 0 |  |  | #N/A | [26 empty] | 0% | 0% |  | 0 | 0 | 0 | 0 | 0 | 0 | 0 | 0 | 0 | 0 | 0 | 2013 Qtr 1: 0; 2013 Qtr 2: 0; 2013 Qtr 3: 0; 2013 Qtr 4: 0; 2014 Qtr 1: 0; 2014 Qtr 2: 0; 2014 Qtr 3: 0; 2014 Qtr 4: 0; 2015 Qtr 1: 0; 2015 Qtr 2: 0; 2015 Qtr 3: 0; 2015 Qtr 4: 0 | 0
[16 empty] | 0 |  |  | #N/A | [26 empty] | 0% | 0% |  | 0 | 0 | 0 | 0 | 0 | 0 | 0 | 0 | 0 | 0 | 0 | 2013 Qtr 1: 0; 2013 Qtr 2: 0; 2013 Qtr 3: 0; 2013 Qtr 4: 0; 2014 Qtr 1: 0; 2014 Qtr 2: 0; 2014 Qtr 3: 0; 2014 Qtr 4: 0; 2015 Qtr 1: 0; 2015 Qtr 2: 0; 2015 Qtr 3: 0; 2015 Qtr 4: 0 | 0
[16 empty] | 0 |  |  | #N/A | [26 empty] | 0% | 0% |  | 0 | 0 | 0 | 0 | 0 | 0 | 0 | 0 | 0 | 0 | 0 | 2013 Qtr 1: 0; 2013 Qtr 2: 0; 2013 Qtr 3: 0; 2013 Qtr 4: 0; 2014 Qtr 1: 0; 2014 Qtr 2: 0; 2014 Qtr 3: 0; 2014 Qtr 4: 0; 2015 Qtr 1: 0; 2015 Qtr 2: 0; 2015 Qtr 3: 0; 2015 Qtr 4: 0 | 0
[16 empty] | 0 |  |  | #N/A | [26 empty] | 0% | 0% |  | 0 | 0 | 0 | 0 | 0 | 0 | 0 | 0 | 0 | 0 | 0 | 2013 Qtr 1: 0; 2013 Qtr 2: 0; 2013 Qtr 3: 0; 2013 Qtr 4: 0; 2014 Qtr 1: 0; 2014 Qtr 2: 0; 2014 Qtr 3: 0; 2014 Qtr 4: 0; 2015 Qtr 1: 0; 2015 Qtr 2: 0; 2015 Qtr 3: 0; 2015 Qtr 4: 0 | 0
[16 empty] | 0 |  |  | #N/A | [26 empty] | 0% | 0% |  | 0 | 0 | 0 | 0 | 0 | 0 | 0 | 0 | 0 | 0 | 0 | 2013 Qtr 1: 0; 2013 Qtr 2: 0; 2013 Qtr 3: 0; 2013 Qtr 4: 0; 2014 Qtr 1: 0; 2014 Qtr 2: 0; 2014 Qtr 3: 0; 2014 Qtr 4: 0; 2015 Qtr 1: 0; 2015 Qtr 2: 0; 2015 Qtr 3: 0; 2015 Qtr 4: 0 | 0
[16 empty] | 0 |  |  | #N/A | [26 empty] | 0% | 0% |  | 0 | 0 | 0 | 0 | 0 | 0 | 0 | 0 | 0 | 0 | 0 | 2013 Qtr 1: 0; 2013 Qtr 2: 0; 2013 Qtr 3: 0; 2013 Qtr 4: 0; 2014 Qtr 1: 0; 2014 Qtr 2: 0; 2014 Qtr 3: 0; 2014 Qtr 4: 0; 2015 Qtr 1: 0; 2015 Qtr 2: 0; 2015 Qtr 3: 0; 2015 Qtr 4: 0 | 0
[16 empty] | 0 |  |  | #N/A | [26 empty] | 0% | 0% |  | 0 | 0 | 0 | 0 | 0 | 0 | 0 | 0 | 0 | 0 | 0 | 2013 Qtr 1: 0; 2013 Qtr 2: 0; 2013 Qtr 3: 0; 2013 Qtr 4: 0; 2014 Qtr 1: 0; 2014 Qtr 2: 0; 2014 Qtr 3: 0; 2014 Qtr 4: 0; 2015 Qtr 1: 0; 2015 Qtr 2: 0; 2015 Qtr 3: 0; 2015 Qtr 4: 0 | 0
[16 empty] | 0 |  |  | #N/A | [26 empty] | 0% | 0% |  | 0 | 0 | 0 | 0 | 0 | 0 | 0 | 0 | 0 | 0 | 0 | 2013 Qtr 1: 0; 2013 Qtr 2: 0; 2013 Qtr 3: 0; 2013 Qtr 4: 0; 2014 Qtr 1: 0; 2014 Qtr 2: 0; 2014 Qtr 3: 0; 2014 Qtr 4: 0; 2015 Qtr 1: 0; 2015 Qtr 2: 0; 2015 Qtr 3: 0; 2015 Qtr 4: 0 | 0
[16 empty] | 0 |  |  | #N/A | [26 empty] | 0% | 0% |  | 0 | 0 | 0 | 0 | 0 | 0 | 0 | 0 | 0 | 0 | 0 | 2013 Qtr 1: 0; 2013 Qtr 2: 0; 2013 Qtr 3: 0; 2013 Qtr 4: 0; 2014 Qtr 1: 0; 2014 Qtr 2: 0; 2014 Qtr 3: 0; 2014 Qtr 4: 0; 2015 Qtr 1: 0; 2015 Qtr 2: 0; 2015 Qtr 3: 0; 2015 Qtr 4: 0 | 0
[16 empty] | 0 |  |  | #N/A | [26 empty] | 0% | 0% |  | 0 | 0 | 0 | 0 | 0 | 0 | 0 | 0 | 0 | 0 | 0 | 2013 Qtr 1: 0; 2013 Qtr 2: 0; 2013 Qtr 3: 0; 2013 Qtr 4: 0; 2014 Qtr 1: 0; 2014 Qtr 2: 0; 2014 Qtr 3: 0; 2014 Qtr 4: 0; 2015 Qtr 1: 0; 2015 Qtr 2: 0; 2015 Qtr 3: 0; 2015 Qtr 4: 0 | 0
[16 empty] | 0 |  |  | #N/A | [26 empty] | 0% | 0% |  | 0 | 0 | 0 | 0 | 0 | 0 | 0 | 0 | 0 | 0 | 0 | 2013 Qtr 1: 0; 2013 Qtr 2: 0; 2013 Qtr 3: 0; 2013 Qtr 4: 0; 2014 Qtr 1: 0; 2014 Qtr 2: 0; 2014 Qtr 3: 0; 2014 Qtr 4: 0; 2015 Qtr 1: 0; 2015 Qtr 2: 0; 2015 Qtr 3: 0; 2015 Qtr 4: 0 | 0
[16 empty] | 0 |  |  | #N/A | [26 empty] | 0% | 0% |  | 0 | 0 | 0 | 0 | 0 | 0 | 0 | 0 | 0 | 0 | 0 | 2013 Qtr 1: 0; 2013 Qtr 2: 0; 2013 Qtr 3: 0; 2013 Qtr 4: 0; 2014 Qtr 1: 0; 2014 Qtr 2: 0; 2014 Qtr 3: 0; 2014 Qtr 4: 0; 2015 Qtr 1: 0; 2015 Qtr 2: 0; 2015 Qtr 3: 0; 2015 Qtr 4: 0 | 0
[16 empty] | 0 |  |  | #N/A | [26 empty] | 0% | 0% |  | 0 | 0 | 0 | 0 | 0 | 0 | 0 | 0 | 0 | 0 | 0 | 2013 Qtr 1: 0; 2013 Qtr 2: 0; 2013 Qtr 3: 0; 2013 Qtr 4: 0; 2014 Qtr 1: 0; 2014 Qtr 2: 0; 2014 Qtr 3: 0; 2014 Qtr 4: 0; 2015 Qtr 1: 0; 2015 Qtr 2: 0; 2015 Qtr 3: 0; 2015 Qtr 4: 0 | 0
[16 empty] | 0 |  |  | #N/A | [26 empty] | 0% | 0% |  | 0 | 0 | 0 | 0 | 0 | 0 | 0 | 0 | 0 | 0 | 0 | 2013 Qtr 1: 0; 2013 Qtr 2: 0; 2013 Qtr 3: 0; 2013 Qtr 4: 0; 2014 Qtr 1: 0; 2014 Qtr 2: 0; 2014 Qtr 3: 0; 2014 Qtr 4: 0; 2015 Qtr 1: 0; 2015 Qtr 2: 0; 2015 Qtr 3: 0; 2015 Qtr 4: 0 | 0
[16 empty] | 0 |  |  | #N/A | [26 empty] | 0% | 0% |  | 0 | 0 | 0 | 0 | 0 | 0 | 0 | 0 | 0 | 0 | 0 | 2013 Qtr 1: 0; 2013 Qtr 2: 0; 2013 Qtr 3: 0; 2013 Qtr 4: 0; 2014 Qtr 1: 0; 2014 Qtr 2: 0; 2014 Qtr 3: 0; 2014 Qtr 4: 0; 2015 Qtr 1: 0; 2015 Qtr 2: 0; 2015 Qtr 3: 0; 2015 Qtr 4: 0 | 0
[16 empty] | 0 |  |  | #N/A | [26 empty] | 0% | 0% |  | 0 | 0 | 0 | 0 | 0 | 0 | 0 | 0 | 0 | 0 | 0 | 2013 Qtr 1: 0; 2013 Qtr 2: 0; 2013 Qtr 3: 0; 2013 Qtr 4: 0; 2014 Qtr 1: 0; 2014 Qtr 2: 0; 2014 Qtr 3: 0; 2014 Qtr 4: 0; 2015 Qtr 1: 0; 2015 Qtr 2: 0; 2015 Qtr 3: 0; 2015 Qtr 4: 0 | 0
[16 empty] | 0 |  |  | #N/A | [26 empty] | 0% | 0% |  | 0 | 0 | 0 | 0 | 0 | 0 | 0 | 0 | 0 | 0 | 0 | 2013 Qtr 1: 0; 2013 Qtr 2: 0; 2013 Qtr 3: 0; 2013 Qtr 4: 0; 2014 Qtr 1: 0; 2014 Qtr 2: 0; 2014 Qtr 3: 0; 2014 Qtr 4: 0; 2015 Qtr 1: 0; 2015 Qtr 2: 0; 2015 Qtr 3: 0; 2015 Qtr 4: 0 | 0
[16 empty] | 0 |  |  | #N/A | [26 empty] | 0% | 0% |  | 0 | 0 | 0 | 0 | 0 | 0 | 0 | 0 | 0 | 0 | 0 | 2013 Qtr 1: 0; 2013 Qtr 2: 0; 2013 Qtr 3: 0; 2013 Qtr 4: 0; 2014 Qtr 1: 0; 2014 Qtr 2: 0; 2014 Qtr 3: 0; 2014 Qtr 4: 0; 2015 Qtr 1: 0; 2015 Qtr 2: 0; 2015 Qtr 3: 0; 2015 Qtr 4: 0 | 0
[16 empty] | 0 |  |  | #N/A | [26 empty] | 0% | 0% |  | 0 | 0 | 0 | 0 | 0 | 0 | 0 | 0 | 0 | 0 | 0 | 2013 Qtr 1: 0; 2013 Qtr 2: 0; 2013 Qtr 3: 0; 2013 Qtr 4: 0; 2014 Qtr 1: 0; 2014 Qtr 2: 0; 2014 Qtr 3: 0; 2014 Qtr 4: 0; 2015 Qtr 1: 0; 2015 Qtr 2: 0; 2015 Qtr 3: 0; 2015 Qtr 4: 0 | 0
[16 empty] | 0 |  |  | #N/A | [26 empty] | 0% | 0% |  | 0 | 0 | 0 | 0 | 0 | 0 | 0 | 0 | 0 | 0 | 0 | 2013 Qtr 1: 0; 2013 Qtr 2: 0; 2013 Qtr 3: 0; 2013 Qtr 4: 0; 2014 Qtr 1: 0; 2014 Qtr 2: 0; 2014 Qtr 3: 0; 2014 Qtr 4: 0; 2015 Qtr 1: 0; 2015 Qtr 2: 0; 2015 Qtr 3: 0; 2015 Qtr 4: 0 | 0
[16 empty] | 0 |  |  | #N/A | [26 empty] | 0% | 0% |  | 0 | 0 | 0 | 0 | 0 | 0 | 0 | 0 | 0 | 0 | 0 | 2013 Qtr 1: 0; 2013 Qtr 2: 0; 2013 Qtr 3: 0; 2013 Qtr 4: 0; 2014 Qtr 1: 0; 2014 Qtr 2: 0; 2014 Qtr 3: 0; 2014 Qtr 4: 0; 2015 Qtr 1: 0; 2015 Qtr 2: 0; 2015 Qtr 3: 0; 2015 Qtr 4: 0 | 0
[16 empty] | 0 |  |  | #N/A | [26 empty] | 0% | 0% |  | 0 | 0 | 0 | 0 | 0 | 0 | 0 | 0 | 0 | 0 | 0 | 2013 Qtr 1: 0; 2013 Qtr 2: 0; 2013 Qtr 3: 0; 2013 Qtr 4: 0; 2014 Qtr 1: 0; 2014 Qtr 2: 0; 2014 Qtr 3: 0; 2014 Qtr 4: 0; 2015 Qtr 1: 0; 2015 Qtr 2: 0; 2015 Qtr 3: 0; 2015 Qtr 4: 0 | 0
[16 empty] | 0 |  |  | #N/A | [26 empty] | 0% | 0% |  | 0 | 0 | 0 | 0 | 0 | 0 | 0 | 0 | 0 | 0 | 0 | 2013 Qtr 1: 0; 2013 Qtr 2: 0; 2013 Qtr 3: 0; 2013 Qtr 4: 0; 2014 Qtr 1: 0; 2014 Qtr 2: 0; 2014 Qtr 3: 0; 2014 Qtr 4: 0; 2015 Qtr 1: 0; 2015 Qtr 2: 0; 2015 Qtr 3: 0; 2015 Qtr 4: 0 | 0
[16 empty] | 0 |  |  | #N/A | [26 empty] | 0% | 0% |  | 0 | 0 | 0 | 0 | 0 | 0 | 0 | 0 | 0 | 0 | 0 | 2013 Qtr 1: 0; 2013 Qtr 2: 0; 2013 Qtr 3: 0; 2013 Qtr 4: 0; 2014 Qtr 1: 0; 2014 Qtr 2: 0; 2014 Qtr 3: 0; 2014 Qtr 4: 0; 2015 Qtr 1: 0; 2015 Qtr 2: 0; 2015 Qtr 3: 0; 2015 Qtr 4: 0 | 0
[16 empty] | 0 |  |  | #N/A | [26 empty] | 0% | 0% |  | 0 | 0 | 0 | 0 | 0 | 0 | 0 | 0 | 0 | 0 | 0 | 2013 Qtr 1: 0; 2013 Qtr 2: 0; 2013 Qtr 3: 0; 2013 Qtr 4: 0; 2014 Qtr 1: 0; 2014 Qtr 2: 0; 2014 Qtr 3: 0; 2014 Qtr 4: 0; 2015 Qtr 1: 0; 2015 Qtr 2: 0; 2015 Qtr 3: 0; 2015 Qtr 4: 0 | 0
[16 empty] | 0 |  |  | #N/A | [26 empty] | 0% | 0% |  | 0 | 0 | 0 | 0 | 0 | 0 | 0 | 0 | 0 | 0 | 0 | 2013 Qtr 1: 0; 2013 Qtr 2: 0; 2013 Qtr 3: 0; 2013 Qtr 4: 0; 2014 Qtr 1: 0; 2014 Qtr 2: 0; 2014 Qtr 3: 0; 2014 Qtr 4: 0; 2015 Qtr 1: 0; 2015 Qtr 2: 0; 2015 Qtr 3: 0; 2015 Qtr 4: 0 | 0
[16 empty] | 0 |  |  | #N/A | [26 empty] | 0% | 0% |  | 0 | 0 | 0 | 0 | 0 | 0 | 0 | 0 | 0 | 0 | 0 | 2013 Qtr 1: 0; 2013 Qtr 2: 0; 2013 Qtr 3: 0; 2013 Qtr 4: 0; 2014 Qtr 1: 0; 2014 Qtr 2: 0; 2014 Qtr 3: 0; 2014 Qtr 4: 0; 2015 Qtr 1: 0; 2015 Qtr 2: 0; 2015 Qtr 3: 0; 2015 Qtr 4: 0 | 0
[16 empty] | 0 |  |  | #N/A | [26 empty] | 0% | 0% |  | 0 | 0 | 0 | 0 | 0 | 0 | 0 | 0 | 0 | 0 | 0 | 2013 Qtr 1: 0; 2013 Qtr 2: 0; 2013 Qtr 3: 0; 2013 Qtr 4: 0; 2014 Qtr 1: 0; 2014 Qtr 2: 0; 2014 Qtr 3: 0; 2014 Qtr 4: 0; 2015 Qtr 1: 0; 2015 Qtr 2: 0; 2015 Qtr 3: 0; 2015 Qtr 4: 0 | 0
[16 empty] | 0 |  |  | #N/A | [26 empty] | 0% | 0% |  | 0 | 0 | 0 | 0 | 0 | 0 | 0 | 0 | 0 | 0 | 0 | 2013 Qtr 1: 0; 2013 Qtr 2: 0; 2013 Qtr 3: 0; 2013 Qtr 4: 0; 2014 Qtr 1: 0; 2014 Qtr 2: 0; 2014 Qtr 3: 0; 2014 Qtr 4: 0; 2015 Qtr 1: 0; 2015 Qtr 2: 0; 2015 Qtr 3: 0; 2015 Qtr 4: 0 | 0
[16 empty] | 0 |  |  | #N/A | [26 empty] | 0% | 0% |  | 0 | 0 | 0 | 0 | 0 | 0 | 0 | 0 | 0 | 0 | 0 | 2013 Qtr 1: 0; 2013 Qtr 2: 0; 2013 Qtr 3: 0; 2013 Qtr 4: 0; 2014 Qtr 1: 0; 2014 Qtr 2: 0; 2014 Qtr 3: 0; 2014 Qtr 4: 0; 2015 Qtr 1: 0; 2015 Qtr 2: 0; 2015 Qtr 3: 0; 2015 Qtr 4: 0 | 0
[16 empty] | 0 |  |  | #N/A | [26 empty] | 0% | 0% |  | 0 | 0 | 0 | 0 | 0 | 0 | 0 | 0 | 0 | 0 | 0 | 2013 Qtr 1: 0; 2013 Qtr 2: 0; 2013 Qtr 3: 0; 2013 Qtr 4: 0; 2014 Qtr 1: 0; 2014 Qtr 2: 0; 2014 Qtr 3: 0; 2014 Qtr 4: 0; 2015 Qtr 1: 0; 2015 Qtr 2: 0; 2015 Qtr 3: 0; 2015 Qtr 4: 0 | 0
[16 empty] | 0 |  |  | #N/A | [26 empty] | 0% | 0% |  | 0 | 0 | 0 | 0 | 0 | 0 | 0 | 0 | 0 | 0 | 0 | 2013 Qtr 1: 0; 2013 Qtr 2: 0; 2013 Qtr 3: 0; 2013 Qtr 4: 0; 2014 Qtr 1: 0; 2014 Qtr 2: 0; 2014 Qtr 3: 0; 2014 Qtr 4: 0; 2015 Qtr 1: 0; 2015 Qtr 2: 0; 2015 Qtr 3: 0; 2015 Qtr 4: 0 | 0
[16 empty] | 0 |  |  | #N/A | [26 empty] | 0% | 0% |  | 0 | 0 | 0 | 0 | 0 | 0 | 0 | 0 | 0 | 0 | 0 | 2013 Qtr 1: 0; 2013 Qtr 2: 0; 2013 Qtr 3: 0; 2013 Qtr 4: 0; 2014 Qtr 1: 0; 2014 Qtr 2: 0; 2014 Qtr 3: 0; 2014 Qtr 4: 0; 2015 Qtr 1: 0; 2015 Qtr 2: 0; 2015 Qtr 3: 0; 2015 Qtr 4: 0 | 0
[16 empty] | 0 |  |  | #N/A | [26 empty] | 0% | 0% |  | 0 | 0 | 0 | 0 | 0 | 0 | 0 | 0 | 0 | 0 | 0 | 2013 Qtr 1: 0; 2013 Qtr 2: 0; 2013 Qtr 3: 0; 2013 Qtr 4: 0; 2014 Qtr 1: 0; 2014 Qtr 2: 0; 2014 Qtr 3: 0; 2014 Qtr 4: 0; 2015 Qtr 1: 0; 2015 Qtr 2: 0; 2015 Qtr 3: 0; 2015 Qtr 4: 0 | 0
[16 empty] | 0 |  |  | #N/A | [26 empty] | 0% | 0% |  | 0 | 0 | 0 | 0 | 0 | 0 | 0 | 0 | 0 | 0 | 0 | 2013 Qtr 1: 0; 2013 Qtr 2: 0; 2013 Qtr 3: 0; 2013 Qtr 4: 0; 2014 Qtr 1: 0; 2014 Qtr 2: 0; 2014 Qtr 3: 0; 2014 Qtr 4: 0; 2015 Qtr 1: 0; 2015 Qtr 2: 0; 2015 Qtr 3: 0; 2015 Qtr 4: 0 | 0
[16 empty] | 0 |  |  | #N/A | [26 empty] | 0% | 0% |  | 0 | 0 | 0 | 0 | 0 | 0 | 0 | 0 | 0 | 0 | 0 | 2013 Qtr 1: 0; 2013 Qtr 2: 0; 2013 Qtr 3: 0; 2013 Qtr 4: 0; 2014 Qtr 1: 0; 2014 Qtr 2: 0; 2014 Qtr 3: 0; 2014 Qtr 4: 0; 2015 Qtr 1: 0; 2015 Qtr 2: 0; 2015 Qtr 3: 0; 2015 Qtr 4: 0 | 0
[16 empty] | 0 |  |  | #N/A | [26 empty] | 0% | 0% |  | 0 | 0 | 0 | 0 | 0 | 0 | 0 | 0 | 0 | 0 | 0 | 2013 Qtr 1: 0; 2013 Qtr 2: 0; 2013 Qtr 3: 0; 2013 Qtr 4: 0; 2014 Qtr 1: 0; 2014 Qtr 2: 0; 2014 Qtr 3: 0; 2014 Qtr 4: 0; 2015 Qtr 1: 0; 2015 Qtr 2: 0; 2015 Qtr 3: 0; 2015 Qtr 4: 0 | 0
[16 empty] | 0 |  |  | #N/A | [26 empty] | 0% | 0% |  | 0 | 0 | 0 | 0 | 0 | 0 | 0 | 0 | 0 | 0 | 0 | 2013 Qtr 1: 0; 2013 Qtr 2: 0; 2013 Qtr 3: 0; 2013 Qtr 4: 0; 2014 Qtr 1: 0; 2014 Qtr 2: 0; 2014 Qtr 3: 0; 2014 Qtr 4: 0; 2015 Qtr 1: 0; 2015 Qtr 2: 0; 2015 Qtr 3: 0; 2015 Qtr 4: 0 | 0
[16 empty] | 0 |  |  | #N/A | [26 empty] | 0% | 0% |  | 0 | 0 | 0 | 0 | 0 | 0 | 0 | 0 | 0 | 0 | 0 | 2013 Qtr 1: 0; 2013 Qtr 2: 0; 2013 Qtr 3: 0; 2013 Qtr 4: 0; 2014 Qtr 1: 0; 2014 Qtr 2: 0; 2014 Qtr 3: 0; 2014 Qtr 4: 0; 2015 Qtr 1: 0; 2015 Qtr 2: 0; 2015 Qtr 3: 0; 2015 Qtr 4: 0 | 0
[16 empty] | 0 |  |  | #N/A | [26 empty] | 0% | 0% |  | 0 | 0 | 0 | 0 | 0 | 0 | 0 | 0 | 0 | 0 | 0 | 2013 Qtr 1: 0; 2013 Qtr 2: 0; 2013 Qtr 3: 0; 2013 Qtr 4: 0; 2014 Qtr 1: 0; 2014 Qtr 2: 0; 2014 Qtr 3: 0; 2014 Qtr 4: 0; 2015 Qtr 1: 0; 2015 Qtr 2: 0; 2015 Qtr 3: 0; 2015 Qtr 4: 0 | 0
[16 empty] | 0 |  |  | #N/A | [26 empty] | 0% | 0% |  | 0 | 0 | 0 | 0 | 0 | 0 | 0 | 0 | 0 | 0 | 0 | 2013 Qtr 1: 0; 2013 Qtr 2: 0; 2013 Qtr 3: 0; 2013 Qtr 4: 0; 2014 Qtr 1: 0; 2014 Qtr 2: 0; 2014 Qtr 3: 0; 2014 Qtr 4: 0; 2015 Qtr 1: 0; 2015 Qtr 2: 0; 2015 Qtr 3: 0; 2015 Qtr 4: 0 | 0
[16 empty] | 0 |  |  | #N/A | [26 empty] | 0% | 0% |  | 0 | 0 | 0 | 0 | 0 | 0 | 0 | 0 | 0 | 0 | 0 | 2013 Qtr 1: 0; 2013 Qtr 2: 0; 2013 Qtr 3: 0; 2013 Qtr 4: 0; 2014 Qtr 1: 0; 2014 Qtr 2: 0; 2014 Qtr 3: 0; 2014 Qtr 4: 0; 2015 Qtr 1: 0; 2015 Qtr 2: 0; 2015 Qtr 3: 0; 2015 Qtr 4: 0 | 0
[16 empty] | 0 |  |  | #N/A | [26 empty] | 0% | 0% |  | 0 | 0 | 0 | 0 | 0 | 0 | 0 | 0 | 0 | 0 | 0 | 2013 Qtr 1: 0; 2013 Qtr 2: 0; 2013 Qtr 3: 0; 2013 Qtr 4: 0; 2014 Qtr 1: 0; 2014 Qtr 2: 0; 2014 Qtr 3: 0; 2014 Qtr 4: 0; 2015 Qtr 1: 0; 2015 Qtr 2: 0; 2015 Qtr 3: 0; 2015 Qtr 4: 0 | 0
[16 empty] | 0 |  |  | #N/A | [26 empty] | 0% | 0% |  | 0 | 0 | 0 | 0 | 0 | 0 | 0 | 0 | 0 | 0 | 0 | 2013 Qtr 1: 0; 2013 Qtr 2: 0; 2013 Qtr 3: 0; 2013 Qtr 4: 0; 2014 Qtr 1: 0; 2014 Qtr 2: 0; 2014 Qtr 3: 0; 2014 Qtr 4: 0; 2015 Qtr 1: 0; 2015 Qtr 2: 0; 2015 Qtr 3: 0; 2015 Qtr 4: 0 | 0
[16 empty] | 0 |  |  | #N/A | [26 empty] | 0% | 0% |  | 0 | 0 | 0 | 0 | 0 | 0 | 0 | 0 | 0 | 0 | 0 | 2013 Qtr 1: 0; 2013 Qtr 2: 0; 2013 Qtr 3: 0; 2013 Qtr 4: 0; 2014 Qtr 1: 0; 2014 Qtr 2: 0; 2014 Qtr 3: 0; 2014 Qtr 4: 0; 2015 Qtr 1: 0; 2015 Qtr 2: 0; 2015 Qtr 3: 0; 2015 Qtr 4: 0 | 0
[16 empty] | 0 |  |  | #N/A | [26 empty] | 0% | 0% |  | 0 | 0 | 0 | 0 | 0 | 0 | 0 | 0 | 0 | 0 | 0 | 2013 Qtr 1: 0; 2013 Qtr 2: 0; 2013 Qtr 3: 0; 2013 Qtr 4: 0; 2014 Qtr 1: 0; 2014 Qtr 2: 0; 2014 Qtr 3: 0; 2014 Qtr 4: 0; 2015 Qtr 1: 0; 2015 Qtr 2: 0; 2015 Qtr 3: 0; 2015 Qtr 4: 0 | 0
[16 empty] | 0 |  |  | #N/A | [26 empty] | 0% | 0% |  | 0 | 0 | 0 | 0 | 0 | 0 | 0 | 0 | 0 | 0 | 0 | 2013 Qtr 1: 0; 2013 Qtr 2: 0; 2013 Qtr 3: 0; 2013 Qtr 4: 0; 2014 Qtr 1: 0; 2014 Qtr 2: 0; 2014 Qtr 3: 0; 2014 Qtr 4: 0; 2015 Qtr 1: 0; 2015 Qtr 2: 0; 2015 Qtr 3: 0; 2015 Qtr 4: 0 | 0
[16 empty] | 0 |  |  | #N/A | [26 empty] | 0% | 0% |  | 0 | 0 | 0 | 0 | 0 | 0 | 0 | 0 | 0 | 0 | 0 | 2013 Qtr 1: 0; 2013 Qtr 2: 0; 2013 Qtr 3: 0; 2013 Qtr 4: 0; 2014 Qtr 1: 0; 2014 Qtr 2: 0; 2014 Qtr 3: 0; 2014 Qtr 4: 0; 2015 Qtr 1: 0; 2015 Qtr 2: 0; 2015 Qtr 3: 0; 2015 Qtr 4: 0 | 0
[16 empty] | 0 |  |  | #N/A | [26 empty] | 0% | 0% |  | 0 | 0 | 0 | 0 | 0 | 0 | 0 | 0 | 0 | 0 | 0 | 2013 Qtr 1: 0; 2013 Qtr 2: 0; 2013 Qtr 3: 0; 2013 Qtr 4: 0; 2014 Qtr 1: 0; 2014 Qtr 2: 0; 2014 Qtr 3: 0; 2014 Qtr 4: 0; 2015 Qtr 1: 0; 2015 Qtr 2: 0; 2015 Qtr 3: 0; 2015 Qtr 4: 0 | 0
[16 empty] | 0 |  |  | #N/A | [26 empty] | 0% | 0% |  | 0 | 0 | 0 | 0 | 0 | 0 | 0 | 0 | 0 | 0 | 0 | 2013 Qtr 1: 0; 2013 Qtr 2: 0; 2013 Qtr 3: 0; 2013 Qtr 4: 0; 2014 Qtr 1: 0; 2014 Qtr 2: 0; 2014 Qtr 3: 0; 2014 Qtr 4: 0; 2015 Qtr 1: 0; 2015 Qtr 2: 0; 2015 Qtr 3: 0; 2015 Qtr 4: 0 | 0
[16 empty] | 0 |  |  | #N/A | [26 empty] | 0% | 0% |  | 0 | 0 | 0 | 0 | 0 | 0 | 0 | 0 | 0 | 0 | 0 | 2013 Qtr 1: 0; 2013 Qtr 2: 0; 2013 Qtr 3: 0; 2013 Qtr 4: 0; 2014 Qtr 1: 0; 2014 Qtr 2: 0; 2014 Qtr 3: 0; 2014 Qtr 4: 0; 2015 Qtr 1: 0; 2015 Qtr 2: 0; 2015 Qtr 3: 0; 2015 Qtr 4: 0 | 0
[16 empty] | 0 |  |  | #N/A | [26 empty] | 0% | 0% |  | 0 | 0 | 0 | 0 | 0 | 0 | 0 | 0 | 0 | 0 | 0 | 2013 Qtr 1: 0; 2013 Qtr 2: 0; 2013 Qtr 3: 0; 2013 Qtr 4: 0; 2014 Qtr 1: 0; 2014 Qtr 2: 0; 2014 Qtr 3: 0; 2014 Qtr 4: 0; 2015 Qtr 1: 0; 2015 Qtr 2: 0; 2015 Qtr 3: 0; 2015 Qtr 4: 0 | 0
[16 empty] | 0 |  |  | #N/A | [26 empty] | 0% | 0% |  | 0 | 0 | 0 | 0 | 0 | 0 | 0 | 0 | 0 | 0 | 0 | 2013 Qtr 1: 0; 2013 Qtr 2: 0; 2013 Qtr 3: 0; 2013 Qtr 4: 0; 2014 Qtr 1: 0; 2014 Qtr 2: 0; 2014 Qtr 3: 0; 2014 Qtr 4: 0; 2015 Qtr 1: 0; 2015 Qtr 2: 0; 2015 Qtr 3: 0; 2015 Qtr 4: 0 | 0
[16 empty] | 0 |  |  | #N/A | [26 empty] | 0% | 0% |  | 0 | 0 | 0 | 0 | 0 | 0 | 0 | 0 | 0 | 0 | 0 | 2013 Qtr 1: 0; 2013 Qtr 2: 0; 2013 Qtr 3: 0; 2013 Qtr 4: 0; 2014 Qtr 1: 0; 2014 Qtr 2: 0; 2014 Qtr 3: 0; 2014 Qtr 4: 0; 2015 Qtr 1: 0; 2015 Qtr 2: 0; 2015 Qtr 3: 0; 2015 Qtr 4: 0 | 0
[16 empty] | 0 |  |  | #N/A | [26 empty] | 0% | 0% |  | 0 | 0 | 0 | 0 | 0 | 0 | 0 | 0 | 0 | 0 | 0 | 2013 Qtr 1: 0; 2013 Qtr 2: 0; 2013 Qtr 3: 0; 2013 Qtr 4: 0; 2014 Qtr 1: 0; 2014 Qtr 2: 0; 2014 Qtr 3: 0; 2014 Qtr 4: 0; 2015 Qtr 1: 0; 2015 Qtr 2: 0; 2015 Qtr 3: 0; 2015 Qtr 4: 0 | 0
[16 empty] | 0 |  |  | #N/A | [26 empty] | 0% | 0% |  | 0 | 0 | 0 | 0 | 0 | 0 | 0 | 0 | 0 | 0 | 0 | 2013 Qtr 1: 0; 2013 Qtr 2: 0; 2013 Qtr 3: 0; 2013 Qtr 4: 0; 2014 Qtr 1: 0; 2014 Qtr 2: 0; 2014 Qtr 3: 0; 2014 Qtr 4: 0; 2015 Qtr 1: 0; 2015 Qtr 2: 0; 2015 Qtr 3: 0; 2015 Qtr 4: 0 | 0
[16 empty] | 0 |  |  | #N/A | [26 empty] | 0% | 0% |  | 0 | 0 | 0 | 0 | 0 | 0 | 0 | 0 | 0 | 0 | 0 | 2013 Qtr 1: 0; 2013 Qtr 2: 0; 2013 Qtr 3: 0; 2013 Qtr 4: 0; 2014 Qtr 1: 0; 2014 Qtr 2: 0; 2014 Qtr 3: 0; 2014 Qtr 4: 0; 2015 Qtr 1: 0; 2015 Qtr 2: 0; 2015 Qtr 3: 0; 2015 Qtr 4: 0 | 0
[16 empty] | 0 |  |  | #N/A | [26 empty] | 0% | 0% |  | 0 | 0 | 0 | 0 | 0 | 0 | 0 | 0 | 0 | 0 | 0 | 2013 Qtr 1: 0; 2013 Qtr 2: 0; 2013 Qtr 3: 0; 2013 Qtr 4: 0; 2014 Qtr 1: 0; 2014 Qtr 2: 0; 2014 Qtr 3: 0; 2014 Qtr 4: 0; 2015 Qtr 1: 0; 2015 Qtr 2: 0; 2015 Qtr 3: 0; 2015 Qtr 4: 0 | 0
[16 empty] | 0 |  |  | #N/A | [26 empty] | 0% | 0% |  | 0 | 0 | 0 | 0 | 0 | 0 | 0 | 0 | 0 | 0 | 0 | 2013 Qtr 1: 0; 2013 Qtr 2: 0; 2013 Qtr 3: 0; 2013 Qtr 4: 0; 2014 Qtr 1: 0; 2014 Qtr 2: 0; 2014 Qtr 3: 0; 2014 Qtr 4: 0; 2015 Qtr 1: 0; 2015 Qtr 2: 0; 2015 Qtr 3: 0; 2015 Qtr 4: 0 | 0
[16 empty] | 0 |  |  | #N/A | [26 empty] | 0% | 0% |  | 0 | 0 | 0 | 0 | 0 | 0 | 0 | 0 | 0 | 0 | 0 | 2013 Qtr 1: 0; 2013 Qtr 2: 0; 2013 Qtr 3: 0; 2013 Qtr 4: 0; 2014 Qtr 1: 0; 2014 Qtr 2: 0; 2014 Qtr 3: 0; 2014 Qtr 4: 0; 2015 Qtr 1: 0; 2015 Qtr 2: 0; 2015 Qtr 3: 0; 2015 Qtr 4: 0 | 0
[16 empty] | 0 |  |  | #N/A | [26 empty] | 0% | 0% |  | 0 | 0 | 0 | 0 | 0 | 0 | 0 | 0 | 0 | 0 | 0 | 2013 Qtr 1: 0; 2013 Qtr 2: 0; 2013 Qtr 3: 0; 2013 Qtr 4: 0; 2014 Qtr 1: 0; 2014 Qtr 2: 0; 2014 Qtr 3: 0; 2014 Qtr 4: 0; 2015 Qtr 1: 0; 2015 Qtr 2: 0; 2015 Qtr 3: 0; 2015 Qtr 4: 0 | 0
[16 empty] | 0 |  |  | #N/A | [26 empty] | 0% | 0% |  | 0 | 0 | 0 | 0 | 0 | 0 | 0 | 0 | 0 | 0 | 0 | 2013 Qtr 1: 0; 2013 Qtr 2: 0; 2013 Qtr 3: 0; 2013 Qtr 4: 0; 2014 Qtr 1: 0; 2014 Qtr 2: 0; 2014 Qtr 3: 0; 2014 Qtr 4: 0; 2015 Qtr 1: 0; 2015 Qtr 2: 0; 2015 Qtr 3: 0; 2015 Qtr 4: 0 | 0
[16 empty] | 0 |  |  | #N/A | [26 empty] | 0% | 0% |  | 0 | 0 | 0 | 0 | 0 | 0 | 0 | 0 | 0 | 0 | 0 | 2013 Qtr 1: 0; 2013 Qtr 2: 0; 2013 Qtr 3: 0; 2013 Qtr 4: 0; 2014 Qtr 1: 0; 2014 Qtr 2: 0; 2014 Qtr 3: 0; 2014 Qtr 4: 0; 2015 Qtr 1: 0; 2015 Qtr 2: 0; 2015 Qtr 3: 0; 2015 Qtr 4: 0 | 0
[16 empty] | 0 |  |  | #N/A | [26 empty] | 0% | 0% |  | 0 | 0 | 0 | 0 | 0 | 0 | 0 | 0 | 0 | 0 | 0 | 2013 Qtr 1: 0; 2013 Qtr 2: 0; 2013 Qtr 3: 0; 2013 Qtr 4: 0; 2014 Qtr 1: 0; 2014 Qtr 2: 0; 2014 Qtr 3: 0; 2014 Qtr 4: 0; 2015 Qtr 1: 0; 2015 Qtr 2: 0; 2015 Qtr 3: 0; 2015 Qtr 4: 0 | 0
[16 empty] | 0 |  |  | #N/A | [26 empty] | 0% | 0% |  | 0 | 0 | 0 | 0 | 0 | 0 | 0 | 0 | 0 | 0 | 0 | 2013 Qtr 1: 0; 2013 Qtr 2: 0; 2013 Qtr 3: 0; 2013 Qtr 4: 0; 2014 Qtr 1: 0; 2014 Qtr 2: 0; 2014 Qtr 3: 0; 2014 Qtr 4: 0; 2015 Qtr 1: 0; 2015 Qtr 2: 0; 2015 Qtr 3: 0; 2015 Qtr 4: 0 | 0
[16 empty] | 0 |  |  | #N/A | [26 empty] | 0% | 0% |  | 0 | 0 | 0 | 0 | 0 | 0 | 0 | 0 | 0 | 0 | 0 | 2013 Qtr 1: 0; 2013 Qtr 2: 0; 2013 Qtr 3: 0; 2013 Qtr 4: 0; 2014 Qtr 1: 0; 2014 Qtr 2: 0; 2014 Qtr 3: 0; 2014 Qtr 4: 0; 2015 Qtr 1: 0; 2015 Qtr 2: 0; 2015 Qtr 3: 0; 2015 Qtr 4: 0 | 0
[16 empty] | 0 |  |  | #N/A | [26 empty] | 0% | 0% |  | 0 | 0 | 0 | 0 | 0 | 0 | 0 | 0 | 0 | 0 | 0 | 2013 Qtr 1: 0; 2013 Qtr 2: 0; 2013 Qtr 3: 0; 2013 Qtr 4: 0; 2014 Qtr 1: 0; 2014 Qtr 2: 0; 2014 Qtr 3: 0; 2014 Qtr 4: 0; 2015 Qtr 1: 0; 2015 Qtr 2: 0; 2015 Qtr 3: 0; 2015 Qtr 4: 0 | 0
[16 empty] | 0 |  |  | #N/A | [26 empty] | 0% | 0% |  | 0 | 0 | 0 | 0 | 0 | 0 | 0 | 0 | 0 | 0 | 0 | 2013 Qtr 1: 0; 2013 Qtr 2: 0; 2013 Qtr 3: 0; 2013 Qtr 4: 0; 2014 Qtr 1: 0; 2014 Qtr 2: 0; 2014 Qtr 3: 0; 2014 Qtr 4: 0; 2015 Qtr 1: 0; 2015 Qtr 2: 0; 2015 Qtr 3: 0; 2015 Qtr 4: 0 | 0
[16 empty] | 0 |  |  | #N/A | [26 empty] | 0% | 0% |  | 0 | 0 | 0 | 0 | 0 | 0 | 0 | 0 | 0 | 0 | 0 | 2013 Qtr 1: 0; 2013 Qtr 2: 0; 2013 Qtr 3: 0; 2013 Qtr 4: 0; 2014 Qtr 1: 0; 2014 Qtr 2: 0; 2014 Qtr 3: 0; 2014 Qtr 4: 0; 2015 Qtr 1: 0; 2015 Qtr 2: 0; 2015 Qtr 3: 0; 2015 Qtr 4: 0 | 0
[16 empty] | 0 |  |  | #N/A | [26 empty] | 0% | 0% |  | 0 | 0 | 0 | 0 | 0 | 0 | 0 | 0 | 0 | 0 | 0 | 2013 Qtr 1: 0; 2013 Qtr 2: 0; 2013 Qtr 3: 0; 2013 Qtr 4: 0; 2014 Qtr 1: 0; 2014 Qtr 2: 0; 2014 Qtr 3: 0; 2014 Qtr 4: 0; 2015 Qtr 1: 0; 2015 Qtr 2: 0; 2015 Qtr 3: 0; 2015 Qtr 4: 0 | 0
[16 empty] | 0 |  |  | #N/A | [26 empty] | 0% | 0% |  | 0 | 0 | 0 | 0 | 0 | 0 | 0 | 0 | 0 | 0 | 0 | 2013 Qtr 1: 0; 2013 Qtr 2: 0; 2013 Qtr 3: 0; 2013 Qtr 4: 0; 2014 Qtr 1: 0; 2014 Qtr 2: 0; 2014 Qtr 3: 0; 2014 Qtr 4: 0; 2015 Qtr 1: 0; 2015 Qtr 2: 0; 2015 Qtr 3: 0; 2015 Qtr 4: 0 | 0
[16 empty] | 0 |  |  | #N/A | [26 empty] | 0% | 0% |  | 0 | 0 | 0 | 0 | 0 | 0 | 0 | 0 | 0 | 0 | 0 | 2013 Qtr 1: 0; 2013 Qtr 2: 0; 2013 Qtr 3: 0; 2013 Qtr 4: 0; 2014 Qtr 1: 0; 2014 Qtr 2: 0; 2014 Qtr 3: 0; 2014 Qtr 4: 0; 2015 Qtr 1: 0; 2015 Qtr 2: 0; 2015 Qtr 3: 0; 2015 Qtr 4: 0 | 0
[16 empty] | 0 |  |  | #N/A | [26 empty] | 0% | 0% |  | 0 | 0 | 0 | 0 | 0 | 0 | 0 | 0 | 0 | 0 | 0 | 2013 Qtr 1: 0; 2013 Qtr 2: 0; 2013 Qtr 3: 0; 2013 Qtr 4: 0; 2014 Qtr 1: 0; 2014 Qtr 2: 0; 2014 Qtr 3: 0; 2014 Qtr 4: 0; 2015 Qtr 1: 0; 2015 Qtr 2: 0; 2015 Qtr 3: 0; 2015 Qtr 4: 0 | 0
[16 empty] | 0 |  |  | #N/A | [26 empty] | 0% | 0% |  | 0 | 0 | 0 | 0 | 0 | 0 | 0 | 0 | 0 | 0 | 0 | 2013 Qtr 1: 0; 2013 Qtr 2: 0; 2013 Qtr 3: 0; 2013 Qtr 4: 0; 2014 Qtr 1: 0; 2014 Qtr 2: 0; 2014 Qtr 3: 0; 2014 Qtr 4: 0; 2015 Qtr 1: 0; 2015 Qtr 2: 0; 2015 Qtr 3: 0; 2015 Qtr 4: 0 | 0
[16 empty] | 0 |  |  | #N/A | [26 empty] | 0% | 0% |  | 0 | 0 | 0 | 0 | 0 | 0 | 0 | 0 | 0 | 0 | 0 | 2013 Qtr 1: 0; 2013 Qtr 2: 0; 2013 Qtr 3: 0; 2013 Qtr 4: 0; 2014 Qtr 1: 0; 2014 Qtr 2: 0; 2014 Qtr 3: 0; 2014 Qtr 4: 0; 2015 Qtr 1: 0; 2015 Qtr 2: 0; 2015 Qtr 3: 0; 2015 Qtr 4: 0 | 0
[16 empty] | 0 |  |  | #N/A | [26 empty] | 0% | 0% |  | 0 | 0 | 0 | 0 | 0 | 0 | 0 | 0 | 0 | 0 | 0 | 2013 Qtr 1: 0; 2013 Qtr 2: 0; 2013 Qtr 3: 0; 2013 Qtr 4: 0; 2014 Qtr 1: 0; 2014 Qtr 2: 0; 2014 Qtr 3: 0; 2014 Qtr 4: 0; 2015 Qtr 1: 0; 2015 Qtr 2: 0; 2015 Qtr 3: 0; 2015 Qtr 4: 0 | 0
[16 empty] | 0 |  |  | #N/A | [26 empty] | 0% | 0% |  | 0 | 0 | 0 | 0 | 0 | 0 | 0 | 0 | 0 | 0 | 0 | 2013 Qtr 1: 0; 2013 Qtr 2: 0; 2013 Qtr 3: 0; 2013 Qtr 4: 0; 2014 Qtr 1: 0; 2014 Qtr 2: 0; 2014 Qtr 3: 0; 2014 Qtr 4: 0; 2015 Qtr 1: 0; 2015 Qtr 2: 0; 2015 Qtr 3: 0; 2015 Qtr 4: 0 | 0
[16 empty] | 0 |  |  | #N/A | [26 empty] | 0% | 0% |  | 0 | 0 | 0 | 0 | 0 | 0 | 0 | 0 | 0 | 0 | 0 | 2013 Qtr 1: 0; 2013 Qtr 2: 0; 2013 Qtr 3: 0; 2013 Qtr 4: 0; 2014 Qtr 1: 0; 2014 Qtr 2: 0; 2014 Qtr 3: 0; 2014 Qtr 4: 0; 2015 Qtr 1: 0; 2015 Qtr 2: 0; 2015 Qtr 3: 0; 2015 Qtr 4: 0 | 0
[16 empty] | 0 |  |  | #N/A | [26 empty] | 0% | 0% |  | 0 | 0 | 0 | 0 | 0 | 0 | 0 | 0 | 0 | 0 | 0 | 2013 Qtr 1: 0; 2013 Qtr 2: 0; 2013 Qtr 3: 0; 2013 Qtr 4: 0; 2014 Qtr 1: 0; 2014 Qtr 2: 0; 2014 Qtr 3: 0; 2014 Qtr 4: 0; 2015 Qtr 1: 0; 2015 Qtr 2: 0; 2015 Qtr 3: 0; 2015 Qtr 4: 0 | 0
[16 empty] | 0 |  |  | #N/A | [26 empty] | 0% | 0% |  | 0 | 0 | 0 | 0 | 0 | 0 | 0 | 0 | 0 | 0 | 0 | 2013 Qtr 1: 0; 2013 Qtr 2: 0; 2013 Qtr 3: 0; 2013 Qtr 4: 0; 2014 Qtr 1: 0; 2014 Qtr 2: 0; 2014 Qtr 3: 0; 2014 Qtr 4: 0; 2015 Qtr 1: 0; 2015 Qtr 2: 0; 2015 Qtr 3: 0; 2015 Qtr 4: 0 | 0
[16 empty] | 0 |  |  | #N/A | [26 empty] | 0% | 0% |  | 0 | 0 | 0 | 0 | 0 | 0 | 0 | 0 | 0 | 0 | 0 | 2013 Qtr 1: 0; 2013 Qtr 2: 0; 2013 Qtr 3: 0; 2013 Qtr 4: 0; 2014 Qtr 1: 0; 2014 Qtr 2: 0; 2014 Qtr 3: 0; 2014 Qtr 4: 0; 2015 Qtr 1: 0; 2015 Qtr 2: 0; 2015 Qtr 3: 0; 2015 Qtr 4: 0 | 0
[16 empty] | 0 |  |  | #N/A | [26 empty] | 0% | 0% |  | 0 | 0 | 0 | 0 | 0 | 0 | 0 | 0 | 0 | 0 | 0 | 2013 Qtr 1: 0; 2013 Qtr 2: 0; 2013 Qtr 3: 0; 2013 Qtr 4: 0; 2014 Qtr 1: 0; 2014 Qtr 2: 0; 2014 Qtr 3: 0; 2014 Qtr 4: 0; 2015 Qtr 1: 0; 2015 Qtr 2: 0; 2015 Qtr 3: 0; 2015 Qtr 4: 0 | 0
[16 empty] | 0 |  |  | #N/A | [26 empty] | 0% | 0% |  | 0 | 0 | 0 | 0 | 0 | 0 | 0 | 0 | 0 | 0 | 0 | 2013 Qtr 1: 0; 2013 Qtr 2: 0; 2013 Qtr 3: 0; 2013 Qtr 4: 0; 2014 Qtr 1: 0; 2014 Qtr 2: 0; 2014 Qtr 3: 0; 2014 Qtr 4: 0; 2015 Qtr 1: 0; 2015 Qtr 2: 0; 2015 Qtr 3: 0; 2015 Qtr 4: 0 | 0
[16 empty] | 0 |  |  | #N/A | [26 empty] | 0% | 0% |  | 0 | 0 | 0 | 0 | 0 | 0 | 0 | 0 | 0 | 0 | 0 | 2013 Qtr 1: 0; 2013 Qtr 2: 0; 2013 Qtr 3: 0; 2013 Qtr 4: 0; 2014 Qtr 1: 0; 2014 Qtr 2: 0; 2014 Qtr 3: 0; 2014 Qtr 4: 0; 2015 Qtr 1: 0; 2015 Qtr 2: 0; 2015 Qtr 3: 0; 2015 Qtr 4: 0 | 0
[16 empty] | 0 |  |  | #N/A | [26 empty] | 0% | 0% |  | 0 | 0 | 0 | 0 | 0 | 0 | 0 | 0 | 0 | 0 | 0 | 2013 Qtr 1: 0; 2013 Qtr 2: 0; 2013 Qtr 3: 0; 2013 Qtr 4: 0; 2014 Qtr 1: 0; 2014 Qtr 2: 0; 2014 Qtr 3: 0; 2014 Qtr 4: 0; 2015 Qtr 1: 0; 2015 Qtr 2: 0; 2015 Qtr 3: 0; 2015 Qtr 4: 0 | 0
[16 empty] | 0 |  |  | #N/A | [26 empty] | 0% | 0% |  | 0 | 0 | 0 | 0 | 0 | 0 | 0 | 0 | 0 | 0 | 0 | 2013 Qtr 1: 0; 2013 Qtr 2: 0; 2013 Qtr 3: 0; 2013 Qtr 4: 0; 2014 Qtr 1: 0; 2014 Qtr 2: 0; 2014 Qtr 3: 0; 2014 Qtr 4: 0; 2015 Qtr 1: 0; 2015 Qtr 2: 0; 2015 Qtr 3: 0; 2015 Qtr 4: 0 | 0
[16 empty] | 0 |  |  | #N/A | [26 empty] | 0% | 0% |  | 0 | 0 | 0 | 0 | 0 | 0 | 0 | 0 | 0 | 0 | 0 | 2013 Qtr 1: 0; 2013 Qtr 2: 0; 2013 Qtr 3: 0; 2013 Qtr 4: 0; 2014 Qtr 1: 0; 2014 Qtr 2: 0; 2014 Qtr 3: 0; 2014 Qtr 4: 0; 2015 Qtr 1: 0; 2015 Qtr 2: 0; 2015 Qtr 3: 0; 2015 Qtr 4: 0 | 0
[16 empty] | 0 |  |  | #N/A | [26 empty] | 0% | 0% |  | 0 | 0 | 0 | 0 | 0 | 0 | 0 | 0 | 0 | 0 | 0 | 2013 Qtr 1: 0; 2013 Qtr 2: 0; 2013 Qtr 3: 0; 2013 Qtr 4: 0; 2014 Qtr 1: 0; 2014 Qtr 2: 0; 2014 Qtr 3: 0; 2014 Qtr 4: 0; 2015 Qtr 1: 0; 2015 Qtr 2: 0; 2015 Qtr 3: 0; 2015 Qtr 4: 0 | 0
[16 empty] | 0 |  |  | #N/A | [26 empty] | 0% | 0% |  | 0 | 0 | 0 | 0 | 0 | 0 | 0 | 0 | 0 | 0 | 0 | 2013 Qtr 1: 0; 2013 Qtr 2: 0; 2013 Qtr 3: 0; 2013 Qtr 4: 0; 2014 Qtr 1: 0; 2014 Qtr 2: 0; 2014 Qtr 3: 0; 2014 Qtr 4: 0; 2015 Qtr 1: 0; 2015 Qtr 2: 0; 2015 Qtr 3: 0; 2015 Qtr 4: 0 | 0
[16 empty] | 0 |  |  | #N/A | [26 empty] | 0% | 0% |  | 0 | 0 | 0 | 0 | 0 | 0 | 0 | 0 | 0 | 0 | 0 | 2013 Qtr 1: 0; 2013 Qtr 2: 0; 2013 Qtr 3: 0; 2013 Qtr 4: 0; 2014 Qtr 1: 0; 2014 Qtr 2: 0; 2014 Qtr 3: 0; 2014 Qtr 4: 0; 2015 Qtr 1: 0; 2015 Qtr 2: 0; 2015 Qtr 3: 0; 2015 Qtr 4: 0 | 0
[16 empty] | 0 |  |  | #N/A | [26 empty] | 0% | 0% |  | 0 | 0 | 0 | 0 | 0 | 0 | 0 | 0 | 0 | 0 | 0 | 2013 Qtr 1: 0; 2013 Qtr 2: 0; 2013 Qtr 3: 0; 2013 Qtr 4: 0; 2014 Qtr 1: 0; 2014 Qtr 2: 0; 2014 Qtr 3: 0; 2014 Qtr 4: 0; 2015 Qtr 1: 0; 2015 Qtr 2: 0; 2015 Qtr 3: 0; 2015 Qtr 4: 0 | 0
[16 empty] | 0 |  |  | #N/A | [26 empty] | 0% | 0% |  | 0 | 0 | 0 | 0 | 0 | 0 | 0 | 0 | 0 | 0 | 0 | 2013 Qtr 1: 0; 2013 Qtr 2: 0; 2013 Qtr 3: 0; 2013 Qtr 4: 0; 2014 Qtr 1: 0; 2014 Qtr 2: 0; 2014 Qtr 3: 0; 2014 Qtr 4: 0; 2015 Qtr 1: 0; 2015 Qtr 2: 0; 2015 Qtr 3: 0; 2015 Qtr 4: 0 | 0
[16 empty] | 0 |  |  | #N/A | [26 empty] | 0% | 0% |  | 0 | 0 | 0 | 0 | 0 | 0 | 0 | 0 | 0 | 0 | 0 | 2013 Qtr 1: 0; 2013 Qtr 2: 0; 2013 Qtr 3: 0; 2013 Qtr 4: 0; 2014 Qtr 1: 0; 2014 Qtr 2: 0; 2014 Qtr 3: 0; 2014 Qtr 4: 0; 2015 Qtr 1: 0; 2015 Qtr 2: 0; 2015 Qtr 3: 0; 2015 Qtr 4: 0 | 0
[16 empty] | 0 |  |  | #N/A | [26 empty] | 0% | 0% |  | 0 | 0 | 0 | 0 | 0 | 0 | 0 | 0 | 0 | 0 | 0 | 2013 Qtr 1: 0; 2013 Qtr 2: 0; 2013 Qtr 3: 0; 2013 Qtr 4: 0; 2014 Qtr 1: 0; 2014 Qtr 2: 0; 2014 Qtr 3: 0; 2014 Qtr 4: 0; 2015 Qtr 1: 0; 2015 Qtr 2: 0; 2015 Qtr 3: 0; 2015 Qtr 4: 0 | 0
[16 empty] | 0 |  |  | #N/A | [26 empty] | 0% | 0% |  | 0 | 0 | 0 | 0 | 0 | 0 | 0 | 0 | 0 | 0 | 0 | 2013 Qtr 1: 0; 2013 Qtr 2: 0; 2013 Qtr 3: 0; 2013 Qtr 4: 0; 2014 Qtr 1: 0; 2014 Qtr 2: 0; 2014 Qtr 3: 0; 2014 Qtr 4: 0; 2015 Qtr 1: 0; 2015 Qtr 2: 0; 2015 Qtr 3: 0; 2015 Qtr 4: 0 | 0
[16 empty] | 0 |  |  | #N/A | [26 empty] | 0% | 0% |  | 0 | 0 | 0 | 0 | 0 | 0 | 0 | 0 | 0 | 0 | 0 | 2013 Qtr 1: 0; 2013 Qtr 2: 0; 2013 Qtr 3: 0; 2013 Qtr 4: 0; 2014 Qtr 1: 0; 2014 Qtr 2: 0; 2014 Qtr 3: 0; 2014 Qtr 4: 0; 2015 Qtr 1: 0; 2015 Qtr 2: 0; 2015 Qtr 3: 0; 2015 Qtr 4: 0 | 0
[16 empty] | 0 |  |  | #N/A | [26 empty] | 0% | 0% |  | 0 | 0 | 0 | 0 | 0 | 0 | 0 | 0 | 0 | 0 | 0 | 2013 Qtr 1: 0; 2013 Qtr 2: 0; 2013 Qtr 3: 0; 2013 Qtr 4: 0; 2014 Qtr 1: 0; 2014 Qtr 2: 0; 2014 Qtr 3: 0; 2014 Qtr 4: 0; 2015 Qtr 1: 0; 2015 Qtr 2: 0; 2015 Qtr 3: 0; 2015 Qtr 4: 0 | 0
[16 empty] | 0 |  |  | #N/A | [26 empty] | 0% | 0% |  | 0 | 0 | 0 | 0 | 0 | 0 | 0 | 0 | 0 | 0 | 0 | 2013 Qtr 1: 0; 2013 Qtr 2: 0; 2013 Qtr 3: 0; 2013 Qtr 4: 0; 2014 Qtr 1: 0; 2014 Qtr 2: 0; 2014 Qtr 3: 0; 2014 Qtr 4: 0; 2015 Qtr 1: 0; 2015 Qtr 2: 0; 2015 Qtr 3: 0; 2015 Qtr 4: 0 | 0
[16 empty] | 0 |  |  | #N/A | [26 empty] | 0% | 0% |  | 0 | 0 | 0 | 0 | 0 | 0 | 0 | 0 | 0 | 0 | 0 | 2013 Qtr 1: 0; 2013 Qtr 2: 0; 2013 Qtr 3: 0; 2013 Qtr 4: 0; 2014 Qtr 1: 0; 2014 Qtr 2: 0; 2014 Qtr 3: 0; 2014 Qtr 4: 0; 2015 Qtr 1: 0; 2015 Qtr 2: 0; 2015 Qtr 3: 0; 2015 Qtr 4: 0 | 0
[16 empty] | 0 |  |  | #N/A | [26 empty] | 0% | 0% |  | 0 | 0 | 0 | 0 | 0 | 0 | 0 | 0 | 0 | 0 | 0 | 2013 Qtr 1: 0; 2013 Qtr 2: 0; 2013 Qtr 3: 0; 2013 Qtr 4: 0; 2014 Qtr 1: 0; 2014 Qtr 2: 0; 2014 Qtr 3: 0; 2014 Qtr 4: 0; 2015 Qtr 1: 0; 2015 Qtr 2: 0; 2015 Qtr 3: 0; 2015 Qtr 4: 0 | 0
[16 empty] | 0 |  |  | #N/A | [26 empty] | 0% | 0% |  | 0 | 0 | 0 | 0 | 0 | 0 | 0 | 0 | 0 | 0 | 0 | 2013 Qtr 1: 0; 2013 Qtr 2: 0; 2013 Qtr 3: 0; 2013 Qtr 4: 0; 2014 Qtr 1: 0; 2014 Qtr 2: 0; 2014 Qtr 3: 0; 2014 Qtr 4: 0; 2015 Qtr 1: 0; 2015 Qtr 2: 0; 2015 Qtr 3: 0; 2015 Qtr 4: 0 | 0
[16 empty] | 0 |  |  | #N/A | [26 empty] | 0% | 0% |  | 0 | 0 | 0 | 0 | 0 | 0 | 0 | 0 | 0 | 0 | 0 | 2013 Qtr 1: 0; 2013 Qtr 2: 0; 2013 Qtr 3: 0; 2013 Qtr 4: 0; 2014 Qtr 1: 0; 2014 Qtr 2: 0; 2014 Qtr 3: 0; 2014 Qtr 4: 0; 2015 Qtr 1: 0; 2015 Qtr 2: 0; 2015 Qtr 3: 0; 2015 Qtr 4: 0 | 0
[16 empty] | 0 |  |  | #N/A | [26 empty] | 0% | 0% |  | 0 | 0 | 0 | 0 | 0 | 0 | 0 | 0 | 0 | 0 | 0 | 2013 Qtr 1: 0; 2013 Qtr 2: 0; 2013 Qtr 3: 0; 2013 Qtr 4: 0; 2014 Qtr 1: 0; 2014 Qtr 2: 0; 2014 Qtr 3: 0; 2014 Qtr 4: 0; 2015 Qtr 1: 0; 2015 Qtr 2: 0; 2015 Qtr 3: 0; 2015 Qtr 4: 0 | 0
[16 empty] | 0 |  |  | #N/A | [26 empty] | 0% | 0% |  | 0 | 0 | 0 | 0 | 0 | 0 | 0 | 0 | 0 | 0 | 0 | 2013 Qtr 1: 0; 2013 Qtr 2: 0; 2013 Qtr 3: 0; 2013 Qtr 4: 0; 2014 Qtr 1: 0; 2014 Qtr 2: 0; 2014 Qtr 3: 0; 2014 Qtr 4: 0; 2015 Qtr 1: 0; 2015 Qtr 2: 0; 2015 Qtr 3: 0; 2015 Qtr 4: 0 | 0
[16 empty] | 0 |  |  | #N/A | [26 empty] | 0% | 0% |  | 0 | 0 | 0 | 0 | 0 | 0 | 0 | 0 | 0 | 0 | 0 | 2013 Qtr 1: 0; 2013 Qtr 2: 0; 2013 Qtr 3: 0; 2013 Qtr 4: 0; 2014 Qtr 1: 0; 2014 Qtr 2: 0; 2014 Qtr 3: 0; 2014 Qtr 4: 0; 2015 Qtr 1: 0; 2015 Qtr 2: 0; 2015 Qtr 3: 0; 2015 Qtr 4: 0 | 0
[16 empty] | 0 |  |  | #N/A | [26 empty] | 0% | 0% |  | 0 | 0 | 0 | 0 | 0 | 0 | 0 | 0 | 0 | 0 | 0 | 2013 Qtr 1: 0; 2013 Qtr 2: 0; 2013 Qtr 3: 0; 2013 Qtr 4: 0; 2014 Qtr 1: 0; 2014 Qtr 2: 0; 2014 Qtr 3: 0; 2014 Qtr 4: 0; 2015 Qtr 1: 0; 2015 Qtr 2: 0; 2015 Qtr 3: 0; 2015 Qtr 4: 0 | 0
[16 empty] | 0 |  |  | #N/A | [26 empty] | 0% | 0% |  | 0 | 0 | 0 | 0 | 0 | 0 | 0 | 0 | 0 | 0 | 0 | 2013 Qtr 1: 0; 2013 Qtr 2: 0; 2013 Qtr 3: 0; 2013 Qtr 4: 0; 2014 Qtr 1: 0; 2014 Qtr 2: 0; 2014 Qtr 3: 0; 2014 Qtr 4: 0; 2015 Qtr 1: 0; 2015 Qtr 2: 0; 2015 Qtr 3: 0; 2015 Qtr 4: 0 | 0
[16 empty] | 0 |  |  | #N/A | [26 empty] | 0% | 0% |  | 0 | 0 | 0 | 0 | 0 | 0 | 0 | 0 | 0 | 0 | 0 | 2013 Qtr 1: 0; 2013 Qtr 2: 0; 2013 Qtr 3: 0; 2013 Qtr 4: 0; 2014 Qtr 1: 0; 2014 Qtr 2: 0; 2014 Qtr 3: 0; 2014 Qtr 4: 0; 2015 Qtr 1: 0; 2015 Qtr 2: 0; 2015 Qtr 3: 0; 2015 Qtr 4: 0 | 0
[16 empty] | 0 |  |  | #N/A | [26 empty] | 0% | 0% |  | 0 | 0 | 0 | 0 | 0 | 0 | 0 | 0 | 0 | 0 | 0 | 2013 Qtr 1: 0; 2013 Qtr 2: 0; 2013 Qtr 3: 0; 2013 Qtr 4: 0; 2014 Qtr 1: 0; 2014 Qtr 2: 0; 2014 Qtr 3: 0; 2014 Qtr 4: 0; 2015 Qtr 1: 0; 2015 Qtr 2: 0; 2015 Qtr 3: 0; 2015 Qtr 4: 0 | 0
[16 empty] | 0 |  |  | #N/A | [26 empty] | 0% | 0% |  | 0 | 0 | 0 | 0 | 0 | 0 | 0 | 0 | 0 | 0 | 0 | 2013 Qtr 1: 0; 2013 Qtr 2: 0; 2013 Qtr 3: 0; 2013 Qtr 4: 0; 2014 Qtr 1: 0; 2014 Qtr 2: 0; 2014 Qtr 3: 0; 2014 Qtr 4: 0; 2015 Qtr 1: 0; 2015 Qtr 2: 0; 2015 Qtr 3: 0; 2015 Qtr 4: 0 | 0
[16 empty] | 0 |  |  | #N/A | [26 empty] | 0% | 0% |  | 0 | 0 | 0 | 0 | 0 | 0 | 0 | 0 | 0 | 0 | 0 | 2013 Qtr 1: 0; 2013 Qtr 2: 0; 2013 Qtr 3: 0; 2013 Qtr 4: 0; 2014 Qtr 1: 0; 2014 Qtr 2: 0; 2014 Qtr 3: 0; 2014 Qtr 4: 0; 2015 Qtr 1: 0; 2015 Qtr 2: 0; 2015 Qtr 3: 0; 2015 Qtr 4: 0 | 0
[16 empty] | 0 |  |  | #N/A | [26 empty] | 0% | 0% |  | 0 | 0 | 0 | 0 | 0 | 0 | 0 | 0 | 0 | 0 | 0 | 2013 Qtr 1: 0; 2013 Qtr 2: 0; 2013 Qtr 3: 0; 2013 Qtr 4: 0; 2014 Qtr 1: 0; 2014 Qtr 2: 0; 2014 Qtr 3: 0; 2014 Qtr 4: 0; 2015 Qtr 1: 0; 2015 Qtr 2: 0; 2015 Qtr 3: 0; 2015 Qtr 4: 0 | 0
[16 empty] | 0 |  |  | #N/A | [26 empty] | 0% | 0% |  | 0 | 0 | 0 | 0 | 0 | 0 | 0 | 0 | 0 | 0 | 0 | 2013 Qtr 1: 0; 2013 Qtr 2: 0; 2013 Qtr 3: 0; 2013 Qtr 4: 0; 2014 Qtr 1: 0; 2014 Qtr 2: 0; 2014 Qtr 3: 0; 2014 Qtr 4: 0; 2015 Qtr 1: 0; 2015 Qtr 2: 0; 2015 Qtr 3: 0; 2015 Qtr 4: 0 | 0
[16 empty] | 0 |  |  | #N/A | [26 empty] | 0% | 0% |  | 0 | 0 | 0 | 0 | 0 | 0 | 0 | 0 | 0 | 0 | 0 | 2013 Qtr 1: 0; 2013 Qtr 2: 0; 2013 Qtr 3: 0; 2013 Qtr 4: 0; 2014 Qtr 1: 0; 2014 Qtr 2: 0; 2014 Qtr 3: 0; 2014 Qtr 4: 0; 2015 Qtr 1: 0; 2015 Qtr 2: 0; 2015 Qtr 3: 0; 2015 Qtr 4: 0 | 0
[16 empty] | 0 |  |  | #N/A | [26 empty] | 0% | 0% |  | 0 | 0 | 0 | 0 | 0 | 0 | 0 | 0 | 0 | 0 | 0 | 2013 Qtr 1: 0; 2013 Qtr 2: 0; 2013 Qtr 3: 0; 2013 Qtr 4: 0; 2014 Qtr 1: 0; 2014 Qtr 2: 0; 2014 Qtr 3: 0; 2014 Qtr 4: 0; 2015 Qtr 1: 0; 2015 Qtr 2: 0; 2015 Qtr 3: 0; 2015 Qtr 4: 0 | 0
[16 empty] | 0 |  |  | #N/A | [26 empty] | 0% | 0% |  | 0 | 0 | 0 | 0 | 0 | 0 | 0 | 0 | 0 | 0 | 0 | 2013 Qtr 1: 0; 2013 Qtr 2: 0; 2013 Qtr 3: 0; 2013 Qtr 4: 0; 2014 Qtr 1: 0; 2014 Qtr 2: 0; 2014 Qtr 3: 0; 2014 Qtr 4: 0; 2015 Qtr 1: 0; 2015 Qtr 2: 0; 2015 Qtr 3: 0; 2015 Qtr 4: 0 | 0
[16 empty] | 0 |  |  | #N/A | [26 empty] | 0% | 0% |  | 0 | 0 | 0 | 0 | 0 | 0 | 0 | 0 | 0 | 0 | 0 | 2013 Qtr 1: 0; 2013 Qtr 2: 0; 2013 Qtr 3: 0; 2013 Qtr 4: 0; 2014 Qtr 1: 0; 2014 Qtr 2: 0; 2014 Qtr 3: 0; 2014 Qtr 4: 0; 2015 Qtr 1: 0; 2015 Qtr 2: 0; 2015 Qtr 3: 0; 2015 Qtr 4: 0 | 0
[16 empty] | 0 |  |  | #N/A | [26 empty] | 0% | 0% |  | 0 | 0 | 0 | 0 | 0 | 0 | 0 | 0 | 0 | 0 | 0 | 2013 Qtr 1: 0; 2013 Qtr 2: 0; 2013 Qtr 3: 0; 2013 Qtr 4: 0; 2014 Qtr 1: 0; 2014 Qtr 2: 0; 2014 Qtr 3: 0; 2014 Qtr 4: 0; 2015 Qtr 1: 0; 2015 Qtr 2: 0; 2015 Qtr 3: 0; 2015 Qtr 4: 0 | 0
[16 empty] | 0 |  |  | #N/A | [26 empty] | 0% | 0% |  | 0 | 0 | 0 | 0 | 0 | 0 | 0 | 0 | 0 | 0 | 0 | 2013 Qtr 1: 0; 2013 Qtr 2: 0; 2013 Qtr 3: 0; 2013 Qtr 4: 0; 2014 Qtr 1: 0; 2014 Qtr 2: 0; 2014 Qtr 3: 0; 2014 Qtr 4: 0; 2015 Qtr 1: 0; 2015 Qtr 2: 0; 2015 Qtr 3: 0; 2015 Qtr 4: 0 | 0
[16 empty] | 0 |  |  | #N/A | [26 empty] | 0% | 0% |  | 0 | 0 | 0 | 0 | 0 | 0 | 0 | 0 | 0 | 0 | 0 | 2013 Qtr 1: 0; 2013 Qtr 2: 0; 2013 Qtr 3: 0; 2013 Qtr 4: 0; 2014 Qtr 1: 0; 2014 Qtr 2: 0; 2014 Qtr 3: 0; 2014 Qtr 4: 0; 2015 Qtr 1: 0; 2015 Qtr 2: 0; 2015 Qtr 3: 0; 2015 Qtr 4: 0 | 0
[16 empty] | 0 |  |  | #N/A | [26 empty] | 0% | 0% |  | 0 | 0 | 0 | 0 | 0 | 0 | 0 | 0 | 0 | 0 | 0 | 2013 Qtr 1: 0; 2013 Qtr 2: 0; 2013 Qtr 3: 0; 2013 Qtr 4: 0; 2014 Qtr 1: 0; 2014 Qtr 2: 0; 2014 Qtr 3: 0; 2014 Qtr 4: 0; 2015 Qtr 1: 0; 2015 Qtr 2: 0; 2015 Qtr 3: 0; 2015 Qtr 4: 0 | 0
[16 empty] | 0 |  |  | #N/A | [26 empty] | 0% | 0% |  | 0 | 0 | 0 | 0 | 0 | 0 | 0 | 0 | 0 | 0 | 0 | 2013 Qtr 1: 0; 2013 Qtr 2: 0; 2013 Qtr 3: 0; 2013 Qtr 4: 0; 2014 Qtr 1: 0; 2014 Qtr 2: 0; 2014 Qtr 3: 0; 2014 Qtr 4: 0; 2015 Qtr 1: 0; 2015 Qtr 2: 0; 2015 Qtr 3: 0; 2015 Qtr 4: 0 | 0
[16 empty] | 0 |  |  | #N/A | [26 empty] | 0% | 0% |  | 0 | 0 | 0 | 0 | 0 | 0 | 0 | 0 | 0 | 0 | 0 | 2013 Qtr 1: 0; 2013 Qtr 2: 0; 2013 Qtr 3: 0; 2013 Qtr 4: 0; 2014 Qtr 1: 0; 2014 Qtr 2: 0; 2014 Qtr 3: 0; 2014 Qtr 4: 0; 2015 Qtr 1: 0; 2015 Qtr 2: 0; 2015 Qtr 3: 0; 2015 Qtr 4: 0 | 0
[16 empty] | 0 |  |  | #N/A | [26 empty] | 0% | 0% |  | 0 | 0 | 0 | 0 | 0 | 0 | 0 | 0 | 0 | 0 | 0 | 2013 Qtr 1: 0; 2013 Qtr 2: 0; 2013 Qtr 3: 0; 2013 Qtr 4: 0; 2014 Qtr 1: 0; 2014 Qtr 2: 0; 2014 Qtr 3: 0; 2014 Qtr 4: 0; 2015 Qtr 1: 0; 2015 Qtr 2: 0; 2015 Qtr 3: 0; 2015 Qtr 4: 0 | 0
[16 empty] | 0 |  |  | #N/A | [26 empty] | 0% | 0% |  | 0 | 0 | 0 | 0 | 0 | 0 | 0 | 0 | 0 | 0 | 0 | 2013 Qtr 1: 0; 2013 Qtr 2: 0; 2013 Qtr 3: 0; 2013 Qtr 4: 0; 2014 Qtr 1: 0; 2014 Qtr 2: 0; 2014 Qtr 3: 0; 2014 Qtr 4: 0; 2015 Qtr 1: 0; 2015 Qtr 2: 0; 2015 Qtr 3: 0; 2015 Qtr 4: 0 | 0
[16 empty] | 0 |  |  | #N/A | [26 empty] | 0% | 0% |  | 0 | 0 | 0 | 0 | 0 | 0 | 0 | 0 | 0 | 0 | 0 | 2013 Qtr 1: 0; 2013 Qtr 2: 0; 2013 Qtr 3: 0; 2013 Qtr 4: 0; 2014 Qtr 1: 0; 2014 Qtr 2: 0; 2014 Qtr 3: 0; 2014 Qtr 4: 0; 2015 Qtr 1: 0; 2015 Qtr 2: 0; 2015 Qtr 3: 0; 2015 Qtr 4: 0 | 0
[16 empty] | 0 |  |  | #N/A | [26 empty] | 0% | 0% |  | 0 | 0 | 0 | 0 | 0 | 0 | 0 | 0 | 0 | 0 | 0 | 2013 Qtr 1: 0; 2013 Qtr 2: 0; 2013 Qtr 3: 0; 2013 Qtr 4: 0; 2014 Qtr 1: 0; 2014 Qtr 2: 0; 2014 Qtr 3: 0; 2014 Qtr 4: 0; 2015 Qtr 1: 0; 2015 Qtr 2: 0; 2015 Qtr 3: 0; 2015 Qtr 4: 0 | 0
[16 empty] | 0 |  |  | #N/A | [26 empty] | 0% | 0% |  | 0 | 0 | 0 | 0 | 0 | 0 | 0 | 0 | 0 | 0 | 0 | 2013 Qtr 1: 0; 2013 Qtr 2: 0; 2013 Qtr 3: 0; 2013 Qtr 4: 0; 2014 Qtr 1: 0; 2014 Qtr 2: 0; 2014 Qtr 3: 0; 2014 Qtr 4: 0; 2015 Qtr 1: 0; 2015 Qtr 2: 0; 2015 Qtr 3: 0; 2015 Qtr 4: 0 | 0
[16 empty] | 0 |  |  | #N/A | [26 empty] | 0% | 0% |  | 0 | 0 | 0 | 0 | 0 | 0 | 0 | 0 | 0 | 0 | 0 | 2013 Qtr 1: 0; 2013 Qtr 2: 0; 2013 Qtr 3: 0; 2013 Qtr 4: 0; 2014 Qtr 1: 0; 2014 Qtr 2: 0; 2014 Qtr 3: 0; 2014 Qtr 4: 0; 2015 Qtr 1: 0; 2015 Qtr 2: 0; 2015 Qtr 3: 0; 2015 Qtr 4: 0 | 0
[16 empty] | 0 |  |  | #N/A | [26 empty] | 0% | 0% |  | 0 | 0 | 0 | 0 | 0 | 0 | 0 | 0 | 0 | 0 | 0 | 2013 Qtr 1: 0; 2013 Qtr 2: 0; 2013 Qtr 3: 0; 2013 Qtr 4: 0; 2014 Qtr 1: 0; 2014 Qtr 2: 0; 2014 Qtr 3: 0; 2014 Qtr 4: 0; 2015 Qtr 1: 0; 2015 Qtr 2: 0; 2015 Qtr 3: 0; 2015 Qtr 4: 0 | 0
[16 empty] | 0 |  |  | #N/A | [26 empty] | 0% | 0% |  | 0 | 0 | 0 | 0 | 0 | 0 | 0 | 0 | 0 | 0 | 0 | 2013 Qtr 1: 0; 2013 Qtr 2: 0; 2013 Qtr 3: 0; 2013 Qtr 4: 0; 2014 Qtr 1: 0; 2014 Qtr 2: 0; 2014 Qtr 3: 0; 2014 Qtr 4: 0; 2015 Qtr 1: 0; 2015 Qtr 2: 0; 2015 Qtr 3: 0; 2015 Qtr 4: 0 | 0
[16 empty] | 0 |  |  | #N/A | [26 empty] | 0% | 0% |  | 0 | 0 | 0 | 0 | 0 | 0 | 0 | 0 | 0 | 0 | 0 | 2013 Qtr 1: 0; 2013 Qtr 2: 0; 2013 Qtr 3: 0; 2013 Qtr 4: 0; 2014 Qtr 1: 0; 2014 Qtr 2: 0; 2014 Qtr 3: 0; 2014 Qtr 4: 0; 2015 Qtr 1: 0; 2015 Qtr 2: 0; 2015 Qtr 3: 0; 2015 Qtr 4: 0 | 0
[16 empty] | 0 |  |  | #N/A | [26 empty] | 0% | 0% |  | 0 | 0 | 0 | 0 | 0 | 0 | 0 | 0 | 0 | 0 | 0 | 2013 Qtr 1: 0; 2013 Qtr 2: 0; 2013 Qtr 3: 0; 2013 Qtr 4: 0; 2014 Qtr 1: 0; 2014 Qtr 2: 0; 2014 Qtr 3: 0; 2014 Qtr 4: 0; 2015 Qtr 1: 0; 2015 Qtr 2: 0; 2015 Qtr 3: 0; 2015 Qtr 4: 0 | 0
[16 empty] | 0 |  |  | #N/A | [26 empty] | 0% | 0% |  | 0 | 0 | 0 | 0 | 0 | 0 | 0 | 0 | 0 | 0 | 0 | 2013 Qtr 1: 0; 2013 Qtr 2: 0; 2013 Qtr 3: 0; 2013 Qtr 4: 0; 2014 Qtr 1: 0; 2014 Qtr 2: 0; 2014 Qtr 3: 0; 2014 Qtr 4: 0; 2015 Qtr 1: 0; 2015 Qtr 2: 0; 2015 Qtr 3: 0; 2015 Qtr 4: 0 | 0
[16 empty] | 0 |  |  | #N/A | [26 empty] | 0% | 0% |  | 0 | 0 | 0 | 0 | 0 | 0 | 0 | 0 | 0 | 0 | 0 | 2013 Qtr 1: 0; 2013 Qtr 2: 0; 2013 Qtr 3: 0; 2013 Qtr 4: 0; 2014 Qtr 1: 0; 2014 Qtr 2: 0; 2014 Qtr 3: 0; 2014 Qtr 4: 0; 2015 Qtr 1: 0; 2015 Qtr 2: 0; 2015 Qtr 3: 0; 2015 Qtr 4: 0 | 0
[16 empty] | 0 |  |  | #N/A | [26 empty] | 0% | 0% |  | 0 | 0 | 0 | 0 | 0 | 0 | 0 | 0 | 0 | 0 | 0 | 2013 Qtr 1: 0; 2013 Qtr 2: 0; 2013 Qtr 3: 0; 2013 Qtr 4: 0; 2014 Qtr 1: 0; 2014 Qtr 2: 0; 2014 Qtr 3: 0; 2014 Qtr 4: 0; 2015 Qtr 1: 0; 2015 Qtr 2: 0; 2015 Qtr 3: 0; 2015 Qtr 4: 0 | 0
[16 empty] | 0 |  |  | #N/A | [26 empty] | 0% | 0% |  | 0 | 0 | 0 | 0 | 0 | 0 | 0 | 0 | 0 | 0 | 0 | 2013 Qtr 1: 0; 2013 Qtr 2: 0; 2013 Qtr 3: 0; 2013 Qtr 4: 0; 2014 Qtr 1: 0; 2014 Qtr 2: 0; 2014 Qtr 3: 0; 2014 Qtr 4: 0; 2015 Qtr 1: 0; 2015 Qtr 2: 0; 2015 Qtr 3: 0; 2015 Qtr 4: 0 | 0
[16 empty] | 0 |  |  | #N/A | [26 empty] | 0% | 0% |  | 0 | 0 | 0 | 0 | 0 | 0 | 0 | 0 | 0 | 0 | 0 | 2013 Qtr 1: 0; 2013 Qtr 2: 0; 2013 Qtr 3: 0; 2013 Qtr 4: 0; 2014 Qtr 1: 0; 2014 Qtr 2: 0; 2014 Qtr 3: 0; 2014 Qtr 4: 0; 2015 Qtr 1: 0; 2015 Qtr 2: 0; 2015 Qtr 3: 0; 2015 Qtr 4: 0 | 0
[16 empty] | 0 |  |  | #N/A | [26 empty] | 0% | 0% |  | 0 | 0 | 0 | 0 | 0 | 0 | 0 | 0 | 0 | 0 | 0 | 2013 Qtr 1: 0; 2013 Qtr 2: 0; 2013 Qtr 3: 0; 2013 Qtr 4: 0; 2014 Qtr 1: 0; 2014 Qtr 2: 0; 2014 Qtr 3: 0; 2014 Qtr 4: 0; 2015 Qtr 1: 0; 2015 Qtr 2: 0; 2015 Qtr 3: 0; 2015 Qtr 4: 0 | 0
[16 empty] | 0 |  |  | #N/A | [26 empty] | 0% | 0% |  | 0 | 0 | 0 | 0 | 0 | 0 | 0 | 0 | 0 | 0 | 0 | 2013 Qtr 1: 0; 2013 Qtr 2: 0; 2013 Qtr 3: 0; 2013 Qtr 4: 0; 2014 Qtr 1: 0; 2014 Qtr 2: 0; 2014 Qtr 3: 0; 2014 Qtr 4: 0; 2015 Qtr 1: 0; 2015 Qtr 2: 0; 2015 Qtr 3: 0; 2015 Qtr 4: 0 | 0
[16 empty] | 0 |  |  | #N/A | [26 empty] | 0% | 0% |  | 0 | 0 | 0 | 0 | 0 | 0 | 0 | 0 | 0 | 0 | 0 | 2013 Qtr 1: 0; 2013 Qtr 2: 0; 2013 Qtr 3: 0; 2013 Qtr 4: 0; 2014 Qtr 1: 0; 2014 Qtr 2: 0; 2014 Qtr 3: 0; 2014 Qtr 4: 0; 2015 Qtr 1: 0; 2015 Qtr 2: 0; 2015 Qtr 3: 0; 2015 Qtr 4: 0 | 0
[16 empty] | 0 |  |  | #N/A | [26 empty] | 0% | 0% |  | 0 | 0 | 0 | 0 | 0 | 0 | 0 | 0 | 0 | 0 | 0 | 2013 Qtr 1: 0; 2013 Qtr 2: 0; 2013 Qtr 3: 0; 2013 Qtr 4: 0; 2014 Qtr 1: 0; 2014 Qtr 2: 0; 2014 Qtr 3: 0; 2014 Qtr 4: 0; 2015 Qtr 1: 0; 2015 Qtr 2: 0; 2015 Qtr 3: 0; 2015 Qtr 4: 0 | 0
[16 empty] | 0 |  |  | #N/A | [26 empty] | 0% | 0% |  | 0 | 0 | 0 | 0 | 0 | 0 | 0 | 0 | 0 | 0 | 0 | 2013 Qtr 1: 0; 2013 Qtr 2: 0; 2013 Qtr 3: 0; 2013 Qtr 4: 0; 2014 Qtr 1: 0; 2014 Qtr 2: 0; 2014 Qtr 3: 0; 2014 Qtr 4: 0; 2015 Qtr 1: 0; 2015 Qtr 2: 0; 2015 Qtr 3: 0; 2015 Qtr 4: 0 | 0
[16 empty] | 0 |  |  | #N/A | [26 empty] | 0% | 0% |  | 0 | 0 | 0 | 0 | 0 | 0 | 0 | 0 | 0 | 0 | 0 | 2013 Qtr 1: 0; 2013 Qtr 2: 0; 2013 Qtr 3: 0; 2013 Qtr 4: 0; 2014 Qtr 1: 0; 2014 Qtr 2: 0; 2014 Qtr 3: 0; 2014 Qtr 4: 0; 2015 Qtr 1: 0; 2015 Qtr 2: 0; 2015 Qtr 3: 0; 2015 Qtr 4: 0 | 0
[16 empty] | 0 |  |  | #N/A | [26 empty] | 0% | 0% |  | 0 | 0 | 0 | 0 | 0 | 0 | 0 | 0 | 0 | 0 | 0 | 2013 Qtr 1: 0; 2013 Qtr 2: 0; 2013 Qtr 3: 0; 2013 Qtr 4: 0; 2014 Qtr 1: 0; 2014 Qtr 2: 0; 2014 Qtr 3: 0; 2014 Qtr 4: 0; 2015 Qtr 1: 0; 2015 Qtr 2: 0; 2015 Qtr 3: 0; 2015 Qtr 4: 0 | 0
[16 empty] | 0 |  |  | #N/A | [26 empty] | 0% | 0% |  | 0 | 0 | 0 | 0 | 0 | 0 | 0 | 0 | 0 | 0 | 0 | 2013 Qtr 1: 0; 2013 Qtr 2: 0; 2013 Qtr 3: 0; 2013 Qtr 4: 0; 2014 Qtr 1: 0; 2014 Qtr 2: 0; 2014 Qtr 3: 0; 2014 Qtr 4: 0; 2015 Qtr 1: 0; 2015 Qtr 2: 0; 2015 Qtr 3: 0; 2015 Qtr 4: 0 | 0
[16 empty] | 0 |  |  | #N/A | [26 empty] | 0% | 0% |  | 0 | 0 | 0 | 0 | 0 | 0 | 0 | 0 | 0 | 0 | 0 | 2013 Qtr 1: 0; 2013 Qtr 2: 0; 2013 Qtr 3: 0; 2013 Qtr 4: 0; 2014 Qtr 1: 0; 2014 Qtr 2: 0; 2014 Qtr 3: 0; 2014 Qtr 4: 0; 2015 Qtr 1: 0; 2015 Qtr 2: 0; 2015 Qtr 3: 0; 2015 Qtr 4: 0 | 0
[16 empty] | 0 |  |  | #N/A | [26 empty] | 0% | 0% |  | 0 | 0 | 0 | 0 | 0 | 0 | 0 | 0 | 0 | 0 | 0 | 2013 Qtr 1: 0; 2013 Qtr 2: 0; 2013 Qtr 3: 0; 2013 Qtr 4: 0; 2014 Qtr 1: 0; 2014 Qtr 2: 0; 2014 Qtr 3: 0; 2014 Qtr 4: 0; 2015 Qtr 1: 0; 2015 Qtr 2: 0; 2015 Qtr 3: 0; 2015 Qtr 4: 0 | 0
[16 empty] | 0 |  |  | #N/A | [26 empty] | 0% | 0% |  | 0 | 0 | 0 | 0 | 0 | 0 | 0 | 0 | 0 | 0 | 0 | 2013 Qtr 1: 0; 2013 Qtr 2: 0; 2013 Qtr 3: 0; 2013 Qtr 4: 0; 2014 Qtr 1: 0; 2014 Qtr 2: 0; 2014 Qtr 3: 0; 2014 Qtr 4: 0; 2015 Qtr 1: 0; 2015 Qtr 2: 0; 2015 Qtr 3: 0; 2015 Qtr 4: 0 | 0
[16 empty] | 0 |  |  | #N/A | [26 empty] | 0% | 0% |  | 0 | 0 | 0 | 0 | 0 | 0 | 0 | 0 | 0 | 0 | 0 | 2013 Qtr 1: 0; 2013 Qtr 2: 0; 2013 Qtr 3: 0; 2013 Qtr 4: 0; 2014 Qtr 1: 0; 2014 Qtr 2: 0; 2014 Qtr 3: 0; 2014 Qtr 4: 0; 2015 Qtr 1: 0; 2015 Qtr 2: 0; 2015 Qtr 3: 0; 2015 Qtr 4: 0 | 0
[16 empty] | 0 |  |  | #N/A | [26 empty] | 0% | 0% |  | 0 | 0 | 0 | 0 | 0 | 0 | 0 | 0 | 0 | 0 | 0 | 2013 Qtr 1: 0; 2013 Qtr 2: 0; 2013 Qtr 3: 0; 2013 Qtr 4: 0; 2014 Qtr 1: 0; 2014 Qtr 2: 0; 2014 Qtr 3: 0; 2014 Qtr 4: 0; 2015 Qtr 1: 0; 2015 Qtr 2: 0; 2015 Qtr 3: 0; 2015 Qtr 4: 0 | 0
[16 empty] | 0 |  |  | #N/A | [26 empty] | 0% | 0% |  | 0 | 0 | 0 | 0 | 0 | 0 | 0 | 0 | 0 | 0 | 0 | 2013 Qtr 1: 0; 2013 Qtr 2: 0; 2013 Qtr 3: 0; 2013 Qtr 4: 0; 2014 Qtr 1: 0; 2014 Qtr 2: 0; 2014 Qtr 3: 0; 2014 Qtr 4: 0; 2015 Qtr 1: 0; 2015 Qtr 2: 0; 2015 Qtr 3: 0; 2015 Qtr 4: 0 | 0
[16 empty] | 0 |  |  | #N/A | [26 empty] | 0% | 0% |  | 0 | 0 | 0 | 0 | 0 | 0 | 0 | 0 | 0 | 0 | 0 | 2013 Qtr 1: 0; 2013 Qtr 2: 0; 2013 Qtr 3: 0; 2013 Qtr 4: 0; 2014 Qtr 1: 0; 2014 Qtr 2: 0; 2014 Qtr 3: 0; 2014 Qtr 4: 0; 2015 Qtr 1: 0; 2015 Qtr 2: 0; 2015 Qtr 3: 0; 2015 Qtr 4: 0 | 0
[16 empty] | 0 |  |  | #N/A | [26 empty] | 0% | 0% |  | 0 | 0 | 0 | 0 | 0 | 0 | 0 | 0 | 0 | 0 | 0 | 2013 Qtr 1: 0; 2013 Qtr 2: 0; 2013 Qtr 3: 0; 2013 Qtr 4: 0; 2014 Qtr 1: 0; 2014 Qtr 2: 0; 2014 Qtr 3: 0; 2014 Qtr 4: 0; 2015 Qtr 1: 0; 2015 Qtr 2: 0; 2015 Qtr 3: 0; 2015 Qtr 4: 0 | 0
[16 empty] | 0 |  |  | #N/A | [26 empty] | 0% | 0% |  | 0 | 0 | 0 | 0 | 0 | 0 | 0 | 0 | 0 | 0 | 0 | 2013 Qtr 1: 0; 2013 Qtr 2: 0; 2013 Qtr 3: 0; 2013 Qtr 4: 0; 2014 Qtr 1: 0; 2014 Qtr 2: 0; 2014 Qtr 3: 0; 2014 Qtr 4: 0; 2015 Qtr 1: 0; 2015 Qtr 2: 0; 2015 Qtr 3: 0; 2015 Qtr 4: 0 | 0
[16 empty] | 0 |  |  | #N/A | [26 empty] | 0% | 0% |  | 0 | 0 | 0 | 0 | 0 | 0 | 0 | 0 | 0 | 0 | 0 | 2013 Qtr 1: 0; 2013 Qtr 2: 0; 2013 Qtr 3: 0; 2013 Qtr 4: 0; 2014 Qtr 1: 0; 2014 Qtr 2: 0; 2014 Qtr 3: 0; 2014 Qtr 4: 0; 2015 Qtr 1: 0; 2015 Qtr 2: 0; 2015 Qtr 3: 0; 2015 Qtr 4: 0 | 0
[16 empty] | 0 |  |  | #N/A | [26 empty] | 0% | 0% |  | 0 | 0 | 0 | 0 | 0 | 0 | 0 | 0 | 0 | 0 | 0 | 2013 Qtr 1: 0; 2013 Qtr 2: 0; 2013 Qtr 3: 0; 2013 Qtr 4: 0; 2014 Qtr 1: 0; 2014 Qtr 2: 0; 2014 Qtr 3: 0; 2014 Qtr 4: 0; 2015 Qtr 1: 0; 2015 Qtr 2: 0; 2015 Qtr 3: 0; 2015 Qtr 4: 0 | 0
[16 empty] | 0 |  |  | #N/A | [26 empty] | 0% | 0% |  | 0 | 0 | 0 | 0 | 0 | 0 | 0 | 0 | 0 | 0 | 0 | 2013 Qtr 1: 0; 2013 Qtr 2: 0; 2013 Qtr 3: 0; 2013 Qtr 4: 0; 2014 Qtr 1: 0; 2014 Qtr 2: 0; 2014 Qtr 3: 0; 2014 Qtr 4: 0; 2015 Qtr 1: 0; 2015 Qtr 2: 0; 2015 Qtr 3: 0; 2015 Qtr 4: 0 | 0
[16 empty] | 0 |  |  | #N/A | [26 empty] | 0% | 0% |  | 0 | 0 | 0 | 0 | 0 | 0 | 0 | 0 | 0 | 0 | 0 | 2013 Qtr 1: 0; 2013 Qtr 2: 0; 2013 Qtr 3: 0; 2013 Qtr 4: 0; 2014 Qtr 1: 0; 2014 Qtr 2: 0; 2014 Qtr 3: 0; 2014 Qtr 4: 0; 2015 Qtr 1: 0; 2015 Qtr 2: 0; 2015 Qtr 3: 0; 2015 Qtr 4: 0 | 0
[16 empty] | 0 |  |  | #N/A | [26 empty] | 0% | 0% |  | 0 | 0 | 0 | 0 | 0 | 0 | 0 | 0 | 0 | 0 | 0 | 2013 Qtr 1: 0; 2013 Qtr 2: 0; 2013 Qtr 3: 0; 2013 Qtr 4: 0; 2014 Qtr 1: 0; 2014 Qtr 2: 0; 2014 Qtr 3: 0; 2014 Qtr 4: 0; 2015 Qtr 1: 0; 2015 Qtr 2: 0; 2015 Qtr 3: 0; 2015 Qtr 4: 0 | 0
[16 empty] | 0 |  |  | #N/A | [26 empty] | 0% | 0% |  | 0 | 0 | 0 | 0 | 0 | 0 | 0 | 0 | 0 | 0 | 0 | 2013 Qtr 1: 0; 2013 Qtr 2: 0; 2013 Qtr 3: 0; 2013 Qtr 4: 0; 2014 Qtr 1: 0; 2014 Qtr 2: 0; 2014 Qtr 3: 0; 2014 Qtr 4: 0; 2015 Qtr 1: 0; 2015 Qtr 2: 0; 2015 Qtr 3: 0; 2015 Qtr 4: 0 | 0
[16 empty] | 0 |  |  | #N/A | [26 empty] | 0% | 0% |  | 0 | 0 | 0 | 0 | 0 | 0 | 0 | 0 | 0 | 0 | 0 | 2013 Qtr 1: 0; 2013 Qtr 2: 0; 2013 Qtr 3: 0; 2013 Qtr 4: 0; 2014 Qtr 1: 0; 2014 Qtr 2: 0; 2014 Qtr 3: 0; 2014 Qtr 4: 0; 2015 Qtr 1: 0; 2015 Qtr 2: 0; 2015 Qtr 3: 0; 2015 Qtr 4: 0 | 0
[16 empty] | 0 |  |  | #N/A | [26 empty] | 0% | 0% |  | 0 | 0 | 0 | 0 | 0 | 0 | 0 | 0 | 0 | 0 | 0 | 2013 Qtr 1: 0; 2013 Qtr 2: 0; 2013 Qtr 3: 0; 2013 Qtr 4: 0; 2014 Qtr 1: 0; 2014 Qtr 2: 0; 2014 Qtr 3: 0; 2014 Qtr 4: 0; 2015 Qtr 1: 0; 2015 Qtr 2: 0; 2015 Qtr 3: 0; 2015 Qtr 4: 0 | 0
[16 empty] | 0 |  |  | #N/A | [26 empty] | 0% | 0% |  | 0 | 0 | 0 | 0 | 0 | 0 | 0 | 0 | 0 | 0 | 0 | 2013 Qtr 1: 0; 2013 Qtr 2: 0; 2013 Qtr 3: 0; 2013 Qtr 4: 0; 2014 Qtr 1: 0; 2014 Qtr 2: 0; 2014 Qtr 3: 0; 2014 Qtr 4: 0; 2015 Qtr 1: 0; 2015 Qtr 2: 0; 2015 Qtr 3: 0; 2015 Qtr 4: 0 | 0
[16 empty] | 0 |  |  | #N/A | [26 empty] | 0% | 0% |  | 0 | 0 | 0 | 0 | 0 | 0 | 0 | 0 | 0 | 0 | 0 | 2013 Qtr 1: 0; 2013 Qtr 2: 0; 2013 Qtr 3: 0; 2013 Qtr 4: 0; 2014 Qtr 1: 0; 2014 Qtr 2: 0; 2014 Qtr 3: 0; 2014 Qtr 4: 0; 2015 Qtr 1: 0; 2015 Qtr 2: 0; 2015 Qtr 3: 0; 2015 Qtr 4: 0 | 0
[16 empty] | 0 |  |  | #N/A | [26 empty] | 0% | 0% |  | 0 | 0 | 0 | 0 | 0 | 0 | 0 | 0 | 0 | 0 | 0 | 2013 Qtr 1: 0; 2013 Qtr 2: 0; 2013 Qtr 3: 0; 2013 Qtr 4: 0; 2014 Qtr 1: 0; 2014 Qtr 2: 0; 2014 Qtr 3: 0; 2014 Qtr 4: 0; 2015 Qtr 1: 0; 2015 Qtr 2: 0; 2015 Qtr 3: 0; 2015 Qtr 4: 0 | 0
[16 empty] | 0 |  |  | #N/A | [26 empty] | 0% | 0% |  | 0 | 0 | 0 | 0 | 0 | 0 | 0 | 0 | 0 | 0 | 0 | 2013 Qtr 1: 0; 2013 Qtr 2: 0; 2013 Qtr 3: 0; 2013 Qtr 4: 0; 2014 Qtr 1: 0; 2014 Qtr 2: 0; 2014 Qtr 3: 0; 2014 Qtr 4: 0; 2015 Qtr 1: 0; 2015 Qtr 2: 0; 2015 Qtr 3: 0; 2015 Qtr 4: 0 | 0
[16 empty] | 0 |  |  | #N/A | [26 empty] | 0% | 0% |  | 0 | 0 | 0 | 0 | 0 | 0 | 0 | 0 | 0 | 0 | 0 | 2013 Qtr 1: 0; 2013 Qtr 2: 0; 2013 Qtr 3: 0; 2013 Qtr 4: 0; 2014 Qtr 1: 0; 2014 Qtr 2: 0; 2014 Qtr 3: 0; 2014 Qtr 4: 0; 2015 Qtr 1: 0; 2015 Qtr 2: 0; 2015 Qtr 3: 0; 2015 Qtr 4: 0 | 0
[16 empty] | 0 |  |  | #N/A | [26 empty] | 0% | 0% |  | 0 | 0 | 0 | 0 | 0 | 0 | 0 | 0 | 0 | 0 | 0 | 2013 Qtr 1: 0; 2013 Qtr 2: 0; 2013 Qtr 3: 0; 2013 Qtr 4: 0; 2014 Qtr 1: 0; 2014 Qtr 2: 0; 2014 Qtr 3: 0; 2014 Qtr 4: 0; 2015 Qtr 1: 0; 2015 Qtr 2: 0; 2015 Qtr 3: 0; 2015 Qtr 4: 0 | 0
[16 empty] | 0 |  |  | #N/A | [26 empty] | 0% | 0% |  | 0 | 0 | 0 | 0 | 0 | 0 | 0 | 0 | 0 | 0 | 0 | 2013 Qtr 1: 0; 2013 Qtr 2: 0; 2013 Qtr 3: 0; 2013 Qtr 4: 0; 2014 Qtr 1: 0; 2014 Qtr 2: 0; 2014 Qtr 3: 0; 2014 Qtr 4: 0; 2015 Qtr 1: 0; 2015 Qtr 2: 0; 2015 Qtr 3: 0; 2015 Qtr 4: 0 | 0
[16 empty] | 0 |  |  | #N/A | [26 empty] | 0% | 0% |  | 0 | 0 | 0 | 0 | 0 | 0 | 0 | 0 | 0 | 0 | 0 | 2013 Qtr 1: 0; 2013 Qtr 2: 0; 2013 Qtr 3: 0; 2013 Qtr 4: 0; 2014 Qtr 1: 0; 2014 Qtr 2: 0; 2014 Qtr 3: 0; 2014 Qtr 4: 0; 2015 Qtr 1: 0; 2015 Qtr 2: 0; 2015 Qtr 3: 0; 2015 Qtr 4: 0 | 0
[16 empty] | 0 |  |  | #N/A | [26 empty] | 0% | 0% |  | 0 | 0 | 0 | 0 | 0 | 0 | 0 | 0 | 0 | 0 | 0 | 2013 Qtr 1: 0; 2013 Qtr 2: 0; 2013 Qtr 3: 0; 2013 Qtr 4: 0; 2014 Qtr 1: 0; 2014 Qtr 2: 0; 2014 Qtr 3: 0; 2014 Qtr 4: 0; 2015 Qtr 1: 0; 2015 Qtr 2: 0; 2015 Qtr 3: 0; 2015 Qtr 4: 0 | 0
[16 empty] | 0 |  |  | #N/A | [26 empty] | 0% | 0% |  | 0 | 0 | 0 | 0 | 0 | 0 | 0 | 0 | 0 | 0 | 0 | 2013 Qtr 1: 0; 2013 Qtr 2: 0; 2013 Qtr 3: 0; 2013 Qtr 4: 0; 2014 Qtr 1: 0; 2014 Qtr 2: 0; 2014 Qtr 3: 0; 2014 Qtr 4: 0; 2015 Qtr 1: 0; 2015 Qtr 2: 0; 2015 Qtr 3: 0; 2015 Qtr 4: 0 | 0
[16 empty] | 0 |  |  | #N/A | [26 empty] | 0% | 0% |  | 0 | 0 | 0 | 0 | 0 | 0 | 0 | 0 | 0 | 0 | 0 | 2013 Qtr 1: 0; 2013 Qtr 2: 0; 2013 Qtr 3: 0; 2013 Qtr 4: 0; 2014 Qtr 1: 0; 2014 Qtr 2: 0; 2014 Qtr 3: 0; 2014 Qtr 4: 0; 2015 Qtr 1: 0; 2015 Qtr 2: 0; 2015 Qtr 3: 0; 2015 Qtr 4: 0 | 0
[16 empty] | 0 |  |  | #N/A | [26 empty] | 0% | 0% |  | 0 | 0 | 0 | 0 | 0 | 0 | 0 | 0 | 0 | 0 | 0 | 2013 Qtr 1: 0; 2013 Qtr 2: 0; 2013 Qtr 3: 0; 2013 Qtr 4: 0; 2014 Qtr 1: 0; 2014 Qtr 2: 0; 2014 Qtr 3: 0; 2014 Qtr 4: 0; 2015 Qtr 1: 0; 2015 Qtr 2: 0; 2015 Qtr 3: 0; 2015 Qtr 4: 0 | 0
[16 empty] | 0 |  |  | #N/A | [26 empty] | 0% | 0% |  | 0 | 0 | 0 | 0 | 0 | 0 | 0 | 0 | 0 | 0 | 0 | 2013 Qtr 1: 0; 2013 Qtr 2: 0; 2013 Qtr 3: 0; 2013 Qtr 4: 0; 2014 Qtr 1: 0; 2014 Qtr 2: 0; 2014 Qtr 3: 0; 2014 Qtr 4: 0; 2015 Qtr 1: 0; 2015 Qtr 2: 0; 2015 Qtr 3: 0; 2015 Qtr 4: 0 | 0
[16 empty] | 0 |  |  | #N/A | [26 empty] | 0% | 0% |  | 0 | 0 | 0 | 0 | 0 | 0 | 0 | 0 | 0 | 0 | 0 | 2013 Qtr 1: 0; 2013 Qtr 2: 0; 2013 Qtr 3: 0; 2013 Qtr 4: 0; 2014 Qtr 1: 0; 2014 Qtr 2: 0; 2014 Qtr 3: 0; 2014 Qtr 4: 0; 2015 Qtr 1: 0; 2015 Qtr 2: 0; 2015 Qtr 3: 0; 2015 Qtr 4: 0 | 0
[16 empty] | 0 |  |  | #N/A | [26 empty] | 0% | 0% |  | 0 | 0 | 0 | 0 | 0 | 0 | 0 | 0 | 0 | 0 | 0 | 2013 Qtr 1: 0; 2013 Qtr 2: 0; 2013 Qtr 3: 0; 2013 Qtr 4: 0; 2014 Qtr 1: 0; 2014 Qtr 2: 0; 2014 Qtr 3: 0; 2014 Qtr 4: 0; 2015 Qtr 1: 0; 2015 Qtr 2: 0; 2015 Qtr 3: 0; 2015 Qtr 4: 0 | 0
[16 empty] | 0 |  |  | #N/A | [26 empty] | 0% | 0% |  | 0 | 0 | 0 | 0 | 0 | 0 | 0 | 0 | 0 | 0 | 0 | 2013 Qtr 1: 0; 2013 Qtr 2: 0; 2013 Qtr 3: 0; 2013 Qtr 4: 0; 2014 Qtr 1: 0; 2014 Qtr 2: 0; 2014 Qtr 3: 0; 2014 Qtr 4: 0; 2015 Qtr 1: 0; 2015 Qtr 2: 0; 2015 Qtr 3: 0; 2015 Qtr 4: 0 | 0
[16 empty] | 0 |  |  | #N/A | [26 empty] | 0% | 0% |  | 0 | 0 | 0 | 0 | 0 | 0 | 0 | 0 | 0 | 0 | 0 | 2013 Qtr 1: 0; 2013 Qtr 2: 0; 2013 Qtr 3: 0; 2013 Qtr 4: 0; 2014 Qtr 1: 0; 2014 Qtr 2: 0; 2014 Qtr 3: 0; 2014 Qtr 4: 0; 2015 Qtr 1: 0; 2015 Qtr 2: 0; 2015 Qtr 3: 0; 2015 Qtr 4: 0 | 0
[16 empty] | 0 |  |  | #N/A | [26 empty] | 0% | 0% |  | 0 | 0 | 0 | 0 | 0 | 0 | 0 | 0 | 0 | 0 | 0 | 2013 Qtr 1: 0; 2013 Qtr 2: 0; 2013 Qtr 3: 0; 2013 Qtr 4: 0; 2014 Qtr 1: 0; 2014 Qtr 2: 0; 2014 Qtr 3: 0; 2014 Qtr 4: 0; 2015 Qtr 1: 0; 2015 Qtr 2: 0; 2015 Qtr 3: 0; 2015 Qtr 4: 0 | 0
[16 empty] | 0 |  |  | #N/A | [26 empty] | 0% | 0% |  | 0 | 0 | 0 | 0 | 0 | 0 | 0 | 0 | 0 | 0 | 0 | 2013 Qtr 1: 0; 2013 Qtr 2: 0; 2013 Qtr 3: 0; 2013 Qtr 4: 0; 2014 Qtr 1: 0; 2014 Qtr 2: 0; 2014 Qtr 3: 0; 2014 Qtr 4: 0; 2015 Qtr 1: 0; 2015 Qtr 2: 0; 2015 Qtr 3: 0; 2015 Qtr 4: 0 | 0
[16 empty] | 0 |  |  | #N/A | [26 empty] | 0% | 0% |  | 0 | 0 | 0 | 0 | 0 | 0 | 0 | 0 | 0 | 0 | 0 | 2013 Qtr 1: 0; 2013 Qtr 2: 0; 2013 Qtr 3: 0; 2013 Qtr 4: 0; 2014 Qtr 1: 0; 2014 Qtr 2: 0; 2014 Qtr 3: 0; 2014 Qtr 4: 0; 2015 Qtr 1: 0; 2015 Qtr 2: 0; 2015 Qtr 3: 0; 2015 Qtr 4: 0 | 0
[16 empty] | 0 |  |  | #N/A | [26 empty] | 0% | 0% |  | 0 | 0 | 0 | 0 | 0 | 0 | 0 | 0 | 0 | 0 | 0 | 2013 Qtr 1: 0; 2013 Qtr 2: 0; 2013 Qtr 3: 0; 2013 Qtr 4: 0; 2014 Qtr 1: 0; 2014 Qtr 2: 0; 2014 Qtr 3: 0; 2014 Qtr 4: 0; 2015 Qtr 1: 0; 2015 Qtr 2: 0; 2015 Qtr 3: 0; 2015 Qtr 4: 0 | 0
[16 empty] | 0 |  |  | #N/A | [26 empty] | 0% | 0% |  | 0 | 0 | 0 | 0 | 0 | 0 | 0 | 0 | 0 | 0 | 0 | 2013 Qtr 1: 0; 2013 Qtr 2: 0; 2013 Qtr 3: 0; 2013 Qtr 4: 0; 2014 Qtr 1: 0; 2014 Qtr 2: 0; 2014 Qtr 3: 0; 2014 Qtr 4: 0; 2015 Qtr 1: 0; 2015 Qtr 2: 0; 2015 Qtr 3: 0; 2015 Qtr 4: 0 | 0
[16 empty] | 0 |  |  | #N/A | [26 empty] | 0% | 0% |  | 0 | 0 | 0 | 0 | 0 | 0 | 0 | 0 | 0 | 0 | 0 | 2013 Qtr 1: 0; 2013 Qtr 2: 0; 2013 Qtr 3: 0; 2013 Qtr 4: 0; 2014 Qtr 1: 0; 2014 Qtr 2: 0; 2014 Qtr 3: 0; 2014 Qtr 4: 0; 2015 Qtr 1: 0; 2015 Qtr 2: 0; 2015 Qtr 3: 0; 2015 Qtr 4: 0 | 0
[16 empty] | 0 |  |  | #N/A | [26 empty] | 0% | 0% |  | 0 | 0 | 0 | 0 | 0 | 0 | 0 | 0 | 0 | 0 | 0 | 2013 Qtr 1: 0; 2013 Qtr 2: 0; 2013 Qtr 3: 0; 2013 Qtr 4: 0; 2014 Qtr 1: 0; 2014 Qtr 2: 0; 2014 Qtr 3: 0; 2014 Qtr 4: 0; 2015 Qtr 1: 0; 2015 Qtr 2: 0; 2015 Qtr 3: 0; 2015 Qtr 4: 0 | 0
[16 empty] | 0 |  |  | #N/A | [26 empty] | 0% | 0% |  | 0 | 0 | 0 | 0 | 0 | 0 | 0 | 0 | 0 | 0 | 0 | 2013 Qtr 1: 0; 2013 Qtr 2: 0; 2013 Qtr 3: 0; 2013 Qtr 4: 0; 2014 Qtr 1: 0; 2014 Qtr 2: 0; 2014 Qtr 3: 0; 2014 Qtr 4: 0; 2015 Qtr 1: 0; 2015 Qtr 2: 0; 2015 Qtr 3: 0; 2015 Qtr 4: 0 | 0
[16 empty] | 0 |  |  | #N/A | [26 empty] | 0% | 0% |  | 0 | 0 | 0 | 0 | 0 | 0 | 0 | 0 | 0 | 0 | 0 | 2013 Qtr 1: 0; 2013 Qtr 2: 0; 2013 Qtr 3: 0; 2013 Qtr 4: 0; 2014 Qtr 1: 0; 2014 Qtr 2: 0; 2014 Qtr 3: 0; 2014 Qtr 4: 0; 2015 Qtr 1: 0; 2015 Qtr 2: 0; 2015 Qtr 3: 0; 2015 Qtr 4: 0 | 0
[16 empty] | 0 |  |  | #N/A | [26 empty] | 0% | 0% |  | 0 | 0 | 0 | 0 | 0 | 0 | 0 | 0 | 0 | 0 | 0 | 2013 Qtr 1: 0; 2013 Qtr 2: 0; 2013 Qtr 3: 0; 2013 Qtr 4: 0; 2014 Qtr 1: 0; 2014 Qtr 2: 0; 2014 Qtr 3: 0; 2014 Qtr 4: 0; 2015 Qtr 1: 0; 2015 Qtr 2: 0; 2015 Qtr 3: 0; 2015 Qtr 4: 0 | 0
[16 empty] | 0 |  |  | #N/A | [26 empty] | 0% | 0% |  | 0 | 0 | 0 | 0 | 0 | 0 | 0 | 0 | 0 | 0 | 0 | 2013 Qtr 1: 0; 2013 Qtr 2: 0; 2013 Qtr 3: 0; 2013 Qtr 4: 0; 2014 Qtr 1: 0; 2014 Qtr 2: 0; 2014 Qtr 3: 0; 2014 Qtr 4: 0; 2015 Qtr 1: 0; 2015 Qtr 2: 0; 2015 Qtr 3: 0; 2015 Qtr 4: 0 | 0
[16 empty] | 0 |  |  | #N/A | [26 empty] | 0% | 0% |  | 0 | 0 | 0 | 0 | 0 | 0 | 0 | 0 | 0 | 0 | 0 | 2013 Qtr 1: 0; 2013 Qtr 2: 0; 2013 Qtr 3: 0; 2013 Qtr 4: 0; 2014 Qtr 1: 0; 2014 Qtr 2: 0; 2014 Qtr 3: 0; 2014 Qtr 4: 0; 2015 Qtr 1: 0; 2015 Qtr 2: 0; 2015 Qtr 3: 0; 2015 Qtr 4: 0 | 0
[16 empty] | 0 |  |  | #N/A | [26 empty] | 0% | 0% |  | 0 | 0 | 0 | 0 | 0 | 0 | 0 | 0 | 0 | 0 | 0 | 2013 Qtr 1: 0; 2013 Qtr 2: 0; 2013 Qtr 3: 0; 2013 Qtr 4: 0; 2014 Qtr 1: 0; 2014 Qtr 2: 0; 2014 Qtr 3: 0; 2014 Qtr 4: 0; 2015 Qtr 1: 0; 2015 Qtr 2: 0; 2015 Qtr 3: 0; 2015 Qtr 4: 0 | 0
[16 empty] | 0 |  |  | #N/A | [26 empty] | 0% | 0% |  | 0 | 0 | 0 | 0 | 0 | 0 | 0 | 0 | 0 | 0 | 0 | 2013 Qtr 1: 0; 2013 Qtr 2: 0; 2013 Qtr 3: 0; 2013 Qtr 4: 0; 2014 Qtr 1: 0; 2014 Qtr 2: 0; 2014 Qtr 3: 0; 2014 Qtr 4: 0; 2015 Qtr 1: 0; 2015 Qtr 2: 0; 2015 Qtr 3: 0; 2015 Qtr 4: 0 | 0
[16 empty] | 0 |  |  | #N/A | [26 empty] | 0% | 0% |  | 0 | 0 | 0 | 0 | 0 | 0 | 0 | 0 | 0 | 0 | 0 | 2013 Qtr 1: 0; 2013 Qtr 2: 0; 2013 Qtr 3: 0; 2013 Qtr 4: 0; 2014 Qtr 1: 0; 2014 Qtr 2: 0; 2014 Qtr 3: 0; 2014 Qtr 4: 0; 2015 Qtr 1: 0; 2015 Qtr 2: 0; 2015 Qtr 3: 0; 2015 Qtr 4: 0 | 0
[16 empty] | 0 |  |  | #N/A | [26 empty] | 0% | 0% |  | 0 | 0 | 0 | 0 | 0 | 0 | 0 | 0 | 0 | 0 | 0 | 2013 Qtr 1: 0; 2013 Qtr 2: 0; 2013 Qtr 3: 0; 2013 Qtr 4: 0; 2014 Qtr 1: 0; 2014 Qtr 2: 0; 2014 Qtr 3: 0; 2014 Qtr 4: 0; 2015 Qtr 1: 0; 2015 Qtr 2: 0; 2015 Qtr 3: 0; 2015 Qtr 4: 0 | 0
[16 empty] | 0 |  |  | #N/A | [26 empty] | 0% | 0% |  | 0 | 0 | 0 | 0 | 0 | 0 | 0 | 0 | 0 | 0 | 0 | 2013 Qtr 1: 0; 2013 Qtr 2: 0; 2013 Qtr 3: 0; 2013 Qtr 4: 0; 2014 Qtr 1: 0; 2014 Qtr 2: 0; 2014 Qtr 3: 0; 2014 Qtr 4: 0; 2015 Qtr 1: 0; 2015 Qtr 2: 0; 2015 Qtr 3: 0; 2015 Qtr 4: 0 | 0
[16 empty] | 0 |  |  | #N/A | [26 empty] | 0% | 0% |  | 0 | 0 | 0 | 0 | 0 | 0 | 0 | 0 | 0 | 0 | 0 | 2013 Qtr 1: 0; 2013 Qtr 2: 0; 2013 Qtr 3: 0; 2013 Qtr 4: 0; 2014 Qtr 1: 0; 2014 Qtr 2: 0; 2014 Qtr 3: 0; 2014 Qtr 4: 0; 2015 Qtr 1: 0; 2015 Qtr 2: 0; 2015 Qtr 3: 0; 2015 Qtr 4: 0 | 0
[16 empty] | 0 |  |  | #N/A | [26 empty] | 0% | 0% |  | 0 | 0 | 0 | 0 | 0 | 0 | 0 | 0 | 0 | 0 | 0 | 2013 Qtr 1: 0; 2013 Qtr 2: 0; 2013 Qtr 3: 0; 2013 Qtr 4: 0; 2014 Qtr 1: 0; 2014 Qtr 2: 0; 2014 Qtr 3: 0; 2014 Qtr 4: 0; 2015 Qtr 1: 0; 2015 Qtr 2: 0; 2015 Qtr 3: 0; 2015 Qtr 4: 0 | 0
[16 empty] | 0 |  |  | #N/A | [26 empty] | 0% | 0% |  | 0 | 0 | 0 | 0 | 0 | 0 | 0 | 0 | 0 | 0 | 0 | 2013 Qtr 1: 0; 2013 Qtr 2: 0; 2013 Qtr 3: 0; 2013 Qtr 4: 0; 2014 Qtr 1: 0; 2014 Qtr 2: 0; 2014 Qtr 3: 0; 2014 Qtr 4: 0; 2015 Qtr 1: 0; 2015 Qtr 2: 0; 2015 Qtr 3: 0; 2015 Qtr 4: 0 | 0
[16 empty] | 0 |  |  | #N/A | [26 empty] | 0% | 0% |  | 0 | 0 | 0 | 0 | 0 | 0 | 0 | 0 | 0 | 0 | 0 | 2013 Qtr 1: 0; 2013 Qtr 2: 0; 2013 Qtr 3: 0; 2013 Qtr 4: 0; 2014 Qtr 1: 0; 2014 Qtr 2: 0; 2014 Qtr 3: 0; 2014 Qtr 4: 0; 2015 Qtr 1: 0; 2015 Qtr 2: 0; 2015 Qtr 3: 0; 2015 Qtr 4: 0 | 0
[16 empty] | 0 |  |  | #N/A | [26 empty] | 0% | 0% |  | 0 | 0 | 0 | 0 | 0 | 0 | 0 | 0 | 0 | 0 | 0 | 2013 Qtr 1: 0; 2013 Qtr 2: 0; 2013 Qtr 3: 0; 2013 Qtr 4: 0; 2014 Qtr 1: 0; 2014 Qtr 2: 0; 2014 Qtr 3: 0; 2014 Qtr 4: 0; 2015 Qtr 1: 0; 2015 Qtr 2: 0; 2015 Qtr 3: 0; 2015 Qtr 4: 0 | 0
[16 empty] | 0 |  |  | #N/A | [26 empty] | 0% | 0% |  | 0 | 0 | 0 | 0 | 0 | 0 | 0 | 0 | 0 | 0 | 0 | 2013 Qtr 1: 0; 2013 Qtr 2: 0; 2013 Qtr 3: 0; 2013 Qtr 4: 0; 2014 Qtr 1: 0; 2014 Qtr 2: 0; 2014 Qtr 3: 0; 2014 Qtr 4: 0; 2015 Qtr 1: 0; 2015 Qtr 2: 0; 2015 Qtr 3: 0; 2015 Qtr 4: 0 | 0
[16 empty] | 0 |  |  | #N/A | [26 empty] | 0% | 0% |  | 0 | 0 | 0 | 0 | 0 | 0 | 0 | 0 | 0 | 0 | 0 | 2013 Qtr 1: 0; 2013 Qtr 2: 0; 2013 Qtr 3: 0; 2013 Qtr 4: 0; 2014 Qtr 1: 0; 2014 Qtr 2: 0; 2014 Qtr 3: 0; 2014 Qtr 4: 0; 2015 Qtr 1: 0; 2015 Qtr 2: 0; 2015 Qtr 3: 0; 2015 Qtr 4: 0 | 0
[16 empty] | 0 |  |  | #N/A | [26 empty] | 0% | 0% |  | 0 | 0 | 0 | 0 | 0 | 0 | 0 | 0 | 0 | 0 | 0 | 2013 Qtr 1: 0; 2013 Qtr 2: 0; 2013 Qtr 3: 0; 2013 Qtr 4: 0; 2014 Qtr 1: 0; 2014 Qtr 2: 0; 2014 Qtr 3: 0; 2014 Qtr 4: 0; 2015 Qtr 1: 0; 2015 Qtr 2: 0; 2015 Qtr 3: 0; 2015 Qtr 4: 0 | 0
[16 empty] | 0 |  |  | #N/A | [26 empty] | 0% | 0% |  | 0 | 0 | 0 | 0 | 0 | 0 | 0 | 0 | 0 | 0 | 0 | 2013 Qtr 1: 0; 2013 Qtr 2: 0; 2013 Qtr 3: 0; 2013 Qtr 4: 0; 2014 Qtr 1: 0; 2014 Qtr 2: 0; 2014 Qtr 3: 0; 2014 Qtr 4: 0; 2015 Qtr 1: 0; 2015 Qtr 2: 0; 2015 Qtr 3: 0; 2015 Qtr 4: 0 | 0
[16 empty] | 0 |  |  | #N/A | [26 empty] | 0% | 0% |  | 0 | 0 | 0 | 0 | 0 | 0 | 0 | 0 | 0 | 0 | 0 | 2013 Qtr 1: 0; 2013 Qtr 2: 0; 2013 Qtr 3: 0; 2013 Qtr 4: 0; 2014 Qtr 1: 0; 2014 Qtr 2: 0; 2014 Qtr 3: 0; 2014 Qtr 4: 0; 2015 Qtr 1: 0; 2015 Qtr 2: 0; 2015 Qtr 3: 0; 2015 Qtr 4: 0 | 0
[16 empty] | 0 |  |  | #N/A | [26 empty] | 0% | 0% |  | 0 | 0 | 0 | 0 | 0 | 0 | 0 | 0 | 0 | 0 | 0 | 2013 Qtr 1: 0; 2013 Qtr 2: 0; 2013 Qtr 3: 0; 2013 Qtr 4: 0; 2014 Qtr 1: 0; 2014 Qtr 2: 0; 2014 Qtr 3: 0; 2014 Qtr 4: 0; 2015 Qtr 1: 0; 2015 Qtr 2: 0; 2015 Qtr 3: 0; 2015 Qtr 4: 0 | 0
[16 empty] | 0 |  |  | #N/A | [26 empty] | 0% | 0% |  | 0 | 0 | 0 | 0 | 0 | 0 | 0 | 0 | 0 | 0 | 0 | 2013 Qtr 1: 0; 2013 Qtr 2: 0; 2013 Qtr 3: 0; 2013 Qtr 4: 0; 2014 Qtr 1: 0; 2014 Qtr 2: 0; 2014 Qtr 3: 0; 2014 Qtr 4: 0; 2015 Qtr 1: 0; 2015 Qtr 2: 0; 2015 Qtr 3: 0; 2015 Qtr 4: 0 | 0
[16 empty] | 0 |  |  | #N/A | [26 empty] | 0% | 0% |  | 0 | 0 | 0 | 0 | 0 | 0 | 0 | 0 | 0 | 0 | 0 | 2013 Qtr 1: 0; 2013 Qtr 2: 0; 2013 Qtr 3: 0; 2013 Qtr 4: 0; 2014 Qtr 1: 0; 2014 Qtr 2: 0; 2014 Qtr 3: 0; 2014 Qtr 4: 0; 2015 Qtr 1: 0; 2015 Qtr 2: 0; 2015 Qtr 3: 0; 2015 Qtr 4: 0 | 0
[16 empty] | 0 |  |  | #N/A | [26 empty] | 0% | 0% |  | 0 | 0 | 0 | 0 | 0 | 0 | 0 | 0 | 0 | 0 | 0 | 2013 Qtr 1: 0; 2013 Qtr 2: 0; 2013 Qtr 3: 0; 2013 Qtr 4: 0; 2014 Qtr 1: 0; 2014 Qtr 2: 0; 2014 Qtr 3: 0; 2014 Qtr 4: 0; 2015 Qtr 1: 0; 2015 Qtr 2: 0; 2015 Qtr 3: 0; 2015 Qtr 4: 0 | 0
[16 empty] | 0 |  |  | #N/A | [26 empty] | 0% | 0% |  | 0 | 0 | 0 | 0 | 0 | 0 | 0 | 0 | 0 | 0 | 0 | 2013 Qtr 1: 0; 2013 Qtr 2: 0; 2013 Qtr 3: 0; 2013 Qtr 4: 0; 2014 Qtr 1: 0; 2014 Qtr 2: 0; 2014 Qtr 3: 0; 2014 Qtr 4: 0; 2015 Qtr 1: 0; 2015 Qtr 2: 0; 2015 Qtr 3: 0; 2015 Qtr 4: 0 | 0
[16 empty] | 0 |  |  | #N/A | [26 empty] | 0% | 0% |  | 0 | 0 | 0 | 0 | 0 | 0 | 0 | 0 | 0 | 0 | 0 | 2013 Qtr 1: 0; 2013 Qtr 2: 0; 2013 Qtr 3: 0; 2013 Qtr 4: 0; 2014 Qtr 1: 0; 2014 Qtr 2: 0; 2014 Qtr 3: 0; 2014 Qtr 4: 0; 2015 Qtr 1: 0; 2015 Qtr 2: 0; 2015 Qtr 3: 0; 2015 Qtr 4: 0 | 0
[16 empty] | 0 |  |  | #N/A | [26 empty] | 0% | 0% |  | 0 | 0 | 0 | 0 | 0 | 0 | 0 | 0 | 0 | 0 | 0 | 2013 Qtr 1: 0; 2013 Qtr 2: 0; 2013 Qtr 3: 0; 2013 Qtr 4: 0; 2014 Qtr 1: 0; 2014 Qtr 2: 0; 2014 Qtr 3: 0; 2014 Qtr 4: 0; 2015 Qtr 1: 0; 2015 Qtr 2: 0; 2015 Qtr 3: 0; 2015 Qtr 4: 0 | 0
[16 empty] | 0 |  |  | #N/A | [26 empty] | 0% | 0% |  | 0 | 0 | 0 | 0 | 0 | 0 | 0 | 0 | 0 | 0 | 0 | 2013 Qtr 1: 0; 2013 Qtr 2: 0; 2013 Qtr 3: 0; 2013 Qtr 4: 0; 2014 Qtr 1: 0; 2014 Qtr 2: 0; 2014 Qtr 3: 0; 2014 Qtr 4: 0; 2015 Qtr 1: 0; 2015 Qtr 2: 0; 2015 Qtr 3: 0; 2015 Qtr 4: 0 | 0
[16 empty] | 0 |  |  | #N/A | [26 empty] | 0% | 0% |  | 0 | 0 | 0 | 0 | 0 | 0 | 0 | 0 | 0 | 0 | 0 | 2013 Qtr 1: 0; 2013 Qtr 2: 0; 2013 Qtr 3: 0; 2013 Qtr 4: 0; 2014 Qtr 1: 0; 2014 Qtr 2: 0; 2014 Qtr 3: 0; 2014 Qtr 4: 0; 2015 Qtr 1: 0; 2015 Qtr 2: 0; 2015 Qtr 3: 0; 2015 Qtr 4: 0 | 0
[16 empty] | 0 |  |  | #N/A | [26 empty] | 0% | 0% |  | 0 | 0 | 0 | 0 | 0 | 0 | 0 | 0 | 0 | 0 | 0 | 2013 Qtr 1: 0; 2013 Qtr 2: 0; 2013 Qtr 3: 0; 2013 Qtr 4: 0; 2014 Qtr 1: 0; 2014 Qtr 2: 0; 2014 Qtr 3: 0; 2014 Qtr 4: 0; 2015 Qtr 1: 0; 2015 Qtr 2: 0; 2015 Qtr 3: 0; 2015 Qtr 4: 0 | 0
[16 empty] | 0 |  |  | #N/A | [26 empty] | 0% | 0% |  | 0 | 0 | 0 | 0 | 0 | 0 | 0 | 0 | 0 | 0 | 0 | 2013 Qtr 1: 0; 2013 Qtr 2: 0; 2013 Qtr 3: 0; 2013 Qtr 4: 0; 2014 Qtr 1: 0; 2014 Qtr 2: 0; 2014 Qtr 3: 0; 2014 Qtr 4: 0; 2015 Qtr 1: 0; 2015 Qtr 2: 0; 2015 Qtr 3: 0; 2015 Qtr 4: 0 | 0
[16 empty] | 0 |  |  | #N/A | [26 empty] | 0% | 0% |  | 0 | 0 | 0 | 0 | 0 | 0 | 0 | 0 | 0 | 0 | 0 | 2013 Qtr 1: 0; 2013 Qtr 2: 0; 2013 Qtr 3: 0; 2013 Qtr 4: 0; 2014 Qtr 1: 0; 2014 Qtr 2: 0; 2014 Qtr 3: 0; 2014 Qtr 4: 0; 2015 Qtr 1: 0; 2015 Qtr 2: 0; 2015 Qtr 3: 0; 2015 Qtr 4: 0 | 0
[16 empty] | 0 |  |  | #N/A | [26 empty] | 0% | 0% |  | 0 | 0 | 0 | 0 | 0 | 0 | 0 | 0 | 0 | 0 | 0 | 2013 Qtr 1: 0; 2013 Qtr 2: 0; 2013 Qtr 3: 0; 2013 Qtr 4: 0; 2014 Qtr 1: 0; 2014 Qtr 2: 0; 2014 Qtr 3: 0; 2014 Qtr 4: 0; 2015 Qtr 1: 0; 2015 Qtr 2: 0; 2015 Qtr 3: 0; 2015 Qtr 4: 0 | 0
[16 empty] | 0 |  |  | #N/A | [26 empty] | 0% | 0% |  | 0 | 0 | 0 | 0 | 0 | 0 | 0 | 0 | 0 | 0 | 0 | 2013 Qtr 1: 0; 2013 Qtr 2: 0; 2013 Qtr 3: 0; 2013 Qtr 4: 0; 2014 Qtr 1: 0; 2014 Qtr 2: 0; 2014 Qtr 3: 0; 2014 Qtr 4: 0; 2015 Qtr 1: 0; 2015 Qtr 2: 0; 2015 Qtr 3: 0; 2015 Qtr 4: 0 | 0
[16 empty] | 0 |  |  | #N/A | [26 empty] | 0% | 0% |  | 0 | 0 | 0 | 0 | 0 | 0 | 0 | 0 | 0 | 0 | 0 | 2013 Qtr 1: 0; 2013 Qtr 2: 0; 2013 Qtr 3: 0; 2013 Qtr 4: 0; 2014 Qtr 1: 0; 2014 Qtr 2: 0; 2014 Qtr 3: 0; 2014 Qtr 4: 0; 2015 Qtr 1: 0; 2015 Qtr 2: 0; 2015 Qtr 3: 0; 2015 Qtr 4: 0 | 0
[16 empty] | 0 |  |  | #N/A | [26 empty] | 0% | 0% |  | 0 | 0 | 0 | 0 | 0 | 0 | 0 | 0 | 0 | 0 | 0 | 2013 Qtr 1: 0; 2013 Qtr 2: 0; 2013 Qtr 3: 0; 2013 Qtr 4: 0; 2014 Qtr 1: 0; 2014 Qtr 2: 0; 2014 Qtr 3: 0; 2014 Qtr 4: 0; 2015 Qtr 1: 0; 2015 Qtr 2: 0; 2015 Qtr 3: 0; 2015 Qtr 4: 0 | 0
[16 empty] | 0 |  |  | #N/A | [26 empty] | 0% | 0% |  | 0 | 0 | 0 | 0 | 0 | 0 | 0 | 0 | 0 | 0 | 0 | 2013 Qtr 1: 0; 2013 Qtr 2: 0; 2013 Qtr 3: 0; 2013 Qtr 4: 0; 2014 Qtr 1: 0; 2014 Qtr 2: 0; 2014 Qtr 3: 0; 2014 Qtr 4: 0; 2015 Qtr 1: 0; 2015 Qtr 2: 0; 2015 Qtr 3: 0; 2015 Qtr 4: 0 | 0
[16 empty] | 0 |  |  | #N/A | [26 empty] | 0% | 0% |  | 0 | 0 | 0 | 0 | 0 | 0 | 0 | 0 | 0 | 0 | 0 | 2013 Qtr 1: 0; 2013 Qtr 2: 0; 2013 Qtr 3: 0; 2013 Qtr 4: 0; 2014 Qtr 1: 0; 2014 Qtr 2: 0; 2014 Qtr 3: 0; 2014 Qtr 4: 0; 2015 Qtr 1: 0; 2015 Qtr 2: 0; 2015 Qtr 3: 0; 2015 Qtr 4: 0 | 0
[16 empty] | 0 |  |  | #N/A | [26 empty] | 0% | 0% |  | 0 | 0 | 0 | 0 | 0 | 0 | 0 | 0 | 0 | 0 | 0 | 2013 Qtr 1: 0; 2013 Qtr 2: 0; 2013 Qtr 3: 0; 2013 Qtr 4: 0; 2014 Qtr 1: 0; 2014 Qtr 2: 0; 2014 Qtr 3: 0; 2014 Qtr 4: 0; 2015 Qtr 1: 0; 2015 Qtr 2: 0; 2015 Qtr 3: 0; 2015 Qtr 4: 0 | 0
[16 empty] | 0 |  |  | #N/A | [26 empty] | 0% | 0% |  | 0 | 0 | 0 | 0 | 0 | 0 | 0 | 0 | 0 | 0 | 0 | 2013 Qtr 1: 0; 2013 Qtr 2: 0; 2013 Qtr 3: 0; 2013 Qtr 4: 0; 2014 Qtr 1: 0; 2014 Qtr 2: 0; 2014 Qtr 3: 0; 2014 Qtr 4: 0; 2015 Qtr 1: 0; 2015 Qtr 2: 0; 2015 Qtr 3: 0; 2015 Qtr 4: 0 | 0
[16 empty] | 0 |  |  | #N/A | [26 empty] | 0% | 0% |  | 0 | 0 | 0 | 0 | 0 | 0 | 0 | 0 | 0 | 0 | 0 | 2013 Qtr 1: 0; 2013 Qtr 2: 0; 2013 Qtr 3: 0; 2013 Qtr 4: 0; 2014 Qtr 1: 0; 2014 Qtr 2: 0; 2014 Qtr 3: 0; 2014 Qtr 4: 0; 2015 Qtr 1: 0; 2015 Qtr 2: 0; 2015 Qtr 3: 0; 2015 Qtr 4: 0 | 0
[16 empty] | 0 |  |  | #N/A | [26 empty] | 0% | 0% |  | 0 | 0 | 0 | 0 | 0 | 0 | 0 | 0 | 0 | 0 | 0 | 2013 Qtr 1: 0; 2013 Qtr 2: 0; 2013 Qtr 3: 0; 2013 Qtr 4: 0; 2014 Qtr 1: 0; 2014 Qtr 2: 0; 2014 Qtr 3: 0; 2014 Qtr 4: 0; 2015 Qtr 1: 0; 2015 Qtr 2: 0; 2015 Qtr 3: 0; 2015 Qtr 4: 0 | 0
[16 empty] | 0 |  |  | #N/A | [26 empty] | 0% | 0% |  | 0 | 0 | 0 | 0 | 0 | 0 | 0 | 0 | 0 | 0 | 0 | 2013 Qtr 1: 0; 2013 Qtr 2: 0; 2013 Qtr 3: 0; 2013 Qtr 4: 0; 2014 Qtr 1: 0; 2014 Qtr 2: 0; 2014 Qtr 3: 0; 2014 Qtr 4: 0; 2015 Qtr 1: 0; 2015 Qtr 2: 0; 2015 Qtr 3: 0; 2015 Qtr 4: 0 | 0
[16 empty] | 0 |  |  | #N/A | [26 empty] | 0% | 0% |  | 0 | 0 | 0 | 0 | 0 | 0 | 0 | 0 | 0 | 0 | 0 | 2013 Qtr 1: 0; 2013 Qtr 2: 0; 2013 Qtr 3: 0; 2013 Qtr 4: 0; 2014 Qtr 1: 0; 2014 Qtr 2: 0; 2014 Qtr 3: 0; 2014 Qtr 4: 0; 2015 Qtr 1: 0; 2015 Qtr 2: 0; 2015 Qtr 3: 0; 2015 Qtr 4: 0 | 0
[16 empty] | 0 |  |  | #N/A | [26 empty] | 0% | 0% |  | 0 | 0 | 0 | 0 | 0 | 0 | 0 | 0 | 0 | 0 | 0 | 2013 Qtr 1: 0; 2013 Qtr 2: 0; 2013 Qtr 3: 0; 2013 Qtr 4: 0; 2014 Qtr 1: 0; 2014 Qtr 2: 0; 2014 Qtr 3: 0; 2014 Qtr 4: 0; 2015 Qtr 1: 0; 2015 Qtr 2: 0; 2015 Qtr 3: 0; 2015 Qtr 4: 0 | 0
[16 empty] | 0 |  |  | #N/A | [26 empty] | 0% | 0% |  | 0 | 0 | 0 | 0 | 0 | 0 | 0 | 0 | 0 | 0 | 0 | 2013 Qtr 1: 0; 2013 Qtr 2: 0; 2013 Qtr 3: 0; 2013 Qtr 4: 0; 2014 Qtr 1: 0; 2014 Qtr 2: 0; 2014 Qtr 3: 0; 2014 Qtr 4: 0; 2015 Qtr 1: 0; 2015 Qtr 2: 0; 2015 Qtr 3: 0; 2015 Qtr 4: 0 | 0
[16 empty] | 0 |  |  | #N/A | [26 empty] | 0% | 0% |  | 0 | 0 | 0 | 0 | 0 | 0 | 0 | 0 | 0 | 0 | 0 | 2013 Qtr 1: 0; 2013 Qtr 2: 0; 2013 Qtr 3: 0; 2013 Qtr 4: 0; 2014 Qtr 1: 0; 2014 Qtr 2: 0; 2014 Qtr 3: 0; 2014 Qtr 4: 0; 2015 Qtr 1: 0; 2015 Qtr 2: 0; 2015 Qtr 3: 0; 2015 Qtr 4: 0 | 0
[16 empty] | 0 |  |  | #N/A | [26 empty] | 0% | 0% |  | 0 | 0 | 0 | 0 | 0 | 0 | 0 | 0 | 0 | 0 | 0 | 2013 Qtr 1: 0; 2013 Qtr 2: 0; 2013 Qtr 3: 0; 2013 Qtr 4: 0; 2014 Qtr 1: 0; 2014 Qtr 2: 0; 2014 Qtr 3: 0; 2014 Qtr 4: 0; 2015 Qtr 1: 0; 2015 Qtr 2: 0; 2015 Qtr 3: 0; 2015 Qtr 4: 0 | 0
[16 empty] | 0 |  |  | #N/A | [26 empty] | 0% | 0% |  | 0 | 0 | 0 | 0 | 0 | 0 | 0 | 0 | 0 | 0 | 0 | 2013 Qtr 1: 0; 2013 Qtr 2: 0; 2013 Qtr 3: 0; 2013 Qtr 4: 0; 2014 Qtr 1: 0; 2014 Qtr 2: 0; 2014 Qtr 3: 0; 2014 Qtr 4: 0; 2015 Qtr 1: 0; 2015 Qtr 2: 0; 2015 Qtr 3: 0; 2015 Qtr 4: 0 | 0
[16 empty] | 0 |  |  | #N/A | [26 empty] | 0% | 0% |  | 0 | 0 | 0 | 0 | 0 | 0 | 0 | 0 | 0 | 0 | 0 | 2013 Qtr 1: 0; 2013 Qtr 2: 0; 2013 Qtr 3: 0; 2013 Qtr 4: 0; 2014 Qtr 1: 0; 2014 Qtr 2: 0; 2014 Qtr 3: 0; 2014 Qtr 4: 0; 2015 Qtr 1: 0; 2015 Qtr 2: 0; 2015 Qtr 3: 0; 2015 Qtr 4: 0 | 0
[16 empty] | 0 |  |  | #N/A | [26 empty] | 0% | 0% |  | 0 | 0 | 0 | 0 | 0 | 0 | 0 | 0 | 0 | 0 | 0 | 2013 Qtr 1: 0; 2013 Qtr 2: 0; 2013 Qtr 3: 0; 2013 Qtr 4: 0; 2014 Qtr 1: 0; 2014 Qtr 2: 0; 2014 Qtr 3: 0; 2014 Qtr 4: 0; 2015 Qtr 1: 0; 2015 Qtr 2: 0; 2015 Qtr 3: 0; 2015 Qtr 4: 0 | 0
[16 empty] | 0 |  |  | #N/A | [26 empty] | 0% | 0% |  | 0 | 0 | 0 | 0 | 0 | 0 | 0 | 0 | 0 | 0 | 0 | 2013 Qtr 1: 0; 2013 Qtr 2: 0; 2013 Qtr 3: 0; 2013 Qtr 4: 0; 2014 Qtr 1: 0; 2014 Qtr 2: 0; 2014 Qtr 3: 0; 2014 Qtr 4: 0; 2015 Qtr 1: 0; 2015 Qtr 2: 0; 2015 Qtr 3: 0; 2015 Qtr 4: 0 | 0
[16 empty] | 0 |  |  | #N/A | [26 empty] | 0% | 0% |  | 0 | 0 | 0 | 0 | 0 | 0 | 0 | 0 | 0 | 0 | 0 | 2013 Qtr 1: 0; 2013 Qtr 2: 0; 2013 Qtr 3: 0; 2013 Qtr 4: 0; 2014 Qtr 1: 0; 2014 Qtr 2: 0; 2014 Qtr 3: 0; 2014 Qtr 4: 0; 2015 Qtr 1: 0; 2015 Qtr 2: 0; 2015 Qtr 3: 0; 2015 Qtr 4: 0 | 0
[16 empty] | 0 |  |  | #N/A | [26 empty] | 0% | 0% |  | 0 | 0 | 0 | 0 | 0 | 0 | 0 | 0 | 0 | 0 | 0 | 2013 Qtr 1: 0; 2013 Qtr 2: 0; 2013 Qtr 3: 0; 2013 Qtr 4: 0; 2014 Qtr 1: 0; 2014 Qtr 2: 0; 2014 Qtr 3: 0; 2014 Qtr 4: 0; 2015 Qtr 1: 0; 2015 Qtr 2: 0; 2015 Qtr 3: 0; 2015 Qtr 4: 0 | 0
[16 empty] | 0 |  |  | #N/A | [26 empty] | 0% | 0% |  | 0 | 0 | 0 | 0 | 0 | 0 | 0 | 0 | 0 | 0 | 0 | 2013 Qtr 1: 0; 2013 Qtr 2: 0; 2013 Qtr 3: 0; 2013 Qtr 4: 0; 2014 Qtr 1: 0; 2014 Qtr 2: 0; 2014 Qtr 3: 0; 2014 Qtr 4: 0; 2015 Qtr 1: 0; 2015 Qtr 2: 0; 2015 Qtr 3: 0; 2015 Qtr 4: 0 | 0
[16 empty] | 0 |  |  | #N/A | [26 empty] | 0% | 0% |  | 0 | 0 | 0 | 0 | 0 | 0 | 0 | 0 | 0 | 0 | 0 | 2013 Qtr 1: 0; 2013 Qtr 2: 0; 2013 Qtr 3: 0; 2013 Qtr 4: 0; 2014 Qtr 1: 0; 2014 Qtr 2: 0; 2014 Qtr 3: 0; 2014 Qtr 4: 0; 2015 Qtr 1: 0; 2015 Qtr 2: 0; 2015 Qtr 3: 0; 2015 Qtr 4: 0 | 0
[16 empty] | 0 |  |  | #N/A | [26 empty] | 0% | 0% |  | 0 | 0 | 0 | 0 | 0 | 0 | 0 | 0 | 0 | 0 | 0 | 2013 Qtr 1: 0; 2013 Qtr 2: 0; 2013 Qtr 3: 0; 2013 Qtr 4: 0; 2014 Qtr 1: 0; 2014 Qtr 2: 0; 2014 Qtr 3: 0; 2014 Qtr 4: 0; 2015 Qtr 1: 0; 2015 Qtr 2: 0; 2015 Qtr 3: 0; 2015 Qtr 4: 0 | 0
[16 empty] | 0 |  |  | #N/A | [26 empty] | 0% | 0% |  | 0 | 0 | 0 | 0 | 0 | 0 | 0 | 0 | 0 | 0 | 0 | 2013 Qtr 1: 0; 2013 Qtr 2: 0; 2013 Qtr 3: 0; 2013 Qtr 4: 0; 2014 Qtr 1: 0; 2014 Qtr 2: 0; 2014 Qtr 3: 0; 2014 Qtr 4: 0; 2015 Qtr 1: 0; 2015 Qtr 2: 0; 2015 Qtr 3: 0; 2015 Qtr 4: 0 | 0
[16 empty] | 0 |  |  | #N/A | [26 empty] | 0% | 0% |  | 0 | 0 | 0 | 0 | 0 | 0 | 0 | 0 | 0 | 0 | 0 | 2013 Qtr 1: 0; 2013 Qtr 2: 0; 2013 Qtr 3: 0; 2013 Qtr 4: 0; 2014 Qtr 1: 0; 2014 Qtr 2: 0; 2014 Qtr 3: 0; 2014 Qtr 4: 0; 2015 Qtr 1: 0; 2015 Qtr 2: 0; 2015 Qtr 3: 0; 2015 Qtr 4: 0 | 0
[16 empty] | 0 |  |  | #N/A | [26 empty] | 0% | 0% |  | 0 | 0 | 0 | 0 | 0 | 0 | 0 | 0 | 0 | 0 | 0 | 2013 Qtr 1: 0; 2013 Qtr 2: 0; 2013 Qtr 3: 0; 2013 Qtr 4: 0; 2014 Qtr 1: 0; 2014 Qtr 2: 0; 2014 Qtr 3: 0; 2014 Qtr 4: 0; 2015 Qtr 1: 0; 2015 Qtr 2: 0; 2015 Qtr 3: 0; 2015 Qtr 4: 0 | 0
[16 empty] | 0 |  |  | #N/A | [26 empty] | 0% | 0% |  | 0 | 0 | 0 | 0 | 0 | 0 | 0 | 0 | 0 | 0 | 0 | 2013 Qtr 1: 0; 2013 Qtr 2: 0; 2013 Qtr 3: 0; 2013 Qtr 4: 0; 2014 Qtr 1: 0; 2014 Qtr 2: 0; 2014 Qtr 3: 0; 2014 Qtr 4: 0; 2015 Qtr 1: 0; 2015 Qtr 2: 0; 2015 Qtr 3: 0; 2015 Qtr 4: 0 | 0
[16 empty] | 0 |  |  | #N/A | [26 empty] | 0% | 0% |  | 0 | 0 | 0 | 0 | 0 | 0 | 0 | 0 | 0 | 0 | 0 | 2013 Qtr 1: 0; 2013 Qtr 2: 0; 2013 Qtr 3: 0; 2013 Qtr 4: 0; 2014 Qtr 1: 0; 2014 Qtr 2: 0; 2014 Qtr 3: 0; 2014 Qtr 4: 0; 2015 Qtr 1: 0; 2015 Qtr 2: 0; 2015 Qtr 3: 0; 2015 Qtr 4: 0 | 0
[16 empty] | 0 |  |  | #N/A | [26 empty] | 0% | 0% |  | 0 | 0 | 0 | 0 | 0 | 0 | 0 | 0 | 0 | 0 | 0 | 2013 Qtr 1: 0; 2013 Qtr 2: 0; 2013 Qtr 3: 0; 2013 Qtr 4: 0; 2014 Qtr 1: 0; 2014 Qtr 2: 0; 2014 Qtr 3: 0; 2014 Qtr 4: 0; 2015 Qtr 1: 0; 2015 Qtr 2: 0; 2015 Qtr 3: 0; 2015 Qtr 4: 0 | 0
[16 empty] | 0 |  |  | #N/A | [26 empty] | 0% | 0% |  | 0 | 0 | 0 | 0 | 0 | 0 | 0 | 0 | 0 | 0 | 0 | 2013 Qtr 1: 0; 2013 Qtr 2: 0; 2013 Qtr 3: 0; 2013 Qtr 4: 0; 2014 Qtr 1: 0; 2014 Qtr 2: 0; 2014 Qtr 3: 0; 2014 Qtr 4: 0; 2015 Qtr 1: 0; 2015 Qtr 2: 0; 2015 Qtr 3: 0; 2015 Qtr 4: 0 | 0
[16 empty] | 0 |  |  | #N/A | [26 empty] | 0% | 0% |  | 0 | 0 | 0 | 0 | 0 | 0 | 0 | 0 | 0 | 0 | 0 | 2013 Qtr 1: 0; 2013 Qtr 2: 0; 2013 Qtr 3: 0; 2013 Qtr 4: 0; 2014 Qtr 1: 0; 2014 Qtr 2: 0; 2014 Qtr 3: 0; 2014 Qtr 4: 0; 2015 Qtr 1: 0; 2015 Qtr 2: 0; 2015 Qtr 3: 0; 2015 Qtr 4: 0 | 0
[16 empty] | 0 |  |  | #N/A | [26 empty] | 0% | 0% |  | 0 | 0 | 0 | 0 | 0 | 0 | 0 | 0 | 0 | 0 | 0 | 2013 Qtr 1: 0; 2013 Qtr 2: 0; 2013 Qtr 3: 0; 2013 Qtr 4: 0; 2014 Qtr 1: 0; 2014 Qtr 2: 0; 2014 Qtr 3: 0; 2014 Qtr 4: 0; 2015 Qtr 1: 0; 2015 Qtr 2: 0; 2015 Qtr 3: 0; 2015 Qtr 4: 0 | 0
[16 empty] | 0 |  |  | #N/A | [26 empty] | 0% | 0% |  | 0 | 0 | 0 | 0 | 0 | 0 | 0 | 0 | 0 | 0 | 0 | 2013 Qtr 1: 0; 2013 Qtr 2: 0; 2013 Qtr 3: 0; 2013 Qtr 4: 0; 2014 Qtr 1: 0; 2014 Qtr 2: 0; 2014 Qtr 3: 0; 2014 Qtr 4: 0; 2015 Qtr 1: 0; 2015 Qtr 2: 0; 2015 Qtr 3: 0; 2015 Qtr 4: 0 | 0
[16 empty] | 0 |  |  | #N/A | [26 empty] | 0% | 0% |  | 0 | 0 | 0 | 0 | 0 | 0 | 0 | 0 | 0 | 0 | 0 | 2013 Qtr 1: 0; 2013 Qtr 2: 0; 2013 Qtr 3: 0; 2013 Qtr 4: 0; 2014 Qtr 1: 0; 2014 Qtr 2: 0; 2014 Qtr 3: 0; 2014 Qtr 4: 0; 2015 Qtr 1: 0; 2015 Qtr 2: 0; 2015 Qtr 3: 0; 2015 Qtr 4: 0 | 0
[16 empty] | 0 |  |  | #N/A | [26 empty] | 0% | 0% |  | 0 | 0 | 0 | 0 | 0 | 0 | 0 | 0 | 0 | 0 | 0 | 2013 Qtr 1: 0; 2013 Qtr 2: 0; 2013 Qtr 3: 0; 2013 Qtr 4: 0; 2014 Qtr 1: 0; 2014 Qtr 2: 0; 2014 Qtr 3: 0; 2014 Qtr 4: 0; 2015 Qtr 1: 0; 2015 Qtr 2: 0; 2015 Qtr 3: 0; 2015 Qtr 4: 0 | 0
[16 empty] | 0 |  |  | #N/A | [26 empty] | 0% | 0% |  | 0 | 0 | 0 | 0 | 0 | 0 | 0 | 0 | 0 | 0 | 0 | 2013 Qtr 1: 0; 2013 Qtr 2: 0; 2013 Qtr 3: 0; 2013 Qtr 4: 0; 2014 Qtr 1: 0; 2014 Qtr 2: 0; 2014 Qtr 3: 0; 2014 Qtr 4: 0; 2015 Qtr 1: 0; 2015 Qtr 2: 0; 2015 Qtr 3: 0; 2015 Qtr 4: 0 | 0
[16 empty] | 0 |  |  | #N/A | [26 empty] | 0% | 0% |  | 0 | 0 | 0 | 0 | 0 | 0 | 0 | 0 | 0 | 0 | 0 | 2013 Qtr 1: 0; 2013 Qtr 2: 0; 2013 Qtr 3: 0; 2013 Qtr 4: 0; 2014 Qtr 1: 0; 2014 Qtr 2: 0; 2014 Qtr 3: 0; 2014 Qtr 4: 0; 2015 Qtr 1: 0; 2015 Qtr 2: 0; 2015 Qtr 3: 0; 2015 Qtr 4: 0 | 0
[16 empty] | 0 |  |  | #N/A | [26 empty] | 0% | 0% |  | 0 | 0 | 0 | 0 | 0 | 0 | 0 | 0 | 0 | 0 | 0 | 2013 Qtr 1: 0; 2013 Qtr 2: 0; 2013 Qtr 3: 0; 2013 Qtr 4: 0; 2014 Qtr 1: 0; 2014 Qtr 2: 0; 2014 Qtr 3: 0; 2014 Qtr 4: 0; 2015 Qtr 1: 0; 2015 Qtr 2: 0; 2015 Qtr 3: 0; 2015 Qtr 4: 0 | 0
[16 empty] | 0 |  |  | #N/A | [26 empty] | 0% | 0% |  | 0 | 0 | 0 | 0 | 0 | 0 | 0 | 0 | 0 | 0 | 0 | 2013 Qtr 1: 0; 2013 Qtr 2: 0; 2013 Qtr 3: 0; 2013 Qtr 4: 0; 2014 Qtr 1: 0; 2014 Qtr 2: 0; 2014 Qtr 3: 0; 2014 Qtr 4: 0; 2015 Qtr 1: 0; 2015 Qtr 2: 0; 2015 Qtr 3: 0; 2015 Qtr 4: 0 | 0
[16 empty] | 0 |  |  | #N/A | [26 empty] | 0% | 0% |  | 0 | 0 | 0 | 0 | 0 | 0 | 0 | 0 | 0 | 0 | 0 | 2013 Qtr 1: 0; 2013 Qtr 2: 0; 2013 Qtr 3: 0; 2013 Qtr 4: 0; 2014 Qtr 1: 0; 2014 Qtr 2: 0; 2014 Qtr 3: 0; 2014 Qtr 4: 0; 2015 Qtr 1: 0; 2015 Qtr 2: 0; 2015 Qtr 3: 0; 2015 Qtr 4: 0 | 0
[16 empty] | 0 |  |  | #N/A | [26 empty] | 0% | 0% |  | 0 | 0 | 0 | 0 | 0 | 0 | 0 | 0 | 0 | 0 | 0 | 2013 Qtr 1: 0; 2013 Qtr 2: 0; 2013 Qtr 3: 0; 2013 Qtr 4: 0; 2014 Qtr 1: 0; 2014 Qtr 2: 0; 2014 Qtr 3: 0; 2014 Qtr 4: 0; 2015 Qtr 1: 0; 2015 Qtr 2: 0; 2015 Qtr 3: 0; 2015 Qtr 4: 0 | 0
[16 empty] | 0 |  |  | #N/A | [26 empty] | 0% | 0% |  | 0 | 0 | 0 | 0 | 0 | 0 | 0 | 0 | 0 | 0 | 0 | 2013 Qtr 1: 0; 2013 Qtr 2: 0; 2013 Qtr 3: 0; 2013 Qtr 4: 0; 2014 Qtr 1: 0; 2014 Qtr 2: 0; 2014 Qtr 3: 0; 2014 Qtr 4: 0; 2015 Qtr 1: 0; 2015 Qtr 2: 0; 2015 Qtr 3: 0; 2015 Qtr 4: 0 | 0
[16 empty] | 0 |  |  | #N/A | [26 empty] | 0% | 0% |  | 0 | 0 | 0 | 0 | 0 | 0 | 0 | 0 | 0 | 0 | 0 | 2013 Qtr 1: 0; 2013 Qtr 2: 0; 2013 Qtr 3: 0; 2013 Qtr 4: 0; 2014 Qtr 1: 0; 2014 Qtr 2: 0; 2014 Qtr 3: 0; 2014 Qtr 4: 0; 2015 Qtr 1: 0; 2015 Qtr 2: 0; 2015 Qtr 3: 0; 2015 Qtr 4: 0 | 0
[16 empty] | 0 |  |  | #N/A | [26 empty] | 0% | 0% |  | 0 | 0 | 0 | 0 | 0 | 0 | 0 | 0 | 0 | 0 | 0 | 2013 Qtr 1: 0; 2013 Qtr 2: 0; 2013 Qtr 3: 0; 2013 Qtr 4: 0; 2014 Qtr 1: 0; 2014 Qtr 2: 0; 2014 Qtr 3: 0; 2014 Qtr 4: 0; 2015 Qtr 1: 0; 2015 Qtr 2: 0; 2015 Qtr 3: 0; 2015 Qtr 4: 0 | 0
[16 empty] | 0 |  |  | #N/A | [26 empty] | 0% | 0% |  | 0 | 0 | 0 | 0 | 0 | 0 | 0 | 0 | 0 | 0 | 0 | 2013 Qtr 1: 0; 2013 Qtr 2: 0; 2013 Qtr 3: 0; 2013 Qtr 4: 0; 2014 Qtr 1: 0; 2014 Qtr 2: 0; 2014 Qtr 3: 0; 2014 Qtr 4: 0; 2015 Qtr 1: 0; 2015 Qtr 2: 0; 2015 Qtr 3: 0; 2015 Qtr 4: 0 | 0
[16 empty] | 0 |  |  | #N/A | [26 empty] | 0% | 0% |  | 0 | 0 | 0 | 0 | 0 | 0 | 0 | 0 | 0 | 0 | 0 | 2013 Qtr 1: 0; 2013 Qtr 2: 0; 2013 Qtr 3: 0; 2013 Qtr 4: 0; 2014 Qtr 1: 0; 2014 Qtr 2: 0; 2014 Qtr 3: 0; 2014 Qtr 4: 0; 2015 Qtr 1: 0; 2015 Qtr 2: 0; 2015 Qtr 3: 0; 2015 Qtr 4: 0 | 0
[16 empty] | 0 |  |  | #N/A | [26 empty] | 0% | 0% |  | 0 | 0 | 0 | 0 | 0 | 0 | 0 | 0 | 0 | 0 | 0 | 2013 Qtr 1: 0; 2013 Qtr 2: 0; 2013 Qtr 3: 0; 2013 Qtr 4: 0; 2014 Qtr 1: 0; 2014 Qtr 2: 0; 2014 Qtr 3: 0; 2014 Qtr 4: 0; 2015 Qtr 1: 0; 2015 Qtr 2: 0; 2015 Qtr 3: 0; 2015 Qtr 4: 0 | 0
[16 empty] | 0 |  |  | #N/A | [26 empty] | 0% | 0% |  | 0 | 0 | 0 | 0 | 0 | 0 | 0 | 0 | 0 | 0 | 0 | 2013 Qtr 1: 0; 2013 Qtr 2: 0; 2013 Qtr 3: 0; 2013 Qtr 4: 0; 2014 Qtr 1: 0; 2014 Qtr 2: 0; 2014 Qtr 3: 0; 2014 Qtr 4: 0; 2015 Qtr 1: 0; 2015 Qtr 2: 0; 2015 Qtr 3: 0; 2015 Qtr 4: 0 | 0
[16 empty] | 0 |  |  | #N/A | [26 empty] | 0% | 0% |  | 0 | 0 | 0 | 0 | 0 | 0 | 0 | 0 | 0 | 0 | 0 | 2013 Qtr 1: 0; 2013 Qtr 2: 0; 2013 Qtr 3: 0; 2013 Qtr 4: 0; 2014 Qtr 1: 0; 2014 Qtr 2: 0; 2014 Qtr 3: 0; 2014 Qtr 4: 0; 2015 Qtr 1: 0; 2015 Qtr 2: 0; 2015 Qtr 3: 0; 2015 Qtr 4: 0 | 0
[16 empty] | 0 |  |  | #N/A | [26 empty] | 0% | 0% |  | 0 | 0 | 0 | 0 | 0 | 0 | 0 | 0 | 0 | 0 | 0 | 2013 Qtr 1: 0; 2013 Qtr 2: 0; 2013 Qtr 3: 0; 2013 Qtr 4: 0; 2014 Qtr 1: 0; 2014 Qtr 2: 0; 2014 Qtr 3: 0; 2014 Qtr 4: 0; 2015 Qtr 1: 0; 2015 Qtr 2: 0; 2015 Qtr 3: 0; 2015 Qtr 4: 0 | 0
[16 empty] | 0 |  |  | #N/A | [26 empty] | 0% | 0% |  | 0 | 0 | 0 | 0 | 0 | 0 | 0 | 0 | 0 | 0 | 0 | 2013 Qtr 1: 0; 2013 Qtr 2: 0; 2013 Qtr 3: 0; 2013 Qtr 4: 0; 2014 Qtr 1: 0; 2014 Qtr 2: 0; 2014 Qtr 3: 0; 2014 Qtr 4: 0; 2015 Qtr 1: 0; 2015 Qtr 2: 0; 2015 Qtr 3: 0; 2015 Qtr 4: 0 | 0
[16 empty] | 0 |  |  | #N/A | [26 empty] | 0% | 0% |  | 0 | 0 | 0 | 0 | 0 | 0 | 0 | 0 | 0 | 0 | 0 | 2013 Qtr 1: 0; 2013 Qtr 2: 0; 2013 Qtr 3: 0; 2013 Qtr 4: 0; 2014 Qtr 1: 0; 2014 Qtr 2: 0; 2014 Qtr 3: 0; 2014 Qtr 4: 0; 2015 Qtr 1: 0; 2015 Qtr 2: 0; 2015 Qtr 3: 0; 2015 Qtr 4: 0 | 0
[16 empty] | 0 |  |  | #N/A | [26 empty] | 0% | 0% |  | 0 | 0 | 0 | 0 | 0 | 0 | 0 | 0 | 0 | 0 | 0 | 2013 Qtr 1: 0; 2013 Qtr 2: 0; 2013 Qtr 3: 0; 2013 Qtr 4: 0; 2014 Qtr 1: 0; 2014 Qtr 2: 0; 2014 Qtr 3: 0; 2014 Qtr 4: 0; 2015 Qtr 1: 0; 2015 Qtr 2: 0; 2015 Qtr 3: 0; 2015 Qtr 4: 0 | 0
[16 empty] | 0 |  |  | #N/A | [26 empty] | 0% | 0% |  | 0 | 0 | 0 | 0 | 0 | 0 | 0 | 0 | 0 | 0 | 0 | 2013 Qtr 1: 0; 2013 Qtr 2: 0; 2013 Qtr 3: 0; 2013 Qtr 4: 0; 2014 Qtr 1: 0; 2014 Qtr 2: 0; 2014 Qtr 3: 0; 2014 Qtr 4: 0; 2015 Qtr 1: 0; 2015 Qtr 2: 0; 2015 Qtr 3: 0; 2015 Qtr 4: 0 | 0
[16 empty] | 0 |  |  | #N/A | [26 empty] | 0% | 0% |  | 0 | 0 | 0 | 0 | 0 | 0 | 0 | 0 | 0 | 0 | 0 | 2013 Qtr 1: 0; 2013 Qtr 2: 0; 2013 Qtr 3: 0; 2013 Qtr 4: 0; 2014 Qtr 1: 0; 2014 Qtr 2: 0; 2014 Qtr 3: 0; 2014 Qtr 4: 0; 2015 Qtr 1: 0; 2015 Qtr 2: 0; 2015 Qtr 3: 0; 2015 Qtr 4: 0 | 0
[16 empty] | 0 |  |  | #N/A | [26 empty] | 0% | 0% |  | 0 | 0 | 0 | 0 | 0 | 0 | 0 | 0 | 0 | 0 | 0 | 2013 Qtr 1: 0; 2013 Qtr 2: 0; 2013 Qtr 3: 0; 2013 Qtr 4: 0; 2014 Qtr 1: 0; 2014 Qtr 2: 0; 2014 Qtr 3: 0; 2014 Qtr 4: 0; 2015 Qtr 1: 0; 2015 Qtr 2: 0; 2015 Qtr 3: 0; 2015 Qtr 4: 0 | 0
[16 empty] | 0 |  |  | #N/A | [26 empty] | 0% | 0% |  | 0 | 0 | 0 | 0 | 0 | 0 | 0 | 0 | 0 | 0 | 0 | 2013 Qtr 1: 0; 2013 Qtr 2: 0; 2013 Qtr 3: 0; 2013 Qtr 4: 0; 2014 Qtr 1: 0; 2014 Qtr 2: 0; 2014 Qtr 3: 0; 2014 Qtr 4: 0; 2015 Qtr 1: 0; 2015 Qtr 2: 0; 2015 Qtr 3: 0; 2015 Qtr 4: 0 | 0
[16 empty] | 0 |  |  | #N/A | [26 empty] | 0% | 0% |  | 0 | 0 | 0 | 0 | 0 | 0 | 0 | 0 | 0 | 0 | 0 | 2013 Qtr 1: 0; 2013 Qtr 2: 0; 2013 Qtr 3: 0; 2013 Qtr 4: 0; 2014 Qtr 1: 0; 2014 Qtr 2: 0; 2014 Qtr 3: 0; 2014 Qtr 4: 0; 2015 Qtr 1: 0; 2015 Qtr 2: 0; 2015 Qtr 3: 0; 2015 Qtr 4: 0 | 0
[16 empty] | 0 |  |  | #N/A | [26 empty] | 0% | 0% |  | 0 | 0 | 0 | 0 | 0 | 0 | 0 | 0 | 0 | 0 | 0 | 2013 Qtr 1: 0; 2013 Qtr 2: 0; 2013 Qtr 3: 0; 2013 Qtr 4: 0; 2014 Qtr 1: 0; 2014 Qtr 2: 0; 2014 Qtr 3: 0; 2014 Qtr 4: 0; 2015 Qtr 1: 0; 2015 Qtr 2: 0; 2015 Qtr 3: 0; 2015 Qtr 4: 0 | 0
[16 empty] | 0 |  |  | #N/A | [26 empty] | 0% | 0% |  | 0 | 0 | 0 | 0 | 0 | 0 | 0 | 0 | 0 | 0 | 0 | 2013 Qtr 1: 0; 2013 Qtr 2: 0; 2013 Qtr 3: 0; 2013 Qtr 4: 0; 2014 Qtr 1: 0; 2014 Qtr 2: 0; 2014 Qtr 3: 0; 2014 Qtr 4: 0; 2015 Qtr 1: 0; 2015 Qtr 2: 0; 2015 Qtr 3: 0; 2015 Qtr 4: 0 | 0
[16 empty] | 0 |  |  | #N/A | [26 empty] | 0% | 0% |  | 0 | 0 | 0 | 0 | 0 | 0 | 0 | 0 | 0 | 0 | 0 | 2013 Qtr 1: 0; 2013 Qtr 2: 0; 2013 Qtr 3: 0; 2013 Qtr 4: 0; 2014 Qtr 1: 0; 2014 Qtr 2: 0; 2014 Qtr 3: 0; 2014 Qtr 4: 0; 2015 Qtr 1: 0; 2015 Qtr 2: 0; 2015 Qtr 3: 0; 2015 Qtr 4: 0 | 0
[16 empty] | 0 |  |  | #N/A | [26 empty] | 0% | 0% |  | 0 | 0 | 0 | 0 | 0 | 0 | 0 | 0 | 0 | 0 | 0 | 2013 Qtr 1: 0; 2013 Qtr 2: 0; 2013 Qtr 3: 0; 2013 Qtr 4: 0; 2014 Qtr 1: 0; 2014 Qtr 2: 0; 2014 Qtr 3: 0; 2014 Qtr 4: 0; 2015 Qtr 1: 0; 2015 Qtr 2: 0; 2015 Qtr 3: 0; 2015 Qtr 4: 0 | 0
[16 empty] | 0 |  |  | #N/A | [26 empty] | 0% | 0% |  | 0 | 0 | 0 | 0 | 0 | 0 | 0 | 0 | 0 | 0 | 0 | 2013 Qtr 1: 0; 2013 Qtr 2: 0; 2013 Qtr 3: 0; 2013 Qtr 4: 0; 2014 Qtr 1: 0; 2014 Qtr 2: 0; 2014 Qtr 3: 0; 2014 Qtr 4: 0; 2015 Qtr 1: 0; 2015 Qtr 2: 0; 2015 Qtr 3: 0; 2015 Qtr 4: 0 | 0
[16 empty] | 0 |  |  | #N/A | [26 empty] | 0% | 0% |  | 0 | 0 | 0 | 0 | 0 | 0 | 0 | 0 | 0 | 0 | 0 | 2013 Qtr 1: 0; 2013 Qtr 2: 0; 2013 Qtr 3: 0; 2013 Qtr 4: 0; 2014 Qtr 1: 0; 2014 Qtr 2: 0; 2014 Qtr 3: 0; 2014 Qtr 4: 0; 2015 Qtr 1: 0; 2015 Qtr 2: 0; 2015 Qtr 3: 0; 2015 Qtr 4: 0 | 0
[16 empty] | 0 |  |  | #N/A | [26 empty] | 0% | 0% |  | 0 | 0 | 0 | 0 | 0 | 0 | 0 | 0 | 0 | 0 | 0 | 2013 Qtr 1: 0; 2013 Qtr 2: 0; 2013 Qtr 3: 0; 2013 Qtr 4: 0; 2014 Qtr 1: 0; 2014 Qtr 2: 0; 2014 Qtr 3: 0; 2014 Qtr 4: 0; 2015 Qtr 1: 0; 2015 Qtr 2: 0; 2015 Qtr 3: 0; 2015 Qtr 4: 0 | 0
[16 empty] | 0 |  |  | #N/A | [26 empty] | 0% | 0% |  | 0 | 0 | 0 | 0 | 0 | 0 | 0 | 0 | 0 | 0 | 0 | 2013 Qtr 1: 0; 2013 Qtr 2: 0; 2013 Qtr 3: 0; 2013 Qtr 4: 0; 2014 Qtr 1: 0; 2014 Qtr 2: 0; 2014 Qtr 3: 0; 2014 Qtr 4: 0; 2015 Qtr 1: 0; 2015 Qtr 2: 0; 2015 Qtr 3: 0; 2015 Qtr 4: 0 | 0
[16 empty] | 0 |  |  | #N/A | [26 empty] | 0% | 0% |  | 0 | 0 | 0 | 0 | 0 | 0 | 0 | 0 | 0 | 0 | 0 | 2013 Qtr 1: 0; 2013 Qtr 2: 0; 2013 Qtr 3: 0; 2013 Qtr 4: 0; 2014 Qtr 1: 0; 2014 Qtr 2: 0; 2014 Qtr 3: 0; 2014 Qtr 4: 0; 2015 Qtr 1: 0; 2015 Qtr 2: 0; 2015 Qtr 3: 0; 2015 Qtr 4: 0 | 0
[16 empty] | 0 |  |  | #N/A | [26 empty] | 0% | 0% |  | 0 | 0 | 0 | 0 | 0 | 0 | 0 | 0 | 0 | 0 | 0 | 2013 Qtr 1: 0; 2013 Qtr 2: 0; 2013 Qtr 3: 0; 2013 Qtr 4: 0; 2014 Qtr 1: 0; 2014 Qtr 2: 0; 2014 Qtr 3: 0; 2014 Qtr 4: 0; 2015 Qtr 1: 0; 2015 Qtr 2: 0; 2015 Qtr 3: 0; 2015 Qtr 4: 0 | 0
[16 empty] | 0 |  |  | #N/A | [26 empty] | 0% | 0% |  | 0 | 0 | 0 | 0 | 0 | 0 | 0 | 0 | 0 | 0 | 0 | 2013 Qtr 1: 0; 2013 Qtr 2: 0; 2013 Qtr 3: 0; 2013 Qtr 4: 0; 2014 Qtr 1: 0; 2014 Qtr 2: 0; 2014 Qtr 3: 0; 2014 Qtr 4: 0; 2015 Qtr 1: 0; 2015 Qtr 2: 0; 2015 Qtr 3: 0; 2015 Qtr 4: 0 | 0
[16 empty] | 0 |  |  | #N/A | [26 empty] | 0% | 0% |  | 0 | 0 | 0 | 0 | 0 | 0 | 0 | 0 | 0 | 0 | 0 | 2013 Qtr 1: 0; 2013 Qtr 2: 0; 2013 Qtr 3: 0; 2013 Qtr 4: 0; 2014 Qtr 1: 0; 2014 Qtr 2: 0; 2014 Qtr 3: 0; 2014 Qtr 4: 0; 2015 Qtr 1: 0; 2015 Qtr 2: 0; 2015 Qtr 3: 0; 2015 Qtr 4: 0 | 0
[16 empty] | 0 |  |  | #N/A | [26 empty] | 0% | 0% |  | 0 | 0 | 0 | 0 | 0 | 0 | 0 | 0 | 0 | 0 | 0 | 2013 Qtr 1: 0; 2013 Qtr 2: 0; 2013 Qtr 3: 0; 2013 Qtr 4: 0; 2014 Qtr 1: 0; 2014 Qtr 2: 0; 2014 Qtr 3: 0; 2014 Qtr 4: 0; 2015 Qtr 1: 0; 2015 Qtr 2: 0; 2015 Qtr 3: 0; 2015 Qtr 4: 0 | 0
[16 empty] | 0 |  |  | #N/A | [26 empty] | 0% | 0% |  | 0 | 0 | 0 | 0 | 0 | 0 | 0 | 0 | 0 | 0 | 0 | 2013 Qtr 1: 0; 2013 Qtr 2: 0; 2013 Qtr 3: 0; 2013 Qtr 4: 0; 2014 Qtr 1: 0; 2014 Qtr 2: 0; 2014 Qtr 3: 0; 2014 Qtr 4: 0; 2015 Qtr 1: 0; 2015 Qtr 2: 0; 2015 Qtr 3: 0; 2015 Qtr 4: 0 | 0
[16 empty] | 0 |  |  | #N/A | [26 empty] | 0% | 0% |  | 0 | 0 | 0 | 0 | 0 | 0 | 0 | 0 | 0 | 0 | 0 | 2013 Qtr 1: 0; 2013 Qtr 2: 0; 2013 Qtr 3: 0; 2013 Qtr 4: 0; 2014 Qtr 1: 0; 2014 Qtr 2: 0; 2014 Qtr 3: 0; 2014 Qtr 4: 0; 2015 Qtr 1: 0; 2015 Qtr 2: 0; 2015 Qtr 3: 0; 2015 Qtr 4: 0 | 0
[16 empty] | 0 |  |  | #N/A | [26 empty] | 0% | 0% |  | 0 | 0 | 0 | 0 | 0 | 0 | 0 | 0 | 0 | 0 | 0 | 2013 Qtr 1: 0; 2013 Qtr 2: 0; 2013 Qtr 3: 0; 2013 Qtr 4: 0; 2014 Qtr 1: 0; 2014 Qtr 2: 0; 2014 Qtr 3: 0; 2014 Qtr 4: 0; 2015 Qtr 1: 0; 2015 Qtr 2: 0; 2015 Qtr 3: 0; 2015 Qtr 4: 0 | 0
[16 empty] | 0 |  |  | #N/A | [26 empty] | 0% | 0% |  | 0 | 0 | 0 | 0 | 0 | 0 | 0 | 0 | 0 | 0 | 0 | 2013 Qtr 1: 0; 2013 Qtr 2: 0; 2013 Qtr 3: 0; 2013 Qtr 4: 0; 2014 Qtr 1: 0; 2014 Qtr 2: 0; 2014 Qtr 3: 0; 2014 Qtr 4: 0; 2015 Qtr 1: 0; 2015 Qtr 2: 0; 2015 Qtr 3: 0; 2015 Qtr 4: 0 | 0
[16 empty] | 0 |  |  | #N/A | [26 empty] | 0% | 0% |  | 0 | 0 | 0 | 0 | 0 | 0 | 0 | 0 | 0 | 0 | 0 | 2013 Qtr 1: 0; 2013 Qtr 2: 0; 2013 Qtr 3: 0; 2013 Qtr 4: 0; 2014 Qtr 1: 0; 2014 Qtr 2: 0; 2014 Qtr 3: 0; 2014 Qtr 4: 0; 2015 Qtr 1: 0; 2015 Qtr 2: 0; 2015 Qtr 3: 0; 2015 Qtr 4: 0 | 0
[16 empty] | 0 |  |  | #N/A | [26 empty] | 0% | 0% |  | 0 | 0 | 0 | 0 | 0 | 0 | 0 | 0 | 0 | 0 | 0 | 2013 Qtr 1: 0; 2013 Qtr 2: 0; 2013 Qtr 3: 0; 2013 Qtr 4: 0; 2014 Qtr 1: 0; 2014 Qtr 2: 0; 2014 Qtr 3: 0; 2014 Qtr 4: 0; 2015 Qtr 1: 0; 2015 Qtr 2: 0; 2015 Qtr 3: 0; 2015 Qtr 4: 0 | 0
[16 empty] | 0 |  |  | #N/A | [26 empty] | 0% | 0% |  | 0 | 0 | 0 | 0 | 0 | 0 | 0 | 0 | 0 | 0 | 0 | 2013 Qtr 1: 0; 2013 Qtr 2: 0; 2013 Qtr 3: 0; 2013 Qtr 4: 0; 2014 Qtr 1: 0; 2014 Qtr 2: 0; 2014 Qtr 3: 0; 2014 Qtr 4: 0; 2015 Qtr 1: 0; 2015 Qtr 2: 0; 2015 Qtr 3: 0; 2015 Qtr 4: 0 | 0
[16 empty] | 0 |  |  | #N/A | [26 empty] | 0% | 0% |  | 0 | 0 | 0 | 0 | 0 | 0 | 0 | 0 | 0 | 0 | 0 | 2013 Qtr 1: 0; 2013 Qtr 2: 0; 2013 Qtr 3: 0; 2013 Qtr 4: 0; 2014 Qtr 1: 0; 2014 Qtr 2: 0; 2014 Qtr 3: 0; 2014 Qtr 4: 0; 2015 Qtr 1: 0; 2015 Qtr 2: 0; 2015 Qtr 3: 0; 2015 Qtr 4: 0 | 0
[16 empty] | 0 |  |  | #N/A | [26 empty] | 0% | 0% |  | 0 | 0 | 0 | 0 | 0 | 0 | 0 | 0 | 0 | 0 | 0 | 2013 Qtr 1: 0; 2013 Qtr 2: 0; 2013 Qtr 3: 0; 2013 Qtr 4: 0; 2014 Qtr 1: 0; 2014 Qtr 2: 0; 2014 Qtr 3: 0; 2014 Qtr 4: 0; 2015 Qtr 1: 0; 2015 Qtr 2: 0; 2015 Qtr 3: 0; 2015 Qtr 4: 0 | 0
[16 empty] | 0 |  |  | #N/A | [26 empty] | 0% | 0% |  | 0 | 0 | 0 | 0 | 0 | 0 | 0 | 0 | 0 | 0 | 0 | 2013 Qtr 1: 0; 2013 Qtr 2: 0; 2013 Qtr 3: 0; 2013 Qtr 4: 0; 2014 Qtr 1: 0; 2014 Qtr 2: 0; 2014 Qtr 3: 0; 2014 Qtr 4: 0; 2015 Qtr 1: 0; 2015 Qtr 2: 0; 2015 Qtr 3: 0; 2015 Qtr 4: 0 | 0
[16 empty] | 0 |  |  | #N/A | [26 empty] | 0% | 0% |  | 0 | 0 | 0 | 0 | 0 | 0 | 0 | 0 | 0 | 0 | 0 | 2013 Qtr 1: 0; 2013 Qtr 2: 0; 2013 Qtr 3: 0; 2013 Qtr 4: 0; 2014 Qtr 1: 0; 2014 Qtr 2: 0; 2014 Qtr 3: 0; 2014 Qtr 4: 0; 2015 Qtr 1: 0; 2015 Qtr 2: 0; 2015 Qtr 3: 0; 2015 Qtr 4: 0 | 0
[16 empty] | 0 |  |  | #N/A | [26 empty] | 0% | 0% |  | 0 | 0 | 0 | 0 | 0 | 0 | 0 | 0 | 0 | 0 | 0 | 2013 Qtr 1: 0; 2013 Qtr 2: 0; 2013 Qtr 3: 0; 2013 Qtr 4: 0; 2014 Qtr 1: 0; 2014 Qtr 2: 0; 2014 Qtr 3: 0; 2014 Qtr 4: 0; 2015 Qtr 1: 0; 2015 Qtr 2: 0; 2015 Qtr 3: 0; 2015 Qtr 4: 0 | 0
[16 empty] | 0 |  |  | #N/A | [26 empty] | 0% | 0% |  | 0 | 0 | 0 | 0 | 0 | 0 | 0 | 0 | 0 | 0 | 0 | 2013 Qtr 1: 0; 2013 Qtr 2: 0; 2013 Qtr 3: 0; 2013 Qtr 4: 0; 2014 Qtr 1: 0; 2014 Qtr 2: 0; 2014 Qtr 3: 0; 2014 Qtr 4: 0; 2015 Qtr 1: 0; 2015 Qtr 2: 0; 2015 Qtr 3: 0; 2015 Qtr 4: 0 | 0
[16 empty] | 0 |  |  | #N/A | [26 empty] | 0% | 0% |  | 0 | 0 | 0 | 0 | 0 | 0 | 0 | 0 | 0 | 0 | 0 | 2013 Qtr 1: 0; 2013 Qtr 2: 0; 2013 Qtr 3: 0; 2013 Qtr 4: 0; 2014 Qtr 1: 0; 2014 Qtr 2: 0; 2014 Qtr 3: 0; 2014 Qtr 4: 0; 2015 Qtr 1: 0; 2015 Qtr 2: 0; 2015 Qtr 3: 0; 2015 Qtr 4: 0 | 0
[16 empty] | 0 |  |  | #N/A | [26 empty] | 0% | 0% |  | 0 | 0 | 0 | 0 | 0 | 0 | 0 | 0 | 0 | 0 | 0 | 2013 Qtr 1: 0; 2013 Qtr 2: 0; 2013 Qtr 3: 0; 2013 Qtr 4: 0; 2014 Qtr 1: 0; 2014 Qtr 2: 0; 2014 Qtr 3: 0; 2014 Qtr 4: 0; 2015 Qtr 1: 0; 2015 Qtr 2: 0; 2015 Qtr 3: 0; 2015 Qtr 4: 0 | 0
[16 empty] | 0 |  |  | #N/A | [26 empty] | 0% | 0% |  | 0 | 0 | 0 | 0 | 0 | 0 | 0 | 0 | 0 | 0 | 0 | 2013 Qtr 1: 0; 2013 Qtr 2: 0; 2013 Qtr 3: 0; 2013 Qtr 4: 0; 2014 Qtr 1: 0; 2014 Qtr 2: 0; 2014 Qtr 3: 0; 2014 Qtr 4: 0; 2015 Qtr 1: 0; 2015 Qtr 2: 0; 2015 Qtr 3: 0; 2015 Qtr 4: 0 | 0
[16 empty] | 0 |  |  | #N/A | [26 empty] | 0% | 0% |  | 0 | 0 | 0 | 0 | 0 | 0 | 0 | 0 | 0 | 0 | 0 | 2013 Qtr 1: 0; 2013 Qtr 2: 0; 2013 Qtr 3: 0; 2013 Qtr 4: 0; 2014 Qtr 1: 0; 2014 Qtr 2: 0; 2014 Qtr 3: 0; 2014 Qtr 4: 0; 2015 Qtr 1: 0; 2015 Qtr 2: 0; 2015 Qtr 3: 0; 2015 Qtr 4: 0 | 0
[16 empty] | 0 |  |  | #N/A | [26 empty] | 0% | 0% |  | 0 | 0 | 0 | 0 | 0 | 0 | 0 | 0 | 0 | 0 | 0 | 2013 Qtr 1: 0; 2013 Qtr 2: 0; 2013 Qtr 3: 0; 2013 Qtr 4: 0; 2014 Qtr 1: 0; 2014 Qtr 2: 0; 2014 Qtr 3: 0; 2014 Qtr 4: 0; 2015 Qtr 1: 0; 2015 Qtr 2: 0; 2015 Qtr 3: 0; 2015 Qtr 4: 0 | 0
[16 empty] | 0 |  |  | #N/A | [26 empty] | 0% | 0% |  | 0 | 0 | 0 | 0 | 0 | 0 | 0 | 0 | 0 | 0 | 0 | 2013 Qtr 1: 0; 2013 Qtr 2: 0; 2013 Qtr 3: 0; 2013 Qtr 4: 0; 2014 Qtr 1: 0; 2014 Qtr 2: 0; 2014 Qtr 3: 0; 2014 Qtr 4: 0; 2015 Qtr 1: 0; 2015 Qtr 2: 0; 2015 Qtr 3: 0; 2015 Qtr 4: 0 | 0
[16 empty] | 0 |  |  | #N/A | [26 empty] | 0% | 0% |  | 0 | 0 | 0 | 0 | 0 | 0 | 0 | 0 | 0 | 0 | 0 | 2013 Qtr 1: 0; 2013 Qtr 2: 0; 2013 Qtr 3: 0; 2013 Qtr 4: 0; 2014 Qtr 1: 0; 2014 Qtr 2: 0; 2014 Qtr 3: 0; 2014 Qtr 4: 0; 2015 Qtr 1: 0; 2015 Qtr 2: 0; 2015 Qtr 3: 0; 2015 Qtr 4: 0 | 0
[16 empty] | 0 |  |  | #N/A | [26 empty] | 0% | 0% |  | 0 | 0 | 0 | 0 | 0 | 0 | 0 | 0 | 0 | 0 | 0 | 2013 Qtr 1: 0; 2013 Qtr 2: 0; 2013 Qtr 3: 0; 2013 Qtr 4: 0; 2014 Qtr 1: 0; 2014 Qtr 2: 0; 2014 Qtr 3: 0; 2014 Qtr 4: 0; 2015 Qtr 1: 0; 2015 Qtr 2: 0; 2015 Qtr 3: 0; 2015 Qtr 4: 0 | 0
[16 empty] | 0 |  |  | #N/A | [26 empty] | 0% | 0% |  | 0 | 0 | 0 | 0 | 0 | 0 | 0 | 0 | 0 | 0 | 0 | 2013 Qtr 1: 0; 2013 Qtr 2: 0; 2013 Qtr 3: 0; 2013 Qtr 4: 0; 2014 Qtr 1: 0; 2014 Qtr 2: 0; 2014 Qtr 3: 0; 2014 Qtr 4: 0; 2015 Qtr 1: 0; 2015 Qtr 2: 0; 2015 Qtr 3: 0; 2015 Qtr 4: 0 | 0
[16 empty] | 0 |  |  | #N/A | [26 empty] | 0% | 0% |  | 0 | 0 | 0 | 0 | 0 | 0 | 0 | 0 | 0 | 0 | 0 | 2013 Qtr 1: 0; 2013 Qtr 2: 0; 2013 Qtr 3: 0; 2013 Qtr 4: 0; 2014 Qtr 1: 0; 2014 Qtr 2: 0; 2014 Qtr 3: 0; 2014 Qtr 4: 0; 2015 Qtr 1: 0; 2015 Qtr 2: 0; 2015 Qtr 3: 0; 2015 Qtr 4: 0 | 0
[16 empty] | 0 |  |  | #N/A | [26 empty] | 0% | 0% |  | 0 | 0 | 0 | 0 | 0 | 0 | 0 | 0 | 0 | 0 | 0 | 2013 Qtr 1: 0; 2013 Qtr 2: 0; 2013 Qtr 3: 0; 2013 Qtr 4: 0; 2014 Qtr 1: 0; 2014 Qtr 2: 0; 2014 Qtr 3: 0; 2014 Qtr 4: 0; 2015 Qtr 1: 0; 2015 Qtr 2: 0; 2015 Qtr 3: 0; 2015 Qtr 4: 0 | 0
[16 empty] | 0 |  |  | #N/A | [26 empty] | 0% | 0% |  | 0 | 0 | 0 | 0 | 0 | 0 | 0 | 0 | 0 | 0 | 0 | 2013 Qtr 1: 0; 2013 Qtr 2: 0; 2013 Qtr 3: 0; 2013 Qtr 4: 0; 2014 Qtr 1: 0; 2014 Qtr 2: 0; 2014 Qtr 3: 0; 2014 Qtr 4: 0; 2015 Qtr 1: 0; 2015 Qtr 2: 0; 2015 Qtr 3: 0; 2015 Qtr 4: 0 | 0
[16 empty] | 0 |  |  | #N/A | [26 empty] | 0% | 0% |  | 0 | 0 | 0 | 0 | 0 | 0 | 0 | 0 | 0 | 0 | 0 | 2013 Qtr 1: 0; 2013 Qtr 2: 0; 2013 Qtr 3: 0; 2013 Qtr 4: 0; 2014 Qtr 1: 0; 2014 Qtr 2: 0; 2014 Qtr 3: 0; 2014 Qtr 4: 0; 2015 Qtr 1: 0; 2015 Qtr 2: 0; 2015 Qtr 3: 0; 2015 Qtr 4: 0 | 0
[16 empty] | 0 |  |  | #N/A | [26 empty] | 0% | 0% |  | 0 | 0 | 0 | 0 | 0 | 0 | 0 | 0 | 0 | 0 | 0 | 2013 Qtr 1: 0; 2013 Qtr 2: 0; 2013 Qtr 3: 0; 2013 Qtr 4: 0; 2014 Qtr 1: 0; 2014 Qtr 2: 0; 2014 Qtr 3: 0; 2014 Qtr 4: 0; 2015 Qtr 1: 0; 2015 Qtr 2: 0; 2015 Qtr 3: 0; 2015 Qtr 4: 0 | 0
[16 empty] | 0 |  |  | #N/A | [26 empty] | 0% | 0% |  | 0 | 0 | 0 | 0 | 0 | 0 | 0 | 0 | 0 | 0 | 0 | 2013 Qtr 1: 0; 2013 Qtr 2: 0; 2013 Qtr 3: 0; 2013 Qtr 4: 0; 2014 Qtr 1: 0; 2014 Qtr 2: 0; 2014 Qtr 3: 0; 2014 Qtr 4: 0; 2015 Qtr 1: 0; 2015 Qtr 2: 0; 2015 Qtr 3: 0; 2015 Qtr 4: 0 | 0
[16 empty] | 0 |  |  | #N/A | [26 empty] | 0% | 0% |  | 0 | 0 | 0 | 0 | 0 | 0 | 0 | 0 | 0 | 0 | 0 | 2013 Qtr 1: 0; 2013 Qtr 2: 0; 2013 Qtr 3: 0; 2013 Qtr 4: 0; 2014 Qtr 1: 0; 2014 Qtr 2: 0; 2014 Qtr 3: 0; 2014 Qtr 4: 0; 2015 Qtr 1: 0; 2015 Qtr 2: 0; 2015 Qtr 3: 0; 2015 Qtr 4: 0 | 0
[16 empty] | 0 |  |  | #N/A | [26 empty] | 0% | 0% |  | 0 | 0 | 0 | 0 | 0 | 0 | 0 | 0 | 0 | 0 | 0 | 2013 Qtr 1: 0; 2013 Qtr 2: 0; 2013 Qtr 3: 0; 2013 Qtr 4: 0; 2014 Qtr 1: 0; 2014 Qtr 2: 0; 2014 Qtr 3: 0; 2014 Qtr 4: 0; 2015 Qtr 1: 0; 2015 Qtr 2: 0; 2015 Qtr 3: 0; 2015 Qtr 4: 0 | 0
[16 empty] | 0 |  |  | #N/A | [26 empty] | 0% | 0% |  | 0 | 0 | 0 | 0 | 0 | 0 | 0 | 0 | 0 | 0 | 0 | 2013 Qtr 1: 0; 2013 Qtr 2: 0; 2013 Qtr 3: 0; 2013 Qtr 4: 0; 2014 Qtr 1: 0; 2014 Qtr 2: 0; 2014 Qtr 3: 0; 2014 Qtr 4: 0; 2015 Qtr 1: 0; 2015 Qtr 2: 0; 2015 Qtr 3: 0; 2015 Qtr 4: 0 | 0
[16 empty] | 0 |  |  | #N/A | [26 empty] | 0% | 0% |  | 0 | 0 | 0 | 0 | 0 | 0 | 0 | 0 | 0 | 0 | 0 | 2013 Qtr 1: 0; 2013 Qtr 2: 0; 2013 Qtr 3: 0; 2013 Qtr 4: 0; 2014 Qtr 1: 0; 2014 Qtr 2: 0; 2014 Qtr 3: 0; 2014 Qtr 4: 0; 2015 Qtr 1: 0; 2015 Qtr 2: 0; 2015 Qtr 3: 0; 2015 Qtr 4: 0 | 0
[16 empty] | 0 |  |  | #N/A | [26 empty] | 0% | 0% |  | 0 | 0 | 0 | 0 | 0 | 0 | 0 | 0 | 0 | 0 | 0 | 2013 Qtr 1: 0; 2013 Qtr 2: 0; 2013 Qtr 3: 0; 2013 Qtr 4: 0; 2014 Qtr 1: 0; 2014 Qtr 2: 0; 2014 Qtr 3: 0; 2014 Qtr 4: 0; 2015 Qtr 1: 0; 2015 Qtr 2: 0; 2015 Qtr 3: 0; 2015 Qtr 4: 0 | 0
[16 empty] | 0 |  |  | #N/A | [26 empty] | 0% | 0% |  | 0 | 0 | 0 | 0 | 0 | 0 | 0 | 0 | 0 | 0 | 0 | 2013 Qtr 1: 0; 2013 Qtr 2: 0; 2013 Qtr 3: 0; 2013 Qtr 4: 0; 2014 Qtr 1: 0; 2014 Qtr 2: 0; 2014 Qtr 3: 0; 2014 Qtr 4: 0; 2015 Qtr 1: 0; 2015 Qtr 2: 0; 2015 Qtr 3: 0; 2015 Qtr 4: 0 | 0
[16 empty] | 0 |  |  | #N/A | [26 empty] | 0% | 0% |  | 0 | 0 | 0 | 0 | 0 | 0 | 0 | 0 | 0 | 0 | 0 | 2013 Qtr 1: 0; 2013 Qtr 2: 0; 2013 Qtr 3: 0; 2013 Qtr 4: 0; 2014 Qtr 1: 0; 2014 Qtr 2: 0; 2014 Qtr 3: 0; 2014 Qtr 4: 0; 2015 Qtr 1: 0; 2015 Qtr 2: 0; 2015 Qtr 3: 0; 2015 Qtr 4: 0 | 0
[16 empty] | 0 |  |  | #N/A | [26 empty] | 0% | 0% |  | 0 | 0 | 0 | 0 | 0 | 0 | 0 | 0 | 0 | 0 | 0 | 2013 Qtr 1: 0; 2013 Qtr 2: 0; 2013 Qtr 3: 0; 2013 Qtr 4: 0; 2014 Qtr 1: 0; 2014 Qtr 2: 0; 2014 Qtr 3: 0; 2014 Qtr 4: 0; 2015 Qtr 1: 0; 2015 Qtr 2: 0; 2015 Qtr 3: 0; 2015 Qtr 4: 0 | 0
[16 empty] | 0 |  |  | #N/A | [26 empty] | 0% | 0% |  | 0 | 0 | 0 | 0 | 0 | 0 | 0 | 0 | 0 | 0 | 0 | 2013 Qtr 1: 0; 2013 Qtr 2: 0; 2013 Qtr 3: 0; 2013 Qtr 4: 0; 2014 Qtr 1: 0; 2014 Qtr 2: 0; 2014 Qtr 3: 0; 2014 Qtr 4: 0; 2015 Qtr 1: 0; 2015 Qtr 2: 0; 2015 Qtr 3: 0; 2015 Qtr 4: 0 | 0
[16 empty] | 0 |  |  | #N/A | [26 empty] | 0% | 0% |  | 0 | 0 | 0 | 0 | 0 | 0 | 0 | 0 | 0 | 0 | 0 | 2013 Qtr 1: 0; 2013 Qtr 2: 0; 2013 Qtr 3: 0; 2013 Qtr 4: 0; 2014 Qtr 1: 0; 2014 Qtr 2: 0; 2014 Qtr 3: 0; 2014 Qtr 4: 0; 2015 Qtr 1: 0; 2015 Qtr 2: 0; 2015 Qtr 3: 0; 2015 Qtr 4: 0 | 0
[16 empty] | 0 |  |  | #N/A | [26 empty] | 0% | 0% |  | 0 | 0 | 0 | 0 | 0 | 0 | 0 | 0 | 0 | 0 | 0 | 2013 Qtr 1: 0; 2013 Qtr 2: 0; 2013 Qtr 3: 0; 2013 Qtr 4: 0; 2014 Qtr 1: 0; 2014 Qtr 2: 0; 2014 Qtr 3: 0; 2014 Qtr 4: 0; 2015 Qtr 1: 0; 2015 Qtr 2: 0; 2015 Qtr 3: 0; 2015 Qtr 4: 0 | 0
[16 empty] | 0 |  |  | #N/A | [26 empty] | 0% | 0% |  | 0 | 0 | 0 | 0 | 0 | 0 | 0 | 0 | 0 | 0 | 0 | 2013 Qtr 1: 0; 2013 Qtr 2: 0; 2013 Qtr 3: 0; 2013 Qtr 4: 0; 2014 Qtr 1: 0; 2014 Qtr 2: 0; 2014 Qtr 3: 0; 2014 Qtr 4: 0; 2015 Qtr 1: 0; 2015 Qtr 2: 0; 2015 Qtr 3: 0; 2015 Qtr 4: 0 | 0
[16 empty] | 0 |  |  | #N/A | [26 empty] | 0% | 0% |  | 0 | 0 | 0 | 0 | 0 | 0 | 0 | 0 | 0 | 0 | 0 | 2013 Qtr 1: 0; 2013 Qtr 2: 0; 2013 Qtr 3: 0; 2013 Qtr 4: 0; 2014 Qtr 1: 0; 2014 Qtr 2: 0; 2014 Qtr 3: 0; 2014 Qtr 4: 0; 2015 Qtr 1: 0; 2015 Qtr 2: 0; 2015 Qtr 3: 0; 2015 Qtr 4: 0 | 0
[16 empty] | 0 |  |  | #N/A | [26 empty] | 0% | 0% |  | 0 | 0 | 0 | 0 | 0 | 0 | 0 | 0 | 0 | 0 | 0 | 2013 Qtr 1: 0; 2013 Qtr 2: 0; 2013 Qtr 3: 0; 2013 Qtr 4: 0; 2014 Qtr 1: 0; 2014 Qtr 2: 0; 2014 Qtr 3: 0; 2014 Qtr 4: 0; 2015 Qtr 1: 0; 2015 Qtr 2: 0; 2015 Qtr 3: 0; 2015 Qtr 4: 0 | 0
[16 empty] | 0 |  |  | #N/A | [26 empty] | 0% | 0% |  | 0 | 0 | 0 | 0 | 0 | 0 | 0 | 0 | 0 | 0 | 0 | 2013 Qtr 1: 0; 2013 Qtr 2: 0; 2013 Qtr 3: 0; 2013 Qtr 4: 0; 2014 Qtr 1: 0; 2014 Qtr 2: 0; 2014 Qtr 3: 0; 2014 Qtr 4: 0; 2015 Qtr 1: 0; 2015 Qtr 2: 0; 2015 Qtr 3: 0; 2015 Qtr 4: 0 | 0
[16 empty] | 0 |  |  | #N/A | [26 empty] | 0% | 0% |  | 0 | 0 | 0 | 0 | 0 | 0 | 0 | 0 | 0 | 0 | 0 | 2013 Qtr 1: 0; 2013 Qtr 2: 0; 2013 Qtr 3: 0; 2013 Qtr 4: 0; 2014 Qtr 1: 0; 2014 Qtr 2: 0; 2014 Qtr 3: 0; 2014 Qtr 4: 0; 2015 Qtr 1: 0; 2015 Qtr 2: 0; 2015 Qtr 3: 0; 2015 Qtr 4: 0 | 0
[16 empty] | 0 |  |  | #N/A | [26 empty] | 0% | 0% |  | 0 | 0 | 0 | 0 | 0 | 0 | 0 | 0 | 0 | 0 | 0 | 2013 Qtr 1: 0; 2013 Qtr 2: 0; 2013 Qtr 3: 0; 2013 Qtr 4: 0; 2014 Qtr 1: 0; 2014 Qtr 2: 0; 2014 Qtr 3: 0; 2014 Qtr 4: 0; 2015 Qtr 1: 0; 2015 Qtr 2: 0; 2015 Qtr 3: 0; 2015 Qtr 4: 0 | 0
[16 empty] | 0 |  |  | #N/A | [26 empty] | 0% | 0% |  | 0 | 0 | 0 | 0 | 0 | 0 | 0 | 0 | 0 | 0 | 0 | 2013 Qtr 1: 0; 2013 Qtr 2: 0; 2013 Qtr 3: 0; 2013 Qtr 4: 0; 2014 Qtr 1: 0; 2014 Qtr 2: 0; 2014 Qtr 3: 0; 2014 Qtr 4: 0; 2015 Qtr 1: 0; 2015 Qtr 2: 0; 2015 Qtr 3: 0; 2015 Qtr 4: 0 | 0
[16 empty] | 0 |  |  | #N/A | [26 empty] | 0% | 0% |  | 0 | 0 | 0 | 0 | 0 | 0 | 0 | 0 | 0 | 0 | 0 | 2013 Qtr 1: 0; 2013 Qtr 2: 0; 2013 Qtr 3: 0; 2013 Qtr 4: 0; 2014 Qtr 1: 0; 2014 Qtr 2: 0; 2014 Qtr 3: 0; 2014 Qtr 4: 0; 2015 Qtr 1: 0; 2015 Qtr 2: 0; 2015 Qtr 3: 0; 2015 Qtr 4: 0 | 0
[16 empty] | 0 |  |  | #N/A | [26 empty] | 0% | 0% |  | 0 | 0 | 0 | 0 | 0 | 0 | 0 | 0 | 0 | 0 | 0 | 2013 Qtr 1: 0; 2013 Qtr 2: 0; 2013 Qtr 3: 0; 2013 Qtr 4: 0; 2014 Qtr 1: 0; 2014 Qtr 2: 0; 2014 Qtr 3: 0; 2014 Qtr 4: 0; 2015 Qtr 1: 0; 2015 Qtr 2: 0; 2015 Qtr 3: 0; 2015 Qtr 4: 0 | 0
[16 empty] | 0 |  |  | #N/A | [26 empty] | 0% | 0% |  | 0 | 0 | 0 | 0 | 0 | 0 | 0 | 0 | 0 | 0 | 0 | 2013 Qtr 1: 0; 2013 Qtr 2: 0; 2013 Qtr 3: 0; 2013 Qtr 4: 0; 2014 Qtr 1: 0; 2014 Qtr 2: 0; 2014 Qtr 3: 0; 2014 Qtr 4: 0; 2015 Qtr 1: 0; 2015 Qtr 2: 0; 2015 Qtr 3: 0; 2015 Qtr 4: 0 | 0
[16 empty] | 0 |  |  | #N/A | [26 empty] | 0% | 0% |  | 0 | 0 | 0 | 0 | 0 | 0 | 0 | 0 | 0 | 0 | 0 | 2013 Qtr 1: 0; 2013 Qtr 2: 0; 2013 Qtr 3: 0; 2013 Qtr 4: 0; 2014 Qtr 1: 0; 2014 Qtr 2: 0; 2014 Qtr 3: 0; 2014 Qtr 4: 0; 2015 Qtr 1: 0; 2015 Qtr 2: 0; 2015 Qtr 3: 0; 2015 Qtr 4: 0 | 0
[16 empty] | 0 |  |  | #N/A | [26 empty] | 0% | 0% |  | 0 | 0 | 0 | 0 | 0 | 0 | 0 | 0 | 0 | 0 | 0 | 2013 Qtr 1: 0; 2013 Qtr 2: 0; 2013 Qtr 3: 0; 2013 Qtr 4: 0; 2014 Qtr 1: 0; 2014 Qtr 2: 0; 2014 Qtr 3: 0; 2014 Qtr 4: 0; 2015 Qtr 1: 0; 2015 Qtr 2: 0; 2015 Qtr 3: 0; 2015 Qtr 4: 0 | 0
[16 empty] | 0 |  |  | #N/A | [26 empty] | 0% | 0% |  | 0 | 0 | 0 | 0 | 0 | 0 | 0 | 0 | 0 | 0 | 0 | 2013 Qtr 1: 0; 2013 Qtr 2: 0; 2013 Qtr 3: 0; 2013 Qtr 4: 0; 2014 Qtr 1: 0; 2014 Qtr 2: 0; 2014 Qtr 3: 0; 2014 Qtr 4: 0; 2015 Qtr 1: 0; 2015 Qtr 2: 0; 2015 Qtr 3: 0; 2015 Qtr 4: 0 | 0
[16 empty] | 0 |  |  | #N/A | [26 empty] | 0% | 0% |  | 0 | 0 | 0 | 0 | 0 | 0 | 0 | 0 | 0 | 0 | 0 | 2013 Qtr 1: 0; 2013 Qtr 2: 0; 2013 Qtr 3: 0; 2013 Qtr 4: 0; 2014 Qtr 1: 0; 2014 Qtr 2: 0; 2014 Qtr 3: 0; 2014 Qtr 4: 0; 2015 Qtr 1: 0; 2015 Qtr 2: 0; 2015 Qtr 3: 0; 2015 Qtr 4: 0 | 0
[16 empty] | 0 |  |  | #N/A | [26 empty] | 0% | 0% |  | 0 | 0 | 0 | 0 | 0 | 0 | 0 | 0 | 0 | 0 | 0 | 2013 Qtr 1: 0; 2013 Qtr 2: 0; 2013 Qtr 3: 0; 2013 Qtr 4: 0; 2014 Qtr 1: 0; 2014 Qtr 2: 0; 2014 Qtr 3: 0; 2014 Qtr 4: 0; 2015 Qtr 1: 0; 2015 Qtr 2: 0; 2015 Qtr 3: 0; 2015 Qtr 4: 0 | 0
[16 empty] | 0 |  |  | #N/A | [26 empty] | 0% | 0% |  | 0 | 0 | 0 | 0 | 0 | 0 | 0 | 0 | 0 | 0 | 0 | 2013 Qtr 1: 0; 2013 Qtr 2: 0; 2013 Qtr 3: 0; 2013 Qtr 4: 0; 2014 Qtr 1: 0; 2014 Qtr 2: 0; 2014 Qtr 3: 0; 2014 Qtr 4: 0; 2015 Qtr 1: 0; 2015 Qtr 2: 0; 2015 Qtr 3: 0; 2015 Qtr 4: 0 | 0
[16 empty] | 0 |  |  | #N/A | [26 empty] | 0% | 0% |  | 0 | 0 | 0 | 0 | 0 | 0 | 0 | 0 | 0 | 0 | 0 | 2013 Qtr 1: 0; 2013 Qtr 2: 0; 2013 Qtr 3: 0; 2013 Qtr 4: 0; 2014 Qtr 1: 0; 2014 Qtr 2: 0; 2014 Qtr 3: 0; 2014 Qtr 4: 0; 2015 Qtr 1: 0; 2015 Qtr 2: 0; 2015 Qtr 3: 0; 2015 Qtr 4: 0 | 0
[16 empty] | 0 |  |  | #N/A | [26 empty] | 0% | 0% |  | 0 | 0 | 0 | 0 | 0 | 0 | 0 | 0 | 0 | 0 | 0 | 2013 Qtr 1: 0; 2013 Qtr 2: 0; 2013 Qtr 3: 0; 2013 Qtr 4: 0; 2014 Qtr 1: 0; 2014 Qtr 2: 0; 2014 Qtr 3: 0; 2014 Qtr 4: 0; 2015 Qtr 1: 0; 2015 Qtr 2: 0; 2015 Qtr 3: 0; 2015 Qtr 4: 0 | 0
[16 empty] | 0 |  |  | #N/A | [26 empty] | 0% | 0% |  | 0 | 0 | 0 | 0 | 0 | 0 | 0 | 0 | 0 | 0 | 0 | 2013 Qtr 1: 0; 2013 Qtr 2: 0; 2013 Qtr 3: 0; 2013 Qtr 4: 0; 2014 Qtr 1: 0; 2014 Qtr 2: 0; 2014 Qtr 3: 0; 2014 Qtr 4: 0; 2015 Qtr 1: 0; 2015 Qtr 2: 0; 2015 Qtr 3: 0; 2015 Qtr 4: 0 | 0
[16 empty] | 0 |  |  | #N/A | [26 empty] | 0% | 0% |  | 0 | 0 | 0 | 0 | 0 | 0 | 0 | 0 | 0 | 0 | 0 | 2013 Qtr 1: 0; 2013 Qtr 2: 0; 2013 Qtr 3: 0; 2013 Qtr 4: 0; 2014 Qtr 1: 0; 2014 Qtr 2: 0; 2014 Qtr 3: 0; 2014 Qtr 4: 0; 2015 Qtr 1: 0; 2015 Qtr 2: 0; 2015 Qtr 3: 0; 2015 Qtr 4: 0 | 0
[16 empty] | 0 |  |  | #N/A | [26 empty] | 0% | 0% |  | 0 | 0 | 0 | 0 | 0 | 0 | 0 | 0 | 0 | 0 | 0 | 2013 Qtr 1: 0; 2013 Qtr 2: 0; 2013 Qtr 3: 0; 2013 Qtr 4: 0; 2014 Qtr 1: 0; 2014 Qtr 2: 0; 2014 Qtr 3: 0; 2014 Qtr 4: 0; 2015 Qtr 1: 0; 2015 Qtr 2: 0; 2015 Qtr 3: 0; 2015 Qtr 4: 0 | 0
[16 empty] | 0 |  |  | #N/A | [26 empty] | 0% | 0% |  | 0 | 0 | 0 | 0 | 0 | 0 | 0 | 0 | 0 | 0 | 0 | 2013 Qtr 1: 0; 2013 Qtr 2: 0; 2013 Qtr 3: 0; 2013 Qtr 4: 0; 2014 Qtr 1: 0; 2014 Qtr 2: 0; 2014 Qtr 3: 0; 2014 Qtr 4: 0; 2015 Qtr 1: 0; 2015 Qtr 2: 0; 2015 Qtr 3: 0; 2015 Qtr 4: 0 | 0
[16 empty] | 0 |  |  | #N/A | [26 empty] | 0% | 0% |  | 0 | 0 | 0 | 0 | 0 | 0 | 0 | 0 | 0 | 0 | 0 | 2013 Qtr 1: 0; 2013 Qtr 2: 0; 2013 Qtr 3: 0; 2013 Qtr 4: 0; 2014 Qtr 1: 0; 2014 Qtr 2: 0; 2014 Qtr 3: 0; 2014 Qtr 4: 0; 2015 Qtr 1: 0; 2015 Qtr 2: 0; 2015 Qtr 3: 0; 2015 Qtr 4: 0 | 0
[16 empty] | 0 |  |  | #N/A | [26 empty] | 0% | 0% |  | 0 | 0 | 0 | 0 | 0 | 0 | 0 | 0 | 0 | 0 | 0 | 2013 Qtr 1: 0; 2013 Qtr 2: 0; 2013 Qtr 3: 0; 2013 Qtr 4: 0; 2014 Qtr 1: 0; 2014 Qtr 2: 0; 2014 Qtr 3: 0; 2014 Qtr 4: 0; 2015 Qtr 1: 0; 2015 Qtr 2: 0; 2015 Qtr 3: 0; 2015 Qtr 4: 0 | 0
[16 empty] | 0 |  |  | #N/A | [26 empty] | 0% | 0% |  | 0 | 0 | 0 | 0 | 0 | 0 | 0 | 0 | 0 | 0 | 0 | 2013 Qtr 1: 0; 2013 Qtr 2: 0; 2013 Qtr 3: 0; 2013 Qtr 4: 0; 2014 Qtr 1: 0; 2014 Qtr 2: 0; 2014 Qtr 3: 0; 2014 Qtr 4: 0; 2015 Qtr 1: 0; 2015 Qtr 2: 0; 2015 Qtr 3: 0; 2015 Qtr 4: 0 | 0
[16 empty] | 0 |  |  | #N/A | [26 empty] | 0% | 0% |  | 0 | 0 | 0 | 0 | 0 | 0 | 0 | 0 | 0 | 0 | 0 | 2013 Qtr 1: 0; 2013 Qtr 2: 0; 2013 Qtr 3: 0; 2013 Qtr 4: 0; 2014 Qtr 1: 0; 2014 Qtr 2: 0; 2014 Qtr 3: 0; 2014 Qtr 4: 0; 2015 Qtr 1: 0; 2015 Qtr 2: 0; 2015 Qtr 3: 0; 2015 Qtr 4: 0 | 0
[16 empty] | 0 |  |  | #N/A | [26 empty] | 0% | 0% |  | 0 | 0 | 0 | 0 | 0 | 0 | 0 | 0 | 0 | 0 | 0 | 2013 Qtr 1: 0; 2013 Qtr 2: 0; 2013 Qtr 3: 0; 2013 Qtr 4: 0; 2014 Qtr 1: 0; 2014 Qtr 2: 0; 2014 Qtr 3: 0; 2014 Qtr 4: 0; 2015 Qtr 1: 0; 2015 Qtr 2: 0; 2015 Qtr 3: 0; 2015 Qtr 4: 0 | 0
[16 empty] | 0 |  |  | #N/A | [26 empty] | 0% | 0% |  | 0 | 0 | 0 | 0 | 0 | 0 | 0 | 0 | 0 | 0 | 0 | 2013 Qtr 1: 0; 2013 Qtr 2: 0; 2013 Qtr 3: 0; 2013 Qtr 4: 0; 2014 Qtr 1: 0; 2014 Qtr 2: 0; 2014 Qtr 3: 0; 2014 Qtr 4: 0; 2015 Qtr 1: 0; 2015 Qtr 2: 0; 2015 Qtr 3: 0; 2015 Qtr 4: 0 | 0
[16 empty] | 0 |  |  | #N/A | [26 empty] | 0% | 0% |  | 0 | 0 | 0 | 0 | 0 | 0 | 0 | 0 | 0 | 0 | 0 | 2013 Qtr 1: 0; 2013 Qtr 2: 0; 2013 Qtr 3: 0; 2013 Qtr 4: 0; 2014 Qtr 1: 0; 2014 Qtr 2: 0; 2014 Qtr 3: 0; 2014 Qtr 4: 0; 2015 Qtr 1: 0; 2015 Qtr 2: 0; 2015 Qtr 3: 0; 2015 Qtr 4: 0 | 0
[16 empty] | 0 |  |  | #N/A | [26 empty] | 0% | 0% |  | 0 | 0 | 0 | 0 | 0 | 0 | 0 | 0 | 0 | 0 | 0 | 2013 Qtr 1: 0; 2013 Qtr 2: 0; 2013 Qtr 3: 0; 2013 Qtr 4: 0; 2014 Qtr 1: 0; 2014 Qtr 2: 0; 2014 Qtr 3: 0; 2014 Qtr 4: 0; 2015 Qtr 1: 0; 2015 Qtr 2: 0; 2015 Qtr 3: 0; 2015 Qtr 4: 0 | 0
[16 empty] | 0 |  |  | #N/A | [26 empty] | 0% | 0% |  | 0 | 0 | 0 | 0 | 0 | 0 | 0 | 0 | 0 | 0 | 0 | 2013 Qtr 1: 0; 2013 Qtr 2: 0; 2013 Qtr 3: 0; 2013 Qtr 4: 0; 2014 Qtr 1: 0; 2014 Qtr 2: 0; 2014 Qtr 3: 0; 2014 Qtr 4: 0; 2015 Qtr 1: 0; 2015 Qtr 2: 0; 2015 Qtr 3: 0; 2015 Qtr 4: 0 | 0
[16 empty] | 0 |  |  | #N/A | [26 empty] | 0% | 0% |  | 0 | 0 | 0 | 0 | 0 | 0 | 0 | 0 | 0 | 0 | 0 | 2013 Qtr 1: 0; 2013 Qtr 2: 0; 2013 Qtr 3: 0; 2013 Qtr 4: 0; 2014 Qtr 1: 0; 2014 Qtr 2: 0; 2014 Qtr 3: 0; 2014 Qtr 4: 0; 2015 Qtr 1: 0; 2015 Qtr 2: 0; 2015 Qtr 3: 0; 2015 Qtr 4: 0 | 0
[16 empty] | 0 |  |  | #N/A | [26 empty] | 0% | 0% |  | 0 | 0 | 0 | 0 | 0 | 0 | 0 | 0 | 0 | 0 | 0 | 2013 Qtr 1: 0; 2013 Qtr 2: 0; 2013 Qtr 3: 0; 2013 Qtr 4: 0; 2014 Qtr 1: 0; 2014 Qtr 2: 0; 2014 Qtr 3: 0; 2014 Qtr 4: 0; 2015 Qtr 1: 0; 2015 Qtr 2: 0; 2015 Qtr 3: 0; 2015 Qtr 4: 0 | 0
[16 empty] | 0 |  |  | #N/A | [26 empty] | 0% | 0% |  | 0 | 0 | 0 | 0 | 0 | 0 | 0 | 0 | 0 | 0 | 0 | 2013 Qtr 1: 0; 2013 Qtr 2: 0; 2013 Qtr 3: 0; 2013 Qtr 4: 0; 2014 Qtr 1: 0; 2014 Qtr 2: 0; 2014 Qtr 3: 0; 2014 Qtr 4: 0; 2015 Qtr 1: 0; 2015 Qtr 2: 0; 2015 Qtr 3: 0; 2015 Qtr 4: 0 | 0
[16 empty] | 0 |  |  | #N/A | [26 empty] | 0% | 0% |  | 0 | 0 | 0 | 0 | 0 | 0 | 0 | 0 | 0 | 0 | 0 | 2013 Qtr 1: 0; 2013 Qtr 2: 0; 2013 Qtr 3: 0; 2013 Qtr 4: 0; 2014 Qtr 1: 0; 2014 Qtr 2: 0; 2014 Qtr 3: 0; 2014 Qtr 4: 0; 2015 Qtr 1: 0; 2015 Qtr 2: 0; 2015 Qtr 3: 0; 2015 Qtr 4: 0 | 0
[16 empty] | 0 |  |  | #N/A | [26 empty] | 0% | 0% |  | 0 | 0 | 0 | 0 | 0 | 0 | 0 | 0 | 0 | 0 | 0 | 2013 Qtr 1: 0; 2013 Qtr 2: 0; 2013 Qtr 3: 0; 2013 Qtr 4: 0; 2014 Qtr 1: 0; 2014 Qtr 2: 0; 2014 Qtr 3: 0; 2014 Qtr 4: 0; 2015 Qtr 1: 0; 2015 Qtr 2: 0; 2015 Qtr 3: 0; 2015 Qtr 4: 0 | 0
[16 empty] | 0 |  |  | #N/A | [26 empty] | 0% | 0% |  | 0 | 0 | 0 | 0 | 0 | 0 | 0 | 0 | 0 | 0 | 0 | 2013 Qtr 1: 0; 2013 Qtr 2: 0; 2013 Qtr 3: 0; 2013 Qtr 4: 0; 2014 Qtr 1: 0; 2014 Qtr 2: 0; 2014 Qtr 3: 0; 2014 Qtr 4: 0; 2015 Qtr 1: 0; 2015 Qtr 2: 0; 2015 Qtr 3: 0; 2015 Qtr 4: 0 | 0
[16 empty] | 0 |  |  | #N/A | [26 empty] | 0% | 0% |  | 0 | 0 | 0 | 0 | 0 | 0 | 0 | 0 | 0 | 0 | 0 | 2013 Qtr 1: 0; 2013 Qtr 2: 0; 2013 Qtr 3: 0; 2013 Qtr 4: 0; 2014 Qtr 1: 0; 2014 Qtr 2: 0; 2014 Qtr 3: 0; 2014 Qtr 4: 0; 2015 Qtr 1: 0; 2015 Qtr 2: 0; 2015 Qtr 3: 0; 2015 Qtr 4: 0 | 0
[16 empty] | 0 |  |  | #N/A | [26 empty] | 0% | 0% |  | 0 | 0 | 0 | 0 | 0 | 0 | 0 | 0 | 0 | 0 | 0 | 2013 Qtr 1: 0; 2013 Qtr 2: 0; 2013 Qtr 3: 0; 2013 Qtr 4: 0; 2014 Qtr 1: 0; 2014 Qtr 2: 0; 2014 Qtr 3: 0; 2014 Qtr 4: 0; 2015 Qtr 1: 0; 2015 Qtr 2: 0; 2015 Qtr 3: 0; 2015 Qtr 4: 0 | 0
[16 empty] | 0 |  |  | #N/A | [26 empty] | 0% | 0% |  | 0 | 0 | 0 | 0 | 0 | 0 | 0 | 0 | 0 | 0 | 0 | 2013 Qtr 1: 0; 2013 Qtr 2: 0; 2013 Qtr 3: 0; 2013 Qtr 4: 0; 2014 Qtr 1: 0; 2014 Qtr 2: 0; 2014 Qtr 3: 0; 2014 Qtr 4: 0; 2015 Qtr 1: 0; 2015 Qtr 2: 0; 2015 Qtr 3: 0; 2015 Qtr 4: 0 | 0
[16 empty] | 0 |  |  | #N/A | [26 empty] | 0% | 0% |  | 0 | 0 | 0 | 0 | 0 | 0 | 0 | 0 | 0 | 0 | 0 | 2013 Qtr 1: 0; 2013 Qtr 2: 0; 2013 Qtr 3: 0; 2013 Qtr 4: 0; 2014 Qtr 1: 0; 2014 Qtr 2: 0; 2014 Qtr 3: 0; 2014 Qtr 4: 0; 2015 Qtr 1: 0; 2015 Qtr 2: 0; 2015 Qtr 3: 0; 2015 Qtr 4: 0 | 0
[16 empty] | 0 |  |  | #N/A | [26 empty] | 0% | 0% |  | 0 | 0 | 0 | 0 | 0 | 0 | 0 | 0 | 0 | 0 | 0 | 2013 Qtr 1: 0; 2013 Qtr 2: 0; 2013 Qtr 3: 0; 2013 Qtr 4: 0; 2014 Qtr 1: 0; 2014 Qtr 2: 0; 2014 Qtr 3: 0; 2014 Qtr 4: 0; 2015 Qtr 1: 0; 2015 Qtr 2: 0; 2015 Qtr 3: 0; 2015 Qtr 4: 0 | 0
[16 empty] | 0 |  |  | #N/A | [26 empty] | 0% | 0% |  | 0 | 0 | 0 | 0 | 0 | 0 | 0 | 0 | 0 | 0 | 0 | 2013 Qtr 1: 0; 2013 Qtr 2: 0; 2013 Qtr 3: 0; 2013 Qtr 4: 0; 2014 Qtr 1: 0; 2014 Qtr 2: 0; 2014 Qtr 3: 0; 2014 Qtr 4: 0; 2015 Qtr 1: 0; 2015 Qtr 2: 0; 2015 Qtr 3: 0; 2015 Qtr 4: 0 | 0
[16 empty] | 0 |  |  | #N/A | [26 empty] | 0% | 0% |  | 0 | 0 | 0 | 0 | 0 | 0 | 0 | 0 | 0 | 0 | 0 | 2013 Qtr 1: 0; 2013 Qtr 2: 0; 2013 Qtr 3: 0; 2013 Qtr 4: 0; 2014 Qtr 1: 0; 2014 Qtr 2: 0; 2014 Qtr 3: 0; 2014 Qtr 4: 0; 2015 Qtr 1: 0; 2015 Qtr 2: 0; 2015 Qtr 3: 0; 2015 Qtr 4: 0 | 0
[16 empty] | 0 |  |  | #N/A | [26 empty] | 0% | 0% |  | 0 | 0 | 0 | 0 | 0 | 0 | 0 | 0 | 0 | 0 | 0 | 2013 Qtr 1: 0; 2013 Qtr 2: 0; 2013 Qtr 3: 0; 2013 Qtr 4: 0; 2014 Qtr 1: 0; 2014 Qtr 2: 0; 2014 Qtr 3: 0; 2014 Qtr 4: 0; 2015 Qtr 1: 0; 2015 Qtr 2: 0; 2015 Qtr 3: 0; 2015 Qtr 4: 0 | 0
[16 empty] | 0 |  |  | #N/A | [26 empty] | 0% | 0% |  | 0 | 0 | 0 | 0 | 0 | 0 | 0 | 0 | 0 | 0 | 0 | 2013 Qtr 1: 0; 2013 Qtr 2: 0; 2013 Qtr 3: 0; 2013 Qtr 4: 0; 2014 Qtr 1: 0; 2014 Qtr 2: 0; 2014 Qtr 3: 0; 2014 Qtr 4: 0; 2015 Qtr 1: 0; 2015 Qtr 2: 0; 2015 Qtr 3: 0; 2015 Qtr 4: 0 | 0
[16 empty] | 0 |  |  | #N/A | [26 empty] | 0% | 0% |  | 0 | 0 | 0 | 0 | 0 | 0 | 0 | 0 | 0 | 0 | 0 | 2013 Qtr 1: 0; 2013 Qtr 2: 0; 2013 Qtr 3: 0; 2013 Qtr 4: 0; 2014 Qtr 1: 0; 2014 Qtr 2: 0; 2014 Qtr 3: 0; 2014 Qtr 4: 0; 2015 Qtr 1: 0; 2015 Qtr 2: 0; 2015 Qtr 3: 0; 2015 Qtr 4: 0 | 0
[16 empty] | 0 |  |  | #N/A | [26 empty] | 0% | 0% |  | 0 | 0 | 0 | 0 | 0 | 0 | 0 | 0 | 0 | 0 | 0 | 2013 Qtr 1: 0; 2013 Qtr 2: 0; 2013 Qtr 3: 0; 2013 Qtr 4: 0; 2014 Qtr 1: 0; 2014 Qtr 2: 0; 2014 Qtr 3: 0; 2014 Qtr 4: 0; 2015 Qtr 1: 0; 2015 Qtr 2: 0; 2015 Qtr 3: 0; 2015 Qtr 4: 0 | 0
[16 empty] | 0 |  |  | #N/A | [26 empty] | 0% | 0% |  | 0 | 0 | 0 | 0 | 0 | 0 | 0 | 0 | 0 | 0 | 0 | 2013 Qtr 1: 0; 2013 Qtr 2: 0; 2013 Qtr 3: 0; 2013 Qtr 4: 0; 2014 Qtr 1: 0; 2014 Qtr 2: 0; 2014 Qtr 3: 0; 2014 Qtr 4: 0; 2015 Qtr 1: 0; 2015 Qtr 2: 0; 2015 Qtr 3: 0; 2015 Qtr 4: 0 | 0
[16 empty] | 0 |  |  | #N/A | [26 empty] | 0% | 0% |  | 0 | 0 | 0 | 0 | 0 | 0 | 0 | 0 | 0 | 0 | 0 | 2013 Qtr 1: 0; 2013 Qtr 2: 0; 2013 Qtr 3: 0; 2013 Qtr 4: 0; 2014 Qtr 1: 0; 2014 Qtr 2: 0; 2014 Qtr 3: 0; 2014 Qtr 4: 0; 2015 Qtr 1: 0; 2015 Qtr 2: 0; 2015 Qtr 3: 0; 2015 Qtr 4: 0 | 0
[16 empty] | 0 |  |  | #N/A | [26 empty] | 0% | 0% |  | 0 | 0 | 0 | 0 | 0 | 0 | 0 | 0 | 0 | 0 | 0 | 2013 Qtr 1: 0; 2013 Qtr 2: 0; 2013 Qtr 3: 0; 2013 Qtr 4: 0; 2014 Qtr 1: 0; 2014 Qtr 2: 0; 2014 Qtr 3: 0; 2014 Qtr 4: 0; 2015 Qtr 1: 0; 2015 Qtr 2: 0; 2015 Qtr 3: 0; 2015 Qtr 4: 0 | 0
[16 empty] | 0 |  |  | #N/A | [26 empty] | 0% | 0% |  | 0 | 0 | 0 | 0 | 0 | 0 | 0 | 0 | 0 | 0 | 0 | 2013 Qtr 1: 0; 2013 Qtr 2: 0; 2013 Qtr 3: 0; 2013 Qtr 4: 0; 2014 Qtr 1: 0; 2014 Qtr 2: 0; 2014 Qtr 3: 0; 2014 Qtr 4: 0; 2015 Qtr 1: 0; 2015 Qtr 2: 0; 2015 Qtr 3: 0; 2015 Qtr 4: 0 | 0
[16 empty] | 0 |  |  | #N/A | [26 empty] | 0% | 0% |  | 0 | 0 | 0 | 0 | 0 | 0 | 0 | 0 | 0 | 0 | 0 | 2013 Qtr 1: 0; 2013 Qtr 2: 0; 2013 Qtr 3: 0; 2013 Qtr 4: 0; 2014 Qtr 1: 0; 2014 Qtr 2: 0; 2014 Qtr 3: 0; 2014 Qtr 4: 0; 2015 Qtr 1: 0; 2015 Qtr 2: 0; 2015 Qtr 3: 0; 2015 Qtr 4: 0 | 0
[16 empty] | 0 |  |  | #N/A | [26 empty] | 0% | 0% |  | 0 | 0 | 0 | 0 | 0 | 0 | 0 | 0 | 0 | 0 | 0 | 2013 Qtr 1: 0; 2013 Qtr 2: 0; 2013 Qtr 3: 0; 2013 Qtr 4: 0; 2014 Qtr 1: 0; 2014 Qtr 2: 0; 2014 Qtr 3: 0; 2014 Qtr 4: 0; 2015 Qtr 1: 0; 2015 Qtr 2: 0; 2015 Qtr 3: 0; 2015 Qtr 4: 0 | 0
[16 empty] | 0 |  |  | #N/A | [26 empty] | 0% | 0% |  | 0 | 0 | 0 | 0 | 0 | 0 | 0 | 0 | 0 | 0 | 0 | 2013 Qtr 1: 0; 2013 Qtr 2: 0; 2013 Qtr 3: 0; 2013 Qtr 4: 0; 2014 Qtr 1: 0; 2014 Qtr 2: 0; 2014 Qtr 3: 0; 2014 Qtr 4: 0; 2015 Qtr 1: 0; 2015 Qtr 2: 0; 2015 Qtr 3: 0; 2015 Qtr 4: 0 | 0
[16 empty] | 0 |  |  | #N/A | [26 empty] | 0% | 0% |  | 0 | 0 | 0 | 0 | 0 | 0 | 0 | 0 | 0 | 0 | 0 | 2013 Qtr 1: 0; 2013 Qtr 2: 0; 2013 Qtr 3: 0; 2013 Qtr 4: 0; 2014 Qtr 1: 0; 2014 Qtr 2: 0; 2014 Qtr 3: 0; 2014 Qtr 4: 0; 2015 Qtr 1: 0; 2015 Qtr 2: 0; 2015 Qtr 3: 0; 2015 Qtr 4: 0 | 0
[16 empty] | 0 |  |  | #N/A | [26 empty] | 0% | 0% |  | 0 | 0 | 0 | 0 | 0 | 0 | 0 | 0 | 0 | 0 | 0 | 2013 Qtr 1: 0; 2013 Qtr 2: 0; 2013 Qtr 3: 0; 2013 Qtr 4: 0; 2014 Qtr 1: 0; 2014 Qtr 2: 0; 2014 Qtr 3: 0; 2014 Qtr 4: 0; 2015 Qtr 1: 0; 2015 Qtr 2: 0; 2015 Qtr 3: 0; 2015 Qtr 4: 0 | 0
[16 empty] | 0 |  |  | #N/A | [26 empty] | 0% | 0% |  | 0 | 0 | 0 | 0 | 0 | 0 | 0 | 0 | 0 | 0 | 0 | 2013 Qtr 1: 0; 2013 Qtr 2: 0; 2013 Qtr 3: 0; 2013 Qtr 4: 0; 2014 Qtr 1: 0; 2014 Qtr 2: 0; 2014 Qtr 3: 0; 2014 Qtr 4: 0; 2015 Qtr 1: 0; 2015 Qtr 2: 0; 2015 Qtr 3: 0; 2015 Qtr 4: 0 | 0
[16 empty] | 0 |  |  | #N/A | [26 empty] | 0% | 0% |  | 0 | 0 | 0 | 0 | 0 | 0 | 0 | 0 | 0 | 0 | 0 | 2013 Qtr 1: 0; 2013 Qtr 2: 0; 2013 Qtr 3: 0; 2013 Qtr 4: 0; 2014 Qtr 1: 0; 2014 Qtr 2: 0; 2014 Qtr 3: 0; 2014 Qtr 4: 0; 2015 Qtr 1: 0; 2015 Qtr 2: 0; 2015 Qtr 3: 0; 2015 Qtr 4: 0 | 0
[16 empty] | 0 |  |  | #N/A | [26 empty] | 0% | 0% |  | 0 | 0 | 0 | 0 | 0 | 0 | 0 | 0 | 0 | 0 | 0 | 2013 Qtr 1: 0; 2013 Qtr 2: 0; 2013 Qtr 3: 0; 2013 Qtr 4: 0; 2014 Qtr 1: 0; 2014 Qtr 2: 0; 2014 Qtr 3: 0; 2014 Qtr 4: 0; 2015 Qtr 1: 0; 2015 Qtr 2: 0; 2015 Qtr 3: 0; 2015 Qtr 4: 0 | 0
[16 empty] | 0 |  |  | #N/A | [26 empty] | 0% | 0% |  | 0 | 0 | 0 | 0 | 0 | 0 | 0 | 0 | 0 | 0 | 0 | 2013 Qtr 1: 0; 2013 Qtr 2: 0; 2013 Qtr 3: 0; 2013 Qtr 4: 0; 2014 Qtr 1: 0; 2014 Qtr 2: 0; 2014 Qtr 3: 0; 2014 Qtr 4: 0; 2015 Qtr 1: 0; 2015 Qtr 2: 0; 2015 Qtr 3: 0; 2015 Qtr 4: 0 | 0
[16 empty] | 0 |  |  | #N/A | [26 empty] | 0% | 0% |  | 0 | 0 | 0 | 0 | 0 | 0 | 0 | 0 | 0 | 0 | 0 | 2013 Qtr 1: 0; 2013 Qtr 2: 0; 2013 Qtr 3: 0; 2013 Qtr 4: 0; 2014 Qtr 1: 0; 2014 Qtr 2: 0; 2014 Qtr 3: 0; 2014 Qtr 4: 0; 2015 Qtr 1: 0; 2015 Qtr 2: 0; 2015 Qtr 3: 0; 2015 Qtr 4: 0 | 0
[16 empty] | 0 |  |  | #N/A | [26 empty] | 0% | 0% |  | 0 | 0 | 0 | 0 | 0 | 0 | 0 | 0 | 0 | 0 | 0 | 2013 Qtr 1: 0; 2013 Qtr 2: 0; 2013 Qtr 3: 0; 2013 Qtr 4: 0; 2014 Qtr 1: 0; 2014 Qtr 2: 0; 2014 Qtr 3: 0; 2014 Qtr 4: 0; 2015 Qtr 1: 0; 2015 Qtr 2: 0; 2015 Qtr 3: 0; 2015 Qtr 4: 0 | 0
[16 empty] | 0 |  |  | #N/A | [26 empty] | 0% | 0% |  | 0 | 0 | 0 | 0 | 0 | 0 | 0 | 0 | 0 | 0 | 0 | 2013 Qtr 1: 0; 2013 Qtr 2: 0; 2013 Qtr 3: 0; 2013 Qtr 4: 0; 2014 Qtr 1: 0; 2014 Qtr 2: 0; 2014 Qtr 3: 0; 2014 Qtr 4: 0; 2015 Qtr 1: 0; 2015 Qtr 2: 0; 2015 Qtr 3: 0; 2015 Qtr 4: 0 | 0
[16 empty] | 0 |  |  | #N/A | [26 empty] | 0% | 0% |  | 0 | 0 | 0 | 0 | 0 | 0 | 0 | 0 | 0 | 0 | 0 | 2013 Qtr 1: 0; 2013 Qtr 2: 0; 2013 Qtr 3: 0; 2013 Qtr 4: 0; 2014 Qtr 1: 0; 2014 Qtr 2: 0; 2014 Qtr 3: 0; 2014 Qtr 4: 0; 2015 Qtr 1: 0; 2015 Qtr 2: 0; 2015 Qtr 3: 0; 2015 Qtr 4: 0 | 0
[16 empty] | 0 |  |  | #N/A | [26 empty] | 0% | 0% |  | 0 | 0 | 0 | 0 | 0 | 0 | 0 | 0 | 0 | 0 | 0 | 2013 Qtr 1: 0; 2013 Qtr 2: 0; 2013 Qtr 3: 0; 2013 Qtr 4: 0; 2014 Qtr 1: 0; 2014 Qtr 2: 0; 2014 Qtr 3: 0; 2014 Qtr 4: 0; 2015 Qtr 1: 0; 2015 Qtr 2: 0; 2015 Qtr 3: 0; 2015 Qtr 4: 0 | 0
[16 empty] | 0 |  |  | #N/A | [26 empty] | 0% | 0% |  | 0 | 0 | 0 | 0 | 0 | 0 | 0 | 0 | 0 | 0 | 0 | 2013 Qtr 1: 0; 2013 Qtr 2: 0; 2013 Qtr 3: 0; 2013 Qtr 4: 0; 2014 Qtr 1: 0; 2014 Qtr 2: 0; 2014 Qtr 3: 0; 2014 Qtr 4: 0; 2015 Qtr 1: 0; 2015 Qtr 2: 0; 2015 Qtr 3: 0; 2015 Qtr 4: 0 | 0
[16 empty] | 0 |  |  | #N/A | [26 empty] | 0% | 0% |  | 0 | 0 | 0 | 0 | 0 | 0 | 0 | 0 | 0 | 0 | 0 | 2013 Qtr 1: 0; 2013 Qtr 2: 0; 2013 Qtr 3: 0; 2013 Qtr 4: 0; 2014 Qtr 1: 0; 2014 Qtr 2: 0; 2014 Qtr 3: 0; 2014 Qtr 4: 0; 2015 Qtr 1: 0; 2015 Qtr 2: 0; 2015 Qtr 3: 0; 2015 Qtr 4: 0 | 0
[16 empty] | 0 |  |  | #N/A | [26 empty] | 0% | 0% |  | 0 | 0 | 0 | 0 | 0 | 0 | 0 | 0 | 0 | 0 | 0 | 2013 Qtr 1: 0; 2013 Qtr 2: 0; 2013 Qtr 3: 0; 2013 Qtr 4: 0; 2014 Qtr 1: 0; 2014 Qtr 2: 0; 2014 Qtr 3: 0; 2014 Qtr 4: 0; 2015 Qtr 1: 0; 2015 Qtr 2: 0; 2015 Qtr 3: 0; 2015 Qtr 4: 0 | 0
[16 empty] | 0 |  |  | #N/A | [26 empty] | 0% | 0% |  | 0 | 0 | 0 | 0 | 0 | 0 | 0 | 0 | 0 | 0 | 0 | 2013 Qtr 1: 0; 2013 Qtr 2: 0; 2013 Qtr 3: 0; 2013 Qtr 4: 0; 2014 Qtr 1: 0; 2014 Qtr 2: 0; 2014 Qtr 3: 0; 2014 Qtr 4: 0; 2015 Qtr 1: 0; 2015 Qtr 2: 0; 2015 Qtr 3: 0; 2015 Qtr 4: 0 | 0
[16 empty] | 0 |  |  | #N/A | [26 empty] | 0% | 0% |  | 0 | 0 | 0 | 0 | 0 | 0 | 0 | 0 | 0 | 0 | 0 | 2013 Qtr 1: 0; 2013 Qtr 2: 0; 2013 Qtr 3: 0; 2013 Qtr 4: 0; 2014 Qtr 1: 0; 2014 Qtr 2: 0; 2014 Qtr 3: 0; 2014 Qtr 4: 0; 2015 Qtr 1: 0; 2015 Qtr 2: 0; 2015 Qtr 3: 0; 2015 Qtr 4: 0 | 0
[16 empty] | 0 |  |  | #N/A | [26 empty] | 0% | 0% |  | 0 | 0 | 0 | 0 | 0 | 0 | 0 | 0 | 0 | 0 | 0 | 2013 Qtr 1: 0; 2013 Qtr 2: 0; 2013 Qtr 3: 0; 2013 Qtr 4: 0; 2014 Qtr 1: 0; 2014 Qtr 2: 0; 2014 Qtr 3: 0; 2014 Qtr 4: 0; 2015 Qtr 1: 0; 2015 Qtr 2: 0; 2015 Qtr 3: 0; 2015 Qtr 4: 0 | 0
[16 empty] | 0 |  |  | #N/A | [26 empty] | 0% | 0% |  | 0 | 0 | 0 | 0 | 0 | 0 | 0 | 0 | 0 | 0 | 0 | 2013 Qtr 1: 0; 2013 Qtr 2: 0; 2013 Qtr 3: 0; 2013 Qtr 4: 0; 2014 Qtr 1: 0; 2014 Qtr 2: 0; 2014 Qtr 3: 0; 2014 Qtr 4: 0; 2015 Qtr 1: 0; 2015 Qtr 2: 0; 2015 Qtr 3: 0; 2015 Qtr 4: 0 | 0
[16 empty] | 0 |  |  | #N/A | [26 empty] | 0% | 0% |  | 0 | 0 | 0 | 0 | 0 | 0 | 0 | 0 | 0 | 0 | 0 | 2013 Qtr 1: 0; 2013 Qtr 2: 0; 2013 Qtr 3: 0; 2013 Qtr 4: 0; 2014 Qtr 1: 0; 2014 Qtr 2: 0; 2014 Qtr 3: 0; 2014 Qtr 4: 0; 2015 Qtr 1: 0; 2015 Qtr 2: 0; 2015 Qtr 3: 0; 2015 Qtr 4: 0 | 0
[16 empty] | 0 |  |  | #N/A | [26 empty] | 0% | 0% |  | 0 | 0 | 0 | 0 | 0 | 0 | 0 | 0 | 0 | 0 | 0 | 2013 Qtr 1: 0; 2013 Qtr 2: 0; 2013 Qtr 3: 0; 2013 Qtr 4: 0; 2014 Qtr 1: 0; 2014 Qtr 2: 0; 2014 Qtr 3: 0; 2014 Qtr 4: 0; 2015 Qtr 1: 0; 2015 Qtr 2: 0; 2015 Qtr 3: 0; 2015 Qtr 4: 0 | 0
[16 empty] | 0 |  |  | #N/A | [26 empty] | 0% | 0% |  | 0 | 0 | 0 | 0 | 0 | 0 | 0 | 0 | 0 | 0 | 0 | 2013 Qtr 1: 0; 2013 Qtr 2: 0; 2013 Qtr 3: 0; 2013 Qtr 4: 0; 2014 Qtr 1: 0; 2014 Qtr 2: 0; 2014 Qtr 3: 0; 2014 Qtr 4: 0; 2015 Qtr 1: 0; 2015 Qtr 2: 0; 2015 Qtr 3: 0; 2015 Qtr 4: 0 | 0
[16 empty] | 0 |  |  | #N/A | [26 empty] | 0% | 0% |  | 0 | 0 | 0 | 0 | 0 | 0 | 0 | 0 | 0 | 0 | 0 | 2013 Qtr 1: 0; 2013 Qtr 2: 0; 2013 Qtr 3: 0; 2013 Qtr 4: 0; 2014 Qtr 1: 0; 2014 Qtr 2: 0; 2014 Qtr 3: 0; 2014 Qtr 4: 0; 2015 Qtr 1: 0; 2015 Qtr 2: 0; 2015 Qtr 3: 0; 2015 Qtr 4: 0 | 0
[16 empty] | 0 |  |  | #N/A | [26 empty] | 0% | 0% |  | 0 | 0 | 0 | 0 | 0 | 0 | 0 | 0 | 0 | 0 | 0 | 2013 Qtr 1: 0; 2013 Qtr 2: 0; 2013 Qtr 3: 0; 2013 Qtr 4: 0; 2014 Qtr 1: 0; 2014 Qtr 2: 0; 2014 Qtr 3: 0; 2014 Qtr 4: 0; 2015 Qtr 1: 0; 2015 Qtr 2: 0; 2015 Qtr 3: 0; 2015 Qtr 4: 0 | 0
[16 empty] | 0 |  |  | #N/A | [26 empty] | 0% | 0% |  | 0 | 0 | 0 | 0 | 0 | 0 | 0 | 0 | 0 | 0 | 0 | 2013 Qtr 1: 0; 2013 Qtr 2: 0; 2013 Qtr 3: 0; 2013 Qtr 4: 0; 2014 Qtr 1: 0; 2014 Qtr 2: 0; 2014 Qtr 3: 0; 2014 Qtr 4: 0; 2015 Qtr 1: 0; 2015 Qtr 2: 0; 2015 Qtr 3: 0; 2015 Qtr 4: 0 | 0
[16 empty] | 0 |  |  | #N/A | [26 empty] | 0% | 0% |  | 0 | 0 | 0 | 0 | 0 | 0 | 0 | 0 | 0 | 0 | 0 | 2013 Qtr 1: 0; 2013 Qtr 2: 0; 2013 Qtr 3: 0; 2013 Qtr 4: 0; 2014 Qtr 1: 0; 2014 Qtr 2: 0; 2014 Qtr 3: 0; 2014 Qtr 4: 0; 2015 Qtr 1: 0; 2015 Qtr 2: 0; 2015 Qtr 3: 0; 2015 Qtr 4: 0 | 0
[16 empty] | 0 |  |  | #N/A | [26 empty] | 0% | 0% |  | 0 | 0 | 0 | 0 | 0 | 0 | 0 | 0 | 0 | 0 | 0 | 2013 Qtr 1: 0; 2013 Qtr 2: 0; 2013 Qtr 3: 0; 2013 Qtr 4: 0; 2014 Qtr 1: 0; 2014 Qtr 2: 0; 2014 Qtr 3: 0; 2014 Qtr 4: 0; 2015 Qtr 1: 0; 2015 Qtr 2: 0; 2015 Qtr 3: 0; 2015 Qtr 4: 0 | 0
[16 empty] | 0 |  |  | #N/A | [26 empty] | 0% | 0% |  | 0 | 0 | 0 | 0 | 0 | 0 | 0 | 0 | 0 | 0 | 0 | 2013 Qtr 1: 0; 2013 Qtr 2: 0; 2013 Qtr 3: 0; 2013 Qtr 4: 0; 2014 Qtr 1: 0; 2014 Qtr 2: 0; 2014 Qtr 3: 0; 2014 Qtr 4: 0; 2015 Qtr 1: 0; 2015 Qtr 2: 0; 2015 Qtr 3: 0; 2015 Qtr 4: 0 | 0
[16 empty] | 0 |  |  | #N/A | [26 empty] | 0% | 0% |  | 0 | 0 | 0 | 0 | 0 | 0 | 0 | 0 | 0 | 0 | 0 | 2013 Qtr 1: 0; 2013 Qtr 2: 0; 2013 Qtr 3: 0; 2013 Qtr 4: 0; 2014 Qtr 1: 0; 2014 Qtr 2: 0; 2014 Qtr 3: 0; 2014 Qtr 4: 0; 2015 Qtr 1: 0; 2015 Qtr 2: 0; 2015 Qtr 3: 0; 2015 Qtr 4: 0 | 0
[16 empty] | 0 |  |  | #N/A | [26 empty] | 0% | 0% |  | 0 | 0 | 0 | 0 | 0 | 0 | 0 | 0 | 0 | 0 | 0 | 2013 Qtr 1: 0; 2013 Qtr 2: 0; 2013 Qtr 3: 0; 2013 Qtr 4: 0; 2014 Qtr 1: 0; 2014 Qtr 2: 0; 2014 Qtr 3: 0; 2014 Qtr 4: 0; 2015 Qtr 1: 0; 2015 Qtr 2: 0; 2015 Qtr 3: 0; 2015 Qtr 4: 0 | 0
[16 empty] | 0 |  |  | #N/A | [26 empty] | 0% | 0% |  | 0 | 0 | 0 | 0 | 0 | 0 | 0 | 0 | 0 | 0 | 0 | 2013 Qtr 1: 0; 2013 Qtr 2: 0; 2013 Qtr 3: 0; 2013 Qtr 4: 0; 2014 Qtr 1: 0; 2014 Qtr 2: 0; 2014 Qtr 3: 0; 2014 Qtr 4: 0; 2015 Qtr 1: 0; 2015 Qtr 2: 0; 2015 Qtr 3: 0; 2015 Qtr 4: 0 | 0
[16 empty] | 0 |  |  | #N/A | [26 empty] | 0% | 0% |  | 0 | 0 | 0 | 0 | 0 | 0 | 0 | 0 | 0 | 0 | 0 | 2013 Qtr 1: 0; 2013 Qtr 2: 0; 2013 Qtr 3: 0; 2013 Qtr 4: 0; 2014 Qtr 1: 0; 2014 Qtr 2: 0; 2014 Qtr 3: 0; 2014 Qtr 4: 0; 2015 Qtr 1: 0; 2015 Qtr 2: 0; 2015 Qtr 3: 0; 2015 Qtr 4: 0 | 0
[16 empty] | 0 |  |  | #N/A | [26 empty] | 0% | 0% |  | 0 | 0 | 0 | 0 | 0 | 0 | 0 | 0 | 0 | 0 | 0 | 2013 Qtr 1: 0; 2013 Qtr 2: 0; 2013 Qtr 3: 0; 2013 Qtr 4: 0; 2014 Qtr 1: 0; 2014 Qtr 2: 0; 2014 Qtr 3: 0; 2014 Qtr 4: 0; 2015 Qtr 1: 0; 2015 Qtr 2: 0; 2015 Qtr 3: 0; 2015 Qtr 4: 0 | 0
[16 empty] | 0 |  |  | #N/A | [26 empty] | 0% | 0% |  | 0 | 0 | 0 | 0 | 0 | 0 | 0 | 0 | 0 | 0 | 0 | 2013 Qtr 1: 0; 2013 Qtr 2: 0; 2013 Qtr 3: 0; 2013 Qtr 4: 0; 2014 Qtr 1: 0; 2014 Qtr 2: 0; 2014 Qtr 3: 0; 2014 Qtr 4: 0; 2015 Qtr 1: 0; 2015 Qtr 2: 0; 2015 Qtr 3: 0; 2015 Qtr 4: 0 | 0
[16 empty] | 0 |  |  | #N/A | [26 empty] | 0% | 0% |  | 0 | 0 | 0 | 0 | 0 | 0 | 0 | 0 | 0 | 0 | 0 | 2013 Qtr 1: 0; 2013 Qtr 2: 0; 2013 Qtr 3: 0; 2013 Qtr 4: 0; 2014 Qtr 1: 0; 2014 Qtr 2: 0; 2014 Qtr 3: 0; 2014 Qtr 4: 0; 2015 Qtr 1: 0; 2015 Qtr 2: 0; 2015 Qtr 3: 0; 2015 Qtr 4: 0 | 0
[16 empty] | 0 |  |  | #N/A | [26 empty] | 0% | 0% |  | 0 | 0 | 0 | 0 | 0 | 0 | 0 | 0 | 0 | 0 | 0 | 2013 Qtr 1: 0; 2013 Qtr 2: 0; 2013 Qtr 3: 0; 2013 Qtr 4: 0; 2014 Qtr 1: 0; 2014 Qtr 2: 0; 2014 Qtr 3: 0; 2014 Qtr 4: 0; 2015 Qtr 1: 0; 2015 Qtr 2: 0; 2015 Qtr 3: 0; 2015 Qtr 4: 0 | 0
[16 empty] | 0 |  |  | #N/A | [26 empty] | 0% | 0% |  | 0 | 0 | 0 | 0 | 0 | 0 | 0 | 0 | 0 | 0 | 0 | 2013 Qtr 1: 0; 2013 Qtr 2: 0; 2013 Qtr 3: 0; 2013 Qtr 4: 0; 2014 Qtr 1: 0; 2014 Qtr 2: 0; 2014 Qtr 3: 0; 2014 Qtr 4: 0; 2015 Qtr 1: 0; 2015 Qtr 2: 0; 2015 Qtr 3: 0; 2015 Qtr 4: 0 | 0
[16 empty] | 0 |  |  | #N/A | [26 empty] | 0% | 0% |  | 0 | 0 | 0 | 0 | 0 | 0 | 0 | 0 | 0 | 0 | 0 | 2013 Qtr 1: 0; 2013 Qtr 2: 0; 2013 Qtr 3: 0; 2013 Qtr 4: 0; 2014 Qtr 1: 0; 2014 Qtr 2: 0; 2014 Qtr 3: 0; 2014 Qtr 4: 0; 2015 Qtr 1: 0; 2015 Qtr 2: 0; 2015 Qtr 3: 0; 2015 Qtr 4: 0 | 0
[16 empty] | 0 |  |  | #N/A | [26 empty] | 0% | 0% |  | 0 | 0 | 0 | 0 | 0 | 0 | 0 | 0 | 0 | 0 | 0 | 2013 Qtr 1: 0; 2013 Qtr 2: 0; 2013 Qtr 3: 0; 2013 Qtr 4: 0; 2014 Qtr 1: 0; 2014 Qtr 2: 0; 2014 Qtr 3: 0; 2014 Qtr 4: 0; 2015 Qtr 1: 0; 2015 Qtr 2: 0; 2015 Qtr 3: 0; 2015 Qtr 4: 0 | 0
[16 empty] | 0 |  |  | #N/A | [26 empty] | 0% | 0% |  | 0 | 0 | 0 | 0 | 0 | 0 | 0 | 0 | 0 | 0 | 0 | 2013 Qtr 1: 0; 2013 Qtr 2: 0; 2013 Qtr 3: 0; 2013 Qtr 4: 0; 2014 Qtr 1: 0; 2014 Qtr 2: 0; 2014 Qtr 3: 0; 2014 Qtr 4: 0; 2015 Qtr 1: 0; 2015 Qtr 2: 0; 2015 Qtr 3: 0; 2015 Qtr 4: 0 | 0
[16 empty] | 0 |  |  | #N/A | [26 empty] | 0% | 0% |  | 0 | 0 | 0 | 0 | 0 | 0 | 0 | 0 | 0 | 0 | 0 | 2013 Qtr 1: 0; 2013 Qtr 2: 0; 2013 Qtr 3: 0; 2013 Qtr 4: 0; 2014 Qtr 1: 0; 2014 Qtr 2: 0; 2014 Qtr 3: 0; 2014 Qtr 4: 0; 2015 Qtr 1: 0; 2015 Qtr 2: 0; 2015 Qtr 3: 0; 2015 Qtr 4: 0 | 0
[16 empty] | 0 |  |  | #N/A | [26 empty] | 0% | 0% |  | 0 | 0 | 0 | 0 | 0 | 0 | 0 | 0 | 0 | 0 | 0 | 2013 Qtr 1: 0; 2013 Qtr 2: 0; 2013 Qtr 3: 0; 2013 Qtr 4: 0; 2014 Qtr 1: 0; 2014 Qtr 2: 0; 2014 Qtr 3: 0; 2014 Qtr 4: 0; 2015 Qtr 1: 0; 2015 Qtr 2: 0; 2015 Qtr 3: 0; 2015 Qtr 4: 0 | 0
[16 empty] | 0 |  |  | #N/A | [26 empty] | 0% | 0% |  | 0 | 0 | 0 | 0 | 0 | 0 | 0 | 0 | 0 | 0 | 0 | 2013 Qtr 1: 0; 2013 Qtr 2: 0; 2013 Qtr 3: 0; 2013 Qtr 4: 0; 2014 Qtr 1: 0; 2014 Qtr 2: 0; 2014 Qtr 3: 0; 2014 Qtr 4: 0; 2015 Qtr 1: 0; 2015 Qtr 2: 0; 2015 Qtr 3: 0; 2015 Qtr 4: 0 | 0
[16 empty] | 0 |  |  | #N/A | [26 empty] | 0% | 0% |  | 0 | 0 | 0 | 0 | 0 | 0 | 0 | 0 | 0 | 0 | 0 | 2013 Qtr 1: 0; 2013 Qtr 2: 0; 2013 Qtr 3: 0; 2013 Qtr 4: 0; 2014 Qtr 1: 0; 2014 Qtr 2: 0; 2014 Qtr 3: 0; 2014 Qtr 4: 0; 2015 Qtr 1: 0; 2015 Qtr 2: 0; 2015 Qtr 3: 0; 2015 Qtr 4: 0 | 0
[16 empty] | 0 |  |  | #N/A | [26 empty] | 0% | 0% |  | 0 | 0 | 0 | 0 | 0 | 0 | 0 | 0 | 0 | 0 | 0 | 2013 Qtr 1: 0; 2013 Qtr 2: 0; 2013 Qtr 3: 0; 2013 Qtr 4: 0; 2014 Qtr 1: 0; 2014 Qtr 2: 0; 2014 Qtr 3: 0; 2014 Qtr 4: 0; 2015 Qtr 1: 0; 2015 Qtr 2: 0; 2015 Qtr 3: 0; 2015 Qtr 4: 0 | 0
[16 empty] | 0 |  |  | #N/A | [26 empty] | 0% | 0% |  | 0 | 0 | 0 | 0 | 0 | 0 | 0 | 0 | 0 | 0 | 0 | 2013 Qtr 1: 0; 2013 Qtr 2: 0; 2013 Qtr 3: 0; 2013 Qtr 4: 0; 2014 Qtr 1: 0; 2014 Qtr 2: 0; 2014 Qtr 3: 0; 2014 Qtr 4: 0; 2015 Qtr 1: 0; 2015 Qtr 2: 0; 2015 Qtr 3: 0; 2015 Qtr 4: 0 | 0
[16 empty] | 0 |  |  | #N/A | [26 empty] | 0% | 0% |  | 0 | 0 | 0 | 0 | 0 | 0 | 0 | 0 | 0 | 0 | 0 | 2013 Qtr 1: 0; 2013 Qtr 2: 0; 2013 Qtr 3: 0; 2013 Qtr 4: 0; 2014 Qtr 1: 0; 2014 Qtr 2: 0; 2014 Qtr 3: 0; 2014 Qtr 4: 0; 2015 Qtr 1: 0; 2015 Qtr 2: 0; 2015 Qtr 3: 0; 2015 Qtr 4: 0 | 0
[16 empty] | 0 |  |  | #N/A | [26 empty] | 0% | 0% |  | 0 | 0 | 0 | 0 | 0 | 0 | 0 | 0 | 0 | 0 | 0 | 2013 Qtr 1: 0; 2013 Qtr 2: 0; 2013 Qtr 3: 0; 2013 Qtr 4: 0; 2014 Qtr 1: 0; 2014 Qtr 2: 0; 2014 Qtr 3: 0; 2014 Qtr 4: 0; 2015 Qtr 1: 0; 2015 Qtr 2: 0; 2015 Qtr 3: 0; 2015 Qtr 4: 0 | 0
[16 empty] | 0 |  |  | #N/A | [26 empty] | 0% | 0% |  | 0 | 0 | 0 | 0 | 0 | 0 | 0 | 0 | 0 | 0 | 0 | 2013 Qtr 1: 0; 2013 Qtr 2: 0; 2013 Qtr 3: 0; 2013 Qtr 4: 0; 2014 Qtr 1: 0; 2014 Qtr 2: 0; 2014 Qtr 3: 0; 2014 Qtr 4: 0; 2015 Qtr 1: 0; 2015 Qtr 2: 0; 2015 Qtr 3: 0; 2015 Qtr 4: 0 | 0
[16 empty] | 0 |  |  | #N/A | [26 empty] | 0% | 0% |  | 0 | 0 | 0 | 0 | 0 | 0 | 0 | 0 | 0 | 0 | 0 | 2013 Qtr 1: 0; 2013 Qtr 2: 0; 2013 Qtr 3: 0; 2013 Qtr 4: 0; 2014 Qtr 1: 0; 2014 Qtr 2: 0; 2014 Qtr 3: 0; 2014 Qtr 4: 0; 2015 Qtr 1: 0; 2015 Qtr 2: 0; 2015 Qtr 3: 0; 2015 Qtr 4: 0 | 0
[16 empty] | 0 |  |  | #N/A | [26 empty] | 0% | 0% |  | 0 | 0 | 0 | 0 | 0 | 0 | 0 | 0 | 0 | 0 | 0 | 2013 Qtr 1: 0; 2013 Qtr 2: 0; 2013 Qtr 3: 0; 2013 Qtr 4: 0; 2014 Qtr 1: 0; 2014 Qtr 2: 0; 2014 Qtr 3: 0; 2014 Qtr 4: 0; 2015 Qtr 1: 0; 2015 Qtr 2: 0; 2015 Qtr 3: 0; 2015 Qtr 4: 0 | 0
[16 empty] | 0 |  |  | #N/A | [26 empty] | 0% | 0% |  | 0 | 0 | 0 | 0 | 0 | 0 | 0 | 0 | 0 | 0 | 0 | 2013 Qtr 1: 0; 2013 Qtr 2: 0; 2013 Qtr 3: 0; 2013 Qtr 4: 0; 2014 Qtr 1: 0; 2014 Qtr 2: 0; 2014 Qtr 3: 0; 2014 Qtr 4: 0; 2015 Qtr 1: 0; 2015 Qtr 2: 0; 2015 Qtr 3: 0; 2015 Qtr 4: 0 | 0
[16 empty] | 0 |  |  | #N/A | [26 empty] | 0% | 0% |  | 0 | 0 | 0 | 0 | 0 | 0 | 0 | 0 | 0 | 0 | 0 | 2013 Qtr 1: 0; 2013 Qtr 2: 0; 2013 Qtr 3: 0; 2013 Qtr 4: 0; 2014 Qtr 1: 0; 2014 Qtr 2: 0; 2014 Qtr 3: 0; 2014 Qtr 4: 0; 2015 Qtr 1: 0; 2015 Qtr 2: 0; 2015 Qtr 3: 0; 2015 Qtr 4: 0 | 0
[16 empty] | 0 |  |  | #N/A | [26 empty] | 0% | 0% |  | 0 | 0 | 0 | 0 | 0 | 0 | 0 | 0 | 0 | 0 | 0 | 2013 Qtr 1: 0; 2013 Qtr 2: 0; 2013 Qtr 3: 0; 2013 Qtr 4: 0; 2014 Qtr 1: 0; 2014 Qtr 2: 0; 2014 Qtr 3: 0; 2014 Qtr 4: 0; 2015 Qtr 1: 0; 2015 Qtr 2: 0; 2015 Qtr 3: 0; 2015 Qtr 4: 0 | 0
[16 empty] | 0 |  |  | #N/A | [26 empty] | 0% | 0% |  | 0 | 0 | 0 | 0 | 0 | 0 | 0 | 0 | 0 | 0 | 0 | 2013 Qtr 1: 0; 2013 Qtr 2: 0; 2013 Qtr 3: 0; 2013 Qtr 4: 0; 2014 Qtr 1: 0; 2014 Qtr 2: 0; 2014 Qtr 3: 0; 2014 Qtr 4: 0; 2015 Qtr 1: 0; 2015 Qtr 2: 0; 2015 Qtr 3: 0; 2015 Qtr 4: 0 | 0
[16 empty] | 0 |  |  | #N/A | [26 empty] | 0% | 0% |  | 0 | 0 | 0 | 0 | 0 | 0 | 0 | 0 | 0 | 0 | 0 | 2013 Qtr 1: 0; 2013 Qtr 2: 0; 2013 Qtr 3: 0; 2013 Qtr 4: 0; 2014 Qtr 1: 0; 2014 Qtr 2: 0; 2014 Qtr 3: 0; 2014 Qtr 4: 0; 2015 Qtr 1: 0; 2015 Qtr 2: 0; 2015 Qtr 3: 0; 2015 Qtr 4: 0 | 0
[16 empty] | 0 |  |  | #N/A | [26 empty] | 0% | 0% |  | 0 | 0 | 0 | 0 | 0 | 0 | 0 | 0 | 0 | 0 | 0 | 2013 Qtr 1: 0; 2013 Qtr 2: 0; 2013 Qtr 3: 0; 2013 Qtr 4: 0; 2014 Qtr 1: 0; 2014 Qtr 2: 0; 2014 Qtr 3: 0; 2014 Qtr 4: 0; 2015 Qtr 1: 0; 2015 Qtr 2: 0; 2015 Qtr 3: 0; 2015 Qtr 4: 0 | 0
[16 empty] | 0 |  |  | #N/A | [26 empty] | 0% | 0% |  | 0 | 0 | 0 | 0 | 0 | 0 | 0 | 0 | 0 | 0 | 0 | 2013 Qtr 1: 0; 2013 Qtr 2: 0; 2013 Qtr 3: 0; 2013 Qtr 4: 0; 2014 Qtr 1: 0; 2014 Qtr 2: 0; 2014 Qtr 3: 0; 2014 Qtr 4: 0; 2015 Qtr 1: 0; 2015 Qtr 2: 0; 2015 Qtr 3: 0; 2015 Qtr 4: 0 | 0
[16 empty] | 0 |  |  | #N/A | [26 empty] | 0% | 0% |  | 0 | 0 | 0 | 0 | 0 | 0 | 0 | 0 | 0 | 0 | 0 | 2013 Qtr 1: 0; 2013 Qtr 2: 0; 2013 Qtr 3: 0; 2013 Qtr 4: 0; 2014 Qtr 1: 0; 2014 Qtr 2: 0; 2014 Qtr 3: 0; 2014 Qtr 4: 0; 2015 Qtr 1: 0; 2015 Qtr 2: 0; 2015 Qtr 3: 0; 2015 Qtr 4: 0 | 0
[16 empty] | 0 |  |  | #N/A | [26 empty] | 0% | 0% |  | 0 | 0 | 0 | 0 | 0 | 0 | 0 | 0 | 0 | 0 | 0 | 2013 Qtr 1: 0; 2013 Qtr 2: 0; 2013 Qtr 3: 0; 2013 Qtr 4: 0; 2014 Qtr 1: 0; 2014 Qtr 2: 0; 2014 Qtr 3: 0; 2014 Qtr 4: 0; 2015 Qtr 1: 0; 2015 Qtr 2: 0; 2015 Qtr 3: 0; 2015 Qtr 4: 0 | 0
[16 empty] | 0 |  |  | #N/A | [26 empty] | 0% | 0% |  | 0 | 0 | 0 | 0 | 0 | 0 | 0 | 0 | 0 | 0 | 0 | 2013 Qtr 1: 0; 2013 Qtr 2: 0; 2013 Qtr 3: 0; 2013 Qtr 4: 0; 2014 Qtr 1: 0; 2014 Qtr 2: 0; 2014 Qtr 3: 0; 2014 Qtr 4: 0; 2015 Qtr 1: 0; 2015 Qtr 2: 0; 2015 Qtr 3: 0; 2015 Qtr 4: 0 | 0
[16 empty] | 0 |  |  | #N/A | [26 empty] | 0% | 0% |  | 0 | 0 | 0 | 0 | 0 | 0 | 0 | 0 | 0 | 0 | 0 | 2013 Qtr 1: 0; 2013 Qtr 2: 0; 2013 Qtr 3: 0; 2013 Qtr 4: 0; 2014 Qtr 1: 0; 2014 Qtr 2: 0; 2014 Qtr 3: 0; 2014 Qtr 4: 0; 2015 Qtr 1: 0; 2015 Qtr 2: 0; 2015 Qtr 3: 0; 2015 Qtr 4: 0 | 0
[16 empty] | 0 |  |  | #N/A | [26 empty] | 0% | 0% |  | 0 | 0 | 0 | 0 | 0 | 0 | 0 | 0 | 0 | 0 | 0 | 2013 Qtr 1: 0; 2013 Qtr 2: 0; 2013 Qtr 3: 0; 2013 Qtr 4: 0; 2014 Qtr 1: 0; 2014 Qtr 2: 0; 2014 Qtr 3: 0; 2014 Qtr 4: 0; 2015 Qtr 1: 0; 2015 Qtr 2: 0; 2015 Qtr 3: 0; 2015 Qtr 4: 0 | 0
[16 empty] | 0 |  |  | #N/A | [26 empty] | 0% | 0% |  | 0 | 0 | 0 | 0 | 0 | 0 | 0 | 0 | 0 | 0 | 0 | 2013 Qtr 1: 0; 2013 Qtr 2: 0; 2013 Qtr 3: 0; 2013 Qtr 4: 0; 2014 Qtr 1: 0; 2014 Qtr 2: 0; 2014 Qtr 3: 0; 2014 Qtr 4: 0; 2015 Qtr 1: 0; 2015 Qtr 2: 0; 2015 Qtr 3: 0; 2015 Qtr 4: 0 | 0
[16 empty] | 0 |  |  | #N/A | [26 empty] | 0% | 0% |  | 0 | 0 | 0 | 0 | 0 | 0 | 0 | 0 | 0 | 0 | 0 | 2013 Qtr 1: 0; 2013 Qtr 2: 0; 2013 Qtr 3: 0; 2013 Qtr 4: 0; 2014 Qtr 1: 0; 2014 Qtr 2: 0; 2014 Qtr 3: 0; 2014 Qtr 4: 0; 2015 Qtr 1: 0; 2015 Qtr 2: 0; 2015 Qtr 3: 0; 2015 Qtr 4: 0 | 0
[16 empty] | 0 |  |  | #N/A | [26 empty] | 0% | 0% |  | 0 | 0 | 0 | 0 | 0 | 0 | 0 | 0 | 0 | 0 | 0 | 2013 Qtr 1: 0; 2013 Qtr 2: 0; 2013 Qtr 3: 0; 2013 Qtr 4: 0; 2014 Qtr 1: 0; 2014 Qtr 2: 0; 2014 Qtr 3: 0; 2014 Qtr 4: 0; 2015 Qtr 1: 0; 2015 Qtr 2: 0; 2015 Qtr 3: 0; 2015 Qtr 4: 0 | 0
[16 empty] | 0 |  |  | #N/A | [26 empty] | 0% | 0% |  | 0 | 0 | 0 | 0 | 0 | 0 | 0 | 0 | 0 | 0 | 0 | 2013 Qtr 1: 0; 2013 Qtr 2: 0; 2013 Qtr 3: 0; 2013 Qtr 4: 0; 2014 Qtr 1: 0; 2014 Qtr 2: 0; 2014 Qtr 3: 0; 2014 Qtr 4: 0; 2015 Qtr 1: 0; 2015 Qtr 2: 0; 2015 Qtr 3: 0; 2015 Qtr 4: 0 | 0
[16 empty] | 0 |  |  | #N/A | [26 empty] | 0% | 0% |  | 0 | 0 | 0 | 0 | 0 | 0 | 0 | 0 | 0 | 0 | 0 | 2013 Qtr 1: 0; 2013 Qtr 2: 0; 2013 Qtr 3: 0; 2013 Qtr 4: 0; 2014 Qtr 1: 0; 2014 Qtr 2: 0; 2014 Qtr 3: 0; 2014 Qtr 4: 0; 2015 Qtr 1: 0; 2015 Qtr 2: 0; 2015 Qtr 3: 0; 2015 Qtr 4: 0 | 0
[16 empty] | 0 |  |  | #N/A | [26 empty] | 0% | 0% |  | 0 | 0 | 0 | 0 | 0 | 0 | 0 | 0 | 0 | 0 | 0 | 2013 Qtr 1: 0; 2013 Qtr 2: 0; 2013 Qtr 3: 0; 2013 Qtr 4: 0; 2014 Qtr 1: 0; 2014 Qtr 2: 0; 2014 Qtr 3: 0; 2014 Qtr 4: 0; 2015 Qtr 1: 0; 2015 Qtr 2: 0; 2015 Qtr 3: 0; 2015 Qtr 4: 0 | 0
[16 empty] | 0 |  |  | #N/A | [26 empty] | 0% | 0% |  | 0 | 0 | 0 | 0 | 0 | 0 | 0 | 0 | 0 | 0 | 0 | 2013 Qtr 1: 0; 2013 Qtr 2: 0; 2013 Qtr 3: 0; 2013 Qtr 4: 0; 2014 Qtr 1: 0; 2014 Qtr 2: 0; 2014 Qtr 3: 0; 2014 Qtr 4: 0; 2015 Qtr 1: 0; 2015 Qtr 2: 0; 2015 Qtr 3: 0; 2015 Qtr 4: 0 | 0
[16 empty] | 0 |  |  | #N/A | [26 empty] | 0% | 0% |  | 0 | 0 | 0 | 0 | 0 | 0 | 0 | 0 | 0 | 0 | 0 | 2013 Qtr 1: 0; 2013 Qtr 2: 0; 2013 Qtr 3: 0; 2013 Qtr 4: 0; 2014 Qtr 1: 0; 2014 Qtr 2: 0; 2014 Qtr 3: 0; 2014 Qtr 4: 0; 2015 Qtr 1: 0; 2015 Qtr 2: 0; 2015 Qtr 3: 0; 2015 Qtr 4: 0 | 0
[16 empty] | 0 |  |  | #N/A | [26 empty] | 0% | 0% |  | 0 | 0 | 0 | 0 | 0 | 0 | 0 | 0 | 0 | 0 | 0 | 2013 Qtr 1: 0; 2013 Qtr 2: 0; 2013 Qtr 3: 0; 2013 Qtr 4: 0; 2014 Qtr 1: 0; 2014 Qtr 2: 0; 2014 Qtr 3: 0; 2014 Qtr 4: 0; 2015 Qtr 1: 0; 2015 Qtr 2: 0; 2015 Qtr 3: 0; 2015 Qtr 4: 0 | 0
[16 empty] | 0 |  |  | #N/A | [26 empty] | 0% | 0% |  | 0 | 0 | 0 | 0 | 0 | 0 | 0 | 0 | 0 | 0 | 0 | 2013 Qtr 1: 0; 2013 Qtr 2: 0; 2013 Qtr 3: 0; 2013 Qtr 4: 0; 2014 Qtr 1: 0; 2014 Qtr 2: 0; 2014 Qtr 3: 0; 2014 Qtr 4: 0; 2015 Qtr 1: 0; 2015 Qtr 2: 0; 2015 Qtr 3: 0; 2015 Qtr 4: 0 | 0
[16 empty] | 0 |  |  | #N/A | [26 empty] | 0% | 0% |  | 0 | 0 | 0 | 0 | 0 | 0 | 0 | 0 | 0 | 0 | 0 | 2013 Qtr 1: 0; 2013 Qtr 2: 0; 2013 Qtr 3: 0; 2013 Qtr 4: 0; 2014 Qtr 1: 0; 2014 Qtr 2: 0; 2014 Qtr 3: 0; 2014 Qtr 4: 0; 2015 Qtr 1: 0; 2015 Qtr 2: 0; 2015 Qtr 3: 0; 2015 Qtr 4: 0 | 0
[16 empty] | 0 |  |  | #N/A | [26 empty] | 0% | 0% |  | 0 | 0 | 0 | 0 | 0 | 0 | 0 | 0 | 0 | 0 | 0 | 2013 Qtr 1: 0; 2013 Qtr 2: 0; 2013 Qtr 3: 0; 2013 Qtr 4: 0; 2014 Qtr 1: 0; 2014 Qtr 2: 0; 2014 Qtr 3: 0; 2014 Qtr 4: 0; 2015 Qtr 1: 0; 2015 Qtr 2: 0; 2015 Qtr 3: 0; 2015 Qtr 4: 0 | 0
[16 empty] | 0 |  |  | #N/A | [26 empty] | 0% | 0% |  | 0 | 0 | 0 | 0 | 0 | 0 | 0 | 0 | 0 | 0 | 0 | 2013 Qtr 1: 0; 2013 Qtr 2: 0; 2013 Qtr 3: 0; 2013 Qtr 4: 0; 2014 Qtr 1: 0; 2014 Qtr 2: 0; 2014 Qtr 3: 0; 2014 Qtr 4: 0; 2015 Qtr 1: 0; 2015 Qtr 2: 0; 2015 Qtr 3: 0; 2015 Qtr 4: 0 | 0
[16 empty] | 0 |  |  | #N/A | [26 empty] | 0% | 0% |  | 0 | 0 | 0 | 0 | 0 | 0 | 0 | 0 | 0 | 0 | 0 | 2013 Qtr 1: 0; 2013 Qtr 2: 0; 2013 Qtr 3: 0; 2013 Qtr 4: 0; 2014 Qtr 1: 0; 2014 Qtr 2: 0; 2014 Qtr 3: 0; 2014 Qtr 4: 0; 2015 Qtr 1: 0; 2015 Qtr 2: 0; 2015 Qtr 3: 0; 2015 Qtr 4: 0 | 0
[16 empty] | 0 |  |  | #N/A | [26 empty] | 0% | 0% |  | 0 | 0 | 0 | 0 | 0 | 0 | 0 | 0 | 0 | 0 | 0 | 2013 Qtr 1: 0; 2013 Qtr 2: 0; 2013 Qtr 3: 0; 2013 Qtr 4: 0; 2014 Qtr 1: 0; 2014 Qtr 2: 0; 2014 Qtr 3: 0; 2014 Qtr 4: 0; 2015 Qtr 1: 0; 2015 Qtr 2: 0; 2015 Qtr 3: 0; 2015 Qtr 4: 0 | 0
[16 empty] | 0 |  |  | #N/A | [26 empty] | 0% | 0% |  | 0 | 0 | 0 | 0 | 0 | 0 | 0 | 0 | 0 | 0 | 0 | 2013 Qtr 1: 0; 2013 Qtr 2: 0; 2013 Qtr 3: 0; 2013 Qtr 4: 0; 2014 Qtr 1: 0; 2014 Qtr 2: 0; 2014 Qtr 3: 0; 2014 Qtr 4: 0; 2015 Qtr 1: 0; 2015 Qtr 2: 0; 2015 Qtr 3: 0; 2015 Qtr 4: 0 | 0
[16 empty] | 0 |  |  | #N/A | [26 empty] | 0% | 0% |  | 0 | 0 | 0 | 0 | 0 | 0 | 0 | 0 | 0 | 0 | 0 | 2013 Qtr 1: 0; 2013 Qtr 2: 0; 2013 Qtr 3: 0; 2013 Qtr 4: 0; 2014 Qtr 1: 0; 2014 Qtr 2: 0; 2014 Qtr 3: 0; 2014 Qtr 4: 0; 2015 Qtr 1: 0; 2015 Qtr 2: 0; 2015 Qtr 3: 0; 2015 Qtr 4: 0 | 0
[16 empty] | 0 |  |  | #N/A | [26 empty] | 0% | 0% |  | 0 | 0 | 0 | 0 | 0 | 0 | 0 | 0 | 0 | 0 | 0 | 2013 Qtr 1: 0; 2013 Qtr 2: 0; 2013 Qtr 3: 0; 2013 Qtr 4: 0; 2014 Qtr 1: 0; 2014 Qtr 2: 0; 2014 Qtr 3: 0; 2014 Qtr 4: 0; 2015 Qtr 1: 0; 2015 Qtr 2: 0; 2015 Qtr 3: 0; 2015 Qtr 4: 0 | 0
[16 empty] | 0 |  |  | #N/A | [26 empty] | 0% | 0% |  | 0 | 0 | 0 | 0 | 0 | 0 | 0 | 0 | 0 | 0 | 0 | 2013 Qtr 1: 0; 2013 Qtr 2: 0; 2013 Qtr 3: 0; 2013 Qtr 4: 0; 2014 Qtr 1: 0; 2014 Qtr 2: 0; 2014 Qtr 3: 0; 2014 Qtr 4: 0; 2015 Qtr 1: 0; 2015 Qtr 2: 0; 2015 Qtr 3: 0; 2015 Qtr 4: 0 | 0
[16 empty] | 0 |  |  | #N/A | [26 empty] | 0% | 0% |  | 0 | 0 | 0 | 0 | 0 | 0 | 0 | 0 | 0 | 0 | 0 | 2013 Qtr 1: 0; 2013 Qtr 2: 0; 2013 Qtr 3: 0; 2013 Qtr 4: 0; 2014 Qtr 1: 0; 2014 Qtr 2: 0; 2014 Qtr 3: 0; 2014 Qtr 4: 0; 2015 Qtr 1: 0; 2015 Qtr 2: 0; 2015 Qtr 3: 0; 2015 Qtr 4: 0 | 0
[16 empty] | 0 |  |  | #N/A | [26 empty] | 0% | 0% |  | 0 | 0 | 0 | 0 | 0 | 0 | 0 | 0 | 0 | 0 | 0 | 2013 Qtr 1: 0; 2013 Qtr 2: 0; 2013 Qtr 3: 0; 2013 Qtr 4: 0; 2014 Qtr 1: 0; 2014 Qtr 2: 0; 2014 Qtr 3: 0; 2014 Qtr 4: 0; 2015 Qtr 1: 0; 2015 Qtr 2: 0; 2015 Qtr 3: 0; 2015 Qtr 4: 0 | 0
[16 empty] | 0 |  |  | #N/A | [26 empty] | 0% | 0% |  | 0 | 0 | 0 | 0 | 0 | 0 | 0 | 0 | 0 | 0 | 0 | 2013 Qtr 1: 0; 2013 Qtr 2: 0; 2013 Qtr 3: 0; 2013 Qtr 4: 0; 2014 Qtr 1: 0; 2014 Qtr 2: 0; 2014 Qtr 3: 0; 2014 Qtr 4: 0; 2015 Qtr 1: 0; 2015 Qtr 2: 0; 2015 Qtr 3: 0; 2015 Qtr 4: 0 | 0
[16 empty] | 0 |  |  | #N/A | [26 empty] | 0% | 0% |  | 0 | 0 | 0 | 0 | 0 | 0 | 0 | 0 | 0 | 0 | 0 | 2013 Qtr 1: 0; 2013 Qtr 2: 0; 2013 Qtr 3: 0; 2013 Qtr 4: 0; 2014 Qtr 1: 0; 2014 Qtr 2: 0; 2014 Qtr 3: 0; 2014 Qtr 4: 0; 2015 Qtr 1: 0; 2015 Qtr 2: 0; 2015 Qtr 3: 0; 2015 Qtr 4: 0 | 0
[16 empty] | 0 |  |  | #N/A | [26 empty] | 0% | 0% |  | 0 | 0 | 0 | 0 | 0 | 0 | 0 | 0 | 0 | 0 | 0 | 2013 Qtr 1: 0; 2013 Qtr 2: 0; 2013 Qtr 3: 0; 2013 Qtr 4: 0; 2014 Qtr 1: 0; 2014 Qtr 2: 0; 2014 Qtr 3: 0; 2014 Qtr 4: 0; 2015 Qtr 1: 0; 2015 Qtr 2: 0; 2015 Qtr 3: 0; 2015 Qtr 4: 0 | 0
[16 empty] | 0 |  |  | #N/A | [26 empty] | 0% | 0% |  | 0 | 0 | 0 | 0 | 0 | 0 | 0 | 0 | 0 | 0 | 0 | 2013 Qtr 1: 0; 2013 Qtr 2: 0; 2013 Qtr 3: 0; 2013 Qtr 4: 0; 2014 Qtr 1: 0; 2014 Qtr 2: 0; 2014 Qtr 3: 0; 2014 Qtr 4: 0; 2015 Qtr 1: 0; 2015 Qtr 2: 0; 2015 Qtr 3: 0; 2015 Qtr 4: 0 | 0
[16 empty] | 0 |  |  | #N/A | [26 empty] | 0% | 0% |  | 0 | 0 | 0 | 0 | 0 | 0 | 0 | 0 | 0 | 0 | 0 | 2013 Qtr 1: 0; 2013 Qtr 2: 0; 2013 Qtr 3: 0; 2013 Qtr 4: 0; 2014 Qtr 1: 0; 2014 Qtr 2: 0; 2014 Qtr 3: 0; 2014 Qtr 4: 0; 2015 Qtr 1: 0; 2015 Qtr 2: 0; 2015 Qtr 3: 0; 2015 Qtr 4: 0 | 0
[16 empty] | 0 |  |  | #N/A | [26 empty] | 0% | 0% |  | 0 | 0 | 0 | 0 | 0 | 0 | 0 | 0 | 0 | 0 | 0 | 2013 Qtr 1: 0; 2013 Qtr 2: 0; 2013 Qtr 3: 0; 2013 Qtr 4: 0; 2014 Qtr 1: 0; 2014 Qtr 2: 0; 2014 Qtr 3: 0; 2014 Qtr 4: 0; 2015 Qtr 1: 0; 2015 Qtr 2: 0; 2015 Qtr 3: 0; 2015 Qtr 4: 0 | 0
[16 empty] | 0 |  |  | #N/A | [26 empty] | 0% | 0% |  | 0 | 0 | 0 | 0 | 0 | 0 | 0 | 0 | 0 | 0 | 0 | 2013 Qtr 1: 0; 2013 Qtr 2: 0; 2013 Qtr 3: 0; 2013 Qtr 4: 0; 2014 Qtr 1: 0; 2014 Qtr 2: 0; 2014 Qtr 3: 0; 2014 Qtr 4: 0; 2015 Qtr 1: 0; 2015 Qtr 2: 0; 2015 Qtr 3: 0; 2015 Qtr 4: 0 | 0
[16 empty] | 0 |  |  | #N/A | [26 empty] | 0% | 0% |  | 0 | 0 | 0 | 0 | 0 | 0 | 0 | 0 | 0 | 0 | 0 | 2013 Qtr 1: 0; 2013 Qtr 2: 0; 2013 Qtr 3: 0; 2013 Qtr 4: 0; 2014 Qtr 1: 0; 2014 Qtr 2: 0; 2014 Qtr 3: 0; 2014 Qtr 4: 0; 2015 Qtr 1: 0; 2015 Qtr 2: 0; 2015 Qtr 3: 0; 2015 Qtr 4: 0 | 0
[16 empty] | 0 |  |  | #N/A | [26 empty] | 0% | 0% |  | 0 | 0 | 0 | 0 | 0 | 0 | 0 | 0 | 0 | 0 | 0 | 2013 Qtr 1: 0; 2013 Qtr 2: 0; 2013 Qtr 3: 0; 2013 Qtr 4: 0; 2014 Qtr 1: 0; 2014 Qtr 2: 0; 2014 Qtr 3: 0; 2014 Qtr 4: 0; 2015 Qtr 1: 0; 2015 Qtr 2: 0; 2015 Qtr 3: 0; 2015 Qtr 4: 0 | 0
[16 empty] | 0 |  |  | #N/A | [26 empty] | 0% | 0% |  | 0 | 0 | 0 | 0 | 0 | 0 | 0 | 0 | 0 | 0 | 0 | 2013 Qtr 1: 0; 2013 Qtr 2: 0; 2013 Qtr 3: 0; 2013 Qtr 4: 0; 2014 Qtr 1: 0; 2014 Qtr 2: 0; 2014 Qtr 3: 0; 2014 Qtr 4: 0; 2015 Qtr 1: 0; 2015 Qtr 2: 0; 2015 Qtr 3: 0; 2015 Qtr 4: 0 | 0
[16 empty] | 0 |  |  | #N/A | [26 empty] | 0% | 0% |  | 0 | 0 | 0 | 0 | 0 | 0 | 0 | 0 | 0 | 0 | 0 | 2013 Qtr 1: 0; 2013 Qtr 2: 0; 2013 Qtr 3: 0; 2013 Qtr 4: 0; 2014 Qtr 1: 0; 2014 Qtr 2: 0; 2014 Qtr 3: 0; 2014 Qtr 4: 0; 2015 Qtr 1: 0; 2015 Qtr 2: 0; 2015 Qtr 3: 0; 2015 Qtr 4: 0 | 0
[16 empty] | 0 |  |  | #N/A | [26 empty] | 0% | 0% |  | 0 | 0 | 0 | 0 | 0 | 0 | 0 | 0 | 0 | 0 | 0 | 2013 Qtr 1: 0; 2013 Qtr 2: 0; 2013 Qtr 3: 0; 2013 Qtr 4: 0; 2014 Qtr 1: 0; 2014 Qtr 2: 0; 2014 Qtr 3: 0; 2014 Qtr 4: 0; 2015 Qtr 1: 0; 2015 Qtr 2: 0; 2015 Qtr 3: 0; 2015 Qtr 4: 0 | 0
[16 empty] | 0 |  |  | #N/A | [26 empty] | 0% | 0% |  | 0 | 0 | 0 | 0 | 0 | 0 | 0 | 0 | 0 | 0 | 0 | 2013 Qtr 1: 0; 2013 Qtr 2: 0; 2013 Qtr 3: 0; 2013 Qtr 4: 0; 2014 Qtr 1: 0; 2014 Qtr 2: 0; 2014 Qtr 3: 0; 2014 Qtr 4: 0; 2015 Qtr 1: 0; 2015 Qtr 2: 0; 2015 Qtr 3: 0; 2015 Qtr 4: 0 | 0
[16 empty] | 0 |  |  | #N/A | [26 empty] | 0% | 0% |  | 0 | 0 | 0 | 0 | 0 | 0 | 0 | 0 | 0 | 0 | 0 | 2013 Qtr 1: 0; 2013 Qtr 2: 0; 2013 Qtr 3: 0; 2013 Qtr 4: 0; 2014 Qtr 1: 0; 2014 Qtr 2: 0; 2014 Qtr 3: 0; 2014 Qtr 4: 0; 2015 Qtr 1: 0; 2015 Qtr 2: 0; 2015 Qtr 3: 0; 2015 Qtr 4: 0 | 0
[16 empty] | 0 |  |  | #N/A | [26 empty] | 0% | 0% |  | 0 | 0 | 0 | 0 | 0 | 0 | 0 | 0 | 0 | 0 | 0 | 2013 Qtr 1: 0; 2013 Qtr 2: 0; 2013 Qtr 3: 0; 2013 Qtr 4: 0; 2014 Qtr 1: 0; 2014 Qtr 2: 0; 2014 Qtr 3: 0; 2014 Qtr 4: 0; 2015 Qtr 1: 0; 2015 Qtr 2: 0; 2015 Qtr 3: 0; 2015 Qtr 4: 0 | 0
[16 empty] | 0 |  |  | #N/A | [26 empty] | 0% | 0% |  | 0 | 0 | 0 | 0 | 0 | 0 | 0 | 0 | 0 | 0 | 0 | 2013 Qtr 1: 0; 2013 Qtr 2: 0; 2013 Qtr 3: 0; 2013 Qtr 4: 0; 2014 Qtr 1: 0; 2014 Qtr 2: 0; 2014 Qtr 3: 0; 2014 Qtr 4: 0; 2015 Qtr 1: 0; 2015 Qtr 2: 0; 2015 Qtr 3: 0; 2015 Qtr 4: 0 | 0
[16 empty] | 0 |  |  | #N/A | [26 empty] | 0% | 0% |  | 0 | 0 | 0 | 0 | 0 | 0 | 0 | 0 | 0 | 0 | 0 | 2013 Qtr 1: 0; 2013 Qtr 2: 0; 2013 Qtr 3: 0; 2013 Qtr 4: 0; 2014 Qtr 1: 0; 2014 Qtr 2: 0; 2014 Qtr 3: 0; 2014 Qtr 4: 0; 2015 Qtr 1: 0; 2015 Qtr 2: 0; 2015 Qtr 3: 0; 2015 Qtr 4: 0 | 0
[16 empty] | 0 |  |  | #N/A | [26 empty] | 0% | 0% |  | 0 | 0 | 0 | 0 | 0 | 0 | 0 | 0 | 0 | 0 | 0 | 2013 Qtr 1: 0; 2013 Qtr 2: 0; 2013 Qtr 3: 0; 2013 Qtr 4: 0; 2014 Qtr 1: 0; 2014 Qtr 2: 0; 2014 Qtr 3: 0; 2014 Qtr 4: 0; 2015 Qtr 1: 0; 2015 Qtr 2: 0; 2015 Qtr 3: 0; 2015 Qtr 4: 0 | 0
[16 empty] | 0 |  |  | #N/A | [26 empty] | 0% | 0% |  | 0 | 0 | 0 | 0 | 0 | 0 | 0 | 0 | 0 | 0 | 0 | 2013 Qtr 1: 0; 2013 Qtr 2: 0; 2013 Qtr 3: 0; 2013 Qtr 4: 0; 2014 Qtr 1: 0; 2014 Qtr 2: 0; 2014 Qtr 3: 0; 2014 Qtr 4: 0; 2015 Qtr 1: 0; 2015 Qtr 2: 0; 2015 Qtr 3: 0; 2015 Qtr 4: 0 | 0
[16 empty] | 0 |  |  | #N/A | [26 empty] | 0% | 0% |  | 0 | 0 | 0 | 0 | 0 | 0 | 0 | 0 | 0 | 0 | 0 | 2013 Qtr 1: 0; 2013 Qtr 2: 0; 2013 Qtr 3: 0; 2013 Qtr 4: 0; 2014 Qtr 1: 0; 2014 Qtr 2: 0; 2014 Qtr 3: 0; 2014 Qtr 4: 0; 2015 Qtr 1: 0; 2015 Qtr 2: 0; 2015 Qtr 3: 0; 2015 Qtr 4: 0 | 0
[16 empty] | 0 |  |  | #N/A | [26 empty] | 0% | 0% |  | 0 | 0 | 0 | 0 | 0 | 0 | 0 | 0 | 0 | 0 | 0 | 2013 Qtr 1: 0; 2013 Qtr 2: 0; 2013 Qtr 3: 0; 2013 Qtr 4: 0; 2014 Qtr 1: 0; 2014 Qtr 2: 0; 2014 Qtr 3: 0; 2014 Qtr 4: 0; 2015 Qtr 1: 0; 2015 Qtr 2: 0; 2015 Qtr 3: 0; 2015 Qtr 4: 0 | 0
[16 empty] | 0 |  |  | #N/A | [26 empty] | 0% | 0% |  | 0 | 0 | 0 | 0 | 0 | 0 | 0 | 0 | 0 | 0 | 0 | 2013 Qtr 1: 0; 2013 Qtr 2: 0; 2013 Qtr 3: 0; 2013 Qtr 4: 0; 2014 Qtr 1: 0; 2014 Qtr 2: 0; 2014 Qtr 3: 0; 2014 Qtr 4: 0; 2015 Qtr 1: 0; 2015 Qtr 2: 0; 2015 Qtr 3: 0; 2015 Qtr 4: 0 | 0
[16 empty] | 0 |  |  | #N/A | [26 empty] | 0% | 0% |  | 0 | 0 | 0 | 0 | 0 | 0 | 0 | 0 | 0 | 0 | 0 | 2013 Qtr 1: 0; 2013 Qtr 2: 0; 2013 Qtr 3: 0; 2013 Qtr 4: 0; 2014 Qtr 1: 0; 2014 Qtr 2: 0; 2014 Qtr 3: 0; 2014 Qtr 4: 0; 2015 Qtr 1: 0; 2015 Qtr 2: 0; 2015 Qtr 3: 0; 2015 Qtr 4: 0 | 0
[16 empty] | 0 |  |  | #N/A | [26 empty] | 0% | 0% |  | 0 | 0 | 0 | 0 | 0 | 0 | 0 | 0 | 0 | 0 | 0 | 2013 Qtr 1: 0; 2013 Qtr 2: 0; 2013 Qtr 3: 0; 2013 Qtr 4: 0; 2014 Qtr 1: 0; 2014 Qtr 2: 0; 2014 Qtr 3: 0; 2014 Qtr 4: 0; 2015 Qtr 1: 0; 2015 Qtr 2: 0; 2015 Qtr 3: 0; 2015 Qtr 4: 0 | 0
[16 empty] | 0 |  |  | #N/A | [26 empty] | 0% | 0% |  | 0 | 0 | 0 | 0 | 0 | 0 | 0 | 0 | 0 | 0 | 0 | 2013 Qtr 1: 0; 2013 Qtr 2: 0; 2013 Qtr 3: 0; 2013 Qtr 4: 0; 2014 Qtr 1: 0; 2014 Qtr 2: 0; 2014 Qtr 3: 0; 2014 Qtr 4: 0; 2015 Qtr 1: 0; 2015 Qtr 2: 0; 2015 Qtr 3: 0; 2015 Qtr 4: 0 | 0
[16 empty] | 0 |  |  | #N/A | [26 empty] | 0% | 0% |  | 0 | 0 | 0 | 0 | 0 | 0 | 0 | 0 | 0 | 0 | 0 | 2013 Qtr 1: 0; 2013 Qtr 2: 0; 2013 Qtr 3: 0; 2013 Qtr 4: 0; 2014 Qtr 1: 0; 2014 Qtr 2: 0; 2014 Qtr 3: 0; 2014 Qtr 4: 0; 2015 Qtr 1: 0; 2015 Qtr 2: 0; 2015 Qtr 3: 0; 2015 Qtr 4: 0 | 0
[16 empty] | 0 |  |  | #N/A | [26 empty] | 0% | 0% |  | 0 | 0 | 0 | 0 | 0 | 0 | 0 | 0 | 0 | 0 | 0 | 2013 Qtr 1: 0; 2013 Qtr 2: 0; 2013 Qtr 3: 0; 2013 Qtr 4: 0; 2014 Qtr 1: 0; 2014 Qtr 2: 0; 2014 Qtr 3: 0; 2014 Qtr 4: 0; 2015 Qtr 1: 0; 2015 Qtr 2: 0; 2015 Qtr 3: 0; 2015 Qtr 4: 0 | 0
[16 empty] | 0 |  |  | #N/A | [26 empty] | 0% | 0% |  | 0 | 0 | 0 | 0 | 0 | 0 | 0 | 0 | 0 | 0 | 0 | 2013 Qtr 1: 0; 2013 Qtr 2: 0; 2013 Qtr 3: 0; 2013 Qtr 4: 0; 2014 Qtr 1: 0; 2014 Qtr 2: 0; 2014 Qtr 3: 0; 2014 Qtr 4: 0; 2015 Qtr 1: 0; 2015 Qtr 2: 0; 2015 Qtr 3: 0; 2015 Qtr 4: 0 | 0
[16 empty] | 0 |  |  | #N/A | [26 empty] | 0% | 0% |  | 0 | 0 | 0 | 0 | 0 | 0 | 0 | 0 | 0 | 0 | 0 | 2013 Qtr 1: 0; 2013 Qtr 2: 0; 2013 Qtr 3: 0; 2013 Qtr 4: 0; 2014 Qtr 1: 0; 2014 Qtr 2: 0; 2014 Qtr 3: 0; 2014 Qtr 4: 0; 2015 Qtr 1: 0; 2015 Qtr 2: 0; 2015 Qtr 3: 0; 2015 Qtr 4: 0 | 0
[16 empty] | 0 |  |  | #N/A | [26 empty] | 0% | 0% |  | 0 | 0 | 0 | 0 | 0 | 0 | 0 | 0 | 0 | 0 | 0 | 2013 Qtr 1: 0; 2013 Qtr 2: 0; 2013 Qtr 3: 0; 2013 Qtr 4: 0; 2014 Qtr 1: 0; 2014 Qtr 2: 0; 2014 Qtr 3: 0; 2014 Qtr 4: 0; 2015 Qtr 1: 0; 2015 Qtr 2: 0; 2015 Qtr 3: 0; 2015 Qtr 4: 0 | 0
[16 empty] | 0 |  |  | #N/A | [26 empty] | 0% | 0% |  | 0 | 0 | 0 | 0 | 0 | 0 | 0 | 0 | 0 | 0 | 0 | 2013 Qtr 1: 0; 2013 Qtr 2: 0; 2013 Qtr 3: 0; 2013 Qtr 4: 0; 2014 Qtr 1: 0; 2014 Qtr 2: 0; 2014 Qtr 3: 0; 2014 Qtr 4: 0; 2015 Qtr 1: 0; 2015 Qtr 2: 0; 2015 Qtr 3: 0; 2015 Qtr 4: 0 | 0
[16 empty] | 0 |  |  | #N/A | [26 empty] | 0% | 0% |  | 0 | 0 | 0 | 0 | 0 | 0 | 0 | 0 | 0 | 0 | 0 | 2013 Qtr 1: 0; 2013 Qtr 2: 0; 2013 Qtr 3: 0; 2013 Qtr 4: 0; 2014 Qtr 1: 0; 2014 Qtr 2: 0; 2014 Qtr 3: 0; 2014 Qtr 4: 0; 2015 Qtr 1: 0; 2015 Qtr 2: 0; 2015 Qtr 3: 0; 2015 Qtr 4: 0 | 0
[16 empty] | 0 |  |  | #N/A | [26 empty] | 0% | 0% |  | 0 | 0 | 0 | 0 | 0 | 0 | 0 | 0 | 0 | 0 | 0 | 2013 Qtr 1: 0; 2013 Qtr 2: 0; 2013 Qtr 3: 0; 2013 Qtr 4: 0; 2014 Qtr 1: 0; 2014 Qtr 2: 0; 2014 Qtr 3: 0; 2014 Qtr 4: 0; 2015 Qtr 1: 0; 2015 Qtr 2: 0; 2015 Qtr 3: 0; 2015 Qtr 4: 0 | 0
[16 empty] | 0 |  |  | #N/A | [26 empty] | 0% | 0% |  | 0 | 0 | 0 | 0 | 0 | 0 | 0 | 0 | 0 | 0 | 0 | 2013 Qtr 1: 0; 2013 Qtr 2: 0; 2013 Qtr 3: 0; 2013 Qtr 4: 0; 2014 Qtr 1: 0; 2014 Qtr 2: 0; 2014 Qtr 3: 0; 2014 Qtr 4: 0; 2015 Qtr 1: 0; 2015 Qtr 2: 0; 2015 Qtr 3: 0; 2015 Qtr 4: 0 | 0
[16 empty] | 0 |  |  | #N/A | [26 empty] | 0% | 0% |  | 0 | 0 | 0 | 0 | 0 | 0 | 0 | 0 | 0 | 0 | 0 | 2013 Qtr 1: 0; 2013 Qtr 2: 0; 2013 Qtr 3: 0; 2013 Qtr 4: 0; 2014 Qtr 1: 0; 2014 Qtr 2: 0; 2014 Qtr 3: 0; 2014 Qtr 4: 0; 2015 Qtr 1: 0; 2015 Qtr 2: 0; 2015 Qtr 3: 0; 2015 Qtr 4: 0 | 0
[16 empty] | 0 |  |  | #N/A | [26 empty] | 0% | 0% |  | 0 | 0 | 0 | 0 | 0 | 0 | 0 | 0 | 0 | 0 | 0 | 2013 Qtr 1: 0; 2013 Qtr 2: 0; 2013 Qtr 3: 0; 2013 Qtr 4: 0; 2014 Qtr 1: 0; 2014 Qtr 2: 0; 2014 Qtr 3: 0; 2014 Qtr 4: 0; 2015 Qtr 1: 0; 2015 Qtr 2: 0; 2015 Qtr 3: 0; 2015 Qtr 4: 0 | 0
[16 empty] | 0 |  |  | #N/A | [26 empty] | 0% | 0% |  | 0 | 0 | 0 | 0 | 0 | 0 | 0 | 0 | 0 | 0 | 0 | 2013 Qtr 1: 0; 2013 Qtr 2: 0; 2013 Qtr 3: 0; 2013 Qtr 4: 0; 2014 Qtr 1: 0; 2014 Qtr 2: 0; 2014 Qtr 3: 0; 2014 Qtr 4: 0; 2015 Qtr 1: 0; 2015 Qtr 2: 0; 2015 Qtr 3: 0; 2015 Qtr 4: 0 | 0
[16 empty] | 0 |  |  | #N/A | [26 empty] | 0% | 0% |  | 0 | 0 | 0 | 0 | 0 | 0 | 0 | 0 | 0 | 0 | 0 | 2013 Qtr 1: 0; 2013 Qtr 2: 0; 2013 Qtr 3: 0; 2013 Qtr 4: 0; 2014 Qtr 1: 0; 2014 Qtr 2: 0; 2014 Qtr 3: 0; 2014 Qtr 4: 0; 2015 Qtr 1: 0; 2015 Qtr 2: 0; 2015 Qtr 3: 0; 2015 Qtr 4: 0 | 0
[16 empty] | 0 |  |  | #N/A | [26 empty] | 0% | 0% |  | 0 | 0 | 0 | 0 | 0 | 0 | 0 | 0 | 0 | 0 | 0 | 2013 Qtr 1: 0; 2013 Qtr 2: 0; 2013 Qtr 3: 0; 2013 Qtr 4: 0; 2014 Qtr 1: 0; 2014 Qtr 2: 0; 2014 Qtr 3: 0; 2014 Qtr 4: 0; 2015 Qtr 1: 0; 2015 Qtr 2: 0; 2015 Qtr 3: 0; 2015 Qtr 4: 0 | 0
[16 empty] | 0 |  |  | #N/A | [26 empty] | 0% | 0% |  | 0 | 0 | 0 | 0 | 0 | 0 | 0 | 0 | 0 | 0 | 0 | 2013 Qtr 1: 0; 2013 Qtr 2: 0; 2013 Qtr 3: 0; 2013 Qtr 4: 0; 2014 Qtr 1: 0; 2014 Qtr 2: 0; 2014 Qtr 3: 0; 2014 Qtr 4: 0; 2015 Qtr 1: 0; 2015 Qtr 2: 0; 2015 Qtr 3: 0; 2015 Qtr 4: 0 | 0
[16 empty] | 0 |  |  | #N/A | [26 empty] | 0% | 0% |  | 0 | 0 | 0 | 0 | 0 | 0 | 0 | 0 | 0 | 0 | 0 | 2013 Qtr 1: 0; 2013 Qtr 2: 0; 2013 Qtr 3: 0; 2013 Qtr 4: 0; 2014 Qtr 1: 0; 2014 Qtr 2: 0; 2014 Qtr 3: 0; 2014 Qtr 4: 0; 2015 Qtr 1: 0; 2015 Qtr 2: 0; 2015 Qtr 3: 0; 2015 Qtr 4: 0 | 0
[16 empty] | 0 |  |  | #N/A | [26 empty] | 0% | 0% |  | 0 | 0 | 0 | 0 | 0 | 0 | 0 | 0 | 0 | 0 | 0 | 2013 Qtr 1: 0; 2013 Qtr 2: 0; 2013 Qtr 3: 0; 2013 Qtr 4: 0; 2014 Qtr 1: 0; 2014 Qtr 2: 0; 2014 Qtr 3: 0; 2014 Qtr 4: 0; 2015 Qtr 1: 0; 2015 Qtr 2: 0; 2015 Qtr 3: 0; 2015 Qtr 4: 0 | 0
[16 empty] | 0 |  |  | #N/A | [26 empty] | 0% | 0% |  | 0 | 0 | 0 | 0 | 0 | 0 | 0 | 0 | 0 | 0 | 0 | 2013 Qtr 1: 0; 2013 Qtr 2: 0; 2013 Qtr 3: 0; 2013 Qtr 4: 0; 2014 Qtr 1: 0; 2014 Qtr 2: 0; 2014 Qtr 3: 0; 2014 Qtr 4: 0; 2015 Qtr 1: 0; 2015 Qtr 2: 0; 2015 Qtr 3: 0; 2015 Qtr 4: 0 | 0
[16 empty] | 0 |  |  | #N/A | [26 empty] | 0% | 0% |  | 0 | 0 | 0 | 0 | 0 | 0 | 0 | 0 | 0 | 0 | 0 | 2013 Qtr 1: 0; 2013 Qtr 2: 0; 2013 Qtr 3: 0; 2013 Qtr 4: 0; 2014 Qtr 1: 0; 2014 Qtr 2: 0; 2014 Qtr 3: 0; 2014 Qtr 4: 0; 2015 Qtr 1: 0; 2015 Qtr 2: 0; 2015 Qtr 3: 0; 2015 Qtr 4: 0 | 0
[16 empty] | 0 |  |  | #N/A | [26 empty] | 0% | 0% |  | 0 | 0 | 0 | 0 | 0 | 0 | 0 | 0 | 0 | 0 | 0 | 2013 Qtr 1: 0; 2013 Qtr 2: 0; 2013 Qtr 3: 0; 2013 Qtr 4: 0; 2014 Qtr 1: 0; 2014 Qtr 2: 0; 2014 Qtr 3: 0; 2014 Qtr 4: 0; 2015 Qtr 1: 0; 2015 Qtr 2: 0; 2015 Qtr 3: 0; 2015 Qtr 4: 0 | 0
[16 empty] | 0 |  |  | #N/A | [26 empty] | 0% | 0% |  | 0 | 0 | 0 | 0 | 0 | 0 | 0 | 0 | 0 | 0 | 0 | 2013 Qtr 1: 0; 2013 Qtr 2: 0; 2013 Qtr 3: 0; 2013 Qtr 4: 0; 2014 Qtr 1: 0; 2014 Qtr 2: 0; 2014 Qtr 3: 0; 2014 Qtr 4: 0; 2015 Qtr 1: 0; 2015 Qtr 2: 0; 2015 Qtr 3: 0; 2015 Qtr 4: 0 | 0
[16 empty] | 0 |  |  | #N/A | [26 empty] | 0% | 0% |  | 0 | 0 | 0 | 0 | 0 | 0 | 0 | 0 | 0 | 0 | 0 | 2013 Qtr 1: 0; 2013 Qtr 2: 0; 2013 Qtr 3: 0; 2013 Qtr 4: 0; 2014 Qtr 1: 0; 2014 Qtr 2: 0; 2014 Qtr 3: 0; 2014 Qtr 4: 0; 2015 Qtr 1: 0; 2015 Qtr 2: 0; 2015 Qtr 3: 0; 2015 Qtr 4: 0 | 0
[16 empty] | 0 |  |  | #N/A | [26 empty] | 0% | 0% |  | 0 | 0 | 0 | 0 | 0 | 0 | 0 | 0 | 0 | 0 | 0 | 2013 Qtr 1: 0; 2013 Qtr 2: 0; 2013 Qtr 3: 0; 2013 Qtr 4: 0; 2014 Qtr 1: 0; 2014 Qtr 2: 0; 2014 Qtr 3: 0; 2014 Qtr 4: 0; 2015 Qtr 1: 0; 2015 Qtr 2: 0; 2015 Qtr 3: 0; 2015 Qtr 4: 0 | 0
[16 empty] | 0 |  |  | #N/A | [26 empty] | 0% | 0% |  | 0 | 0 | 0 | 0 | 0 | 0 | 0 | 0 | 0 | 0 | 0 | 2013 Qtr 1: 0; 2013 Qtr 2: 0; 2013 Qtr 3: 0; 2013 Qtr 4: 0; 2014 Qtr 1: 0; 2014 Qtr 2: 0; 2014 Qtr 3: 0; 2014 Qtr 4: 0; 2015 Qtr 1: 0; 2015 Qtr 2: 0; 2015 Qtr 3: 0; 2015 Qtr 4: 0 | 0
[16 empty] | 0 |  |  | #N/A | [26 empty] | 0% | 0% |  | 0 | 0 | 0 | 0 | 0 | 0 | 0 | 0 | 0 | 0 | 0 | 2013 Qtr 1: 0; 2013 Qtr 2: 0; 2013 Qtr 3: 0; 2013 Qtr 4: 0; 2014 Qtr 1: 0; 2014 Qtr 2: 0; 2014 Qtr 3: 0; 2014 Qtr 4: 0; 2015 Qtr 1: 0; 2015 Qtr 2: 0; 2015 Qtr 3: 0; 2015 Qtr 4: 0 | 0
[16 empty] | 0 |  |  | #N/A | [26 empty] | 0% | 0% |  | 0 | 0 | 0 | 0 | 0 | 0 | 0 | 0 | 0 | 0 | 0 | 2013 Qtr 1: 0; 2013 Qtr 2: 0; 2013 Qtr 3: 0; 2013 Qtr 4: 0; 2014 Qtr 1: 0; 2014 Qtr 2: 0; 2014 Qtr 3: 0; 2014 Qtr 4: 0; 2015 Qtr 1: 0; 2015 Qtr 2: 0; 2015 Qtr 3: 0; 2015 Qtr 4: 0 | 0
[16 empty] | 0 |  |  | #N/A | [26 empty] | 0% | 0% |  | 0 | 0 | 0 | 0 | 0 | 0 | 0 | 0 | 0 | 0 | 0 | 2013 Qtr 1: 0; 2013 Qtr 2: 0; 2013 Qtr 3: 0; 2013 Qtr 4: 0; 2014 Qtr 1: 0; 2014 Qtr 2: 0; 2014 Qtr 3: 0; 2014 Qtr 4: 0; 2015 Qtr 1: 0; 2015 Qtr 2: 0; 2015 Qtr 3: 0; 2015 Qtr 4: 0 | 0
[16 empty] | 0 |  |  | #N/A | [26 empty] | 0% | 0% |  | 0 | 0 | 0 | 0 | 0 | 0 | 0 | 0 | 0 | 0 | 0 | 2013 Qtr 1: 0; 2013 Qtr 2: 0; 2013 Qtr 3: 0; 2013 Qtr 4: 0; 2014 Qtr 1: 0; 2014 Qtr 2: 0; 2014 Qtr 3: 0; 2014 Qtr 4: 0; 2015 Qtr 1: 0; 2015 Qtr 2: 0; 2015 Qtr 3: 0; 2015 Qtr 4: 0 | 0
[16 empty] | 0 |  |  | #N/A | [26 empty] | 0% | 0% |  | 0 | 0 | 0 | 0 | 0 | 0 | 0 | 0 | 0 | 0 | 0 | 2013 Qtr 1: 0; 2013 Qtr 2: 0; 2013 Qtr 3: 0; 2013 Qtr 4: 0; 2014 Qtr 1: 0; 2014 Qtr 2: 0; 2014 Qtr 3: 0; 2014 Qtr 4: 0; 2015 Qtr 1: 0; 2015 Qtr 2: 0; 2015 Qtr 3: 0; 2015 Qtr 4: 0 | 0
[16 empty] | 0 |  |  | #N/A | [26 empty] | 0% | 0% |  | 0 | 0 | 0 | 0 | 0 | 0 | 0 | 0 | 0 | 0 | 0 | 2013 Qtr 1: 0; 2013 Qtr 2: 0; 2013 Qtr 3: 0; 2013 Qtr 4: 0; 2014 Qtr 1: 0; 2014 Qtr 2: 0; 2014 Qtr 3: 0; 2014 Qtr 4: 0; 2015 Qtr 1: 0; 2015 Qtr 2: 0; 2015 Qtr 3: 0; 2015 Qtr 4: 0 | 0
[16 empty] | 0 |  |  | #N/A | [26 empty] | 0% | 0% |  | 0 | 0 | 0 | 0 | 0 | 0 | 0 | 0 | 0 | 0 | 0 | 2013 Qtr 1: 0; 2013 Qtr 2: 0; 2013 Qtr 3: 0; 2013 Qtr 4: 0; 2014 Qtr 1: 0; 2014 Qtr 2: 0; 2014 Qtr 3: 0; 2014 Qtr 4: 0; 2015 Qtr 1: 0; 2015 Qtr 2: 0; 2015 Qtr 3: 0; 2015 Qtr 4: 0 | 0
[16 empty] | 0 |  |  | #N/A | [26 empty] | 0% | 0% |  | 0 | 0 | 0 | 0 | 0 | 0 | 0 | 0 | 0 | 0 | 0 | 2013 Qtr 1: 0; 2013 Qtr 2: 0; 2013 Qtr 3: 0; 2013 Qtr 4: 0; 2014 Qtr 1: 0; 2014 Qtr 2: 0; 2014 Qtr 3: 0; 2014 Qtr 4: 0; 2015 Qtr 1: 0; 2015 Qtr 2: 0; 2015 Qtr 3: 0; 2015 Qtr 4: 0 | 0
[16 empty] | 0 |  |  | #N/A | [26 empty] | 0% | 0% |  | 0 | 0 | 0 | 0 | 0 | 0 | 0 | 0 | 0 | 0 | 0 | 2013 Qtr 1: 0; 2013 Qtr 2: 0; 2013 Qtr 3: 0; 2013 Qtr 4: 0; 2014 Qtr 1: 0; 2014 Qtr 2: 0; 2014 Qtr 3: 0; 2014 Qtr 4: 0; 2015 Qtr 1: 0; 2015 Qtr 2: 0; 2015 Qtr 3: 0; 2015 Qtr 4: 0 | 0
[16 empty] | 0 |  |  | #N/A | [26 empty] | 0% | 0% |  | 0 | 0 | 0 | 0 | 0 | 0 | 0 | 0 | 0 | 0 | 0 | 2013 Qtr 1: 0; 2013 Qtr 2: 0; 2013 Qtr 3: 0; 2013 Qtr 4: 0; 2014 Qtr 1: 0; 2014 Qtr 2: 0; 2014 Qtr 3: 0; 2014 Qtr 4: 0; 2015 Qtr 1: 0; 2015 Qtr 2: 0; 2015 Qtr 3: 0; 2015 Qtr 4: 0 | 0
[16 empty] | 0 |  |  | #N/A | [26 empty] | 0% | 0% |  | 0 | 0 | 0 | 0 | 0 | 0 | 0 | 0 | 0 | 0 | 0 | 2013 Qtr 1: 0; 2013 Qtr 2: 0; 2013 Qtr 3: 0; 2013 Qtr 4: 0; 2014 Qtr 1: 0; 2014 Qtr 2: 0; 2014 Qtr 3: 0; 2014 Qtr 4: 0; 2015 Qtr 1: 0; 2015 Qtr 2: 0; 2015 Qtr 3: 0; 2015 Qtr 4: 0 | 0
[16 empty] | 0 |  |  | #N/A | [26 empty] | 0% | 0% |  | 0 | 0 | 0 | 0 | 0 | 0 | 0 | 0 | 0 | 0 | 0 | 2013 Qtr 1: 0; 2013 Qtr 2: 0; 2013 Qtr 3: 0; 2013 Qtr 4: 0; 2014 Qtr 1: 0; 2014 Qtr 2: 0; 2014 Qtr 3: 0; 2014 Qtr 4: 0; 2015 Qtr 1: 0; 2015 Qtr 2: 0; 2015 Qtr 3: 0; 2015 Qtr 4: 0 | 0
[16 empty] | 0 |  |  | #N/A | [26 empty] | 0% | 0% |  | 0 | 0 | 0 | 0 | 0 | 0 | 0 | 0 | 0 | 0 | 0 | 2013 Qtr 1: 0; 2013 Qtr 2: 0; 2013 Qtr 3: 0; 2013 Qtr 4: 0; 2014 Qtr 1: 0; 2014 Qtr 2: 0; 2014 Qtr 3: 0; 2014 Qtr 4: 0; 2015 Qtr 1: 0; 2015 Qtr 2: 0; 2015 Qtr 3: 0; 2015 Qtr 4: 0 | 0
[16 empty] | 0 |  |  | #N/A | [26 empty] | 0% | 0% |  | 0 | 0 | 0 | 0 | 0 | 0 | 0 | 0 | 0 | 0 | 0 | 2013 Qtr 1: 0; 2013 Qtr 2: 0; 2013 Qtr 3: 0; 2013 Qtr 4: 0; 2014 Qtr 1: 0; 2014 Qtr 2: 0; 2014 Qtr 3: 0; 2014 Qtr 4: 0; 2015 Qtr 1: 0; 2015 Qtr 2: 0; 2015 Qtr 3: 0; 2015 Qtr 4: 0 | 0
[16 empty] | 0 |  |  | #N/A | [26 empty] | 0% | 0% |  | 0 | 0 | 0 | 0 | 0 | 0 | 0 | 0 | 0 | 0 | 0 | 2013 Qtr 1: 0; 2013 Qtr 2: 0; 2013 Qtr 3: 0; 2013 Qtr 4: 0; 2014 Qtr 1: 0; 2014 Qtr 2: 0; 2014 Qtr 3: 0; 2014 Qtr 4: 0; 2015 Qtr 1: 0; 2015 Qtr 2: 0; 2015 Qtr 3: 0; 2015 Qtr 4: 0 | 0
[16 empty] | 0 |  |  | #N/A | [26 empty] | 0% | 0% |  | 0 | 0 | 0 | 0 | 0 | 0 | 0 | 0 | 0 | 0 | 0 | 2013 Qtr 1: 0; 2013 Qtr 2: 0; 2013 Qtr 3: 0; 2013 Qtr 4: 0; 2014 Qtr 1: 0; 2014 Qtr 2: 0; 2014 Qtr 3: 0; 2014 Qtr 4: 0; 2015 Qtr 1: 0; 2015 Qtr 2: 0; 2015 Qtr 3: 0; 2015 Qtr 4: 0 | 0
[16 empty] | 0 |  |  | #N/A | [26 empty] | 0% | 0% |  | 0 | 0 | 0 | 0 | 0 | 0 | 0 | 0 | 0 | 0 | 0 | 2013 Qtr 1: 0; 2013 Qtr 2: 0; 2013 Qtr 3: 0; 2013 Qtr 4: 0; 2014 Qtr 1: 0; 2014 Qtr 2: 0; 2014 Qtr 3: 0; 2014 Qtr 4: 0; 2015 Qtr 1: 0; 2015 Qtr 2: 0; 2015 Qtr 3: 0; 2015 Qtr 4: 0 | 0
[16 empty] | 0 |  |  | #N/A | [26 empty] | 0% | 0% |  | 0 | 0 | 0 | 0 | 0 | 0 | 0 | 0 | 0 | 0 | 0 | 2013 Qtr 1: 0; 2013 Qtr 2: 0; 2013 Qtr 3: 0; 2013 Qtr 4: 0; 2014 Qtr 1: 0; 2014 Qtr 2: 0; 2014 Qtr 3: 0; 2014 Qtr 4: 0; 2015 Qtr 1: 0; 2015 Qtr 2: 0; 2015 Qtr 3: 0; 2015 Qtr 4: 0 | 0
[16 empty] | 0 |  |  | #N/A | [26 empty] | 0% | 0% |  | 0 | 0 | 0 | 0 | 0 | 0 | 0 | 0 | 0 | 0 | 0 | 2013 Qtr 1: 0; 2013 Qtr 2: 0; 2013 Qtr 3: 0; 2013 Qtr 4: 0; 2014 Qtr 1: 0; 2014 Qtr 2: 0; 2014 Qtr 3: 0; 2014 Qtr 4: 0; 2015 Qtr 1: 0; 2015 Qtr 2: 0; 2015 Qtr 3: 0; 2015 Qtr 4: 0 | 0
[16 empty] | 0 |  |  | #N/A | [26 empty] | 0% | 0% |  | 0 | 0 | 0 | 0 | 0 | 0 | 0 | 0 | 0 | 0 | 0 | 2013 Qtr 1: 0; 2013 Qtr 2: 0; 2013 Qtr 3: 0; 2013 Qtr 4: 0; 2014 Qtr 1: 0; 2014 Qtr 2: 0; 2014 Qtr 3: 0; 2014 Qtr 4: 0; 2015 Qtr 1: 0; 2015 Qtr 2: 0; 2015 Qtr 3: 0; 2015 Qtr 4: 0 | 0
[16 empty] | 0 |  |  | #N/A | [26 empty] | 0% | 0% |  | 0 | 0 | 0 | 0 | 0 | 0 | 0 | 0 | 0 | 0 | 0 | 2013 Qtr 1: 0; 2013 Qtr 2: 0; 2013 Qtr 3: 0; 2013 Qtr 4: 0; 2014 Qtr 1: 0; 2014 Qtr 2: 0; 2014 Qtr 3: 0; 2014 Qtr 4: 0; 2015 Qtr 1: 0; 2015 Qtr 2: 0; 2015 Qtr 3: 0; 2015 Qtr 4: 0 | 0
[16 empty] | 0 |  |  | #N/A | [26 empty] | 0% | 0% |  | 0 | 0 | 0 | 0 | 0 | 0 | 0 | 0 | 0 | 0 | 0 | 2013 Qtr 1: 0; 2013 Qtr 2: 0; 2013 Qtr 3: 0; 2013 Qtr 4: 0; 2014 Qtr 1: 0; 2014 Qtr 2: 0; 2014 Qtr 3: 0; 2014 Qtr 4: 0; 2015 Qtr 1: 0; 2015 Qtr 2: 0; 2015 Qtr 3: 0; 2015 Qtr 4: 0 | 0
[16 empty] | 0 |  |  | #N/A | [26 empty] | 0% | 0% |  | 0 | 0 | 0 | 0 | 0 | 0 | 0 | 0 | 0 | 0 | 0 | 2013 Qtr 1: 0; 2013 Qtr 2: 0; 2013 Qtr 3: 0; 2013 Qtr 4: 0; 2014 Qtr 1: 0; 2014 Qtr 2: 0; 2014 Qtr 3: 0; 2014 Qtr 4: 0; 2015 Qtr 1: 0; 2015 Qtr 2: 0; 2015 Qtr 3: 0; 2015 Qtr 4: 0 | 0
[16 empty] | 0 |  |  | #N/A | [26 empty] | 0% | 0% |  | 0 | 0 | 0 | 0 | 0 | 0 | 0 | 0 | 0 | 0 | 0 | 2013 Qtr 1: 0; 2013 Qtr 2: 0; 2013 Qtr 3: 0; 2013 Qtr 4: 0; 2014 Qtr 1: 0; 2014 Qtr 2: 0; 2014 Qtr 3: 0; 2014 Qtr 4: 0; 2015 Qtr 1: 0; 2015 Qtr 2: 0; 2015 Qtr 3: 0; 2015 Qtr 4: 0 | 0
[16 empty] | 0 |  |  | #N/A | [26 empty] | 0% | 0% |  | 0 | 0 | 0 | 0 | 0 | 0 | 0 | 0 | 0 | 0 | 0 | 2013 Qtr 1: 0; 2013 Qtr 2: 0; 2013 Qtr 3: 0; 2013 Qtr 4: 0; 2014 Qtr 1: 0; 2014 Qtr 2: 0; 2014 Qtr 3: 0; 2014 Qtr 4: 0; 2015 Qtr 1: 0; 2015 Qtr 2: 0; 2015 Qtr 3: 0; 2015 Qtr 4: 0 | 0
[16 empty] | 0 |  |  | #N/A | [26 empty] | 0% | 0% |  | 0 | 0 | 0 | 0 | 0 | 0 | 0 | 0 | 0 | 0 | 0 | 2013 Qtr 1: 0; 2013 Qtr 2: 0; 2013 Qtr 3: 0; 2013 Qtr 4: 0; 2014 Qtr 1: 0; 2014 Qtr 2: 0; 2014 Qtr 3: 0; 2014 Qtr 4: 0; 2015 Qtr 1: 0; 2015 Qtr 2: 0; 2015 Qtr 3: 0; 2015 Qtr 4: 0 | 0
[16 empty] | 0 |  |  | #N/A | [26 empty] | 0% | 0% |  | 0 | 0 | 0 | 0 | 0 | 0 | 0 | 0 | 0 | 0 | 0 | 2013 Qtr 1: 0; 2013 Qtr 2: 0; 2013 Qtr 3: 0; 2013 Qtr 4: 0; 2014 Qtr 1: 0; 2014 Qtr 2: 0; 2014 Qtr 3: 0; 2014 Qtr 4: 0; 2015 Qtr 1: 0; 2015 Qtr 2: 0; 2015 Qtr 3: 0; 2015 Qtr 4: 0 | 0
[16 empty] | 0 |  |  | #N/A | [26 empty] | 0% | 0% |  | 0 | 0 | 0 | 0 | 0 | 0 | 0 | 0 | 0 | 0 | 0 | 2013 Qtr 1: 0; 2013 Qtr 2: 0; 2013 Qtr 3: 0; 2013 Qtr 4: 0; 2014 Qtr 1: 0; 2014 Qtr 2: 0; 2014 Qtr 3: 0; 2014 Qtr 4: 0; 2015 Qtr 1: 0; 2015 Qtr 2: 0; 2015 Qtr 3: 0; 2015 Qtr 4: 0 | 0
[16 empty] | 0 |  |  | #N/A | [26 empty] | 0% | 0% |  | 0 | 0 | 0 | 0 | 0 | 0 | 0 | 0 | 0 | 0 | 0 | 2013 Qtr 1: 0; 2013 Qtr 2: 0; 2013 Qtr 3: 0; 2013 Qtr 4: 0; 2014 Qtr 1: 0; 2014 Qtr 2: 0; 2014 Qtr 3: 0; 2014 Qtr 4: 0; 2015 Qtr 1: 0; 2015 Qtr 2: 0; 2015 Qtr 3: 0; 2015 Qtr 4: 0 | 0
[16 empty] | 0 |  |  | #N/A | [26 empty] | 0% | 0% |  | 0 | 0 | 0 | 0 | 0 | 0 | 0 | 0 | 0 | 0 | 0 | 2013 Qtr 1: 0; 2013 Qtr 2: 0; 2013 Qtr 3: 0; 2013 Qtr 4: 0; 2014 Qtr 1: 0; 2014 Qtr 2: 0; 2014 Qtr 3: 0; 2014 Qtr 4: 0; 2015 Qtr 1: 0; 2015 Qtr 2: 0; 2015 Qtr 3: 0; 2015 Qtr 4: 0 | 0
[16 empty] | 0 |  |  | #N/A | [26 empty] | 0% | 0% |  | 0 | 0 | 0 | 0 | 0 | 0 | 0 | 0 | 0 | 0 | 0 | 2013 Qtr 1: 0; 2013 Qtr 2: 0; 2013 Qtr 3: 0; 2013 Qtr 4: 0; 2014 Qtr 1: 0; 2014 Qtr 2: 0; 2014 Qtr 3: 0; 2014 Qtr 4: 0; 2015 Qtr 1: 0; 2015 Qtr 2: 0; 2015 Qtr 3: 0; 2015 Qtr 4: 0 | 0
[16 empty] | 0 |  |  | #N/A | [26 empty] | 0% | 0% |  | 0 | 0 | 0 | 0 | 0 | 0 | 0 | 0 | 0 | 0 | 0 | 2013 Qtr 1: 0; 2013 Qtr 2: 0; 2013 Qtr 3: 0; 2013 Qtr 4: 0; 2014 Qtr 1: 0; 2014 Qtr 2: 0; 2014 Qtr 3: 0; 2014 Qtr 4: 0; 2015 Qtr 1: 0; 2015 Qtr 2: 0; 2015 Qtr 3: 0; 2015 Qtr 4: 0 | 0
[16 empty] | 0 |  |  | #N/A | [26 empty] | 0% | 0% |  | 0 | 0 | 0 | 0 | 0 | 0 | 0 | 0 | 0 | 0 | 0 | 2013 Qtr 1: 0; 2013 Qtr 2: 0; 2013 Qtr 3: 0; 2013 Qtr 4: 0; 2014 Qtr 1: 0; 2014 Qtr 2: 0; 2014 Qtr 3: 0; 2014 Qtr 4: 0; 2015 Qtr 1: 0; 2015 Qtr 2: 0; 2015 Qtr 3: 0; 2015 Qtr 4: 0 | 0
[16 empty] | 0 |  |  | #N/A | [26 empty] | 0% | 0% |  | 0 | 0 | 0 | 0 | 0 | 0 | 0 | 0 | 0 | 0 | 0 | 2013 Qtr 1: 0; 2013 Qtr 2: 0; 2013 Qtr 3: 0; 2013 Qtr 4: 0; 2014 Qtr 1: 0; 2014 Qtr 2: 0; 2014 Qtr 3: 0; 2014 Qtr 4: 0; 2015 Qtr 1: 0; 2015 Qtr 2: 0; 2015 Qtr 3: 0; 2015 Qtr 4: 0 | 0
[16 empty] | 0 |  |  | #N/A | [26 empty] | 0% | 0% |  | 0 | 0 | 0 | 0 | 0 | 0 | 0 | 0 | 0 | 0 | 0 | 2013 Qtr 1: 0; 2013 Qtr 2: 0; 2013 Qtr 3: 0; 2013 Qtr 4: 0; 2014 Qtr 1: 0; 2014 Qtr 2: 0; 2014 Qtr 3: 0; 2014 Qtr 4: 0; 2015 Qtr 1: 0; 2015 Qtr 2: 0; 2015 Qtr 3: 0; 2015 Qtr 4: 0 | 0
[16 empty] | 0 |  |  | #N/A | [26 empty] | 0% | 0% |  | 0 | 0 | 0 | 0 | 0 | 0 | 0 | 0 | 0 | 0 | 0 | 2013 Qtr 1: 0; 2013 Qtr 2: 0; 2013 Qtr 3: 0; 2013 Qtr 4: 0; 2014 Qtr 1: 0; 2014 Qtr 2: 0; 2014 Qtr 3: 0; 2014 Qtr 4: 0; 2015 Qtr 1: 0; 2015 Qtr 2: 0; 2015 Qtr 3: 0; 2015 Qtr 4: 0 | 0
[16 empty] | 0 |  |  | #N/A | [26 empty] | 0% | 0% |  | 0 | 0 | 0 | 0 | 0 | 0 | 0 | 0 | 0 | 0 | 0 | 2013 Qtr 1: 0; 2013 Qtr 2: 0; 2013 Qtr 3: 0; 2013 Qtr 4: 0; 2014 Qtr 1: 0; 2014 Qtr 2: 0; 2014 Qtr 3: 0; 2014 Qtr 4: 0; 2015 Qtr 1: 0; 2015 Qtr 2: 0; 2015 Qtr 3: 0; 2015 Qtr 4: 0 | 0
[16 empty] | 0 |  |  | #N/A | [26 empty] | 0% | 0% |  | 0 | 0 | 0 | 0 | 0 | 0 | 0 | 0 | 0 | 0 | 0 | 2013 Qtr 1: 0; 2013 Qtr 2: 0; 2013 Qtr 3: 0; 2013 Qtr 4: 0; 2014 Qtr 1: 0; 2014 Qtr 2: 0; 2014 Qtr 3: 0; 2014 Qtr 4: 0; 2015 Qtr 1: 0; 2015 Qtr 2: 0; 2015 Qtr 3: 0; 2015 Qtr 4: 0 | 0
[16 empty] | 0 |  |  | #N/A | [26 empty] | 0% | 0% |  | 0 | 0 | 0 | 0 | 0 | 0 | 0 | 0 | 0 | 0 | 0 | 2013 Qtr 1: 0; 2013 Qtr 2: 0; 2013 Qtr 3: 0; 2013 Qtr 4: 0; 2014 Qtr 1: 0; 2014 Qtr 2: 0; 2014 Qtr 3: 0; 2014 Qtr 4: 0; 2015 Qtr 1: 0; 2015 Qtr 2: 0; 2015 Qtr 3: 0; 2015 Qtr 4: 0 | 0
[16 empty] | 0 |  |  | #N/A | [26 empty] | 0% | 0% |  | 0 | 0 | 0 | 0 | 0 | 0 | 0 | 0 | 0 | 0 | 0 | 2013 Qtr 1: 0; 2013 Qtr 2: 0; 2013 Qtr 3: 0; 2013 Qtr 4: 0; 2014 Qtr 1: 0; 2014 Qtr 2: 0; 2014 Qtr 3: 0; 2014 Qtr 4: 0; 2015 Qtr 1: 0; 2015 Qtr 2: 0; 2015 Qtr 3: 0; 2015 Qtr 4: 0 | 0
[16 empty] | 0 |  |  | #N/A | [26 empty] | 0% | 0% |  | 0 | 0 | 0 | 0 | 0 | 0 | 0 | 0 | 0 | 0 | 0 | 2013 Qtr 1: 0; 2013 Qtr 2: 0; 2013 Qtr 3: 0; 2013 Qtr 4: 0; 2014 Qtr 1: 0; 2014 Qtr 2: 0; 2014 Qtr 3: 0; 2014 Qtr 4: 0; 2015 Qtr 1: 0; 2015 Qtr 2: 0; 2015 Qtr 3: 0; 2015 Qtr 4: 0 | 0
[16 empty] | 0 |  |  | #N/A | [26 empty] | 0% | 0% |  | 0 | 0 | 0 | 0 | 0 | 0 | 0 | 0 | 0 | 0 | 0 | 2013 Qtr 1: 0; 2013 Qtr 2: 0; 2013 Qtr 3: 0; 2013 Qtr 4: 0; 2014 Qtr 1: 0; 2014 Qtr 2: 0; 2014 Qtr 3: 0; 2014 Qtr 4: 0; 2015 Qtr 1: 0; 2015 Qtr 2: 0; 2015 Qtr 3: 0; 2015 Qtr 4: 0 | 0
[16 empty] | 0 |  |  | #N/A | [26 empty] | 0% | 0% |  | 0 | 0 | 0 | 0 | 0 | 0 | 0 | 0 | 0 | 0 | 0 | 2013 Qtr 1: 0; 2013 Qtr 2: 0; 2013 Qtr 3: 0; 2013 Qtr 4: 0; 2014 Qtr 1: 0; 2014 Qtr 2: 0; 2014 Qtr 3: 0; 2014 Qtr 4: 0; 2015 Qtr 1: 0; 2015 Qtr 2: 0; 2015 Qtr 3: 0; 2015 Qtr 4: 0 | 0
[16 empty] | 0 |  |  | #N/A | [26 empty] | 0% | 0% |  | 0 | 0 | 0 | 0 | 0 | 0 | 0 | 0 | 0 | 0 | 0 | 2013 Qtr 1: 0; 2013 Qtr 2: 0; 2013 Qtr 3: 0; 2013 Qtr 4: 0; 2014 Qtr 1: 0; 2014 Qtr 2: 0; 2014 Qtr 3: 0; 2014 Qtr 4: 0; 2015 Qtr 1: 0; 2015 Qtr 2: 0; 2015 Qtr 3: 0; 2015 Qtr 4: 0 | 0
[16 empty] | 0 |  |  | #N/A | [26 empty] | 0% | 0% |  | 0 | 0 | 0 | 0 | 0 | 0 | 0 | 0 | 0 | 0 | 0 | 2013 Qtr 1: 0; 2013 Qtr 2: 0; 2013 Qtr 3: 0; 2013 Qtr 4: 0; 2014 Qtr 1: 0; 2014 Qtr 2: 0; 2014 Qtr 3: 0; 2014 Qtr 4: 0; 2015 Qtr 1: 0; 2015 Qtr 2: 0; 2015 Qtr 3: 0; 2015 Qtr 4: 0 | 0
[16 empty] | 0 |  |  | #N/A | [26 empty] | 0% | 0% |  | 0 | 0 | 0 | 0 | 0 | 0 | 0 | 0 | 0 | 0 | 0 | 2013 Qtr 1: 0; 2013 Qtr 2: 0; 2013 Qtr 3: 0; 2013 Qtr 4: 0; 2014 Qtr 1: 0; 2014 Qtr 2: 0; 2014 Qtr 3: 0; 2014 Qtr 4: 0; 2015 Qtr 1: 0; 2015 Qtr 2: 0; 2015 Qtr 3: 0; 2015 Qtr 4: 0 | 0
[16 empty] | 0 |  |  | #N/A | [26 empty] | 0% | 0% |  | 0 | 0 | 0 | 0 | 0 | 0 | 0 | 0 | 0 | 0 | 0 | 2013 Qtr 1: 0; 2013 Qtr 2: 0; 2013 Qtr 3: 0; 2013 Qtr 4: 0; 2014 Qtr 1: 0; 2014 Qtr 2: 0; 2014 Qtr 3: 0; 2014 Qtr 4: 0; 2015 Qtr 1: 0; 2015 Qtr 2: 0; 2015 Qtr 3: 0; 2015 Qtr 4: 0 | 0
[16 empty] | 0 |  |  | #N/A | [26 empty] | 0% | 0% |  | 0 | 0 | 0 | 0 | 0 | 0 | 0 | 0 | 0 | 0 | 0 | 2013 Qtr 1: 0; 2013 Qtr 2: 0; 2013 Qtr 3: 0; 2013 Qtr 4: 0; 2014 Qtr 1: 0; 2014 Qtr 2: 0; 2014 Qtr 3: 0; 2014 Qtr 4: 0; 2015 Qtr 1: 0; 2015 Qtr 2: 0; 2015 Qtr 3: 0; 2015 Qtr 4: 0 | 0
[16 empty] | 0 |  |  | #N/A | [26 empty] | 0% | 0% |  | 0 | 0 | 0 | 0 | 0 | 0 | 0 | 0 | 0 | 0 | 0 | 2013 Qtr 1: 0; 2013 Qtr 2: 0; 2013 Qtr 3: 0; 2013 Qtr 4: 0; 2014 Qtr 1: 0; 2014 Qtr 2: 0; 2014 Qtr 3: 0; 2014 Qtr 4: 0; 2015 Qtr 1: 0; 2015 Qtr 2: 0; 2015 Qtr 3: 0; 2015 Qtr 4: 0 | 0
[16 empty] | 0 |  |  | #N/A | [26 empty] | 0% | 0% |  | 0 | 0 | 0 | 0 | 0 | 0 | 0 | 0 | 0 | 0 | 0 | 2013 Qtr 1: 0; 2013 Qtr 2: 0; 2013 Qtr 3: 0; 2013 Qtr 4: 0; 2014 Qtr 1: 0; 2014 Qtr 2: 0; 2014 Qtr 3: 0; 2014 Qtr 4: 0; 2015 Qtr 1: 0; 2015 Qtr 2: 0; 2015 Qtr 3: 0; 2015 Qtr 4: 0 | 0
[16 empty] | 0 |  |  | #N/A | [26 empty] | 0% | 0% |  | 0 | 0 | 0 | 0 | 0 | 0 | 0 | 0 | 0 | 0 | 0 | 2013 Qtr 1: 0; 2013 Qtr 2: 0; 2013 Qtr 3: 0; 2013 Qtr 4: 0; 2014 Qtr 1: 0; 2014 Qtr 2: 0; 2014 Qtr 3: 0; 2014 Qtr 4: 0; 2015 Qtr 1: 0; 2015 Qtr 2: 0; 2015 Qtr 3: 0; 2015 Qtr 4: 0 | 0
[16 empty] | 0 |  |  | #N/A | [26 empty] | 0% | 0% |  | 0 | 0 | 0 | 0 | 0 | 0 | 0 | 0 | 0 | 0 | 0 | 2013 Qtr 1: 0; 2013 Qtr 2: 0; 2013 Qtr 3: 0; 2013 Qtr 4: 0; 2014 Qtr 1: 0; 2014 Qtr 2: 0; 2014 Qtr 3: 0; 2014 Qtr 4: 0; 2015 Qtr 1: 0; 2015 Qtr 2: 0; 2015 Qtr 3: 0; 2015 Qtr 4: 0 | 0
[16 empty] | 0 |  |  | #N/A | [26 empty] | 0% | 0% |  | 0 | 0 | 0 | 0 | 0 | 0 | 0 | 0 | 0 | 0 | 0 | 2013 Qtr 1: 0; 2013 Qtr 2: 0; 2013 Qtr 3: 0; 2013 Qtr 4: 0; 2014 Qtr 1: 0; 2014 Qtr 2: 0; 2014 Qtr 3: 0; 2014 Qtr 4: 0; 2015 Qtr 1: 0; 2015 Qtr 2: 0; 2015 Qtr 3: 0; 2015 Qtr 4: 0 | 0
[16 empty] | 0 |  |  | #N/A | [26 empty] | 0% | 0% |  | 0 | 0 | 0 | 0 | 0 | 0 | 0 | 0 | 0 | 0 | 0 | 2013 Qtr 1: 0; 2013 Qtr 2: 0; 2013 Qtr 3: 0; 2013 Qtr 4: 0; 2014 Qtr 1: 0; 2014 Qtr 2: 0; 2014 Qtr 3: 0; 2014 Qtr 4: 0; 2015 Qtr 1: 0; 2015 Qtr 2: 0; 2015 Qtr 3: 0; 2015 Qtr 4: 0 | 0
[16 empty] | 0 |  |  | #N/A | [26 empty] | 0% | 0% |  | 0 | 0 | 0 | 0 | 0 | 0 | 0 | 0 | 0 | 0 | 0 | 2013 Qtr 1: 0; 2013 Qtr 2: 0; 2013 Qtr 3: 0; 2013 Qtr 4: 0; 2014 Qtr 1: 0; 2014 Qtr 2: 0; 2014 Qtr 3: 0; 2014 Qtr 4: 0; 2015 Qtr 1: 0; 2015 Qtr 2: 0; 2015 Qtr 3: 0; 2015 Qtr 4: 0 | 0
[16 empty] | 0 |  |  | #N/A | [26 empty] | 0% | 0% |  | 0 | 0 | 0 | 0 | 0 | 0 | 0 | 0 | 0 | 0 | 0 | 2013 Qtr 1: 0; 2013 Qtr 2: 0; 2013 Qtr 3: 0; 2013 Qtr 4: 0; 2014 Qtr 1: 0; 2014 Qtr 2: 0; 2014 Qtr 3: 0; 2014 Qtr 4: 0; 2015 Qtr 1: 0; 2015 Qtr 2: 0; 2015 Qtr 3: 0; 2015 Qtr 4: 0 | 0
[16 empty] | 0 |  |  | #N/A | [26 empty] | 0% | 0% |  | 0 | 0 | 0 | 0 | 0 | 0 | 0 | 0 | 0 | 0 | 0 | 2013 Qtr 1: 0; 2013 Qtr 2: 0; 2013 Qtr 3: 0; 2013 Qtr 4: 0; 2014 Qtr 1: 0; 2014 Qtr 2: 0; 2014 Qtr 3: 0; 2014 Qtr 4: 0; 2015 Qtr 1: 0; 2015 Qtr 2: 0; 2015 Qtr 3: 0; 2015 Qtr 4: 0 | 0
[16 empty] | 0 |  |  | #N/A | [26 empty] | 0% | 0% |  | 0 | 0 | 0 | 0 | 0 | 0 | 0 | 0 | 0 | 0 | 0 | 2013 Qtr 1: 0; 2013 Qtr 2: 0; 2013 Qtr 3: 0; 2013 Qtr 4: 0; 2014 Qtr 1: 0; 2014 Qtr 2: 0; 2014 Qtr 3: 0; 2014 Qtr 4: 0; 2015 Qtr 1: 0; 2015 Qtr 2: 0; 2015 Qtr 3: 0; 2015 Qtr 4: 0 | 0
[16 empty] | 0 |  |  | #N/A | [26 empty] | 0% | 0% |  | 0 | 0 | 0 | 0 | 0 | 0 | 0 | 0 | 0 | 0 | 0 | 2013 Qtr 1: 0; 2013 Qtr 2: 0; 2013 Qtr 3: 0; 2013 Qtr 4: 0; 2014 Qtr 1: 0; 2014 Qtr 2: 0; 2014 Qtr 3: 0; 2014 Qtr 4: 0; 2015 Qtr 1: 0; 2015 Qtr 2: 0; 2015 Qtr 3: 0; 2015 Qtr 4: 0 | 0
[16 empty] | 0 |  |  | #N/A | [26 empty] | 0% | 0% |  | 0 | 0 | 0 | 0 | 0 | 0 | 0 | 0 | 0 | 0 | 0 | 2013 Qtr 1: 0; 2013 Qtr 2: 0; 2013 Qtr 3: 0; 2013 Qtr 4: 0; 2014 Qtr 1: 0; 2014 Qtr 2: 0; 2014 Qtr 3: 0; 2014 Qtr 4: 0; 2015 Qtr 1: 0; 2015 Qtr 2: 0; 2015 Qtr 3: 0; 2015 Qtr 4: 0 | 0
[16 empty] | 0 |  |  | #N/A | [26 empty] | 0% | 0% |  | 0 | 0 | 0 | 0 | 0 | 0 | 0 | 0 | 0 | 0 | 0 | 2013 Qtr 1: 0; 2013 Qtr 2: 0; 2013 Qtr 3: 0; 2013 Qtr 4: 0; 2014 Qtr 1: 0; 2014 Qtr 2: 0; 2014 Qtr 3: 0; 2014 Qtr 4: 0; 2015 Qtr 1: 0; 2015 Qtr 2: 0; 2015 Qtr 3: 0; 2015 Qtr 4: 0 | 0
[16 empty] | 0 |  |  | #N/A | [26 empty] | 0% | 0% |  | 0 | 0 | 0 | 0 | 0 | 0 | 0 | 0 | 0 | 0 | 0 | 2013 Qtr 1: 0; 2013 Qtr 2: 0; 2013 Qtr 3: 0; 2013 Qtr 4: 0; 2014 Qtr 1: 0; 2014 Qtr 2: 0; 2014 Qtr 3: 0; 2014 Qtr 4: 0; 2015 Qtr 1: 0; 2015 Qtr 2: 0; 2015 Qtr 3: 0; 2015 Qtr 4: 0 | 0
[16 empty] | 0 |  |  | #N/A | [26 empty] | 0% | 0% |  | 0 | 0 | 0 | 0 | 0 | 0 | 0 | 0 | 0 | 0 | 0 | 2013 Qtr 1: 0; 2013 Qtr 2: 0; 2013 Qtr 3: 0; 2013 Qtr 4: 0; 2014 Qtr 1: 0; 2014 Qtr 2: 0; 2014 Qtr 3: 0; 2014 Qtr 4: 0; 2015 Qtr 1: 0; 2015 Qtr 2: 0; 2015 Qtr 3: 0; 2015 Qtr 4: 0 | 0
[16 empty] | 0 |  |  | #N/A | [26 empty] | 0% | 0% |  | 0 | 0 | 0 | 0 | 0 | 0 | 0 | 0 | 0 | 0 | 0 | 2013 Qtr 1: 0; 2013 Qtr 2: 0; 2013 Qtr 3: 0; 2013 Qtr 4: 0; 2014 Qtr 1: 0; 2014 Qtr 2: 0; 2014 Qtr 3: 0; 2014 Qtr 4: 0; 2015 Qtr 1: 0; 2015 Qtr 2: 0; 2015 Qtr 3: 0; 2015 Qtr 4: 0 | 0
[16 empty] | 0 |  |  | #N/A | [26 empty] | 0% | 0% |  | 0 | 0 | 0 | 0 | 0 | 0 | 0 | 0 | 0 | 0 | 0 | 2013 Qtr 1: 0; 2013 Qtr 2: 0; 2013 Qtr 3: 0; 2013 Qtr 4: 0; 2014 Qtr 1: 0; 2014 Qtr 2: 0; 2014 Qtr 3: 0; 2014 Qtr 4: 0; 2015 Qtr 1: 0; 2015 Qtr 2: 0; 2015 Qtr 3: 0; 2015 Qtr 4: 0 | 0
[16 empty] | 0 |  |  | #N/A | [26 empty] | 0% | 0% |  | 0 | 0 | 0 | 0 | 0 | 0 | 0 | 0 | 0 | 0 | 0 | 2013 Qtr 1: 0; 2013 Qtr 2: 0; 2013 Qtr 3: 0; 2013 Qtr 4: 0; 2014 Qtr 1: 0; 2014 Qtr 2: 0; 2014 Qtr 3: 0; 2014 Qtr 4: 0; 2015 Qtr 1: 0; 2015 Qtr 2: 0; 2015 Qtr 3: 0; 2015 Qtr 4: 0 | 0
[16 empty] | 0 |  |  | #N/A | [26 empty] | 0% | 0% |  | 0 | 0 | 0 | 0 | 0 | 0 | 0 | 0 | 0 | 0 | 0 | 2013 Qtr 1: 0; 2013 Qtr 2: 0; 2013 Qtr 3: 0; 2013 Qtr 4: 0; 2014 Qtr 1: 0; 2014 Qtr 2: 0; 2014 Qtr 3: 0; 2014 Qtr 4: 0; 2015 Qtr 1: 0; 2015 Qtr 2: 0; 2015 Qtr 3: 0; 2015 Qtr 4: 0 | 0
[16 empty] | 0 |  |  | #N/A | [26 empty] | 0% | 0% |  | 0 | 0 | 0 | 0 | 0 | 0 | 0 | 0 | 0 | 0 | 0 | 2013 Qtr 1: 0; 2013 Qtr 2: 0; 2013 Qtr 3: 0; 2013 Qtr 4: 0; 2014 Qtr 1: 0; 2014 Qtr 2: 0; 2014 Qtr 3: 0; 2014 Qtr 4: 0; 2015 Qtr 1: 0; 2015 Qtr 2: 0; 2015 Qtr 3: 0; 2015 Qtr 4: 0 | 0
[16 empty] | 0 |  |  | #N/A | [26 empty] | 0% | 0% |  | 0 | 0 | 0 | 0 | 0 | 0 | 0 | 0 | 0 | 0 | 0 | 2013 Qtr 1: 0; 2013 Qtr 2: 0; 2013 Qtr 3: 0; 2013 Qtr 4: 0; 2014 Qtr 1: 0; 2014 Qtr 2: 0; 2014 Qtr 3: 0; 2014 Qtr 4: 0; 2015 Qtr 1: 0; 2015 Qtr 2: 0; 2015 Qtr 3: 0; 2015 Qtr 4: 0 | 0
[16 empty] | 0 |  |  | #N/A | [26 empty] | 0% | 0% |  | 0 | 0 | 0 | 0 | 0 | 0 | 0 | 0 | 0 | 0 | 0 | 2013 Qtr 1: 0; 2013 Qtr 2: 0; 2013 Qtr 3: 0; 2013 Qtr 4: 0; 2014 Qtr 1: 0; 2014 Qtr 2: 0; 2014 Qtr 3: 0; 2014 Qtr 4: 0; 2015 Qtr 1: 0; 2015 Qtr 2: 0; 2015 Qtr 3: 0; 2015 Qtr 4: 0 | 0
[16 empty] | 0 |  |  | #N/A | [26 empty] | 0% | 0% |  | 0 | 0 | 0 | 0 | 0 | 0 | 0 | 0 | 0 | 0 | 0 | 2013 Qtr 1: 0; 2013 Qtr 2: 0; 2013 Qtr 3: 0; 2013 Qtr 4: 0; 2014 Qtr 1: 0; 2014 Qtr 2: 0; 2014 Qtr 3: 0; 2014 Qtr 4: 0; 2015 Qtr 1: 0; 2015 Qtr 2: 0; 2015 Qtr 3: 0; 2015 Qtr 4: 0 | 0
[16 empty] | 0 |  |  | #N/A | [26 empty] | 0% | 0% |  | 0 | 0 | 0 | 0 | 0 | 0 | 0 | 0 | 0 | 0 | 0 | 2013 Qtr 1: 0; 2013 Qtr 2: 0; 2013 Qtr 3: 0; 2013 Qtr 4: 0; 2014 Qtr 1: 0; 2014 Qtr 2: 0; 2014 Qtr 3: 0; 2014 Qtr 4: 0; 2015 Qtr 1: 0; 2015 Qtr 2: 0; 2015 Qtr 3: 0; 2015 Qtr 4: 0 | 0
[16 empty] | 0 |  |  | #N/A | [26 empty] | 0% | 0% |  | 0 | 0 | 0 | 0 | 0 | 0 | 0 | 0 | 0 | 0 | 0 | 2013 Qtr 1: 0; 2013 Qtr 2: 0; 2013 Qtr 3: 0; 2013 Qtr 4: 0; 2014 Qtr 1: 0; 2014 Qtr 2: 0; 2014 Qtr 3: 0; 2014 Qtr 4: 0; 2015 Qtr 1: 0; 2015 Qtr 2: 0; 2015 Qtr 3: 0; 2015 Qtr 4: 0 | 0
[16 empty] | 0 |  |  | #N/A | [26 empty] | 0% | 0% |  | 0 | 0 | 0 | 0 | 0 | 0 | 0 | 0 | 0 | 0 | 0 | 2013 Qtr 1: 0; 2013 Qtr 2: 0; 2013 Qtr 3: 0; 2013 Qtr 4: 0; 2014 Qtr 1: 0; 2014 Qtr 2: 0; 2014 Qtr 3: 0; 2014 Qtr 4: 0; 2015 Qtr 1: 0; 2015 Qtr 2: 0; 2015 Qtr 3: 0; 2015 Qtr 4: 0 | 0
[16 empty] | 0 |  |  | #N/A | [26 empty] | 0% | 0% |  | 0 | 0 | 0 | 0 | 0 | 0 | 0 | 0 | 0 | 0 | 0 | 2013 Qtr 1: 0; 2013 Qtr 2: 0; 2013 Qtr 3: 0; 2013 Qtr 4: 0; 2014 Qtr 1: 0; 2014 Qtr 2: 0; 2014 Qtr 3: 0; 2014 Qtr 4: 0; 2015 Qtr 1: 0; 2015 Qtr 2: 0; 2015 Qtr 3: 0; 2015 Qtr 4: 0 | 0
[16 empty] | 0 |  |  | #N/A | [26 empty] | 0% | 0% |  | 0 | 0 | 0 | 0 | 0 | 0 | 0 | 0 | 0 | 0 | 0 | 2013 Qtr 1: 0; 2013 Qtr 2: 0; 2013 Qtr 3: 0; 2013 Qtr 4: 0; 2014 Qtr 1: 0; 2014 Qtr 2: 0; 2014 Qtr 3: 0; 2014 Qtr 4: 0; 2015 Qtr 1: 0; 2015 Qtr 2: 0; 2015 Qtr 3: 0; 2015 Qtr 4: 0 | 0
[16 empty] | 0 |  |  | #N/A | [26 empty] | 0% | 0% |  | 0 | 0 | 0 | 0 | 0 | 0 | 0 | 0 | 0 | 0 | 0 | 2013 Qtr 1: 0; 2013 Qtr 2: 0; 2013 Qtr 3: 0; 2013 Qtr 4: 0; 2014 Qtr 1: 0; 2014 Qtr 2: 0; 2014 Qtr 3: 0; 2014 Qtr 4: 0; 2015 Qtr 1: 0; 2015 Qtr 2: 0; 2015 Qtr 3: 0; 2015 Qtr 4: 0 | 0
[16 empty] | 0 |  |  | #N/A | [26 empty] | 0% | 0% |  | 0 | 0 | 0 | 0 | 0 | 0 | 0 | 0 | 0 | 0 | 0 | 2013 Qtr 1: 0; 2013 Qtr 2: 0; 2013 Qtr 3: 0; 2013 Qtr 4: 0; 2014 Qtr 1: 0; 2014 Qtr 2: 0; 2014 Qtr 3: 0; 2014 Qtr 4: 0; 2015 Qtr 1: 0; 2015 Qtr 2: 0; 2015 Qtr 3: 0; 2015 Qtr 4: 0 | 0
[16 empty] | 0 |  |  | #N/A | [26 empty] | 0% | 0% |  | 0 | 0 | 0 | 0 | 0 | 0 | 0 | 0 | 0 | 0 | 0 | 2013 Qtr 1: 0; 2013 Qtr 2: 0; 2013 Qtr 3: 0; 2013 Qtr 4: 0; 2014 Qtr 1: 0; 2014 Qtr 2: 0; 2014 Qtr 3: 0; 2014 Qtr 4: 0; 2015 Qtr 1: 0; 2015 Qtr 2: 0; 2015 Qtr 3: 0; 2015 Qtr 4: 0 | 0
[16 empty] | 0 |  |  | #N/A | [26 empty] | 0% | 0% |  | 0 | 0 | 0 | 0 | 0 | 0 | 0 | 0 | 0 | 0 | 0 | 2013 Qtr 1: 0; 2013 Qtr 2: 0; 2013 Qtr 3: 0; 2013 Qtr 4: 0; 2014 Qtr 1: 0; 2014 Qtr 2: 0; 2014 Qtr 3: 0; 2014 Qtr 4: 0; 2015 Qtr 1: 0; 2015 Qtr 2: 0; 2015 Qtr 3: 0; 2015 Qtr 4: 0 | 0
[16 empty] | 0 |  |  | #N/A | [26 empty] | 0% | 0% |  | 0 | 0 | 0 | 0 | 0 | 0 | 0 | 0 | 0 | 0 | 0 | 2013 Qtr 1: 0; 2013 Qtr 2: 0; 2013 Qtr 3: 0; 2013 Qtr 4: 0; 2014 Qtr 1: 0; 2014 Qtr 2: 0; 2014 Qtr 3: 0; 2014 Qtr 4: 0; 2015 Qtr 1: 0; 2015 Qtr 2: 0; 2015 Qtr 3: 0; 2015 Qtr 4: 0 | 0
[16 empty] | 0 |  |  | #N/A | [26 empty] | 0% | 0% |  | 0 | 0 | 0 | 0 | 0 | 0 | 0 | 0 | 0 | 0 | 0 | 2013 Qtr 1: 0; 2013 Qtr 2: 0; 2013 Qtr 3: 0; 2013 Qtr 4: 0; 2014 Qtr 1: 0; 2014 Qtr 2: 0; 2014 Qtr 3: 0; 2014 Qtr 4: 0; 2015 Qtr 1: 0; 2015 Qtr 2: 0; 2015 Qtr 3: 0; 2015 Qtr 4: 0 | 0
[16 empty] | 0 |  |  | #N/A | [26 empty] | 0% | 0% |  | 0 | 0 | 0 | 0 | 0 | 0 | 0 | 0 | 0 | 0 | 0 | 2013 Qtr 1: 0; 2013 Qtr 2: 0; 2013 Qtr 3: 0; 2013 Qtr 4: 0; 2014 Qtr 1: 0; 2014 Qtr 2: 0; 2014 Qtr 3: 0; 2014 Qtr 4: 0; 2015 Qtr 1: 0; 2015 Qtr 2: 0; 2015 Qtr 3: 0; 2015 Qtr 4: 0 | 0
[16 empty] | 0 |  |  | #N/A | [26 empty] | 0% | 0% |  | 0 | 0 | 0 | 0 | 0 | 0 | 0 | 0 | 0 | 0 | 0 | 2013 Qtr 1: 0; 2013 Qtr 2: 0; 2013 Qtr 3: 0; 2013 Qtr 4: 0; 2014 Qtr 1: 0; 2014 Qtr 2: 0; 2014 Qtr 3: 0; 2014 Qtr 4: 0; 2015 Qtr 1: 0; 2015 Qtr 2: 0; 2015 Qtr 3: 0; 2015 Qtr 4: 0 | 0
[16 empty] | 0 |  |  | #N/A | [26 empty] | 0% | 0% |  | 0 | 0 | 0 | 0 | 0 | 0 | 0 | 0 | 0 | 0 | 0 | 2013 Qtr 1: 0; 2013 Qtr 2: 0; 2013 Qtr 3: 0; 2013 Qtr 4: 0; 2014 Qtr 1: 0; 2014 Qtr 2: 0; 2014 Qtr 3: 0; 2014 Qtr 4: 0; 2015 Qtr 1: 0; 2015 Qtr 2: 0; 2015 Qtr 3: 0; 2015 Qtr 4: 0 | 0
[16 empty] | 0 |  |  | #N/A | [26 empty] | 0% | 0% |  | 0 | 0 | 0 | 0 | 0 | 0 | 0 | 0 | 0 | 0 | 0 | 2013 Qtr 1: 0; 2013 Qtr 2: 0; 2013 Qtr 3: 0; 2013 Qtr 4: 0; 2014 Qtr 1: 0; 2014 Qtr 2: 0; 2014 Qtr 3: 0; 2014 Qtr 4: 0; 2015 Qtr 1: 0; 2015 Qtr 2: 0; 2015 Qtr 3: 0; 2015 Qtr 4: 0 | 0
[16 empty] | 0 |  |  | #N/A | [26 empty] | 0% | 0% |  | 0 | 0 | 0 | 0 | 0 | 0 | 0 | 0 | 0 | 0 | 0 | 2013 Qtr 1: 0; 2013 Qtr 2: 0; 2013 Qtr 3: 0; 2013 Qtr 4: 0; 2014 Qtr 1: 0; 2014 Qtr 2: 0; 2014 Qtr 3: 0; 2014 Qtr 4: 0; 2015 Qtr 1: 0; 2015 Qtr 2: 0; 2015 Qtr 3: 0; 2015 Qtr 4: 0 | 0
[16 empty] | 0 |  |  | #N/A | [26 empty] | 0% | 0% |  | 0 | 0 | 0 | 0 | 0 | 0 | 0 | 0 | 0 | 0 | 0 | 2013 Qtr 1: 0; 2013 Qtr 2: 0; 2013 Qtr 3: 0; 2013 Qtr 4: 0; 2014 Qtr 1: 0; 2014 Qtr 2: 0; 2014 Qtr 3: 0; 2014 Qtr 4: 0; 2015 Qtr 1: 0; 2015 Qtr 2: 0; 2015 Qtr 3: 0; 2015 Qtr 4: 0 | 0
[16 empty] | 0 |  |  | #N/A | [26 empty] | 0% | 0% |  | 0 | 0 | 0 | 0 | 0 | 0 | 0 | 0 | 0 | 0 | 0 | 2013 Qtr 1: 0; 2013 Qtr 2: 0; 2013 Qtr 3: 0; 2013 Qtr 4: 0; 2014 Qtr 1: 0; 2014 Qtr 2: 0; 2014 Qtr 3: 0; 2014 Qtr 4: 0; 2015 Qtr 1: 0; 2015 Qtr 2: 0; 2015 Qtr 3: 0; 2015 Qtr 4: 0 | 0
[16 empty] | 0 |  |  | #N/A | [26 empty] | 0% | 0% |  | 0 | 0 | 0 | 0 | 0 | 0 | 0 | 0 | 0 | 0 | 0 | 2013 Qtr 1: 0; 2013 Qtr 2: 0; 2013 Qtr 3: 0; 2013 Qtr 4: 0; 2014 Qtr 1: 0; 2014 Qtr 2: 0; 2014 Qtr 3: 0; 2014 Qtr 4: 0; 2015 Qtr 1: 0; 2015 Qtr 2: 0; 2015 Qtr 3: 0; 2015 Qtr 4: 0 | 0
[16 empty] | 0 |  |  | #N/A | [26 empty] | 0% | 0% |  | 0 | 0 | 0 | 0 | 0 | 0 | 0 | 0 | 0 | 0 | 0 | 2013 Qtr 1: 0; 2013 Qtr 2: 0; 2013 Qtr 3: 0; 2013 Qtr 4: 0; 2014 Qtr 1: 0; 2014 Qtr 2: 0; 2014 Qtr 3: 0; 2014 Qtr 4: 0; 2015 Qtr 1: 0; 2015 Qtr 2: 0; 2015 Qtr 3: 0; 2015 Qtr 4: 0 | 0
[16 empty] | 0 |  |  | #N/A | [26 empty] | 0% | 0% |  | 0 | 0 | 0 | 0 | 0 | 0 | 0 | 0 | 0 | 0 | 0 | 2013 Qtr 1: 0; 2013 Qtr 2: 0; 2013 Qtr 3: 0; 2013 Qtr 4: 0; 2014 Qtr 1: 0; 2014 Qtr 2: 0; 2014 Qtr 3: 0; 2014 Qtr 4: 0; 2015 Qtr 1: 0; 2015 Qtr 2: 0; 2015 Qtr 3: 0; 2015 Qtr 4: 0 | 0
[16 empty] | 0 |  |  | #N/A | [26 empty] | 0% | 0% |  | 0 | 0 | 0 | 0 | 0 | 0 | 0 | 0 | 0 | 0 | 0 | 2013 Qtr 1: 0; 2013 Qtr 2: 0; 2013 Qtr 3: 0; 2013 Qtr 4: 0; 2014 Qtr 1: 0; 2014 Qtr 2: 0; 2014 Qtr 3: 0; 2014 Qtr 4: 0; 2015 Qtr 1: 0; 2015 Qtr 2: 0; 2015 Qtr 3: 0; 2015 Qtr 4: 0 | 0
[16 empty] | 0 |  |  | #N/A | [26 empty] | 0% | 0% |  | 0 | 0 | 0 | 0 | 0 | 0 | 0 | 0 | 0 | 0 | 0 | 2013 Qtr 1: 0; 2013 Qtr 2: 0; 2013 Qtr 3: 0; 2013 Qtr 4: 0; 2014 Qtr 1: 0; 2014 Qtr 2: 0; 2014 Qtr 3: 0; 2014 Qtr 4: 0; 2015 Qtr 1: 0; 2015 Qtr 2: 0; 2015 Qtr 3: 0; 2015 Qtr 4: 0 | 0
[16 empty] | 0 |  |  | #N/A | [26 empty] | 0% | 0% |  | 0 | 0 | 0 | 0 | 0 | 0 | 0 | 0 | 0 | 0 | 0 | 2013 Qtr 1: 0; 2013 Qtr 2: 0; 2013 Qtr 3: 0; 2013 Qtr 4: 0; 2014 Qtr 1: 0; 2014 Qtr 2: 0; 2014 Qtr 3: 0; 2014 Qtr 4: 0; 2015 Qtr 1: 0; 2015 Qtr 2: 0; 2015 Qtr 3: 0; 2015 Qtr 4: 0 | 0
[16 empty] | 0 |  |  | #N/A | [26 empty] | 0% | 0% |  | 0 | 0 | 0 | 0 | 0 | 0 | 0 | 0 | 0 | 0 | 0 | 2013 Qtr 1: 0; 2013 Qtr 2: 0; 2013 Qtr 3: 0; 2013 Qtr 4: 0; 2014 Qtr 1: 0; 2014 Qtr 2: 0; 2014 Qtr 3: 0; 2014 Qtr 4: 0; 2015 Qtr 1: 0; 2015 Qtr 2: 0; 2015 Qtr 3: 0; 2015 Qtr 4: 0 | 0
[16 empty] | 0 |  |  | #N/A | [26 empty] | 0% | 0% |  | 0 | 0 | 0 | 0 | 0 | 0 | 0 | 0 | 0 | 0 | 0 | 2013 Qtr 1: 0; 2013 Qtr 2: 0; 2013 Qtr 3: 0; 2013 Qtr 4: 0; 2014 Qtr 1: 0; 2014 Qtr 2: 0; 2014 Qtr 3: 0; 2014 Qtr 4: 0; 2015 Qtr 1: 0; 2015 Qtr 2: 0; 2015 Qtr 3: 0; 2015 Qtr 4: 0 | 0
[16 empty] | 0 |  |  | #N/A | [26 empty] | 0% | 0% |  | 0 | 0 | 0 | 0 | 0 | 0 | 0 | 0 | 0 | 0 | 0 | 2013 Qtr 1: 0; 2013 Qtr 2: 0; 2013 Qtr 3: 0; 2013 Qtr 4: 0; 2014 Qtr 1: 0; 2014 Qtr 2: 0; 2014 Qtr 3: 0; 2014 Qtr 4: 0; 2015 Qtr 1: 0; 2015 Qtr 2: 0; 2015 Qtr 3: 0; 2015 Qtr 4: 0 | 0
[16 empty] | 0 |  |  | #N/A | [26 empty] | 0% | 0% |  | 0 | 0 | 0 | 0 | 0 | 0 | 0 | 0 | 0 | 0 | 0 | 2013 Qtr 1: 0; 2013 Qtr 2: 0; 2013 Qtr 3: 0; 2013 Qtr 4: 0; 2014 Qtr 1: 0; 2014 Qtr 2: 0; 2014 Qtr 3: 0; 2014 Qtr 4: 0; 2015 Qtr 1: 0; 2015 Qtr 2: 0; 2015 Qtr 3: 0; 2015 Qtr 4: 0 | 0
[16 empty] | 0 |  |  | #N/A | [26 empty] | 0% | 0% |  | 0 | 0 | 0 | 0 | 0 | 0 | 0 | 0 | 0 | 0 | 0 | 2013 Qtr 1: 0; 2013 Qtr 2: 0; 2013 Qtr 3: 0; 2013 Qtr 4: 0; 2014 Qtr 1: 0; 2014 Qtr 2: 0; 2014 Qtr 3: 0; 2014 Qtr 4: 0; 2015 Qtr 1: 0; 2015 Qtr 2: 0; 2015 Qtr 3: 0; 2015 Qtr 4: 0 | 0
[16 empty] | 0 |  |  | #N/A | [26 empty] | 0% | 0% |  | 0 | 0 | 0 | 0 | 0 | 0 | 0 | 0 | 0 | 0 | 0 | 2013 Qtr 1: 0; 2013 Qtr 2: 0; 2013 Qtr 3: 0; 2013 Qtr 4: 0; 2014 Qtr 1: 0; 2014 Qtr 2: 0; 2014 Qtr 3: 0; 2014 Qtr 4: 0; 2015 Qtr 1: 0; 2015 Qtr 2: 0; 2015 Qtr 3: 0; 2015 Qtr 4: 0 | 0
[16 empty] | 0 |  |  | #N/A | [26 empty] | 0% | 0% |  | 0 | 0 | 0 | 0 | 0 | 0 | 0 | 0 | 0 | 0 | 0 | 2013 Qtr 1: 0; 2013 Qtr 2: 0; 2013 Qtr 3: 0; 2013 Qtr 4: 0; 2014 Qtr 1: 0; 2014 Qtr 2: 0; 2014 Qtr 3: 0; 2014 Qtr 4: 0; 2015 Qtr 1: 0; 2015 Qtr 2: 0; 2015 Qtr 3: 0; 2015 Qtr 4: 0 | 0
[16 empty] | 0 |  |  | #N/A | [26 empty] | 0% | 0% |  | 0 | 0 | 0 | 0 | 0 | 0 | 0 | 0 | 0 | 0 | 0 | 2013 Qtr 1: 0; 2013 Qtr 2: 0; 2013 Qtr 3: 0; 2013 Qtr 4: 0; 2014 Qtr 1: 0; 2014 Qtr 2: 0; 2014 Qtr 3: 0; 2014 Qtr 4: 0; 2015 Qtr 1: 0; 2015 Qtr 2: 0; 2015 Qtr 3: 0; 2015 Qtr 4: 0 | 0
[16 empty] | 0 |  |  | #N/A | [26 empty] | 0% | 0% |  | 0 | 0 | 0 | 0 | 0 | 0 | 0 | 0 | 0 | 0 | 0 | 2013 Qtr 1: 0; 2013 Qtr 2: 0; 2013 Qtr 3: 0; 2013 Qtr 4: 0; 2014 Qtr 1: 0; 2014 Qtr 2: 0; 2014 Qtr 3: 0; 2014 Qtr 4: 0; 2015 Qtr 1: 0; 2015 Qtr 2: 0; 2015 Qtr 3: 0; 2015 Qtr 4: 0 | 0
[16 empty] | 0 |  |  | #N/A | [26 empty] | 0% | 0% |  | 0 | 0 | 0 | 0 | 0 | 0 | 0 | 0 | 0 | 0 | 0 | 2013 Qtr 1: 0; 2013 Qtr 2: 0; 2013 Qtr 3: 0; 2013 Qtr 4: 0; 2014 Qtr 1: 0; 2014 Qtr 2: 0; 2014 Qtr 3: 0; 2014 Qtr 4: 0; 2015 Qtr 1: 0; 2015 Qtr 2: 0; 2015 Qtr 3: 0; 2015 Qtr 4: 0 | 0
[16 empty] | 0 |  |  | #N/A | [26 empty] | 0% | 0% |  | 0 | 0 | 0 | 0 | 0 | 0 | 0 | 0 | 0 | 0 | 0 | 2013 Qtr 1: 0; 2013 Qtr 2: 0; 2013 Qtr 3: 0; 2013 Qtr 4: 0; 2014 Qtr 1: 0; 2014 Qtr 2: 0; 2014 Qtr 3: 0; 2014 Qtr 4: 0; 2015 Qtr 1: 0; 2015 Qtr 2: 0; 2015 Qtr 3: 0; 2015 Qtr 4: 0 | 0
[16 empty] | 0 |  |  | #N/A | [26 empty] | 0% | 0% |  | 0 | 0 | 0 | 0 | 0 | 0 | 0 | 0 | 0 | 0 | 0 | 2013 Qtr 1: 0; 2013 Qtr 2: 0; 2013 Qtr 3: 0; 2013 Qtr 4: 0; 2014 Qtr 1: 0; 2014 Qtr 2: 0; 2014 Qtr 3: 0; 2014 Qtr 4: 0; 2015 Qtr 1: 0; 2015 Qtr 2: 0; 2015 Qtr 3: 0; 2015 Qtr 4: 0 | 0
[16 empty] | 0 |  |  | #N/A | [26 empty] | 0% | 0% |  | 0 | 0 | 0 | 0 | 0 | 0 | 0 | 0 | 0 | 0 | 0 | 2013 Qtr 1: 0; 2013 Qtr 2: 0; 2013 Qtr 3: 0; 2013 Qtr 4: 0; 2014 Qtr 1: 0; 2014 Qtr 2: 0; 2014 Qtr 3: 0; 2014 Qtr 4: 0; 2015 Qtr 1: 0; 2015 Qtr 2: 0; 2015 Qtr 3: 0; 2015 Qtr 4: 0 | 0
[16 empty] | 0 |  |  | #N/A | [26 empty] | 0% | 0% |  | 0 | 0 | 0 | 0 | 0 | 0 | 0 | 0 | 0 | 0 | 0 | 2013 Qtr 1: 0; 2013 Qtr 2: 0; 2013 Qtr 3: 0; 2013 Qtr 4: 0; 2014 Qtr 1: 0; 2014 Qtr 2: 0; 2014 Qtr 3: 0; 2014 Qtr 4: 0; 2015 Qtr 1: 0; 2015 Qtr 2: 0; 2015 Qtr 3: 0; 2015 Qtr 4: 0 | 0
[16 empty] | 0 |  |  | #N/A | [26 empty] | 0% | 0% |  | 0 | 0 | 0 | 0 | 0 | 0 | 0 | 0 | 0 | 0 | 0 | 2013 Qtr 1: 0; 2013 Qtr 2: 0; 2013 Qtr 3: 0; 2013 Qtr 4: 0; 2014 Qtr 1: 0; 2014 Qtr 2: 0; 2014 Qtr 3: 0; 2014 Qtr 4: 0; 2015 Qtr 1: 0; 2015 Qtr 2: 0; 2015 Qtr 3: 0; 2015 Qtr 4: 0 | 0
[16 empty] | 0 |  |  | #N/A | [26 empty] | 0% | 0% |  | 0 | 0 | 0 | 0 | 0 | 0 | 0 | 0 | 0 | 0 | 0 | 2013 Qtr 1: 0; 2013 Qtr 2: 0; 2013 Qtr 3: 0; 2013 Qtr 4: 0; 2014 Qtr 1: 0; 2014 Qtr 2: 0; 2014 Qtr 3: 0; 2014 Qtr 4: 0; 2015 Qtr 1: 0; 2015 Qtr 2: 0; 2015 Qtr 3: 0; 2015 Qtr 4: 0 | 0
[16 empty] | 0 |  |  | #N/A | [26 empty] | 0% | 0% |  | 0 | 0 | 0 | 0 | 0 | 0 | 0 | 0 | 0 | 0 | 0 | 2013 Qtr 1: 0; 2013 Qtr 2: 0; 2013 Qtr 3: 0; 2013 Qtr 4: 0; 2014 Qtr 1: 0; 2014 Qtr 2: 0; 2014 Qtr 3: 0; 2014 Qtr 4: 0; 2015 Qtr 1: 0; 2015 Qtr 2: 0; 2015 Qtr 3: 0; 2015 Qtr 4: 0 | 0
[16 empty] | 0 |  |  | #N/A | [26 empty] | 0% | 0% |  | 0 | 0 | 0 | 0 | 0 | 0 | 0 | 0 | 0 | 0 | 0 | 2013 Qtr 1: 0; 2013 Qtr 2: 0; 2013 Qtr 3: 0; 2013 Qtr 4: 0; 2014 Qtr 1: 0; 2014 Qtr 2: 0; 2014 Qtr 3: 0; 2014 Qtr 4: 0; 2015 Qtr 1: 0; 2015 Qtr 2: 0; 2015 Qtr 3: 0; 2015 Qtr 4: 0 | 0
[16 empty] | 0 |  |  | #N/A | [26 empty] | 0% | 0% |  | 0 | 0 | 0 | 0 | 0 | 0 | 0 | 0 | 0 | 0 | 0 | 2013 Qtr 1: 0; 2013 Qtr 2: 0; 2013 Qtr 3: 0; 2013 Qtr 4: 0; 2014 Qtr 1: 0; 2014 Qtr 2: 0; 2014 Qtr 3: 0; 2014 Qtr 4: 0; 2015 Qtr 1: 0; 2015 Qtr 2: 0; 2015 Qtr 3: 0; 2015 Qtr 4: 0 | 0
[16 empty] | 0 |  |  | #N/A | [26 empty] | 0% | 0% |  | 0 | 0 | 0 | 0 | 0 | 0 | 0 | 0 | 0 | 0 | 0 | 2013 Qtr 1: 0; 2013 Qtr 2: 0; 2013 Qtr 3: 0; 2013 Qtr 4: 0; 2014 Qtr 1: 0; 2014 Qtr 2: 0; 2014 Qtr 3: 0; 2014 Qtr 4: 0; 2015 Qtr 1: 0; 2015 Qtr 2: 0; 2015 Qtr 3: 0; 2015 Qtr 4: 0 | 0
[16 empty] | 0 |  |  | #N/A | [26 empty] | 0% | 0% |  | 0 | 0 | 0 | 0 | 0 | 0 | 0 | 0 | 0 | 0 | 0 | 2013 Qtr 1: 0; 2013 Qtr 2: 0; 2013 Qtr 3: 0; 2013 Qtr 4: 0; 2014 Qtr 1: 0; 2014 Qtr 2: 0; 2014 Qtr 3: 0; 2014 Qtr 4: 0; 2015 Qtr 1: 0; 2015 Qtr 2: 0; 2015 Qtr 3: 0; 2015 Qtr 4: 0 | 0
[16 empty] | 0 |  |  | #N/A | [26 empty] | 0% | 0% |  | 0 | 0 | 0 | 0 | 0 | 0 | 0 | 0 | 0 | 0 | 0 | 2013 Qtr 1: 0; 2013 Qtr 2: 0; 2013 Qtr 3: 0; 2013 Qtr 4: 0; 2014 Qtr 1: 0; 2014 Qtr 2: 0; 2014 Qtr 3: 0; 2014 Qtr 4: 0; 2015 Qtr 1: 0; 2015 Qtr 2: 0; 2015 Qtr 3: 0; 2015 Qtr 4: 0 | 0
[16 empty] | 0 |  |  | #N/A | [26 empty] | 0% | 0% |  | 0 | 0 | 0 | 0 | 0 | 0 | 0 | 0 | 0 | 0 | 0 | 2013 Qtr 1: 0; 2013 Qtr 2: 0; 2013 Qtr 3: 0; 2013 Qtr 4: 0; 2014 Qtr 1: 0; 2014 Qtr 2: 0; 2014 Qtr 3: 0; 2014 Qtr 4: 0; 2015 Qtr 1: 0; 2015 Qtr 2: 0; 2015 Qtr 3: 0; 2015 Qtr 4: 0 | 0
[16 empty] | 0 |  |  | #N/A | [26 empty] | 0% | 0% |  | 0 | 0 | 0 | 0 | 0 | 0 | 0 | 0 | 0 | 0 | 0 | 2013 Qtr 1: 0; 2013 Qtr 2: 0; 2013 Qtr 3: 0; 2013 Qtr 4: 0; 2014 Qtr 1: 0; 2014 Qtr 2: 0; 2014 Qtr 3: 0; 2014 Qtr 4: 0; 2015 Qtr 1: 0; 2015 Qtr 2: 0; 2015 Qtr 3: 0; 2015 Qtr 4: 0 | 0
[16 empty] | 0 |  |  | #N/A | [26 empty] | 0% | 0% |  | 0 | 0 | 0 | 0 | 0 | 0 | 0 | 0 | 0 | 0 | 0 | 2013 Qtr 1: 0; 2013 Qtr 2: 0; 2013 Qtr 3: 0; 2013 Qtr 4: 0; 2014 Qtr 1: 0; 2014 Qtr 2: 0; 2014 Qtr 3: 0; 2014 Qtr 4: 0; 2015 Qtr 1: 0; 2015 Qtr 2: 0; 2015 Qtr 3: 0; 2015 Qtr 4: 0 | 0
[16 empty] | 0 |  |  | #N/A | [26 empty] | 0% | 0% |  | 0 | 0 | 0 | 0 | 0 | 0 | 0 | 0 | 0 | 0 | 0 | 2013 Qtr 1: 0; 2013 Qtr 2: 0; 2013 Qtr 3: 0; 2013 Qtr 4: 0; 2014 Qtr 1: 0; 2014 Qtr 2: 0; 2014 Qtr 3: 0; 2014 Qtr 4: 0; 2015 Qtr 1: 0; 2015 Qtr 2: 0; 2015 Qtr 3: 0; 2015 Qtr 4: 0 | 0
[16 empty] | 0 |  |  | #N/A | [26 empty] | 0% | 0% |  | 0 | 0 | 0 | 0 | 0 | 0 | 0 | 0 | 0 | 0 | 0 | 2013 Qtr 1: 0; 2013 Qtr 2: 0; 2013 Qtr 3: 0; 2013 Qtr 4: 0; 2014 Qtr 1: 0; 2014 Qtr 2: 0; 2014 Qtr 3: 0; 2014 Qtr 4: 0; 2015 Qtr 1: 0; 2015 Qtr 2: 0; 2015 Qtr 3: 0; 2015 Qtr 4: 0 | 0
[16 empty] | 0 |  |  | #N/A | [26 empty] | 0% | 0% |  | 0 | 0 | 0 | 0 | 0 | 0 | 0 | 0 | 0 | 0 | 0 | 2013 Qtr 1: 0; 2013 Qtr 2: 0; 2013 Qtr 3: 0; 2013 Qtr 4: 0; 2014 Qtr 1: 0; 2014 Qtr 2: 0; 2014 Qtr 3: 0; 2014 Qtr 4: 0; 2015 Qtr 1: 0; 2015 Qtr 2: 0; 2015 Qtr 3: 0; 2015 Qtr 4: 0 | 0
[16 empty] | 0 |  |  | #N/A | [26 empty] | 0% | 0% |  | 0 | 0 | 0 | 0 | 0 | 0 | 0 | 0 | 0 | 0 | 0 | 2013 Qtr 1: 0; 2013 Qtr 2: 0; 2013 Qtr 3: 0; 2013 Qtr 4: 0; 2014 Qtr 1: 0; 2014 Qtr 2: 0; 2014 Qtr 3: 0; 2014 Qtr 4: 0; 2015 Qtr 1: 0; 2015 Qtr 2: 0; 2015 Qtr 3: 0; 2015 Qtr 4: 0 | 0
[16 empty] | 0 |  |  | #N/A | [26 empty] | 0% | 0% |  | 0 | 0 | 0 | 0 | 0 | 0 | 0 | 0 | 0 | 0 | 0 | 2013 Qtr 1: 0; 2013 Qtr 2: 0; 2013 Qtr 3: 0; 2013 Qtr 4: 0; 2014 Qtr 1: 0; 2014 Qtr 2: 0; 2014 Qtr 3: 0; 2014 Qtr 4: 0; 2015 Qtr 1: 0; 2015 Qtr 2: 0; 2015 Qtr 3: 0; 2015 Qtr 4: 0 | 0
[16 empty] | 0 |  |  | #N/A | [26 empty] | 0% | 0% |  | 0 | 0 | 0 | 0 | 0 | 0 | 0 | 0 | 0 | 0 | 0 | 2013 Qtr 1: 0; 2013 Qtr 2: 0; 2013 Qtr 3: 0; 2013 Qtr 4: 0; 2014 Qtr 1: 0; 2014 Qtr 2: 0; 2014 Qtr 3: 0; 2014 Qtr 4: 0; 2015 Qtr 1: 0; 2015 Qtr 2: 0; 2015 Qtr 3: 0; 2015 Qtr 4: 0 | 0
[16 empty] | 0 |  |  | #N/A | [26 empty] | 0% | 0% |  | 0 | 0 | 0 | 0 | 0 | 0 | 0 | 0 | 0 | 0 | 0 | 2013 Qtr 1: 0; 2013 Qtr 2: 0; 2013 Qtr 3: 0; 2013 Qtr 4: 0; 2014 Qtr 1: 0; 2014 Qtr 2: 0; 2014 Qtr 3: 0; 2014 Qtr 4: 0; 2015 Qtr 1: 0; 2015 Qtr 2: 0; 2015 Qtr 3: 0; 2015 Qtr 4: 0 | 0
[16 empty] | 0 |  |  | #N/A | [26 empty] | 0% | 0% |  | 0 | 0 | 0 | 0 | 0 | 0 | 0 | 0 | 0 | 0 | 0 | 2013 Qtr 1: 0; 2013 Qtr 2: 0; 2013 Qtr 3: 0; 2013 Qtr 4: 0; 2014 Qtr 1: 0; 2014 Qtr 2: 0; 2014 Qtr 3: 0; 2014 Qtr 4: 0; 2015 Qtr 1: 0; 2015 Qtr 2: 0; 2015 Qtr 3: 0; 2015 Qtr 4: 0 | 0
[16 empty] | 0 |  |  | #N/A | [26 empty] | 0% | 0% |  | 0 | 0 | 0 | 0 | 0 | 0 | 0 | 0 | 0 | 0 | 0 | 2013 Qtr 1: 0; 2013 Qtr 2: 0; 2013 Qtr 3: 0; 2013 Qtr 4: 0; 2014 Qtr 1: 0; 2014 Qtr 2: 0; 2014 Qtr 3: 0; 2014 Qtr 4: 0; 2015 Qtr 1: 0; 2015 Qtr 2: 0; 2015 Qtr 3: 0; 2015 Qtr 4: 0 | 0
[16 empty] | 0 |  |  | #N/A | [26 empty] | 0% | 0% |  | 0 | 0 | 0 | 0 | 0 | 0 | 0 | 0 | 0 | 0 | 0 | 2013 Qtr 1: 0; 2013 Qtr 2: 0; 2013 Qtr 3: 0; 2013 Qtr 4: 0; 2014 Qtr 1: 0; 2014 Qtr 2: 0; 2014 Qtr 3: 0; 2014 Qtr 4: 0; 2015 Qtr 1: 0; 2015 Qtr 2: 0; 2015 Qtr 3: 0; 2015 Qtr 4: 0 | 0
[16 empty] | 0 |  |  | #N/A | [26 empty] | 0% | 0% |  | 0 | 0 | 0 | 0 | 0 | 0 | 0 | 0 | 0 | 0 | 0 | 2013 Qtr 1: 0; 2013 Qtr 2: 0; 2013 Qtr 3: 0; 2013 Qtr 4: 0; 2014 Qtr 1: 0; 2014 Qtr 2: 0; 2014 Qtr 3: 0; 2014 Qtr 4: 0; 2015 Qtr 1: 0; 2015 Qtr 2: 0; 2015 Qtr 3: 0; 2015 Qtr 4: 0 | 0
[16 empty] | 0 |  |  | #N/A | [26 empty] | 0% | 0% |  | 0 | 0 | 0 | 0 | 0 | 0 | 0 | 0 | 0 | 0 | 0 | 2013 Qtr 1: 0; 2013 Qtr 2: 0; 2013 Qtr 3: 0; 2013 Qtr 4: 0; 2014 Qtr 1: 0; 2014 Qtr 2: 0; 2014 Qtr 3: 0; 2014 Qtr 4: 0; 2015 Qtr 1: 0; 2015 Qtr 2: 0; 2015 Qtr 3: 0; 2015 Qtr 4: 0 | 0
[16 empty] | 0 |  |  | #N/A | [26 empty] | 0% | 0% |  | 0 | 0 | 0 | 0 | 0 | 0 | 0 | 0 | 0 | 0 | 0 | 2013 Qtr 1: 0; 2013 Qtr 2: 0; 2013 Qtr 3: 0; 2013 Qtr 4: 0; 2014 Qtr 1: 0; 2014 Qtr 2: 0; 2014 Qtr 3: 0; 2014 Qtr 4: 0; 2015 Qtr 1: 0; 2015 Qtr 2: 0; 2015 Qtr 3: 0; 2015 Qtr 4: 0 | 0
[16 empty] | 0 |  |  | #N/A | [26 empty] | 0% | 0% |  | 0 | 0 | 0 | 0 | 0 | 0 | 0 | 0 | 0 | 0 | 0 | 2013 Qtr 1: 0; 2013 Qtr 2: 0; 2013 Qtr 3: 0; 2013 Qtr 4: 0; 2014 Qtr 1: 0; 2014 Qtr 2: 0; 2014 Qtr 3: 0; 2014 Qtr 4: 0; 2015 Qtr 1: 0; 2015 Qtr 2: 0; 2015 Qtr 3: 0; 2015 Qtr 4: 0 | 0
[16 empty] | 0 |  |  | #N/A | [26 empty] | 0% | 0% |  | 0 | 0 | 0 | 0 | 0 | 0 | 0 | 0 | 0 | 0 | 0 | 2013 Qtr 1: 0; 2013 Qtr 2: 0; 2013 Qtr 3: 0; 2013 Qtr 4: 0; 2014 Qtr 1: 0; 2014 Qtr 2: 0; 2014 Qtr 3: 0; 2014 Qtr 4: 0; 2015 Qtr 1: 0; 2015 Qtr 2: 0; 2015 Qtr 3: 0; 2015 Qtr 4: 0 | 0
[16 empty] | 0 |  |  | #N/A | [26 empty] | 0% | 0% |  | 0 | 0 | 0 | 0 | 0 | 0 | 0 | 0 | 0 | 0 | 0 | 2013 Qtr 1: 0; 2013 Qtr 2: 0; 2013 Qtr 3: 0; 2013 Qtr 4: 0; 2014 Qtr 1: 0; 2014 Qtr 2: 0; 2014 Qtr 3: 0; 2014 Qtr 4: 0; 2015 Qtr 1: 0; 2015 Qtr 2: 0; 2015 Qtr 3: 0; 2015 Qtr 4: 0 | 0
[16 empty] | 0 |  |  | #N/A | [26 empty] | 0% | 0% |  | 0 | 0 | 0 | 0 | 0 | 0 | 0 | 0 | 0 | 0 | 0 | 2013 Qtr 1: 0; 2013 Qtr 2: 0; 2013 Qtr 3: 0; 2013 Qtr 4: 0; 2014 Qtr 1: 0; 2014 Qtr 2: 0; 2014 Qtr 3: 0; 2014 Qtr 4: 0; 2015 Qtr 1: 0; 2015 Qtr 2: 0; 2015 Qtr 3: 0; 2015 Qtr 4: 0 | 0
[16 empty] | 0 |  |  | #N/A | [26 empty] | 0% | 0% |  | 0 | 0 | 0 | 0 | 0 | 0 | 0 | 0 | 0 | 0 | 0 | 2013 Qtr 1: 0; 2013 Qtr 2: 0; 2013 Qtr 3: 0; 2013 Qtr 4: 0; 2014 Qtr 1: 0; 2014 Qtr 2: 0; 2014 Qtr 3: 0; 2014 Qtr 4: 0; 2015 Qtr 1: 0; 2015 Qtr 2: 0; 2015 Qtr 3: 0; 2015 Qtr 4: 0 | 0
[16 empty] | 0 |  |  | #N/A | [26 empty] | 0% | 0% |  | 0 | 0 | 0 | 0 | 0 | 0 | 0 | 0 | 0 | 0 | 0 | 2013 Qtr 1: 0; 2013 Qtr 2: 0; 2013 Qtr 3: 0; 2013 Qtr 4: 0; 2014 Qtr 1: 0; 2014 Qtr 2: 0; 2014 Qtr 3: 0; 2014 Qtr 4: 0; 2015 Qtr 1: 0; 2015 Qtr 2: 0; 2015 Qtr 3: 0; 2015 Qtr 4: 0 | 0
[16 empty] | 0 |  |  | #N/A | [26 empty] | 0% | 0% |  | 0 | 0 | 0 | 0 | 0 | 0 | 0 | 0 | 0 | 0 | 0 | 2013 Qtr 1: 0; 2013 Qtr 2: 0; 2013 Qtr 3: 0; 2013 Qtr 4: 0; 2014 Qtr 1: 0; 2014 Qtr 2: 0; 2014 Qtr 3: 0; 2014 Qtr 4: 0; 2015 Qtr 1: 0; 2015 Qtr 2: 0; 2015 Qtr 3: 0; 2015 Qtr 4: 0 | 0
[16 empty] | 0 |  |  | #N/A | [26 empty] | 0% | 0% |  | 0 | 0 | 0 | 0 | 0 | 0 | 0 | 0 | 0 | 0 | 0 | 2013 Qtr 1: 0; 2013 Qtr 2: 0; 2013 Qtr 3: 0; 2013 Qtr 4: 0; 2014 Qtr 1: 0; 2014 Qtr 2: 0; 2014 Qtr 3: 0; 2014 Qtr 4: 0; 2015 Qtr 1: 0; 2015 Qtr 2: 0; 2015 Qtr 3: 0; 2015 Qtr 4: 0 | 0
[16 empty] | 0 |  |  | #N/A | [26 empty] | 0% | 0% |  | 0 | 0 | 0 | 0 | 0 | 0 | 0 | 0 | 0 | 0 | 0 | 2013 Qtr 1: 0; 2013 Qtr 2: 0; 2013 Qtr 3: 0; 2013 Qtr 4: 0; 2014 Qtr 1: 0; 2014 Qtr 2: 0; 2014 Qtr 3: 0; 2014 Qtr 4: 0; 2015 Qtr 1: 0; 2015 Qtr 2: 0; 2015 Qtr 3: 0; 2015 Qtr 4: 0 | 0
[16 empty] | 0 |  |  | #N/A | [26 empty] | 0% | 0% |  | 0 | 0 | 0 | 0 | 0 | 0 | 0 | 0 | 0 | 0 | 0 | 2013 Qtr 1: 0; 2013 Qtr 2: 0; 2013 Qtr 3: 0; 2013 Qtr 4: 0; 2014 Qtr 1: 0; 2014 Qtr 2: 0; 2014 Qtr 3: 0; 2014 Qtr 4: 0; 2015 Qtr 1: 0; 2015 Qtr 2: 0; 2015 Qtr 3: 0; 2015 Qtr 4: 0 | 0
[16 empty] | 0 |  |  | #N/A | [26 empty] | 0% | 0% |  | 0 | 0 | 0 | 0 | 0 | 0 | 0 | 0 | 0 | 0 | 0 | 2013 Qtr 1: 0; 2013 Qtr 2: 0; 2013 Qtr 3: 0; 2013 Qtr 4: 0; 2014 Qtr 1: 0; 2014 Qtr 2: 0; 2014 Qtr 3: 0; 2014 Qtr 4: 0; 2015 Qtr 1: 0; 2015 Qtr 2: 0; 2015 Qtr 3: 0; 2015 Qtr 4: 0 | 0
[16 empty] | 0 |  |  | #N/A | [26 empty] | 0% | 0% |  | 0 | 0 | 0 | 0 | 0 | 0 | 0 | 0 | 0 | 0 | 0 | 2013 Qtr 1: 0; 2013 Qtr 2: 0; 2013 Qtr 3: 0; 2013 Qtr 4: 0; 2014 Qtr 1: 0; 2014 Qtr 2: 0; 2014 Qtr 3: 0; 2014 Qtr 4: 0; 2015 Qtr 1: 0; 2015 Qtr 2: 0; 2015 Qtr 3: 0; 2015 Qtr 4: 0 | 0
[16 empty] | 0 |  |  | #N/A | [26 empty] | 0% | 0% |  | 0 | 0 | 0 | 0 | 0 | 0 | 0 | 0 | 0 | 0 | 0 | 2013 Qtr 1: 0; 2013 Qtr 2: 0; 2013 Qtr 3: 0; 2013 Qtr 4: 0; 2014 Qtr 1: 0; 2014 Qtr 2: 0; 2014 Qtr 3: 0; 2014 Qtr 4: 0; 2015 Qtr 1: 0; 2015 Qtr 2: 0; 2015 Qtr 3: 0; 2015 Qtr 4: 0 | 0
[16 empty] | 0 |  |  | #N/A | [26 empty] | 0% | 0% |  | 0 | 0 | 0 | 0 | 0 | 0 | 0 | 0 | 0 | 0 | 0 | 2013 Qtr 1: 0; 2013 Qtr 2: 0; 2013 Qtr 3: 0; 2013 Qtr 4: 0; 2014 Qtr 1: 0; 2014 Qtr 2: 0; 2014 Qtr 3: 0; 2014 Qtr 4: 0; 2015 Qtr 1: 0; 2015 Qtr 2: 0; 2015 Qtr 3: 0; 2015 Qtr 4: 0 | 0
[16 empty] | 0 |  |  | #N/A | [26 empty] | 0% | 0% |  | 0 | 0 | 0 | 0 | 0 | 0 | 0 | 0 | 0 | 0 | 0 | 2013 Qtr 1: 0; 2013 Qtr 2: 0; 2013 Qtr 3: 0; 2013 Qtr 4: 0; 2014 Qtr 1: 0; 2014 Qtr 2: 0; 2014 Qtr 3: 0; 2014 Qtr 4: 0; 2015 Qtr 1: 0; 2015 Qtr 2: 0; 2015 Qtr 3: 0; 2015 Qtr 4: 0 | 0
[16 empty] | 0 |  |  | #N/A | [26 empty] | 0% | 0% |  | 0 | 0 | 0 | 0 | 0 | 0 | 0 | 0 | 0 | 0 | 0 | 2013 Qtr 1: 0; 2013 Qtr 2: 0; 2013 Qtr 3: 0; 2013 Qtr 4: 0; 2014 Qtr 1: 0; 2014 Qtr 2: 0; 2014 Qtr 3: 0; 2014 Qtr 4: 0; 2015 Qtr 1: 0; 2015 Qtr 2: 0; 2015 Qtr 3: 0; 2015 Qtr 4: 0 | 0
[16 empty] | 0 |  |  | #N/A | [26 empty] | 0% | 0% |  | 0 | 0 | 0 | 0 | 0 | 0 | 0 | 0 | 0 | 0 | 0 | 2013 Qtr 1: 0; 2013 Qtr 2: 0; 2013 Qtr 3: 0; 2013 Qtr 4: 0; 2014 Qtr 1: 0; 2014 Qtr 2: 0; 2014 Qtr 3: 0; 2014 Qtr 4: 0; 2015 Qtr 1: 0; 2015 Qtr 2: 0; 2015 Qtr 3: 0; 2015 Qtr 4: 0 | 0
[16 empty] | 0 |  |  | #N/A | [26 empty] | 0% | 0% |  | 0 | 0 | 0 | 0 | 0 | 0 | 0 | 0 | 0 | 0 | 0 | 2013 Qtr 1: 0; 2013 Qtr 2: 0; 2013 Qtr 3: 0; 2013 Qtr 4: 0; 2014 Qtr 1: 0; 2014 Qtr 2: 0; 2014 Qtr 3: 0; 2014 Qtr 4: 0; 2015 Qtr 1: 0; 2015 Qtr 2: 0; 2015 Qtr 3: 0; 2015 Qtr 4: 0 | 0
[16 empty] | 0 |  |  | #N/A | [26 empty] | 0% | 0% |  | 0 | 0 | 0 | 0 | 0 | 0 | 0 | 0 | 0 | 0 | 0 | 2013 Qtr 1: 0; 2013 Qtr 2: 0; 2013 Qtr 3: 0; 2013 Qtr 4: 0; 2014 Qtr 1: 0; 2014 Qtr 2: 0; 2014 Qtr 3: 0; 2014 Qtr 4: 0; 2015 Qtr 1: 0; 2015 Qtr 2: 0; 2015 Qtr 3: 0; 2015 Qtr 4: 0 | 0
[16 empty] | 0 |  |  | #N/A | [26 empty] | 0% | 0% |  | 0 | 0 | 0 | 0 | 0 | 0 | 0 | 0 | 0 | 0 | 0 | 2013 Qtr 1: 0; 2013 Qtr 2: 0; 2013 Qtr 3: 0; 2013 Qtr 4: 0; 2014 Qtr 1: 0; 2014 Qtr 2: 0; 2014 Qtr 3: 0; 2014 Qtr 4: 0; 2015 Qtr 1: 0; 2015 Qtr 2: 0; 2015 Qtr 3: 0; 2015 Qtr 4: 0 | 0
[16 empty] | 0 |  |  | #N/A | [26 empty] | 0% | 0% |  | 0 | 0 | 0 | 0 | 0 | 0 | 0 | 0 | 0 | 0 | 0 | 2013 Qtr 1: 0; 2013 Qtr 2: 0; 2013 Qtr 3: 0; 2013 Qtr 4: 0; 2014 Qtr 1: 0; 2014 Qtr 2: 0; 2014 Qtr 3: 0; 2014 Qtr 4: 0; 2015 Qtr 1: 0; 2015 Qtr 2: 0; 2015 Qtr 3: 0; 2015 Qtr 4: 0 | 0
[16 empty] | 0 |  |  | #N/A | [26 empty] | 0% | 0% |  | 0 | 0 | 0 | 0 | 0 | 0 | 0 | 0 | 0 | 0 | 0 | 2013 Qtr 1: 0; 2013 Qtr 2: 0; 2013 Qtr 3: 0; 2013 Qtr 4: 0; 2014 Qtr 1: 0; 2014 Qtr 2: 0; 2014 Qtr 3: 0; 2014 Qtr 4: 0; 2015 Qtr 1: 0; 2015 Qtr 2: 0; 2015 Qtr 3: 0; 2015 Qtr 4: 0 | 0
[16 empty] | 0 |  |  | #N/A | [26 empty] | 0% | 0% |  | 0 | 0 | 0 | 0 | 0 | 0 | 0 | 0 | 0 | 0 | 0 | 2013 Qtr 1: 0; 2013 Qtr 2: 0; 2013 Qtr 3: 0; 2013 Qtr 4: 0; 2014 Qtr 1: 0; 2014 Qtr 2: 0; 2014 Qtr 3: 0; 2014 Qtr 4: 0; 2015 Qtr 1: 0; 2015 Qtr 2: 0; 2015 Qtr 3: 0; 2015 Qtr 4: 0 | 0
[16 empty] | 0 |  |  | #N/A | [26 empty] | 0% | 0% |  | 0 | 0 | 0 | 0 | 0 | 0 | 0 | 0 | 0 | 0 | 0 | 2013 Qtr 1: 0; 2013 Qtr 2: 0; 2013 Qtr 3: 0; 2013 Qtr 4: 0; 2014 Qtr 1: 0; 2014 Qtr 2: 0; 2014 Qtr 3: 0; 2014 Qtr 4: 0; 2015 Qtr 1: 0; 2015 Qtr 2: 0; 2015 Qtr 3: 0; 2015 Qtr 4: 0 | 0
[16 empty] | 0 |  |  | #N/A | [26 empty] | 0% | 0% |  | 0 | 0 | 0 | 0 | 0 | 0 | 0 | 0 | 0 | 0 | 0 | 2013 Qtr 1: 0; 2013 Qtr 2: 0; 2013 Qtr 3: 0; 2013 Qtr 4: 0; 2014 Qtr 1: 0; 2014 Qtr 2: 0; 2014 Qtr 3: 0; 2014 Qtr 4: 0; 2015 Qtr 1: 0; 2015 Qtr 2: 0; 2015 Qtr 3: 0; 2015 Qtr 4: 0 | 0
[16 empty] | 0 |  |  | #N/A | [26 empty] | 0% | 0% |  | 0 | 0 | 0 | 0 | 0 | 0 | 0 | 0 | 0 | 0 | 0 | 2013 Qtr 1: 0; 2013 Qtr 2: 0; 2013 Qtr 3: 0; 2013 Qtr 4: 0; 2014 Qtr 1: 0; 2014 Qtr 2: 0; 2014 Qtr 3: 0; 2014 Qtr 4: 0; 2015 Qtr 1: 0; 2015 Qtr 2: 0; 2015 Qtr 3: 0; 2015 Qtr 4: 0 | 0
[16 empty] | 0 |  |  | #N/A | [26 empty] | 0% | 0% |  | 0 | 0 | 0 | 0 | 0 | 0 | 0 | 0 | 0 | 0 | 0 | 2013 Qtr 1: 0; 2013 Qtr 2: 0; 2013 Qtr 3: 0; 2013 Qtr 4: 0; 2014 Qtr 1: 0; 2014 Qtr 2: 0; 2014 Qtr 3: 0; 2014 Qtr 4: 0; 2015 Qtr 1: 0; 2015 Qtr 2: 0; 2015 Qtr 3: 0; 2015 Qtr 4: 0 | 0
[16 empty] | 0 |  |  | #N/A | [26 empty] | 0% | 0% |  | 0 | 0 | 0 | 0 | 0 | 0 | 0 | 0 | 0 | 0 | 0 | 2013 Qtr 1: 0; 2013 Qtr 2: 0; 2013 Qtr 3: 0; 2013 Qtr 4: 0; 2014 Qtr 1: 0; 2014 Qtr 2: 0; 2014 Qtr 3: 0; 2014 Qtr 4: 0; 2015 Qtr 1: 0; 2015 Qtr 2: 0; 2015 Qtr 3: 0; 2015 Qtr 4: 0 | 0
[16 empty] | 0 |  |  | #N/A | [26 empty] | 0% | 0% |  | 0 | 0 | 0 | 0 | 0 | 0 | 0 | 0 | 0 | 0 | 0 | 2013 Qtr 1: 0; 2013 Qtr 2: 0; 2013 Qtr 3: 0; 2013 Qtr 4: 0; 2014 Qtr 1: 0; 2014 Qtr 2: 0; 2014 Qtr 3: 0; 2014 Qtr 4: 0; 2015 Qtr 1: 0; 2015 Qtr 2: 0; 2015 Qtr 3: 0; 2015 Qtr 4: 0 | 0
[16 empty] | 0 |  |  | #N/A | [26 empty] | 0% | 0% |  | 0 | 0 | 0 | 0 | 0 | 0 | 0 | 0 | 0 | 0 | 0 | 2013 Qtr 1: 0; 2013 Qtr 2: 0; 2013 Qtr 3: 0; 2013 Qtr 4: 0; 2014 Qtr 1: 0; 2014 Qtr 2: 0; 2014 Qtr 3: 0; 2014 Qtr 4: 0; 2015 Qtr 1: 0; 2015 Qtr 2: 0; 2015 Qtr 3: 0; 2015 Qtr 4: 0 | 0
[16 empty] | 0 |  |  | #N/A | [26 empty] | 0% | 0% |  | 0 | 0 | 0 | 0 | 0 | 0 | 0 | 0 | 0 | 0 | 0 | 2013 Qtr 1: 0; 2013 Qtr 2: 0; 2013 Qtr 3: 0; 2013 Qtr 4: 0; 2014 Qtr 1: 0; 2014 Qtr 2: 0; 2014 Qtr 3: 0; 2014 Qtr 4: 0; 2015 Qtr 1: 0; 2015 Qtr 2: 0; 2015 Qtr 3: 0; 2015 Qtr 4: 0 | 0
[16 empty] | 0 |  |  | #N/A | [26 empty] | 0% | 0% |  | 0 | 0 | 0 | 0 | 0 | 0 | 0 | 0 | 0 | 0 | 0 | 2013 Qtr 1: 0; 2013 Qtr 2: 0; 2013 Qtr 3: 0; 2013 Qtr 4: 0; 2014 Qtr 1: 0; 2014 Qtr 2: 0; 2014 Qtr 3: 0; 2014 Qtr 4: 0; 2015 Qtr 1: 0; 2015 Qtr 2: 0; 2015 Qtr 3: 0; 2015 Qtr 4: 0 | 0
[16 empty] | 0 |  |  | #N/A | [26 empty] | 0% | 0% |  | 0 | 0 | 0 | 0 | 0 | 0 | 0 | 0 | 0 | 0 | 0 | 2013 Qtr 1: 0; 2013 Qtr 2: 0; 2013 Qtr 3: 0; 2013 Qtr 4: 0; 2014 Qtr 1: 0; 2014 Qtr 2: 0; 2014 Qtr 3: 0; 2014 Qtr 4: 0; 2015 Qtr 1: 0; 2015 Qtr 2: 0; 2015 Qtr 3: 0; 2015 Qtr 4: 0 | 0
[16 empty] | 0 |  |  | #N/A | [26 empty] | 0% | 0% |  | 0 | 0 | 0 | 0 | 0 | 0 | 0 | 0 | 0 | 0 | 0 | 2013 Qtr 1: 0; 2013 Qtr 2: 0; 2013 Qtr 3: 0; 2013 Qtr 4: 0; 2014 Qtr 1: 0; 2014 Qtr 2: 0; 2014 Qtr 3: 0; 2014 Qtr 4: 0; 2015 Qtr 1: 0; 2015 Qtr 2: 0; 2015 Qtr 3: 0; 2015 Qtr 4: 0 | 0
[16 empty] | 0 |  |  | #N/A | [26 empty] | 0% | 0% |  | 0 | 0 | 0 | 0 | 0 | 0 | 0 | 0 | 0 | 0 | 0 | 2013 Qtr 1: 0; 2013 Qtr 2: 0; 2013 Qtr 3: 0; 2013 Qtr 4: 0; 2014 Qtr 1: 0; 2014 Qtr 2: 0; 2014 Qtr 3: 0; 2014 Qtr 4: 0; 2015 Qtr 1: 0; 2015 Qtr 2: 0; 2015 Qtr 3: 0; 2015 Qtr 4: 0 | 0
[16 empty] | 0 |  |  | #N/A | [26 empty] | 0% | 0% |  | 0 | 0 | 0 | 0 | 0 | 0 | 0 | 0 | 0 | 0 | 0 | 2013 Qtr 1: 0; 2013 Qtr 2: 0; 2013 Qtr 3: 0; 2013 Qtr 4: 0; 2014 Qtr 1: 0; 2014 Qtr 2: 0; 2014 Qtr 3: 0; 2014 Qtr 4: 0; 2015 Qtr 1: 0; 2015 Qtr 2: 0; 2015 Qtr 3: 0; 2015 Qtr 4: 0 | 0
[16 empty] | 0 |  |  | #N/A | [26 empty] | 0% | 0% |  | 0 | 0 | 0 | 0 | 0 | 0 | 0 | 0 | 0 | 0 | 0 | 2013 Qtr 1: 0; 2013 Qtr 2: 0; 2013 Qtr 3: 0; 2013 Qtr 4: 0; 2014 Qtr 1: 0; 2014 Qtr 2: 0; 2014 Qtr 3: 0; 2014 Qtr 4: 0; 2015 Qtr 1: 0; 2015 Qtr 2: 0; 2015 Qtr 3: 0; 2015 Qtr 4: 0 | 0
[16 empty] | 0 |  |  | #N/A | [26 empty] | 0% | 0% |  | 0 | 0 | 0 | 0 | 0 | 0 | 0 | 0 | 0 | 0 | 0 | 2013 Qtr 1: 0; 2013 Qtr 2: 0; 2013 Qtr 3: 0; 2013 Qtr 4: 0; 2014 Qtr 1: 0; 2014 Qtr 2: 0; 2014 Qtr 3: 0; 2014 Qtr 4: 0; 2015 Qtr 1: 0; 2015 Qtr 2: 0; 2015 Qtr 3: 0; 2015 Qtr 4: 0 | 0
[16 empty] | 0 |  |  | #N/A | [26 empty] | 0% | 0% |  | 0 | 0 | 0 | 0 | 0 | 0 | 0 | 0 | 0 | 0 | 0 | 2013 Qtr 1: 0; 2013 Qtr 2: 0; 2013 Qtr 3: 0; 2013 Qtr 4: 0; 2014 Qtr 1: 0; 2014 Qtr 2: 0; 2014 Qtr 3: 0; 2014 Qtr 4: 0; 2015 Qtr 1: 0; 2015 Qtr 2: 0; 2015 Qtr 3: 0; 2015 Qtr 4: 0 | 0
[16 empty] | 0 |  |  | #N/A | [26 empty] | 0% | 0% |  | 0 | 0 | 0 | 0 | 0 | 0 | 0 | 0 | 0 | 0 | 0 | 2013 Qtr 1: 0; 2013 Qtr 2: 0; 2013 Qtr 3: 0; 2013 Qtr 4: 0; 2014 Qtr 1: 0; 2014 Qtr 2: 0; 2014 Qtr 3: 0; 2014 Qtr 4: 0; 2015 Qtr 1: 0; 2015 Qtr 2: 0; 2015 Qtr 3: 0; 2015 Qtr 4: 0 | 0
[16 empty] | 0 |  |  | #N/A | [26 empty] | 0% | 0% |  | 0 | 0 | 0 | 0 | 0 | 0 | 0 | 0 | 0 | 0 | 0 | 2013 Qtr 1: 0; 2013 Qtr 2: 0; 2013 Qtr 3: 0; 2013 Qtr 4: 0; 2014 Qtr 1: 0; 2014 Qtr 2: 0; 2014 Qtr 3: 0; 2014 Qtr 4: 0; 2015 Qtr 1: 0; 2015 Qtr 2: 0; 2015 Qtr 3: 0; 2015 Qtr 4: 0 | 0
[16 empty] | 0 |  |  | #N/A | [26 empty] | 0% | 0% |  | 0 | 0 | 0 | 0 | 0 | 0 | 0 | 0 | 0 | 0 | 0 | 2013 Qtr 1: 0; 2013 Qtr 2: 0; 2013 Qtr 3: 0; 2013 Qtr 4: 0; 2014 Qtr 1: 0; 2014 Qtr 2: 0; 2014 Qtr 3: 0; 2014 Qtr 4: 0; 2015 Qtr 1: 0; 2015 Qtr 2: 0; 2015 Qtr 3: 0; 2015 Qtr 4: 0 | 0
[16 empty] | 0 |  |  | #N/A | [26 empty] | 0% | 0% |  | 0 | 0 | 0 | 0 | 0 | 0 | 0 | 0 | 0 | 0 | 0 | 2013 Qtr 1: 0; 2013 Qtr 2: 0; 2013 Qtr 3: 0; 2013 Qtr 4: 0; 2014 Qtr 1: 0; 2014 Qtr 2: 0; 2014 Qtr 3: 0; 2014 Qtr 4: 0; 2015 Qtr 1: 0; 2015 Qtr 2: 0; 2015 Qtr 3: 0; 2015 Qtr 4: 0 | 0
[16 empty] | 0 |  |  | #N/A | [26 empty] | 0% | 0% |  | 0 | 0 | 0 | 0 | 0 | 0 | 0 | 0 | 0 | 0 | 0 | 2013 Qtr 1: 0; 2013 Qtr 2: 0; 2013 Qtr 3: 0; 2013 Qtr 4: 0; 2014 Qtr 1: 0; 2014 Qtr 2: 0; 2014 Qtr 3: 0; 2014 Qtr 4: 0; 2015 Qtr 1: 0; 2015 Qtr 2: 0; 2015 Qtr 3: 0; 2015 Qtr 4: 0 | 0
[16 empty] | 0 |  |  | #N/A | [26 empty] | 0% | 0% |  | 0 | 0 | 0 | 0 | 0 | 0 | 0 | 0 | 0 | 0 | 0 | 2013 Qtr 1: 0; 2013 Qtr 2: 0; 2013 Qtr 3: 0; 2013 Qtr 4: 0; 2014 Qtr 1: 0; 2014 Qtr 2: 0; 2014 Qtr 3: 0; 2014 Qtr 4: 0; 2015 Qtr 1: 0; 2015 Qtr 2: 0; 2015 Qtr 3: 0; 2015 Qtr 4: 0 | 0
[16 empty] | 0 |  |  | #N/A | [26 empty] | 0% | 0% |  | 0 | 0 | 0 | 0 | 0 | 0 | 0 | 0 | 0 | 0 | 0 | 2013 Qtr 1: 0; 2013 Qtr 2: 0; 2013 Qtr 3: 0; 2013 Qtr 4: 0; 2014 Qtr 1: 0; 2014 Qtr 2: 0; 2014 Qtr 3: 0; 2014 Qtr 4: 0; 2015 Qtr 1: 0; 2015 Qtr 2: 0; 2015 Qtr 3: 0; 2015 Qtr 4: 0 | 0
[16 empty] | 0 |  |  | #N/A | [26 empty] | 0% | 0% |  | 0 | 0 | 0 | 0 | 0 | 0 | 0 | 0 | 0 | 0 | 0 | 2013 Qtr 1: 0; 2013 Qtr 2: 0; 2013 Qtr 3: 0; 2013 Qtr 4: 0; 2014 Qtr 1: 0; 2014 Qtr 2: 0; 2014 Qtr 3: 0; 2014 Qtr 4: 0; 2015 Qtr 1: 0; 2015 Qtr 2: 0; 2015 Qtr 3: 0; 2015 Qtr 4: 0 | 0
[16 empty] | 0 |  |  | #N/A | [26 empty] | 0% | 0% |  | 0 | 0 | 0 | 0 | 0 | 0 | 0 | 0 | 0 | 0 | 0 | 2013 Qtr 1: 0; 2013 Qtr 2: 0; 2013 Qtr 3: 0; 2013 Qtr 4: 0; 2014 Qtr 1: 0; 2014 Qtr 2: 0; 2014 Qtr 3: 0; 2014 Qtr 4: 0; 2015 Qtr 1: 0; 2015 Qtr 2: 0; 2015 Qtr 3: 0; 2015 Qtr 4: 0 | 0
[16 empty] | 0 |  |  | #N/A | [26 empty] | 0% | 0% |  | 0 | 0 | 0 | 0 | 0 | 0 | 0 | 0 | 0 | 0 | 0 | 2013 Qtr 1: 0; 2013 Qtr 2: 0; 2013 Qtr 3: 0; 2013 Qtr 4: 0; 2014 Qtr 1: 0; 2014 Qtr 2: 0; 2014 Qtr 3: 0; 2014 Qtr 4: 0; 2015 Qtr 1: 0; 2015 Qtr 2: 0; 2015 Qtr 3: 0; 2015 Qtr 4: 0 | 0
[16 empty] | 0 |  |  | #N/A | [26 empty] | 0% | 0% |  | 0 | 0 | 0 | 0 | 0 | 0 | 0 | 0 | 0 | 0 | 0 | 2013 Qtr 1: 0; 2013 Qtr 2: 0; 2013 Qtr 3: 0; 2013 Qtr 4: 0; 2014 Qtr 1: 0; 2014 Qtr 2: 0; 2014 Qtr 3: 0; 2014 Qtr 4: 0; 2015 Qtr 1: 0; 2015 Qtr 2: 0; 2015 Qtr 3: 0; 2015 Qtr 4: 0 | 0
[16 empty] | 0 |  |  | #N/A | [26 empty] | 0% | 0% |  | 0 | 0 | 0 | 0 | 0 | 0 | 0 | 0 | 0 | 0 | 0 | 2013 Qtr 1: 0; 2013 Qtr 2: 0; 2013 Qtr 3: 0; 2013 Qtr 4: 0; 2014 Qtr 1: 0; 2014 Qtr 2: 0; 2014 Qtr 3: 0; 2014 Qtr 4: 0; 2015 Qtr 1: 0; 2015 Qtr 2: 0; 2015 Qtr 3: 0; 2015 Qtr 4: 0 | 0
[16 empty] | 0 |  |  | #N/A | [26 empty] | 0% | 0% |  | 0 | 0 | 0 | 0 | 0 | 0 | 0 | 0 | 0 | 0 | 0 | 2013 Qtr 1: 0; 2013 Qtr 2: 0; 2013 Qtr 3: 0; 2013 Qtr 4: 0; 2014 Qtr 1: 0; 2014 Qtr 2: 0; 2014 Qtr 3: 0; 2014 Qtr 4: 0; 2015 Qtr 1: 0; 2015 Qtr 2: 0; 2015 Qtr 3: 0; 2015 Qtr 4: 0 | 0
[16 empty] | 0 |  |  | #N/A | [26 empty] | 0% | 0% |  | 0 | 0 | 0 | 0 | 0 | 0 | 0 | 0 | 0 | 0 | 0 | 2013 Qtr 1: 0; 2013 Qtr 2: 0; 2013 Qtr 3: 0; 2013 Qtr 4: 0; 2014 Qtr 1: 0; 2014 Qtr 2: 0; 2014 Qtr 3: 0; 2014 Qtr 4: 0; 2015 Qtr 1: 0; 2015 Qtr 2: 0; 2015 Qtr 3: 0; 2015 Qtr 4: 0 | 0
|  |  | Climate Zones | Sectors | End Use Validation List |  | Measure Types for Measure Life |  | Gas Sector | Gas Savings Profile | Combustor Type | bar: 2013 Qtr 2; 2015 Qtr 3; 2016 Qtr 2; 2018 Qtr 2; 2020 Qtr 2; 2022 Qtr 2
|  |  | 7 | RES | res:DEER:Indoor_CFL_Ltg |  | NONRESIDENTIAL MEASURES: |  | Residential | Summer Only | Large Boilers (>100 MMBtu/hr Heat Input):Uncontrolled | bar: 2013 Qtr 1 to 2013 Qtr 2; 2014 Qtr 4 to 2016 Qtr 2; 2017 Qtr 2; 2018 Qtr 1 to 2018 Qtr 2; 2019 Qtr 2; 2020 Qtr 1 to 2020 Qtr 2; 2021 Qtr 2; 2022 Qtr 1 to 2022 Qtr 2; 2023 Qtr 2 to 2023 Qtr 4
|  |  | 10 | NON_RES | res:DEER:Indoor_CFL_Ltg |  | **************************************************************** |  | Commercial | Winter Only | Large Boilers (>100 MMBtu/hr Heat Input):Controlled Low NOx Burner | bar: 2013 Qtr 1 to 2013 Qtr 2; 2014 Qtr 4 to 2016 Qtr 2; 2017 Qtr 2; 2018 Qtr 1 to 2018 Qtr 2; 2019 Qtr 2; 2020 Qtr 1 to 2020 Qtr 2; 2021 Qtr 2; 2022 Qtr 1 to 2022 Qtr 2; 2023 Qtr 2 to 2023 Qtr 4
|  |  | 15 | Residential | res:DEER:Indoor_CFL_Ltg |  | Ballast – Dimmable: NR - 11 |  | Core | Annual | Large Boilers (>100 MMBtu/hr Heat Input):Controlled – Flue Gas Recirculation | bar: 2013 Qtr 1 to 2013 Qtr 2; 2014 Qtr 4 to 2016 Qtr 2; 2017 Qtr 2; 2018 Qtr 1 to 2018 Qtr 2; 2019 Qtr 2; 2020 Qtr 1 to 2020 Qtr 2; 2021 Qtr 2; 2022 Qtr 1 to 2022 Qtr 2; 2023 Qtr 2 to 2023 Qtr 4
|  |  | 15 | Commercial | res:DEER:Indoor_CFL_Ltg |  | Ballast – Electronic: NR - 11 |  |  |  | Small Boilers (<100 MMBtu/hr Heat Input):Uncontrolled | bar: 2013 Qtr 1 to 2013 Qtr 2; 2014 Qtr 4 to 2016 Qtr 2; 2017 Qtr 2; 2018 Qtr 1 to 2018 Qtr 2; 2019 Qtr 2; 2020 Qtr 1 to 2020 Qtr 2; 2021 Qtr 2; 2022 Qtr 1 to 2022 Qtr 2; 2023 Qtr 2 to 2023 Qtr 4
|  |  | System | Industrial | res:DEER:Indoor_CFL_Ltg |  | Fluorescent Fixture – T8: C/I/A - 11 |  |  |  | Small Boilers (<100 MMBtu/hr Heat Input):Controlled Low NOx Burner | bar: 2013 Qtr 1 to 2013 Qtr 2; 2014 Qtr 4 to 2016 Qtr 2; 2017 Qtr 2; 2018 Qtr 1 to 2018 Qtr 2; 2019 Qtr 2; 2020 Qtr 1 to 2020 Qtr 2; 2021 Qtr 2; 2022 Qtr 1 to 2022 Qtr 2; 2023 Qtr 2 to 2023 Qtr 4
|  |  |  | Agricultural | res:DEER:RefgFrzr_HighEff |  | Fixture: T8 Lamp & Electronic Ballast: C/I/A - 11 |  |  |  | Small Boilers (<100 MMBtu/hr Heat Input):Controlled – Flue Gas Recirculation | bar: 2013 Qtr 1 to 2013 Qtr 2; 2014 Qtr 4 to 2016 Qtr 2; 2017 Qtr 2; 2018 Qtr 1 to 2018 Qtr 2; 2019 Qtr 2; 2020 Qtr 1 to 2020 Qtr 2; 2021 Qtr 2; 2022 Qtr 1 to 2022 Qtr 2; 2023 Qtr 2 to 2023 Qtr 4
|  |  |  | Not Used | res:DEER:RefgFrzr_HighEff |  | T8 Fixtures – 17 Watt Lamp, 2ft or 32-watt Lamp, 4ft 11 |  |  |  | Residential Furnaces (<0.3):Uncontrolled | bar: 2013 Qtr 1 to 2013 Qtr 2; 2014 Qtr 4 to 2016 Qtr 2; 2017 Qtr 2; 2018 Qtr 1 to 2018 Qtr 2; 2019 Qtr 2; 2020 Qtr 1 to 2020 Qtr 2; 2021 Qtr 2; 2022 Qtr 1 to 2022 Qtr 2; 2023 Qtr 2 to 2023 Qtr 4
[5 empty] | res:DEER:RefgFrzr_HighEff |  | T8 Lamps: C/I/A - 5 | bar: 2013 Qtr 1 to 2013 Qtr 2; 2014 Qtr 4 to 2016 Qtr 2; 2017 Qtr 2; 2018 Qtr 1 to 2018 Qtr 2; 2019 Qtr 2; 2020 Qtr 1 to 2020 Qtr 2; 2021 Qtr 2; 2022 Qtr 1 to 2022 Qtr 2; 2023 Qtr 2 to 2023 Qtr 4
[5 empty] | res:DEER:RefgFrzr_HighEff |  | High Efficiency Lighting (HID): NR - 16 | bar: 2013 Qtr 1 to 2013 Qtr 2; 2014 Qtr 4 to 2016 Qtr 2; 2017 Qtr 2; 2018 Qtr 1 to 2018 Qtr 2; 2019 Qtr 2; 2020 Qtr 1 to 2020 Qtr 2; 2021 Qtr 2; 2022 Qtr 1 to 2022 Qtr 2; 2023 Qtr 2 to 2023 Qtr 4
[5 empty] | res:DEER:RefgFrzr_HighEff |  | High Output T5 Fixture: NR - 16 |  | Electric Rate | Gas Rate | bar: 2013 Qtr 1 to 2013 Qtr 2; 2014 Qtr 4 to 2016 Qtr 2; 2017 Qtr 2; 2018 Qtr 1 to 2018 Qtr 2; 2019 Qtr 2; 2020 Qtr 1 to 2020 Qtr 2; 2021 Qtr 2; 2022 Qtr 1 to 2022 Qtr 2; 2023 Qtr 2 to 2023 Qtr 4
[5 empty] | res:DEER:RefgFrzr_Recyc-Conditioned |  | Indoor or Outdoor Lighting System Modification: NR - 13.5 |  | Residential | Residential | bar: 2013 Qtr 1 to 2013 Qtr 2; 2014 Qtr 4 to 2016 Qtr 2; 2017 Qtr 2; 2018 Qtr 1 to 2018 Qtr 2; 2019 Qtr 2; 2020 Qtr 1 to 2020 Qtr 2; 2021 Qtr 2; 2022 Qtr 1 to 2022 Qtr 2; 2023 Qtr 2 to 2023 Qtr 4
[5 empty] | res:DEER:RefgFrzr_Recyc-Conditioned |  | Lighting Controls: NR - 16 |  | Commercial | Not Used | bar: 2013 Qtr 1 to 2013 Qtr 2; 2014 Qtr 4 to 2016 Qtr 2; 2017 Qtr 2; 2018 Qtr 1 to 2018 Qtr 2; 2019 Qtr 2; 2020 Qtr 1 to 2020 Qtr 2; 2021 Qtr 2; 2022 Qtr 1 to 2022 Qtr 2; 2023 Qtr 2 to 2023 Qtr 4
[5 empty] | res:DEER:RefgFrzr_Recyc-Conditioned |  | Daylighting Controls; NR - 16 |  | Not Used | Not Used | bar: 2013 Qtr 1 to 2013 Qtr 2; 2014 Qtr 4 to 2016 Qtr 2; 2017 Qtr 2; 2018 Qtr 1 to 2018 Qtr 2; 2019 Qtr 2; 2020 Qtr 1 to 2020 Qtr 2; 2021 Qtr 2; 2022 Qtr 1 to 2022 Qtr 2; 2023 Qtr 2 to 2023 Qtr 4
[5 empty] | res:DEER:RefgFrzr_Recyc-Conditioned |  | Lighting Power Density: NR - 11 |  | Not Used | bar: 2013 Qtr 1 to 2013 Qtr 2; 2014 Qtr 4 to 2016 Qtr 2; 2017 Qtr 2; 2018 Qtr 1 to 2018 Qtr 2; 2019 Qtr 2; 2020 Qtr 1 to 2020 Qtr 2; 2021 Qtr 2; 2022 Qtr 1 to 2022 Qtr 2; 2023 Qtr 2 to 2023 Qtr 4
[5 empty] | res:DEER:RefgFrzr_Recyc-Conditioned |  | Exit Sign – CF Hardware Kit/LED/ Electro-Luminescent: NR - 16 |  | Not Used | bar: 2013 Qtr 1 to 2013 Qtr 2; 2014 Qtr 4 to 2016 Qtr 2; 2017 Qtr 2; 2018 Qtr 1 to 2018 Qtr 2; 2019 Qtr 2; 2020 Qtr 1 to 2020 Qtr 2; 2021 Qtr 2; 2022 Qtr 1 to 2022 Qtr 2; 2023 Qtr 2 to 2023 Qtr 4
[5 empty] | res:DEER:RefgFrzr_Recyc-UnConditioned |  | Occupancy Sensor: NR - 8 |  | 0 | bar: 2013 Qtr 1 to 2013 Qtr 2; 2014 Qtr 4 to 2016 Qtr 2; 2017 Qtr 2; 2018 Qtr 1 to 2018 Qtr 2; 2019 Qtr 2; 2020 Qtr 1 to 2020 Qtr 2; 2021 Qtr 2; 2022 Qtr 1 to 2022 Qtr 2; 2023 Qtr 2 to 2023 Qtr 4
[5 empty] | res:DEER:RefgFrzr_Recyc-UnConditioned |  | Photocell: NR - 8 | bar: 2013 Qtr 1 to 2013 Qtr 2; 2014 Qtr 4 to 2016 Qtr 2; 2017 Qtr 2; 2018 Qtr 1 to 2018 Qtr 2; 2019 Qtr 2; 2020 Qtr 1 to 2020 Qtr 2; 2021 Qtr 2; 2022 Qtr 1 to 2022 Qtr 2; 2023 Qtr 2 to 2023 Qtr 4
[5 empty] | res:DEER:RefgFrzr_Recyc-UnConditioned |  | Time Clock – Lighting: NR - 8 | bar: 2013 Qtr 2; 2015 Qtr 3; 2016 Qtr 2; 2018 Qtr 2; 2020 Qtr 2; 2022 Qtr 2 to 2023 Qtr 4
[5 empty] | res:DEER:RefgFrzr_Recyc-UnConditioned |  | Induction Lamps: NR - 2 | bar: 2013 Qtr 2; 2015 Qtr 3; 2016 Qtr 2; 2018 Qtr 2; 2020 Qtr 2; 2022 Qtr 2 to 2023 Qtr 4
[5 empty] | res:DEER:RefgFrzr_Recyc-UnConditioned |  | Induction Fixture: NR - 16 | bar: 2013 Qtr 2; 2015 Qtr 3; 2016 Qtr 2; 2018 Qtr 2; 2020 Qtr 2; 2022 Qtr 2 to 2023 Qtr 4
[5 empty] | res:DEER:HVAC_Eff_AC |  | Delamp/reflectors: C/I - 11 | bar: 2013 Qtr 2; 2015 Qtr 3; 2016 Qtr 2; 2018 Qtr 2; 2020 Qtr 2; 2022 Qtr 2 to 2023 Qtr 4
[5 empty] | res:DEER:HVAC_Eff_AC |  | Optical Reflectors- new construction: Ind, NRNC - 12 | bar: 2013 Qtr 2; 2015 Qtr 3; 2016 Qtr 2; 2018 Qtr 2; 2020 Qtr 2; 2022 Qtr 2 to 2023 Qtr 4
[5 empty] | res:DEER:HVAC_Eff_AC |  | Optical Reflectors- retrofit: NR - 10 | bar: 2013 Qtr 2; 2015 Qtr 3; 2016 Qtr 2; 2018 Qtr 2; 2020 Qtr 2; 2022 Qtr 2 to 2023 Qtr 4
[5 empty] | res:DEER:HVAC_Eff_AC |  | HID fixture: Interior, >= 176 Watts lamp: Ind - 16 | bar: 2013 Qtr 2; 2015 Qtr 3; 2016 Qtr 2; 2018 Qtr 2; 2020 Qtr 2; 2022 Qtr 2 to 2023 Qtr 4
[5 empty] | res:DEER:HVAC_Eff_AC |  | HID fixture: Interior, 251-400 Watt lamp: Com - 16 | bar: 2013 Qtr 2; 2015 Qtr 3; 2016 Qtr 2; 2018 Qtr 2; 2020 Qtr 2; 2022 Qtr 2 to 2023 Qtr 4
[5 empty] | res:DEER:HVAC_Eff_HP |  | CFL Fixture: Pin based CFL fixture: Com - 12.0 | bar: 2013 Qtr 2; 2015 Qtr 3; 2016 Qtr 2; 2018 Qtr 2; 2020 Qtr 2; 2022 Qtr 2 to 2023 Qtr 4
[5 empty] | res:DEER:HVAC_Eff_HP |  | Screw-in CFL: Education - Primary School: NR - 5.6 | bar: 2013 Qtr 2; 2015 Qtr 3; 2016 Qtr 2; 2018 Qtr 2; 2020 Qtr 2; 2022 Qtr 2 to 2023 Qtr 4
[5 empty] | res:DEER:HVAC_Eff_HP |  | Screw-in CFL: Education - Secondary School: NR - 3.5 | bar: 2013 Qtr 2; 2015 Qtr 3; 2016 Qtr 2; 2018 Qtr 2; 2020 Qtr 2; 2022 Qtr 2 to 2023 Qtr 4
[5 empty] | res:DEER:HVAC_Eff_HP |  | Screw-in CFL: Education - Community College: NR - 2.1 | bar: 2013 Qtr 2; 2015 Qtr 3; 2016 Qtr 2; 2018 Qtr 2; 2020 Qtr 2; 2022 Qtr 2 to 2023 Qtr 4
[5 empty] | res:DEER:HVAC_Eff_HP |  | Screw-in CFL: Education - University: NR - 2.6 | bar: 2013 Qtr 2; 2015 Qtr 3; 2016 Qtr 2; 2018 Qtr 2; 2020 Qtr 2; 2022 Qtr 2 to 2023 Qtr 4
[5 empty] | res:DEER:HVAC_Duct_Sealing |  | Screw-in CFL: Grocery: NR - 1.4 | bar: 2013 Qtr 2; 2015 Qtr 3; 2016 Qtr 2; 2018 Qtr 2; 2020 Qtr 2; 2022 Qtr 2 to 2023 Qtr 4
[5 empty] | res:DEER:HVAC_Duct_Sealing |  | Screw-in CFL: Health/Medical - Hospital: NR - 0.9 | bar: 2013 Qtr 2; 2015 Qtr 3; 2016 Qtr 2; 2018 Qtr 2; 2020 Qtr 2; 2022 Qtr 2 to 2023 Qtr 4
[5 empty] | res:DEER:HVAC_Duct_Sealing |  | Screw-in CFL: Health/Medical - Nursing Home: NR - 0.9 | bar: 2013 Qtr 2; 2015 Qtr 3; 2016 Qtr 2; 2018 Qtr 2; 2020 Qtr 2; 2022 Qtr 2 to 2023 Qtr 4
[5 empty] | res:DEER:HVAC_Duct_Sealing |  | Screw-in CFL: Lodging - Hotel: NR - 0.9 | bar: 2013 Qtr 2; 2015 Qtr 3; 2016 Qtr 2; 2018 Qtr 2; 2020 Qtr 2; 2022 Qtr 2 to 2023 Qtr 4
[5 empty] | res:DEER:HVAC_Duct_Sealing |  | Screw-in CFL: Lodging - Motel: NR - 0.9 | bar: 2013 Qtr 2; 2015 Qtr 3; 2016 Qtr 2; 2018 Qtr 2; 2020 Qtr 2; 2022 Qtr 2 to 2023 Qtr 4
[5 empty] | res:DEER:HVAC_Refrig_Charge |  | Screw-in CFL: Lodging - Guest Rooms: NR - 7.0 | bar: 2013 Qtr 2; 2015 Qtr 3; 2016 Qtr 2; 2018 Qtr 2; 2020 Qtr 2; 2022 Qtr 2 to 2023 Qtr 4
[5 empty] | res:DEER:HVAC_Refrig_Charge |  | Screw-in CFL: Manufacturing - Light Industrial: NR - 2.8 | bar: 2013 Qtr 2; 2015 Qtr 3; 2016 Qtr 2; 2018 Qtr 2; 2020 Qtr 2; 2022 Qtr 2 to 2023 Qtr 4
[5 empty] | res:DEER:HVAC_Refrig_Charge |  | Screw-in CFL: Office - Large: NR - 2.9 | bar: 2022 Qtr 3 to 2023 Qtr 4
[5 empty] | res:DEER:HVAC_Refrig_Charge |  | Screw-in CFL: Office - Small: NR - 3.2 | bar: 2022 Qtr 3 to 2023 Qtr 4
[5 empty] | res:DEER:HVAC_Refrig_Charge |  | Screw-in CFL: Restaurant - Sit-Down: NR - 2.3 | bar: 2022 Qtr 3 to 2023 Qtr 4
[5 empty] | res:DEER:Refg_Chrg_Duct_Seal |  | Screw-in CFL: Restaurant - Fast-Food: NR - 1.3 | bar: 2022 Qtr 3 to 2023 Qtr 4
[5 empty] | res:DEER:Refg_Chrg_Duct_Seal |  | Screw-in CFL: Retail - 3-Story Large: NR - 1.9 | bar: 2022 Qtr 3 to 2023 Qtr 4
[5 empty] | res:DEER:Refg_Chrg_Duct_Seal |  | Screw-in CFL: Retail - Single-Story Large: NR - 1.8 | bar: 2022 Qtr 3 to 2023 Qtr 4
[5 empty] | res:DEER:Refg_Chrg_Duct_Seal |  | Screw-in CFL: Retail - Small: NR - 2.1 | bar: 2022 Qtr 3 to 2023 Qtr 4
[5 empty] | res:DEER:Refg_Chrg_Duct_Seal |  | Screw-in CFL: Storage - Conditioned: NR - 2.8 | bar: 2022 Qtr 3 to 2023 Qtr 4
[5 empty] | res:DEER:RefgFrzr_Recycling |  | Screw-in CFL: Storage - Unconditioned: NR - 2.8 | bar: 2022 Qtr 3 to 2023 Qtr 4
[5 empty] | res:DEER:RefgFrzr_Recycling |  | Screw-in CFL: Warehouse - Refrigerated: NR - 3.1 | bar: 2022 Qtr 3 to 2023 Qtr 4
res:DEER:RefgFrzr_Recycling | bar: 2022 Qtr 3 to 2023 Qtr 4
[5 empty] | res:DEER:RefgFrzr_Recycling |  | HVAC/Refrigeration – SPC: NR - 16 | bar: 2022 Qtr 3 to 2023 Qtr 4
[5 empty] | res:DEER:RefgFrzr_Recycling |  | Chiller – High Efficiency: NR - 20 | bar: 2013 Qtr 3 to 2015 Qtr 3; 2016 Qtr 3 to 2017 Qtr 4; 2018 Qtr 3 to 2019 Qtr 4; 2020 Qtr 3 to 2021 Qtr 4; 2022 Qtr 3 to 2023 Qtr 4
[5 empty] | NON_res:DEER:Indoor_CFL_Ltg |  | Chiller – Variable Speed Drive: NR - 20 | bar: 2013 Qtr 3 to 2015 Qtr 3; 2016 Qtr 3 to 2017 Qtr 4; 2018 Qtr 3 to 2019 Qtr 4; 2020 Qtr 3 to 2021 Qtr 4; 2022 Qtr 3 to 2023 Qtr 4
[5 empty] | NON_res:DEER:Indoor_CFL_Ltg |  | Water Cooled Chillers: NR - 20 | bar: 2013 Qtr 3 to 2015 Qtr 3; 2016 Qtr 3 to 2017 Qtr 4; 2018 Qtr 3 to 2019 Qtr 4; 2020 Qtr 3 to 2021 Qtr 4; 2022 Qtr 3 to 2023 Qtr 4
[5 empty] | NON_res:DEER:Indoor_CFL_Ltg |  | Air Conditioners – High Efficiency: NR - 15 | bar: 2013 Qtr 3 to 2015 Qtr 3; 2016 Qtr 3 to 2017 Qtr 4; 2018 Qtr 3 to 2019 Qtr 4; 2020 Qtr 3 to 2021 Qtr 4; 2022 Qtr 3 to 2023 Qtr 4
[5 empty] | NON_res:DEER:Indoor_CFL_Ltg |  | Packaged HVAC Systems: NR - 15 | bar: 2013 Qtr 3 to 2015 Qtr 3; 2016 Qtr 3 to 2017 Qtr 4; 2018 Qtr 3 to 2019 Qtr 4; 2020 Qtr 3 to 2021 Qtr 4; 2022 Qtr 3 to 2023 Qtr 4
[5 empty] | NON_res:DEER:Indoor_CFL_Ltg |  | Install HVAC EMS: Com - 14 | bar: 2013 Qtr 3 to 2015 Qtr 3; 2016 Qtr 3 to 2017 Qtr 4; 2018 Qtr 3 to 2019 Qtr 4; 2020 Qtr 3 to 2021 Qtr 4; 2022 Qtr 3 to 2023 Qtr 4
[5 empty] | NON_res:DEER:Indoor_Non-CFL_Ltg |  | AC Packaged Terminal Units: NR - 15 | bar: 2013 Qtr 3 to 2015 Qtr 3; 2016 Qtr 3 to 2017 Qtr 4; 2018 Qtr 3 to 2019 Qtr 4; 2020 Qtr 3 to 2021 Qtr 4; 2022 Qtr 3 to 2023 Qtr 4
[5 empty] | NON_res:DEER:Indoor_Non-CFL_Ltg |  | Evaporative Coolers: NR - 15 | bar: 2013 Qtr 3 to 2015 Qtr 3; 2016 Qtr 3 to 2017 Qtr 4; 2018 Qtr 3 to 2019 Qtr 4; 2020 Qtr 3 to 2021 Qtr 4; 2022 Qtr 3 to 2023 Qtr 4
[5 empty] | NON_res:DEER:Indoor_Non-CFL_Ltg |  | Boiler – High Efficiency: NR - 20 | bar: 2013 Qtr 3 to 2015 Qtr 3; 2016 Qtr 3 to 2017 Qtr 4; 2018 Qtr 3 to 2019 Qtr 4; 2020 Qtr 3 to 2021 Qtr 4; 2022 Qtr 3 to 2023 Qtr 4
[5 empty] | NON_res:DEER:Indoor_Non-CFL_Ltg |  | Cooling Towers/Evaporative Condenser: NR - 15 | bar: 2013 Qtr 3 to 2015 Qtr 3; 2016 Qtr 3 to 2017 Qtr 4; 2018 Qtr 3 to 2019 Qtr 4; 2020 Qtr 3 to 2021 Qtr 4; 2022 Qtr 3 to 2023 Qtr 4
[5 empty] | NON_res:DEER:Indoor_Non-CFL_Ltg |  | Heat Pump – Split System: NR - 15 | bar: 2013 Qtr 3 to 2015 Qtr 3; 2016 Qtr 3 to 2017 Qtr 4; 2018 Qtr 3 to 2019 Qtr 4; 2020 Qtr 3 to 2021 Qtr 4; 2022 Qtr 3 to 2023 Qtr 4
[5 empty] | NON_res:DEER:HVAC_Chillers |  | Heat Pump with Integrated Water Heating: NR - 10 | bar: 2013 Qtr 3 to 2015 Qtr 3; 2016 Qtr 3 to 2017 Qtr 4; 2018 Qtr 3 to 2019 Qtr 4; 2020 Qtr 3 to 2021 Qtr 4; 2022 Qtr 3 to 2023 Qtr 4
[5 empty] | NON_res:DEER:HVAC_Chillers |  | Ground Source Heat Pump: NR - 15 | bar: 2013 Qtr 3 to 2015 Qtr 3; 2016 Qtr 3 to 2017 Qtr 4; 2018 Qtr 3 to 2019 Qtr 4; 2020 Qtr 3 to 2021 Qtr 4; 2022 Qtr 3 to 2023 Qtr 4
[5 empty] | NON_res:DEER:HVAC_Chillers |  | Reduce Internal Load: NR - 15 | bar: 2013 Qtr 3 to 2015 Qtr 3; 2016 Qtr 3 to 2017 Qtr 4; 2018 Qtr 3 to 2019 Qtr 4; 2020 Qtr 3 to 2021 Qtr 4; 2022 Qtr 3 to 2023 Qtr 4
[5 empty] | NON_res:DEER:HVAC_Chillers |  | Insulation: NR - 20 | bar: 2013 Qtr 3 to 2015 Qtr 3; 2016 Qtr 3 to 2017 Qtr 4; 2018 Qtr 3 to 2019 Qtr 4; 2020 Qtr 3 to 2021 Qtr 4; 2022 Qtr 3 to 2023 Qtr 4
[5 empty] | NON_res:DEER:HVAC_Chillers |  | Insulation Package: NR - 20 | bar: 2013 Qtr 3 to 2015 Qtr 3; 2016 Qtr 3 to 2017 Qtr 4; 2018 Qtr 3 to 2019 Qtr 4; 2020 Qtr 3 to 2021 Qtr 4; 2022 Qtr 3 to 2023 Qtr 4
[5 empty] | NON_res:DEER:HVAC_Refrig_Charge |  | Reflective Window Film: NR - 10 | bar: 2013 Qtr 3 to 2015 Qtr 3; 2016 Qtr 3 to 2017 Qtr 4; 2018 Qtr 3 to 2019 Qtr 4; 2020 Qtr 3 to 2021 Qtr 4; 2022 Qtr 3 to 2023 Qtr 4
[5 empty] | NON_res:DEER:HVAC_Refrig_Charge |  | Bypass/Delay Timer(lighting): NR - 8 | bar: 2013 Qtr 3 to 2015 Qtr 3; 2016 Qtr 3 to 2017 Qtr 4; 2018 Qtr 3 to 2019 Qtr 4; 2020 Qtr 3 to 2021 Qtr 4; 2022 Qtr 3 to 2023 Qtr 4
[5 empty] | NON_res:DEER:HVAC_Refrig_Charge |  | Set-Back Thermostat: NR - 11 | bar: 2013 Qtr 3 to 2015 Qtr 3; 2016 Qtr 3 to 2017 Qtr 4; 2018 Qtr 3 to 2019 Qtr 4; 2020 Qtr 3 to 2021 Qtr 4; 2022 Qtr 3 to 2023 Qtr 4
[5 empty] | NON_res:DEER:HVAC_Refrig_Charge |  | Time Clock - HVAC: NR - 10 | bar: 2013 Qtr 3 to 2015 Qtr 3; 2016 Qtr 3 to 2017 Qtr 4; 2018 Qtr 3 to 2019 Qtr 4; 2020 Qtr 3 to 2021 Qtr 4; 2022 Qtr 3 to 2023 Qtr 4
[5 empty] | NON_res:DEER:HVAC_Refrig_Charge |  | HVAC/Space Heating/Efficiency (Gas): NR - 18 | bar: 2013 Qtr 3 to 2015 Qtr 3; 2016 Qtr 3 to 2017 Qtr 4; 2018 Qtr 3 to 2019 Qtr 4; 2020 Qtr 3 to 2021 Qtr 4; 2022 Qtr 3 to 2023 Qtr 4
[5 empty] | NON_res:DEER:HVAC_Split-Package_AC |  | Nonresidential Gas – AC: NR - 20 | bar: 2013 Qtr 3 to 2015 Qtr 3; 2016 Qtr 3 to 2017 Qtr 4; 2018 Qtr 3 to 2019 Qtr 4; 2020 Qtr 3 to 2021 Qtr 4; 2022 Qtr 3 to 2023 Qtr 4
NON_res:DEER:HVAC_Split-Package_AC | bar: 2013 Qtr 3 to 2015 Qtr 3; 2016 Qtr 3 to 2017 Qtr 4; 2018 Qtr 3 to 2019 Qtr 4; 2020 Qtr 3 to 2021 Qtr 4; 2022 Qtr 3 to 2023 Qtr 4
[5 empty] | NON_res:DEER:HVAC_Split-Package_AC |  | Adjustable speed drive, application unknown: Ag - 10 | bar: 2013 Qtr 3 to 2015 Qtr 3; 2016 Qtr 3 to 2017 Qtr 4; 2018 Qtr 3 to 2019 Qtr 4; 2020 Qtr 3 to 2021 Qtr 4; 2022 Qtr 3 to 2023 Qtr 4
[5 empty] | NON_res:DEER:HVAC_Split-Package_AC |  | Adjustable speed drive, application unknown: Com - 10 | bar: 2013 Qtr 3 to 2015 Qtr 3; 2016 Qtr 3 to 2017 Qtr 4; 2018 Qtr 3 to 2019 Qtr 4; 2020 Qtr 3 to 2021 Qtr 4; 2022 Qtr 3 to 2023 Qtr 4
[5 empty] | NON_res:DEER:HVAC_Split-Package_AC |  | Adjustable Speed Drive: HVAC fan, 50 HP Max: Com - 10 | bar: 2013 Qtr 3 to 2015 Qtr 3; 2016 Qtr 3 to 2017 Qtr 4; 2018 Qtr 3 to 2019 Qtr 4; 2020 Qtr 3 to 2021 Qtr 4; 2022 Qtr 3 to 2023 Qtr 4
[5 empty] | NON_res:DEER:HVAC_Split-Package_HP |  | Pump repair: Ag - 11 | bar: 2013 Qtr 3 to 2015 Qtr 3; 2016 Qtr 3 to 2017 Qtr 4; 2018 Qtr 3 to 2019 Qtr 4; 2020 Qtr 3 to 2021 Qtr 4; 2022 Qtr 3 to 2023 Qtr 4
[5 empty] | NON_res:DEER:HVAC_Split-Package_HP |  | Injection molding machines: Ind - 15 | bar: 2013 Qtr 3 to 2015 Qtr 3; 2016 Qtr 3 to 2017 Qtr 4; 2018 Qtr 3 to 2019 Qtr 4; 2020 Qtr 3 to 2021 Qtr 4; 2022 Qtr 3 to 2023 Qtr 4
[5 empty] | NON_res:DEER:HVAC_Split-Package_HP |  | Plastic extusion equipment: Ind - 15 | bar: 2013 Qtr 3 to 2015 Qtr 3; 2016 Qtr 3 to 2017 Qtr 4; 2018 Qtr 3 to 2019 Qtr 4; 2020 Qtr 3 to 2021 Qtr 4; 2022 Qtr 3 to 2023 Qtr 4
[5 empty] | NON_res:DEER:HVAC_Split-Package_HP |  | Process cooling: Ind - 15 | bar: 2013 Qtr 3 to 2015 Qtr 3; 2016 Qtr 3 to 2017 Qtr 4; 2018 Qtr 3 to 2019 Qtr 4; 2020 Qtr 3 to 2021 Qtr 4; 2022 Qtr 3 to 2023 Qtr 4
[5 empty] | NON_res:DEER:HVAC_Split-Package_HP |  | Process equipment insulation: Ind - 15 | bar: 2013 Qtr 3 to 2015 Qtr 3; 2016 Qtr 3 to 2017 Qtr 4; 2018 Qtr 3 to 2019 Qtr 4; 2020 Qtr 3 to 2021 Qtr 4; 2022 Qtr 3 to 2023 Qtr 4
NON_res:DEER:HVAC_Duct_Sealing | bar: 2013 Qtr 3 to 2015 Qtr 3; 2016 Qtr 3 to 2017 Qtr 4; 2018 Qtr 3 to 2019 Qtr 4; 2020 Qtr 3 to 2021 Qtr 4; 2022 Qtr 3 to 2023 Qtr 4
[5 empty] | NON_res:DEER:HVAC_Duct_Sealing |  | Horizontal Clothes Washer: NR - 10 | bar: 2013 Qtr 3 to 2015 Qtr 3; 2016 Qtr 3 to 2017 Qtr 4; 2018 Qtr 3 to 2019 Qtr 4; 2020 Qtr 3 to 2021 Qtr 4; 2022 Qtr 3 to 2023 Qtr 4
[5 empty] | NON_res:DEER:HVAC_Duct_Sealing |  | Efficient Dishwashing: NR - 5 | bar: 2013 Qtr 3 to 2015 Qtr 3; 2016 Qtr 3 to 2017 Qtr 4; 2018 Qtr 3 to 2019 Qtr 4; 2020 Qtr 3 to 2021 Qtr 4; 2022 Qtr 3 to 2023 Qtr 4
[5 empty] | NON_res:DEER:HVAC_Duct_Sealing |  | Water Heater Controls: NR - 15 | bar: 2013 Qtr 3 to 2015 Qtr 3; 2016 Qtr 3 to 2017 Qtr 4; 2018 Qtr 3 to 2019 Qtr 4; 2020 Qtr 3 to 2021 Qtr 4; 2022 Qtr 3 to 2023 Qtr 4
[5 empty] | NON_res:DEER:HVAC_Duct_Sealing |  | Cooking measures , Assorted: Com - 12 | bar: 2013 Qtr 3 to 2015 Qtr 3; 2016 Qtr 3 to 2017 Qtr 4; 2018 Qtr 3 to 2019 Qtr 4; 2020 Qtr 3 to 2021 Qtr 4; 2022 Qtr 3 to 2023 Qtr 4
[5 empty] | res:DEER:Res_ClothesDishWasher |  | Water Heater – Gas: NR - 15 | bar: 2013 Qtr 3 to 2015 Qtr 3; 2016 Qtr 3 to 2017 Qtr 4; 2018 Qtr 3 to 2019 Qtr 4; 2020 Qtr 3 to 2021 Qtr 4; 2022 Qtr 3 to 2023 Qtr 4
[5 empty] | res:DEER:Res_BldgShell_Ins |  | Domestic Hot Water Boiler (Gas): NR - 20 | bar: 2013 Qtr 3 to 2015 Qtr 3; 2016 Qtr 3 to 2017 Qtr 4; 2018 Qtr 3 to 2019 Qtr 4; 2020 Qtr 3 to 2021 Qtr 4; 2022 Qtr 3 to 2023 Qtr 4
01-ALC-AllCommercial-Cooling | bar: 2013 Qtr 3 to 2015 Qtr 3; 2016 Qtr 3 to 2017 Qtr 4; 2018 Qtr 3 to 2019 Qtr 4; 2020 Qtr 3 to 2021 Qtr 4; 2022 Qtr 3 to 2023 Qtr 4
[5 empty] | 01-ALC-AllCommercial-ExtLight |  | Auto Closer for Cooler/Freezer: NR - 8 | bar: 2013 Qtr 3 to 2015 Qtr 3; 2016 Qtr 3 to 2017 Qtr 4; 2018 Qtr 3 to 2019 Qtr 4; 2020 Qtr 3 to 2021 Qtr 4; 2022 Qtr 3 to 2023 Qtr 4
[5 empty] | 01-ALC-AllCommercial-IntLight |  | Door Gaskets: NR - 4 | bar: 2013 Qtr 3 to 2015 Qtr 3; 2016 Qtr 3 to 2017 Qtr 4; 2018 Qtr 3 to 2019 Qtr 4; 2020 Qtr 3 to 2021 Qtr 4; 2022 Qtr 3 to 2023 Qtr 4
[5 empty] | 01-ALC-AllCommercial-OffEquip |  | Floating Head Pressure: NR - 16 | bar: 2013 Qtr 3 to 2015 Qtr 3; 2016 Qtr 3 to 2017 Qtr 4; 2018 Qtr 3 to 2019 Qtr 4; 2020 Qtr 3 to 2021 Qtr 4; 2022 Qtr 3 to 2023 Qtr 4
[5 empty] | 01-ALC-AllCommercial-Refrig |  | Heatless Door: NR - 16 | bar: 2013 Qtr 3 to 2015 Qtr 3; 2016 Qtr 3 to 2017 Qtr 4; 2018 Qtr 3 to 2019 Qtr 4; 2020 Qtr 3 to 2021 Qtr 4; 2022 Qtr 3 to 2023 Qtr 4
[5 empty] | 01-ALC-AllCommercial-Vent/Fan |  | Humidistat Control for Anti-Sweat Heater: NR - 12 | bar: 2013 Qtr 3 to 2015 Qtr 3; 2016 Qtr 3 to 2017 Qtr 4; 2018 Qtr 3 to 2019 Qtr 4; 2020 Qtr 3 to 2021 Qtr 4; 2022 Qtr 3 to 2023 Qtr 4
[5 empty] | 02-ASM-Assembly-Cooling |  | Insulation on Refrigeration Suction Line: NR - 11 | bar: 2013 Qtr 3 to 2015 Qtr 3; 2016 Qtr 3 to 2017 Qtr 4; 2018 Qtr 3 to 2019 Qtr 4; 2020 Qtr 3 to 2021 Qtr 4; 2022 Qtr 3 to 2023 Qtr 4
[5 empty] | 02-ASM-Assembly-Exit |  | Night Covers for Display Cases: NR - 5 | bar: 2013 Qtr 3 to 2015 Qtr 3; 2016 Qtr 3 to 2017 Qtr 4; 2018 Qtr 3 to 2019 Qtr 4; 2020 Qtr 3 to 2021 Qtr 4; 2022 Qtr 3 to 2023 Qtr 4
[5 empty] | 02-ASM-Assembly-ExtLight |  | PSC Evaporator Motor – Walkin/ Display: NR - 15 | bar: 2013 Qtr 3 to 2015 Qtr 3; 2016 Qtr 3 to 2017 Qtr 4; 2018 Qtr 3 to 2019 Qtr 4; 2020 Qtr 3 to 2021 Qtr 4; 2022 Qtr 3 to 2023 Qtr 4
[5 empty] | 02-ASM-Assembly-IntLight |  | Refrigeration Case Doors – Glass/Acrylic: NR - 12 | bar: 2013 Qtr 3 to 2015 Qtr 3; 2016 Qtr 3 to 2017 Qtr 4; 2018 Qtr 3 to 2019 Qtr 4; 2020 Qtr 3 to 2021 Qtr 4; 2022 Qtr 3 to 2023 Qtr 4
[5 empty] | 03-BCR-BothResidentialandCommercial-COOL |  | Refrigerator Case with Doors: NR - 12 | bar: 2013 Qtr 3 to 2015 Qtr 3; 2016 Qtr 3 to 2017 Qtr 4; 2018 Qtr 3 to 2019 Qtr 4; 2020 Qtr 3 to 2021 Qtr 4; 2022 Qtr 3 to 2023 Qtr 4
[5 empty] | 03-BCR-BothResidentialandCommercial-LIT_INT |  | Refrigerator Condensate Evaporator – Elec/Non Elec: NR - 8 | bar: 2013 Qtr 3 to 2015 Qtr 3; 2016 Qtr 3 to 2017 Qtr 4; 2018 Qtr 3 to 2019 Qtr 4; 2020 Qtr 3 to 2021 Qtr 4; 2022 Qtr 3 to 2023 Qtr 4
[5 empty] | 03-BCR-BothResidentialandCommercial-OFF_EQ |  | Strip Curtains for Walk-Ins: NR - 4 | bar: 2013 Qtr 3 to 2015 Qtr 3; 2016 Qtr 3 to 2017 Qtr 4; 2018 Qtr 3 to 2019 Qtr 4; 2020 Qtr 3 to 2021 Qtr 4; 2022 Qtr 3 to 2023 Qtr 4
[5 empty] | 03-BCR-BothResidentialandCommercial-LIT_EXT |  | Ballast: Electronic, for display case: NR - 11 | bar: 2013 Qtr 3 to 2015 Qtr 3; 2016 Qtr 3 to 2017 Qtr 4; 2018 Qtr 3 to 2019 Qtr 4; 2020 Qtr 3 to 2021 Qtr 4; 2022 Qtr 3 to 2023 Qtr 4
[5 empty] | 03-BCR-BothResidentialandCommercial-REFG |  | Defrost: NR - 16 | bar: 2013 Qtr 3 to 2015 Qtr 3; 2016 Qtr 3 to 2017 Qtr 4; 2018 Qtr 3 to 2019 Qtr 4; 2020 Qtr 3 to 2021 Qtr 4; 2022 Qtr 3 to 2023 Qtr 4
[5 empty] | 03-BCR-BothResidentialandCommercial-VENT |  | FHP & EFF Conditioner: NR - 16 | bar: 2013 Qtr 3 to 2015 Qtr 3; 2016 Qtr 3 to 2017 Qtr 4; 2018 Qtr 3 to 2019 Qtr 4; 2020 Qtr 3 to 2021 Qtr 4; 2022 Qtr 3 to 2023 Qtr 4
[5 empty] | 04-DMO-ResidentialMobileHome–DoubleWide-CL_DRY |  | High-efficiency Liquid Suction Heat Exchangers: NR - 16 | bar: 2013 Qtr 3 to 2015 Qtr 3; 2016 Qtr 3 to 2017 Qtr 4; 2018 Qtr 3 to 2019 Qtr 4; 2020 Qtr 3 to 2021 Qtr 4; 2022 Qtr 3 to 2023 Qtr 4
[5 empty] | 04-DMO-ResidentialMobileHome–DoubleWide-CL_WASH |  | Night Shields on Refrigerator and Freezer Cases: NR - 5 | bar: 2013 Qtr 3 to 2015 Qtr 3; 2016 Qtr 3 to 2017 Qtr 4; 2018 Qtr 3 to 2019 Qtr 4; 2020 Qtr 3 to 2021 Qtr 4; 2022 Qtr 3 to 2023 Qtr 4
[5 empty] | 04-DMO-ResidentialMobileHome–DoubleWide-DSH_WASH |  | Walk-in Refrigerator or Freezer: Evaporative Fan Controller: NR - 5 | bar: 2013 Qtr 3 to 2015 Qtr 3; 2016 Qtr 3 to 2017 Qtr 4; 2018 Qtr 3 to 2019 Qtr 4; 2020 Qtr 3 to 2021 Qtr 4; 2022 Qtr 3 to 2023 Qtr 4
[5 empty] | 04-DMO-ResidentialMobileHome–DoubleWide-FREEZ |  | Multiplec Refrigeration Systems/Supermarket Systems: NR - 10 | bar: 2013 Qtr 3 to 2015 Qtr 3; 2016 Qtr 3 to 2017 Qtr 4; 2018 Qtr 3 to 2019 Qtr 4; 2020 Qtr 3 to 2021 Qtr 4; 2022 Qtr 3 to 2023 Qtr 4
04-DMO-ResidentialMobileHome–DoubleWide-LIGHT | bar: 2013 Qtr 3 to 2015 Qtr 3; 2016 Qtr 3 to 2017 Qtr 4; 2018 Qtr 3 to 2019 Qtr 4; 2020 Qtr 3 to 2021 Qtr 4; 2022 Qtr 3 to 2023 Qtr 4
[5 empty] | 04-DMO-ResidentialMobileHome–DoubleWide-POOL_PMP |  | Kiln/Oven/Furnace: NR - 18 | bar: 2013 Qtr 3 to 2015 Qtr 3; 2016 Qtr 3 to 2017 Qtr 4; 2018 Qtr 3 to 2019 Qtr 4; 2020 Qtr 3 to 2021 Qtr 4; 2022 Qtr 3 to 2023 Qtr 4
[5 empty] | 04-DMO-ResidentialMobileHome–DoubleWide-REFG |  | Thermal Night Curtains: NR - 5 | bar: 2013 Qtr 3 to 2015 Qtr 3; 2016 Qtr 3 to 2017 Qtr 4; 2018 Qtr 3 to 2019 Qtr 4; 2020 Qtr 3 to 2021 Qtr 4; 2022 Qtr 3 to 2023 Qtr 4
[5 empty] | 04-DMO-ResidentialMobileHome–DoubleWide-SP_COOL |  | Custom Measures – SPC: NR - 15 | bar: 2013 Qtr 3 to 2015 Qtr 3; 2016 Qtr 3 to 2017 Qtr 4; 2018 Qtr 3 to 2019 Qtr 4; 2020 Qtr 3 to 2021 Qtr 4; 2022 Qtr 3 to 2023 Qtr 4
[5 empty] | 04-DMO-ResidentialMobileHome–DoubleWide-SP_HEAT |  | Local Government Partnership: NR - 11 | bar: 2013 Qtr 3 to 2015 Qtr 3; 2016 Qtr 3 to 2017 Qtr 4; 2018 Qtr 3 to 2019 Qtr 4; 2020 Qtr 3 to 2021 Qtr 4; 2022 Qtr 3 to 2023 Qtr 4
[5 empty] | 04-DMO-ResidentialMobileHome–DoubleWide-WAT_HEAT |  | Audits: NR - 3 | bar: 2013 Qtr 3 to 2015 Qtr 3; 2016 Qtr 3 to 2017 Qtr 4; 2018 Qtr 3 to 2019 Qtr 4; 2020 Qtr 3 to 2021 Qtr 4; 2022 Qtr 3 to 2023 Qtr 4
[5 empty] | 05-ECC-Education–CommunityCollege-COOL |  | Plug Load Sensor: NR - 10 | bar: 2013 Qtr 3 to 2015 Qtr 3; 2016 Qtr 3 to 2017 Qtr 4; 2018 Qtr 3 to 2019 Qtr 4; 2020 Qtr 3 to 2021 Qtr 4; 2022 Qtr 3 to 2023 Qtr 4
[5 empty] | 05-ECC-Education–CommunityCollege-LIT_INT |  | Information: NR - 1 | bar: 2013 Qtr 3 to 2015 Qtr 3; 2016 Qtr 3 to 2017 Qtr 4; 2018 Qtr 3 to 2019 Qtr 4; 2020 Qtr 3 to 2021 Qtr 4; 2022 Qtr 3 to 2023 Qtr 4
[5 empty] | 05-ECC-Education–CommunityCollege-OFF_EQ |  | High Efficiency Motors: NR - 15 | bar: 2013 Qtr 3 to 2015 Qtr 3; 2016 Qtr 3 to 2017 Qtr 4; 2018 Qtr 3 to 2019 Qtr 4; 2020 Qtr 3 to 2021 Qtr 4; 2022 Qtr 3 to 2023 Qtr 4
[5 empty] | 05-ECC-Education–CommunityCollege-LIT_EXT |  | Process Overhaul: NR - 20 | bar: 2013 Qtr 3 to 2015 Qtr 3; 2016 Qtr 3 to 2017 Qtr 4; 2018 Qtr 3 to 2019 Qtr 4; 2020 Qtr 3 to 2021 Qtr 4; 2022 Qtr 3 to 2023 Qtr 4
[5 empty] | 05-ECC-Education–CommunityCollege-REFG |  | System Controls: NR - 15 | bar: 2013 Qtr 3 to 2015 Qtr 3; 2016 Qtr 3 to 2017 Qtr 4; 2018 Qtr 3 to 2019 Qtr 4; 2020 Qtr 3 to 2021 Qtr 4; 2022 Qtr 3 to 2023 Qtr 4
05-ECC-Education–CommunityCollege-VENT | bar: 2013 Qtr 3 to 2015 Qtr 3; 2016 Qtr 3 to 2017 Qtr 4; 2018 Qtr 3 to 2019 Qtr 4; 2020 Qtr 3 to 2021 Qtr 4; 2022 Qtr 3 to 2023 Qtr 4
06-EPR-Education–PrimarySchool-COOL | bar: 2013 Qtr 3 to 2015 Qtr 3; 2016 Qtr 3 to 2017 Qtr 4; 2018 Qtr 3 to 2019 Qtr 4; 2020 Qtr 3 to 2021 Qtr 4; 2022 Qtr 3 to 2023 Qtr 4
[5 empty] | 06-EPR-Education–PrimarySchool-LIT_INT |  | RESIDENTIAL MEASURES | bar: 2013 Qtr 3 to 2015 Qtr 3; 2016 Qtr 3 to 2017 Qtr 4; 2018 Qtr 3 to 2019 Qtr 4; 2020 Qtr 3 to 2021 Qtr 4; 2022 Qtr 3 to 2023 Qtr 4
[5 empty] | 06-EPR-Education–PrimarySchool-OFF_EQ |  | **************************************************************** | bar: 2013 Qtr 3 to 2015 Qtr 3; 2016 Qtr 3 to 2017 Qtr 4; 2018 Qtr 3 to 2019 Qtr 4; 2020 Qtr 3 to 2021 Qtr 4; 2022 Qtr 3 to 2023 Qtr 4
[5 empty] | 06-EPR-Education–PrimarySchool-LIT_EXT |  | T8 Fixtures ; lamp or ballast: Res - 15 | bar: 2013 Qtr 3 to 2015 Qtr 3; 2016 Qtr 3 to 2017 Qtr 4; 2018 Qtr 3 to 2019 Qtr 4; 2020 Qtr 3 to 2021 Qtr 4; 2022 Qtr 3 to 2023 Qtr 4
[5 empty] | 06-EPR-Education–PrimarySchool-REFG |  | Pin based CFL Fixture: Res - 16 | bar: 2013 Qtr 3 to 2015 Qtr 3; 2016 Qtr 3 to 2017 Qtr 4; 2018 Qtr 3 to 2019 Qtr 4; 2020 Qtr 3 to 2021 Qtr 4; 2022 Qtr 3 to 2023 Qtr 4
[5 empty] | 06-EPR-Education–PrimarySchool-VENT |  | CFL: Indoor Screw in: Res - 9.4 | bar: 2013 Qtr 3 to 2015 Qtr 3; 2016 Qtr 3 to 2017 Qtr 4; 2018 Qtr 3 to 2019 Qtr 4; 2020 Qtr 3 to 2021 Qtr 4; 2022 Qtr 3 to 2023 Qtr 4
[5 empty] | 07-ESE-Education–SecondarySchool-COOL |  | CFL: Outdoor Screw in: Res - 7 | bar: 2013 Qtr 3 to 2015 Qtr 3; 2016 Qtr 3 to 2017 Qtr 4; 2018 Qtr 3 to 2019 Qtr 4; 2020 Qtr 3 to 2021 Qtr 4; 2022 Qtr 3 to 2023 Qtr 4
[5 empty] | 07-ESE-Education–SecondarySchool-LIT_INT |  | Torchiere: Res - 9 | bar: 2013 Qtr 3 to 2015 Qtr 3; 2016 Qtr 3 to 2017 Qtr 4; 2018 Qtr 3 to 2019 Qtr 4; 2020 Qtr 3 to 2021 Qtr 4; 2022 Qtr 3 to 2023 Qtr 4
07-ESE-Education–SecondarySchool-OFF_EQ | bar: 2013 Qtr 3 to 2015 Qtr 3; 2016 Qtr 3 to 2017 Qtr 4; 2018 Qtr 3 to 2019 Qtr 4; 2020 Qtr 3 to 2021 Qtr 4; 2022 Qtr 3 to 2023 Qtr 4
[5 empty] | 07-ESE-Education–SecondarySchool-LIT_EXT |  | Air Conditioners with SEER >= 11.0: Res - 18 | bar: 2013 Qtr 3 to 2015 Qtr 3; 2016 Qtr 3 to 2017 Qtr 4; 2018 Qtr 3 to 2019 Qtr 4; 2020 Qtr 3 to 2021 Qtr 4; 2022 Qtr 3 to 2023 Qtr 4
[5 empty] | 07-ESE-Education–SecondarySchool-REFG |  | Central Air Conditioners: Res - 18 | bar: 2013 Qtr 3 to 2015 Qtr 3; 2016 Qtr 3 to 2017 Qtr 4; 2018 Qtr 3 to 2019 Qtr 4; 2020 Qtr 3 to 2021 Qtr 4; 2022 Qtr 3 to 2023 Qtr 4
[5 empty] | 07-ESE-Education–SecondarySchool-VENT |  | Duct Testing: Res NC - 18 | bar: 2013 Qtr 3 to 2015 Qtr 3; 2016 Qtr 3 to 2017 Qtr 4; 2018 Qtr 3 to 2019 Qtr 4; 2020 Qtr 3 to 2021 Qtr 4; 2022 Qtr 3 to 2023 Qtr 4
[5 empty] | 08-EUN-Education–University-COOL |  | High Energy Efficiency Ducts: Res - 18 | bar: 2013 Qtr 3 to 2015 Qtr 3; 2016 Qtr 3 to 2017 Qtr 4; 2018 Qtr 3 to 2019 Qtr 4; 2020 Qtr 3 to 2021 Qtr 4; 2022 Qtr 3 to 2023 Qtr 4
[5 empty] | 08-EUN-Education–University-LIT_INT |  | Whole House Fan: Res - 15 | bar: 2013 Qtr 3 to 2015 Qtr 3; 2016 Qtr 3 to 2017 Qtr 4; 2018 Qtr 3 to 2019 Qtr 4; 2020 Qtr 3 to 2021 Qtr 4; 2022 Qtr 3 to 2023 Qtr 4
[5 empty] | 08-EUN-Education–University-OFF_EQ |  | Evaporative Cooler: Res - 15 | bar: 2013 Qtr 3 to 2015 Qtr 3; 2016 Qtr 3 to 2017 Qtr 4; 2018 Qtr 3 to 2019 Qtr 4; 2020 Qtr 3 to 2021 Qtr 4; 2022 Qtr 3 to 2023 Qtr 4
[5 empty] | 08-EUN-Education–University-LIT_EXT |  | Glazing - Low E Double / Low Shade Coefficient: Res - 20 | bar: 2013 Qtr 3 to 2015 Qtr 3; 2016 Qtr 3 to 2017 Qtr 4; 2018 Qtr 3 to 2019 Qtr 4; 2020 Qtr 3 to 2021 Qtr 4; 2022 Qtr 3 to 2023 Qtr 4
[5 empty] | 08-EUN-Education–University-REFG |  | Heat Pump - Electric: Res - 15 | bar: 2013 Qtr 3 to 2015 Qtr 3; 2016 Qtr 3 to 2017 Qtr 4; 2018 Qtr 3 to 2019 Qtr 4; 2020 Qtr 3 to 2021 Qtr 4; 2022 Qtr 3 to 2023 Qtr 4
[5 empty] | 08-EUN-Education–University-VENT |  | Insulation - Ceiling / Floor / Walls: Res - 20 | bar: 2013 Qtr 3 to 2015 Qtr 3; 2016 Qtr 3 to 2017 Qtr 4; 2018 Qtr 3 to 2019 Qtr 4; 2020 Qtr 3 to 2021 Qtr 4; 2022 Qtr 3 to 2023 Qtr 4
[5 empty] | 09-GRO-Grocery-COOL |  | A/C with Integrated Water Heating: Res - 10 | bar: 2013 Qtr 3 to 2015 Qtr 3; 2016 Qtr 3 to 2017 Qtr 4; 2018 Qtr 3 to 2019 Qtr 4; 2020 Qtr 3 to 2021 Qtr 4; 2022 Qtr 3 to 2023 Qtr 4
[5 empty] | 09-GRO-Grocery-LIT_INT |  | Programmable Thermostat: Res - 12 | bar: 2013 Qtr 3 to 2015 Qtr 3; 2016 Qtr 3 to 2017 Qtr 4; 2018 Qtr 3 to 2019 Qtr 4; 2020 Qtr 3 to 2021 Qtr 4; 2022 Qtr 3 to 2023 Qtr 4
09-GRO-Grocery-OFF_EQ | bar: 2013 Qtr 3 to 2015 Qtr 3; 2016 Qtr 3 to 2017 Qtr 4; 2018 Qtr 3 to 2019 Qtr 4; 2020 Qtr 3 to 2021 Qtr 4; 2022 Qtr 3 to 2023 Qtr 4
[5 empty] | 09-GRO-Grocery-LIT_EXT |  | Audits: Res - 3 | bar: 2013 Qtr 3 to 2015 Qtr 3; 2016 Qtr 3 to 2017 Qtr 4; 2018 Qtr 3 to 2019 Qtr 4; 2020 Qtr 3 to 2021 Qtr 4; 2022 Qtr 3 to 2023 Qtr 4
[5 empty] | 09-GRO-Grocery-REFG |  | Gas Cooktops: Res - 20 | bar: 2013 Qtr 3 to 2015 Qtr 3; 2016 Qtr 3 to 2017 Qtr 4; 2018 Qtr 3 to 2019 Qtr 4; 2020 Qtr 3 to 2021 Qtr 4; 2022 Qtr 3 to 2023 Qtr 4
[5 empty] | 09-GRO-Grocery-VENT |  | Gas Dryer Stub: Res - 18 | bar: 2013 Qtr 3 to 2015 Qtr 3; 2016 Qtr 3 to 2017 Qtr 4; 2018 Qtr 3 to 2019 Qtr 4; 2020 Qtr 3 to 2021 Qtr 4; 2022 Qtr 3 to 2023 Qtr 4
[5 empty] | 10-HSP-Health/Medical–Hospital-COOL |  | Energy-Efficient Furnaces: Res - 18 | bar: 2013 Qtr 3 to 2015 Qtr 3; 2016 Qtr 3 to 2017 Qtr 4; 2018 Qtr 3 to 2019 Qtr 4; 2020 Qtr 3 to 2021 Qtr 4; 2022 Qtr 3 to 2023 Qtr 4
10-HSP-Health/Medical–Hospital-LIT_INT | bar: 2013 Qtr 3 to 2015 Qtr 3; 2016 Qtr 3 to 2017 Qtr 4; 2018 Qtr 3 to 2019 Qtr 4; 2020 Qtr 3 to 2021 Qtr 4; 2022 Qtr 3 to 2023 Qtr 4
[5 empty] | 10-HSP-Health/Medical–Hospital-OFF_EQ |  | Refrigerator Recycling: Res - 10 | bar: 2013 Qtr 3 to 2015 Qtr 3; 2016 Qtr 3 to 2017 Qtr 4; 2018 Qtr 3 to 2019 Qtr 4; 2020 Qtr 3 to 2021 Qtr 4; 2022 Qtr 3 to 2023 Qtr 4
[5 empty] | 10-HSP-Health/Medical–Hospital-LIT_EXT |  | Refrigerator - Energy Efficient; 20% more efficient: Res - 18 | bar: 2013 Qtr 3 to 2015 Qtr 3; 2016 Qtr 3 to 2017 Qtr 4; 2018 Qtr 3 to 2019 Qtr 4; 2020 Qtr 3 to 2021 Qtr 4; 2022 Qtr 3 to 2023 Qtr 4
[5 empty] | 10-HSP-Health/Medical–Hospital-REFG |  | Refrigerators: Res - 18 | bar: 2013 Qtr 3 to 2015 Qtr 3; 2016 Qtr 3 to 2017 Qtr 4; 2018 Qtr 3 to 2019 Qtr 4; 2020 Qtr 3 to 2021 Qtr 4; 2022 Qtr 3 to 2023 Qtr 4
10-HSP-Health/Medical–Hospital-VENT | bar: 2013 Qtr 3 to 2015 Qtr 3; 2016 Qtr 3 to 2017 Qtr 4; 2018 Qtr 3 to 2019 Qtr 4; 2020 Qtr 3 to 2021 Qtr 4; 2022 Qtr 3 to 2023 Qtr 4
11-HTL-Lodging–Hotel(GuestRooms)-COOL | bar: 2013 Qtr 3 to 2015 Qtr 3; 2016 Qtr 3 to 2017 Qtr 4; 2018 Qtr 3 to 2019 Qtr 4; 2020 Qtr 3 to 2021 Qtr 4; 2022 Qtr 3 to 2023 Qtr 4
[5 empty] | 11-HTL-Lodging–Hotel(GuestRooms)-LIT_INT |  | GENERIC USEFUL LIVES: | bar: 2013 Qtr 3 to 2015 Qtr 3; 2016 Qtr 3 to 2017 Qtr 4; 2018 Qtr 3 to 2019 Qtr 4; 2020 Qtr 3 to 2021 Qtr 4; 2022 Qtr 3 to 2023 Qtr 4
[5 empty] | 11-HTL-Lodging–Hotel(GuestRooms)-OFF_EQ |  | **************************************************************** | bar: 2013 Qtr 3 to 2015 Qtr 3; 2016 Qtr 3 to 2017 Qtr 4; 2018 Qtr 3 to 2019 Qtr 4; 2020 Qtr 3 to 2021 Qtr 4; 2022 Qtr 3 to 2023 Qtr 4
[5 empty] | 11-HTL-Lodging–Hotel(GuestRooms)-LIT_EXT |  | 0.1 | bar: 2013 Qtr 3 to 2015 Qtr 3; 2016 Qtr 3 to 2017 Qtr 4; 2018 Qtr 3 to 2019 Qtr 4; 2020 Qtr 3 to 2021 Qtr 4; 2022 Qtr 3 to 2023 Qtr 4
[5 empty] | 11-HTL-Lodging–Hotel(GuestRooms)-REFG |  | 0.2 | bar: 2013 Qtr 3 to 2015 Qtr 3; 2016 Qtr 3 to 2017 Qtr 4; 2018 Qtr 3 to 2019 Qtr 4; 2020 Qtr 3 to 2021 Qtr 4; 2022 Qtr 3 to 2023 Qtr 4
[5 empty] | 11-HTL-Lodging–Hotel(GuestRooms)-VENT |  | 0.3 | bar: 2013 Qtr 3 to 2015 Qtr 3; 2016 Qtr 3 to 2017 Qtr 4; 2018 Qtr 3 to 2019 Qtr 4; 2020 Qtr 3 to 2021 Qtr 4; 2022 Qtr 3 to 2023 Qtr 4
[5 empty] | 12-MBT-Manufacturing–Bio/Tech-AG_PUMP |  | 0.4 | bar: 2013 Qtr 3 to 2015 Qtr 3; 2016 Qtr 3 to 2017 Qtr 4; 2018 Qtr 3 to 2019 Qtr 4; 2020 Qtr 3 to 2021 Qtr 4; 2022 Qtr 3 to 2023 Qtr 4
[5 empty] | 12-MBT-Manufacturing–Bio/Tech-COMP_AIR |  | 0.5 | bar: 2013 Qtr 3 to 2015 Qtr 3; 2016 Qtr 3 to 2017 Qtr 4; 2018 Qtr 3 to 2019 Qtr 4; 2020 Qtr 3 to 2021 Qtr 4; 2022 Qtr 3 to 2023 Qtr 4
[5 empty] | 12-MBT-Manufacturing–Bio/Tech-COOL |  | 0.6 | bar: 2013 Qtr 3 to 2015 Qtr 3; 2016 Qtr 3 to 2017 Qtr 4; 2018 Qtr 3 to 2019 Qtr 4; 2020 Qtr 3 to 2021 Qtr 4; 2022 Qtr 3 to 2023 Qtr 4
[5 empty] | 12-MBT-Manufacturing–Bio/Tech-LIGHT |  | 0.7 | bar: 2013 Qtr 3 to 2015 Qtr 3; 2016 Qtr 3 to 2017 Qtr 4; 2018 Qtr 3 to 2019 Qtr 4; 2020 Qtr 3 to 2021 Qtr 4; 2022 Qtr 3 to 2023 Qtr 4
[5 empty] | 12-MBT-Manufacturing–Bio/Tech-MOTOR |  | 0.8 | bar: 2013 Qtr 3 to 2015 Qtr 3; 2016 Qtr 3 to 2017 Qtr 4; 2018 Qtr 3 to 2019 Qtr 4; 2020 Qtr 3 to 2021 Qtr 4; 2022 Qtr 3 to 2023 Qtr 4
[5 empty] | 12-MBT-Manufacturing–Bio/Tech-PROC_OTH |  | 0.9 | bar: 2013 Qtr 3 to 2015 Qtr 3; 2016 Qtr 3 to 2017 Qtr 4; 2018 Qtr 3 to 2019 Qtr 4; 2020 Qtr 3 to 2021 Qtr 4; 2022 Qtr 3 to 2023 Qtr 4
[5 empty] | 13-MFM-ResidentialMulti-family-CL_DRY |  | 1 | bar: 2013 Qtr 3 to 2015 Qtr 3; 2016 Qtr 3 to 2017 Qtr 4; 2018 Qtr 3 to 2019 Qtr 4; 2020 Qtr 3 to 2021 Qtr 4; 2022 Qtr 3 to 2023 Qtr 4
[5 empty] | 13-MFM-ResidentialMulti-family-CL_WASH |  | 1.1 | bar: 2013 Qtr 3 to 2015 Qtr 3; 2016 Qtr 3 to 2017 Qtr 4; 2018 Qtr 3 to 2019 Qtr 4; 2020 Qtr 3 to 2021 Qtr 4; 2022 Qtr 3 to 2023 Qtr 4
[5 empty] | 13-MFM-ResidentialMulti-family-DSH_WASH |  | 1.2 | bar: 2013 Qtr 3 to 2015 Qtr 3; 2016 Qtr 3 to 2017 Qtr 4; 2018 Qtr 3 to 2019 Qtr 4; 2020 Qtr 3 to 2021 Qtr 4; 2022 Qtr 3 to 2023 Qtr 4
[5 empty] | 13-MFM-ResidentialMulti-family-FREEZ |  | 1.3 | bar: 2013 Qtr 3 to 2015 Qtr 3; 2016 Qtr 3 to 2017 Qtr 4; 2018 Qtr 3 to 2019 Qtr 4; 2020 Qtr 3 to 2021 Qtr 4; 2022 Qtr 3 to 2023 Qtr 4
[5 empty] | 13-MFM-ResidentialMulti-family-LIGHT |  | 1.4 | bar: 2013 Qtr 3 to 2015 Qtr 3; 2016 Qtr 3 to 2017 Qtr 4; 2018 Qtr 3 to 2019 Qtr 4; 2020 Qtr 3 to 2021 Qtr 4; 2022 Qtr 3 to 2023 Qtr 4
[5 empty] | 13-MFM-ResidentialMulti-family-POOL_PMP |  | 1.5 | bar: 2013 Qtr 3 to 2015 Qtr 3; 2016 Qtr 3 to 2017 Qtr 4; 2018 Qtr 3 to 2019 Qtr 4; 2020 Qtr 3 to 2021 Qtr 4; 2022 Qtr 3 to 2023 Qtr 4
[5 empty] | 13-MFM-ResidentialMulti-family-REFG |  | 1.6 | bar: 2013 Qtr 3 to 2015 Qtr 3; 2016 Qtr 3 to 2017 Qtr 4; 2018 Qtr 3 to 2019 Qtr 4; 2020 Qtr 3 to 2021 Qtr 4; 2022 Qtr 3 to 2023 Qtr 4
[5 empty] | 13-MFM-ResidentialMulti-family-SP_COOL |  | 1.7 | bar: 2013 Qtr 3 to 2015 Qtr 3; 2016 Qtr 3 to 2017 Qtr 4; 2018 Qtr 3 to 2019 Qtr 4; 2020 Qtr 3 to 2021 Qtr 4; 2022 Qtr 3 to 2023 Qtr 4
[5 empty] | 13-MFM-ResidentialMulti-family-SP_HEAT |  | 1.8 | bar: 2013 Qtr 3 to 2015 Qtr 3; 2016 Qtr 3 to 2017 Qtr 4; 2018 Qtr 3 to 2019 Qtr 4; 2020 Qtr 3 to 2021 Qtr 4; 2022 Qtr 3 to 2023 Qtr 4
[5 empty] | 13-MFM-ResidentialMulti-family-WAT_HEAT |  | 1.9 | bar: 2013 Qtr 3 to 2015 Qtr 3; 2016 Qtr 3 to 2017 Qtr 4; 2018 Qtr 3 to 2019 Qtr 4; 2020 Qtr 3 to 2021 Qtr 4; 2022 Qtr 3 to 2023 Qtr 4
[5 empty] | 14-MLI-Manufacturing–LightIndustry-AG_PUMP |  | 2 | bar: 2013 Qtr 3 to 2015 Qtr 3; 2016 Qtr 3 to 2017 Qtr 4; 2018 Qtr 3 to 2019 Qtr 4; 2020 Qtr 3 to 2021 Qtr 4; 2022 Qtr 3 to 2023 Qtr 4
[5 empty] | 14-MLI-Manufacturing–LightIndustry-COMP_AIR |  | 2.1 | bar: 2013 Qtr 3 to 2015 Qtr 3; 2016 Qtr 3 to 2017 Qtr 4; 2018 Qtr 3 to 2019 Qtr 4; 2020 Qtr 3 to 2021 Qtr 4; 2022 Qtr 3 to 2023 Qtr 4
[5 empty] | 14-MLI-Manufacturing–LightIndustry-COOL |  | 2.2 | bar: 2013 Qtr 3 to 2015 Qtr 3; 2016 Qtr 3 to 2017 Qtr 4; 2018 Qtr 3 to 2019 Qtr 4; 2020 Qtr 3 to 2021 Qtr 4; 2022 Qtr 3 to 2023 Qtr 4
[5 empty] | 14-MLI-Manufacturing–LightIndustry-LIGHT |  | 2.3 | bar: 2013 Qtr 3 to 2015 Qtr 3; 2016 Qtr 3 to 2017 Qtr 4; 2018 Qtr 3 to 2019 Qtr 4; 2020 Qtr 3 to 2021 Qtr 4; 2022 Qtr 3 to 2023 Qtr 4
[5 empty] | 14-MLI-Manufacturing–LightIndustry-MOTOR |  | 2.4 | bar: 2013 Qtr 3 to 2015 Qtr 3; 2016 Qtr 3 to 2017 Qtr 4; 2018 Qtr 3 to 2019 Qtr 4; 2020 Qtr 3 to 2021 Qtr 4; 2022 Qtr 3 to 2023 Qtr 4
[5 empty] | 14-MLI-Manufacturing–LightIndustry-PROC_OTH |  | 2.5 | bar: 2013 Qtr 3 to 2015 Qtr 3; 2016 Qtr 3 to 2017 Qtr 4; 2018 Qtr 3 to 2019 Qtr 4; 2020 Qtr 3 to 2021 Qtr 4; 2022 Qtr 3 to 2023 Qtr 4
[5 empty] | 15-MTL-Lodging–Motel-COOL |  | 2.6 | bar: 2013 Qtr 3 to 2015 Qtr 3; 2016 Qtr 3 to 2017 Qtr 4; 2018 Qtr 3 to 2019 Qtr 4; 2020 Qtr 3 to 2021 Qtr 4; 2022 Qtr 3 to 2023 Qtr 4
[5 empty] | 15-MTL-Lodging–Motel-LIT_INT |  | 2.7 | bar: 2013 Qtr 3 to 2015 Qtr 3; 2016 Qtr 3 to 2017 Qtr 4; 2018 Qtr 3 to 2019 Qtr 4; 2020 Qtr 3 to 2021 Qtr 4; 2022 Qtr 3 to 2023 Qtr 4
[5 empty] | 15-MTL-Lodging–Motel-OFF_EQ |  | 2.8 | bar: 2013 Qtr 3 to 2015 Qtr 3; 2016 Qtr 3 to 2017 Qtr 4; 2018 Qtr 3 to 2019 Qtr 4; 2020 Qtr 3 to 2021 Qtr 4; 2022 Qtr 3 to 2023 Qtr 4
[5 empty] | 15-MTL-Lodging–Motel-LIT_EXT |  | 2.9 | bar: 2013 Qtr 3 to 2015 Qtr 3; 2016 Qtr 3 to 2017 Qtr 4; 2018 Qtr 3 to 2019 Qtr 4; 2020 Qtr 3 to 2021 Qtr 4; 2022 Qtr 3 to 2023 Qtr 4
[5 empty] | 15-MTL-Lodging–Motel-REFG |  | 3 | bar: 2013 Qtr 3 to 2015 Qtr 3; 2016 Qtr 3 to 2017 Qtr 4; 2018 Qtr 3 to 2019 Qtr 4; 2020 Qtr 3 to 2021 Qtr 4; 2022 Qtr 3 to 2023 Qtr 4
[5 empty] | 15-MTL-Lodging–Motel-VENT |  | 3.1 | bar: 2013 Qtr 3 to 2015 Qtr 3; 2016 Qtr 3 to 2017 Qtr 4; 2018 Qtr 3 to 2019 Qtr 4; 2020 Qtr 3 to 2021 Qtr 4; 2022 Qtr 3 to 2023 Qtr 4
[5 empty] | 16-NRS-Health/Medical–Clinic-COOL |  | 3.2 | bar: 2013 Qtr 3 to 2015 Qtr 3; 2016 Qtr 3 to 2017 Qtr 4; 2018 Qtr 3 to 2019 Qtr 4; 2020 Qtr 3 to 2021 Qtr 4; 2022 Qtr 3 to 2023 Qtr 4
[5 empty] | 16-NRS-Health/Medical–Clinic-LIT_INT |  | 3.3 | bar: 2013 Qtr 3 to 2015 Qtr 3; 2016 Qtr 3 to 2017 Qtr 4; 2018 Qtr 3 to 2019 Qtr 4; 2020 Qtr 3 to 2021 Qtr 4; 2022 Qtr 3 to 2023 Qtr 4
[5 empty] | 16-NRS-Health/Medical–Clinic-OFF_EQ |  | 3.4 | bar: 2013 Qtr 3 to 2015 Qtr 3; 2016 Qtr 3 to 2017 Qtr 4; 2018 Qtr 3 to 2019 Qtr 4; 2020 Qtr 3 to 2021 Qtr 4; 2022 Qtr 3 to 2023 Qtr 4
[5 empty] | 16-NRS-Health/Medical–Clinic-LIT_EXT |  | 3.5 | bar: 2013 Qtr 3 to 2015 Qtr 3; 2016 Qtr 3 to 2017 Qtr 4; 2018 Qtr 3 to 2019 Qtr 4; 2020 Qtr 3 to 2021 Qtr 4; 2022 Qtr 3 to 2023 Qtr 4
[5 empty] | 16-NRS-Health/Medical–Clinic-REFG |  | 3.6 | bar: 2013 Qtr 3 to 2015 Qtr 3; 2016 Qtr 3 to 2017 Qtr 4; 2018 Qtr 3 to 2019 Qtr 4; 2020 Qtr 3 to 2021 Qtr 4; 2022 Qtr 3 to 2023 Qtr 4
[5 empty] | 16-NRS-Health/Medical–Clinic-VENT |  | 3.7 | bar: 2013 Qtr 3 to 2015 Qtr 3; 2016 Qtr 3 to 2017 Qtr 4; 2018 Qtr 3 to 2019 Qtr 4; 2020 Qtr 3 to 2021 Qtr 4; 2022 Qtr 3 to 2023 Qtr 4
[5 empty] | 17-OFL-Office–Large-Cooling |  | 3.8 | bar: 2013 Qtr 3 to 2015 Qtr 3; 2016 Qtr 3 to 2017 Qtr 4; 2018 Qtr 3 to 2019 Qtr 4; 2020 Qtr 3 to 2021 Qtr 4; 2022 Qtr 3 to 2023 Qtr 4
[5 empty] | 17-OFL-Office–Large-ExtLight |  | 3.9 | bar: 2013 Qtr 3 to 2015 Qtr 3; 2016 Qtr 3 to 2017 Qtr 4; 2018 Qtr 3 to 2019 Qtr 4; 2020 Qtr 3 to 2021 Qtr 4; 2022 Qtr 3 to 2023 Qtr 4
[5 empty] | 17-OFL-Office–Large-IntLight |  | 4 | bar: 2013 Qtr 3 to 2015 Qtr 3; 2016 Qtr 3 to 2017 Qtr 4; 2018 Qtr 3 to 2019 Qtr 4; 2020 Qtr 3 to 2021 Qtr 4; 2022 Qtr 3 to 2023 Qtr 4
[5 empty] | 17-OFL-Office–Large-OffEquip |  | 4.1 | bar: 2013 Qtr 3 to 2015 Qtr 3; 2016 Qtr 3 to 2017 Qtr 4; 2018 Qtr 3 to 2019 Qtr 4; 2020 Qtr 3 to 2021 Qtr 4; 2022 Qtr 3 to 2023 Qtr 4
[5 empty] | 17-OFL-Office–Large-Refrig |  | 4.2 | bar: 2013 Qtr 3 to 2015 Qtr 3; 2016 Qtr 3 to 2017 Qtr 4; 2018 Qtr 3 to 2019 Qtr 4; 2020 Qtr 3 to 2021 Qtr 4; 2022 Qtr 3 to 2023 Qtr 4
[5 empty] | 17-OFL-Office–Large-Vent/Fan |  | 4.3 | bar: 2013 Qtr 3 to 2015 Qtr 3; 2016 Qtr 3 to 2017 Qtr 4; 2018 Qtr 3 to 2019 Qtr 4; 2020 Qtr 3 to 2021 Qtr 4; 2022 Qtr 3 to 2023 Qtr 4
[5 empty] | 18-OFS-Office–Small-Cooling |  | 4.4 | bar: 2013 Qtr 3 to 2015 Qtr 3; 2016 Qtr 3 to 2017 Qtr 4; 2018 Qtr 3 to 2019 Qtr 4; 2020 Qtr 3 to 2021 Qtr 4; 2022 Qtr 3 to 2023 Qtr 4
[5 empty] | 18-OFS-Office–Small-ExtLight |  | 4.5 | bar: 2013 Qtr 3 to 2015 Qtr 3; 2016 Qtr 3 to 2017 Qtr 4; 2018 Qtr 3 to 2019 Qtr 4; 2020 Qtr 3 to 2021 Qtr 4; 2022 Qtr 3 to 2023 Qtr 4
[5 empty] | 18-OFS-Office–Small-IntLight |  | 4.6 | bar: 2013 Qtr 3 to 2015 Qtr 3; 2016 Qtr 3 to 2017 Qtr 4; 2018 Qtr 3 to 2019 Qtr 4; 2020 Qtr 3 to 2021 Qtr 4; 2022 Qtr 3 to 2023 Qtr 4
[5 empty] | 18-OFS-Office–Small-OffEquip |  | 4.7 | bar: 2013 Qtr 3 to 2015 Qtr 3; 2016 Qtr 3 to 2017 Qtr 4; 2018 Qtr 3 to 2019 Qtr 4; 2020 Qtr 3 to 2021 Qtr 4; 2022 Qtr 3 to 2023 Qtr 4
[5 empty] | 18-OFS-Office–Small-Refrig |  | 4.8 | bar: 2013 Qtr 3 to 2015 Qtr 3; 2016 Qtr 3 to 2017 Qtr 4; 2018 Qtr 3 to 2019 Qtr 4; 2020 Qtr 3 to 2021 Qtr 4; 2022 Qtr 3 to 2023 Qtr 4
[5 empty] | 18-OFS-Office–Small-Vent/Fan |  | 4.9 | bar: 2013 Qtr 3 to 2015 Qtr 3; 2016 Qtr 3 to 2017 Qtr 4; 2018 Qtr 3 to 2019 Qtr 4; 2020 Qtr 3 to 2021 Qtr 4; 2022 Qtr 3 to 2023 Qtr 4
[5 empty] | 19-RES-AllResidential-CL_DRY |  | 5 | bar: 2013 Qtr 3 to 2015 Qtr 3; 2016 Qtr 3 to 2017 Qtr 4; 2018 Qtr 3 to 2019 Qtr 4; 2020 Qtr 3 to 2021 Qtr 4; 2022 Qtr 3 to 2023 Qtr 4
[5 empty] | 19-RES-AllResidential-CL_WASH |  | 5.1 | bar: 2013 Qtr 3 to 2015 Qtr 3; 2016 Qtr 3 to 2017 Qtr 4; 2018 Qtr 3 to 2019 Qtr 4; 2020 Qtr 3 to 2021 Qtr 4; 2022 Qtr 3 to 2023 Qtr 4
[5 empty] | 19-RES-AllResidential-DSH_WASH |  | 5.2 | bar: 2013 Qtr 3 to 2015 Qtr 3; 2016 Qtr 3 to 2017 Qtr 4; 2018 Qtr 3 to 2019 Qtr 4; 2020 Qtr 3 to 2021 Qtr 4; 2022 Qtr 3 to 2023 Qtr 4
[5 empty] | 19-RES-AllResidential-FREEZ |  | 5.3 | bar: 2013 Qtr 3 to 2015 Qtr 3; 2016 Qtr 3 to 2017 Qtr 4; 2018 Qtr 3 to 2019 Qtr 4; 2020 Qtr 3 to 2021 Qtr 4; 2022 Qtr 3 to 2023 Qtr 4
[5 empty] | 19-RES-AllResidential-LIGHT |  | 5.4 | bar: 2013 Qtr 3 to 2015 Qtr 3; 2016 Qtr 3 to 2017 Qtr 4; 2018 Qtr 3 to 2019 Qtr 4; 2020 Qtr 3 to 2021 Qtr 4; 2022 Qtr 3 to 2023 Qtr 4
[5 empty] | 19-RES-AllResidential-POOL_PMP |  | 5.5 | bar: 2013 Qtr 3 to 2015 Qtr 3; 2016 Qtr 3 to 2017 Qtr 4; 2018 Qtr 3 to 2019 Qtr 4; 2020 Qtr 3 to 2021 Qtr 4; 2022 Qtr 3 to 2023 Qtr 4
[5 empty] | 19-RES-AllResidential-REFG |  | 5.6 | bar: 2013 Qtr 3 to 2015 Qtr 3; 2016 Qtr 3 to 2017 Qtr 4; 2018 Qtr 3 to 2019 Qtr 4; 2020 Qtr 3 to 2021 Qtr 4; 2022 Qtr 3 to 2023 Qtr 4
[5 empty] | 19-RES-AllResidential-SP_COOL |  | 5.7 | bar: 2013 Qtr 3 to 2015 Qtr 3; 2016 Qtr 3 to 2017 Qtr 4; 2018 Qtr 3 to 2019 Qtr 4; 2020 Qtr 3 to 2021 Qtr 4; 2022 Qtr 3 to 2023 Qtr 4
[5 empty] | 19-RES-AllResidential-SP_HEAT |  | 5.8 | bar: 2013 Qtr 3 to 2015 Qtr 3; 2016 Qtr 3 to 2017 Qtr 4; 2018 Qtr 3 to 2019 Qtr 4; 2020 Qtr 3 to 2021 Qtr 4; 2022 Qtr 3 to 2023 Qtr 4
[5 empty] | 19-RES-AllResidential-WAT_HEAT |  | 5.9 | bar: 2013 Qtr 3 to 2015 Qtr 3; 2016 Qtr 3 to 2017 Qtr 4; 2018 Qtr 3 to 2019 Qtr 4; 2020 Qtr 3 to 2021 Qtr 4; 2022 Qtr 3 to 2023 Qtr 4
[5 empty] | 20-RFF-Restaurant–FastFood-Cooling |  | 6 | bar: 2013 Qtr 3 to 2015 Qtr 3; 2016 Qtr 3 to 2017 Qtr 4; 2018 Qtr 3 to 2019 Qtr 4; 2020 Qtr 3 to 2021 Qtr 4; 2022 Qtr 3 to 2023 Qtr 4
[5 empty] | 20-RFF-Restaurant–FastFood-ExtLight |  | 6.1 | bar: 2013 Qtr 3 to 2015 Qtr 3; 2016 Qtr 3 to 2017 Qtr 4; 2018 Qtr 3 to 2019 Qtr 4; 2020 Qtr 3 to 2021 Qtr 4; 2022 Qtr 3 to 2023 Qtr 4
[5 empty] | 20-RFF-Restaurant–FastFood-IntLight |  | 6.2 | bar: 2013 Qtr 3 to 2015 Qtr 3; 2016 Qtr 3 to 2017 Qtr 4; 2018 Qtr 3 to 2019 Qtr 4; 2020 Qtr 3 to 2021 Qtr 4; 2022 Qtr 3 to 2023 Qtr 4
[5 empty] | 20-RFF-Restaurant–FastFood-OffEquip |  | 6.3 | bar: 2013 Qtr 3 to 2015 Qtr 3; 2016 Qtr 3 to 2017 Qtr 4; 2018 Qtr 3 to 2019 Qtr 4; 2020 Qtr 3 to 2021 Qtr 4; 2022 Qtr 3 to 2023 Qtr 4
[5 empty] | 20-RFF-Restaurant–FastFood-Refrig |  | 6.4 | bar: 2013 Qtr 3 to 2015 Qtr 3; 2016 Qtr 3 to 2017 Qtr 4; 2018 Qtr 3 to 2019 Qtr 4; 2020 Qtr 3 to 2021 Qtr 4; 2022 Qtr 3 to 2023 Qtr 4
[5 empty] | 20-RFF-Restaurant–FastFood-Vent/Fan |  | 6.5 | bar: 2013 Qtr 3 to 2015 Qtr 3; 2016 Qtr 3 to 2017 Qtr 4; 2018 Qtr 3 to 2019 Qtr 4; 2020 Qtr 3 to 2021 Qtr 4; 2022 Qtr 3 to 2023 Qtr 4
[5 empty] | 21-RSD-Restaurant–SitDown-COOL |  | 6.6 | bar: 2013 Qtr 3 to 2015 Qtr 3; 2016 Qtr 3 to 2017 Qtr 4; 2018 Qtr 3 to 2019 Qtr 4; 2020 Qtr 3 to 2021 Qtr 4; 2022 Qtr 3 to 2023 Qtr 4
[5 empty] | 21-RSD-Restaurant–SitDown-LIT_INT |  | 6.7 | bar: 2013 Qtr 3 to 2015 Qtr 3; 2016 Qtr 3 to 2017 Qtr 4; 2018 Qtr 3 to 2019 Qtr 4; 2020 Qtr 3 to 2021 Qtr 4; 2022 Qtr 3 to 2023 Qtr 4
[5 empty] | 21-RSD-Restaurant–SitDown-OFF_EQ |  | 6.8 | bar: 2013 Qtr 3 to 2015 Qtr 3; 2016 Qtr 3 to 2017 Qtr 4; 2018 Qtr 3 to 2019 Qtr 4; 2020 Qtr 3 to 2021 Qtr 4; 2022 Qtr 3 to 2023 Qtr 4
[5 empty] | 21-RSD-Restaurant–SitDown-LIT_EXT |  | 6.9 | bar: 2013 Qtr 3 to 2015 Qtr 3; 2016 Qtr 3 to 2017 Qtr 4; 2018 Qtr 3 to 2019 Qtr 4; 2020 Qtr 3 to 2021 Qtr 4; 2022 Qtr 3 to 2023 Qtr 4
[5 empty] | 21-RSD-Restaurant–SitDown-PROC_OTH |  | 7 | bar: 2013 Qtr 3 to 2015 Qtr 3; 2016 Qtr 3 to 2017 Qtr 4; 2018 Qtr 3 to 2019 Qtr 4; 2020 Qtr 3 to 2021 Qtr 4; 2022 Qtr 3 to 2023 Qtr 4
[5 empty] | 21-RSD-Restaurant–SitDown-REFG |  | 7.1 | bar: 2013 Qtr 3 to 2015 Qtr 3; 2016 Qtr 3 to 2017 Qtr 4; 2018 Qtr 3 to 2019 Qtr 4; 2020 Qtr 3 to 2021 Qtr 4; 2022 Qtr 3 to 2023 Qtr 4
[5 empty] | 21-RSD-Restaurant–SitDown-VENT |  | 7.2 | bar: 2013 Qtr 3 to 2015 Qtr 3; 2016 Qtr 3 to 2017 Qtr 4; 2018 Qtr 3 to 2019 Qtr 4; 2020 Qtr 3 to 2021 Qtr 4; 2022 Qtr 3 to 2023 Qtr 4
[5 empty] | 22-RT3-Retail–3StoryLarge-COOL |  | 7.3 | bar: 2013 Qtr 3 to 2015 Qtr 3; 2016 Qtr 3 to 2017 Qtr 4; 2018 Qtr 3 to 2019 Qtr 4; 2020 Qtr 3 to 2021 Qtr 4; 2022 Qtr 3 to 2023 Qtr 4
[5 empty] | 22-RT3-Retail–3StoryLarge-LIT_INT |  | 7.4 | bar: 2013 Qtr 3 to 2015 Qtr 3; 2016 Qtr 3 to 2017 Qtr 4; 2018 Qtr 3 to 2019 Qtr 4; 2020 Qtr 3 to 2021 Qtr 4; 2022 Qtr 3 to 2023 Qtr 4
[5 empty] | 22-RT3-Retail–3StoryLarge-OFF_EQ |  | 7.5 | bar: 2013 Qtr 3 to 2015 Qtr 3; 2016 Qtr 3 to 2017 Qtr 4; 2018 Qtr 3 to 2019 Qtr 4; 2020 Qtr 3 to 2021 Qtr 4; 2022 Qtr 3 to 2023 Qtr 4
[5 empty] | 22-RT3-Retail–3StoryLarge-LIT_EXT |  | 7.6 | bar: 2013 Qtr 3 to 2015 Qtr 3; 2016 Qtr 3 to 2017 Qtr 4; 2018 Qtr 3 to 2019 Qtr 4; 2020 Qtr 3 to 2021 Qtr 4; 2022 Qtr 3 to 2023 Qtr 4
[5 empty] | 22-RT3-Retail–3StoryLarge-REFG |  | 7.7 | bar: 2013 Qtr 3 to 2015 Qtr 3; 2016 Qtr 3 to 2017 Qtr 4; 2018 Qtr 3 to 2019 Qtr 4; 2020 Qtr 3 to 2021 Qtr 4; 2022 Qtr 3 to 2023 Qtr 4
[5 empty] | 22-RT3-Retail–3StoryLarge-VENT |  | 7.8 | bar: 2013 Qtr 3 to 2015 Qtr 3; 2016 Qtr 3 to 2017 Qtr 4; 2018 Qtr 3 to 2019 Qtr 4; 2020 Qtr 3 to 2021 Qtr 4; 2022 Qtr 3 to 2023 Qtr 4
[5 empty] | 23-RTL-Retail–SingleStorylarge-COOL |  | 7.9 | bar: 2013 Qtr 3 to 2015 Qtr 3; 2016 Qtr 3 to 2017 Qtr 4; 2018 Qtr 3 to 2019 Qtr 4; 2020 Qtr 3 to 2021 Qtr 4; 2022 Qtr 3 to 2023 Qtr 4
[5 empty] | 23-RTL-Retail–SingleStorylarge-LIT_INT |  | 8 | bar: 2013 Qtr 3 to 2015 Qtr 3; 2016 Qtr 3 to 2017 Qtr 4; 2018 Qtr 3 to 2019 Qtr 4; 2020 Qtr 3 to 2021 Qtr 4; 2022 Qtr 3 to 2023 Qtr 4
[5 empty] | 23-RTL-Retail–SingleStorylarge-OFF_EQ |  | 8.1 | bar: 2013 Qtr 3 to 2015 Qtr 3; 2016 Qtr 3 to 2017 Qtr 4; 2018 Qtr 3 to 2019 Qtr 4; 2020 Qtr 3 to 2021 Qtr 4; 2022 Qtr 3 to 2023 Qtr 4
[5 empty] | 23-RTL-Retail–SingleStorylarge-LIT_EXT |  | 8.2 | bar: 2013 Qtr 3 to 2015 Qtr 3; 2016 Qtr 3 to 2017 Qtr 4; 2018 Qtr 3 to 2019 Qtr 4; 2020 Qtr 3 to 2021 Qtr 4; 2022 Qtr 3 to 2023 Qtr 4
[5 empty] | 23-RTL-Retail–SingleStorylarge-REFG |  | 8.3 | bar: 2013 Qtr 3 to 2015 Qtr 3; 2016 Qtr 3 to 2017 Qtr 4; 2018 Qtr 3 to 2019 Qtr 4; 2020 Qtr 3 to 2021 Qtr 4; 2022 Qtr 3 to 2023 Qtr 4
[5 empty] | 23-RTL-Retail–SingleStorylarge-VENT |  | 8.4 | bar: 2013 Qtr 3 to 2015 Qtr 3; 2016 Qtr 3 to 2017 Qtr 4; 2018 Qtr 3 to 2019 Qtr 4; 2020 Qtr 3 to 2021 Qtr 4; 2022 Qtr 3 to 2023 Qtr 4
[5 empty] | 24-RTS-Retail–Small-COOL |  | 8.5 | bar: 2013 Qtr 3 to 2015 Qtr 3; 2016 Qtr 3 to 2017 Qtr 4; 2018 Qtr 3 to 2019 Qtr 4; 2020 Qtr 3 to 2021 Qtr 4; 2022 Qtr 3 to 2023 Qtr 4
[5 empty] | 24-RTS-Retail–Small-LIT_INT |  | 8.6 | bar: 2013 Qtr 3 to 2015 Qtr 3; 2016 Qtr 3 to 2017 Qtr 4; 2018 Qtr 3 to 2019 Qtr 4; 2020 Qtr 3 to 2021 Qtr 4; 2022 Qtr 3 to 2023 Qtr 4
[5 empty] | 24-RTS-Retail–Small-OFF_EQ |  | 8.7 | bar: 2013 Qtr 3 to 2015 Qtr 3; 2016 Qtr 3 to 2017 Qtr 4; 2018 Qtr 3 to 2019 Qtr 4; 2020 Qtr 3 to 2021 Qtr 4; 2022 Qtr 3 to 2023 Qtr 4
[5 empty] | 24-RTS-Retail–Small-LIT_EXT |  | 8.8 | bar: 2013 Qtr 3 to 2015 Qtr 3; 2016 Qtr 3 to 2017 Qtr 4; 2018 Qtr 3 to 2019 Qtr 4; 2020 Qtr 3 to 2021 Qtr 4; 2022 Qtr 3 to 2023 Qtr 4
[5 empty] | 24-RTS-Retail–Small-REFG |  | 8.9 | bar: 2013 Qtr 3 to 2015 Qtr 3; 2016 Qtr 3 to 2017 Qtr 4; 2018 Qtr 3 to 2019 Qtr 4; 2020 Qtr 3 to 2021 Qtr 4; 2022 Qtr 3 to 2023 Qtr 4
[5 empty] | 24-RTS-Retail–Small-VENT |  | 9 | bar: 2013 Qtr 3 to 2015 Qtr 3; 2016 Qtr 3 to 2017 Qtr 4; 2018 Qtr 3 to 2019 Qtr 4; 2020 Qtr 3 to 2021 Qtr 4; 2022 Qtr 3 to 2023 Qtr 4
[5 empty] | 25-SCN-Storage–Conditioned-Cooling |  | 9.1 | bar: 2013 Qtr 3 to 2015 Qtr 3; 2016 Qtr 3 to 2017 Qtr 4; 2018 Qtr 3 to 2019 Qtr 4; 2020 Qtr 3 to 2021 Qtr 4; 2022 Qtr 3 to 2023 Qtr 4
[5 empty] | 25-SCN-Storage–Conditioned-Exit |  | 9.2 | bar: 2013 Qtr 3 to 2015 Qtr 3; 2016 Qtr 3 to 2017 Qtr 4; 2018 Qtr 3 to 2019 Qtr 4; 2020 Qtr 3 to 2021 Qtr 4; 2022 Qtr 3 to 2023 Qtr 4
[5 empty] | 25-SCN-Storage–Conditioned-ExtLight |  | 9.3 | bar: 2013 Qtr 3 to 2015 Qtr 3; 2016 Qtr 3 to 2017 Qtr 4; 2018 Qtr 3 to 2019 Qtr 4; 2020 Qtr 3 to 2021 Qtr 4; 2022 Qtr 3 to 2023 Qtr 4
[5 empty] | 26-SFM-ResidentialSingleFamily-CL_DRY |  | 9.4 | bar: 2013 Qtr 3 to 2015 Qtr 3; 2016 Qtr 3 to 2017 Qtr 4; 2018 Qtr 3 to 2019 Qtr 4; 2020 Qtr 3 to 2021 Qtr 4; 2022 Qtr 3 to 2023 Qtr 4
[5 empty] | 26-SFM-ResidentialSingleFamily-CL_WASH |  | 9.5 | bar: 2013 Qtr 3 to 2015 Qtr 3; 2016 Qtr 3 to 2017 Qtr 4; 2018 Qtr 3 to 2019 Qtr 4; 2020 Qtr 3 to 2021 Qtr 4; 2022 Qtr 3 to 2023 Qtr 4
[5 empty] | 26-SFM-ResidentialSingleFamily-DSH_WASH |  | 9.6 | bar: 2013 Qtr 3 to 2015 Qtr 3; 2016 Qtr 3 to 2017 Qtr 4; 2018 Qtr 3 to 2019 Qtr 4; 2020 Qtr 3 to 2021 Qtr 4; 2022 Qtr 3 to 2023 Qtr 4
[5 empty] | 26-SFM-ResidentialSingleFamily-FREEZ |  | 9.7 | bar: 2013 Qtr 3 to 2015 Qtr 3; 2016 Qtr 3 to 2017 Qtr 4; 2018 Qtr 3 to 2019 Qtr 4; 2020 Qtr 3 to 2021 Qtr 4; 2022 Qtr 3 to 2023 Qtr 4
[5 empty] | 26-SFM-ResidentialSingleFamily-LIGHT |  | 9.8 | bar: 2013 Qtr 3 to 2015 Qtr 3; 2016 Qtr 3 to 2017 Qtr 4; 2018 Qtr 3 to 2019 Qtr 4; 2020 Qtr 3 to 2021 Qtr 4; 2022 Qtr 3 to 2023 Qtr 4
[5 empty] | 26-SFM-ResidentialSingleFamily-POOL_PMP |  | 9.9 | bar: 2013 Qtr 3 to 2015 Qtr 3; 2016 Qtr 3 to 2017 Qtr 4; 2018 Qtr 3 to 2019 Qtr 4; 2020 Qtr 3 to 2021 Qtr 4; 2022 Qtr 3 to 2023 Qtr 4
[5 empty] | 26-SFM-ResidentialSingleFamily-REFG |  | 10 | bar: 2013 Qtr 3 to 2015 Qtr 3; 2016 Qtr 3 to 2017 Qtr 4; 2018 Qtr 3 to 2019 Qtr 4; 2020 Qtr 3 to 2021 Qtr 4; 2022 Qtr 3 to 2023 Qtr 4
[5 empty] | 26-SFM-ResidentialSingleFamily-SP_COOL |  | 10.1 | bar: 2013 Qtr 3 to 2015 Qtr 3; 2016 Qtr 3 to 2017 Qtr 4; 2018 Qtr 3 to 2019 Qtr 4; 2020 Qtr 3 to 2021 Qtr 4; 2022 Qtr 3 to 2023 Qtr 4
[5 empty] | 26-SFM-ResidentialSingleFamily-SP_HEAT |  | 10.2 | bar: 2013 Qtr 3 to 2015 Qtr 3; 2016 Qtr 3 to 2017 Qtr 4; 2018 Qtr 3 to 2019 Qtr 4; 2020 Qtr 3 to 2021 Qtr 4; 2022 Qtr 3 to 2023 Qtr 4
[5 empty] | 26-SFM-ResidentialSingleFamily-WAT_HEAT |  | 10.3 | bar: 2013 Qtr 3 to 2015 Qtr 3; 2016 Qtr 3 to 2017 Qtr 4; 2018 Qtr 3 to 2019 Qtr 4; 2020 Qtr 3 to 2021 Qtr 4; 2022 Qtr 3 to 2023 Qtr 4
[5 empty] | 27-SMO-ResidentialMobileHome–SingleWide-CL_DRY |  | 10.4 | bar: 2013 Qtr 3 to 2015 Qtr 3; 2016 Qtr 3 to 2017 Qtr 4; 2018 Qtr 3 to 2019 Qtr 4; 2020 Qtr 3 to 2021 Qtr 4; 2022 Qtr 3 to 2023 Qtr 4
[5 empty] | 27-SMO-ResidentialMobileHome–SingleWide-CL_WASH |  | 10.5 | bar: 2013 Qtr 3 to 2015 Qtr 3; 2016 Qtr 3 to 2017 Qtr 4; 2018 Qtr 3 to 2019 Qtr 4; 2020 Qtr 3 to 2021 Qtr 4; 2022 Qtr 3 to 2023 Qtr 4
[5 empty] | 27-SMO-ResidentialMobileHome–SingleWide-DSH_WASH |  | 10.6 | bar: 2013 Qtr 3 to 2015 Qtr 3; 2016 Qtr 3 to 2017 Qtr 4; 2018 Qtr 3 to 2019 Qtr 4; 2020 Qtr 3 to 2021 Qtr 4; 2022 Qtr 3 to 2023 Qtr 4
[5 empty] | 27-SMO-ResidentialMobileHome–SingleWide-FREEZ |  | 10.7 | bar: 2013 Qtr 3 to 2015 Qtr 3; 2016 Qtr 3 to 2017 Qtr 4; 2018 Qtr 3 to 2019 Qtr 4; 2020 Qtr 3 to 2021 Qtr 4; 2022 Qtr 3 to 2023 Qtr 4
[5 empty] | 27-SMO-ResidentialMobileHome–SingleWide-LIGHT |  | 10.8 | bar: 2013 Qtr 3 to 2015 Qtr 3; 2016 Qtr 3 to 2017 Qtr 4; 2018 Qtr 3 to 2019 Qtr 4; 2020 Qtr 3 to 2021 Qtr 4; 2022 Qtr 3 to 2023 Qtr 4
[5 empty] | 27-SMO-ResidentialMobileHome–SingleWide-POOL_PMP |  | 10.9 | bar: 2013 Qtr 3 to 2015 Qtr 3; 2016 Qtr 3 to 2017 Qtr 4; 2018 Qtr 3 to 2019 Qtr 4; 2020 Qtr 3 to 2021 Qtr 4; 2022 Qtr 3 to 2023 Qtr 4
[5 empty] | 27-SMO-ResidentialMobileHome–SingleWide-REFG |  | 11 | bar: 2013 Qtr 3 to 2015 Qtr 3; 2016 Qtr 3 to 2017 Qtr 4; 2018 Qtr 3 to 2019 Qtr 4; 2020 Qtr 3 to 2021 Qtr 4; 2022 Qtr 3 to 2023 Qtr 4
[5 empty] | 27-SMO-ResidentialMobileHome–SingleWide-SP_COOL |  | 11.1 | bar: 2013 Qtr 3 to 2015 Qtr 3; 2016 Qtr 3 to 2017 Qtr 4; 2018 Qtr 3 to 2019 Qtr 4; 2020 Qtr 3 to 2021 Qtr 4; 2022 Qtr 3 to 2023 Qtr 4
[5 empty] | 27-SMO-ResidentialMobileHome–SingleWide-SP_HEAT |  | 11.2 | bar: 2013 Qtr 3 to 2015 Qtr 3; 2016 Qtr 3 to 2017 Qtr 4; 2018 Qtr 3 to 2019 Qtr 4; 2020 Qtr 3 to 2021 Qtr 4; 2022 Qtr 3 to 2023 Qtr 4
[5 empty] | 27-SMO-ResidentialMobileHome–SingleWide-WAT_HEAT |  | 11.3 | bar: 2013 Qtr 3 to 2015 Qtr 3; 2016 Qtr 3 to 2017 Qtr 4; 2018 Qtr 3 to 2019 Qtr 4; 2020 Qtr 3 to 2021 Qtr 4; 2022 Qtr 3 to 2023 Qtr 4
[5 empty] | 28-SUN-Storage–Unconditioned-Exit |  | 11.4 | bar: 2013 Qtr 3 to 2015 Qtr 3; 2016 Qtr 3 to 2017 Qtr 4; 2018 Qtr 3 to 2019 Qtr 4; 2020 Qtr 3 to 2021 Qtr 4; 2022 Qtr 3 to 2023 Qtr 4
[5 empty] | 28-SUN-Storage–Unconditioned-ExtLight |  | 11.5 | bar: 2013 Qtr 3 to 2015 Qtr 3; 2016 Qtr 3 to 2017 Qtr 4; 2018 Qtr 3 to 2019 Qtr 4; 2020 Qtr 3 to 2021 Qtr 4; 2022 Qtr 3 to 2023 Qtr 4
[5 empty] | 29-WRF-Storage–Refrigerated-Cooling |  | 11.6 | bar: 2013 Qtr 3 to 2015 Qtr 3; 2016 Qtr 3 to 2017 Qtr 4; 2018 Qtr 3 to 2019 Qtr 4; 2020 Qtr 3 to 2021 Qtr 4; 2022 Qtr 3 to 2023 Qtr 4
[5 empty] | 29-WRF-Storage–Refrigerated-Exit |  | 11.7 | bar: 2013 Qtr 3 to 2015 Qtr 3; 2016 Qtr 3 to 2017 Qtr 4; 2018 Qtr 3 to 2019 Qtr 4; 2020 Qtr 3 to 2021 Qtr 4; 2022 Qtr 3 to 2023 Qtr 4
[5 empty] | 29-WRF-Storage–Refrigerated-ExtLight |  | 11.8 | bar: 2013 Qtr 3 to 2015 Qtr 3; 2016 Qtr 3 to 2017 Qtr 4; 2018 Qtr 3 to 2019 Qtr 4; 2020 Qtr 3 to 2021 Qtr 4; 2022 Qtr 3 to 2023 Qtr 4
[5 empty] | 30-S20-SIC20Food&KindredProducts-AG_PUMP |  | 11.9 | bar: 2013 Qtr 3 to 2015 Qtr 3; 2016 Qtr 3 to 2017 Qtr 4; 2018 Qtr 3 to 2019 Qtr 4; 2020 Qtr 3 to 2021 Qtr 4; 2022 Qtr 3 to 2023 Qtr 4
[5 empty] | 30-S20-SIC20Food&KindredProducts-COMP_AIR |  | 12 | bar: 2013 Qtr 3 to 2015 Qtr 3; 2016 Qtr 3 to 2017 Qtr 4; 2018 Qtr 3 to 2019 Qtr 4; 2020 Qtr 3 to 2021 Qtr 4; 2022 Qtr 3 to 2023 Qtr 4
[5 empty] | 30-S20-SIC20Food&KindredProducts-COOL |  | 12.1 | bar: 2013 Qtr 3 to 2015 Qtr 3; 2016 Qtr 3 to 2017 Qtr 4; 2018 Qtr 3 to 2019 Qtr 4; 2020 Qtr 3 to 2021 Qtr 4; 2022 Qtr 3 to 2023 Qtr 4
[5 empty] | 30-S20-SIC20Food&KindredProducts-LIGHT |  | 12.2 | bar: 2013 Qtr 3 to 2015 Qtr 3; 2016 Qtr 3 to 2017 Qtr 4; 2018 Qtr 3 to 2019 Qtr 4; 2020 Qtr 3 to 2021 Qtr 4; 2022 Qtr 3 to 2023 Qtr 4
[5 empty] | 30-S20-SIC20Food&KindredProducts-MOTOR |  | 12.3 | bar: 2013 Qtr 3 to 2015 Qtr 3; 2016 Qtr 3 to 2017 Qtr 4; 2018 Qtr 3 to 2019 Qtr 4; 2020 Qtr 3 to 2021 Qtr 4; 2022 Qtr 3 to 2023 Qtr 4
[5 empty] | 30-S20-SIC20Food&KindredProducts-PROC_OTH |  | 12.4 | bar: 2013 Qtr 3 to 2015 Qtr 3; 2016 Qtr 3 to 2017 Qtr 4; 2018 Qtr 3 to 2019 Qtr 4; 2020 Qtr 3 to 2021 Qtr 4; 2022 Qtr 3 to 2023 Qtr 4
[5 empty] | 31-S26-SIC26Paper&AlliedProducts-AG_PUMP |  | 12.5 | bar: 2013 Qtr 3 to 2015 Qtr 3; 2016 Qtr 3 to 2017 Qtr 4; 2018 Qtr 3 to 2019 Qtr 4; 2020 Qtr 3 to 2021 Qtr 4; 2022 Qtr 3 to 2023 Qtr 4
[5 empty] | 31-S26-SIC26Paper&AlliedProducts-COMP_AIR |  | 12.6 | bar: 2013 Qtr 3 to 2015 Qtr 3; 2016 Qtr 3 to 2017 Qtr 4; 2018 Qtr 3 to 2019 Qtr 4; 2020 Qtr 3 to 2021 Qtr 4; 2022 Qtr 3 to 2023 Qtr 4
[5 empty] | 31-S26-SIC26Paper&AlliedProducts-COOL |  | 12.7 | bar: 2013 Qtr 3 to 2015 Qtr 3; 2016 Qtr 3 to 2017 Qtr 4; 2018 Qtr 3 to 2019 Qtr 4; 2020 Qtr 3 to 2021 Qtr 4; 2022 Qtr 3 to 2023 Qtr 4
[5 empty] | 31-S26-SIC26Paper&AlliedProducts-LIGHT |  | 12.8 | bar: 2013 Qtr 3 to 2015 Qtr 3; 2016 Qtr 3 to 2017 Qtr 4; 2018 Qtr 3 to 2019 Qtr 4; 2020 Qtr 3 to 2021 Qtr 4; 2022 Qtr 3 to 2023 Qtr 4
[5 empty] | 31-S26-SIC26Paper&AlliedProducts-MOTOR |  | 12.9 | bar: 2013 Qtr 3 to 2015 Qtr 3; 2016 Qtr 3 to 2017 Qtr 4; 2018 Qtr 3 to 2019 Qtr 4; 2020 Qtr 3 to 2021 Qtr 4; 2022 Qtr 3 to 2023 Qtr 4
[5 empty] | 31-S26-SIC26Paper&AlliedProducts-PROC_OTH |  | 13 | bar: 2013 Qtr 3 to 2015 Qtr 3; 2016 Qtr 3 to 2017 Qtr 4; 2018 Qtr 3 to 2019 Qtr 4; 2020 Qtr 3 to 2021 Qtr 4; 2022 Qtr 3 to 2023 Qtr 4
[5 empty] | 32-S28-SIC28Chemicals&AlliedProducts-AG_PUMP |  | 13.1 | bar: 2013 Qtr 3 to 2015 Qtr 3; 2016 Qtr 3 to 2017 Qtr 4; 2018 Qtr 3 to 2019 Qtr 4; 2020 Qtr 3 to 2021 Qtr 4; 2022 Qtr 3 to 2023 Qtr 4
[5 empty] | 32-S28-SIC28Chemicals&AlliedProducts-COMP_AIR |  | 13.2 | bar: 2013 Qtr 3 to 2015 Qtr 3; 2016 Qtr 3 to 2017 Qtr 4; 2018 Qtr 3 to 2019 Qtr 4; 2020 Qtr 3 to 2021 Qtr 4; 2022 Qtr 3 to 2023 Qtr 4
[5 empty] | 32-S28-SIC28Chemicals&AlliedProducts-COOL |  | 13.3 | bar: 2013 Qtr 3 to 2015 Qtr 3; 2016 Qtr 3 to 2017 Qtr 4; 2018 Qtr 3 to 2019 Qtr 4; 2020 Qtr 3 to 2021 Qtr 4; 2022 Qtr 3 to 2023 Qtr 4
[5 empty] | 32-S28-SIC28Chemicals&AlliedProducts-LIGHT |  | 13.4 | bar: 2013 Qtr 3 to 2015 Qtr 3; 2016 Qtr 3 to 2017 Qtr 4; 2018 Qtr 3 to 2019 Qtr 4; 2020 Qtr 3 to 2021 Qtr 4; 2022 Qtr 3 to 2023 Qtr 4
[5 empty] | 32-S28-SIC28Chemicals&AlliedProducts-MOTOR |  | 13.5 | bar: 2013 Qtr 3 to 2015 Qtr 3; 2016 Qtr 3 to 2017 Qtr 4; 2018 Qtr 3 to 2019 Qtr 4; 2020 Qtr 3 to 2021 Qtr 4; 2022 Qtr 3 to 2023 Qtr 4
[5 empty] | 32-S28-SIC28Chemicals&AlliedProducts-PROC_OTH |  | 13.6 | bar: 2013 Qtr 3 to 2015 Qtr 3; 2016 Qtr 3 to 2017 Qtr 4; 2018 Qtr 3 to 2019 Qtr 4; 2020 Qtr 3 to 2021 Qtr 4; 2022 Qtr 3 to 2023 Qtr 4
[5 empty] | 33-S29-SIC29Petroleum&CoalProducts-AG_PUMP |  | 13.7 | bar: 2013 Qtr 3 to 2015 Qtr 3; 2016 Qtr 3 to 2017 Qtr 4; 2018 Qtr 3 to 2019 Qtr 4; 2020 Qtr 3 to 2021 Qtr 4; 2022 Qtr 3 to 2023 Qtr 4
[5 empty] | 33-S29-SIC29Petroleum&CoalProducts-COMP_AIR |  | 13.8 | bar: 2013 Qtr 3 to 2015 Qtr 3; 2016 Qtr 3 to 2017 Qtr 4; 2018 Qtr 3 to 2019 Qtr 4; 2020 Qtr 3 to 2021 Qtr 4; 2022 Qtr 3 to 2023 Qtr 4
[5 empty] | 33-S29-SIC29Petroleum&CoalProducts-COOL |  | 13.9 | bar: 2013 Qtr 3 to 2015 Qtr 3; 2016 Qtr 3 to 2017 Qtr 4; 2018 Qtr 3 to 2019 Qtr 4; 2020 Qtr 3 to 2021 Qtr 4; 2022 Qtr 3 to 2023 Qtr 4
[5 empty] | 33-S29-SIC29Petroleum&CoalProducts-LIGHT |  | 14 | bar: 2013 Qtr 3 to 2015 Qtr 3; 2016 Qtr 3 to 2017 Qtr 4; 2018 Qtr 3 to 2019 Qtr 4; 2020 Qtr 3 to 2021 Qtr 4; 2022 Qtr 3 to 2023 Qtr 4
[5 empty] | 33-S29-SIC29Petroleum&CoalProducts-MOTOR |  | 14.1 | bar: 2013 Qtr 3 to 2015 Qtr 3; 2016 Qtr 3 to 2017 Qtr 4; 2018 Qtr 3 to 2019 Qtr 4; 2020 Qtr 3 to 2021 Qtr 4; 2022 Qtr 3 to 2023 Qtr 4
[5 empty] | 33-S29-SIC29Petroleum&CoalProducts-PROC_OTH |  | 14.2 | bar: 2013 Qtr 3 to 2015 Qtr 3; 2016 Qtr 3 to 2017 Qtr 4; 2018 Qtr 3 to 2019 Qtr 4; 2020 Qtr 3 to 2021 Qtr 4; 2022 Qtr 3 to 2023 Qtr 4
[5 empty] | 34-S33-SIC33Metals-AG_PUMP |  | 14.3 | bar: 2013 Qtr 3 to 2015 Qtr 3; 2016 Qtr 3 to 2017 Qtr 4; 2018 Qtr 3 to 2019 Qtr 4; 2020 Qtr 3 to 2021 Qtr 4; 2022 Qtr 3 to 2023 Qtr 4
[5 empty] | 34-S33-SIC33Metals-COMP_AIR |  | 14.4 | bar: 2013 Qtr 3 to 2015 Qtr 3; 2016 Qtr 3 to 2017 Qtr 4; 2018 Qtr 3 to 2019 Qtr 4; 2020 Qtr 3 to 2021 Qtr 4; 2022 Qtr 3 to 2023 Qtr 4
[5 empty] | 34-S33-SIC33Metals-COOL |  | 14.5 | bar: 2013 Qtr 3 to 2015 Qtr 3; 2016 Qtr 3 to 2017 Qtr 4; 2018 Qtr 3 to 2019 Qtr 4; 2020 Qtr 3 to 2021 Qtr 4; 2022 Qtr 3 to 2023 Qtr 4
[5 empty] | 34-S33-SIC33Metals-LIGHT |  | 14.6 | bar: 2013 Qtr 3 to 2015 Qtr 3; 2016 Qtr 3 to 2017 Qtr 4; 2018 Qtr 3 to 2019 Qtr 4; 2020 Qtr 3 to 2021 Qtr 4; 2022 Qtr 3 to 2023 Qtr 4
[5 empty] | 34-S33-SIC33Metals-MOTOR |  | 14.7 | bar: 2013 Qtr 3 to 2015 Qtr 3; 2016 Qtr 3 to 2017 Qtr 4; 2018 Qtr 3 to 2019 Qtr 4; 2020 Qtr 3 to 2021 Qtr 4; 2022 Qtr 3 to 2023 Qtr 4
[5 empty] | 34-S33-SIC33Metals-PROC_OTH |  | 14.8 | bar: 2013 Qtr 3 to 2015 Qtr 3; 2016 Qtr 3 to 2017 Qtr 4; 2018 Qtr 3 to 2019 Qtr 4; 2020 Qtr 3 to 2021 Qtr 4; 2022 Qtr 3 to 2023 Qtr 4
[5 empty] | 35-OTI-OtherIndustrial-AG_PUMP |  | 14.9 | bar: 2013 Qtr 3 to 2015 Qtr 3; 2016 Qtr 3 to 2017 Qtr 4; 2018 Qtr 3 to 2019 Qtr 4; 2020 Qtr 3 to 2021 Qtr 4; 2022 Qtr 3 to 2023 Qtr 4
[5 empty] | 35-OTI-OtherIndustrial-COMP_AIR |  | 15 | bar: 2013 Qtr 3 to 2015 Qtr 3; 2016 Qtr 3 to 2017 Qtr 4; 2018 Qtr 3 to 2019 Qtr 4; 2020 Qtr 3 to 2021 Qtr 4; 2022 Qtr 3 to 2023 Qtr 4
[5 empty] | 35-OTI-OtherIndustrial-COOL |  | 15.1 | bar: 2013 Qtr 3 to 2015 Qtr 3; 2016 Qtr 3 to 2017 Qtr 4; 2018 Qtr 3 to 2019 Qtr 4; 2020 Qtr 3 to 2021 Qtr 4; 2022 Qtr 3 to 2023 Qtr 4
[5 empty] | 35-OTI-OtherIndustrial-LIGHT |  | 15.2 | bar: 2013 Qtr 3 to 2015 Qtr 3; 2016 Qtr 3 to 2017 Qtr 4; 2018 Qtr 3 to 2019 Qtr 4; 2020 Qtr 3 to 2021 Qtr 4; 2022 Qtr 3 to 2023 Qtr 4
[5 empty] | 35-OTI-OtherIndustrial-MOTOR |  | 15.3 | bar: 2013 Qtr 3 to 2015 Qtr 3; 2016 Qtr 3 to 2017 Qtr 4; 2018 Qtr 3 to 2019 Qtr 4; 2020 Qtr 3 to 2021 Qtr 4; 2022 Qtr 3 to 2023 Qtr 4
[5 empty] | 35-OTI-OtherIndustrial-PROC_OTH |  | 15.4 | bar: 2013 Qtr 3 to 2015 Qtr 3; 2016 Qtr 3 to 2017 Qtr 4; 2018 Qtr 3 to 2019 Qtr 4; 2020 Qtr 3 to 2021 Qtr 4; 2022 Qtr 3 to 2023 Qtr 4
[5 empty] | 36-GST-Lodging-GuestRooms-Cooling |  | 15.5 | bar: 2013 Qtr 3 to 2015 Qtr 3; 2016 Qtr 3 to 2017 Qtr 4; 2018 Qtr 3 to 2019 Qtr 4; 2020 Qtr 3 to 2021 Qtr 4; 2022 Qtr 3 to 2023 Qtr 4
[5 empty] | 36-GST-Lodging-GuestRooms-ExtLight |  | 15.6 | bar: 2013 Qtr 3 to 2015 Qtr 3; 2016 Qtr 3 to 2017 Qtr 4; 2018 Qtr 3 to 2019 Qtr 4; 2020 Qtr 3 to 2021 Qtr 4; 2022 Qtr 3 to 2023 Qtr 4
[5 empty] | 36-GST-Lodging-GuestRooms-IntLight |  | 15.7 | bar: 2013 Qtr 3 to 2015 Qtr 3; 2016 Qtr 3 to 2017 Qtr 4; 2018 Qtr 3 to 2019 Qtr 4; 2020 Qtr 3 to 2021 Qtr 4; 2022 Qtr 3 to 2023 Qtr 4
[5 empty] | 36-GST-Lodging-GuestRooms-OffEquip |  | 15.8 | bar: 2013 Qtr 3 to 2015 Qtr 3; 2016 Qtr 3 to 2017 Qtr 4; 2018 Qtr 3 to 2019 Qtr 4; 2020 Qtr 3 to 2021 Qtr 4; 2022 Qtr 3 to 2023 Qtr 4
[5 empty] | 36-GST-Lodging-GuestRooms-Refrig |  | 15.9 | bar: 2013 Qtr 3 to 2015 Qtr 3; 2016 Qtr 3 to 2017 Qtr 4; 2018 Qtr 3 to 2019 Qtr 4; 2020 Qtr 3 to 2021 Qtr 4; 2022 Qtr 3 to 2023 Qtr 4
[5 empty] | 36-GST-Lodging-GuestRooms-Vent/Fan |  | 16 | bar: 2013 Qtr 3 to 2015 Qtr 3; 2016 Qtr 3 to 2017 Qtr 4; 2018 Qtr 3 to 2019 Qtr 4; 2020 Qtr 3 to 2021 Qtr 4; 2022 Qtr 3 to 2023 Qtr 4
16.1 | bar: 2013 Qtr 3 to 2015 Qtr 3; 2016 Qtr 3 to 2017 Qtr 4; 2018 Qtr 3 to 2019 Qtr 4; 2020 Qtr 3 to 2021 Qtr 4; 2022 Qtr 3 to 2023 Qtr 4
16.2 | bar: 2013 Qtr 3 to 2015 Qtr 3; 2016 Qtr 3 to 2017 Qtr 4; 2018 Qtr 3 to 2019 Qtr 4; 2020 Qtr 3 to 2021 Qtr 4; 2022 Qtr 3 to 2023 Qtr 4
16.3 | bar: 2013 Qtr 3 to 2015 Qtr 3; 2016 Qtr 3 to 2017 Qtr 4; 2018 Qtr 3 to 2019 Qtr 4; 2020 Qtr 3 to 2021 Qtr 4; 2022 Qtr 3 to 2023 Qtr 4
16.4 | bar: 2013 Qtr 3 to 2015 Qtr 3; 2016 Qtr 3 to 2017 Qtr 4; 2018 Qtr 3 to 2019 Qtr 4; 2020 Qtr 3 to 2021 Qtr 4; 2022 Qtr 3 to 2023 Qtr 4
16.5 | bar: 2013 Qtr 3 to 2015 Qtr 3; 2016 Qtr 3 to 2017 Qtr 4; 2018 Qtr 3 to 2019 Qtr 4; 2020 Qtr 3 to 2021 Qtr 4; 2022 Qtr 3 to 2023 Qtr 4
16.6 | bar: 2013 Qtr 3 to 2015 Qtr 3; 2016 Qtr 3 to 2017 Qtr 4; 2018 Qtr 3 to 2019 Qtr 4; 2020 Qtr 3 to 2021 Qtr 4; 2022 Qtr 3 to 2023 Qtr 4
16.7 | bar: 2013 Qtr 3 to 2015 Qtr 3; 2016 Qtr 3 to 2017 Qtr 4; 2018 Qtr 3 to 2019 Qtr 4; 2020 Qtr 3 to 2021 Qtr 4; 2022 Qtr 3 to 2023 Qtr 4
16.8 | bar: 2013 Qtr 3 to 2015 Qtr 3; 2016 Qtr 3 to 2017 Qtr 4; 2018 Qtr 3 to 2019 Qtr 4; 2020 Qtr 3 to 2021 Qtr 4; 2022 Qtr 3 to 2023 Qtr 4
16.9 | bar: 2013 Qtr 3 to 2015 Qtr 3; 2016 Qtr 3 to 2017 Qtr 4; 2018 Qtr 3 to 2019 Qtr 4; 2020 Qtr 3 to 2021 Qtr 4; 2022 Qtr 3 to 2023 Qtr 4
17 | bar: 2013 Qtr 3 to 2015 Qtr 3; 2016 Qtr 3 to 2017 Qtr 4; 2018 Qtr 3 to 2019 Qtr 4; 2020 Qtr 3 to 2021 Qtr 4; 2022 Qtr 3 to 2023 Qtr 4
17.1 | bar: 2013 Qtr 3 to 2015 Qtr 3; 2016 Qtr 3 to 2017 Qtr 4; 2018 Qtr 3 to 2019 Qtr 4; 2020 Qtr 3 to 2021 Qtr 4; 2022 Qtr 3 to 2023 Qtr 4
17.2 | bar: 2013 Qtr 3 to 2015 Qtr 3; 2016 Qtr 3 to 2017 Qtr 4; 2018 Qtr 3 to 2019 Qtr 4; 2020 Qtr 3 to 2021 Qtr 4; 2022 Qtr 3 to 2023 Qtr 4
17.3 | bar: 2013 Qtr 3 to 2015 Qtr 3; 2016 Qtr 3 to 2017 Qtr 4; 2018 Qtr 3 to 2019 Qtr 4; 2020 Qtr 3 to 2021 Qtr 4; 2022 Qtr 3 to 2023 Qtr 4
17.4 | bar: 2013 Qtr 3 to 2015 Qtr 3; 2016 Qtr 3 to 2017 Qtr 4; 2018 Qtr 3 to 2019 Qtr 4; 2020 Qtr 3 to 2021 Qtr 4; 2022 Qtr 3 to 2023 Qtr 4
17.5 | bar: 2013 Qtr 3 to 2015 Qtr 3; 2016 Qtr 3 to 2017 Qtr 4; 2018 Qtr 3 to 2019 Qtr 4; 2020 Qtr 3 to 2021 Qtr 4; 2022 Qtr 3 to 2023 Qtr 4
17.6 | bar: 2013 Qtr 3 to 2015 Qtr 3; 2016 Qtr 3 to 2017 Qtr 4; 2018 Qtr 3 to 2019 Qtr 4; 2020 Qtr 3 to 2021 Qtr 4; 2022 Qtr 3 to 2023 Qtr 4
17.7 | bar: 2013 Qtr 3 to 2015 Qtr 3; 2016 Qtr 3 to 2017 Qtr 4; 2018 Qtr 3 to 2019 Qtr 4; 2020 Qtr 3 to 2021 Qtr 4; 2022 Qtr 3 to 2023 Qtr 4
17.8 | bar: 2013 Qtr 3 to 2015 Qtr 3; 2016 Qtr 3 to 2017 Qtr 4; 2018 Qtr 3 to 2019 Qtr 4; 2020 Qtr 3 to 2021 Qtr 4; 2022 Qtr 3 to 2023 Qtr 4
17.9 | bar: 2013 Qtr 3 to 2015 Qtr 3; 2016 Qtr 3 to 2017 Qtr 4; 2018 Qtr 3 to 2019 Qtr 4; 2020 Qtr 3 to 2021 Qtr 4; 2022 Qtr 3 to 2023 Qtr 4
18 | bar: 2013 Qtr 3 to 2015 Qtr 3; 2016 Qtr 3 to 2017 Qtr 4; 2018 Qtr 3 to 2019 Qtr 4; 2020 Qtr 3 to 2021 Qtr 4; 2022 Qtr 3 to 2023 Qtr 4
18.1 | bar: 2013 Qtr 3 to 2015 Qtr 3; 2016 Qtr 3 to 2017 Qtr 4; 2018 Qtr 3 to 2019 Qtr 4; 2020 Qtr 3 to 2021 Qtr 4; 2022 Qtr 3 to 2023 Qtr 4
18.2 | bar: 2013 Qtr 3 to 2015 Qtr 3; 2016 Qtr 3 to 2017 Qtr 4; 2018 Qtr 3 to 2019 Qtr 4; 2020 Qtr 3 to 2021 Qtr 4; 2022 Qtr 3 to 2023 Qtr 4
18.3 | bar: 2013 Qtr 3 to 2015 Qtr 3; 2016 Qtr 3 to 2017 Qtr 4; 2018 Qtr 3 to 2019 Qtr 4; 2020 Qtr 3 to 2021 Qtr 4; 2022 Qtr 3 to 2023 Qtr 4
18.4 | bar: 2013 Qtr 3 to 2015 Qtr 3; 2016 Qtr 3 to 2017 Qtr 4; 2018 Qtr 3 to 2019 Qtr 4; 2020 Qtr 3 to 2021 Qtr 4; 2022 Qtr 3 to 2023 Qtr 4
18.5 | bar: 2013 Qtr 3 to 2015 Qtr 3; 2016 Qtr 3 to 2017 Qtr 4; 2018 Qtr 3 to 2019 Qtr 4; 2020 Qtr 3 to 2021 Qtr 4; 2022 Qtr 3 to 2023 Qtr 4
18.6 | bar: 2013 Qtr 3 to 2015 Qtr 3; 2016 Qtr 3 to 2017 Qtr 4; 2018 Qtr 3 to 2019 Qtr 4; 2020 Qtr 3 to 2021 Qtr 4; 2022 Qtr 3 to 2023 Qtr 4
18.7 | bar: 2013 Qtr 3 to 2015 Qtr 3; 2016 Qtr 3 to 2017 Qtr 4; 2018 Qtr 3 to 2019 Qtr 4; 2020 Qtr 3 to 2021 Qtr 4; 2022 Qtr 3 to 2023 Qtr 4
18.8 | bar: 2013 Qtr 3 to 2015 Qtr 3; 2016 Qtr 3 to 2017 Qtr 4; 2018 Qtr 3 to 2019 Qtr 4; 2020 Qtr 3 to 2021 Qtr 4; 2022 Qtr 3 to 2023 Qtr 4
18.9 | bar: 2013 Qtr 3 to 2015 Qtr 3; 2016 Qtr 3 to 2017 Qtr 4; 2018 Qtr 3 to 2019 Qtr 4; 2020 Qtr 3 to 2021 Qtr 4; 2022 Qtr 3 to 2023 Qtr 4
19 | bar: 2013 Qtr 3 to 2015 Qtr 3; 2016 Qtr 3 to 2017 Qtr 4; 2018 Qtr 3 to 2019 Qtr 4; 2020 Qtr 3 to 2021 Qtr 4; 2022 Qtr 3 to 2023 Qtr 4
19.1 | bar: 2013 Qtr 3 to 2015 Qtr 3; 2016 Qtr 3 to 2017 Qtr 4; 2018 Qtr 3 to 2019 Qtr 4; 2020 Qtr 3 to 2021 Qtr 4; 2022 Qtr 3 to 2023 Qtr 4
19.2 | bar: 2013 Qtr 3 to 2015 Qtr 3; 2016 Qtr 3 to 2017 Qtr 4; 2018 Qtr 3 to 2019 Qtr 4; 2020 Qtr 3 to 2021 Qtr 4; 2022 Qtr 3 to 2023 Qtr 4
19.3 | bar: 2013 Qtr 3 to 2015 Qtr 3; 2016 Qtr 3 to 2017 Qtr 4; 2018 Qtr 3 to 2019 Qtr 4; 2020 Qtr 3 to 2021 Qtr 4; 2022 Qtr 3 to 2023 Qtr 4
19.4 | bar: 2013 Qtr 3 to 2015 Qtr 3; 2016 Qtr 3 to 2017 Qtr 4; 2018 Qtr 3 to 2019 Qtr 4; 2020 Qtr 3 to 2021 Qtr 4; 2022 Qtr 3 to 2023 Qtr 4
19.5 | bar: 2013 Qtr 3 to 2015 Qtr 3; 2016 Qtr 3 to 2017 Qtr 4; 2018 Qtr 3 to 2019 Qtr 4; 2020 Qtr 3 to 2021 Qtr 4; 2022 Qtr 3 to 2023 Qtr 4
19.6 | bar: 2013 Qtr 3 to 2015 Qtr 3; 2016 Qtr 3 to 2017 Qtr 4; 2018 Qtr 3 to 2019 Qtr 4; 2020 Qtr 3 to 2021 Qtr 4; 2022 Qtr 3 to 2023 Qtr 4
19.7 | bar: 2013 Qtr 3 to 2015 Qtr 3; 2016 Qtr 3 to 2017 Qtr 4; 2018 Qtr 3 to 2019 Qtr 4; 2020 Qtr 3 to 2021 Qtr 4; 2022 Qtr 3 to 2023 Qtr 4
19.8 | bar: 2013 Qtr 3 to 2015 Qtr 3; 2016 Qtr 3 to 2017 Qtr 4; 2018 Qtr 3 to 2019 Qtr 4; 2020 Qtr 3 to 2021 Qtr 4; 2022 Qtr 3 to 2023 Qtr 4
19.9 | bar: 2013 Qtr 3 to 2015 Qtr 3; 2016 Qtr 3 to 2017 Qtr 4; 2018 Qtr 3 to 2019 Qtr 4; 2020 Qtr 3 to 2021 Qtr 4; 2022 Qtr 3 to 2023 Qtr 4
20 | bar: 2013 Qtr 3 to 2015 Qtr 3; 2016 Qtr 3 to 2017 Qtr 4; 2018 Qtr 3 to 2019 Qtr 4; 2020 Qtr 3 to 2021 Qtr 4; 2022 Qtr 3 to 2023 Qtr 4
21 | bar: 2013 Qtr 3 to 2015 Qtr 3; 2016 Qtr 3 to 2017 Qtr 4; 2018 Qtr 3 to 2019 Qtr 4; 2020 Qtr 3 to 2021 Qtr 4; 2022 Qtr 3 to 2023 Qtr 4
22 | bar: 2013 Qtr 3 to 2015 Qtr 3; 2016 Qtr 3 to 2017 Qtr 4; 2018 Qtr 3 to 2019 Qtr 4; 2020 Qtr 3 to 2021 Qtr 4; 2022 Qtr 3 to 2023 Qtr 4
23 | bar: 2013 Qtr 3 to 2015 Qtr 3; 2016 Qtr 3 to 2017 Qtr 4; 2018 Qtr 3 to 2019 Qtr 4; 2020 Qtr 3 to 2021 Qtr 4; 2022 Qtr 3 to 2023 Qtr 4
24 | bar: 2013 Qtr 3 to 2015 Qtr 3; 2016 Qtr 3 to 2017 Qtr 4; 2018 Qtr 3 to 2019 Qtr 4; 2020 Qtr 3 to 2021 Qtr 4; 2022 Qtr 3 to 2023 Qtr 4
25 | bar: 2013 Qtr 3 to 2015 Qtr 3; 2016 Qtr 3 to 2017 Qtr 4; 2018 Qtr 3 to 2019 Qtr 4; 2020 Qtr 3 to 2021 Qtr 4; 2022 Qtr 3 to 2023 Qtr 4
26 | bar: 2013 Qtr 3 to 2015 Qtr 3; 2016 Qtr 3 to 2017 Qtr 4; 2018 Qtr 3 to 2019 Qtr 4; 2020 Qtr 3 to 2021 Qtr 4; 2022 Qtr 3 to 2023 Qtr 4
27 | bar: 2013 Qtr 3 to 2015 Qtr 3; 2016 Qtr 3 to 2017 Qtr 4; 2018 Qtr 3 to 2019 Qtr 4; 2020 Qtr 3 to 2021 Qtr 4; 2022 Qtr 3 to 2023 Qtr 4
28 | bar: 2013 Qtr 3 to 2015 Qtr 3; 2016 Qtr 3 to 2017 Qtr 4; 2018 Qtr 3 to 2019 Qtr 4; 2020 Qtr 3 to 2021 Qtr 4; 2022 Qtr 3 to 2023 Qtr 4
29 | bar: 2013 Qtr 3 to 2015 Qtr 3; 2016 Qtr 3 to 2017 Qtr 4; 2018 Qtr 3 to 2019 Qtr 4; 2020 Qtr 3 to 2021 Qtr 4; 2022 Qtr 3 to 2023 Qtr 4
30 | bar: 2013 Qtr 3 to 2015 Qtr 3; 2016 Qtr 3 to 2017 Qtr 4; 2018 Qtr 3 to 2019 Qtr 4; 2020 Qtr 3 to 2021 Qtr 4; 2022 Qtr 3 to 2023 Qtr 4