## Export
PROGRAM NAME | 3239-SW-AG-Deemed Incentives SDG&E_COMPLIANCE
BUDGET |  |  | SDG&E 2013 v1c4-Draft.xls
Administrative Costs
Overhead and G&A | 54292.7701
Other Administrative Costs | 0
Marketing/Outreach | 30507.6148
Direct Implementation
d.i. User Input Incentive (No rebates) | 0
d.ii. - d.v. Rebates etc | 383691.4508
Activity | 270535.6698
Installation | 0
Hardware & Materials | 0
Rebate Processing & Inspection | 0
EM&V Costs | 0
Budget | 739027.5055
Costs recovered from other sources | 0
Budget (plus other costs) | 739027.5055
PROGRAM IMPACTS
Program Reductions | 2013-2014 | 2013 | 2014
User Entered kW (kW) | 436.2536 | 221.8384 | 214.4151
Net Jul-Sept Peak (kW) | 393.3177 | 199.9994 | 193.3183
Net Dec-Feb Peak (kW) | 252.5167 | 128.3838 | 124.133
Net NCP (kW) | 252.5167 | 128.3838 | 124.133
Net CEC (kW) | 0 | 0 | 0
Annual Net kWh | 2235590.8395 | 1137613.9831 | 1097976.8564
Lifecycle Net kWh | 25682251.2531 | 13079543.2259 | 12602708.0272
Annual Net Therms | 25883.3759 | 13122.7278 | 12760.6481
Lifecycle Net Therms | 237721.2233 | 120197.0092 | 117524.2141
Program Reductions for Measures installed through 2024
TRC
Costs | 1778900.6144
Electric Benefits | 2114947.0741
Gas Benefits | 165997.887
Net Benefits (NPV) | 502044.3466
BC Ratio | 1.2822
PAC
Costs | 739027.5055
Electric Benefits | 2114947.0741
Gas Benefits | 165997.887
Net Benefits (NPV) | 1541917.4556
BC Ratio | 3.0864
Levelized Cost
Levelized Cost TRC ($/kWh )
Discounted kWh | 16313651.596
Cost | 0.10269
Benefits | 0.12964
Benefit-Cost | 0.026957
Levelized Cost PAC ($/kWh)
Discounted kWh | 16313651.596
Cost | 0.040106
Benefits | 0.12964
Benefit-Cost | 0.089537
Levelized Cost TRC ($/therm)
Discounted Therms | 161246.3412
Cost | 0.64328
Benefits | 1.0295
Benefit-Cost | 0.38619
Levelized Cost PAC ($/therm)
Discounted Therms | 161246.3412
Cost | 0.52558
Benefits | 1.0295
Benefit-Cost | 0.50389
Emission Annual Reductions (2014-2016) |  |  |  | Energy Division File sheet "Attachment II" Total Electricity and Gas Emission Reductions
Electric Annual CO2 (tons) - 2014 | 572.681 |  |  |  | 2013 | 2014 | 2015 | 2016 | 2017 | 2018 | 2019
2015 | 552.7685 |  |  |  | Total | Total | Total | Total | Total | Total | Total
2016 | 0 |  |  | Annual CO2 Emission Reductions (tons) | 649.449 | 627.4182 | 0 | 0 | 0 | 0 | 0
Electric Lifecycle CO2 (tons) - 2014 | 6580.1842 |  |  | Lifecycle CO2 Emission Reductions (tons) | 7283.3367 | 7028.2456 | 0 | 0 | 0 | 0 | 0
2015 | 6340.729 |  |  | Annual NOx Emission Reductions (tons) | 0.18053 | 0.17476 | 0 | 0 | 0 | 0 | 0
2016 | 0 |  |  | Lifecycle NOx Emission Reductions (tons) | 1.7835 | 1.7298 | 0 | 0 | 0 | 0 | 0
Electric Annual NOX (tons) - 2014 | 0.069086 |  |  | Annual SO2 Emission Reductions (tons)
2015 | 0.066688 |  |  | Lifecycle SO2 Emission Reductions (tons)
2016 | 0
Electric Lifecycle NOX (tons) - 2014 | 0.79289
2015 | 0.76409
2016 | 0
Electric Annual SO2 (lbs) - 2014
2015
2016
Electric Lifecycle SO2 (lbs) - 2014
2015
2016
Gas Annual CO2 (tons) - 2014 | 76.768
2015 | 74.6498
2016 | 0
Gas Lifecycle CO2 (tons) - 2014 | 703.1525
2015 | 687.5167
2016 | 0
Gas Annual NOX (tons) - 2014 | 0.11144
2015 | 0.10807
2016 | 0
Gas Lifecycle NOX (tons) - 2014 | 0.99061
2015 | 0.96575
2016 | 0
Gas Annual SO2 (lbs) - 2014
2015
2016
Gas Lifecycle SO2 (lbs) - 2014
2015
2016
Data below not currently used in Energy Division workbook
Levelized Cost RIM ($/therm)
Discounted Therms | 161246.3412
Cost | 1.5654
Benefits | 1.0295
Benefit-Cost | -0.53591
Levelized Cost RIM ($/kWh)
Discounted kWh | 16313651.596
Cost | 0.19713
Benefits | 0.12964
Benefit-Cost | -0.53591
RIM
Costs | 3468340.7831
Electric Benefits | 2114947.0741
Gas Benefits | 165997.887
Net Benefits (NPV) | -1187395.822
BC Ratio | 0.65765
Impacts for all programs
Net July-Sept Wtd Avg Peak** (kW)
Clothes Dryer | 0
Clothes Washer | 0
Consumer Electronics | 0
Cooking | 0
Dishwasher | 0
Net Wtd Avg Dec-Feb** (kW)
Clothes Dryer | 0
Clothes Washer | 0
Consumer Electronics | 0
Cooking | 0
Dishwasher | 0
0
Clothes Dryer | 0
Clothes Washer | 0
Consumer Electronics | 0
Cooking | 0
Dishwasher | 0
Annual Wtd Avg Net kWh
Clothes Dryer | 0
Clothes Washer | 0
Consumer Electronics | 0
Cooking | 0
Dishwasher | 0
Lifecycle Net kWh
Clothes Dryer | 0
Clothes Washer | 0
Consumer Electronics | 0
Cooking | 0
Dishwasher | 0
Annual Wtd Avg Net Therms
Clothes Dryer | 0
Clothes Washer | 0
Consumer Electronics | 0
Cooking | 0
Dishwasher | 0
Lifecycle Net Therms
Clothes Dryer | 0
Clothes Washer | 0
Consumer Electronics | 0
Cooking | 0
Dishwasher | 0
Goal Attainment | Net Annual Savings
kWh
2013 | 1572715.0682
2014 | 1514371.2725
2015 | -24813.8142
2016 | -27716.377
2017 | -5492.6613
2018 | -17947.5044
2019 | -86015.3997
2020 | -164697.8732
2021 | -257708.7524
2022 | -251745.3742
kW
2013 | 305.7874
2014 | 294.8227
2015 | -5.4556
2016 | -6.0913
2017 | -1.207
2018 | -1.685
2019 | -15.0261
2020 | -33.9754
2021 | -58.9444
2022 | -59.815
Therms
2013 | 21169.1508
2014 | 20582.4223
2015 | 63.0551
2016 | 70.4181
2017 | 13.9543
2018 | -5909.6669
2019 | -9069.2539
2020 | -3013.0631
2021 | 718.611
2022 | 742.6489

## Output by Measure
SDGE
3239-SW-AG-Deemed Incentives SDG&E_COMPLIANCE
SDG&E | [7 empty] | Levelized Benefits less Costs (TRC) |  |  |  | Levelized Benefits less Costs (PAC) |  |  |  | Benefit Cost Ratios
Net Impacts by Measure | [7 empty] | No Allocated Admin |  | w/ Allocated Admin |  | No Allocated Admin |  | w/ Allocated Admin |  | No Allocated Admin |  | w/ Allocated Admin
| Wtd Avg Net Avg Jul-Sep (kW) | Wtd Avg Net Dec-Feb Pk (kW) | Wtd Avg Net User Entered kW | Wtd Avg Annual kWh adj for Net to gross | Wtd Avg Lifecycle kWh (Annual * Measure Life) | Wtd Avg Annual Therms | Wtd Avg Lifecycle Therms | Electric ($/kWh) | Gas ($/Th) | Electric ($/kWh) | Gas ($/Th) | Electric ($/kWh) | Gas ($/Th) | Electric ($/kWh) | Gas ($/Th) | TRC | PAC | TRC | PAC
Total or Average | 393.3177 | 252.5167 | 436.2536 | 2235590.8395 | 25682251.2531 | 25883.3759 | 237721.2233 | 0.04684 | 0.57835 | 0.026957 | 0.38619 | 0.10942 | 0.69605 | 0.089537 | 0.50389
446321-Food Service - Commercial Gas Fryer | 0 | 0 | 0 | 0 | 0 | 3671.2 | 44054.4 | 0 | 0.7728 | 0 | 0.61243 | 0 | 0.91543 | 0 | 0.75507 | 3.8321 | 8.029 | 2.4136 | 3.5983
446324-Ice Machines 301-400 - Energy Star | 0.10267 | 0.079453 | 0.091 | 890.5 | 8905 | 0 | 0 | 0.047279 | 0 | 0.030152 | 0 | 0.088963 | 0 | 0.071836 | 0 | 1.7342 | 4.917 | 1.3699 | 2.8032
446330-Ice Machines 201-300 - CEE Tier III | 0.1247 | 0.096504 | 0.1235 | 1081.6 | 12979.2 | 0 | 0 | 0.0078841 | 0 | -0.0097295 | 0 | 0.092747 | 0 | 0.075134 | 0 | 1.0737 | 5.1962 | 0.9219 | 2.8918
446334-Ice Machines 1001-1500 - CEE Tier III | 0.58476 | 0.45254 | 0.57915 | 5071.95 | 50719.5 | 0 | 0 | 0.054601 | 0 | 0.0376 | 0 | 0.078953 | 0 | 0.061953 | 0 | 1.9706 | 3.475 | 1.5133 | 2.2669
446342-Food Service - Convection Oven-Electric | 0.23269 | 0.2569 | 0.559 | 1709.5 | 20514 | 0 | 0 | 0.070924 | 0 | 0.052166 | 0 | 0.073372 | 0 | 0.054613 | 0 | 2.3801 | 2.4991 | 1.7436 | 1.8066
446343-Food Service - Convection Oven-Gas | 0 | 0 | 0 | 0 | 0 | 278.2 | 3338.4 | 0 | 0.59453 | 0 | 0.43416 | 0 | 0.61601 | 0 | 0.45565 | 2.3178 | 2.4337 | 1.71 | 1.7722
446347-Conveyor Oven lg >25" total conveyor width | 0 | 0 | 0 | 0 | 0 | 1149.2 | 13790.4 | 0 | 0.34355 | 0 | 0.18319 | 0 | 0.88965 | 0 | 0.72928 | 1.4893 | 6.7022 | 1.2124 | 3.3051
446350-Water Heating - Storage Water Heater minimum .62 EF (Tier I) | 4.5631e-05 | 4.1605e-05 | 0.00027176 | 0.34873 | 5.2309 | 10.5339 | 158.0085 | -0.090641 | -0.80102 | -0.1098 | -0.97037 | 0.042114 | 0.37217 | 0.022951 | 0.20282 | 0.57958 | 1.5084 | 0.53227 | 1.225
446353-Heating - Space Heating Boilers - Large | 0 | 0 | 0 | 0 | 0 | 53.5925 | 1071.85 | 0 | 0.90106 | 0 | 0.71794 | 0 | 1.1582 | 0 | 0.97508 | 4.0755 | 33.3128 | 2.5079 | 5.4532
446355-Water Heating -Instantaneous - Gas <=200MBtuh | 9.0173e-05 | 8.2218e-05 | 0.00022464 | 0.68913 | 13.7826 | 24.102 | 482.04 | 0.11626 | 1.0537 | 0.096042 | 0.8704 | 0.11701 | 1.0604 | 0.096784 | 0.87713 | 8.4555 | 8.8783 | 3.6815 | 3.7595
446360-Water Heating -Direct Contact Water Heater >300 Mbtuh | 5.3073e-05 | 4.8391e-05 | 0.0002028 | 0.4056 | 8.112 | 23.491 | 469.82 | 0.1075 | 0.97424 | 0.087279 | 0.79098 | 0.10982 | 0.99526 | 0.089598 | 0.812 | 5.4134 | 5.9832 | 2.9578 | 3.1202
446361-Tank Insulation - High Temperature Applic. (LF) 1 in | 0 | 0 | 0 | 0 | 0 | 75.66 | 1513.2 | 0 | 1.1498 | 0 | 0.96656 | 0 | 1.152 | 0 | 0.96871 | 26.4597 | 27.7826 | 5.2314 | 5.2811
446362-Tank Insulation - High Temperature Applic. (LF) 2 in | 0 | 0 | 0 | 0 | 0 | 317.72 | 6354.4 | 0 | 1.1383 | 0 | 0.95508 | 0 | 1.1409 | 0 | 0.95775 | 21.2667 | 22.33 | 4.9904 | 5.0468
446373-A/C - Reflective Window Film Coastal | 1.7711 | 0.81386 | 2.7344 | 4569.617 | 45696.17 | -230.7981 | -2307.981 | -0.0089526 | 1.1181 | -0.03472 | 1.1181 | 0.11122 | 1.1181 | 0.085449 | 1.1181 | 0.63032 | 1.9638 | 0.55021 | 1.351
446374-A/C - Reflective Window Film Inland | 1.9959 | 0.91716 | 3.0814 | 5149.6315 | 51496.315 | -260.093 | -2600.9295 | -0.0089551 | 1.118 | -0.034722 | 1.118 | 0.11121 | 1.118 | 0.085447 | 1.118 | 0.63031 | 1.9638 | 0.5502 | 1.3509
446376-Motors - VFD - HVAC Fans (per Hp) | 12.5032 | 7.2953 | 10.4442 | 60333 | 904995 | -108.498 | -1627.47 | 0.11638 | 1.2208 | 0.095143 | 1.2208 | 0.12764 | 1.2208 | 0.10641 | 1.2208 | 6.1703 | 12.5952 | 3.1457 | 4.2512
446380-Low Flow Showerhead | 0 | 0 | 0 | 0 | 0 | 6291.6 | 62916 | 0 | 0.66943 | 0 | 0.51507 | 0 | 0.68548 | 0 | 0.53112 | 2.986 | 3.1353 | 2.0481 | 2.1172
446381-Software Plug Load Sensors | 3.6492 | 2.9802 | 2.86 | 28600 | 143000 | 0 | 0 | 0.077815 | 0 | 0.06162 | 0 | 0.079138 | 0 | 0.062943 | 0 | 3.8003 | 3.9903 | 2.401 | 2.4754
446383-Refrigerator - Early Replacement | 0.34303 | 0.26618 | 0.5928 | 3177.2 | 15886 | -41.444 | -207.22 | -0.066791 | 1.0205 | -0.082123 | 1.0205 | -0.05885 | 1.0205 | -0.074182 | 1.0205 | 0.51965 | 0.54564 | 0.4759 | 0.4976
446451-Food Service - Steamer-Electric | 5.3362 | 5.8914 | 8.97 | 39202.8 | 470433.6 | 0 | 0 | 0.11082 | 0 | 0.092058 | 0 | 0.11469 | 0 | 0.095935 | 0 | 10.6365 | 16.0466 | 4.0424 | 4.6365
446452-Food Service - Steamer-Gas | 0 | 0 | 0 | 0 | 0 | 4819.1 | 57829.2 | 0 | 0.91244 | 0 | 0.75208 | 0 | 0.94645 | 0 | 0.78609 | 7.8487 | 10.5395 | 3.5616 | 4.0283
446456-Lighting - 8 Ft T-8 with Elec. Ballast | 4.4039 | 2.7537 | 5.4113 | 22774.6512 | 341619.768 | -59.9868 | -899.8021 | 0.11409 | 1.2209 | 0.092855 | 1.2209 | 0.13036 | 1.2209 | 0.10913 | 1.2209 | 5.5489 | 16.6929 | 2.9654 | 4.6101
446461-Lighting - Screw in 14-26 Watt Reflector Lamp | 4.5437 | 2.8411 | 4.9645 | 23497.6154 | 42295.7077 | -58.6557 | -105.5803 | 0.040411 | 0.95611 | 0.023508 | 0.95611 | 0.074527 | 0.95611 | 0.057623 | 0.95611 | 1.5447 | 3.0212 | 1.2436 | 2.0502
446463-Lighting- Ceramic Metal Halide Fixture | 12.1986 | 7.5657 | 15.6557 | 65890.6685 | 988360.0272 | -173.5513 | -2603.2697 | 0.07648 | 1.2209 | 0.055688 | 1.2209 | 0.082069 | 1.2209 | 0.061277 | 1.2209 | 2.2397 | 2.4737 | 1.6568 | 1.7814
446464-Lighting-Wall or Ceiling-mounted Lighting Sensor >= 500 watts | 1.4083 | 0.90813 | 1.6898 | 7111.8029 | 56894.423 | -20.9798 | -167.8385 | 0.081692 | 1.0795 | 0.061977 | 1.0795 | 0.095191 | 1.0795 | 0.075476 | 1.0795 | 2.6754 | 3.7579 | 1.8831 | 2.362
446468-Refrigeration - New Refrigeration Case w/Doors-Low Temperature Case | 1.728 | 1.4451 | 4.9306 | 13041.6 | 156499.2 | 2482.48 | 29789.76 | 0.01493 | 0.14591 | -0.0032523 | -0.031785 | 0.019865 | 0.19414 | 0.0016824 | 0.016442 | 1.1441 | 1.2013 | 0.9733 | 1.0144
446469-Refrigeration - New Refrigeration Case w/Doors-Medium Temperature Case | 0.039273 | 0.032843 | 0.11206 | 296.4 | 3556.8 | 56.42 | 677.04 | -0.2319 | -2.0418 | -0.2499 | -2.2003 | 0.07216 | 0.63534 | 0.05416 | 0.47685 | 0.33604 | 2.5961 | 0.31957 | 1.8568
446471-Refrigeration - Night Covers for Display Cases Low Temp | 0.38526 | 0.32219 | 0 | 2907.645 | 14538.225 | 76.479 | 382.395 | 0.0021056 | 0.020337 | -0.014092 | -0.13611 | 0.056742 | 0.54804 | 0.040544 | 0.3916 | 1.0203 | 2.1609 | 0.88228 | 1.6231
446473-Refrigeration - Special Doors with Low/No ASH on Low Temp Display Case | 0.18603 | 0.15557 | 0.021466 | 1404 | 22464 | 0 | 0 | 0.064295 | 0 | 0.04517 | 0 | 0.067171 | 0 | 0.048047 | 0 | 2.0644 | 2.1676 | 1.568 | 1.6268
446491-Lighting - Exterior Compact Fluorescent Fixture <=70 watts | 0.02801 | 0.025393 | 0 | 2496.9 | 37453.5 | 0 | 0 | -0.054991 | 0 | -0.070363 | 0 | 0.082641 | 0 | 0.067269 | 0 | 0.64574 | 5.6967 | 0.58755 | 3.0404
446492-Lighting - Exterior Induction Fixture <=100 watts | 0.31359 | 0.28429 | 6.6419 | 27954.108 | 419311.62 | -73.6291 | -1104.4369 | 0.01863 | 1.2207 | 0.0032669 | 1.2207 | 0.085117 | 1.2207 | 0.069754 | 1.2207 | 1.189 | 6.4378 | 1.0005 | 3.1869
446493-Lighting - Exterior Induction Fixture <=120 watts | 0.0041854 | 0.0037943 | 0 | 373.1 | 5596.5 | 0 | 0 | -0.043592 | 0 | -0.058964 | 0 | 0.077807 | 0 | 0.062435 | 0 | 0.69692 | 4.469 | 0.62962 | 2.6516
446494-Lighting - Exterior Induction Fixture <=180 watts | 0.39632 | 0.35929 | 0 | 35329.6125 | 529944.1875 | 0 | 0 | -0.11266 | 0 | -0.12802 | 0 | 0.076871 | 0 | 0.061506 | 0 | 0.4707 | 4.2968 | 0.43901 | 2.5901
446495-Lighting - Exterior Induction Fixture <=250 watts | 0.59074 | 0.53554 | 0 | 52660.4 | 789906 | 0 | 0 | 0.023456 | 0 | 0.0080946 | 0 | 0.083183 | 0 | 0.067821 | 0 | 1.3058 | 5.8978 | 1.0879 | 3.0968
446496-Lighting - Exterior Induction Fixture <=70 watts | 0.4986 | 0.45201 | 10.5605 | 44446.453 | 666696.7944 | -117.0688 | -1756.0317 | -0.014625 | 1.2209 | -0.029991 | 1.2209 | 0.08472 | 1.2209 | 0.069354 | 1.2209 | 0.84462 | 6.2671 | 0.74493 | 3.1445
446497-Lighting - Exterior Pulse Start/Ceramic Metal Halide Fixtures <=100 watts | 0.37603 | 0.23512 | 0.46205 | 1944.6336 | 29169.504 | -5.122 | -76.8304 | 0.061276 | 1.2215 | 0.040032 | 1.2215 | 0.13422 | 1.2215 | 0.11297 | 1.2215 | 1.7516 | 31.4415 | 1.3738 | 5.2962
446498-Lighting - Exterior Pulse Start/Ceramic Metal Halide Fixtures <=125 watts | 0.21644 | 0.13533 | 0 | 1119.3 | 16789.5 | 0 | 0 | 0.0014207 | 0 | -0.019823 | 0 | 0.13291 | 0 | 0.11167 | 0 | 1.0104 | 24.7034 | 0.87481 | 5.1588
446499-Lighting - Exterior Pulse Start/Ceramic Metal Halide Fixtures <=175 watts | 0.18218 | 0.11391 | 0 | 942.123 | 14131.845 | 0 | 0 | -0.068997 | 0 | -0.090241 | 0 | 0.12853 | 0 | 0.10728 | 0 | 0.66751 | 13.862 | 0.60552 | 4.4346
446500-Lighting - Exterior Pulse Start/Ceramic Metal Halide Fixtures <=250 watts | 5.2338 | 3.2461 | 0 | 28270.32 | 424054.8 | 0 | 0 | 0.06453 | 0 | 0.043737 | 0 | 0.13275 | 0 | 0.11196 | 0 | 1.9082 | 47.897 | 1.4762 | 5.7392
446501-Lighting - Exterior Pulse Start/Ceramic Metal Halide Fixtures <=70 watts | 0.2503 | 0.15524 | 0.32123 | 1351.9834 | 20279.7504 | -3.561 | -53.4154 | 0.025764 | 1.2215 | 0.0049637 | 1.2215 | 0.13254 | 1.2215 | 0.11174 | 1.2215 | 1.2052 | 42.7854 | 1.0134 | 5.5414
446502-Lighting - Exterior Pulse Start/Ceramic Metal Halide Fixtures <=750 watts | 0.82099 | 0.50919 | 0 | 4434.56 | 66518.4 | 0 | 0 | 0.064206 | 0 | 0.043405 | 0 | 0.13186 | 0 | 0.11106 | 0 | 1.8989 | 35.9369 | 1.4706 | 5.5191
446503-Lighting - Interior Compact Fluorescent Fixture <=128 watts | 0.17054 | 0.10997 | 0.20462 | 861.1949 | 10334.3386 | -2.2683 | -27.2199 | 0.031865 | 1.1593 | 0.011013 | 1.1593 | 0.11931 | 1.1593 | 0.098455 | 1.1593 | 1.2768 | 7.9798 | 1.0637 | 3.5436
446507-Lighting - Interior Compact Fluorescent Fixture <=70 watts | 0.2063 | 0.13303 | 0.24753 | 1041.768 | 12501.216 | -2.7439 | -32.9273 | -0.1642 | 1.1593 | -0.18505 | 1.1593 | 0.10498 | 1.1593 | 0.084131 | 1.1593 | 0.4428 | 4.2902 | 0.41403 | 2.5643
446510-Lighting - Interior Induction Fixture <=250watts | 0.089855 | 0.057941 | 0.10781 | 453.7478 | 6806.2176 | -1.1951 | -17.9271 | -0.046492 | 1.2215 | -0.068106 | 1.2215 | 0.099437 | 1.2215 | 0.077823 | 1.2215 | 0.73478 | 3.3187 | 0.6588 | 2.1822
446513-Lighting - Interior Linear Fluorescent Fixture <=128 watts replacing 101-175 Watts | 4.6724 | 3.0129 | 5.6061 | 23594.7096 | 353920.644 | -62.1468 | -932.2017 | 0.053558 | 1.2208 | 0.031955 | 1.2208 | 0.12745 | 1.2208 | 0.10585 | 1.2208 | 1.5766 | 10.2638 | 1.2639 | 3.9312
446514-Lighting - Interior Linear Fluorescent Fixture <=192 watts replacing 176-399 Watts | 3.2439 | 2.0918 | 3.8922 | 16381.223 | 180193.4534 | -43.147 | -474.6167 | 0.048269 | 1.1382 | 0.027691 | 1.1382 | 0.11299 | 1.1382 | 0.092413 | 1.1382 | 1.527 | 6.1909 | 1.2319 | 3.1408
446515-Lighting - Interior Linear Fluorescent Fixture <=244 watts replacing 400 Watts (Tier 1) | 33.6631 | 21.7069 | 39.96 | 169992 | 2549880 | -440.64 | -6609.6 | 0.10024 | 1.2209 | 0.078636 | 1.2209 | 0.12758 | 1.2209 | 0.10598 | 1.2209 | 3.3891 | 10.3607 | 2.2126 | 3.9463
446516-Lighting - Interior Linear Fluorescent Fixture <=600 watts replacing >=400 Watts (Tier 1) | 15.4521 | 9.9639 | 18.36 | 78030 | 1170450 | -201.96 | -3029.4 | 0.093759 | 1.2215 | 0.072145 | 1.2215 | 0.13182 | 1.2215 | 0.1102 | 1.2215 | 2.9205 | 15.1133 | 2.0028 | 4.4834
446517-Lighting - Interior Linear Fluorescent Fixture <=64 watts replacing <=100 Watts | 2.0249 | 1.3057 | 2.4296 | 10225.3536 | 153380.304 | -26.9329 | -403.9928 | 0.074531 | 1.2205 | 0.052932 | 1.2205 | 0.1349 | 1.2205 | 0.1133 | 1.2205 | 2.0756 | 23.1945 | 1.5656 | 4.9986
446518-Lighting - Interior Linear Fluorescent Fixture 245-360 watts replacing 400 Watts (Tier 2) | 3.4039 | 2.1949 | 4.0842 | 17189.172 | 257837.58 | -45.2751 | -679.1258 | 0.067203 | 1.221 | 0.045597 | 1.221 | 0.12582 | 1.221 | 0.10421 | 1.221 | 1.8685 | 9.1402 | 1.4448 | 3.7544
446522-Lighting - Interior Pulse Start/Ceramic Metal Halide Fixtures <=600 watts Tier I | 1.1443 | 0.73786 | 1.3729 | 5778.3398 | 92453.4374 | -15.2197 | -243.5158 | 0.063146 | 1.2417 | 0.04129 | 1.2417 | 0.13831 | 1.2417 | 0.11646 | 1.2417 | 1.7544 | 33.2029 | 1.3756 | 5.3453
446533-Lighting - Occupancy Sensor - High-Bay Sensor <12' | 1.124 | 0.69714 | 1.4426 | 6071.4239 | 48571.3912 | -17.9107 | -143.2856 | -0.10905 | 1.079 | -0.128 | 1.079 | 0.086832 | 1.079 | 0.067882 | 1.079 | 0.51752 | 3.2772 | 0.47854 | 2.1619
446534-Lighting - Occupancy Sensor - High-Bay Sensor >=12' | 10.2126 | 6.5854 | 12.2535 | 51571.6831 | 412573.4646 | -152.1365 | -1217.0917 | 0.033121 | 1.079 | 0.013416 | 1.079 | 0.10659 | 1.079 | 0.086885 | 1.079 | 1.3139 | 5.7222 | 1.0889 | 3.0119
446536-Lighting - Occupancy Sensor - Wallbox Lighting Sensor | 51.086 | 31.9433 | 62.7724 | 264192.3648 | 2113538.9184 | -779.3675 | -6234.9398 | 0.027138 | 1.079 | 0.0077734 | 1.079 | 0.11678 | 1.079 | 0.097413 | 1.079 | 1.2417 | 12.9708 | 1.0387 | 4.2658
446537-Lighting - T8 to 4ft 25 Watt Lamp | 27.4608 | 17.1709 | 33.7428 | 142014.348 | 2130215.22 | -374.0556 | -5610.8347 | 0.12839 | 1.2209 | 0.10716 | 1.2209 | 0.13287 | 1.2209 | 0.11163 | 1.2209 | 13.431 | 24.1758 | 4.3204 | 5.041
446538-Lighting - T8 to 4ft 28 Watt Lamp | 6.597 | 4.125 | 8.1061 | 34116.5664 | 511748.496 | -89.8606 | -1347.909 | 0.12231 | 1.2209 | 0.10107 | 1.2209 | 0.13357 | 1.2209 | 0.11233 | 1.2209 | 8.3725 | 27.6293 | 3.6173 | 5.176
446558-Pipe Insulation - High Pressure (>=15 psi) Steam Applic. >=1 in. Dry Cleaner Only | 0 | 0 | 0 | 0 | 0 | 466.18 | 9323.6 | 0 | 1.1558 | 0 | 0.97254 | 0 | 1.1694 | 0 | 0.98613 | 30.494 | 46.6863 | 5.3719 | 5.7214
446559-Pipe Insulation - Hot Water Applic. <1 in. | 0 | 0 | 0 | 0 | 0 | 17.16 | 188.76 | 0 | 0.77882 | 0 | 0.62147 | 0 | 0.9081 | 0 | 0.75075 | 4.1508 | 8.7021 | 2.5363 | 3.7275
446560-Pipe Insulation - Hot Water Applic. >=1 in. | 0 | 0 | 0 | 0 | 0 | 69.03 | 759.33 | 0 | 0.88775 | 0 | 0.7304 | 0 | 0.96006 | 0 | 0.80271 | 7.4211 | 15.5582 | 3.4709 | 4.5948
446565-Refrigeration - Insulate Bare Suction Pipes | 0.00059753 | 0.00049971 | 0.000585 | 4.5097 | 49.6067 | 0 | 0 | -0.00074914 | 0 | -0.018695 | 0 | 0.0048588 | 0 | -0.013087 | 0 | 0.99364 | 1.0433 | 0.86224 | 0.89941
446572-Refrigeration - Food Service -Evaporator Fan Controller for Walk-In Coolers | 1.2256 | 1.025 | 1.2711 | 9249.8562 | 147997.6992 | 0 | 0 | 0.10836 | 0 | 0.089238 | 0 | 0.11488 | 0 | 0.095753 | 0 | 7.6323 | 12.6938 | 3.5164 | 4.3077
446574-Lighting - Exterior LED Fixtures <=110 watts | 0.017007 | 0.015418 | 0 | 1516.06 | 22740.9 | 0 | 0 | -0.59372 | 0 | -0.60909 | 0 | 0.022959 | 0 | 0.0075865 | 0 | 0.14444 | 1.2971 | 0.14131 | 1.0819
446575-Lighting - Exterior LED Fixtures <=192watts | 0.12804 | 0.11608 | 0 | 11414.1825 | 182626.92 | 0 | 0 | -0.61817 | 0 | -0.63374 | 0 | 0.031893 | 0 | 0.016319 | 0 | 0.1411 | 1.4578 | 0.13811 | 1.1915
446576-Lighting - Exterior LED Fixtures <=350 watts | 0.096365 | 0.087361 | 0 | 8590.3125 | 137445 | 0 | 0 | -0.90205 | 0 | -0.91762 | 0 | 0.020743 | 0 | 0.0051692 | 0 | 0.10118 | 1.2567 | 0.099638 | 1.0536
446577-Lighting - Exterior LED Fixtures <=80 watts | 0.21025 | 0.19061 | 0 | 18742.5 | 299880 | 0 | 0 | -0.57883 | 0 | -0.5944 | 0 | 0.047674 | 0 | 0.032101 | 0 | 0.14925 | 1.885 | 0.14591 | 1.4623
446579-Lighting - Interior LED Fixtures <=130 watts | 0.010644 | 0.0096492 | 0.22544 | 948.8102 | 11385.7229 | -2.4991 | -29.9892 | -0.25278 | 1.1593 | -0.26751 | 1.1593 | 0.0746 | 1.1593 | 0.059875 | 1.1593 | 0.26652 | 4.3407 | 0.25573 | 2.5722
446582-Lighting - LED System <=15 watts Surface/Pendant/Recessed Down Lighting | 3.3805 | 2.1138 | 4.1539 | 17482.4698 | 31468.4456 | -46.0476 | -82.8856 | -0.51757 | 0.95588 | -0.53447 | 0.95588 | 0.044171 | 0.95588 | 0.027273 | 0.95588 | 0.17151 | 1.631 | 0.16701 | 1.2986
446584-Lighting - Linear LED Systems (T12 Basecase) | 0.0043388 | 0.002713 | 0.0053313 | 22.4381 | 246.8189 | -0.0591 | -0.6501 | -0.020244 | 1.1386 | -0.040475 | 1.1386 | -0.0033376 | 1.1386 | -0.023568 | 1.1386 | 0.84724 | 0.95315 | 0.74782 | 0.82913
446586-Lighting - Premium Tier 5' Case Door | 41.1459 | 25.7279 | 32.589 | 212787 | 2340657 | 0 | 0 | 0.025532 | 0 | 0.00531 | 0 | 0.098947 | 0 | 0.078725 | 0 | 1.2401 | 4.0066 | 1.042 | 2.4817
446587-Lighting - Premium Tier 6' Case Door | 53.7222 | 33.5917 | 42.372 | 277825.5 | 3056080.5 | 0 | 0 | 0.057571 | 0 | 0.037348 | 0 | 0.10264 | 0 | 0.082421 | 0 | 1.7749 | 4.5127 | 1.3952 | 2.667
446718-Heating - Greenhouse Heat Curtain | 0 | 0 | 0 | 1513.1564 | 7565.782 | 3555.006 | 17775.03 | 0 | 0.3157 | 0 | 0.15926 | 0 | 0.6741 | 0 | 0.51766 | 1.4482 | 2.9485 | 1.185 | 2.0304
446719-Heating - Infrared Film for Greenhouse | 0 | 0 | 0 | 459.052 | 2295.2601 | 6754.6226 | 33773.1129 | 0 | 0.79082 | 0 | 0.63438 | 0 | 0.80173 | 0 | 0.6453 | 4.4498 | 4.6723 | 2.6449 | 2.7219
446723-Pipe Insulation - Medium pressure steam >15 psi < 1" pipe | 0 | 0 | 0 | 0 | 0 | 54.112 | 1082.24 | 0 | 1.1303 | 0 | 0.94708 | 0 | 1.1549 | 0 | 0.97163 | 18.485 | 29.8052 | 4.8202 | 5.3501
446724-Pipe Insulation - Medium pressure steam >15 psi >= 1" pipe | 0 | 0 | 0 | 0 | 0 | 24.776 | 495.52 | 0 | 1.1597 | 0 | 0.97643 | 0 | 1.1731 | 0 | 0.98983 | 33.8545 | 54.587 | 5.4675 | 5.8248
446727-Lighting - Remove 4 Ft T-8 (De-Lamp 32W) | 17.3926 | 11.2152 | 20.8683 | 87829.056 | 1317435.84 | -231.3355 | -3470.0319 | 0.11399 | 1.2209 | 0.092389 | 1.2209 | 0.13566 | 1.2209 | 0.11405 | 1.2209 | 5.1206 | 26.3649 | 2.839 | 5.1315
446739-A-lamps: 41-100 watts existing, up to 30 watts LED A-lamp | 5.5164 | 3.5572 | 5.9574 | 27856.9344 | 175498.6867 | -70.1398 | -441.8806 | 0.089761 | 1.0457 | 0.070622 | 1.0457 | 0.10392 | 1.0457 | 0.08478 | 1.0457 | 3.4869 | 5.8517 | 2.255 | 3.0529
446741-MR 16: 36-50 watts existing, 5 watts to 10 watts LED MR 16 | 18.9465 | 12.2172 | 20.4609 | 95676.2048 | 602760.09 | -240.899 | -1517.6638 | 0.062831 | 1.0457 | 0.043692 | 1.0457 | 0.096092 | 1.0457 | 0.076953 | 1.0457 | 1.9715 | 4.2561 | 1.5063 | 2.5535
446743-PAR 30: 51-75 watts existing, 10 watts to 21 watts LED PAR 30 | 10.1742 | 6.5606 | 10.9873 | 51377.3939 | 323677.5816 | -129.3609 | -814.9739 | 0.079454 | 1.0457 | 0.060316 | 1.0457 | 0.10279 | 1.0457 | 0.083647 | 1.0457 | 2.6943 | 5.5504 | 1.8946 | 2.9688
446745-PAR 38: 51-90 watts existing, 11 watts to 25 watts LED PAR 38 | 20.3466 | 13.1201 | 21.9729 | 102746.3897 | 647302.2554 | -258.7007 | -1629.8146 | 0.077879 | 1.0456 | 0.058741 | 1.0456 | 0.10722 | 1.0456 | 0.088079 | 1.0456 | 2.6041 | 6.9517 | 1.8495 | 3.3276
0 | 0 | 0 | 0 | 0 | 0 | 0 | 0 | 0 | 0 | 0 | 0 | 0 | 0 | 0 | 0 | 0 | 0 | 0 | 0
0 | 0 | 0 | 0 | 0 | 0 | 0 | 0 | 0 | 0 | 0 | 0 | 0 | 0 | 0 | 0 | 0 | 0 | 0 | 0
0 | 0 | 0 | 0 | 0 | 0 | 0 | 0 | 0 | 0 | 0 | 0 | 0 | 0 | 0 | 0 | 0 | 0 | 0 | 0
0 | 0 | 0 | 0 | 0 | 0 | 0 | 0 | 0 | 0 | 0 | 0 | 0 | 0 | 0 | 0 | 0 | 0 | 0 | 0
0 | 0 | 0 | 0 | 0 | 0 | 0 | 0 | 0 | 0 | 0 | 0 | 0 | 0 | 0 | 0 | 0 | 0 | 0 | 0
0 | 0 | 0 | 0 | 0 | 0 | 0 | 0 | 0 | 0 | 0 | 0 | 0 | 0 | 0 | 0 | 0 | 0 | 0 | 0
0 | 0 | 0 | 0 | 0 | 0 | 0 | 0 | 0 | 0 | 0 | 0 | 0 | 0 | 0 | 0 | 0 | 0 | 0 | 0
0 | 0 | 0 | 0 | 0 | 0 | 0 | 0 | 0 | 0 | 0 | 0 | 0 | 0 | 0 | 0 | 0 | 0 | 0 | 0
0 | 0 | 0 | 0 | 0 | 0 | 0 | 0 | 0 | 0 | 0 | 0 | 0 | 0 | 0 | 0 | 0 | 0 | 0 | 0
0 | 0 | 0 | 0 | 0 | 0 | 0 | 0 | 0 | 0 | 0 | 0 | 0 | 0 | 0 | 0 | 0 | 0 | 0 | 0
0 | 0 | 0 | 0 | 0 | 0 | 0 | 0 | 0 | 0 | 0 | 0 | 0 | 0 | 0 | 0 | 0 | 0 | 0 | 0
0 | 0 | 0 | 0 | 0 | 0 | 0 | 0 | 0 | 0 | 0 | 0 | 0 | 0 | 0 | 0 | 0 | 0 | 0 | 0
0 | 0 | 0 | 0 | 0 | 0 | 0 | 0 | 0 | 0 | 0 | 0 | 0 | 0 | 0 | 0 | 0 | 0 | 0 | 0
0 | 0 | 0 | 0 | 0 | 0 | 0 | 0 | 0 | 0 | 0 | 0 | 0 | 0 | 0 | 0 | 0 | 0 | 0 | 0
0 | 0 | 0 | 0 | 0 | 0 | 0 | 0 | 0 | 0 | 0 | 0 | 0 | 0 | 0 | 0 | 0 | 0 | 0 | 0
0 | 0 | 0 | 0 | 0 | 0 | 0 | 0 | 0 | 0 | 0 | 0 | 0 | 0 | 0 | 0 | 0 | 0 | 0 | 0
0 | 0 | 0 | 0 | 0 | 0 | 0 | 0 | 0 | 0 | 0 | 0 | 0 | 0 | 0 | 0 | 0 | 0 | 0 | 0
0 | 0 | 0 | 0 | 0 | 0 | 0 | 0 | 0 | 0 | 0 | 0 | 0 | 0 | 0 | 0 | 0 | 0 | 0 | 0
0 | 0 | 0 | 0 | 0 | 0 | 0 | 0 | 0 | 0 | 0 | 0 | 0 | 0 | 0 | 0 | 0 | 0 | 0 | 0
0 | 0 | 0 | 0 | 0 | 0 | 0 | 0 | 0 | 0 | 0 | 0 | 0 | 0 | 0 | 0 | 0 | 0 | 0 | 0
0 | 0 | 0 | 0 | 0 | 0 | 0 | 0 | 0 | 0 | 0 | 0 | 0 | 0 | 0 | 0 | 0 | 0 | 0 | 0
0 | 0 | 0 | 0 | 0 | 0 | 0 | 0 | 0 | 0 | 0 | 0 | 0 | 0 | 0 | 0 | 0 | 0 | 0 | 0
0 | 0 | 0 | 0 | 0 | 0 | 0 | 0 | 0 | 0 | 0 | 0 | 0 | 0 | 0 | 0 | 0 | 0 | 0 | 0
0 | 0 | 0 | 0 | 0 | 0 | 0 | 0 | 0 | 0 | 0 | 0 | 0 | 0 | 0 | 0 | 0 | 0 | 0 | 0
0 | 0 | 0 | 0 | 0 | 0 | 0 | 0 | 0 | 0 | 0 | 0 | 0 | 0 | 0 | 0 | 0 | 0 | 0 | 0
0 | 0 | 0 | 0 | 0 | 0 | 0 | 0 | 0 | 0 | 0 | 0 | 0 | 0 | 0 | 0 | 0 | 0 | 0 | 0
0 | 0 | 0 | 0 | 0 | 0 | 0 | 0 | 0 | 0 | 0 | 0 | 0 | 0 | 0 | 0 | 0 | 0 | 0 | 0
0 | 0 | 0 | 0 | 0 | 0 | 0 | 0 | 0 | 0 | 0 | 0 | 0 | 0 | 0 | 0 | 0 | 0 | 0 | 0
0 | 0 | 0 | 0 | 0 | 0 | 0 | 0 | 0 | 0 | 0 | 0 | 0 | 0 | 0 | 0 | 0 | 0 | 0 | 0
0 | 0 | 0 | 0 | 0 | 0 | 0 | 0 | 0 | 0 | 0 | 0 | 0 | 0 | 0 | 0 | 0 | 0 | 0 | 0
0 | 0 | 0 | 0 | 0 | 0 | 0 | 0 | 0 | 0 | 0 | 0 | 0 | 0 | 0 | 0 | 0 | 0 | 0 | 0
0 | 0 | 0 | 0 | 0 | 0 | 0 | 0 | 0 | 0 | 0 | 0 | 0 | 0 | 0 | 0 | 0 | 0 | 0 | 0
0 | 0 | 0 | 0 | 0 | 0 | 0 | 0 | 0 | 0 | 0 | 0 | 0 | 0 | 0 | 0 | 0 | 0 | 0 | 0
0 | 0 | 0 | 0 | 0 | 0 | 0 | 0 | 0 | 0 | 0 | 0 | 0 | 0 | 0 | 0 | 0 | 0 | 0 | 0
0 | 0 | 0 | 0 | 0 | 0 | 0 | 0 | 0 | 0 | 0 | 0 | 0 | 0 | 0 | 0 | 0 | 0 | 0 | 0
0 | 0 | 0 | 0 | 0 | 0 | 0 | 0 | 0 | 0 | 0 | 0 | 0 | 0 | 0 | 0 | 0 | 0 | 0 | 0
0 | 0 | 0 | 0 | 0 | 0 | 0 | 0 | 0 | 0 | 0 | 0 | 0 | 0 | 0 | 0 | 0 | 0 | 0 | 0
0 | 0 | 0 | 0 | 0 | 0 | 0 | 0 | 0 | 0 | 0 | 0 | 0 | 0 | 0 | 0 | 0 | 0 | 0 | 0
0 | 0 | 0 | 0 | 0 | 0 | 0 | 0 | 0 | 0 | 0 | 0 | 0 | 0 | 0 | 0 | 0 | 0 | 0 | 0
0 | 0 | 0 | 0 | 0 | 0 | 0 | 0 | 0 | 0 | 0 | 0 | 0 | 0 | 0 | 0 | 0 | 0 | 0 | 0
0 | 0 | 0 | 0 | 0 | 0 | 0 | 0 | 0 | 0 | 0 | 0 | 0 | 0 | 0 | 0 | 0 | 0 | 0 | 0
0 | 0 | 0 | 0 | 0 | 0 | 0 | 0 | 0 | 0 | 0 | 0 | 0 | 0 | 0 | 0 | 0 | 0 | 0 | 0
0 | 0 | 0 | 0 | 0 | 0 | 0 | 0 | 0 | 0 | 0 | 0 | 0 | 0 | 0 | 0 | 0 | 0 | 0 | 0
0 | 0 | 0 | 0 | 0 | 0 | 0 | 0 | 0 | 0 | 0 | 0 | 0 | 0 | 0 | 0 | 0 | 0 | 0 | 0
0 | 0 | 0 | 0 | 0 | 0 | 0 | 0 | 0 | 0 | 0 | 0 | 0 | 0 | 0 | 0 | 0 | 0 | 0 | 0
0 | 0 | 0 | 0 | 0 | 0 | 0 | 0 | 0 | 0 | 0 | 0 | 0 | 0 | 0 | 0 | 0 | 0 | 0 | 0
0 | 0 | 0 | 0 | 0 | 0 | 0 | 0 | 0 | 0 | 0 | 0 | 0 | 0 | 0 | 0 | 0 | 0 | 0 | 0
0 | 0 | 0 | 0 | 0 | 0 | 0 | 0 | 0 | 0 | 0 | 0 | 0 | 0 | 0 | 0 | 0 | 0 | 0 | 0
0 | 0 | 0 | 0 | 0 | 0 | 0 | 0 | 0 | 0 | 0 | 0 | 0 | 0 | 0 | 0 | 0 | 0 | 0 | 0
0 | 0 | 0 | 0 | 0 | 0 | 0 | 0 | 0 | 0 | 0 | 0 | 0 | 0 | 0 | 0 | 0 | 0 | 0 | 0
0 | 0 | 0 | 0 | 0 | 0 | 0 | 0 | 0 | 0 | 0 | 0 | 0 | 0 | 0 | 0 | 0 | 0 | 0 | 0
0 | 0 | 0 | 0 | 0 | 0 | 0 | 0 | 0 | 0 | 0 | 0 | 0 | 0 | 0 | 0 | 0 | 0 | 0 | 0
0 | 0 | 0 | 0 | 0 | 0 | 0 | 0 | 0 | 0 | 0 | 0 | 0 | 0 | 0 | 0 | 0 | 0 | 0 | 0
0 | 0 | 0 | 0 | 0 | 0 | 0 | 0 | 0 | 0 | 0 | 0 | 0 | 0 | 0 | 0 | 0 | 0 | 0 | 0
0 | 0 | 0 | 0 | 0 | 0 | 0 | 0 | 0 | 0 | 0 | 0 | 0 | 0 | 0 | 0 | 0 | 0 | 0 | 0
0 | 0 | 0 | 0 | 0 | 0 | 0 | 0 | 0 | 0 | 0 | 0 | 0 | 0 | 0 | 0 | 0 | 0 | 0 | 0
0 | 0 | 0 | 0 | 0 | 0 | 0 | 0 | 0 | 0 | 0 | 0 | 0 | 0 | 0 | 0 | 0 | 0 | 0 | 0
0 | 0 | 0 | 0 | 0 | 0 | 0 | 0 | 0 | 0 | 0 | 0 | 0 | 0 | 0 | 0 | 0 | 0 | 0 | 0
0 | 0 | 0 | 0 | 0 | 0 | 0 | 0 | 0 | 0 | 0 | 0 | 0 | 0 | 0 | 0 | 0 | 0 | 0 | 0
0 | 0 | 0 | 0 | 0 | 0 | 0 | 0 | 0 | 0 | 0 | 0 | 0 | 0 | 0 | 0 | 0 | 0 | 0 | 0
0 | 0 | 0 | 0 | 0 | 0 | 0 | 0 | 0 | 0 | 0 | 0 | 0 | 0 | 0 | 0 | 0 | 0 | 0 | 0
0 | 0 | 0 | 0 | 0 | 0 | 0 | 0 | 0 | 0 | 0 | 0 | 0 | 0 | 0 | 0 | 0 | 0 | 0 | 0
0 | 0 | 0 | 0 | 0 | 0 | 0 | 0 | 0 | 0 | 0 | 0 | 0 | 0 | 0 | 0 | 0 | 0 | 0 | 0
0 | 0 | 0 | 0 | 0 | 0 | 0 | 0 | 0 | 0 | 0 | 0 | 0 | 0 | 0 | 0 | 0 | 0 | 0 | 0
0 | 0 | 0 | 0 | 0 | 0 | 0 | 0 | 0 | 0 | 0 | 0 | 0 | 0 | 0 | 0 | 0 | 0 | 0 | 0
0 | 0 | 0 | 0 | 0 | 0 | 0 | 0 | 0 | 0 | 0 | 0 | 0 | 0 | 0 | 0 | 0 | 0 | 0 | 0
0 | 0 | 0 | 0 | 0 | 0 | 0 | 0 | 0 | 0 | 0 | 0 | 0 | 0 | 0 | 0 | 0 | 0 | 0 | 0
0 | 0 | 0 | 0 | 0 | 0 | 0 | 0 | 0 | 0 | 0 | 0 | 0 | 0 | 0 | 0 | 0 | 0 | 0 | 0
0 | 0 | 0 | 0 | 0 | 0 | 0 | 0 | 0 | 0 | 0 | 0 | 0 | 0 | 0 | 0 | 0 | 0 | 0 | 0
0 | 0 | 0 | 0 | 0 | 0 | 0 | 0 | 0 | 0 | 0 | 0 | 0 | 0 | 0 | 0 | 0 | 0 | 0 | 0
0 | 0 | 0 | 0 | 0 | 0 | 0 | 0 | 0 | 0 | 0 | 0 | 0 | 0 | 0 | 0 | 0 | 0 | 0 | 0
0 | 0 | 0 | 0 | 0 | 0 | 0 | 0 | 0 | 0 | 0 | 0 | 0 | 0 | 0 | 0 | 0 | 0 | 0 | 0
0 | 0 | 0 | 0 | 0 | 0 | 0 | 0 | 0 | 0 | 0 | 0 | 0 | 0 | 0 | 0 | 0 | 0 | 0 | 0
0 | 0 | 0 | 0 | 0 | 0 | 0 | 0 | 0 | 0 | 0 | 0 | 0 | 0 | 0 | 0 | 0 | 0 | 0 | 0
0 | 0 | 0 | 0 | 0 | 0 | 0 | 0 | 0 | 0 | 0 | 0 | 0 | 0 | 0 | 0 | 0 | 0 | 0 | 0
0 | 0 | 0 | 0 | 0 | 0 | 0 | 0 | 0 | 0 | 0 | 0 | 0 | 0 | 0 | 0 | 0 | 0 | 0 | 0
0 | 0 | 0 | 0 | 0 | 0 | 0 | 0 | 0 | 0 | 0 | 0 | 0 | 0 | 0 | 0 | 0 | 0 | 0 | 0
0 | 0 | 0 | 0 | 0 | 0 | 0 | 0 | 0 | 0 | 0 | 0 | 0 | 0 | 0 | 0 | 0 | 0 | 0 | 0
0 | 0 | 0 | 0 | 0 | 0 | 0 | 0 | 0 | 0 | 0 | 0 | 0 | 0 | 0 | 0 | 0 | 0 | 0 | 0
0 | 0 | 0 | 0 | 0 | 0 | 0 | 0 | 0 | 0 | 0 | 0 | 0 | 0 | 0 | 0 | 0 | 0 | 0 | 0
0 | 0 | 0 | 0 | 0 | 0 | 0 | 0 | 0 | 0 | 0 | 0 | 0 | 0 | 0 | 0 | 0 | 0 | 0 | 0
0 | 0 | 0 | 0 | 0 | 0 | 0 | 0 | 0 | 0 | 0 | 0 | 0 | 0 | 0 | 0 | 0 | 0 | 0 | 0
0 | 0 | 0 | 0 | 0 | 0 | 0 | 0 | 0 | 0 | 0 | 0 | 0 | 0 | 0 | 0 | 0 | 0 | 0 | 0
0 | 0 | 0 | 0 | 0 | 0 | 0 | 0 | 0 | 0 | 0 | 0 | 0 | 0 | 0 | 0 | 0 | 0 | 0 | 0
0 | 0 | 0 | 0 | 0 | 0 | 0 | 0 | 0 | 0 | 0 | 0 | 0 | 0 | 0 | 0 | 0 | 0 | 0 | 0
0 | 0 | 0 | 0 | 0 | 0 | 0 | 0 | 0 | 0 | 0 | 0 | 0 | 0 | 0 | 0 | 0 | 0 | 0 | 0
0 | 0 | 0 | 0 | 0 | 0 | 0 | 0 | 0 | 0 | 0 | 0 | 0 | 0 | 0 | 0 | 0 | 0 | 0 | 0
0 | 0 | 0 | 0 | 0 | 0 | 0 | 0 | 0 | 0 | 0 | 0 | 0 | 0 | 0 | 0 | 0 | 0 | 0 | 0
0 | 0 | 0 | 0 | 0 | 0 | 0 | 0 | 0 | 0 | 0 | 0 | 0 | 0 | 0 | 0 | 0 | 0 | 0 | 0
0 | 0 | 0 | 0 | 0 | 0 | 0 | 0 | 0 | 0 | 0 | 0 | 0 | 0 | 0 | 0 | 0 | 0 | 0 | 0
0 | 0 | 0 | 0 | 0 | 0 | 0 | 0 | 0 | 0 | 0 | 0 | 0 | 0 | 0 | 0 | 0 | 0 | 0 | 0
0 | 0 | 0 | 0 | 0 | 0 | 0 | 0 | 0 | 0 | 0 | 0 | 0 | 0 | 0 | 0 | 0 | 0 | 0 | 0
0 | 0 | 0 | 0 | 0 | 0 | 0 | 0 | 0 | 0 | 0 | 0 | 0 | 0 | 0 | 0 | 0 | 0 | 0 | 0
0 | 0 | 0 | 0 | 0 | 0 | 0 | 0 | 0 | 0 | 0 | 0 | 0 | 0 | 0 | 0 | 0 | 0 | 0 | 0
0 | 0 | 0 | 0 | 0 | 0 | 0 | 0 | 0 | 0 | 0 | 0 | 0 | 0 | 0 | 0 | 0 | 0 | 0 | 0
0 | 0 | 0 | 0 | 0 | 0 | 0 | 0 | 0 | 0 | 0 | 0 | 0 | 0 | 0 | 0 | 0 | 0 | 0 | 0
0 | 0 | 0 | 0 | 0 | 0 | 0 | 0 | 0 | 0 | 0 | 0 | 0 | 0 | 0 | 0 | 0 | 0 | 0 | 0
0 | 0 | 0 | 0 | 0 | 0 | 0 | 0 | 0 | 0 | 0 | 0 | 0 | 0 | 0 | 0 | 0 | 0 | 0 | 0
0 | 0 | 0 | 0 | 0 | 0 | 0 | 0 | 0 | 0 | 0 | 0 | 0 | 0 | 0 | 0 | 0 | 0 | 0 | 0
0 | 0 | 0 | 0 | 0 | 0 | 0 | 0 | 0 | 0 | 0 | 0 | 0 | 0 | 0 | 0 | 0 | 0 | 0 | 0
0 | 0 | 0 | 0 | 0 | 0 | 0 | 0 | 0 | 0 | 0 | 0 | 0 | 0 | 0 | 0 | 0 | 0 | 0 | 0
0 | 0 | 0 | 0 | 0 | 0 | 0 | 0 | 0 | 0 | 0 | 0 | 0 | 0 | 0 | 0 | 0 | 0 | 0 | 0
0 | 0 | 0 | 0 | 0 | 0 | 0 | 0 | 0 | 0 | 0 | 0 | 0 | 0 | 0 | 0 | 0 | 0 | 0 | 0
0 | 0 | 0 | 0 | 0 | 0 | 0 | 0 | 0 | 0 | 0 | 0 | 0 | 0 | 0 | 0 | 0 | 0 | 0 | 0
0 | 0 | 0 | 0 | 0 | 0 | 0 | 0 | 0 | 0 | 0 | 0 | 0 | 0 | 0 | 0 | 0 | 0 | 0 | 0
0 | 0 | 0 | 0 | 0 | 0 | 0 | 0 | 0 | 0 | 0 | 0 | 0 | 0 | 0 | 0 | 0 | 0 | 0 | 0
0 | 0 | 0 | 0 | 0 | 0 | 0 | 0 | 0 | 0 | 0 | 0 | 0 | 0 | 0 | 0 | 0 | 0 | 0 | 0
0 | 0 | 0 | 0 | 0 | 0 | 0 | 0 | 0 | 0 | 0 | 0 | 0 | 0 | 0 | 0 | 0 | 0 | 0 | 0
0 | 0 | 0 | 0 | 0 | 0 | 0 | 0 | 0 | 0 | 0 | 0 | 0 | 0 | 0 | 0 | 0 | 0 | 0 | 0
0 | 0 | 0 | 0 | 0 | 0 | 0 | 0 | 0 | 0 | 0 | 0 | 0 | 0 | 0 | 0 | 0 | 0 | 0 | 0
0 | 0 | 0 | 0 | 0 | 0 | 0 | 0 | 0 | 0 | 0 | 0 | 0 | 0 | 0 | 0 | 0 | 0 | 0 | 0
0 | 0 | 0 | 0 | 0 | 0 | 0 | 0 | 0 | 0 | 0 | 0 | 0 | 0 | 0 | 0 | 0 | 0 | 0 | 0
0 | 0 | 0 | 0 | 0 | 0 | 0 | 0 | 0 | 0 | 0 | 0 | 0 | 0 | 0 | 0 | 0 | 0 | 0 | 0
0 | 0 | 0 | 0 | 0 | 0 | 0 | 0 | 0 | 0 | 0 | 0 | 0 | 0 | 0 | 0 | 0 | 0 | 0 | 0
0 | 0 | 0 | 0 | 0 | 0 | 0 | 0 | 0 | 0 | 0 | 0 | 0 | 0 | 0 | 0 | 0 | 0 | 0 | 0
0 | 0 | 0 | 0 | 0 | 0 | 0 | 0 | 0 | 0 | 0 | 0 | 0 | 0 | 0 | 0 | 0 | 0 | 0 | 0
0 | 0 | 0 | 0 | 0 | 0 | 0 | 0 | 0 | 0 | 0 | 0 | 0 | 0 | 0 | 0 | 0 | 0 | 0 | 0
0 | 0 | 0 | 0 | 0 | 0 | 0 | 0 | 0 | 0 | 0 | 0 | 0 | 0 | 0 | 0 | 0 | 0 | 0 | 0
0 | 0 | 0 | 0 | 0 | 0 | 0 | 0 | 0 | 0 | 0 | 0 | 0 | 0 | 0 | 0 | 0 | 0 | 0 | 0
0 | 0 | 0 | 0 | 0 | 0 | 0 | 0 | 0 | 0 | 0 | 0 | 0 | 0 | 0 | 0 | 0 | 0 | 0 | 0
0 | 0 | 0 | 0 | 0 | 0 | 0 | 0 | 0 | 0 | 0 | 0 | 0 | 0 | 0 | 0 | 0 | 0 | 0 | 0
0 | 0 | 0 | 0 | 0 | 0 | 0 | 0 | 0 | 0 | 0 | 0 | 0 | 0 | 0 | 0 | 0 | 0 | 0 | 0
0 | 0 | 0 | 0 | 0 | 0 | 0 | 0 | 0 | 0 | 0 | 0 | 0 | 0 | 0 | 0 | 0 | 0 | 0 | 0
0 | 0 | 0 | 0 | 0 | 0 | 0 | 0 | 0 | 0 | 0 | 0 | 0 | 0 | 0 | 0 | 0 | 0 | 0 | 0
0 | 0 | 0 | 0 | 0 | 0 | 0 | 0 | 0 | 0 | 0 | 0 | 0 | 0 | 0 | 0 | 0 | 0 | 0 | 0
0 | 0 | 0 | 0 | 0 | 0 | 0 | 0 | 0 | 0 | 0 | 0 | 0 | 0 | 0 | 0 | 0 | 0 | 0 | 0
0 | 0 | 0 | 0 | 0 | 0 | 0 | 0 | 0 | 0 | 0 | 0 | 0 | 0 | 0 | 0 | 0 | 0 | 0 | 0
0 | 0 | 0 | 0 | 0 | 0 | 0 | 0 | 0 | 0 | 0 | 0 | 0 | 0 | 0 | 0 | 0 | 0 | 0 | 0
0 | 0 | 0 | 0 | 0 | 0 | 0 | 0 | 0 | 0 | 0 | 0 | 0 | 0 | 0 | 0 | 0 | 0 | 0 | 0
0 | 0 | 0 | 0 | 0 | 0 | 0 | 0 | 0 | 0 | 0 | 0 | 0 | 0 | 0 | 0 | 0 | 0 | 0 | 0
0 | 0 | 0 | 0 | 0 | 0 | 0 | 0 | 0 | 0 | 0 | 0 | 0 | 0 | 0 | 0 | 0 | 0 | 0 | 0
0 | 0 | 0 | 0 | 0 | 0 | 0 | 0 | 0 | 0 | 0 | 0 | 0 | 0 | 0 | 0 | 0 | 0 | 0 | 0
0 | 0 | 0 | 0 | 0 | 0 | 0 | 0 | 0 | 0 | 0 | 0 | 0 | 0 | 0 | 0 | 0 | 0 | 0 | 0
0 | 0 | 0 | 0 | 0 | 0 | 0 | 0 | 0 | 0 | 0 | 0 | 0 | 0 | 0 | 0 | 0 | 0 | 0 | 0
0 | 0 | 0 | 0 | 0 | 0 | 0 | 0 | 0 | 0 | 0 | 0 | 0 | 0 | 0 | 0 | 0 | 0 | 0 | 0
0 | 0 | 0 | 0 | 0 | 0 | 0 | 0 | 0 | 0 | 0 | 0 | 0 | 0 | 0 | 0 | 0 | 0 | 0 | 0
0 | 0 | 0 | 0 | 0 | 0 | 0 | 0 | 0 | 0 | 0 | 0 | 0 | 0 | 0 | 0 | 0 | 0 | 0 | 0
0 | 0 | 0 | 0 | 0 | 0 | 0 | 0 | 0 | 0 | 0 | 0 | 0 | 0 | 0 | 0 | 0 | 0 | 0 | 0
0 | 0 | 0 | 0 | 0 | 0 | 0 | 0 | 0 | 0 | 0 | 0 | 0 | 0 | 0 | 0 | 0 | 0 | 0 | 0
0 | 0 | 0 | 0 | 0 | 0 | 0 | 0 | 0 | 0 | 0 | 0 | 0 | 0 | 0 | 0 | 0 | 0 | 0 | 0
0 | 0 | 0 | 0 | 0 | 0 | 0 | 0 | 0 | 0 | 0 | 0 | 0 | 0 | 0 | 0 | 0 | 0 | 0 | 0
0 | 0 | 0 | 0 | 0 | 0 | 0 | 0 | 0 | 0 | 0 | 0 | 0 | 0 | 0 | 0 | 0 | 0 | 0 | 0
0 | 0 | 0 | 0 | 0 | 0 | 0 | 0 | 0 | 0 | 0 | 0 | 0 | 0 | 0 | 0 | 0 | 0 | 0 | 0
0 | 0 | 0 | 0 | 0 | 0 | 0 | 0 | 0 | 0 | 0 | 0 | 0 | 0 | 0 | 0 | 0 | 0 | 0 | 0
0 | 0 | 0 | 0 | 0 | 0 | 0 | 0 | 0 | 0 | 0 | 0 | 0 | 0 | 0 | 0 | 0 | 0 | 0 | 0
0 | 0 | 0 | 0 | 0 | 0 | 0 | 0 | 0 | 0 | 0 | 0 | 0 | 0 | 0 | 0 | 0 | 0 | 0 | 0
0 | 0 | 0 | 0 | 0 | 0 | 0 | 0 | 0 | 0 | 0 | 0 | 0 | 0 | 0 | 0 | 0 | 0 | 0 | 0
0 | 0 | 0 | 0 | 0 | 0 | 0 | 0 | 0 | 0 | 0 | 0 | 0 | 0 | 0 | 0 | 0 | 0 | 0 | 0
0 | 0 | 0 | 0 | 0 | 0 | 0 | 0 | 0 | 0 | 0 | 0 | 0 | 0 | 0 | 0 | 0 | 0 | 0 | 0
0 | 0 | 0 | 0 | 0 | 0 | 0 | 0 | 0 | 0 | 0 | 0 | 0 | 0 | 0 | 0 | 0 | 0 | 0 | 0
0 | 0 | 0 | 0 | 0 | 0 | 0 | 0 | 0 | 0 | 0 | 0 | 0 | 0 | 0 | 0 | 0 | 0 | 0 | 0
0 | 0 | 0 | 0 | 0 | 0 | 0 | 0 | 0 | 0 | 0 | 0 | 0 | 0 | 0 | 0 | 0 | 0 | 0 | 0
0 | 0 | 0 | 0 | 0 | 0 | 0 | 0 | 0 | 0 | 0 | 0 | 0 | 0 | 0 | 0 | 0 | 0 | 0 | 0
0 | 0 | 0 | 0 | 0 | 0 | 0 | 0 | 0 | 0 | 0 | 0 | 0 | 0 | 0 | 0 | 0 | 0 | 0 | 0
0 | 0 | 0 | 0 | 0 | 0 | 0 | 0 | 0 | 0 | 0 | 0 | 0 | 0 | 0 | 0 | 0 | 0 | 0 | 0
0 | 0 | 0 | 0 | 0 | 0 | 0 | 0 | 0 | 0 | 0 | 0 | 0 | 0 | 0 | 0 | 0 | 0 | 0 | 0
0 | 0 | 0 | 0 | 0 | 0 | 0 | 0 | 0 | 0 | 0 | 0 | 0 | 0 | 0 | 0 | 0 | 0 | 0 | 0
0 | 0 | 0 | 0 | 0 | 0 | 0 | 0 | 0 | 0 | 0 | 0 | 0 | 0 | 0 | 0 | 0 | 0 | 0 | 0
0 | 0 | 0 | 0 | 0 | 0 | 0 | 0 | 0 | 0 | 0 | 0 | 0 | 0 | 0 | 0 | 0 | 0 | 0 | 0
0 | 0 | 0 | 0 | 0 | 0 | 0 | 0 | 0 | 0 | 0 | 0 | 0 | 0 | 0 | 0 | 0 | 0 | 0 | 0
0 | 0 | 0 | 0 | 0 | 0 | 0 | 0 | 0 | 0 | 0 | 0 | 0 | 0 | 0 | 0 | 0 | 0 | 0 | 0
0 | 0 | 0 | 0 | 0 | 0 | 0 | 0 | 0 | 0 | 0 | 0 | 0 | 0 | 0 | 0 | 0 | 0 | 0 | 0
0 | 0 | 0 | 0 | 0 | 0 | 0 | 0 | 0 | 0 | 0 | 0 | 0 | 0 | 0 | 0 | 0 | 0 | 0 | 0
0 | 0 | 0 | 0 | 0 | 0 | 0 | 0 | 0 | 0 | 0 | 0 | 0 | 0 | 0 | 0 | 0 | 0 | 0 | 0
0 | 0 | 0 | 0 | 0 | 0 | 0 | 0 | 0 | 0 | 0 | 0 | 0 | 0 | 0 | 0 | 0 | 0 | 0 | 0
0 | 0 | 0 | 0 | 0 | 0 | 0 | 0 | 0 | 0 | 0 | 0 | 0 | 0 | 0 | 0 | 0 | 0 | 0 | 0
0 | 0 | 0 | 0 | 0 | 0 | 0 | 0 | 0 | 0 | 0 | 0 | 0 | 0 | 0 | 0 | 0 | 0 | 0 | 0
0 | 0 | 0 | 0 | 0 | 0 | 0 | 0 | 0 | 0 | 0 | 0 | 0 | 0 | 0 | 0 | 0 | 0 | 0 | 0
0 | 0 | 0 | 0 | 0 | 0 | 0 | 0 | 0 | 0 | 0 | 0 | 0 | 0 | 0 | 0 | 0 | 0 | 0 | 0
0 | 0 | 0 | 0 | 0 | 0 | 0 | 0 | 0 | 0 | 0 | 0 | 0 | 0 | 0 | 0 | 0 | 0 | 0 | 0
0 | 0 | 0 | 0 | 0 | 0 | 0 | 0 | 0 | 0 | 0 | 0 | 0 | 0 | 0 | 0 | 0 | 0 | 0 | 0
0 | 0 | 0 | 0 | 0 | 0 | 0 | 0 | 0 | 0 | 0 | 0 | 0 | 0 | 0 | 0 | 0 | 0 | 0 | 0
0 | 0 | 0 | 0 | 0 | 0 | 0 | 0 | 0 | 0 | 0 | 0 | 0 | 0 | 0 | 0 | 0 | 0 | 0 | 0
0 | 0 | 0 | 0 | 0 | 0 | 0 | 0 | 0 | 0 | 0 | 0 | 0 | 0 | 0 | 0 | 0 | 0 | 0 | 0
0 | 0 | 0 | 0 | 0 | 0 | 0 | 0 | 0 | 0 | 0 | 0 | 0 | 0 | 0 | 0 | 0 | 0 | 0 | 0
0 | 0 | 0 | 0 | 0 | 0 | 0 | 0 | 0 | 0 | 0 | 0 | 0 | 0 | 0 | 0 | 0 | 0 | 0 | 0
0 | 0 | 0 | 0 | 0 | 0 | 0 | 0 | 0 | 0 | 0 | 0 | 0 | 0 | 0 | 0 | 0 | 0 | 0 | 0
0 | 0 | 0 | 0 | 0 | 0 | 0 | 0 | 0 | 0 | 0 | 0 | 0 | 0 | 0 | 0 | 0 | 0 | 0 | 0
0 | 0 | 0 | 0 | 0 | 0 | 0 | 0 | 0 | 0 | 0 | 0 | 0 | 0 | 0 | 0 | 0 | 0 | 0 | 0
0 | 0 | 0 | 0 | 0 | 0 | 0 | 0 | 0 | 0 | 0 | 0 | 0 | 0 | 0 | 0 | 0 | 0 | 0 | 0
0 | 0 | 0 | 0 | 0 | 0 | 0 | 0 | 0 | 0 | 0 | 0 | 0 | 0 | 0 | 0 | 0 | 0 | 0 | 0
0 | 0 | 0 | 0 | 0 | 0 | 0 | 0 | 0 | 0 | 0 | 0 | 0 | 0 | 0 | 0 | 0 | 0 | 0 | 0
0 | 0 | 0 | 0 | 0 | 0 | 0 | 0 | 0 | 0 | 0 | 0 | 0 | 0 | 0 | 0 | 0 | 0 | 0 | 0
0 | 0 | 0 | 0 | 0 | 0 | 0 | 0 | 0 | 0 | 0 | 0 | 0 | 0 | 0 | 0 | 0 | 0 | 0 | 0
0 | 0 | 0 | 0 | 0 | 0 | 0 | 0 | 0 | 0 | 0 | 0 | 0 | 0 | 0 | 0 | 0 | 0 | 0 | 0
0 | 0 | 0 | 0 | 0 | 0 | 0 | 0 | 0 | 0 | 0 | 0 | 0 | 0 | 0 | 0 | 0 | 0 | 0 | 0
0 | 0 | 0 | 0 | 0 | 0 | 0 | 0 | 0 | 0 | 0 | 0 | 0 | 0 | 0 | 0 | 0 | 0 | 0 | 0
0 | 0 | 0 | 0 | 0 | 0 | 0 | 0 | 0 | 0 | 0 | 0 | 0 | 0 | 0 | 0 | 0 | 0 | 0 | 0
0 | 0 | 0 | 0 | 0 | 0 | 0 | 0 | 0 | 0 | 0 | 0 | 0 | 0 | 0 | 0 | 0 | 0 | 0 | 0
0 | 0 | 0 | 0 | 0 | 0 | 0 | 0 | 0 | 0 | 0 | 0 | 0 | 0 | 0 | 0 | 0 | 0 | 0 | 0
0 | 0 | 0 | 0 | 0 | 0 | 0 | 0 | 0 | 0 | 0 | 0 | 0 | 0 | 0 | 0 | 0 | 0 | 0 | 0
0 | 0 | 0 | 0 | 0 | 0 | 0 | 0 | 0 | 0 | 0 | 0 | 0 | 0 | 0 | 0 | 0 | 0 | 0 | 0
0 | 0 | 0 | 0 | 0 | 0 | 0 | 0 | 0 | 0 | 0 | 0 | 0 | 0 | 0 | 0 | 0 | 0 | 0 | 0
0 | 0 | 0 | 0 | 0 | 0 | 0 | 0 | 0 | 0 | 0 | 0 | 0 | 0 | 0 | 0 | 0 | 0 | 0 | 0
0 | 0 | 0 | 0 | 0 | 0 | 0 | 0 | 0 | 0 | 0 | 0 | 0 | 0 | 0 | 0 | 0 | 0 | 0 | 0
0 | 0 | 0 | 0 | 0 | 0 | 0 | 0 | 0 | 0 | 0 | 0 | 0 | 0 | 0 | 0 | 0 | 0 | 0 | 0
0 | 0 | 0 | 0 | 0 | 0 | 0 | 0 | 0 | 0 | 0 | 0 | 0 | 0 | 0 | 0 | 0 | 0 | 0 | 0
0 | 0 | 0 | 0 | 0 | 0 | 0 | 0 | 0 | 0 | 0 | 0 | 0 | 0 | 0 | 0 | 0 | 0 | 0 | 0
0 | 0 | 0 | 0 | 0 | 0 | 0 | 0 | 0 | 0 | 0 | 0 | 0 | 0 | 0 | 0 | 0 | 0 | 0 | 0
0 | 0 | 0 | 0 | 0 | 0 | 0 | 0 | 0 | 0 | 0 | 0 | 0 | 0 | 0 | 0 | 0 | 0 | 0 | 0
0 | 0 | 0 | 0 | 0 | 0 | 0 | 0 | 0 | 0 | 0 | 0 | 0 | 0 | 0 | 0 | 0 | 0 | 0 | 0
0 | 0 | 0 | 0 | 0 | 0 | 0 | 0 | 0 | 0 | 0 | 0 | 0 | 0 | 0 | 0 | 0 | 0 | 0 | 0
0 | 0 | 0 | 0 | 0 | 0 | 0 | 0 | 0 | 0 | 0 | 0 | 0 | 0 | 0 | 0 | 0 | 0 | 0 | 0
0 | 0 | 0 | 0 | 0 | 0 | 0 | 0 | 0 | 0 | 0 | 0 | 0 | 0 | 0 | 0 | 0 | 0 | 0 | 0
0 | 0 | 0 | 0 | 0 | 0 | 0 | 0 | 0 | 0 | 0 | 0 | 0 | 0 | 0 | 0 | 0 | 0 | 0 | 0
0 | 0 | 0 | 0 | 0 | 0 | 0 | 0 | 0 | 0 | 0 | 0 | 0 | 0 | 0 | 0 | 0 | 0 | 0 | 0
0 | 0 | 0 | 0 | 0 | 0 | 0 | 0 | 0 | 0 | 0 | 0 | 0 | 0 | 0 | 0 | 0 | 0 | 0 | 0
0 | 0 | 0 | 0 | 0 | 0 | 0 | 0 | 0 | 0 | 0 | 0 | 0 | 0 | 0 | 0 | 0 | 0 | 0 | 0
0 | 0 | 0 | 0 | 0 | 0 | 0 | 0 | 0 | 0 | 0 | 0 | 0 | 0 | 0 | 0 | 0 | 0 | 0 | 0
0 | 0 | 0 | 0 | 0 | 0 | 0 | 0 | 0 | 0 | 0 | 0 | 0 | 0 | 0 | 0 | 0 | 0 | 0 | 0
0 | 0 | 0 | 0 | 0 | 0 | 0 | 0 | 0 | 0 | 0 | 0 | 0 | 0 | 0 | 0 | 0 | 0 | 0 | 0
0 | 0 | 0 | 0 | 0 | 0 | 0 | 0 | 0 | 0 | 0 | 0 | 0 | 0 | 0 | 0 | 0 | 0 | 0 | 0
0 | 0 | 0 | 0 | 0 | 0 | 0 | 0 | 0 | 0 | 0 | 0 | 0 | 0 | 0 | 0 | 0 | 0 | 0 | 0
0 | 0 | 0 | 0 | 0 | 0 | 0 | 0 | 0 | 0 | 0 | 0 | 0 | 0 | 0 | 0 | 0 | 0 | 0 | 0
0 | 0 | 0 | 0 | 0 | 0 | 0 | 0 | 0 | 0 | 0 | 0 | 0 | 0 | 0 | 0 | 0 | 0 | 0 | 0
0 | 0 | 0 | 0 | 0 | 0 | 0 | 0 | 0 | 0 | 0 | 0 | 0 | 0 | 0 | 0 | 0 | 0 | 0 | 0
0 | 0 | 0 | 0 | 0 | 0 | 0 | 0 | 0 | 0 | 0 | 0 | 0 | 0 | 0 | 0 | 0 | 0 | 0 | 0
0 | 0 | 0 | 0 | 0 | 0 | 0 | 0 | 0 | 0 | 0 | 0 | 0 | 0 | 0 | 0 | 0 | 0 | 0 | 0
0 | 0 | 0 | 0 | 0 | 0 | 0 | 0 | 0 | 0 | 0 | 0 | 0 | 0 | 0 | 0 | 0 | 0 | 0 | 0
0 | 0 | 0 | 0 | 0 | 0 | 0 | 0 | 0 | 0 | 0 | 0 | 0 | 0 | 0 | 0 | 0 | 0 | 0 | 0
0 | 0 | 0 | 0 | 0 | 0 | 0 | 0 | 0 | 0 | 0 | 0 | 0 | 0 | 0 | 0 | 0 | 0 | 0 | 0
0 | 0 | 0 | 0 | 0 | 0 | 0 | 0 | 0 | 0 | 0 | 0 | 0 | 0 | 0 | 0 | 0 | 0 | 0 | 0
0 | 0 | 0 | 0 | 0 | 0 | 0 | 0 | 0 | 0 | 0 | 0 | 0 | 0 | 0 | 0 | 0 | 0 | 0 | 0
0 | 0 | 0 | 0 | 0 | 0 | 0 | 0 | 0 | 0 | 0 | 0 | 0 | 0 | 0 | 0 | 0 | 0 | 0 | 0
0 | 0 | 0 | 0 | 0 | 0 | 0 | 0 | 0 | 0 | 0 | 0 | 0 | 0 | 0 | 0 | 0 | 0 | 0 | 0
0 | 0 | 0 | 0 | 0 | 0 | 0 | 0 | 0 | 0 | 0 | 0 | 0 | 0 | 0 | 0 | 0 | 0 | 0 | 0
0 | 0 | 0 | 0 | 0 | 0 | 0 | 0 | 0 | 0 | 0 | 0 | 0 | 0 | 0 | 0 | 0 | 0 | 0 | 0
0 | 0 | 0 | 0 | 0 | 0 | 0 | 0 | 0 | 0 | 0 | 0 | 0 | 0 | 0 | 0 | 0 | 0 | 0 | 0
0 | 0 | 0 | 0 | 0 | 0 | 0 | 0 | 0 | 0 | 0 | 0 | 0 | 0 | 0 | 0 | 0 | 0 | 0 | 0
0 | 0 | 0 | 0 | 0 | 0 | 0 | 0 | 0 | 0 | 0 | 0 | 0 | 0 | 0 | 0 | 0 | 0 | 0 | 0
0 | 0 | 0 | 0 | 0 | 0 | 0 | 0 | 0 | 0 | 0 | 0 | 0 | 0 | 0 | 0 | 0 | 0 | 0 | 0
0 | 0 | 0 | 0 | 0 | 0 | 0 | 0 | 0 | 0 | 0 | 0 | 0 | 0 | 0 | 0 | 0 | 0 | 0 | 0
0 | 0 | 0 | 0 | 0 | 0 | 0 | 0 | 0 | 0 | 0 | 0 | 0 | 0 | 0 | 0 | 0 | 0 | 0 | 0
0 | 0 | 0 | 0 | 0 | 0 | 0 | 0 | 0 | 0 | 0 | 0 | 0 | 0 | 0 | 0 | 0 | 0 | 0 | 0
0 | 0 | 0 | 0 | 0 | 0 | 0 | 0 | 0 | 0 | 0 | 0 | 0 | 0 | 0 | 0 | 0 | 0 | 0 | 0
0 | 0 | 0 | 0 | 0 | 0 | 0 | 0 | 0 | 0 | 0 | 0 | 0 | 0 | 0 | 0 | 0 | 0 | 0 | 0
0 | 0 | 0 | 0 | 0 | 0 | 0 | 0 | 0 | 0 | 0 | 0 | 0 | 0 | 0 | 0 | 0 | 0 | 0 | 0
0 | 0 | 0 | 0 | 0 | 0 | 0 | 0 | 0 | 0 | 0 | 0 | 0 | 0 | 0 | 0 | 0 | 0 | 0 | 0
0 | 0 | 0 | 0 | 0 | 0 | 0 | 0 | 0 | 0 | 0 | 0 | 0 | 0 | 0 | 0 | 0 | 0 | 0 | 0
0 | 0 | 0 | 0 | 0 | 0 | 0 | 0 | 0 | 0 | 0 | 0 | 0 | 0 | 0 | 0 | 0 | 0 | 0 | 0
0 | 0 | 0 | 0 | 0 | 0 | 0 | 0 | 0 | 0 | 0 | 0 | 0 | 0 | 0 | 0 | 0 | 0 | 0 | 0
0 | 0 | 0 | 0 | 0 | 0 | 0 | 0 | 0 | 0 | 0 | 0 | 0 | 0 | 0 | 0 | 0 | 0 | 0 | 0
0 | 0 | 0 | 0 | 0 | 0 | 0 | 0 | 0 | 0 | 0 | 0 | 0 | 0 | 0 | 0 | 0 | 0 | 0 | 0
0 | 0 | 0 | 0 | 0 | 0 | 0 | 0 | 0 | 0 | 0 | 0 | 0 | 0 | 0 | 0 | 0 | 0 | 0 | 0
0 | 0 | 0 | 0 | 0 | 0 | 0 | 0 | 0 | 0 | 0 | 0 | 0 | 0 | 0 | 0 | 0 | 0 | 0 | 0
0 | 0 | 0 | 0 | 0 | 0 | 0 | 0 | 0 | 0 | 0 | 0 | 0 | 0 | 0 | 0 | 0 | 0 | 0 | 0
0 | 0 | 0 | 0 | 0 | 0 | 0 | 0 | 0 | 0 | 0 | 0 | 0 | 0 | 0 | 0 | 0 | 0 | 0 | 0
0 | 0 | 0 | 0 | 0 | 0 | 0 | 0 | 0 | 0 | 0 | 0 | 0 | 0 | 0 | 0 | 0 | 0 | 0 | 0
0 | 0 | 0 | 0 | 0 | 0 | 0 | 0 | 0 | 0 | 0 | 0 | 0 | 0 | 0 | 0 | 0 | 0 | 0 | 0
0 | 0 | 0 | 0 | 0 | 0 | 0 | 0 | 0 | 0 | 0 | 0 | 0 | 0 | 0 | 0 | 0 | 0 | 0 | 0
0 | 0 | 0 | 0 | 0 | 0 | 0 | 0 | 0 | 0 | 0 | 0 | 0 | 0 | 0 | 0 | 0 | 0 | 0 | 0
0 | 0 | 0 | 0 | 0 | 0 | 0 | 0 | 0 | 0 | 0 | 0 | 0 | 0 | 0 | 0 | 0 | 0 | 0 | 0
0 | 0 | 0 | 0 | 0 | 0 | 0 | 0 | 0 | 0 | 0 | 0 | 0 | 0 | 0 | 0 | 0 | 0 | 0 | 0
0 | 0 | 0 | 0 | 0 | 0 | 0 | 0 | 0 | 0 | 0 | 0 | 0 | 0 | 0 | 0 | 0 | 0 | 0 | 0
0 | 0 | 0 | 0 | 0 | 0 | 0 | 0 | 0 | 0 | 0 | 0 | 0 | 0 | 0 | 0 | 0 | 0 | 0 | 0
0 | 0 | 0 | 0 | 0 | 0 | 0 | 0 | 0 | 0 | 0 | 0 | 0 | 0 | 0 | 0 | 0 | 0 | 0 | 0
0 | 0 | 0 | 0 | 0 | 0 | 0 | 0 | 0 | 0 | 0 | 0 | 0 | 0 | 0 | 0 | 0 | 0 | 0 | 0
0 | 0 | 0 | 0 | 0 | 0 | 0 | 0 | 0 | 0 | 0 | 0 | 0 | 0 | 0 | 0 | 0 | 0 | 0 | 0
0 | 0 | 0 | 0 | 0 | 0 | 0 | 0 | 0 | 0 | 0 | 0 | 0 | 0 | 0 | 0 | 0 | 0 | 0 | 0
0 | 0 | 0 | 0 | 0 | 0 | 0 | 0 | 0 | 0 | 0 | 0 | 0 | 0 | 0 | 0 | 0 | 0 | 0 | 0
0 | 0 | 0 | 0 | 0 | 0 | 0 | 0 | 0 | 0 | 0 | 0 | 0 | 0 | 0 | 0 | 0 | 0 | 0 | 0
0 | 0 | 0 | 0 | 0 | 0 | 0 | 0 | 0 | 0 | 0 | 0 | 0 | 0 | 0 | 0 | 0 | 0 | 0 | 0
0 | 0 | 0 | 0 | 0 | 0 | 0 | 0 | 0 | 0 | 0 | 0 | 0 | 0 | 0 | 0 | 0 | 0 | 0 | 0
0 | 0 | 0 | 0 | 0 | 0 | 0 | 0 | 0 | 0 | 0 | 0 | 0 | 0 | 0 | 0 | 0 | 0 | 0 | 0
0 | 0 | 0 | 0 | 0 | 0 | 0 | 0 | 0 | 0 | 0 | 0 | 0 | 0 | 0 | 0 | 0 | 0 | 0 | 0
0 | 0 | 0 | 0 | 0 | 0 | 0 | 0 | 0 | 0 | 0 | 0 | 0 | 0 | 0 | 0 | 0 | 0 | 0 | 0
0 | 0 | 0 | 0 | 0 | 0 | 0 | 0 | 0 | 0 | 0 | 0 | 0 | 0 | 0 | 0 | 0 | 0 | 0 | 0
0 | 0 | 0 | 0 | 0 | 0 | 0 | 0 | 0 | 0 | 0 | 0 | 0 | 0 | 0 | 0 | 0 | 0 | 0 | 0
0 | 0 | 0 | 0 | 0 | 0 | 0 | 0 | 0 | 0 | 0 | 0 | 0 | 0 | 0 | 0 | 0 | 0 | 0 | 0
0 | 0 | 0 | 0 | 0 | 0 | 0 | 0 | 0 | 0 | 0 | 0 | 0 | 0 | 0 | 0 | 0 | 0 | 0 | 0
0 | 0 | 0 | 0 | 0 | 0 | 0 | 0 | 0 | 0 | 0 | 0 | 0 | 0 | 0 | 0 | 0 | 0 | 0 | 0
0 | 0 | 0 | 0 | 0 | 0 | 0 | 0 | 0 | 0 | 0 | 0 | 0 | 0 | 0 | 0 | 0 | 0 | 0 | 0
0 | 0 | 0 | 0 | 0 | 0 | 0 | 0 | 0 | 0 | 0 | 0 | 0 | 0 | 0 | 0 | 0 | 0 | 0 | 0
0 | 0 | 0 | 0 | 0 | 0 | 0 | 0 | 0 | 0 | 0 | 0 | 0 | 0 | 0 | 0 | 0 | 0 | 0 | 0
0 | 0 | 0 | 0 | 0 | 0 | 0 | 0 | 0 | 0 | 0 | 0 | 0 | 0 | 0 | 0 | 0 | 0 | 0 | 0
0 | 0 | 0 | 0 | 0 | 0 | 0 | 0 | 0 | 0 | 0 | 0 | 0 | 0 | 0 | 0 | 0 | 0 | 0 | 0
0 | 0 | 0 | 0 | 0 | 0 | 0 | 0 | 0 | 0 | 0 | 0 | 0 | 0 | 0 | 0 | 0 | 0 | 0 | 0
0 | 0 | 0 | 0 | 0 | 0 | 0 | 0 | 0 | 0 | 0 | 0 | 0 | 0 | 0 | 0 | 0 | 0 | 0 | 0
0 | 0 | 0 | 0 | 0 | 0 | 0 | 0 | 0 | 0 | 0 | 0 | 0 | 0 | 0 | 0 | 0 | 0 | 0 | 0
0 | 0 | 0 | 0 | 0 | 0 | 0 | 0 | 0 | 0 | 0 | 0 | 0 | 0 | 0 | 0 | 0 | 0 | 0 | 0
0 | 0 | 0 | 0 | 0 | 0 | 0 | 0 | 0 | 0 | 0 | 0 | 0 | 0 | 0 | 0 | 0 | 0 | 0 | 0
0 | 0 | 0 | 0 | 0 | 0 | 0 | 0 | 0 | 0 | 0 | 0 | 0 | 0 | 0 | 0 | 0 | 0 | 0 | 0
0 | 0 | 0 | 0 | 0 | 0 | 0 | 0 | 0 | 0 | 0 | 0 | 0 | 0 | 0 | 0 | 0 | 0 | 0 | 0
0 | 0 | 0 | 0 | 0 | 0 | 0 | 0 | 0 | 0 | 0 | 0 | 0 | 0 | 0 | 0 | 0 | 0 | 0 | 0
0 | 0 | 0 | 0 | 0 | 0 | 0 | 0 | 0 | 0 | 0 | 0 | 0 | 0 | 0 | 0 | 0 | 0 | 0 | 0
0 | 0 | 0 | 0 | 0 | 0 | 0 | 0 | 0 | 0 | 0 | 0 | 0 | 0 | 0 | 0 | 0 | 0 | 0 | 0
0 | 0 | 0 | 0 | 0 | 0 | 0 | 0 | 0 | 0 | 0 | 0 | 0 | 0 | 0 | 0 | 0 | 0 | 0 | 0
0 | 0 | 0 | 0 | 0 | 0 | 0 | 0 | 0 | 0 | 0 | 0 | 0 | 0 | 0 | 0 | 0 | 0 | 0 | 0
0 | 0 | 0 | 0 | 0 | 0 | 0 | 0 | 0 | 0 | 0 | 0 | 0 | 0 | 0 | 0 | 0 | 0 | 0 | 0
0 | 0 | 0 | 0 | 0 | 0 | 0 | 0 | 0 | 0 | 0 | 0 | 0 | 0 | 0 | 0 | 0 | 0 | 0 | 0
0 | 0 | 0 | 0 | 0 | 0 | 0 | 0 | 0 | 0 | 0 | 0 | 0 | 0 | 0 | 0 | 0 | 0 | 0 | 0
0 | 0 | 0 | 0 | 0 | 0 | 0 | 0 | 0 | 0 | 0 | 0 | 0 | 0 | 0 | 0 | 0 | 0 | 0 | 0
0 | 0 | 0 | 0 | 0 | 0 | 0 | 0 | 0 | 0 | 0 | 0 | 0 | 0 | 0 | 0 | 0 | 0 | 0 | 0
0 | 0 | 0 | 0 | 0 | 0 | 0 | 0 | 0 | 0 | 0 | 0 | 0 | 0 | 0 | 0 | 0 | 0 | 0 | 0
0 | 0 | 0 | 0 | 0 | 0 | 0 | 0 | 0 | 0 | 0 | 0 | 0 | 0 | 0 | 0 | 0 | 0 | 0 | 0
0 | 0 | 0 | 0 | 0 | 0 | 0 | 0 | 0 | 0 | 0 | 0 | 0 | 0 | 0 | 0 | 0 | 0 | 0 | 0
0 | 0 | 0 | 0 | 0 | 0 | 0 | 0 | 0 | 0 | 0 | 0 | 0 | 0 | 0 | 0 | 0 | 0 | 0 | 0
0 | 0 | 0 | 0 | 0 | 0 | 0 | 0 | 0 | 0 | 0 | 0 | 0 | 0 | 0 | 0 | 0 | 0 | 0 | 0
0 | 0 | 0 | 0 | 0 | 0 | 0 | 0 | 0 | 0 | 0 | 0 | 0 | 0 | 0 | 0 | 0 | 0 | 0 | 0
0 | 0 | 0 | 0 | 0 | 0 | 0 | 0 | 0 | 0 | 0 | 0 | 0 | 0 | 0 | 0 | 0 | 0 | 0 | 0
0 | 0 | 0 | 0 | 0 | 0 | 0 | 0 | 0 | 0 | 0 | 0 | 0 | 0 | 0 | 0 | 0 | 0 | 0 | 0
0 | 0 | 0 | 0 | 0 | 0 | 0 | 0 | 0 | 0 | 0 | 0 | 0 | 0 | 0 | 0 | 0 | 0 | 0 | 0
0 | 0 | 0 | 0 | 0 | 0 | 0 | 0 | 0 | 0 | 0 | 0 | 0 | 0 | 0 | 0 | 0 | 0 | 0 | 0
0 | 0 | 0 | 0 | 0 | 0 | 0 | 0 | 0 | 0 | 0 | 0 | 0 | 0 | 0 | 0 | 0 | 0 | 0 | 0
0 | 0 | 0 | 0 | 0 | 0 | 0 | 0 | 0 | 0 | 0 | 0 | 0 | 0 | 0 | 0 | 0 | 0 | 0 | 0
0 | 0 | 0 | 0 | 0 | 0 | 0 | 0 | 0 | 0 | 0 | 0 | 0 | 0 | 0 | 0 | 0 | 0 | 0 | 0
0 | 0 | 0 | 0 | 0 | 0 | 0 | 0 | 0 | 0 | 0 | 0 | 0 | 0 | 0 | 0 | 0 | 0 | 0 | 0
0 | 0 | 0 | 0 | 0 | 0 | 0 | 0 | 0 | 0 | 0 | 0 | 0 | 0 | 0 | 0 | 0 | 0 | 0 | 0
0 | 0 | 0 | 0 | 0 | 0 | 0 | 0 | 0 | 0 | 0 | 0 | 0 | 0 | 0 | 0 | 0 | 0 | 0 | 0
0 | 0 | 0 | 0 | 0 | 0 | 0 | 0 | 0 | 0 | 0 | 0 | 0 | 0 | 0 | 0 | 0 | 0 | 0 | 0
0 | 0 | 0 | 0 | 0 | 0 | 0 | 0 | 0 | 0 | 0 | 0 | 0 | 0 | 0 | 0 | 0 | 0 | 0 | 0
0 | 0 | 0 | 0 | 0 | 0 | 0 | 0 | 0 | 0 | 0 | 0 | 0 | 0 | 0 | 0 | 0 | 0 | 0 | 0
0 | 0 | 0 | 0 | 0 | 0 | 0 | 0 | 0 | 0 | 0 | 0 | 0 | 0 | 0 | 0 | 0 | 0 | 0 | 0
0 | 0 | 0 | 0 | 0 | 0 | 0 | 0 | 0 | 0 | 0 | 0 | 0 | 0 | 0 | 0 | 0 | 0 | 0 | 0
0 | 0 | 0 | 0 | 0 | 0 | 0 | 0 | 0 | 0 | 0 | 0 | 0 | 0 | 0 | 0 | 0 | 0 | 0 | 0
0 | 0 | 0 | 0 | 0 | 0 | 0 | 0 | 0 | 0 | 0 | 0 | 0 | 0 | 0 | 0 | 0 | 0 | 0 | 0
0 | 0 | 0 | 0 | 0 | 0 | 0 | 0 | 0 | 0 | 0 | 0 | 0 | 0 | 0 | 0 | 0 | 0 | 0 | 0
0 | 0 | 0 | 0 | 0 | 0 | 0 | 0 | 0 | 0 | 0 | 0 | 0 | 0 | 0 | 0 | 0 | 0 | 0 | 0
0 | 0 | 0 | 0 | 0 | 0 | 0 | 0 | 0 | 0 | 0 | 0 | 0 | 0 | 0 | 0 | 0 | 0 | 0 | 0
0 | 0 | 0 | 0 | 0 | 0 | 0 | 0 | 0 | 0 | 0 | 0 | 0 | 0 | 0 | 0 | 0 | 0 | 0 | 0
0 | 0 | 0 | 0 | 0 | 0 | 0 | 0 | 0 | 0 | 0 | 0 | 0 | 0 | 0 | 0 | 0 | 0 | 0 | 0
0 | 0 | 0 | 0 | 0 | 0 | 0 | 0 | 0 | 0 | 0 | 0 | 0 | 0 | 0 | 0 | 0 | 0 | 0 | 0
0 | 0 | 0 | 0 | 0 | 0 | 0 | 0 | 0 | 0 | 0 | 0 | 0 | 0 | 0 | 0 | 0 | 0 | 0 | 0
0 | 0 | 0 | 0 | 0 | 0 | 0 | 0 | 0 | 0 | 0 | 0 | 0 | 0 | 0 | 0 | 0 | 0 | 0 | 0
0 | 0 | 0 | 0 | 0 | 0 | 0 | 0 | 0 | 0 | 0 | 0 | 0 | 0 | 0 | 0 | 0 | 0 | 0 | 0
0 | 0 | 0 | 0 | 0 | 0 | 0 | 0 | 0 | 0 | 0 | 0 | 0 | 0 | 0 | 0 | 0 | 0 | 0 | 0
0 | 0 | 0 | 0 | 0 | 0 | 0 | 0 | 0 | 0 | 0 | 0 | 0 | 0 | 0 | 0 | 0 | 0 | 0 | 0
0 | 0 | 0 | 0 | 0 | 0 | 0 | 0 | 0 | 0 | 0 | 0 | 0 | 0 | 0 | 0 | 0 | 0 | 0 | 0
0 | 0 | 0 | 0 | 0 | 0 | 0 | 0 | 0 | 0 | 0 | 0 | 0 | 0 | 0 | 0 | 0 | 0 | 0 | 0
0 | 0 | 0 | 0 | 0 | 0 | 0 | 0 | 0 | 0 | 0 | 0 | 0 | 0 | 0 | 0 | 0 | 0 | 0 | 0
0 | 0 | 0 | 0 | 0 | 0 | 0 | 0 | 0 | 0 | 0 | 0 | 0 | 0 | 0 | 0 | 0 | 0 | 0 | 0
0 | 0 | 0 | 0 | 0 | 0 | 0 | 0 | 0 | 0 | 0 | 0 | 0 | 0 | 0 | 0 | 0 | 0 | 0 | 0
0 | 0 | 0 | 0 | 0 | 0 | 0 | 0 | 0 | 0 | 0 | 0 | 0 | 0 | 0 | 0 | 0 | 0 | 0 | 0
0 | 0 | 0 | 0 | 0 | 0 | 0 | 0 | 0 | 0 | 0 | 0 | 0 | 0 | 0 | 0 | 0 | 0 | 0 | 0
0 | 0 | 0 | 0 | 0 | 0 | 0 | 0 | 0 | 0 | 0 | 0 | 0 | 0 | 0 | 0 | 0 | 0 | 0 | 0
0 | 0 | 0 | 0 | 0 | 0 | 0 | 0 | 0 | 0 | 0 | 0 | 0 | 0 | 0 | 0 | 0 | 0 | 0 | 0
0 | 0 | 0 | 0 | 0 | 0 | 0 | 0 | 0 | 0 | 0 | 0 | 0 | 0 | 0 | 0 | 0 | 0 | 0 | 0
0 | 0 | 0 | 0 | 0 | 0 | 0 | 0 | 0 | 0 | 0 | 0 | 0 | 0 | 0 | 0 | 0 | 0 | 0 | 0
0 | 0 | 0 | 0 | 0 | 0 | 0 | 0 | 0 | 0 | 0 | 0 | 0 | 0 | 0 | 0 | 0 | 0 | 0 | 0
0 | 0 | 0 | 0 | 0 | 0 | 0 | 0 | 0 | 0 | 0 | 0 | 0 | 0 | 0 | 0 | 0 | 0 | 0 | 0
0 | 0 | 0 | 0 | 0 | 0 | 0 | 0 | 0 | 0 | 0 | 0 | 0 | 0 | 0 | 0 | 0 | 0 | 0 | 0
0 | 0 | 0 | 0 | 0 | 0 | 0 | 0 | 0 | 0 | 0 | 0 | 0 | 0 | 0 | 0 | 0 | 0 | 0 | 0
0 | 0 | 0 | 0 | 0 | 0 | 0 | 0 | 0 | 0 | 0 | 0 | 0 | 0 | 0 | 0 | 0 | 0 | 0 | 0
0 | 0 | 0 | 0 | 0 | 0 | 0 | 0 | 0 | 0 | 0 | 0 | 0 | 0 | 0 | 0 | 0 | 0 | 0 | 0
0 | 0 | 0 | 0 | 0 | 0 | 0 | 0 | 0 | 0 | 0 | 0 | 0 | 0 | 0 | 0 | 0 | 0 | 0 | 0
0 | 0 | 0 | 0 | 0 | 0 | 0 | 0 | 0 | 0 | 0 | 0 | 0 | 0 | 0 | 0 | 0 | 0 | 0 | 0
0 | 0 | 0 | 0 | 0 | 0 | 0 | 0 | 0 | 0 | 0 | 0 | 0 | 0 | 0 | 0 | 0 | 0 | 0 | 0
0 | 0 | 0 | 0 | 0 | 0 | 0 | 0 | 0 | 0 | 0 | 0 | 0 | 0 | 0 | 0 | 0 | 0 | 0 | 0
0 | 0 | 0 | 0 | 0 | 0 | 0 | 0 | 0 | 0 | 0 | 0 | 0 | 0 | 0 | 0 | 0 | 0 | 0 | 0
0 | 0 | 0 | 0 | 0 | 0 | 0 | 0 | 0 | 0 | 0 | 0 | 0 | 0 | 0 | 0 | 0 | 0 | 0 | 0
0 | 0 | 0 | 0 | 0 | 0 | 0 | 0 | 0 | 0 | 0 | 0 | 0 | 0 | 0 | 0 | 0 | 0 | 0 | 0
0 | 0 | 0 | 0 | 0 | 0 | 0 | 0 | 0 | 0 | 0 | 0 | 0 | 0 | 0 | 0 | 0 | 0 | 0 | 0
0 | 0 | 0 | 0 | 0 | 0 | 0 | 0 | 0 | 0 | 0 | 0 | 0 | 0 | 0 | 0 | 0 | 0 | 0 | 0
0 | 0 | 0 | 0 | 0 | 0 | 0 | 0 | 0 | 0 | 0 | 0 | 0 | 0 | 0 | 0 | 0 | 0 | 0 | 0
0 | 0 | 0 | 0 | 0 | 0 | 0 | 0 | 0 | 0 | 0 | 0 | 0 | 0 | 0 | 0 | 0 | 0 | 0 | 0
0 | 0 | 0 | 0 | 0 | 0 | 0 | 0 | 0 | 0 | 0 | 0 | 0 | 0 | 0 | 0 | 0 | 0 | 0 | 0
0 | 0 | 0 | 0 | 0 | 0 | 0 | 0 | 0 | 0 | 0 | 0 | 0 | 0 | 0 | 0 | 0 | 0 | 0 | 0
0 | 0 | 0 | 0 | 0 | 0 | 0 | 0 | 0 | 0 | 0 | 0 | 0 | 0 | 0 | 0 | 0 | 0 | 0 | 0
0 | 0 | 0 | 0 | 0 | 0 | 0 | 0 | 0 | 0 | 0 | 0 | 0 | 0 | 0 | 0 | 0 | 0 | 0 | 0
0 | 0 | 0 | 0 | 0 | 0 | 0 | 0 | 0 | 0 | 0 | 0 | 0 | 0 | 0 | 0 | 0 | 0 | 0 | 0
0 | 0 | 0 | 0 | 0 | 0 | 0 | 0 | 0 | 0 | 0 | 0 | 0 | 0 | 0 | 0 | 0 | 0 | 0 | 0
0 | 0 | 0 | 0 | 0 | 0 | 0 | 0 | 0 | 0 | 0 | 0 | 0 | 0 | 0 | 0 | 0 | 0 | 0 | 0
0 | 0 | 0 | 0 | 0 | 0 | 0 | 0 | 0 | 0 | 0 | 0 | 0 | 0 | 0 | 0 | 0 | 0 | 0 | 0
0 | 0 | 0 | 0 | 0 | 0 | 0 | 0 | 0 | 0 | 0 | 0 | 0 | 0 | 0 | 0 | 0 | 0 | 0 | 0
0 | 0 | 0 | 0 | 0 | 0 | 0 | 0 | 0 | 0 | 0 | 0 | 0 | 0 | 0 | 0 | 0 | 0 | 0 | 0
0 | 0 | 0 | 0 | 0 | 0 | 0 | 0 | 0 | 0 | 0 | 0 | 0 | 0 | 0 | 0 | 0 | 0 | 0 | 0
0 | 0 | 0 | 0 | 0 | 0 | 0 | 0 | 0 | 0 | 0 | 0 | 0 | 0 | 0 | 0 | 0 | 0 | 0 | 0
0 | 0 | 0 | 0 | 0 | 0 | 0 | 0 | 0 | 0 | 0 | 0 | 0 | 0 | 0 | 0 | 0 | 0 | 0 | 0
0 | 0 | 0 | 0 | 0 | 0 | 0 | 0 | 0 | 0 | 0 | 0 | 0 | 0 | 0 | 0 | 0 | 0 | 0 | 0
0 | 0 | 0 | 0 | 0 | 0 | 0 | 0 | 0 | 0 | 0 | 0 | 0 | 0 | 0 | 0 | 0 | 0 | 0 | 0
0 | 0 | 0 | 0 | 0 | 0 | 0 | 0 | 0 | 0 | 0 | 0 | 0 | 0 | 0 | 0 | 0 | 0 | 0 | 0
0 | 0 | 0 | 0 | 0 | 0 | 0 | 0 | 0 | 0 | 0 | 0 | 0 | 0 | 0 | 0 | 0 | 0 | 0 | 0
0 | 0 | 0 | 0 | 0 | 0 | 0 | 0 | 0 | 0 | 0 | 0 | 0 | 0 | 0 | 0 | 0 | 0 | 0 | 0
0 | 0 | 0 | 0 | 0 | 0 | 0 | 0 | 0 | 0 | 0 | 0 | 0 | 0 | 0 | 0 | 0 | 0 | 0 | 0
0 | 0 | 0 | 0 | 0 | 0 | 0 | 0 | 0 | 0 | 0 | 0 | 0 | 0 | 0 | 0 | 0 | 0 | 0 | 0
0 | 0 | 0 | 0 | 0 | 0 | 0 | 0 | 0 | 0 | 0 | 0 | 0 | 0 | 0 | 0 | 0 | 0 | 0 | 0
0 | 0 | 0 | 0 | 0 | 0 | 0 | 0 | 0 | 0 | 0 | 0 | 0 | 0 | 0 | 0 | 0 | 0 | 0 | 0
0 | 0 | 0 | 0 | 0 | 0 | 0 | 0 | 0 | 0 | 0 | 0 | 0 | 0 | 0 | 0 | 0 | 0 | 0 | 0
0 | 0 | 0 | 0 | 0 | 0 | 0 | 0 | 0 | 0 | 0 | 0 | 0 | 0 | 0 | 0 | 0 | 0 | 0 | 0
0 | 0 | 0 | 0 | 0 | 0 | 0 | 0 | 0 | 0 | 0 | 0 | 0 | 0 | 0 | 0 | 0 | 0 | 0 | 0
0 | 0 | 0 | 0 | 0 | 0 | 0 | 0 | 0 | 0 | 0 | 0 | 0 | 0 | 0 | 0 | 0 | 0 | 0 | 0
0 | 0 | 0 | 0 | 0 | 0 | 0 | 0 | 0 | 0 | 0 | 0 | 0 | 0 | 0 | 0 | 0 | 0 | 0 | 0
0 | 0 | 0 | 0 | 0 | 0 | 0 | 0 | 0 | 0 | 0 | 0 | 0 | 0 | 0 | 0 | 0 | 0 | 0 | 0
0 | 0 | 0 | 0 | 0 | 0 | 0 | 0 | 0 | 0 | 0 | 0 | 0 | 0 | 0 | 0 | 0 | 0 | 0 | 0
0 | 0 | 0 | 0 | 0 | 0 | 0 | 0 | 0 | 0 | 0 | 0 | 0 | 0 | 0 | 0 | 0 | 0 | 0 | 0
0 | 0 | 0 | 0 | 0 | 0 | 0 | 0 | 0 | 0 | 0 | 0 | 0 | 0 | 0 | 0 | 0 | 0 | 0 | 0
0 | 0 | 0 | 0 | 0 | 0 | 0 | 0 | 0 | 0 | 0 | 0 | 0 | 0 | 0 | 0 | 0 | 0 | 0 | 0
0 | 0 | 0 | 0 | 0 | 0 | 0 | 0 | 0 | 0 | 0 | 0 | 0 | 0 | 0 | 0 | 0 | 0 | 0 | 0
0 | 0 | 0 | 0 | 0 | 0 | 0 | 0 | 0 | 0 | 0 | 0 | 0 | 0 | 0 | 0 | 0 | 0 | 0 | 0
0 | 0 | 0 | 0 | 0 | 0 | 0 | 0 | 0 | 0 | 0 | 0 | 0 | 0 | 0 | 0 | 0 | 0 | 0 | 0
0 | 0 | 0 | 0 | 0 | 0 | 0 | 0 | 0 | 0 | 0 | 0 | 0 | 0 | 0 | 0 | 0 | 0 | 0 | 0
0 | 0 | 0 | 0 | 0 | 0 | 0 | 0 | 0 | 0 | 0 | 0 | 0 | 0 | 0 | 0 | 0 | 0 | 0 | 0
0 | 0 | 0 | 0 | 0 | 0 | 0 | 0 | 0 | 0 | 0 | 0 | 0 | 0 | 0 | 0 | 0 | 0 | 0 | 0
0 | 0 | 0 | 0 | 0 | 0 | 0 | 0 | 0 | 0 | 0 | 0 | 0 | 0 | 0 | 0 | 0 | 0 | 0 | 0
0 | 0 | 0 | 0 | 0 | 0 | 0 | 0 | 0 | 0 | 0 | 0 | 0 | 0 | 0 | 0 | 0 | 0 | 0 | 0
0 | 0 | 0 | 0 | 0 | 0 | 0 | 0 | 0 | 0 | 0 | 0 | 0 | 0 | 0 | 0 | 0 | 0 | 0 | 0
0 | 0 | 0 | 0 | 0 | 0 | 0 | 0 | 0 | 0 | 0 | 0 | 0 | 0 | 0 | 0 | 0 | 0 | 0 | 0
0 | 0 | 0 | 0 | 0 | 0 | 0 | 0 | 0 | 0 | 0 | 0 | 0 | 0 | 0 | 0 | 0 | 0 | 0 | 0
0 | 0 | 0 | 0 | 0 | 0 | 0 | 0 | 0 | 0 | 0 | 0 | 0 | 0 | 0 | 0 | 0 | 0 | 0 | 0
0 | 0 | 0 | 0 | 0 | 0 | 0 | 0 | 0 | 0 | 0 | 0 | 0 | 0 | 0 | 0 | 0 | 0 | 0 | 0
0 | 0 | 0 | 0 | 0 | 0 | 0 | 0 | 0 | 0 | 0 | 0 | 0 | 0 | 0 | 0 | 0 | 0 | 0 | 0
0 | 0 | 0 | 0 | 0 | 0 | 0 | 0 | 0 | 0 | 0 | 0 | 0 | 0 | 0 | 0 | 0 | 0 | 0 | 0
0 | 0 | 0 | 0 | 0 | 0 | 0 | 0 | 0 | 0 | 0 | 0 | 0 | 0 | 0 | 0 | 0 | 0 | 0 | 0
0 | 0 | 0 | 0 | 0 | 0 | 0 | 0 | 0 | 0 | 0 | 0 | 0 | 0 | 0 | 0 | 0 | 0 | 0 | 0
0 | 0 | 0 | 0 | 0 | 0 | 0 | 0 | 0 | 0 | 0 | 0 | 0 | 0 | 0 | 0 | 0 | 0 | 0 | 0
0 | 0 | 0 | 0 | 0 | 0 | 0 | 0 | 0 | 0 | 0 | 0 | 0 | 0 | 0 | 0 | 0 | 0 | 0 | 0
0 | 0 | 0 | 0 | 0 | 0 | 0 | 0 | 0 | 0 | 0 | 0 | 0 | 0 | 0 | 0 | 0 | 0 | 0 | 0
0 | 0 | 0 | 0 | 0 | 0 | 0 | 0 | 0 | 0 | 0 | 0 | 0 | 0 | 0 | 0 | 0 | 0 | 0 | 0
0 | 0 | 0 | 0 | 0 | 0 | 0 | 0 | 0 | 0 | 0 | 0 | 0 | 0 | 0 | 0 | 0 | 0 | 0 | 0
0 | 0 | 0 | 0 | 0 | 0 | 0 | 0 | 0 | 0 | 0 | 0 | 0 | 0 | 0 | 0 | 0 | 0 | 0 | 0
0 | 0 | 0 | 0 | 0 | 0 | 0 | 0 | 0 | 0 | 0 | 0 | 0 | 0 | 0 | 0 | 0 | 0 | 0 | 0
0 | 0 | 0 | 0 | 0 | 0 | 0 | 0 | 0 | 0 | 0 | 0 | 0 | 0 | 0 | 0 | 0 | 0 | 0 | 0
0 | 0 | 0 | 0 | 0 | 0 | 0 | 0 | 0 | 0 | 0 | 0 | 0 | 0 | 0 | 0 | 0 | 0 | 0 | 0
0 | 0 | 0 | 0 | 0 | 0 | 0 | 0 | 0 | 0 | 0 | 0 | 0 | 0 | 0 | 0 | 0 | 0 | 0 | 0
0 | 0 | 0 | 0 | 0 | 0 | 0 | 0 | 0 | 0 | 0 | 0 | 0 | 0 | 0 | 0 | 0 | 0 | 0 | 0
0 | 0 | 0 | 0 | 0 | 0 | 0 | 0 | 0 | 0 | 0 | 0 | 0 | 0 | 0 | 0 | 0 | 0 | 0 | 0
0 | 0 | 0 | 0 | 0 | 0 | 0 | 0 | 0 | 0 | 0 | 0 | 0 | 0 | 0 | 0 | 0 | 0 | 0 | 0
0 | 0 | 0 | 0 | 0 | 0 | 0 | 0 | 0 | 0 | 0 | 0 | 0 | 0 | 0 | 0 | 0 | 0 | 0 | 0
0 | 0 | 0 | 0 | 0 | 0 | 0 | 0 | 0 | 0 | 0 | 0 | 0 | 0 | 0 | 0 | 0 | 0 | 0 | 0
0 | 0 | 0 | 0 | 0 | 0 | 0 | 0 | 0 | 0 | 0 | 0 | 0 | 0 | 0 | 0 | 0 | 0 | 0 | 0
0 | 0 | 0 | 0 | 0 | 0 | 0 | 0 | 0 | 0 | 0 | 0 | 0 | 0 | 0 | 0 | 0 | 0 | 0 | 0
0 | 0 | 0 | 0 | 0 | 0 | 0 | 0 | 0 | 0 | 0 | 0 | 0 | 0 | 0 | 0 | 0 | 0 | 0 | 0
0 | 0 | 0 | 0 | 0 | 0 | 0 | 0 | 0 | 0 | 0 | 0 | 0 | 0 | 0 | 0 | 0 | 0 | 0 | 0
0 | 0 | 0 | 0 | 0 | 0 | 0 | 0 | 0 | 0 | 0 | 0 | 0 | 0 | 0 | 0 | 0 | 0 | 0 | 0
0 | 0 | 0 | 0 | 0 | 0 | 0 | 0 | 0 | 0 | 0 | 0 | 0 | 0 | 0 | 0 | 0 | 0 | 0 | 0
0 | 0 | 0 | 0 | 0 | 0 | 0 | 0 | 0 | 0 | 0 | 0 | 0 | 0 | 0 | 0 | 0 | 0 | 0 | 0
0 | 0 | 0 | 0 | 0 | 0 | 0 | 0 | 0 | 0 | 0 | 0 | 0 | 0 | 0 | 0 | 0 | 0 | 0 | 0
0 | 0 | 0 | 0 | 0 | 0 | 0 | 0 | 0 | 0 | 0 | 0 | 0 | 0 | 0 | 0 | 0 | 0 | 0 | 0
0 | 0 | 0 | 0 | 0 | 0 | 0 | 0 | 0 | 0 | 0 | 0 | 0 | 0 | 0 | 0 | 0 | 0 | 0 | 0
0 | 0 | 0 | 0 | 0 | 0 | 0 | 0 | 0 | 0 | 0 | 0 | 0 | 0 | 0 | 0 | 0 | 0 | 0 | 0
0 | 0 | 0 | 0 | 0 | 0 | 0 | 0 | 0 | 0 | 0 | 0 | 0 | 0 | 0 | 0 | 0 | 0 | 0 | 0
0 | 0 | 0 | 0 | 0 | 0 | 0 | 0 | 0 | 0 | 0 | 0 | 0 | 0 | 0 | 0 | 0 | 0 | 0 | 0
0 | 0 | 0 | 0 | 0 | 0 | 0 | 0 | 0 | 0 | 0 | 0 | 0 | 0 | 0 | 0 | 0 | 0 | 0 | 0
0 | 0 | 0 | 0 | 0 | 0 | 0 | 0 | 0 | 0 | 0 | 0 | 0 | 0 | 0 | 0 | 0 | 0 | 0 | 0
0 | 0 | 0 | 0 | 0 | 0 | 0 | 0 | 0 | 0 | 0 | 0 | 0 | 0 | 0 | 0 | 0 | 0 | 0 | 0
0 | 0 | 0 | 0 | 0 | 0 | 0 | 0 | 0 | 0 | 0 | 0 | 0 | 0 | 0 | 0 | 0 | 0 | 0 | 0
0 | 0 | 0 | 0 | 0 | 0 | 0 | 0 | 0 | 0 | 0 | 0 | 0 | 0 | 0 | 0 | 0 | 0 | 0 | 0
0 | 0 | 0 | 0 | 0 | 0 | 0 | 0 | 0 | 0 | 0 | 0 | 0 | 0 | 0 | 0 | 0 | 0 | 0 | 0
0 | 0 | 0 | 0 | 0 | 0 | 0 | 0 | 0 | 0 | 0 | 0 | 0 | 0 | 0 | 0 | 0 | 0 | 0 | 0
0 | 0 | 0 | 0 | 0 | 0 | 0 | 0 | 0 | 0 | 0 | 0 | 0 | 0 | 0 | 0 | 0 | 0 | 0 | 0
0 | 0 | 0 | 0 | 0 | 0 | 0 | 0 | 0 | 0 | 0 | 0 | 0 | 0 | 0 | 0 | 0 | 0 | 0 | 0
0 | 0 | 0 | 0 | 0 | 0 | 0 | 0 | 0 | 0 | 0 | 0 | 0 | 0 | 0 | 0 | 0 | 0 | 0 | 0
0 | 0 | 0 | 0 | 0 | 0 | 0 | 0 | 0 | 0 | 0 | 0 | 0 | 0 | 0 | 0 | 0 | 0 | 0 | 0
0 | 0 | 0 | 0 | 0 | 0 | 0 | 0 | 0 | 0 | 0 | 0 | 0 | 0 | 0 | 0 | 0 | 0 | 0 | 0
0 | 0 | 0 | 0 | 0 | 0 | 0 | 0 | 0 | 0 | 0 | 0 | 0 | 0 | 0 | 0 | 0 | 0 | 0 | 0
0 | 0 | 0 | 0 | 0 | 0 | 0 | 0 | 0 | 0 | 0 | 0 | 0 | 0 | 0 | 0 | 0 | 0 | 0 | 0
0 | 0 | 0 | 0 | 0 | 0 | 0 | 0 | 0 | 0 | 0 | 0 | 0 | 0 | 0 | 0 | 0 | 0 | 0 | 0
0 | 0 | 0 | 0 | 0 | 0 | 0 | 0 | 0 | 0 | 0 | 0 | 0 | 0 | 0 | 0 | 0 | 0 | 0 | 0
0 | 0 | 0 | 0 | 0 | 0 | 0 | 0 | 0 | 0 | 0 | 0 | 0 | 0 | 0 | 0 | 0 | 0 | 0 | 0
0 | 0 | 0 | 0 | 0 | 0 | 0 | 0 | 0 | 0 | 0 | 0 | 0 | 0 | 0 | 0 | 0 | 0 | 0 | 0
0 | 0 | 0 | 0 | 0 | 0 | 0 | 0 | 0 | 0 | 0 | 0 | 0 | 0 | 0 | 0 | 0 | 0 | 0 | 0
0 | 0 | 0 | 0 | 0 | 0 | 0 | 0 | 0 | 0 | 0 | 0 | 0 | 0 | 0 | 0 | 0 | 0 | 0 | 0
0 | 0 | 0 | 0 | 0 | 0 | 0 | 0 | 0 | 0 | 0 | 0 | 0 | 0 | 0 | 0 | 0 | 0 | 0 | 0
0 | 0 | 0 | 0 | 0 | 0 | 0 | 0 | 0 | 0 | 0 | 0 | 0 | 0 | 0 | 0 | 0 | 0 | 0 | 0
0 | 0 | 0 | 0 | 0 | 0 | 0 | 0 | 0 | 0 | 0 | 0 | 0 | 0 | 0 | 0 | 0 | 0 | 0 | 0
0 | 0 | 0 | 0 | 0 | 0 | 0 | 0 | 0 | 0 | 0 | 0 | 0 | 0 | 0 | 0 | 0 | 0 | 0 | 0
0 | 0 | 0 | 0 | 0 | 0 | 0 | 0 | 0 | 0 | 0 | 0 | 0 | 0 | 0 | 0 | 0 | 0 | 0 | 0
0 | 0 | 0 | 0 | 0 | 0 | 0 | 0 | 0 | 0 | 0 | 0 | 0 | 0 | 0 | 0 | 0 | 0 | 0 | 0
0 | 0 | 0 | 0 | 0 | 0 | 0 | 0 | 0 | 0 | 0 | 0 | 0 | 0 | 0 | 0 | 0 | 0 | 0 | 0
0 | 0 | 0 | 0 | 0 | 0 | 0 | 0 | 0 | 0 | 0 | 0 | 0 | 0 | 0 | 0 | 0 | 0 | 0 | 0
0 | 0 | 0 | 0 | 0 | 0 | 0 | 0 | 0 | 0 | 0 | 0 | 0 | 0 | 0 | 0 | 0 | 0 | 0 | 0
0 | 0 | 0 | 0 | 0 | 0 | 0 | 0 | 0 | 0 | 0 | 0 | 0 | 0 | 0 | 0 | 0 | 0 | 0 | 0
0 | 0 | 0 | 0 | 0 | 0 | 0 | 0 | 0 | 0 | 0 | 0 | 0 | 0 | 0 | 0 | 0 | 0 | 0 | 0
0 | 0 | 0 | 0 | 0 | 0 | 0 | 0 | 0 | 0 | 0 | 0 | 0 | 0 | 0 | 0 | 0 | 0 | 0 | 0
0 | 0 | 0 | 0 | 0 | 0 | 0 | 0 | 0 | 0 | 0 | 0 | 0 | 0 | 0 | 0 | 0 | 0 | 0 | 0
0 | 0 | 0 | 0 | 0 | 0 | 0 | 0 | 0 | 0 | 0 | 0 | 0 | 0 | 0 | 0 | 0 | 0 | 0 | 0
0 | 0 | 0 | 0 | 0 | 0 | 0 | 0 | 0 | 0 | 0 | 0 | 0 | 0 | 0 | 0 | 0 | 0 | 0 | 0
0 | 0 | 0 | 0 | 0 | 0 | 0 | 0 | 0 | 0 | 0 | 0 | 0 | 0 | 0 | 0 | 0 | 0 | 0 | 0
0 | 0 | 0 | 0 | 0 | 0 | 0 | 0 | 0 | 0 | 0 | 0 | 0 | 0 | 0 | 0 | 0 | 0 | 0 | 0
0 | 0 | 0 | 0 | 0 | 0 | 0 | 0 | 0 | 0 | 0 | 0 | 0 | 0 | 0 | 0 | 0 | 0 | 0 | 0
0 | 0 | 0 | 0 | 0 | 0 | 0 | 0 | 0 | 0 | 0 | 0 | 0 | 0 | 0 | 0 | 0 | 0 | 0 | 0
0 | 0 | 0 | 0 | 0 | 0 | 0 | 0 | 0 | 0 | 0 | 0 | 0 | 0 | 0 | 0 | 0 | 0 | 0 | 0
0 | 0 | 0 | 0 | 0 | 0 | 0 | 0 | 0 | 0 | 0 | 0 | 0 | 0 | 0 | 0 | 0 | 0 | 0 | 0
0 | 0 | 0 | 0 | 0 | 0 | 0 | 0 | 0 | 0 | 0 | 0 | 0 | 0 | 0 | 0 | 0 | 0 | 0 | 0
0 | 0 | 0 | 0 | 0 | 0 | 0 | 0 | 0 | 0 | 0 | 0 | 0 | 0 | 0 | 0 | 0 | 0 | 0 | 0
0 | 0 | 0 | 0 | 0 | 0 | 0 | 0 | 0 | 0 | 0 | 0 | 0 | 0 | 0 | 0 | 0 | 0 | 0 | 0
0 | 0 | 0 | 0 | 0 | 0 | 0 | 0 | 0 | 0 | 0 | 0 | 0 | 0 | 0 | 0 | 0 | 0 | 0 | 0
0 | 0 | 0 | 0 | 0 | 0 | 0 | 0 | 0 | 0 | 0 | 0 | 0 | 0 | 0 | 0 | 0 | 0 | 0 | 0
0 | 0 | 0 | 0 | 0 | 0 | 0 | 0 | 0 | 0 | 0 | 0 | 0 | 0 | 0 | 0 | 0 | 0 | 0 | 0
0 | 0 | 0 | 0 | 0 | 0 | 0 | 0 | 0 | 0 | 0 | 0 | 0 | 0 | 0 | 0 | 0 | 0 | 0 | 0
0 | 0 | 0 | 0 | 0 | 0 | 0 | 0 | 0 | 0 | 0 | 0 | 0 | 0 | 0 | 0 | 0 | 0 | 0 | 0
0 | 0 | 0 | 0 | 0 | 0 | 0 | 0 | 0 | 0 | 0 | 0 | 0 | 0 | 0 | 0 | 0 | 0 | 0 | 0
0 | 0 | 0 | 0 | 0 | 0 | 0 | 0 | 0 | 0 | 0 | 0 | 0 | 0 | 0 | 0 | 0 | 0 | 0 | 0
0 | 0 | 0 | 0 | 0 | 0 | 0 | 0 | 0 | 0 | 0 | 0 | 0 | 0 | 0 | 0 | 0 | 0 | 0 | 0
0 | 0 | 0 | 0 | 0 | 0 | 0 | 0 | 0 | 0 | 0 | 0 | 0 | 0 | 0 | 0 | 0 | 0 | 0 | 0
0 | 0 | 0 | 0 | 0 | 0 | 0 | 0 | 0 | 0 | 0 | 0 | 0 | 0 | 0 | 0 | 0 | 0 | 0 | 0
0 | 0 | 0 | 0 | 0 | 0 | 0 | 0 | 0 | 0 | 0 | 0 | 0 | 0 | 0 | 0 | 0 | 0 | 0 | 0
0 | 0 | 0 | 0 | 0 | 0 | 0 | 0 | 0 | 0 | 0 | 0 | 0 | 0 | 0 | 0 | 0 | 0 | 0 | 0
0 | 0 | 0 | 0 | 0 | 0 | 0 | 0 | 0 | 0 | 0 | 0 | 0 | 0 | 0 | 0 | 0 | 0 | 0 | 0
0 | 0 | 0 | 0 | 0 | 0 | 0 | 0 | 0 | 0 | 0 | 0 | 0 | 0 | 0 | 0 | 0 | 0 | 0 | 0
0 | 0 | 0 | 0 | 0 | 0 | 0 | 0 | 0 | 0 | 0 | 0 | 0 | 0 | 0 | 0 | 0 | 0 | 0 | 0
0 | 0 | 0 | 0 | 0 | 0 | 0 | 0 | 0 | 0 | 0 | 0 | 0 | 0 | 0 | 0 | 0 | 0 | 0 | 0
0 | 0 | 0 | 0 | 0 | 0 | 0 | 0 | 0 | 0 | 0 | 0 | 0 | 0 | 0 | 0 | 0 | 0 | 0 | 0
0 | 0 | 0 | 0 | 0 | 0 | 0 | 0 | 0 | 0 | 0 | 0 | 0 | 0 | 0 | 0 | 0 | 0 | 0 | 0
0 | 0 | 0 | 0 | 0 | 0 | 0 | 0 | 0 | 0 | 0 | 0 | 0 | 0 | 0 | 0 | 0 | 0 | 0 | 0
0 | 0 | 0 | 0 | 0 | 0 | 0 | 0 | 0 | 0 | 0 | 0 | 0 | 0 | 0 | 0 | 0 | 0 | 0 | 0
0 | 0 | 0 | 0 | 0 | 0 | 0 | 0 | 0 | 0 | 0 | 0 | 0 | 0 | 0 | 0 | 0 | 0 | 0 | 0
0 | 0 | 0 | 0 | 0 | 0 | 0 | 0 | 0 | 0 | 0 | 0 | 0 | 0 | 0 | 0 | 0 | 0 | 0 | 0
0 | 0 | 0 | 0 | 0 | 0 | 0 | 0 | 0 | 0 | 0 | 0 | 0 | 0 | 0 | 0 | 0 | 0 | 0 | 0
0 | 0 | 0 | 0 | 0 | 0 | 0 | 0 | 0 | 0 | 0 | 0 | 0 | 0 | 0 | 0 | 0 | 0 | 0 | 0
0 | 0 | 0 | 0 | 0 | 0 | 0 | 0 | 0 | 0 | 0 | 0 | 0 | 0 | 0 | 0 | 0 | 0 | 0 | 0
0 | 0 | 0 | 0 | 0 | 0 | 0 | 0 | 0 | 0 | 0 | 0 | 0 | 0 | 0 | 0 | 0 | 0 | 0 | 0
0 | 0 | 0 | 0 | 0 | 0 | 0 | 0 | 0 | 0 | 0 | 0 | 0 | 0 | 0 | 0 | 0 | 0 | 0 | 0
0 | 0 | 0 | 0 | 0 | 0 | 0 | 0 | 0 | 0 | 0 | 0 | 0 | 0 | 0 | 0 | 0 | 0 | 0 | 0
0 | 0 | 0 | 0 | 0 | 0 | 0 | 0 | 0 | 0 | 0 | 0 | 0 | 0 | 0 | 0 | 0 | 0 | 0 | 0
0 | 0 | 0 | 0 | 0 | 0 | 0 | 0 | 0 | 0 | 0 | 0 | 0 | 0 | 0 | 0 | 0 | 0 | 0 | 0
0 | 0 | 0 | 0 | 0 | 0 | 0 | 0 | 0 | 0 | 0 | 0 | 0 | 0 | 0 | 0 | 0 | 0 | 0 | 0
0 | 0 | 0 | 0 | 0 | 0 | 0 | 0 | 0 | 0 | 0 | 0 | 0 | 0 | 0 | 0 | 0 | 0 | 0 | 0
0 | 0 | 0 | 0 | 0 | 0 | 0 | 0 | 0 | 0 | 0 | 0 | 0 | 0 | 0 | 0 | 0 | 0 | 0 | 0
0 | 0 | 0 | 0 | 0 | 0 | 0 | 0 | 0 | 0 | 0 | 0 | 0 | 0 | 0 | 0 | 0 | 0 | 0 | 0
0 | 0 | 0 | 0 | 0 | 0 | 0 | 0 | 0 | 0 | 0 | 0 | 0 | 0 | 0 | 0 | 0 | 0 | 0 | 0
0 | 0 | 0 | 0 | 0 | 0 | 0 | 0 | 0 | 0 | 0 | 0 | 0 | 0 | 0 | 0 | 0 | 0 | 0 | 0
0 | 0 | 0 | 0 | 0 | 0 | 0 | 0 | 0 | 0 | 0 | 0 | 0 | 0 | 0 | 0 | 0 | 0 | 0 | 0
0 | 0 | 0 | 0 | 0 | 0 | 0 | 0 | 0 | 0 | 0 | 0 | 0 | 0 | 0 | 0 | 0 | 0 | 0 | 0
0 | 0 | 0 | 0 | 0 | 0 | 0 | 0 | 0 | 0 | 0 | 0 | 0 | 0 | 0 | 0 | 0 | 0 | 0 | 0
0 | 0 | 0 | 0 | 0 | 0 | 0 | 0 | 0 | 0 | 0 | 0 | 0 | 0 | 0 | 0 | 0 | 0 | 0 | 0
0 | 0 | 0 | 0 | 0 | 0 | 0 | 0 | 0 | 0 | 0 | 0 | 0 | 0 | 0 | 0 | 0 | 0 | 0 | 0
0 | 0 | 0 | 0 | 0 | 0 | 0 | 0 | 0 | 0 | 0 | 0 | 0 | 0 | 0 | 0 | 0 | 0 | 0 | 0
0 | 0 | 0 | 0 | 0 | 0 | 0 | 0 | 0 | 0 | 0 | 0 | 0 | 0 | 0 | 0 | 0 | 0 | 0 | 0
0 | 0 | 0 | 0 | 0 | 0 | 0 | 0 | 0 | 0 | 0 | 0 | 0 | 0 | 0 | 0 | 0 | 0 | 0 | 0
0 | 0 | 0 | 0 | 0 | 0 | 0 | 0 | 0 | 0 | 0 | 0 | 0 | 0 | 0 | 0 | 0 | 0 | 0 | 0
0 | 0 | 0 | 0 | 0 | 0 | 0 | 0 | 0 | 0 | 0 | 0 | 0 | 0 | 0 | 0 | 0 | 0 | 0 | 0
0 | 0 | 0 | 0 | 0 | 0 | 0 | 0 | 0 | 0 | 0 | 0 | 0 | 0 | 0 | 0 | 0 | 0 | 0 | 0
0 | 0 | 0 | 0 | 0 | 0 | 0 | 0 | 0 | 0 | 0 | 0 | 0 | 0 | 0 | 0 | 0 | 0 | 0 | 0
0 | 0 | 0 | 0 | 0 | 0 | 0 | 0 | 0 | 0 | 0 | 0 | 0 | 0 | 0 | 0 | 0 | 0 | 0 | 0
0 | 0 | 0 | 0 | 0 | 0 | 0 | 0 | 0 | 0 | 0 | 0 | 0 | 0 | 0 | 0 | 0 | 0 | 0 | 0
0 | 0 | 0 | 0 | 0 | 0 | 0 | 0 | 0 | 0 | 0 | 0 | 0 | 0 | 0 | 0 | 0 | 0 | 0 | 0
0 | 0 | 0 | 0 | 0 | 0 | 0 | 0 | 0 | 0 | 0 | 0 | 0 | 0 | 0 | 0 | 0 | 0 | 0 | 0
0 | 0 | 0 | 0 | 0 | 0 | 0 | 0 | 0 | 0 | 0 | 0 | 0 | 0 | 0 | 0 | 0 | 0 | 0 | 0
0 | 0 | 0 | 0 | 0 | 0 | 0 | 0 | 0 | 0 | 0 | 0 | 0 | 0 | 0 | 0 | 0 | 0 | 0 | 0
0 | 0 | 0 | 0 | 0 | 0 | 0 | 0 | 0 | 0 | 0 | 0 | 0 | 0 | 0 | 0 | 0 | 0 | 0 | 0
0 | 0 | 0 | 0 | 0 | 0 | 0 | 0 | 0 | 0 | 0 | 0 | 0 | 0 | 0 | 0 | 0 | 0 | 0 | 0
0 | 0 | 0 | 0 | 0 | 0 | 0 | 0 | 0 | 0 | 0 | 0 | 0 | 0 | 0 | 0 | 0 | 0 | 0 | 0
0 | 0 | 0 | 0 | 0 | 0 | 0 | 0 | 0 | 0 | 0 | 0 | 0 | 0 | 0 | 0 | 0 | 0 | 0 | 0
0 | 0 | 0 | 0 | 0 | 0 | 0 | 0 | 0 | 0 | 0 | 0 | 0 | 0 | 0 | 0 | 0 | 0 | 0 | 0
0 | 0 | 0 | 0 | 0 | 0 | 0 | 0 | 0 | 0 | 0 | 0 | 0 | 0 | 0 | 0 | 0 | 0 | 0 | 0
0 | 0 | 0 | 0 | 0 | 0 | 0 | 0 | 0 | 0 | 0 | 0 | 0 | 0 | 0 | 0 | 0 | 0 | 0 | 0
0 | 0 | 0 | 0 | 0 | 0 | 0 | 0 | 0 | 0 | 0 | 0 | 0 | 0 | 0 | 0 | 0 | 0 | 0 | 0
0 | 0 | 0 | 0 | 0 | 0 | 0 | 0 | 0 | 0 | 0 | 0 | 0 | 0 | 0 | 0 | 0 | 0 | 0 | 0
0 | 0 | 0 | 0 | 0 | 0 | 0 | 0 | 0 | 0 | 0 | 0 | 0 | 0 | 0 | 0 | 0 | 0 | 0 | 0
0 | 0 | 0 | 0 | 0 | 0 | 0 | 0 | 0 | 0 | 0 | 0 | 0 | 0 | 0 | 0 | 0 | 0 | 0 | 0
0 | 0 | 0 | 0 | 0 | 0 | 0 | 0 | 0 | 0 | 0 | 0 | 0 | 0 | 0 | 0 | 0 | 0 | 0 | 0
0 | 0 | 0 | 0 | 0 | 0 | 0 | 0 | 0 | 0 | 0 | 0 | 0 | 0 | 0 | 0 | 0 | 0 | 0 | 0
0 | 0 | 0 | 0 | 0 | 0 | 0 | 0 | 0 | 0 | 0 | 0 | 0 | 0 | 0 | 0 | 0 | 0 | 0 | 0
0 | 0 | 0 | 0 | 0 | 0 | 0 | 0 | 0 | 0 | 0 | 0 | 0 | 0 | 0 | 0 | 0 | 0 | 0 | 0
0 | 0 | 0 | 0 | 0 | 0 | 0 | 0 | 0 | 0 | 0 | 0 | 0 | 0 | 0 | 0 | 0 | 0 | 0 | 0
0 | 0 | 0 | 0 | 0 | 0 | 0 | 0 | 0 | 0 | 0 | 0 | 0 | 0 | 0 | 0 | 0 | 0 | 0 | 0
0 | 0 | 0 | 0 | 0 | 0 | 0 | 0 | 0 | 0 | 0 | 0 | 0 | 0 | 0 | 0 | 0 | 0 | 0 | 0
0 | 0 | 0 | 0 | 0 | 0 | 0 | 0 | 0 | 0 | 0 | 0 | 0 | 0 | 0 | 0 | 0 | 0 | 0 | 0
0 | 0 | 0 | 0 | 0 | 0 | 0 | 0 | 0 | 0 | 0 | 0 | 0 | 0 | 0 | 0 | 0 | 0 | 0 | 0
0 | 0 | 0 | 0 | 0 | 0 | 0 | 0 | 0 | 0 | 0 | 0 | 0 | 0 | 0 | 0 | 0 | 0 | 0 | 0
0 | 0 | 0 | 0 | 0 | 0 | 0 | 0 | 0 | 0 | 0 | 0 | 0 | 0 | 0 | 0 | 0 | 0 | 0 | 0
0 | 0 | 0 | 0 | 0 | 0 | 0 | 0 | 0 | 0 | 0 | 0 | 0 | 0 | 0 | 0 | 0 | 0 | 0 | 0
0 | 0 | 0 | 0 | 0 | 0 | 0 | 0 | 0 | 0 | 0 | 0 | 0 | 0 | 0 | 0 | 0 | 0 | 0 | 0
0 | 0 | 0 | 0 | 0 | 0 | 0 | 0 | 0 | 0 | 0 | 0 | 0 | 0 | 0 | 0 | 0 | 0 | 0 | 0
0 | 0 | 0 | 0 | 0 | 0 | 0 | 0 | 0 | 0 | 0 | 0 | 0 | 0 | 0 | 0 | 0 | 0 | 0 | 0
0 | 0 | 0 | 0 | 0 | 0 | 0 | 0 | 0 | 0 | 0 | 0 | 0 | 0 | 0 | 0 | 0 | 0 | 0 | 0
0 | 0 | 0 | 0 | 0 | 0 | 0 | 0 | 0 | 0 | 0 | 0 | 0 | 0 | 0 | 0 | 0 | 0 | 0 | 0
0 | 0 | 0 | 0 | 0 | 0 | 0 | 0 | 0 | 0 | 0 | 0 | 0 | 0 | 0 | 0 | 0 | 0 | 0 | 0
0 | 0 | 0 | 0 | 0 | 0 | 0 | 0 | 0 | 0 | 0 | 0 | 0 | 0 | 0 | 0 | 0 | 0 | 0 | 0
0 | 0 | 0 | 0 | 0 | 0 | 0 | 0 | 0 | 0 | 0 | 0 | 0 | 0 | 0 | 0 | 0 | 0 | 0 | 0
0 | 0 | 0 | 0 | 0 | 0 | 0 | 0 | 0 | 0 | 0 | 0 | 0 | 0 | 0 | 0 | 0 | 0 | 0 | 0
0 | 0 | 0 | 0 | 0 | 0 | 0 | 0 | 0 | 0 | 0 | 0 | 0 | 0 | 0 | 0 | 0 | 0 | 0 | 0
0 | 0 | 0 | 0 | 0 | 0 | 0 | 0 | 0 | 0 | 0 | 0 | 0 | 0 | 0 | 0 | 0 | 0 | 0 | 0
0 | 0 | 0 | 0 | 0 | 0 | 0 | 0 | 0 | 0 | 0 | 0 | 0 | 0 | 0 | 0 | 0 | 0 | 0 | 0
0 | 0 | 0 | 0 | 0 | 0 | 0 | 0 | 0 | 0 | 0 | 0 | 0 | 0 | 0 | 0 | 0 | 0 | 0 | 0
0 | 0 | 0 | 0 | 0 | 0 | 0 | 0 | 0 | 0 | 0 | 0 | 0 | 0 | 0 | 0 | 0 | 0 | 0 | 0
0 | 0 | 0 | 0 | 0 | 0 | 0 | 0 | 0 | 0 | 0 | 0 | 0 | 0 | 0 | 0 | 0 | 0 | 0 | 0
0 | 0 | 0 | 0 | 0 | 0 | 0 | 0 | 0 | 0 | 0 | 0 | 0 | 0 | 0 | 0 | 0 | 0 | 0 | 0
0 | 0 | 0 | 0 | 0 | 0 | 0 | 0 | 0 | 0 | 0 | 0 | 0 | 0 | 0 | 0 | 0 | 0 | 0 | 0
0 | 0 | 0 | 0 | 0 | 0 | 0 | 0 | 0 | 0 | 0 | 0 | 0 | 0 | 0 | 0 | 0 | 0 | 0 | 0
0 | 0 | 0 | 0 | 0 | 0 | 0 | 0 | 0 | 0 | 0 | 0 | 0 | 0 | 0 | 0 | 0 | 0 | 0 | 0
0 | 0 | 0 | 0 | 0 | 0 | 0 | 0 | 0 | 0 | 0 | 0 | 0 | 0 | 0 | 0 | 0 | 0 | 0 | 0
0 | 0 | 0 | 0 | 0 | 0 | 0 | 0 | 0 | 0 | 0 | 0 | 0 | 0 | 0 | 0 | 0 | 0 | 0 | 0
0 | 0 | 0 | 0 | 0 | 0 | 0 | 0 | 0 | 0 | 0 | 0 | 0 | 0 | 0 | 0 | 0 | 0 | 0 | 0
0 | 0 | 0 | 0 | 0 | 0 | 0 | 0 | 0 | 0 | 0 | 0 | 0 | 0 | 0 | 0 | 0 | 0 | 0 | 0
0 | 0 | 0 | 0 | 0 | 0 | 0 | 0 | 0 | 0 | 0 | 0 | 0 | 0 | 0 | 0 | 0 | 0 | 0 | 0
0 | 0 | 0 | 0 | 0 | 0 | 0 | 0 | 0 | 0 | 0 | 0 | 0 | 0 | 0 | 0 | 0 | 0 | 0 | 0
0 | 0 | 0 | 0 | 0 | 0 | 0 | 0 | 0 | 0 | 0 | 0 | 0 | 0 | 0 | 0 | 0 | 0 | 0 | 0
0 | 0 | 0 | 0 | 0 | 0 | 0 | 0 | 0 | 0 | 0 | 0 | 0 | 0 | 0 | 0 | 0 | 0 | 0 | 0
0 | 0 | 0 | 0 | 0 | 0 | 0 | 0 | 0 | 0 | 0 | 0 | 0 | 0 | 0 | 0 | 0 | 0 | 0 | 0
0 | 0 | 0 | 0 | 0 | 0 | 0 | 0 | 0 | 0 | 0 | 0 | 0 | 0 | 0 | 0 | 0 | 0 | 0 | 0
0 | 0 | 0 | 0 | 0 | 0 | 0 | 0 | 0 | 0 | 0 | 0 | 0 | 0 | 0 | 0 | 0 | 0 | 0 | 0
0 | 0 | 0 | 0 | 0 | 0 | 0 | 0 | 0 | 0 | 0 | 0 | 0 | 0 | 0 | 0 | 0 | 0 | 0 | 0
0 | 0 | 0 | 0 | 0 | 0 | 0 | 0 | 0 | 0 | 0 | 0 | 0 | 0 | 0 | 0 | 0 | 0 | 0 | 0
0 | 0 | 0 | 0 | 0 | 0 | 0 | 0 | 0 | 0 | 0 | 0 | 0 | 0 | 0 | 0 | 0 | 0 | 0 | 0
0 | 0 | 0 | 0 | 0 | 0 | 0 | 0 | 0 | 0 | 0 | 0 | 0 | 0 | 0 | 0 | 0 | 0 | 0 | 0
0 | 0 | 0 | 0 | 0 | 0 | 0 | 0 | 0 | 0 | 0 | 0 | 0 | 0 | 0 | 0 | 0 | 0 | 0 | 0
0 | 0 | 0 | 0 | 0 | 0 | 0 | 0 | 0 | 0 | 0 | 0 | 0 | 0 | 0 | 0 | 0 | 0 | 0 | 0
0 | 0 | 0 | 0 | 0 | 0 | 0 | 0 | 0 | 0 | 0 | 0 | 0 | 0 | 0 | 0 | 0 | 0 | 0 | 0
0 | 0 | 0 | 0 | 0 | 0 | 0 | 0 | 0 | 0 | 0 | 0 | 0 | 0 | 0 | 0 | 0 | 0 | 0 | 0
0 | 0 | 0 | 0 | 0 | 0 | 0 | 0 | 0 | 0 | 0 | 0 | 0 | 0 | 0 | 0 | 0 | 0 | 0 | 0
0 | 0 | 0 | 0 | 0 | 0 | 0 | 0 | 0 | 0 | 0 | 0 | 0 | 0 | 0 | 0 | 0 | 0 | 0 | 0
0 | 0 | 0 | 0 | 0 | 0 | 0 | 0 | 0 | 0 | 0 | 0 | 0 | 0 | 0 | 0 | 0 | 0 | 0 | 0
0 | 0 | 0 | 0 | 0 | 0 | 0 | 0 | 0 | 0 | 0 | 0 | 0 | 0 | 0 | 0 | 0 | 0 | 0 | 0
0 | 0 | 0 | 0 | 0 | 0 | 0 | 0 | 0 | 0 | 0 | 0 | 0 | 0 | 0 | 0 | 0 | 0 | 0 | 0
0 | 0 | 0 | 0 | 0 | 0 | 0 | 0 | 0 | 0 | 0 | 0 | 0 | 0 | 0 | 0 | 0 | 0 | 0 | 0
0 | 0 | 0 | 0 | 0 | 0 | 0 | 0 | 0 | 0 | 0 | 0 | 0 | 0 | 0 | 0 | 0 | 0 | 0 | 0
0 | 0 | 0 | 0 | 0 | 0 | 0 | 0 | 0 | 0 | 0 | 0 | 0 | 0 | 0 | 0 | 0 | 0 | 0 | 0
0 | 0 | 0 | 0 | 0 | 0 | 0 | 0 | 0 | 0 | 0 | 0 | 0 | 0 | 0 | 0 | 0 | 0 | 0 | 0
0 | 0 | 0 | 0 | 0 | 0 | 0 | 0 | 0 | 0 | 0 | 0 | 0 | 0 | 0 | 0 | 0 | 0 | 0 | 0
0 | 0 | 0 | 0 | 0 | 0 | 0 | 0 | 0 | 0 | 0 | 0 | 0 | 0 | 0 | 0 | 0 | 0 | 0 | 0
0 | 0 | 0 | 0 | 0 | 0 | 0 | 0 | 0 | 0 | 0 | 0 | 0 | 0 | 0 | 0 | 0 | 0 | 0 | 0
0 | 0 | 0 | 0 | 0 | 0 | 0 | 0 | 0 | 0 | 0 | 0 | 0 | 0 | 0 | 0 | 0 | 0 | 0 | 0
0 | 0 | 0 | 0 | 0 | 0 | 0 | 0 | 0 | 0 | 0 | 0 | 0 | 0 | 0 | 0 | 0 | 0 | 0 | 0
0 | 0 | 0 | 0 | 0 | 0 | 0 | 0 | 0 | 0 | 0 | 0 | 0 | 0 | 0 | 0 | 0 | 0 | 0 | 0
0 | 0 | 0 | 0 | 0 | 0 | 0 | 0 | 0 | 0 | 0 | 0 | 0 | 0 | 0 | 0 | 0 | 0 | 0 | 0
0 | 0 | 0 | 0 | 0 | 0 | 0 | 0 | 0 | 0 | 0 | 0 | 0 | 0 | 0 | 0 | 0 | 0 | 0 | 0
0 | 0 | 0 | 0 | 0 | 0 | 0 | 0 | 0 | 0 | 0 | 0 | 0 | 0 | 0 | 0 | 0 | 0 | 0 | 0
0 | 0 | 0 | 0 | 0 | 0 | 0 | 0 | 0 | 0 | 0 | 0 | 0 | 0 | 0 | 0 | 0 | 0 | 0 | 0
0 | 0 | 0 | 0 | 0 | 0 | 0 | 0 | 0 | 0 | 0 | 0 | 0 | 0 | 0 | 0 | 0 | 0 | 0 | 0
0 | 0 | 0 | 0 | 0 | 0 | 0 | 0 | 0 | 0 | 0 | 0 | 0 | 0 | 0 | 0 | 0 | 0 | 0 | 0
0 | 0 | 0 | 0 | 0 | 0 | 0 | 0 | 0 | 0 | 0 | 0 | 0 | 0 | 0 | 0 | 0 | 0 | 0 | 0
0 | 0 | 0 | 0 | 0 | 0 | 0 | 0 | 0 | 0 | 0 | 0 | 0 | 0 | 0 | 0 | 0 | 0 | 0 | 0
0 | 0 | 0 | 0 | 0 | 0 | 0 | 0 | 0 | 0 | 0 | 0 | 0 | 0 | 0 | 0 | 0 | 0 | 0 | 0
0 | 0 | 0 | 0 | 0 | 0 | 0 | 0 | 0 | 0 | 0 | 0 | 0 | 0 | 0 | 0 | 0 | 0 | 0 | 0
0 | 0 | 0 | 0 | 0 | 0 | 0 | 0 | 0 | 0 | 0 | 0 | 0 | 0 | 0 | 0 | 0 | 0 | 0 | 0
0 | 0 | 0 | 0 | 0 | 0 | 0 | 0 | 0 | 0 | 0 | 0 | 0 | 0 | 0 | 0 | 0 | 0 | 0 | 0
0 | 0 | 0 | 0 | 0 | 0 | 0 | 0 | 0 | 0 | 0 | 0 | 0 | 0 | 0 | 0 | 0 | 0 | 0 | 0
0 | 0 | 0 | 0 | 0 | 0 | 0 | 0 | 0 | 0 | 0 | 0 | 0 | 0 | 0 | 0 | 0 | 0 | 0 | 0
0 | 0 | 0 | 0 | 0 | 0 | 0 | 0 | 0 | 0 | 0 | 0 | 0 | 0 | 0 | 0 | 0 | 0 | 0 | 0
0 | 0 | 0 | 0 | 0 | 0 | 0 | 0 | 0 | 0 | 0 | 0 | 0 | 0 | 0 | 0 | 0 | 0 | 0 | 0
0 | 0 | 0 | 0 | 0 | 0 | 0 | 0 | 0 | 0 | 0 | 0 | 0 | 0 | 0 | 0 | 0 | 0 | 0 | 0
0 | 0 | 0 | 0 | 0 | 0 | 0 | 0 | 0 | 0 | 0 | 0 | 0 | 0 | 0 | 0 | 0 | 0 | 0 | 0
0 | 0 | 0 | 0 | 0 | 0 | 0 | 0 | 0 | 0 | 0 | 0 | 0 | 0 | 0 | 0 | 0 | 0 | 0 | 0
0 | 0 | 0 | 0 | 0 | 0 | 0 | 0 | 0 | 0 | 0 | 0 | 0 | 0 | 0 | 0 | 0 | 0 | 0 | 0
0 | 0 | 0 | 0 | 0 | 0 | 0 | 0 | 0 | 0 | 0 | 0 | 0 | 0 | 0 | 0 | 0 | 0 | 0 | 0
0 | 0 | 0 | 0 | 0 | 0 | 0 | 0 | 0 | 0 | 0 | 0 | 0 | 0 | 0 | 0 | 0 | 0 | 0 | 0
0 | 0 | 0 | 0 | 0 | 0 | 0 | 0 | 0 | 0 | 0 | 0 | 0 | 0 | 0 | 0 | 0 | 0 | 0 | 0
0 | 0 | 0 | 0 | 0 | 0 | 0 | 0 | 0 | 0 | 0 | 0 | 0 | 0 | 0 | 0 | 0 | 0 | 0 | 0
0 | 0 | 0 | 0 | 0 | 0 | 0 | 0 | 0 | 0 | 0 | 0 | 0 | 0 | 0 | 0 | 0 | 0 | 0 | 0
0 | 0 | 0 | 0 | 0 | 0 | 0 | 0 | 0 | 0 | 0 | 0 | 0 | 0 | 0 | 0 | 0 | 0 | 0 | 0
0 | 0 | 0 | 0 | 0 | 0 | 0 | 0 | 0 | 0 | 0 | 0 | 0 | 0 | 0 | 0 | 0 | 0 | 0 | 0
0 | 0 | 0 | 0 | 0 | 0 | 0 | 0 | 0 | 0 | 0 | 0 | 0 | 0 | 0 | 0 | 0 | 0 | 0 | 0
0 | 0 | 0 | 0 | 0 | 0 | 0 | 0 | 0 | 0 | 0 | 0 | 0 | 0 | 0 | 0 | 0 | 0 | 0 | 0
0 | 0 | 0 | 0 | 0 | 0 | 0 | 0 | 0 | 0 | 0 | 0 | 0 | 0 | 0 | 0 | 0 | 0 | 0 | 0
0 | 0 | 0 | 0 | 0 | 0 | 0 | 0 | 0 | 0 | 0 | 0 | 0 | 0 | 0 | 0 | 0 | 0 | 0 | 0
0 | 0 | 0 | 0 | 0 | 0 | 0 | 0 | 0 | 0 | 0 | 0 | 0 | 0 | 0 | 0 | 0 | 0 | 0 | 0
0 | 0 | 0 | 0 | 0 | 0 | 0 | 0 | 0 | 0 | 0 | 0 | 0 | 0 | 0 | 0 | 0 | 0 | 0 | 0
0 | 0 | 0 | 0 | 0 | 0 | 0 | 0 | 0 | 0 | 0 | 0 | 0 | 0 | 0 | 0 | 0 | 0 | 0 | 0
0 | 0 | 0 | 0 | 0 | 0 | 0 | 0 | 0 | 0 | 0 | 0 | 0 | 0 | 0 | 0 | 0 | 0 | 0 | 0
0 | 0 | 0 | 0 | 0 | 0 | 0 | 0 | 0 | 0 | 0 | 0 | 0 | 0 | 0 | 0 | 0 | 0 | 0 | 0
0 | 0 | 0 | 0 | 0 | 0 | 0 | 0 | 0 | 0 | 0 | 0 | 0 | 0 | 0 | 0 | 0 | 0 | 0 | 0
0 | 0 | 0 | 0 | 0 | 0 | 0 | 0 | 0 | 0 | 0 | 0 | 0 | 0 | 0 | 0 | 0 | 0 | 0 | 0
0 | 0 | 0 | 0 | 0 | 0 | 0 | 0 | 0 | 0 | 0 | 0 | 0 | 0 | 0 | 0 | 0 | 0 | 0 | 0
0 | 0 | 0 | 0 | 0 | 0 | 0 | 0 | 0 | 0 | 0 | 0 | 0 | 0 | 0 | 0 | 0 | 0 | 0 | 0
0 | 0 | 0 | 0 | 0 | 0 | 0 | 0 | 0 | 0 | 0 | 0 | 0 | 0 | 0 | 0 | 0 | 0 | 0 | 0
0 | 0 | 0 | 0 | 0 | 0 | 0 | 0 | 0 | 0 | 0 | 0 | 0 | 0 | 0 | 0 | 0 | 0 | 0 | 0
0 | 0 | 0 | 0 | 0 | 0 | 0 | 0 | 0 | 0 | 0 | 0 | 0 | 0 | 0 | 0 | 0 | 0 | 0 | 0
0 | 0 | 0 | 0 | 0 | 0 | 0 | 0 | 0 | 0 | 0 | 0 | 0 | 0 | 0 | 0 | 0 | 0 | 0 | 0
0 | 0 | 0 | 0 | 0 | 0 | 0 | 0 | 0 | 0 | 0 | 0 | 0 | 0 | 0 | 0 | 0 | 0 | 0 | 0
0 | 0 | 0 | 0 | 0 | 0 | 0 | 0 | 0 | 0 | 0 | 0 | 0 | 0 | 0 | 0 | 0 | 0 | 0 | 0
0 | 0 | 0 | 0 | 0 | 0 | 0 | 0 | 0 | 0 | 0 | 0 | 0 | 0 | 0 | 0 | 0 | 0 | 0 | 0
0 | 0 | 0 | 0 | 0 | 0 | 0 | 0 | 0 | 0 | 0 | 0 | 0 | 0 | 0 | 0 | 0 | 0 | 0 | 0
0 | 0 | 0 | 0 | 0 | 0 | 0 | 0 | 0 | 0 | 0 | 0 | 0 | 0 | 0 | 0 | 0 | 0 | 0 | 0
0 | 0 | 0 | 0 | 0 | 0 | 0 | 0 | 0 | 0 | 0 | 0 | 0 | 0 | 0 | 0 | 0 | 0 | 0 | 0
0 | 0 | 0 | 0 | 0 | 0 | 0 | 0 | 0 | 0 | 0 | 0 | 0 | 0 | 0 | 0 | 0 | 0 | 0 | 0
0 | 0 | 0 | 0 | 0 | 0 | 0 | 0 | 0 | 0 | 0 | 0 | 0 | 0 | 0 | 0 | 0 | 0 | 0 | 0
0 | 0 | 0 | 0 | 0 | 0 | 0 | 0 | 0 | 0 | 0 | 0 | 0 | 0 | 0 | 0 | 0 | 0 | 0 | 0
0 | 0 | 0 | 0 | 0 | 0 | 0 | 0 | 0 | 0 | 0 | 0 | 0 | 0 | 0 | 0 | 0 | 0 | 0 | 0
0 | 0 | 0 | 0 | 0 | 0 | 0 | 0 | 0 | 0 | 0 | 0 | 0 | 0 | 0 | 0 | 0 | 0 | 0 | 0
0 | 0 | 0 | 0 | 0 | 0 | 0 | 0 | 0 | 0 | 0 | 0 | 0 | 0 | 0 | 0 | 0 | 0 | 0 | 0
0 | 0 | 0 | 0 | 0 | 0 | 0 | 0 | 0 | 0 | 0 | 0 | 0 | 0 | 0 | 0 | 0 | 0 | 0 | 0
0 | 0 | 0 | 0 | 0 | 0 | 0 | 0 | 0 | 0 | 0 | 0 | 0 | 0 | 0 | 0 | 0 | 0 | 0 | 0
0 | 0 | 0 | 0 | 0 | 0 | 0 | 0 | 0 | 0 | 0 | 0 | 0 | 0 | 0 | 0 | 0 | 0 | 0 | 0
0 | 0 | 0 | 0 | 0 | 0 | 0 | 0 | 0 | 0 | 0 | 0 | 0 | 0 | 0 | 0 | 0 | 0 | 0 | 0
0 | 0 | 0 | 0 | 0 | 0 | 0 | 0 | 0 | 0 | 0 | 0 | 0 | 0 | 0 | 0 | 0 | 0 | 0 | 0
0 | 0 | 0 | 0 | 0 | 0 | 0 | 0 | 0 | 0 | 0 | 0 | 0 | 0 | 0 | 0 | 0 | 0 | 0 | 0
0 | 0 | 0 | 0 | 0 | 0 | 0 | 0 | 0 | 0 | 0 | 0 | 0 | 0 | 0 | 0 | 0 | 0 | 0 | 0
0 | 0 | 0 | 0 | 0 | 0 | 0 | 0 | 0 | 0 | 0 | 0 | 0 | 0 | 0 | 0 | 0 | 0 | 0 | 0
0 | 0 | 0 | 0 | 0 | 0 | 0 | 0 | 0 | 0 | 0 | 0 | 0 | 0 | 0 | 0 | 0 | 0 | 0 | 0
0 | 0 | 0 | 0 | 0 | 0 | 0 | 0 | 0 | 0 | 0 | 0 | 0 | 0 | 0 | 0 | 0 | 0 | 0 | 0
0 | 0 | 0 | 0 | 0 | 0 | 0 | 0 | 0 | 0 | 0 | 0 | 0 | 0 | 0 | 0 | 0 | 0 | 0 | 0
0 | 0 | 0 | 0 | 0 | 0 | 0 | 0 | 0 | 0 | 0 | 0 | 0 | 0 | 0 | 0 | 0 | 0 | 0 | 0
0 | 0 | 0 | 0 | 0 | 0 | 0 | 0 | 0 | 0 | 0 | 0 | 0 | 0 | 0 | 0 | 0 | 0 | 0 | 0
0 | 0 | 0 | 0 | 0 | 0 | 0 | 0 | 0 | 0 | 0 | 0 | 0 | 0 | 0 | 0 | 0 | 0 | 0 | 0
0 | 0 | 0 | 0 | 0 | 0 | 0 | 0 | 0 | 0 | 0 | 0 | 0 | 0 | 0 | 0 | 0 | 0 | 0 | 0
0 | 0 | 0 | 0 | 0 | 0 | 0 | 0 | 0 | 0 | 0 | 0 | 0 | 0 | 0 | 0 | 0 | 0 | 0 | 0
0 | 0 | 0 | 0 | 0 | 0 | 0 | 0 | 0 | 0 | 0 | 0 | 0 | 0 | 0 | 0 | 0 | 0 | 0 | 0
0 | 0 | 0 | 0 | 0 | 0 | 0 | 0 | 0 | 0 | 0 | 0 | 0 | 0 | 0 | 0 | 0 | 0 | 0 | 0
0 | 0 | 0 | 0 | 0 | 0 | 0 | 0 | 0 | 0 | 0 | 0 | 0 | 0 | 0 | 0 | 0 | 0 | 0 | 0
0 | 0 | 0 | 0 | 0 | 0 | 0 | 0 | 0 | 0 | 0 | 0 | 0 | 0 | 0 | 0 | 0 | 0 | 0 | 0
0 | 0 | 0 | 0 | 0 | 0 | 0 | 0 | 0 | 0 | 0 | 0 | 0 | 0 | 0 | 0 | 0 | 0 | 0 | 0
0 | 0 | 0 | 0 | 0 | 0 | 0 | 0 | 0 | 0 | 0 | 0 | 0 | 0 | 0 | 0 | 0 | 0 | 0 | 0
0 | 0 | 0 | 0 | 0 | 0 | 0 | 0 | 0 | 0 | 0 | 0 | 0 | 0 | 0 | 0 | 0 | 0 | 0 | 0
0 | 0 | 0 | 0 | 0 | 0 | 0 | 0 | 0 | 0 | 0 | 0 | 0 | 0 | 0 | 0 | 0 | 0 | 0 | 0
0 | 0 | 0 | 0 | 0 | 0 | 0 | 0 | 0 | 0 | 0 | 0 | 0 | 0 | 0 | 0 | 0 | 0 | 0 | 0
0 | 0 | 0 | 0 | 0 | 0 | 0 | 0 | 0 | 0 | 0 | 0 | 0 | 0 | 0 | 0 | 0 | 0 | 0 | 0
0 | 0 | 0 | 0 | 0 | 0 | 0 | 0 | 0 | 0 | 0 | 0 | 0 | 0 | 0 | 0 | 0 | 0 | 0 | 0
0 | 0 | 0 | 0 | 0 | 0 | 0 | 0 | 0 | 0 | 0 | 0 | 0 | 0 | 0 | 0 | 0 | 0 | 0 | 0
0 | 0 | 0 | 0 | 0 | 0 | 0 | 0 | 0 | 0 | 0 | 0 | 0 | 0 | 0 | 0 | 0 | 0 | 0 | 0
0 | 0 | 0 | 0 | 0 | 0 | 0 | 0 | 0 | 0 | 0 | 0 | 0 | 0 | 0 | 0 | 0 | 0 | 0 | 0
0 | 0 | 0 | 0 | 0 | 0 | 0 | 0 | 0 | 0 | 0 | 0 | 0 | 0 | 0 | 0 | 0 | 0 | 0 | 0
0 | 0 | 0 | 0 | 0 | 0 | 0 | 0 | 0 | 0 | 0 | 0 | 0 | 0 | 0 | 0 | 0 | 0 | 0 | 0
0 | 0 | 0 | 0 | 0 | 0 | 0 | 0 | 0 | 0 | 0 | 0 | 0 | 0 | 0 | 0 | 0 | 0 | 0 | 0
0 | 0 | 0 | 0 | 0 | 0 | 0 | 0 | 0 | 0 | 0 | 0 | 0 | 0 | 0 | 0 | 0 | 0 | 0 | 0
0 | 0 | 0 | 0 | 0 | 0 | 0 | 0 | 0 | 0 | 0 | 0 | 0 | 0 | 0 | 0 | 0 | 0 | 0 | 0
0 | 0 | 0 | 0 | 0 | 0 | 0 | 0 | 0 | 0 | 0 | 0 | 0 | 0 | 0 | 0 | 0 | 0 | 0 | 0
0 | 0 | 0 | 0 | 0 | 0 | 0 | 0 | 0 | 0 | 0 | 0 | 0 | 0 | 0 | 0 | 0 | 0 | 0 | 0
0 | 0 | 0 | 0 | 0 | 0 | 0 | 0 | 0 | 0 | 0 | 0 | 0 | 0 | 0 | 0 | 0 | 0 | 0 | 0
0 | 0 | 0 | 0 | 0 | 0 | 0 | 0 | 0 | 0 | 0 | 0 | 0 | 0 | 0 | 0 | 0 | 0 | 0 | 0
0 | 0 | 0 | 0 | 0 | 0 | 0 | 0 | 0 | 0 | 0 | 0 | 0 | 0 | 0 | 0 | 0 | 0 | 0 | 0
0 | 0 | 0 | 0 | 0 | 0 | 0 | 0 | 0 | 0 | 0 | 0 | 0 | 0 | 0 | 0 | 0 | 0 | 0 | 0
0 | 0 | 0 | 0 | 0 | 0 | 0 | 0 | 0 | 0 | 0 | 0 | 0 | 0 | 0 | 0 | 0 | 0 | 0 | 0
0 | 0 | 0 | 0 | 0 | 0 | 0 | 0 | 0 | 0 | 0 | 0 | 0 | 0 | 0 | 0 | 0 | 0 | 0 | 0
0 | 0 | 0 | 0 | 0 | 0 | 0 | 0 | 0 | 0 | 0 | 0 | 0 | 0 | 0 | 0 | 0 | 0 | 0 | 0
0 | 0 | 0 | 0 | 0 | 0 | 0 | 0 | 0 | 0 | 0 | 0 | 0 | 0 | 0 | 0 | 0 | 0 | 0 | 0
0 | 0 | 0 | 0 | 0 | 0 | 0 | 0 | 0 | 0 | 0 | 0 | 0 | 0 | 0 | 0 | 0 | 0 | 0 | 0
0 | 0 | 0 | 0 | 0 | 0 | 0 | 0 | 0 | 0 | 0 | 0 | 0 | 0 | 0 | 0 | 0 | 0 | 0 | 0
0 | 0 | 0 | 0 | 0 | 0 | 0 | 0 | 0 | 0 | 0 | 0 | 0 | 0 | 0 | 0 | 0 | 0 | 0 | 0
0 | 0 | 0 | 0 | 0 | 0 | 0 | 0 | 0 | 0 | 0 | 0 | 0 | 0 | 0 | 0 | 0 | 0 | 0 | 0
0 | 0 | 0 | 0 | 0 | 0 | 0 | 0 | 0 | 0 | 0 | 0 | 0 | 0 | 0 | 0 | 0 | 0 | 0 | 0
0 | 0 | 0 | 0 | 0 | 0 | 0 | 0 | 0 | 0 | 0 | 0 | 0 | 0 | 0 | 0 | 0 | 0 | 0 | 0
0 | 0 | 0 | 0 | 0 | 0 | 0 | 0 | 0 | 0 | 0 | 0 | 0 | 0 | 0 | 0 | 0 | 0 | 0 | 0
0 | 0 | 0 | 0 | 0 | 0 | 0 | 0 | 0 | 0 | 0 | 0 | 0 | 0 | 0 | 0 | 0 | 0 | 0 | 0
0 | 0 | 0 | 0 | 0 | 0 | 0 | 0 | 0 | 0 | 0 | 0 | 0 | 0 | 0 | 0 | 0 | 0 | 0 | 0
0 | 0 | 0 | 0 | 0 | 0 | 0 | 0 | 0 | 0 | 0 | 0 | 0 | 0 | 0 | 0 | 0 | 0 | 0 | 0
0 | 0 | 0 | 0 | 0 | 0 | 0 | 0 | 0 | 0 | 0 | 0 | 0 | 0 | 0 | 0 | 0 | 0 | 0 | 0
0 | 0 | 0 | 0 | 0 | 0 | 0 | 0 | 0 | 0 | 0 | 0 | 0 | 0 | 0 | 0 | 0 | 0 | 0 | 0
0 | 0 | 0 | 0 | 0 | 0 | 0 | 0 | 0 | 0 | 0 | 0 | 0 | 0 | 0 | 0 | 0 | 0 | 0 | 0
0 | 0 | 0 | 0 | 0 | 0 | 0 | 0 | 0 | 0 | 0 | 0 | 0 | 0 | 0 | 0 | 0 | 0 | 0 | 0

## Output
Program Summary |  | Nominal |  |  | Present Value |  |  |  | Avoided Cost Version
Proposer Name |  | SDGE | [6 empty] | 2011-08-04
Program Name |  | 3239-SW-AG-Deemed Incentives SDG&E_COMPLIANCE | [6 empty] | 2012-02-17
Total Program Budget ($) |  | 783726.9568 |  |  | 739027.5055 |  |  |  | Base Year
2013
Net Participant Cost ($) |  |  |  |  | 1039873.1089 |  |  |  | SDG&E 2013 v1c4-Draft.xls
Program Impacts | [9 empty] | Program Impacts (Gross)
| Wtd Annual Net kWh | Lifecycle Net kWh | Wtd Annual Net Therms | Lifecycle Net Therms | Wtd Net Jul-Sept Pk** (kW) | Wtd Net Dec-Feb Pk** (kW) |  | Wtd User Entered kW |  |  | Wtd Annual Gross kWh | Lifecycle Gross kWh | Wtd Annual Gross Therms | Lifecycle Gross Therms | Wtd User Entered kW
2013 | 1137613.9831 | 13079543.2259 | 13122.7278 | 120197.0092 | 199.9994 | 128.3838 |  | 221.8384 |  | 2013 | 1572715.0682 | 18199825.2386 | 21169.1508 | 188180.9993 | 305.7874
2014 | 1097976.8564 | 12602708.0272 | 12760.6481 | 117524.2141 | 193.3183 | 124.133 |  | 214.4151 |  | 2014 | 1516286.5164 | 17524087.6282 | 20577.5554 | 183969.0406 | 295.2438
2013-2014 | 2235590.8395 | 25682251.2531 | 25883.3759 | 237721.2233 | 393.3177 | 252.5167 |  | 436.2536 |  | 2013-2014 | 3089001.5846 | 35723912.8667 | 41746.7062 | 372150.0398 | 601.0311
Cost Effectiveness (Lifecycle Present Value Dollars)
|  | Benefits |  |  | Benefit - Cost
| Cost | Electric | Gas | Incentives | NPV | B/C Ratio | Notes
Program TRC ($) | 1778900.6144 | 2114947.0741 | 165997.887 | NA | 502044.3466 | 1.2822 | *1
Program PAC ($) | 739027.5055 | 2114947.0741 | 165997.887 | NA | 1541917.4556 | 3.0864 | *1,2
Program RIM ($) | 3468340.7831 | 2114947.0741 | 165997.887 | NA | -1187395.822 | 0.65765 | *1
*1 B/C Ratio is an approximation because any supply cost increases are treated as negative benefits rather than as a cost as in the Standard Practice Manual
*2 PAC benefits include environmental costs. This is to be consistent with the TRC benefits, but is not strictly consistent with the Standard Practice Manual.
Levelized Cost and Benefit (All Measures Installed through 2023)
| Discounted Savings |  |  |  | Benefit - Cost
| kWh | Therms | Cost | Benefits | NPV
TRC ($/kWh ) | 16313651.596 |  | 0.10269 | 0.12964 | 0.026957
PAC ($/kWh) | 16313651.596 |  | 0.040106 | 0.12964 | 0.089537
RIM ($/kWh) | 16313651.596 |  | 0.19713 | 0.12964 | -0.067488
TRC ($/therm) |  | 161246.3412 | 0.64328 | 1.0295 | 0.38619
PAC ($/therm) |  | 161246.3412 | 0.52558 | 1.0295 | 0.50389
RIM ($/therm) |  | 161246.3412 | 1.5654 | 1.0295 | -0.53591
Wtd Avg Emissions Reductions | [9 empty] | Wtd Avg Emissions Reductions (Gross)
| Electric Reductions |  |  | Gas Reductions | [6 empty] | Electric Reductions |  |  | Gas Reductions
Annual Reductions | CO2 (tons) | NOX (lbs) | PM-10 (lbs) | CO2 (tons) | NOX (lbs) |  |  |  |  | Annual Reductions | CO2 (tons) | NOX (lbs) | PM-10 (lbs) | CO2 (tons) | NOX (lbs)
2013 | 572.681 | 138.1716 | 75.6619 | 76.768 | 222.8787 | * annual reductions are the units |  |  |  | 2013 | 791.2669 | 190.8258 | 104.5519 | 123.8395 | 361.1246 | * annual reductions are the units
2014 | 552.7685 | 133.3766 | 73.0299 | 74.6498 | 216.144 | implemented in the year, times |  |  |  | 2014 | 762.9343 | 184.0063 | 100.8065 | 120.3787 | 350.1209 | implemented in the year, times
2015 | 0 | 0 | 0 | 0 | 0 | the annual emission reduction |  |  |  | 2015 | 0 | 0 | 0 | 0 | 0 | the annual emission reduction
2016 | 0 | 0 | 0 | 0 | 0 | for the measure, weighted |  |  |  | 2016 | 0 | 0 | 0 | 0 | 0 | for the measure, weighted for
2017 | 0 | 0 | 0 | 0 | 0 | for dual baseline. |  |  |  | 2017 | 0 | 0 | 0 | 0 | 0 | split baseline performance
2018 | 0 | 0 | 0 | 0 | 0 |  |  |  |  | 2018 | 0 | 0 | 0 | 0 | 0
2019 | 0 | 0 | 0 | 0 | 0 |  |  |  |  | 2019 | 0 | 0 | 0 | 0 | 0
2020 | 0 | 0 | 0 | 0 | 0 |  |  |  |  | 2020 | 0 | 0 | 0 | 0 | 0
2021 | 0 | 0 | 0 | 0 | 0 |  |  |  |  | 2021 | 0 | 0 | 0 | 0 | 0
2022 | 0 | 0 | 0 | 0 | 0 |  |  |  |  | 2022 | 0 | 0 | 0 | 0 | 0
2023 | 0 | 0 | 0 | 0 | 0 |  |  |  |  | 2023 | 0 | 0 | 0 | 0 | 0
Total Annual | 1125.4495 | 271.5482 | 148.6919 | 151.4177 | 439.0227 |  |  |  |  | Total Annual | 1554.2012 | 374.8321 | 205.3584 | 244.2182 | 711.2455
Lifecycle Reductions | [9 empty] | Lifecycle Reductions
2013 | 6580.1842 | 1585.784 | 869.5962 | 703.1525 | 1981.2159 |  |  |  |  | 2013 | 9151.2769 | 2204.3243 | 1209.5116 | 1100.8588 | 3108.7074
2014 | 6340.729 | 1528.1813 | 837.9382 | 687.5167 | 1931.5019 |  |  |  |  | 2014 | 8812.1288 | 2122.7825 | 1164.6679 | 1076.2189 | 3030.365
2015 | 0 | 0 | 0 | 0 | 0 |  |  |  |  | 2015 | 0 | 0 | 0 | 0 | 0
2016 | 0 | 0 | 0 | 0 | 0 |  |  |  |  | 2016 | 0 | 0 | 0 | 0 | 0
2017 | 0 | 0 | 0 | 0 | 0 |  |  |  |  | 2017 | 0 | 0 | 0 | 0 | 0
2018 | 0 | 0 | 0 | 0 | 0 |  |  |  |  | 2018 | 0 | 0 | 0 | 0 | 0
2019 | 0 | 0 | 0 | 0 | 0 |  |  |  |  | 2019 | 0 | 0 | 0 | 0 | 0
2020 | 0 | 0 | 0 | 0 | 0 |  |  |  |  | 2020 | 0 | 0 | 0 | 0 | 0
2021 | 0 | 0 | 0 | 0 | 0 |  |  |  |  | 2021 | 0 | 0 | 0 | 0 | 0
2022 | 0 | 0 | 0 | 0 | 0 |  |  |  |  | 2022 | 0 | 0 | 0 | 0 | 0
2023 | 0 | 0 | 0 | 0 | 0 |  |  |  |  | 2023 | 0 | 0 | 0 | 0 | 0
Total Lifecycle | 12920.9131 | 3113.9653 | 1707.5344 | 1390.6692 | 3912.7178 |  |  |  |  | Total Lifecycle | 17963.4057 | 4327.1068 | 2374.1795 | 2177.0777 | 6139.0723
Reductions based on total annual installations | [9 empty] | Wtd Avg Reductions based on total annual installations (Gross)
| Annual Wtd Avg Net kWh | Lifecycle Net kWh | Annual Wtd Avg Net Therms | Lifecycle Net Therms | Net July-Sept Wtd Avg Peak** (kW) | Net Wtd Avg Dec-Feb** (kW) |  | Wtd Avg User Entered kW | Net Annual NCP (kW) |  | Wtd Avg Annual Gross kWh | Wtd Avg Lifecycle Gross kWh | Wtd Avg Annual Gross Therms | Wtd Avg Lifecycle Gross Therms | Wtd Avg User Entered kW
2013 | 1137613.9831 | 13079543.2259 | 13122.7278 | 120197.0092 | 199.9994 | 128.3838 |  | 221.8384 | 178.4273 | 2013 | 1572715.0682 | 18199825.2386 | 21169.1508 | 188180.9993 | 305.7874
2014 | 1097976.8564 | 12602708.0272 | 12760.6481 | 117524.2141 | 193.3183 | 124.133 |  | 214.4151 | 231.7899 | 2014 | 1516286.5164 | 17524087.6282 | 20577.5554 | 183969.0406 | 295.2438
2015 | 0 | 0 | 0 | 0 | 0 | 0 |  | 0 | 56.2583 | 2015 | 0 | 0 | 0 | 0 | 0
2016 | 0 | 0 | 0 | 0 | 0 | 0 |  | 0 | -4.6645 | 2016 | 0 | 0 | 0 | 0 | 0
2017 | 0 | 0 | 0 | 0 | 0 | 0 |  | 0 | -3.376 | 2017 | 0 | 0 | 0 | 0 | 0
2018 | 0 | 0 | 0 | 0 | 0 | 0 |  | 0 | 0 | 2018 | 0 | 0 | 0 | 0 | 0
2019 | 0 | 0 | 0 | 0 | 0 | 0 |  | 0 | -2.9121 | 2019 | 0 | 0 | 0 | 0 | 0
2020 | 0 | 0 | 0 | 0 | 0 | 0 |  | 0 | -25.4714 | 2020 | 0 | 0 | 0 | 0 | 0
2021 | 0 | 0 | 0 | 0 | 0 | 0 |  | 0 | -30.1718 | 2021 | 0 | 0 | 0 | 0 | 0
2022 | 0 | 0 | 0 | 0 | 0 | 0 |  | 0 | -44.9459 | 2022 | 0 | 0 | 0 | 0 | 0
2023 | 0 | 0 | 0 | 0 | 0 | 0 |  | 0 | -35.9091 | 2023 | 0 | 0 | 0 | 0 | 0
Total | 2235590.8395 | 25682251.2531 | 25883.3759 | 237721.2233 | 393.3177 | 252.5167 |  | 436.2536 | 319.0247 | Total | 3089001.5846 | 35723912.8667 | 41746.7062 | 372150.0398 | 601.0311
Wtd Average Net Impacts by Sector (All Measures Installed through 2023) | [9 empty] | Gross Savings for Goal Attainment - kWh
| Annual Wtd Avg Net kWh | Lifecycle Net kWh | Annual Wtd Avg Net Therms | Lifecycle Net Therms | Net July-Sept Wtd Avg Peak** (kW) | Net Wtd Avg Dec-Feb** (kW) |  | Wtd Avg User Entered kW | TRC Lifecycle Net Benefits* ($) |  | 1st Year Annual Savings | Decay of single or first baseline | 2nd Baseline Savings | 2nd Baseline Decay | Total Cumulative | Net Annual Savings
Total | 2235590.8395 | 25682251.2531 | 25883.3759 | 237721.2233 | 393.3177 | 252.5167 |  | 436.2536 | 502044.3466 |  | kWh | kWh | kWh | kWh | kWh | kWh
RES | 0 | 0 | 0 | 0 | 0 | 0 |  | 0 | 0 | 2013 | 1572715.0682 |  | 0 | 0 | 1572715.0682 | 1572715.0682
NON_RES | 0 | 0 | 0 | 0 | 0 | 0 |  | 0 | 0 | 2014 | 3089001.5846 | -1915.2439 | 0 | 0 | 3087086.3406 | 1514371.2725
Residential | 0 | 0 | 0 | 0 | 0 | 0 |  | 0 | 0 | 2015 | 3089001.5846 | -26729.0581 | 0 | 0 | 3062272.5264 | -24813.8142
Commercial | 2233618.6311 | 25672390.211 | 15494.8594 | 184595.3204 | 393.3177 | 252.5167 |  | 436.2536 | 481758.7813 | 2016 | 3089001.5846 | -54445.4351 | 0 | 0 | 3034556.1495 | -27716.377
Industrial | 0 | 0 | 0 | 0 | 0 | 0 |  | 0 | 0 | 2017 | 3089001.5846 | -59938.0964 | 0 | 0 | 3029063.4882 | -5492.6613
Agricultural | 1972.2084 | 9861.0421 | 10309.6286 | 51548.1429 | 0 | 0 |  | 0 | 19516.0902 | 2018 | 3089001.5846 | -77885.6008 | 0 | 0 | 3011115.9838 | -17947.5044
Not Used | 0 | 0 | 0 | 0 | 0 | 0 |  | 0 | 0 | 2019 | 3089001.5846 | -163901.0005 | 0 | 0 | 2925100.5841 | -86015.3997
0 | 0 | 0 | 0 | 0 | 0 | 0 |  | 0 | 0 | 2020 | 3089001.5846 | -328598.8737 | 0 | 0 | 2760402.7109 | -164697.8732
0 | 0 | 0 | 0 | 0 | 0 | 0 |  | 0 | 0 | 2021 | 3089001.5846 | -586307.626 | 0 | 0 | 2502693.9585 | -257708.7524
0 | 0 | 0 | 0 | 0 | 0 | 0 |  | 0 | 0 | 2022 | 3089001.5846 | -838053.0002 | 0 | 0 | 2250948.5844 | -251745.3742
0 | 0 | 0 | 0 | 0 | 0 | 0 |  | 0 | 0
0 | 0 | 0 | 0 | 0 | 0 | 0 |  | 0 | 0 | Gross Savings for Goal Attainment - kW
0 | 0 | 0 | 0 | 0 | 0 | 0 |  | 0 | 0 |  | 1st Year Annual | Decay or single or | 2nd Baseline | 2nd Baseline | Total | Net Annual
0 | 0 | 0 | 0 | 0 | 0 | 0 |  | 0 | 0 |  | Savings | first baseline | Savings | Decay | Cummulative | Savings
0 | 0 | 0 | 0 | 0 | 0 | 0 |  | 0 | 0 |  | kW | kW | kW | kW | kW | kW
0 | 0 | 0 | 0 | 0 | 0 | 0 |  | 0 | 0 | 2013 | 305.7874 |  | 0 | 0 | 305.7874 | 305.7874
0 | 0 | 0 | 0 | 0 | 0 | 0 | 0 | 0 | 0 | 2014 | 601.0311 | -0.4211 | 0 | 0 | 600.61 | 294.8227
0 | 0 | 0 | 0 | 0 | 0 | 0 | 0 | 0 | 0 | 2015 | 601.0311 | -5.8767 | 0 | 0 | 595.1545 | -5.4556
0 | 0 | 0 | 0 | 0 | 0 | 0 | 0 | 0 | 0 | 2016 | 601.0311 | -11.9679 | 0 | 0 | 589.0632 | -6.0913
0 | 0 | 0 | 0 | 0 | 0 | 0 | 0 | 0 | 0 | 2017 | 601.0311 | -13.1749 | 0 | 0 | 587.8562 | -1.207
0 | 0 | 0 | 0 | 0 | 0 | 0 | 0 | 0 | 0 | 2018 | 601.0311 | -14.8599 | 0 | 0 | 586.1712 | -1.685
0 | 0 | 0 | 0 | 0 | 0 | 0 | 0 | 0 | 0 | 2019 | 601.0311 | -29.8861 | 0 | 0 | 571.1451 | -15.0261
0 | 0 | 0 | 0 | 0 | 0 | 0 | 0 | 0 | 0 | 2020 | 601.0311 | -63.8615 | 0 | 0 | 537.1696 | -33.9754
Other and upspecified | 0 | 0 | 78.888 | 1577.76 | 0 | 0 | 0 | 0 | 769.4751 | 2021 | 601.0311 | -122.8059 | 0 | 0 | 478.2253 | -58.9444
* Include program-level and admin costs allocated based to total gas and electric programs at the measure level. | [9 empty] | 2022 | 601.0311 | -182.6208 | 0 | 0 | 418.4103 | -59.815
**These values are only approximations if there are dual baseline measures in the program
Net Impacts by CPUC End Use Categories (All Measures Installed through 2023) | [9 empty] | Gross Savings for Goal Attainment - Therms
| Annual Wtd Avg Net kWh | Lifecycle Net kWh | Annual Wtd Avg Net Therms | Lifecycle Net Therms | Net July-Sept Wtd Avg Peak** (kW) | Net Wtd Avg Dec-Feb** (kW) |  | Wtd Avg User Entered kW | TRC Lifecycle Net Benefits* ($) |  | 1st Year Annual Savings | Decay of single or first baseline | 2nd Baseline Savings | 2nd Baseline Decay | Total Cumulative | Net Annual Savings
Total | 2235590.8395 | 25682251.2531 | 25883.3759 | 237721.2233 | 393.3177 | 252.5167 |  | 436.2536 | 502044.3466 |  | Therms | Therms | Therms | Therms | Therms | Therms
Clothes Dryer | 0 | 0 | 0 | 0 | 0 | 0 |  | 0 | 0 | 2013 | 21169.1508 |  | 0 | 0 | 21169.1508 | 21169.1508
Clothes Washer | 0 | 0 | 0 | 0 | 0 | 0 |  | 0 | 0 | 2014 | 41746.7062 | 4.867 | 0 | 0 | 41751.5732 | 20582.4223
Consumer Electronics | 0 | 0 | 0 | 0 | 0 | 0 |  | 0 | 0 | 2015 | 41746.7062 | 67.9221 | 0 | 0 | 41814.6283 | 63.0551
Cooking | 0 | 0 | 0 | 0 | 0 | 0 |  | 0 | 0 | 2016 | 41746.7062 | 138.3402 | 0 | 0 | 41885.0464 | 70.4181
Dishwasher | 0 | 0 | 0 | 0 | 0 | 0 |  | 0 | 0 | 2017 | 41746.7062 | 152.2945 | 0 | 0 | 41899.0007 | 13.9543
Other Appliance | 0 | 0 | 0 | 0 | 0 | 0 |  | 0 | 0 | 2018 | 41746.7062 | -5757.3724 | 0 | 0 | 35989.3338 | -5909.6669
Office Equipment | 998719.0102 | 10627961.7236 | -1413.1549 | -14359.432 | 193.1189 | 120.7544 |  | 194.5793 | 254013.0331 | 2019 | 41746.7062 | -14826.6262 | 0 | 0 | 26920.08 | -9069.2539
Building shell | 0 | 0 | 0 | 0 | 0 | 0 |  | 0 | 0 | 2020 | 41746.7062 | -17839.6893 | 0 | 0 | 23907.0169 | -3013.0631
Space Cooling | 9719.2485 | 97192.485 | -490.8911 | -4908.9105 | 3.7671 | 1.731 |  | 5.8158 | -6065.6409 | 2021 | 41746.7062 | -17121.0784 | 0 | 0 | 24625.6279 | 718.611
Space Heating | 0 | 0 | 0 | 0 | 0 | 0 |  | 0 | 0 | 2022 | 41746.7062 | -16378.4295 | 0 | 0 | 25368.2767 | 742.6489
Ventilation | 60334.4435 | 905022.1255 | 7186.9789 | 80537.6885 | 12.5034 | 7.2954 |  | 10.4449 | 80879.323
Interior Lighting | 853735.9293 | 9871683.9013 | -2140.104 | -24509.7928 | 167.6965 | 107.652 |  | 187.8744 | 364396.4774
Exterior Lighting | 233072.4387 | 3245987.1448 | -193.197 | -2890.4578 | 5.943 | 5.0597 |  | 20.2879 | -293859.8618
Daylighting | 0 | 0 | 0 | 0 | 0 | 0 |  | 0 | 0
Motors | 0 | 0 | 0 | 0 | 0 | 0 |  | 0 | 0
Process | 40912.3 | 490947.6 | 0 | 0 | 5.5689 | 6.1483 |  | 9.529 | 28526.4053
Compressed Air | 0 | 0 | 0 | 0 | 0 | 0 |  | 0 | 0
Food Processor | 0 | 0 | 0 | 0 | 0 | 0 |  | 0 | 0
Refrigeration | 37125.2609 | 433595.2309 | 2573.935 | 30641.975 | 4.7199 | 3.8758 |  | 7.7223 | 5619.9976
Freezers | 0 | 0 | 0 | 0 | 0 | 0 |  | 0 | 0
Pumps | 0 | 0 | 0 | 0 | 0 | 0 |  | 0 | 0
Pool Pump | 0 | 0 | 0 | 0 | 0 | 0 |  | 0 | 0
Domestic Hot Water | 0 | 0 | 0 | 0 | 0 | 0 |  | 0 | 0
Water Heating | 0 | 0 | 0 | 0 | 0 | 0 |  | 0 | 0
Other or unspecified | 1972.2084 | 9861.0421 | 20359.8091 | 173210.1529 | 0 | 0 | 0 | 0 | 68534.6129
* Include program-level and admin costs allocated based to total gas and electric programs at the measure level.
**These values are only approximations if there are dual baseline measures in the program
Net Impacts by Climate Zone (All Measures Installed through 2023)
| Annual Wtd Avg Net kWh | Lifecycle Net kWh | Annual Wtd Avg Net Therms | Lifecycle Net Therms | Net July-Sept Wtd Avg Peak** (kW) | Net Wtd Avg Dec-Feb** (kW) |  | Wtd Avg User Entered kW | TRC Lifecycle Net Benefits* ($)
Total | 2235590.8395 | 25682251.2531 | 25883.3759 | 237721.2233 | 393.3177 | 252.5167 |  | 436.2536 | 502044.3466
7 | 0 | 0 | 0 | 0 | 0 | 0 |  | 0 | 0
10 | 0 | 0 | 0 | 0 | 0 | 0 |  | 0 | 0
15 | 0 | 0 | 0 | 0 | 0 | 0 |  | 0 | 0
15 | 0 | 0 | 0 | 0 | 0 | 0 |  | 0 | 0
System | 2235590.8395 | 25682251.2531 | 25883.3759 | 237721.2233 | 393.3177 | 252.5167 |  | 436.2536 | 502044.3466
0 | 0 | 0 | 0 | 0 | 0 | 0 |  | 0 | 0
0 | 0 | 0 | 0 | 0 | 0 | 0 |  | 0 | 0
0 | 0 | 0 | 0 | 0 | 0 | 0 |  | 0 | 0
0 | 0 | 0 | 0 | 0 | 0 | 0 |  | 0 | 0
0 | 0 | 0 | 0 | 0 | 0 | 0 |  | 0 | 0
0 | 0 | 0 | 0 | 0 | 0 | 0 |  | 0 | 0
* Include program-level and admin costs allocated based to total gas and electric programs at the measure level.
Persistent reductions in the summer (3rd Qtr) or winter (4th Qtr) of each year
| Net July-Sept Peak (kW) | Net Annual Dec-Feb (kW)
2013 | 99.9997 | 128.3838
2014 | 296.6585 | 251.8828
2015 | 390.276 | 249.3761
2016 | 386.3607 | 247.5619
2017 | 385.3935 | 247.5619
2018 | 384.2808 | 245.7476
2019 | 375.2137 | 230.6873
2020 | 346.6351 | 212.9667
2021 | 309.7489 | 188.0622
2022 | 277.8334 | 168.4043
2023 | 261.0187 | 167.1788
2024 | 233.7805 | 134.8311
These values are only approximations if there are dual baseline measures in the program
Monthly Impacts
First Year for Impact Table: | 2013 | These values are only approximations if there are dual baseline measures in the program
| Quarter | Monthly Five Hour Avg or TOU Peak | Net Monthly NCP (kW) |  | Monthly Net kWh | Monthly Net Therms
2013-01-01 | 1 | 0 | 0 |  | 0 | 0
2013-02-01 | 1 | 0 | 0 |  | 0 | 0
2013-03-01 | 1 | 0 | 0 |  | 0 | 0
2013-04-01 | 2 | 32.0959 | 59.4758 |  | 23514.5017 | 182.9711
2013-05-01 | 2 | 49.9998 | 55.3757 |  | 23908.5863 | 182.9711
2013-06-01 | 2 | 49.9998 | 55.3757 |  | 23908.5863 | 182.9711
2013-07-01 | 3 | 99.9997 | 110.7515 |  | 47817.1725 | 365.9422
2013-08-01 | 3 | 99.9997 | 110.7515 |  | 47817.1725 | 365.9422
2013-09-01 | 3 | 99.9997 | 110.7515 |  | 47817.1725 | 365.9422
2013-10-01 | 4 | 96.2878 | 178.4273 |  | 70543.505 | 1091.4277
2013-11-01 | 4 | 96.2878 | 178.4273 |  | 70543.505 | 1091.4277
2013-12-01 | 4 | 96.2878 | 178.4273 |  | 70543.505 | 1091.4277
2014-01-01 | 5 | 128.3838 | 237.9031 |  | 94058.0067 | 1455.237
2014-02-01 | 5 | 128.3838 | 237.9031 |  | 94058.0067 | 1455.237
2014-03-01 | 5 | 128.3838 | 237.9031 |  | 94058.0067 | 1455.237
2014-04-01 | 6 | 159.417 | 295.3412 |  | 116752.8295 | 911.4565
2014-05-01 | 6 | 248.329 | 274.9635 |  | 118710.7101 | 911.4565
2014-06-01 | 6 | 248.329 | 274.9635 |  | 118710.7101 | 911.4565
2014-07-01 | 7 | 296.6585 | 328.424 |  | 141787.075 | 1091.0287
2014-08-01 | 7 | 296.6585 | 328.424 |  | 141787.075 | 1091.0287
2014-09-01 | 7 | 296.6585 | 328.424 |  | 141787.075 | 1091.0287
2014-10-01 | 8 | 221.4835 | 410.2173 |  | 162142.4751 | 2511.6014
2014-11-01 | 8 | 221.4835 | 410.2173 |  | 162142.4751 | 2511.6014
2014-12-01 | 8 | 221.4835 | 410.2173 |  | 162142.4751 | 2511.6014
2015-01-01 | 9 | 251.8828 | 466.4756 |  | 184402.991 | 2865.956
2015-02-01 | 9 | 251.8828 | 466.4756 |  | 184402.991 | 2865.956
2015-03-01 | 9 | 251.8828 | 466.4756 |  | 184402.991 | 2865.956
2015-04-01 | 10 | 251.2488 | 465.2958 |  | 183968.684 | 1450.1731
2015-05-01 | 10 | 391.2899 | 433.3174 |  | 187058.6967 | 1450.1731
2015-06-01 | 10 | 391.2899 | 433.3174 |  | 187058.6967 | 1450.1731
2015-07-01 | 11 | 390.276 | 432.3035 |  | 186618.1426 | 1450.1731
2015-08-01 | 11 | 390.276 | 432.3035 |  | 186618.1426 | 1450.1731
2015-09-01 | 11 | 390.276 | 432.3035 |  | 186618.1426 | 1450.1731
2015-10-01 | 12 | 249.9808 | 462.9364 |  | 183100.0701 | 2872.6554
2015-11-01 | 12 | 249.9808 | 462.9364 |  | 183100.0701 | 2872.6554
2015-12-01 | 12 | 249.9808 | 462.9364 |  | 183100.0701 | 2872.6554
2016-01-01 | 13 | 249.3761 | 461.811 |  | 182685.7966 | 2874.7849
2016-02-01 | 13 | 249.3761 | 461.811 |  | 182685.7966 | 2874.7849
2016-03-01 | 13 | 249.3761 | 461.811 |  | 182685.7966 | 2874.7849
2016-04-01 | 14 | 248.7713 | 460.6857 |  | 182271.523 | 1450.1731
2016-05-01 | 14 | 387.3278 | 429.3553 |  | 185337.1234 | 1450.1731
2016-06-01 | 14 | 387.3278 | 429.3553 |  | 185337.1234 | 1450.1731
2016-07-01 | 15 | 386.3607 | 428.3881 |  | 184916.8908 | 1450.1731
2016-08-01 | 15 | 386.3607 | 428.3881 |  | 184916.8908 | 1450.1731
2016-09-01 | 15 | 386.3607 | 428.3881 |  | 184916.8908 | 1450.1731
2016-10-01 | 16 | 247.5619 | 458.4351 |  | 181442.976 | 2881.1734
2016-11-01 | 16 | 247.5619 | 458.4351 |  | 181442.976 | 2881.1734
2016-12-01 | 16 | 247.5619 | 458.4351 |  | 181442.976 | 2881.1734
2017-01-01 | 17 | 247.5619 | 458.4351 |  | 181442.976 | 2881.1734
2017-02-01 | 17 | 247.5619 | 458.4351 |  | 181442.976 | 2881.1734
2017-03-01 | 17 | 247.5619 | 458.4351 |  | 181442.976 | 2881.1734
2017-04-01 | 18 | 247.5619 | 458.4351 |  | 181442.976 | 1450.1731
2017-05-01 | 18 | 385.3935 | 427.421 |  | 184496.6583 | 1450.1731
2017-06-01 | 18 | 385.3935 | 427.421 |  | 184496.6583 | 1450.1731
2017-07-01 | 19 | 385.3935 | 427.421 |  | 184496.6583 | 1450.1731
2017-08-01 | 19 | 385.3935 | 427.421 |  | 184496.6583 | 1450.1731
2017-09-01 | 19 | 385.3935 | 427.421 |  | 184496.6583 | 1450.1731
2017-10-01 | 20 | 247.5619 | 458.4351 |  | 181442.976 | 2881.1734
2017-11-01 | 20 | 247.5619 | 458.4351 |  | 181442.976 | 2881.1734
2017-12-01 | 20 | 247.5619 | 458.4351 |  | 181442.976 | 2881.1734
2018-01-01 | 21 | 247.5619 | 458.4351 |  | 181442.976 | 2881.1734
2018-02-01 | 21 | 247.5619 | 458.4351 |  | 181442.976 | 2881.1734
2018-03-01 | 21 | 247.5619 | 458.4351 |  | 181442.976 | 2881.1734
2018-04-01 | 22 | 247.1083 | 457.707 |  | 181077.7387 | 1450.1731
2018-05-01 | 22 | 384.8372 | 426.8221 |  | 184126.4867 | 1450.1731
2018-06-01 | 22 | 384.8372 | 426.8221 |  | 184126.4867 | 1450.1731
2018-07-01 | 23 | 384.2808 | 426.2231 |  | 183756.3152 | 1450.1731
2018-08-01 | 23 | 384.2808 | 426.2231 |  | 183756.3152 | 1450.1731
2018-09-01 | 23 | 384.2808 | 426.2231 |  | 183756.3152 | 1450.1731
2018-10-01 | 24 | 246.2011 | 456.251 |  | 180347.2642 | 2221.1983
2018-11-01 | 24 | 246.2011 | 456.251 |  | 180347.2642 | 2221.1983
2018-12-01 | 24 | 246.2011 | 456.251 |  | 180347.2642 | 2221.1983
2019-01-01 | 25 | 245.7476 | 455.523 |  | 179982.027 | 2001.2066
2019-02-01 | 25 | 245.7476 | 455.523 |  | 179982.027 | 2001.2066
2019-03-01 | 25 | 245.7476 | 455.523 |  | 179982.027 | 2001.2066
2019-04-01 | 26 | 245.309 | 454.8189 |  | 179628.6465 | 1450.1731
2019-05-01 | 26 | 382.6301 | 424.4459 |  | 182657.8234 | 1450.1731
2019-06-01 | 26 | 382.6301 | 424.4459 |  | 182657.8234 | 1450.1731
2019-07-01 | 27 | 375.2137 | 416.9882 |  | 179380.6162 | 1450.1731
2019-08-01 | 27 | 375.2137 | 416.9882 |  | 179380.6162 | 1450.1731
2019-09-01 | 27 | 375.2137 | 416.9882 |  | 179380.6162 | 1450.1731
2019-10-01 | 28 | 235.5612 | 438.3073 |  | 173167.9247 | 1397.2506
2019-11-01 | 28 | 235.5612 | 438.3073 |  | 173167.9247 | 1397.2506
2019-12-01 | 28 | 235.5612 | 438.3073 |  | 173167.9247 | 1397.2506
2020-01-01 | 29 | 230.6873 | 430.0515 |  | 169937.5639 | 1200.7906
2020-02-01 | 29 | 230.6873 | 430.0515 |  | 169937.5639 | 1200.7906
2020-03-01 | 29 | 230.6873 | 430.0515 |  | 169937.5639 | 1200.7906
2020-04-01 | 30 | 226.2519 | 422.4997 |  | 167060.5835 | 1450.1731
2020-05-01 | 30 | 353.5027 | 395.1945 |  | 169907.1436 | 1450.1731
2020-06-01 | 30 | 353.5027 | 395.1945 |  | 169907.1436 | 1450.1731
2020-07-01 | 31 | 346.6351 | 388.3269 |  | 166992.63 | 1450.1731
2020-08-01 | 31 | 346.6351 | 388.3269 |  | 166992.63 | 1450.1731
2020-09-01 | 31 | 346.6351 | 388.3269 |  | 166992.63 | 1450.1731
2020-10-01 | 32 | 217.3951 | 407.4197 |  | 161315.5811 | 1244.4731
2020-11-01 | 32 | 217.3951 | 407.4197 |  | 161315.5811 | 1244.4731
2020-12-01 | 32 | 217.3951 | 407.4197 |  | 161315.5811 | 1244.4731
2021-01-01 | 33 | 212.9667 | 399.8797 |  | 158443.0799 | 1259.0263
2021-02-01 | 33 | 212.9667 | 399.8797 |  | 158443.0799 | 1259.0263
2021-03-01 | 33 | 212.9667 | 399.8797 |  | 158443.0799 | 1259.0263
2021-04-01 | 34 | 203.4192 | 382.9882 |  | 152094.774 | 1450.1731
2021-05-01 | 34 | 317.8906 | 359.5824 |  | 154724.3635 | 1450.1731
2021-06-01 | 34 | 317.8906 | 359.5824 |  | 154724.3635 | 1450.1731
2021-07-01 | 35 | 309.7489 | 351.4408 |  | 151199.638 | 1450.1731
2021-08-01 | 35 | 309.7489 | 351.4408 |  | 151199.638 | 1450.1731
2021-09-01 | 35 | 309.7489 | 351.4408 |  | 151199.638 | 1450.1731
2021-10-01 | 36 | 193.1812 | 364.2853 |  | 145143.1648 | 1335.467
2021-11-01 | 36 | 193.1812 | 364.2853 |  | 145143.1648 | 1335.467
2021-12-01 | 36 | 193.1812 | 364.2853 |  | 145143.1648 | 1335.467
2022-01-01 | 37 | 188.0622 | 354.9338 |  | 141667.3602 | 1356.0961
2022-02-01 | 37 | 188.0622 | 354.9338 |  | 141667.3602 | 1356.0961
2022-03-01 | 37 | 188.0622 | 354.9338 |  | 141667.3602 | 1356.0961
2022-04-01 | 38 | 183.1477 | 345.9565 |  | 138330.5874 | 1450.1731
2022-05-01 | 38 | 285.6495 | 327.3414 |  | 140766.4477 | 1450.1731
2022-06-01 | 38 | 285.6495 | 327.3414 |  | 140766.4477 | 1450.1731
2022-07-01 | 39 | 277.8334 | 319.5253 |  | 137382.7083 | 1450.1731
2022-08-01 | 39 | 277.8334 | 319.5253 |  | 137382.7083 | 1450.1731
2022-09-01 | 39 | 277.8334 | 319.5253 |  | 137382.7083 | 1450.1731
2022-10-01 | 40 | 173.3188 | 328.002 |  | 131657.042 | 1415.508
2022-11-01 | 40 | 173.3188 | 328.002 |  | 131657.042 | 1415.508
2022-12-01 | 40 | 173.3188 | 328.002 |  | 131657.042 | 1415.508
2023-01-01 | 41 | 168.4043 | 319.0247 |  | 128320.2693 | 1435.312
2023-02-01 | 41 | 168.4043 | 319.0247 |  | 128320.2693 | 1435.312
2023-03-01 | 41 | 168.4043 | 319.0247 |  | 128320.2693 | 1435.312
2023-04-01 | 42 | 168.0979 | 318.6714 |  | 128157.5247 | 1383.3231
2023-05-01 | 42 | 261.6099 | 303.2961 |  | 130403.5178 | 1383.3231
2023-06-01 | 42 | 261.6099 | 303.2961 |  | 130403.5178 | 1383.3231
2023-07-01 | 43 | 261.0187 | 302.6991 |  | 130191.806 | 1316.4731
2023-08-01 | 43 | 261.0187 | 302.6991 |  | 130191.806 | 1316.4731
2023-09-01 | 43 | 261.0187 | 302.6991 |  | 130191.806 | 1316.4731
2023-10-01 | 44 | 167.4852 | 317.9648 |  | 127832.0354 | 1266.1002
2023-11-01 | 44 | 167.4852 | 317.9648 |  | 127832.0354 | 1266.1002
2023-12-01 | 44 | 167.4852 | 317.9648 |  | 127832.0354 | 1266.1002

## Input
| SDG&E 2013 v1c4-Draft.xls |  |  |  | Program Budget ($) | [10 empty] | Import file format 5
[5 empty] | a. Administrative Costs | 2013 | 2014 | 2015 | NPV |  |  |  | Nominal | Nominal | Nominal
| Proposer General Information |  |  |  | a.i. Overhead and G&A | 28263.0536 | 27945.5036 |  | 54292.7701 | d. Incentives and Rebates ($) |  |  | 2013 | 2014 | 2015 | NPV |  | Market Effects Adjustments
| Proposer Name |  | SDGE |  | a.ii. Other Admin costs |  |  |  | 0 | d.i. User Input Incentive (treated like admin) | [5 empty] | 0 |  | Adjustment type |  | Uniform
| Program Name |  | 3239-SW-AG-Deemed Incentives SDG&E_COMPLIANCE |  | b. Marketing/Outreach | 15795.2234 | 15795.2234 |  | 30507.6148 | d.ii. Rebate |  |  | 211862.45 | 203987.15 | 0 |  |  | Enter Custom values in columns AO through AT
| Service Territory |  | SDG&E |  | c. Direct Implementation (non incentive) |  |  |  |  | d.iii. Direct Install Labor |  |  | 0 | 0 | 0 |  |  | Uniform Factors to apply to all measures
| First Year of Program Implementation |  |  | 2013 | c.i. Activity | 140879.6514 | 139198.7014 |  | 270535.6698 | d.iv. Direct Install Materials |  |  | 0 | 0 | 0 |  |  |  | Benefit Adj | Cost Adj
| Contact Information |  |  |  | c.ii. Installation |  |  |  | 0 | d.v. Upstream payments |  |  | 0 | 0 | 0 |  |  | Participant Inside
| Name |  |  |  | c.iii. Hardware & Materials |  |  |  | 0 | Subtotal Incentives and Rebates |  |  | 211862.45 | 203987.15 | 0 | 383691.4508 |  | Participant Outside
| Address |  |  |  | c.iv. Rebate Processing and Inspection |  |  |  | 0 | [8 empty] | Non-participant | 5% | 5% | [39 empty] | Formulas for spreading annual installations to quarters
| ZIP code |  |  |  | d. Total Incentives and Rebates | 211862.45 | 203987.15 | 0 | 383691.4508 | [8 empty] | Total Factor | 5% | 5% | [39 empty] | 0 | 0 | 0 | 0 | 0 | 0 | 0 | 0 | 0 | 0 | 0 | 0 | 0 | 0 | 0 | 0 | 0 | 0 | 0 | 0 | 0 | 0 | 0 | 0 | 0 | 0 | 0 | 0 | 0 | 0 | 0 | 0 | 0 | 0 | 0 | 0 | 0 | 0 | 0 | 0 | 0 | 0 | 0 | 0
| Telephone |  |  |  | e. EM&V |  |  |  | 0 | f. Costs recovered from other sources | [5 empty] | 0
| Email |  |  |  | Total | 396800.3784 | 386926.5784 | 0 | 739027.5055 | Program Budget w/ Other Costs (a to f) |  |  | 396800.3784 | 386926.5784 | 0 | 739027.5055
[15 empty] | Number of measures that have negative participant cost: | 0 |  |  | Total Excess incentive: | 0 | [39 empty] | Quarterly Installation Schedule
| Program Inputs | [10 empty] | Transfer | Admin | Admin | Admin | Participant | [8 empty] | Second Baseline (For savings after the RUL) | [7 empty] | Table Lookup Values |  |  |  |  | Benefits Adj Factors |  | Market Effects Adjustments | [8 empty] | Annual Installation Schedule (enter quarterly values to the right) | [10 empty] | 2013 |  |  |  | 2014 |  |  |  | 2015 |  |  |  | 2016 |  |  |  | 2017 |  |  |  | 2018 |  |  |  | 2019 |  |  |  | 2020 |  |  |  | 2021 |  |  |  | 2022 |  |  |  | 2023
| Measure Name | DEER RunID | Climate Zone | Target sector | Measure Electric End Use Shape | CZ, Sector, Measure combination found? | Expected Useful Life for New/ROB, RUL for retrofit. (yrs) | Program Type (To look up Net-to-gross Ratio) | Unit Definition (e.g. homes) | Program Type (NEW/ROB or Early Repl(RET)) | Gross Measure Cost (Total Cost for Retrofit, Incr Cost for New/ROB) ($/unit) | Rebate to end use customer or its assignee ($/unit) | Incentives to entities other than the end use customer or its assignee($/unit) | Direct Install Labor ($/unit) | Direct Install Material ($/unit) | Gross Participant Cost ($/unit) | Gross Unit Annual Electricity Savings (kwh/unit) | Electric Rate Schedule | Demand Scaler | User Entered kW Savings per unit (kW/unit) | Gross Unit Annual Gas Savings (therm/unit) | Gas Sector | Gas Rate Schedule | Gas Savings Profile | Total Life. Can be left blank for single baseline measures (Yrs) | Incremental Cost (relative to standard efficiency default device) ($/unit) | Measure Cost Inflation (%/year escalation) | Early retrofit incremental kWh savings (kWh/unit) | Early retrofit incremental kW savings (kW/unit) | Early retrofit incremental Th savings (Th/unit) | Combustion Type | Expected Useful Life for New/ROB, RUL for retrofit. (yrs) | Net-to-Gross Ratio - kWh | Net-to-Gross Ratio -Therms | Net-to-Gross Ratio - kW | Net-to-Gross Ratio - Therms (overides lookup value) | Net-to-Gross Ratio - Costs | Installation Rate (Blank gets 100%) (IR) | Gross Realization Rate (Blank gets 100%) (GRR) | Benefits - Participants Inside | Benefits - Participants Outside | Benefits- Non-participants | Costs - Participants Inside | Costs - Participants Outside | Costs- Non-participants | Total Benefits Factor | Total Cost Factor | % Eligible for TOU AC adjustment | 2013 | 2014 | 2015 | 2016 | 2017 | 2018 | 2019 | 2020 | 2021 | 2022 | 2023 | Qtr 1 | Qtr 2 | Qtr 3 | Qtr 4 | Qtr 1 | Qtr 2 | Qtr 3 | Qtr 4 | Qtr 1 | Qtr 2 | Qtr 3 | Qtr 4 | Qtr 1 | Qtr 2 | Qtr 3 | Qtr 4 | Qtr 1 | Qtr 2 | Qtr 3 | Qtr 4 | Qtr 1 | Qtr 2 | Qtr 3 | Qtr 4 | Qtr 1 | Qtr 2 | Qtr 3 | Qtr 4 | Qtr 1 | Qtr 2 | Qtr 3 | Qtr 4 | Qtr 1 | Qtr 2 | Qtr 3 | Qtr 4 | Qtr 1 | Qtr 2 | Qtr 3 | Qtr 4 | Qtr 1 | Qtr 2 | Qtr 3 | Qtr 4 | Total Number of Units | Comments
3239 | 446321-Food Service - Commercial Gas Fryer | WPSDGENRCC0003, Rev 2, Msr 2 | System | Commercial |  |  |  |  | Unit | ROB | 1304 | 500 | 0 | 0 | 0 | 804 | 0 |  | #N/A | 0 | 706 | Commercial |  | Annual | [6 empty] | Large Boilers (>100 MMBtu/hr Heat Input):Uncontrolled | 12 | 60% | [12 empty] | 0% | 0% | 0% | 4 | 4 | 0 | 0 | 0 | 0 | 0 | 0 | 0 | 0 | 0 | [44 empty] | 8 | bar: 2013 Qtr 1 to 2014 Qtr 4
3239 | 446324-Ice Machines 301-400 - Energy Star | WPSDGENRCC0004, Rev 2, Msr 3 | System | Commercial | 01-ALC-AllCommercial-Refrig | TRUE |  |  | Unit | ROB | 281 | 75 | 0 | 0 | 0 | 206 | 685 |  | kWh | 0.07 | 0 | Commercial |  | Winter Only | [6 empty] | Large Boilers (>100 MMBtu/hr Heat Input):Uncontrolled | 10 | 60% | [12 empty] | 0% | 0% | 0% | 1 | 1 | 0 | 0 | 0 | 0 | 0 | 0 | 0 | 0 | 0 | 2013 Qtr 1: 0.25; 2013 Qtr 2: 0.25; 2013 Qtr 3: 0.25; 2013 Qtr 4: 0.25; 2014 Qtr 1: 0.25; 2014 Qtr 2: 0.25; 2014 Qtr 3: 0.25; 2014 Qtr 4: 0.25 | 2
3239 | 446330-Ice Machines 201-300 - CEE Tier III | WPSDGENRCC0004, Rev 2, Msr 9 | System | Commercial | 01-ALC-AllCommercial-Refrig | TRUE |  |  | Unit | ROB | 683 | 100 | 0 | 0 | 0 | 583 | 832 |  | kWh | 0.095 | 0 | Commercial |  | Winter Only | [6 empty] | Large Boilers (>100 MMBtu/hr Heat Input):Uncontrolled | 12 | 60% | [12 empty] | 0% | 0% | 0% | 1 | 1 | 0 | 0 | 0 | 0 | 0 | 0 | 0 | 0 | 0 | 2013 Qtr 1: 0.25; 2013 Qtr 2: 0.25; 2013 Qtr 3: 0.25; 2013 Qtr 4: 0.25; 2014 Qtr 1: 0.25; 2014 Qtr 2: 0.25; 2014 Qtr 3: 0.25; 2014 Qtr 4: 0.25 | 2
3239 | 446334-Ice Machines 1001-1500 - CEE Tier III | WPSDGENRCC0004, Rev 2, Msr 13 | System | Commercial | 01-ALC-AllCommercial-Refrig | TRUE |  |  | Unit | ROB | 839 | 400 | 0 | 0 | 0 | 439 | 2601 |  | kWh | 0.297 | 0 | Commercial |  | Winter Only | [6 empty] | Large Boilers (>100 MMBtu/hr Heat Input):Uncontrolled | 10 | 60% | [12 empty] | 0% | 0% | 0% | 2 | 1 | 0 | 0 | 0 | 0 | 0 | 0 | 0 | 0 | 0 | 2013 Qtr 1: 0.5; 2013 Qtr 2: 0.5; 2013 Qtr 3: 0.5; 2013 Qtr 4: 0.5; 2014 Qtr 1: 0.25; 2014 Qtr 2: 0.25; 2014 Qtr 3: 0.25; 2014 Qtr 4: 0.25 | 3
3239 | 446342-Food Service - Convection Oven-Electric | PGECOFST101, Rev 3, Msr 1 | System | Commercial | 21-RSD-Restaurant–SitDown-PROC_OTH | TRUE |  |  | Unit | ROB | 350 | 350 | 0 | 0 | 0 | 0 | 1315 |  | kWh | 0.43 | 0 | Commercial |  | Winter Only | [6 empty] | Large Boilers (>100 MMBtu/hr Heat Input):Uncontrolled | 12 | 60% | [12 empty] | 0% | 0% | 0% | 1 | 1 | 0 | 0 | 0 | 0 | 0 | 0 | 0 | 0 | 0 | 2013 Qtr 1: 0.25; 2013 Qtr 2: 0.25; 2013 Qtr 3: 0.25; 2013 Qtr 4: 0.25; 2014 Qtr 1: 0.25; 2014 Qtr 2: 0.25; 2014 Qtr 3: 0.25; 2014 Qtr 4: 0.25 | 2
3239 | 446343-Food Service - Convection Oven-Gas | PGECOFST101, Rev 3, Msr 2 | System | Commercial |  |  |  |  | Unit | ROB | 500 | 500 | 0 | 0 | 0 | 0 | 0 |  | #N/A | 0 | 214 | Commercial |  | Annual | [6 empty] | Large Boilers (>100 MMBtu/hr Heat Input):Uncontrolled | 12 | 60% | [12 empty] | 0% | 0% | 0% | 1 | 1 | 0 | 0 | 0 | 0 | 0 | 0 | 0 | 0 | 0 | 2013 Qtr 1: 0.25; 2013 Qtr 2: 0.25; 2013 Qtr 3: 0.25; 2013 Qtr 4: 0.25; 2014 Qtr 1: 0.25; 2014 Qtr 2: 0.25; 2014 Qtr 3: 0.25; 2014 Qtr 4: 0.25 | 2
3239 | 446347-Conveyor Oven lg >25" total conveyor width | WPSDGENRCC0015, Rev 0, Msr 2 | System | Commercial |  |  |  |  | Deck | ROB | 4731 | 750 | 0 | 0 | 0 | 3981 | 0 |  | #N/A | 0 | 884 | Commercial |  | Annual | [6 empty] | Large Boilers (>100 MMBtu/hr Heat Input):Uncontrolled | 12 | 60% | [12 empty] | 0% | 0% | 0% | 1 | 1 | 0 | 0 | 0 | 0 | 0 | 0 | 0 | 0 | 0 | 2013 Qtr 1: 0.25; 2013 Qtr 2: 0.25; 2013 Qtr 3: 0.25; 2013 Qtr 4: 0.25; 2014 Qtr 1: 0.25; 2014 Qtr 2: 0.25; 2014 Qtr 3: 0.25; 2014 Qtr 4: 0.25 | 2
3239 | 446350-Water Heating - Storage Water Heater minimum .62 EF (Tier I) | NG-WtrHt-SmlStrg-Gas-lte75kBtuh-50G-0p62EF | System | Commercial | 01-ALC-AllCommercial-Vent/Fan | TRUE |  |  | Mbtuh | ROB | 6.7769 | 2 | 0 | 0 | 0 | 4.7769 | 0.0145 |  | kWh | 1.13e-05 | 0.438 | Commercial |  | Annual | [6 empty] | Large Boilers (>100 MMBtu/hr Heat Input):Uncontrolled | 15 | 60% | [12 empty] | 0% | 0% | 0% | 19 | 18 | 0 | 0 | 0 | 0 | 0 | 0 | 0 | 0 | 0 | 2013 Qtr 1: 4.75; 2013 Qtr 2: 4.75; 2013 Qtr 3: 4.75; 2013 Qtr 4: 4.75; 2014 Qtr 1: 4.5; 2014 Qtr 2: 4.5; 2014 Qtr 3: 4.5; 2014 Qtr 4: 4.5 | 37
3239 | 446353-Heating - Space Heating Boilers - Large | WPSDGENRHC1061, Rev 0, Msr 2 | System | Commercial |  |  |  |  | Mbtuh | ROB | 2.99 | 0.25 | 0 | 0 | 0 | 2.74 | 0 |  | #N/A | 0 | 0.97 | Commercial |  | Annual | [6 empty] | Large Boilers (>100 MMBtu/hr Heat Input):Uncontrolled | 20 | 60% | [12 empty] | 0% | 0% | 0% | 44 | 41 | 0 | 0 | 0 | 0 | 0 | 0 | 0 | 0 | 0 | 2013 Qtr 1: 11; 2013 Qtr 2: 11; 2013 Qtr 3: 11; 2013 Qtr 4: 11; 2014 Qtr 1: 10.25; 2014 Qtr 2: 10.25; 2014 Qtr 3: 10.25; 2014 Qtr 4: 10.25 | 85
3239 | 446355-Water Heating -Instantaneous - Gas <=200MBtuh | NG-WtrHt-SmlInst-Gas-lte75kBtuh-lt2G-0p82EF | System | Commercial | 01-ALC-AllCommercial-Vent/Fan | TRUE |  |  | Mbtuh | ROB | 2 | 2 | 0 | 0 | 0 | 0 | 0.0589 |  | kWh | 1.92e-05 | 2.06 | Commercial |  | Annual | [6 empty] | Large Boilers (>100 MMBtu/hr Heat Input):Uncontrolled | 20 | 60% | [12 empty] | 0% | 0% | 0% | 9 | 9 | 0 | 0 | 0 | 0 | 0 | 0 | 0 | 0 | 0 | 2013 Qtr 1: 2.25; 2013 Qtr 2: 2.25; 2013 Qtr 3: 2.25; 2013 Qtr 4: 2.25; 2014 Qtr 1: 2.25; 2014 Qtr 2: 2.25; 2014 Qtr 3: 2.25; 2014 Qtr 4: 2.25 | 18
3239 | 446360-Water Heating -Direct Contact Water Heater >300 Mbtuh | NG-WtrHt-LrgInst-Gas-gt200kBtuh-0p90Et | System | Commercial | 01-ALC-AllCommercial-Vent/Fan | TRUE |  |  | Mbtuh | ROB | 2.17 | 2 | 0 | 0 | 0 | 0.17 | 0.024 |  | kWh | 1.2e-05 | 1.39 | Commercial |  | Annual | [6 empty] | Large Boilers (>100 MMBtu/hr Heat Input):Uncontrolled | 20 | 60% | [12 empty] | 0% | 0% | 0% | 13 | 13 | 0 | 0 | 0 | 0 | 0 | 0 | 0 | 0 | 0 | 2013 Qtr 1: 3.25; 2013 Qtr 2: 3.25; 2013 Qtr 3: 3.25; 2013 Qtr 4: 3.25; 2014 Qtr 1: 3.25; 2014 Qtr 2: 3.25; 2014 Qtr 3: 3.25; 2014 Qtr 4: 3.25 | 26
3239 | 446361-Tank Insulation - High Temperature Applic. (LF) 1 in | WPSDGENRWH0013, Rev 0, Msr 2 | System | Commercial | 01-ALC-AllCommercial-Vent/Fan | TRUE |  |  | Sqft | ROB | 3 | 3 | 0 | 0 | 0 | 0 | 0 |  | kWh | 0 | 9.7 | Commercial |  | Annual | [6 empty] | Large Boilers (>100 MMBtu/hr Heat Input):Uncontrolled | 20 | 60% | [12 empty] | 0% | 0% | 0% | 6 | 6 | 0 | 0 | 0 | 0 | 0 | 0 | 0 | 0 | 0 | 2013 Qtr 1: 1.5; 2013 Qtr 2: 1.5; 2013 Qtr 3: 1.5; 2013 Qtr 4: 1.5; 2014 Qtr 1: 1.5; 2014 Qtr 2: 1.5; 2014 Qtr 3: 1.5; 2014 Qtr 4: 1.5 | 12
3239 | 446362-Tank Insulation - High Temperature Applic. (LF) 2 in | WPSDGENRWH0013, Rev 0, Msr 4 | System | Commercial | 01-ALC-AllCommercial-Vent/Fan | TRUE |  |  | Sqft | ROB | 4 | 4 | 0 | 0 | 0 | 0 | 0 |  | kWh | 0 | 10.4 | Commercial |  | Annual | [6 empty] | Large Boilers (>100 MMBtu/hr Heat Input):Uncontrolled | 20 | 60% | [12 empty] | 0% | 0% | 0% | 24 | 23 | 0 | 0 | 0 | 0 | 0 | 0 | 0 | 0 | 0 | 2013 Qtr 1: 6; 2013 Qtr 2: 6; 2013 Qtr 3: 6; 2013 Qtr 4: 6; 2014 Qtr 1: 5.75; 2014 Qtr 2: 5.75; 2014 Qtr 3: 5.75; 2014 Qtr 4: 5.75 | 47
3239 | 446373-A/C - Reflective Window Film Coastal | Window Film - DEER Unit Adjustment, Rev 0, Msr 1 | System | Commercial | 18-OFS-Office–Small-Cooling | TRUE |  |  | Sqft | RET | 5.64 | 1.35 | 0 | 0 | 0 | 4.29 | 4.93 |  | kWh | 0.00295 | -0.249 | Commercial |  | Winter Only | [6 empty] | Large Boilers (>100 MMBtu/hr Heat Input):Uncontrolled | 10 | 60% | [12 empty] | 0% | 0% | 0% | 728 | 698 | 0 | 0 | 0 | 0 | 0 | 0 | 0 | 0 | 0 | 2013 Qtr 1: 182; 2013 Qtr 2: 182; 2013 Qtr 3: 182; 2013 Qtr 4: 182; 2014 Qtr 1: 174.5; 2014 Qtr 2: 174.5; 2014 Qtr 3: 174.5; 2014 Qtr 4: 174.5 | 1426
3239 | 446374-A/C - Reflective Window Film Inland | Window Film - DEER Unit Adjustment, Rev 0, Msr 1 | System | Commercial | 18-OFS-Office–Small-Cooling | TRUE |  |  | Sqft | RET | 5.64 | 1.35 | 0 | 0 | 0 | 4.29 | 4.93 |  | kWh | 0.00295 | -0.249 | Commercial |  | Winter Only | [6 empty] | Large Boilers (>100 MMBtu/hr Heat Input):Uncontrolled | 10 | 60% | [12 empty] | 0% | 0% | 0% | 821 | 786 | 0 | 0 | 0 | 0 | 0 | 0 | 0 | 0 | 0 | 2013 Qtr 1: 205.25; 2013 Qtr 2: 205.25; 2013 Qtr 3: 205.25; 2013 Qtr 4: 205.25; 2014 Qtr 1: 196.5; 2014 Qtr 2: 196.5; 2014 Qtr 3: 196.5; 2014 Qtr 4: 196.5 | 1607
3239 | 446376-Motors - VFD - HVAC Fans (per Hp) | D03-051 | System | Commercial | 18-OFS-Office–Small-Vent/Fan | TRUE |  |  | HP | RET | 202 | 80 | 0 | 0 | 0 | 122 | 1190 |  | kWh | 0.206 | -2.14 | Commercial |  | Winter Only | [6 empty] | Large Boilers (>100 MMBtu/hr Heat Input):Uncontrolled | 15 | 60% | [12 empty] | 0% | 0% | 0% | 40 | 38 | 0 | 0 | 0 | 0 | 0 | 0 | 0 | 0 | 0 | 2013 Qtr 1: 10; 2013 Qtr 2: 10; 2013 Qtr 3: 10; 2013 Qtr 4: 10; 2014 Qtr 1: 9.5; 2014 Qtr 2: 9.5; 2014 Qtr 3: 9.5; 2014 Qtr 4: 9.5 | 78
3239 | 446380-Low Flow Showerhead | WPSDGEREWH1061A, Rev 3, Msr 1 | System | Commercial | 36-GST-Lodging-GuestRooms-Vent/Fan | TRUE |  |  | Showerhead | ROB | 20 | 20 | 0 | 0 | 0 | 0 | 0 |  | kWh | 0 | 11.2 | Commercial |  | Annual | [6 empty] | Large Boilers (>100 MMBtu/hr Heat Input):Uncontrolled | 10 | 70% | [12 empty] | 0% | 0% | 0% | 382 | 367 | 0 | 0 | 0 | 0 | 0 | 0 | 0 | 0 | 0 | 2013 Qtr 1: 95.5; 2013 Qtr 2: 95.5; 2013 Qtr 3: 95.5; 2013 Qtr 4: 95.5; 2014 Qtr 1: 91.75; 2014 Qtr 2: 91.75; 2014 Qtr 3: 91.75; 2014 Qtr 4: 91.75 | 749
3239 | 446381-Software Plug Load Sensors | WPSDGENROE0001, Rev 0, Msr 1 | System | Commercial | 18-OFS-Office–Small-OffEquip | TRUE |  |  | Sensor | RET | 15 | 15 | 0 | 0 | 0 | 0 | 200 |  | kWh | 0.02 | 0 | Commercial |  | Winter Only | [6 empty] | Large Boilers (>100 MMBtu/hr Heat Input):Uncontrolled | 5 | 60% | [12 empty] | 0% | 0% | 0% | 112 | 108 | 0 | 0 | 0 | 0 | 0 | 0 | 0 | 0 | 0 | 2013 Qtr 1: 28; 2013 Qtr 2: 28; 2013 Qtr 3: 28; 2013 Qtr 4: 28; 2014 Qtr 1: 27; 2014 Qtr 2: 27; 2014 Qtr 3: 27; 2014 Qtr 4: 27 | 220
3239 | 446383-Refrigerator - Early Replacement | Res-Refrig-ARP | System | Commercial | 18-OFS-Office–Small-Refrig | TRUE |  |  | Unit | RET | 275 | 275 | 0 | 0 | 0 | 0 | 611 |  | kWh | 0.114 | -7.97 | Commercial |  | Winter Only | [6 empty] | Large Boilers (>100 MMBtu/hr Heat Input):Uncontrolled | 5 | 60% | [12 empty] | 0% | 0% | 0% | 4 | 4 | 0 | 0 | 0 | 0 | 0 | 0 | 0 | 0 | 0 | [44 empty] | 8 | bar: 2013 Qtr 1 to 2014 Qtr 4
3239 | 446451-Food Service - Steamer-Electric | WPSDGENRCC0001, Rev 3, Msr 1 | System | Commercial | 21-RSD-Restaurant–SitDown-PROC_OTH | TRUE |  |  | Unit | ROB | 2132 | 1250 | 0 | 0 | 0 | 882 | 30156 |  | kWh | 6.9 | 0 | Commercial |  | Winter Only | [6 empty] | Large Boilers (>100 MMBtu/hr Heat Input):Uncontrolled | 12 | 60% | [12 empty] | 0% | 0% | 0% | 1 | 1 | 0 | 0 | 0 | 0 | 0 | 0 | 0 | 0 | 0 | 2013 Qtr 1: 0.25; 2013 Qtr 2: 0.25; 2013 Qtr 3: 0.25; 2013 Qtr 4: 0.25; 2014 Qtr 1: 0.25; 2014 Qtr 2: 0.25; 2014 Qtr 3: 0.25; 2014 Qtr 4: 0.25 | 2
3239 | 446452-Food Service - Steamer-Gas | WPSDGENRCC0001, Rev 3, Msr 2 | System | Commercial |  |  |  |  | Unit | ROB | 2901 | 2000 | 0 | 0 | 0 | 901 | 0 |  | #N/A | 0 | 3707 | Commercial |  | Annual | [6 empty] | Small Boilers (<100 MMBtu/hr Heat Input):Uncontrolled | 12 | 60% | [12 empty] | 0% | 0% | 0% | 1 | 1 | 0 | 0 | 0 | 0 | 0 | 0 | 0 | 0 | 0 | 2013 Qtr 1: 0.25; 2013 Qtr 2: 0.25; 2013 Qtr 3: 0.25; 2013 Qtr 4: 0.25; 2014 Qtr 1: 0.25; 2014 Qtr 2: 0.25; 2014 Qtr 3: 0.25; 2014 Qtr 4: 0.25 | 2
3239 | 446456-Lighting - 8 Ft T-8 with Elec. Ballast | WPSDGENRLG0013, Rev 3, Msr 4 | System | Commercial | 18-OFS-Office–Small-IntLight | TRUE |  |  | Lamp | RET | 32.5 | 9 | 0 | 0 | 0 | 23.5 | 154.9296 |  | kWh | 0.036811 | -0.40807 | Commercial |  | Winter Only | [6 empty] | Large Boilers (>100 MMBtu/hr Heat Input):Uncontrolled | 15 | 70% | [12 empty] | 0% | 0% | 0% | 100 | 96 | 0 | 0 | 0 | 0 | 0 | 0 | 0 | 0 | 0 | 2013 Qtr 1: 25; 2013 Qtr 2: 25; 2013 Qtr 3: 25; 2013 Qtr 4: 25; 2014 Qtr 1: 24; 2014 Qtr 2: 24; 2014 Qtr 3: 24; 2014 Qtr 4: 24 | 196
3239 | 446461-Lighting - Screw in 14-26 Watt Reflector Lamp | Com-Lighting-InGen_CFLratio0357_CFLscw-15w | System | Commercial | 18-OFS-Office–Small-IntLight | TRUE |  |  | Lamp | RET | 10.2473 | 4 | 0 | 0 | 0 | 6.2473 | 133 |  | kWh | 0.0281 | -0.332 | Commercial |  | Winter Only | [6 empty] | Large Boilers (>100 MMBtu/hr Heat Input):Uncontrolled | 1.8 | 53% |  |  |  |  | 83% | [7 empty] | 0% | 0% | 0% | 187 | 180 | 0 | 0 | 0 | 0 | 0 | 0 | 0 | 0 | 0 | 2013 Qtr 1: 46.75; 2013 Qtr 2: 46.75; 2013 Qtr 3: 46.75; 2013 Qtr 4: 46.75; 2014 Qtr 1: 45; 2014 Qtr 2: 45; 2014 Qtr 3: 45; 2014 Qtr 4: 45 | 367
3239 | 446463-Lighting- Ceramic Metal Halide Fixture | WPSDGENRLG0007, Rev 1, Msr 1 | System | Commercial | 24-RTS-Retail–Small-LIT_INT | TRUE |  |  | Lamp | RET | 48.77 | 45 | 0 | 0 | 0 | 3.77 | 135.3408 |  | kWh | 0.032157 | -0.35648 | Commercial |  | Winter Only | [6 empty] | Large Boilers (>100 MMBtu/hr Heat Input):Uncontrolled | 15 | 60% | [12 empty] | 0% | 0% | 0% | 382 | 367 | 0 | 0 | 0 | 0 | 0 | 0 | 0 | 0 | 0 | 2013 Qtr 1: 95.5; 2013 Qtr 2: 95.5; 2013 Qtr 3: 95.5; 2013 Qtr 4: 95.5; 2014 Qtr 1: 91.75; 2014 Qtr 2: 91.75; 2014 Qtr 3: 91.75; 2014 Qtr 4: 91.75 | 749
3239 | 446464-Lighting-Wall or Ceiling-mounted Lighting Sensor >= 500 watts | WPSDGENRLG0016, Rev 2, Msr 1 | System | Commercial | 01-ALC-AllCommercial-IntLight | TRUE |  |  | Unit | RET | 77.28 | 50 | 0 | 0 | 0 | 27.28 | 364.7078 |  | kWh | 0.086655 | -1.0759 | Commercial |  | Winter Only | [6 empty] | Large Boilers (>100 MMBtu/hr Heat Input):Uncontrolled | 8 | 60% | [12 empty] | 0% | 0% | 0% | 15 | 15 | 0 | 0 | 0 | 0 | 0 | 0 | 0 | 0 | 0 | 2013 Qtr 1: 3.75; 2013 Qtr 2: 3.75; 2013 Qtr 3: 3.75; 2013 Qtr 4: 3.75; 2014 Qtr 1: 3.75; 2014 Qtr 2: 3.75; 2014 Qtr 3: 3.75; 2014 Qtr 4: 3.75 | 30
3239 | 446468-Refrigeration - New Refrigeration Case w/Doors-Low Temperature Case | D03-207 | System | Commercial | 09-GRO-Grocery-REFG | TRUE |  |  | linear ft | ROB | 175 | 175 | 0 | 0 | 0 | 0 | 114 |  | kWh | 0.0431 | 21.7 | Commercial |  | Winter Only | [6 empty] | Large Boilers (>100 MMBtu/hr Heat Input):Uncontrolled | 12 | 60% | [12 empty] | 0% | 0% | 0% | 90 | 86 | 0 | 0 | 0 | 0 | 0 | 0 | 0 | 0 | 0 | 2013 Qtr 1: 22.5; 2013 Qtr 2: 22.5; 2013 Qtr 3: 22.5; 2013 Qtr 4: 22.5; 2014 Qtr 1: 21.5; 2014 Qtr 2: 21.5; 2014 Qtr 3: 21.5; 2014 Qtr 4: 21.5 | 176
3239 | 446469-Refrigeration - New Refrigeration Case w/Doors-Medium Temperature Case | D03-207 | System | Commercial | 09-GRO-Grocery-REFG | TRUE |  |  | Fixture LnFt | ROB | 845.2402 | 75 | 0 | 0 | 0 | 770.2402 | 114 |  | kWh | 0.0431 | 21.7 | Commercial |  | Annual | [6 empty] | Large Boilers (>100 MMBtu/hr Heat Input):Uncontrolled | 12 | 60% | [12 empty] | 0% | 0% | 0% | 3 | 1 | 0 | 0 | 0 | 0 | 0 | 0 | 0 | 0 | 0 | 2013 Qtr 1: 0.75; 2013 Qtr 2: 0.75; 2013 Qtr 3: 0.75; 2013 Qtr 4: 0.75; 2014 Qtr 1: 0.25; 2014 Qtr 2: 0.25; 2014 Qtr 3: 0.25; 2014 Qtr 4: 0.25 | 4
3239 | 446471-Refrigeration - Night Covers for Display Cases Low Temp | WPSDGENRRN0005, Rev 0, Msr 1 | System | Commercial | 09-GRO-Grocery-REFG | TRUE |  |  | linear ft | RET | 9.25 | 3.5 | 0 | 0 | 0 | 5.75 | 20.15 |  | kWh | 0 | 0.53 | Commercial |  | Winter Only | [6 empty] | Large Boilers (>100 MMBtu/hr Heat Input):Uncontrolled | 5 | 60% | [12 empty] | 0% | 0% | 0% | 113 | 109 | 0 | 0 | 0 | 0 | 0 | 0 | 0 | 0 | 0 | 2013 Qtr 1: 28.25; 2013 Qtr 2: 28.25; 2013 Qtr 3: 28.25; 2013 Qtr 4: 28.25; 2014 Qtr 1: 27.25; 2014 Qtr 2: 27.25; 2014 Qtr 3: 27.25; 2014 Qtr 4: 27.25 | 222
3239 | 446473-Refrigeration - Special Doors with Low/No ASH on Low Temp Display Case | WPSDGENRRN0009, Rev 0, Msr 1 | System | Commercial | 09-GRO-Grocery-REFG | TRUE |  |  | linear ft | RET | 100 | 100 | 0 | 0 | 0 | 0 | 270 |  | kWh | 0.004128 | 0 | Commercial |  | Winter Only | [6 empty] | Large Boilers (>100 MMBtu/hr Heat Input):Uncontrolled | 16 | 60% | [12 empty] | 0% | 0% | 0% | 4 | 4 | 0 | 0 | 0 | 0 | 0 | 0 | 0 | 0 | 0 | [44 empty] | 8 | bar: 2013 Qtr 1 to 2014 Qtr 4
3239 | 446491-Lighting - Exterior Compact Fluorescent Fixture <=70 watts | WPSDGENRLG0006, Rev 3, Msr 7 | System | Commercial | 23-RTL-Retail–SingleStorylarge-LIT_EXT | TRUE |  |  | Fixture | RET | 144 | 10 | 0 | 0 | 0 | 134 | 102.5 |  | kWh | 0 | 0 | Commercial |  | Winter Only | [6 empty] | Large Boilers (>100 MMBtu/hr Heat Input):Uncontrolled | 15 | 53% | [12 empty] | 0% | 0% | 0% | 21 | 21 | 0 | 0 | 0 | 0 | 0 | 0 | 0 | 0 | 0 | 2013 Qtr 1: 5.25; 2013 Qtr 2: 5.25; 2013 Qtr 3: 5.25; 2013 Qtr 4: 5.25; 2014 Qtr 1: 5.25; 2014 Qtr 2: 5.25; 2014 Qtr 3: 5.25; 2014 Qtr 4: 5.25 | 42
3239 | 446492-Lighting - Exterior Induction Fixture <=100 watts | WPSDGENRLG0003, Rev 3, Msr 2 | System | Commercial | 23-RTL-Retail–SingleStorylarge-LIT_EXT | TRUE |  |  | Fixture | RET | 270 | 35 | 0 | 0 | 0 | 235 | 373.968 |  | kWh | 0.088855 | -0.98501 | Commercial |  | Winter Only | [6 empty] | Large Boilers (>100 MMBtu/hr Heat Input):Uncontrolled | 15 | 60% | [12 empty] | 0% | 0% | 0% | 59 | 56 | 0 | 0 | 0 | 0 | 0 | 0 | 0 | 0 | 0 | 2013 Qtr 1: 14.75; 2013 Qtr 2: 14.75; 2013 Qtr 3: 14.75; 2013 Qtr 4: 14.75; 2014 Qtr 1: 14; 2014 Qtr 2: 14; 2014 Qtr 3: 14; 2014 Qtr 4: 14 | 115
3239 | 446493-Lighting - Exterior Induction Fixture <=120 watts | WPSDGENRLG0003, Rev 3, Msr 3 | System | Commercial | 23-RTL-Retail–SingleStorylarge-LIT_EXT | TRUE |  |  | Fixture | RET | 370 | 40 | 0 | 0 | 0 | 330 | 287 |  | kWh | 0 | 0 | Commercial |  | Winter Only | [6 empty] | Large Boilers (>100 MMBtu/hr Heat Input):Uncontrolled | 15 | 60% | [12 empty] | 0% | 0% | 0% | 1 | 1 | 0 | 0 | 0 | 0 | 0 | 0 | 0 | 0 | 0 | 2013 Qtr 1: 0.25; 2013 Qtr 2: 0.25; 2013 Qtr 3: 0.25; 2013 Qtr 4: 0.25; 2014 Qtr 1: 0.25; 2014 Qtr 2: 0.25; 2014 Qtr 3: 0.25; 2014 Qtr 4: 0.25 | 2
3239 | 446494-Lighting - Exterior Induction Fixture <=180 watts | WPSDGENRLG0003, Rev 3, Msr 4 | System | Commercial | 23-RTL-Retail–SingleStorylarge-LIT_EXT | TRUE |  |  | Fixture | RET | 470 | 35 | 0 | 0 | 0 | 435 | 241.57 |  | kWh | 0 | 0 | Commercial |  | Winter Only | [6 empty] | Large Boilers (>100 MMBtu/hr Heat Input):Uncontrolled | 15 | 60% | [12 empty] | 0% | 0% | 0% | 115 | 110 | 0 | 0 | 0 | 0 | 0 | 0 | 0 | 0 | 0 | 2013 Qtr 1: 28.75; 2013 Qtr 2: 28.75; 2013 Qtr 3: 28.75; 2013 Qtr 4: 28.75; 2014 Qtr 1: 27.5; 2014 Qtr 2: 27.5; 2014 Qtr 3: 27.5; 2014 Qtr 4: 27.5 | 225
3239 | 446495-Lighting - Exterior Induction Fixture <=250 watts | WPSDGENRLG0003, Rev 3, Msr 5 | System | Commercial | 23-RTL-Retail–SingleStorylarge-LIT_EXT | TRUE |  |  | Fixture | RET | 570 | 90 | 0 | 0 | 0 | 480 | 852.8 |  | kWh | 0 | 0 | Commercial |  | Winter Only | [6 empty] | Large Boilers (>100 MMBtu/hr Heat Input):Uncontrolled | 15 | 60% | [12 empty] | 0% | 0% | 0% | 49 | 46 | 0 | 0 | 0 | 0 | 0 | 0 | 0 | 0 | 0 | 2013 Qtr 1: 12.25; 2013 Qtr 2: 12.25; 2013 Qtr 3: 12.25; 2013 Qtr 4: 12.25; 2014 Qtr 1: 11.5; 2014 Qtr 2: 11.5; 2014 Qtr 3: 11.5; 2014 Qtr 4: 11.5 | 95
3239 | 446496-Lighting - Exterior Induction Fixture <=70 watts | WPSDGENRLG0003, Rev 3, Msr 1 | System | Commercial | 23-RTL-Retail–SingleStorylarge-LIT_EXT | TRUE |  |  | Fixture | RET | 270 | 25 | 0 | 0 | 0 | 245 | 259.9968 |  | kWh | 0.061776 | -0.68481 | Commercial |  | Winter Only | [6 empty] | Large Boilers (>100 MMBtu/hr Heat Input):Uncontrolled | 15 | 60% | [12 empty] | 0% | 0% | 0% | 134 | 129 | 0 | 0 | 0 | 0 | 0 | 0 | 0 | 0 | 0 | 2013 Qtr 1: 33.5; 2013 Qtr 2: 33.5; 2013 Qtr 3: 33.5; 2013 Qtr 4: 33.5; 2014 Qtr 1: 32.25; 2014 Qtr 2: 32.25; 2014 Qtr 3: 32.25; 2014 Qtr 4: 32.25 | 263
3239 | 446497-Lighting - Exterior Pulse Start/Ceramic Metal Halide Fixtures <=100 watts | WPSDGENRLG0003, Rev 3, Msr 2 | System | Commercial | 18-OFS-Office–Small-IntLight | TRUE |  |  | Lamp | RET | 270 | 10 | 0 | 0 | 0 | 260 | 373.968 |  | kWh | 0.088855 | -0.98501 | Commercial |  | Winter Only | [6 empty] | Large Boilers (>100 MMBtu/hr Heat Input):Uncontrolled | 15 | 60% | [12 empty] | 0% | 0% | 0% | 4 | 4 | 0 | 0 | 0 | 0 | 0 | 0 | 0 | 0 | 0 | [44 empty] | 8 | bar: 2013 Qtr 1 to 2014 Qtr 4
3239 | 446498-Lighting - Exterior Pulse Start/Ceramic Metal Halide Fixtures <=125 watts | WPSDGENRLG0003, Rev 3, Msr 3 | System | Commercial | 18-OFS-Office–Small-IntLight | TRUE |  |  | Lamp | RET | 370 | 10 | 0 | 0 | 0 | 360 | 287 |  | kWh | 0 | 0 | Commercial |  | Winter Only | [6 empty] | Large Boilers (>100 MMBtu/hr Heat Input):Uncontrolled | 15 | 60% | [12 empty] | 0% | 0% | 0% | 3 | 3 | 0 | 0 | 0 | 0 | 0 | 0 | 0 | 0 | 0 | 2013 Qtr 1: 0.75; 2013 Qtr 2: 0.75; 2013 Qtr 3: 0.75; 2013 Qtr 4: 0.75; 2014 Qtr 1: 0.75; 2014 Qtr 2: 0.75; 2014 Qtr 3: 0.75; 2014 Qtr 4: 0.75 | 6
3239 | 446499-Lighting - Exterior Pulse Start/Ceramic Metal Halide Fixtures <=175 watts | WPSDGENRLG0003, Rev 3, Msr 4 | System | Commercial | 18-OFS-Office–Small-IntLight | TRUE |  |  | Lamp | RET | 470 | 15 | 0 | 0 | 0 | 455 | 241.57 |  | kWh | 0 | 0 | Commercial |  | Winter Only | [6 empty] | Large Boilers (>100 MMBtu/hr Heat Input):Uncontrolled | 15 | 60% | [12 empty] | 0% | 0% | 0% | 3 | 3 | 0 | 0 | 0 | 0 | 0 | 0 | 0 | 0 | 0 | 2013 Qtr 1: 0.75; 2013 Qtr 2: 0.75; 2013 Qtr 3: 0.75; 2013 Qtr 4: 0.75; 2014 Qtr 1: 0.75; 2014 Qtr 2: 0.75; 2014 Qtr 3: 0.75; 2014 Qtr 4: 0.75 | 6
3239 | 446500-Lighting - Exterior Pulse Start/Ceramic Metal Halide Fixtures <=250 watts | WPSDGENRLG0003, Rev 3, Msr 5 | System | Commercial | 24-RTS-Retail–Small-LIT_INT | TRUE |  |  | Lamp | RET | 570 | 15 | 0 | 0 | 0 | 555 | 852.8 |  | kWh | 0 | 0 | Commercial |  | Winter Only | [6 empty] | Large Boilers (>100 MMBtu/hr Heat Input):Uncontrolled | 15 | 60% | [12 empty] | 0% | 0% | 0% | 26 | 25 | 0 | 0 | 0 | 0 | 0 | 0 | 0 | 0 | 0 | 2013 Qtr 1: 6.5; 2013 Qtr 2: 6.5; 2013 Qtr 3: 6.5; 2013 Qtr 4: 6.5; 2014 Qtr 1: 6.25; 2014 Qtr 2: 6.25; 2014 Qtr 3: 6.25; 2014 Qtr 4: 6.25 | 51
3239 | 446501-Lighting - Exterior Pulse Start/Ceramic Metal Halide Fixtures <=70 watts | WPSDGENRLG0003, Rev 3, Msr 1 | System | Commercial | 24-RTS-Retail–Small-LIT_INT | TRUE |  |  | Lamp | RET | 270 | 5 | 0 | 0 | 0 | 265 | 259.9968 |  | kWh | 0.061776 | -0.68481 | Commercial |  | Winter Only | [6 empty] | Large Boilers (>100 MMBtu/hr Heat Input):Uncontrolled | 15 | 60% | [12 empty] | 0% | 0% | 0% | 4 | 4 | 0 | 0 | 0 | 0 | 0 | 0 | 0 | 0 | 0 | [44 empty] | 8 | bar: 2013 Qtr 1 to 2014 Qtr 4
3239 | 446502-Lighting - Exterior Pulse Start/Ceramic Metal Halide Fixtures <=750 watts | WPSDGENRLG0003, Rev 3, Msr 5 | System | Commercial | 24-RTS-Retail–Small-LIT_INT | TRUE |  |  | Lamp | RET | 570 | 20 | 0 | 0 | 0 | 550 | 852.8 |  | kWh | 0 | 0 | Commercial |  | Winter Only | [6 empty] | Large Boilers (>100 MMBtu/hr Heat Input):Uncontrolled | 15 | 60% | [12 empty] | 0% | 0% | 0% | 4 | 4 | 0 | 0 | 0 | 0 | 0 | 0 | 0 | 0 | 0 | [44 empty] | 8 | bar: 2013 Qtr 1 to 2014 Qtr 4
3239 | 446503-Lighting - Interior Compact Fluorescent Fixture <=128 watts | WPSDGENRLG0006, Rev 3, Msr 3 | System | Commercial | 01-ALC-AllCommercial-IntLight | TRUE |  |  | Fixture | RET | 180 | 20 | 0 | 0 | 0 | 160 | 220.8192 |  | kWh | 0.052467 | -0.58162 | Commercial |  | Winter Only | [6 empty] | Large Boilers (>100 MMBtu/hr Heat Input):Uncontrolled | 12 | 60% | [12 empty] | 0% | 0% | 0% | 3 | 3 | 0 | 0 | 0 | 0 | 0 | 0 | 0 | 0 | 0 | 2013 Qtr 1: 0.75; 2013 Qtr 2: 0.75; 2013 Qtr 3: 0.75; 2013 Qtr 4: 0.75; 2014 Qtr 1: 0.75; 2014 Qtr 2: 0.75; 2014 Qtr 3: 0.75; 2014 Qtr 4: 0.75 | 6
3239 | 446507-Lighting - Interior Compact Fluorescent Fixture <=70 watts | WPSDGENRLG0006, Rev 3, Msr 2 | System | Commercial | 01-ALC-AllCommercial-IntLight | TRUE |  |  | Fixture | RET | 214.36 | 15 | 0 | 0 | 0 | 199.36 | 89.04 |  | kWh | 0.021156 | -0.23453 | Commercial |  | Winter Only | [6 empty] | Large Boilers (>100 MMBtu/hr Heat Input):Uncontrolled | 12 | 60% | [12 empty] | 0% | 0% | 0% | 9 | 9 | 0 | 0 | 0 | 0 | 0 | 0 | 0 | 0 | 0 | 2013 Qtr 1: 2.25; 2013 Qtr 2: 2.25; 2013 Qtr 3: 2.25; 2013 Qtr 4: 2.25; 2014 Qtr 1: 2.25; 2014 Qtr 2: 2.25; 2014 Qtr 3: 2.25; 2014 Qtr 4: 2.25 | 18
3239 | 446510-Lighting - Interior Induction Fixture <=250watts | WPSDGENRLG0002, Rev 3, Msr 5 | System | Commercial | 01-ALC-AllCommercial-IntLight | TRUE |  |  | Lamp | RET | 570 | 90 | 0 | 0 | 0 | 480 | 349.0368 |  | kWh | 0.082932 | -0.91934 | Commercial |  | Winter Only | [6 empty] | Large Boilers (>100 MMBtu/hr Heat Input):Uncontrolled | 15 | 60% | [12 empty] | 0% | 0% | 0% | 1 | 1 | 0 | 0 | 0 | 0 | 0 | 0 | 0 | 0 | 0 | 2013 Qtr 1: 0.25; 2013 Qtr 2: 0.25; 2013 Qtr 3: 0.25; 2013 Qtr 4: 0.25; 2014 Qtr 1: 0.25; 2014 Qtr 2: 0.25; 2014 Qtr 3: 0.25; 2014 Qtr 4: 0.25 | 2
3239 | 446513-Lighting - Interior Linear Fluorescent Fixture <=128 watts replacing 101-175 Watts | WPSDGENRLG0044, Rev 3, Msr 5 | System | Commercial | 01-ALC-AllCommercial-IntLight | TRUE |  |  | Fixture | RET | 207 | 25 | 0 | 0 | 0 | 182 | 259.9968 |  | kWh | 0.061776 | -0.68481 | Commercial |  | Winter Only | [6 empty] | Large Boilers (>100 MMBtu/hr Heat Input):Uncontrolled | 15 | 70% | [12 empty] | 0% | 0% | 0% | 62 | 59 | 0 | 0 | 0 | 0 | 0 | 0 | 0 | 0 | 0 | 2013 Qtr 1: 15.5; 2013 Qtr 2: 15.5; 2013 Qtr 3: 15.5; 2013 Qtr 4: 15.5; 2014 Qtr 1: 14.75; 2014 Qtr 2: 14.75; 2014 Qtr 3: 14.75; 2014 Qtr 4: 14.75 | 121
3239 | 446514-Lighting - Interior Linear Fluorescent Fixture <=192 watts replacing 176-399 Watts | WPSDGENRLG0044, Rev 3, Msr 4 | System | Commercial | 01-ALC-AllCommercial-IntLight | TRUE |  |  | Fixture | RET | 253 | 45 | 0 | 0 | 0 | 208 | 413.1456 |  | kWh | 0.098164 | -1.0882 | Commercial |  | Winter Only | [6 empty] | Large Boilers (>100 MMBtu/hr Heat Input):Uncontrolled | 11 | 60% | [12 empty] | 0% | 0% | 0% | 31 | 30 | 0 | 0 | 0 | 0 | 0 | 0 | 0 | 0 | 0 | 2013 Qtr 1: 7.75; 2013 Qtr 2: 7.75; 2013 Qtr 3: 7.75; 2013 Qtr 4: 7.75; 2014 Qtr 1: 7.5; 2014 Qtr 2: 7.5; 2014 Qtr 3: 7.5; 2014 Qtr 4: 7.5 | 61
3239 | 446515-Lighting - Interior Linear Fluorescent Fixture <=244 watts replacing 400 Watts (Tier 1) | Com-Lighting-InGen_MV-455w_PSMH-365w_T5-46in-234w | System | Commercial | 01-ALC-AllCommercial-IntLight | TRUE |  |  | Fixture | RET | 275.71 | 75 | 0 | 0 | 0 | 200.71 | 787 |  | kWh | 0.185 | -2.04 | Commercial |  | Winter Only | [6 empty] | Large Boilers (>100 MMBtu/hr Heat Input):Uncontrolled | 15 | 70% | [12 empty] | 0% | 0% | 0% | 147 | 141 | 0 | 0 | 0 | 0 | 0 | 0 | 0 | 0 | 0 | 2013 Qtr 1: 36.75; 2013 Qtr 2: 36.75; 2013 Qtr 3: 36.75; 2013 Qtr 4: 36.75; 2014 Qtr 1: 35.25; 2014 Qtr 2: 35.25; 2014 Qtr 3: 35.25; 2014 Qtr 4: 35.25 | 288
3239 | 446516-Lighting - Interior Linear Fluorescent Fixture <=600 watts replacing >=400 Watts (Tier 1) | Com-Lighting-InGen_MV-780w_PSMH-456w_T5-46in-351w | System | Commercial | 01-ALC-AllCommercial-IntLight | TRUE |  |  | Fixture | RET | 650 | 100 | 0 | 0 | 0 | 550 | 1530 |  | kWh | 0.36 | -3.96 | Commercial |  | Winter Only | [6 empty] | Large Boilers (>100 MMBtu/hr Heat Input):Uncontrolled | 15 | 70% | [12 empty] | 0% | 0% | 0% | 34 | 34 | 0 | 0 | 0 | 0 | 0 | 0 | 0 | 0 | 0 | 2013 Qtr 1: 8.5; 2013 Qtr 2: 8.5; 2013 Qtr 3: 8.5; 2013 Qtr 4: 8.5; 2014 Qtr 1: 8.5; 2014 Qtr 2: 8.5; 2014 Qtr 3: 8.5; 2014 Qtr 4: 8.5 | 68
3239 | 446517-Lighting - Interior Linear Fluorescent Fixture <=64 watts replacing <=100 Watts | WPSDGENRLG0044, Rev 3, Msr 6 | System | Commercial | 01-ALC-AllCommercial-IntLight | TRUE |  |  | Fixture | RET | 145 | 10 | 0 | 0 | 0 | 135 | 235.0656 |  | kWh | 0.055852 | -0.61915 | Commercial |  | Winter Only | [6 empty] | Large Boilers (>100 MMBtu/hr Heat Input):Uncontrolled | 15 | 70% | [12 empty] | 0% | 0% | 0% | 30 | 28 | 0 | 0 | 0 | 0 | 0 | 0 | 0 | 0 | 0 | 2013 Qtr 1: 7.5; 2013 Qtr 2: 7.5; 2013 Qtr 3: 7.5; 2013 Qtr 4: 7.5; 2014 Qtr 1: 7; 2014 Qtr 2: 7; 2014 Qtr 3: 7; 2014 Qtr 4: 7 | 58
3239 | 446518-Lighting - Interior Linear Fluorescent Fixture 245-360 watts replacing 400 Watts (Tier 2) | WPSDGENRLG0044, Rev 3, Msr 3 | System | Commercial | 01-ALC-AllCommercial-IntLight | TRUE |  |  | Fixture | RET | 275.51 | 45 | 0 | 0 | 0 | 230.51 | 416.7072 |  | kWh | 0.09901 | -1.0976 | Commercial |  | Winter Only | [6 empty] | Large Boilers (>100 MMBtu/hr Heat Input):Uncontrolled | 15 | 70% | [12 empty] | 0% | 0% | 0% | 28 | 27 | 0 | 0 | 0 | 0 | 0 | 0 | 0 | 0 | 0 | 2013 Qtr 1: 7; 2013 Qtr 2: 7; 2013 Qtr 3: 7; 2013 Qtr 4: 7; 2014 Qtr 1: 6.75; 2014 Qtr 2: 6.75; 2014 Qtr 3: 6.75; 2014 Qtr 4: 6.75 | 55
3239 | 446522-Lighting - Interior Pulse Start/Ceramic Metal Halide Fixtures <=600 watts Tier I | WPSDGENRLG0002, Rev 3, Msr 4 | System | Commercial | 01-ALC-AllCommercial-IntLight | TRUE |  |  | Lamp | RET | 570 | 20 | 0 | 0 | 0 | 550 | 740.8128 |  | kWh | 0.17602 | -1.9512 | Commercial |  | Winter Only | [6 empty] | Large Boilers (>100 MMBtu/hr Heat Input):Uncontrolled | 16 | 60% | [12 empty] | 0% | 0% | 0% | 6 | 6 | 0 | 0 | 0 | 0 | 0 | 0 | 0 | 0 | 0 | 2013 Qtr 1: 1.5; 2013 Qtr 2: 1.5; 2013 Qtr 3: 1.5; 2013 Qtr 4: 1.5; 2014 Qtr 1: 1.5; 2014 Qtr 2: 1.5; 2014 Qtr 3: 1.5; 2014 Qtr 4: 1.5 | 12
3239 | 446533-Lighting - Occupancy Sensor - High-Bay Sensor <12' | WPSDGENRLG0016, Rev 2, Msr 3 | System | Commercial | 23-RTL-Retail–SingleStorylarge-LIT_INT | TRUE |  |  | Sensor | RET | 91.27 | 10 | 0 | 0 | 0 | 81.27 | 66.2458 |  | kWh | 0.01574 | -0.19542 | Commercial |  | Winter Only | [6 empty] | Large Boilers (>100 MMBtu/hr Heat Input):Uncontrolled | 8 | 60% | [12 empty] | 0% | 0% | 0% | 72 | 69 | 0 | 0 | 0 | 0 | 0 | 0 | 0 | 0 | 0 | 2013 Qtr 1: 18; 2013 Qtr 2: 18; 2013 Qtr 3: 18; 2013 Qtr 4: 18; 2014 Qtr 1: 17.25; 2014 Qtr 2: 17.25; 2014 Qtr 3: 17.25; 2014 Qtr 4: 17.25 | 141
3239 | 446534-Lighting - Occupancy Sensor - High-Bay Sensor >=12' | WPSDGENRLG0016, Rev 2, Msr 2 | System | Commercial | 01-ALC-AllCommercial-IntLight | TRUE |  |  | Sensor | RET | 91.27 | 15 | 0 | 0 | 0 | 76.27 | 166.6829 |  | kWh | 0.039604 | -0.49171 | Commercial |  | Winter Only | [6 empty] | Large Boilers (>100 MMBtu/hr Heat Input):Uncontrolled | 8 | 60% | [12 empty] | 0% | 0% | 0% | 243 | 233 | 0 | 0 | 0 | 0 | 0 | 0 | 0 | 0 | 0 | 2013 Qtr 1: 60.75; 2013 Qtr 2: 60.75; 2013 Qtr 3: 60.75; 2013 Qtr 4: 60.75; 2014 Qtr 1: 58.25; 2014 Qtr 2: 58.25; 2014 Qtr 3: 58.25; 2014 Qtr 4: 58.25 | 476
3239 | 446536-Lighting - Occupancy Sensor - Wallbox Lighting Sensor | WPSDGENRLG0016, Rev 2, Msr 4 | System | Commercial | 18-OFS-Office–Small-IntLight | TRUE |  |  | Sensor | RET | 77.28 | 5 | 0 | 0 | 0 | 72.28 | 128.2176 |  | kWh | 0.030465 | -0.37824 | Commercial |  | Winter Only | [6 empty] | Large Boilers (>100 MMBtu/hr Heat Input):Uncontrolled | 8 | 60% | [12 empty] | 0% | 0% | 0% | 1618 | 1552 | 0 | 0 | 0 | 0 | 0 | 0 | 0 | 0 | 0 | 2013 Qtr 1: 404.5; 2013 Qtr 2: 404.5; 2013 Qtr 3: 404.5; 2013 Qtr 4: 404.5; 2014 Qtr 1: 388; 2014 Qtr 2: 388; 2014 Qtr 3: 388; 2014 Qtr 4: 388 | 3170
3239 | 446537-Lighting - T8 to 4ft 25 Watt Lamp | WPSDGENRLG0120, Rev 3, Msr 1 | System | Commercial | 18-OFS-Office–Small-IntLight | TRUE |  |  | Lamp | RET | 2 | 1 | 0 | 0 | 0 | 1 | 24.9312 |  | kWh | 0.0059237 | -0.065667 | Commercial |  | Winter Only | [6 empty] | Large Boilers (>100 MMBtu/hr Heat Input):Uncontrolled | 15 | 70% | [12 empty] | 0% | 0% | 0% | 3876 | 3719 | 0 | 0 | 0 | 0 | 0 | 0 | 0 | 0 | 0 | 2013 Qtr 1: 969; 2013 Qtr 2: 969; 2013 Qtr 3: 969; 2013 Qtr 4: 969; 2014 Qtr 1: 929.75; 2014 Qtr 2: 929.75; 2014 Qtr 3: 929.75; 2014 Qtr 4: 929.75 | 7595
3239 | 446538-Lighting - T8 to 4ft 28 Watt Lamp | WPSDGENRLG0120, Rev 3, Msr 2 | System | Commercial | 18-OFS-Office–Small-IntLight | TRUE |  |  | Lamp | RET | 2 | 0.5 | 0 | 0 | 0 | 1.5 | 14.2464 |  | kWh | 0.003385 | -0.037524 | Commercial |  | Winter Only | [6 empty] | Large Boilers (>100 MMBtu/hr Heat Input):Uncontrolled | 15 | 70% | [12 empty] | 0% | 0% | 0% | 1630 | 1563 | 0 | 0 | 0 | 0 | 0 | 0 | 0 | 0 | 0 | 2013 Qtr 1: 407.5; 2013 Qtr 2: 407.5; 2013 Qtr 3: 407.5; 2013 Qtr 4: 407.5; 2014 Qtr 1: 390.75; 2014 Qtr 2: 390.75; 2014 Qtr 3: 390.75; 2014 Qtr 4: 390.75 | 3193
3239 | 446558-Pipe Insulation - High Pressure (>=15 psi) Steam Applic. >=1 in. Dry Cleaner Only | WPSDGENRWH1202, Rev 1, Msr 6 | System | Commercial | 01-ALC-AllCommercial-Vent/Fan | TRUE |  |  | linear ft | RET | 5.22 | 3 | 0 | 0 | 0 | 2.22 | 0 |  | kWh | 0 | 16.3 | Commercial |  | Annual | [6 empty] | Large Boilers (>100 MMBtu/hr Heat Input):Uncontrolled | 20 | 60% | [12 empty] | 0% | 0% | 0% | 22 | 22 | 0 | 0 | 0 | 0 | 0 | 0 | 0 | 0 | 0 | 2013 Qtr 1: 5.5; 2013 Qtr 2: 5.5; 2013 Qtr 3: 5.5; 2013 Qtr 4: 5.5; 2014 Qtr 1: 5.5; 2014 Qtr 2: 5.5; 2014 Qtr 3: 5.5; 2014 Qtr 4: 5.5 | 44
3239 | 446559-Pipe Insulation - Hot Water Applic. <1 in. | WPSDGENRWH1202, Rev 1, Msr 1 | System | Commercial | 01-ALC-AllCommercial-Vent/Fan | TRUE |  |  | linear ft | RET | 5.22 | 2 | 0 | 0 | 0 | 3.22 | 0 |  | kWh | 0 | 3.3 | Commercial |  | Annual | [6 empty] | Large Boilers (>100 MMBtu/hr Heat Input):Uncontrolled | 11 | 60% | [12 empty] | 0% | 0% | 0% | 4 | 4 | 0 | 0 | 0 | 0 | 0 | 0 | 0 | 0 | 0 | [44 empty] | 8 | bar: 2013 Qtr 1 to 2014 Qtr 4
3239 | 446560-Pipe Insulation - Hot Water Applic. >=1 in. | WPSDGENRWH1202, Rev 1, Msr 2 | System | Commercial | 01-ALC-AllCommercial-Vent/Fan | TRUE |  |  | linear ft | RET | 5.22 | 2 | 0 | 0 | 0 | 3.22 | 0 |  | kWh | 0 | 5.9 | Commercial |  | Annual | [6 empty] | Large Boilers (>100 MMBtu/hr Heat Input):Uncontrolled | 11 | 60% | [12 empty] | 0% | 0% | 0% | 9 | 9 | 0 | 0 | 0 | 0 | 0 | 0 | 0 | 0 | 0 | 2013 Qtr 1: 2.25; 2013 Qtr 2: 2.25; 2013 Qtr 3: 2.25; 2013 Qtr 4: 2.25; 2014 Qtr 1: 2.25; 2014 Qtr 2: 2.25; 2014 Qtr 3: 2.25; 2014 Qtr 4: 2.25 | 18
3239 | 446565-Refrigeration - Insulate Bare Suction Pipes | WPSDGENRRN1000, Rev 0, Msr 1 | System | Commercial | 09-GRO-Grocery-REFG | TRUE |  |  | linear ft | RET | 2 | 2 | 0 | 0 | 0 | 0 | 3.469 |  | kWh | 0.00045 | 0 | Commercial |  | Winter Only | [6 empty] | Large Boilers (>100 MMBtu/hr Heat Input):Uncontrolled | 11 | 60% | [12 empty] | 0% | 0% | 0% | 1 | 1 | 0 | 0 | 0 | 0 | 0 | 0 | 0 | 0 | 0 | 2013 Qtr 1: 0.25; 2013 Qtr 2: 0.25; 2013 Qtr 3: 0.25; 2013 Qtr 4: 0.25; 2014 Qtr 1: 0.25; 2014 Qtr 2: 0.25; 2014 Qtr 3: 0.25; 2014 Qtr 4: 0.25 | 2
3239 | 446572-Refrigeration - Food Service -Evaporator Fan Controller for Walk-In Coolers | WPSDGENRRN0011, Rev 0, Msr 1 | System | Commercial | 09-GRO-Grocery-REFG | TRUE |  |  | Motor | RET | 145.75 | 75 | 0 | 0 | 0 | 70.75 | 1185.879 |  | kWh | 0.16296 | 0 | Commercial |  | Winter Only | [6 empty] | Large Boilers (>100 MMBtu/hr Heat Input):Uncontrolled | 16 | 60% | [12 empty] | 0% | 0% | 0% | 6 | 6 | 0 | 0 | 0 | 0 | 0 | 0 | 0 | 0 | 0 | 2013 Qtr 1: 1.5; 2013 Qtr 2: 1.5; 2013 Qtr 3: 1.5; 2013 Qtr 4: 1.5; 2014 Qtr 1: 1.5; 2014 Qtr 2: 1.5; 2014 Qtr 3: 1.5; 2014 Qtr 4: 1.5 | 12
3239 | 446574-Lighting - Exterior LED Fixtures <=110 watts | WPSDGENRLG0181, Rev 1, Msr 2 | System | Commercial | 24-RTS-Retail–Small-LIT_EXT | TRUE |  |  | linear ft | RET | 1056 | 80 | 0 | 0 | 0 | 976 | 166.6 |  | kWh | 0 | 0 | Commercial |  | Winter Only | [6 empty] | Large Boilers (>100 MMBtu/hr Heat Input):Uncontrolled | 15 | 60% | [12 empty] | 0% | 0% | 0% | 7 | 7 | 0 | 0 | 0 | 0 | 0 | 0 | 0 | 0 | 0 | 2013 Qtr 1: 1.75; 2013 Qtr 2: 1.75; 2013 Qtr 3: 1.75; 2013 Qtr 4: 1.75; 2014 Qtr 1: 1.75; 2014 Qtr 2: 1.75; 2014 Qtr 3: 1.75; 2014 Qtr 4: 1.75 | 14
3239 | 446575-Lighting - Exterior LED Fixtures <=192watts | WPSDGENRLG0181, Rev 1, Msr 4 | System | Commercial | 24-RTS-Retail–Small-LIT_EXT | TRUE |  |  | linear ft | RET | 1672 | 125 | 0 | 0 | 0 | 1547 | 241.57 |  | kWh | 0 | 0 | Commercial |  | Winter Only | [6 empty] | Large Boilers (>100 MMBtu/hr Heat Input):Uncontrolled | 16 | 70% | [12 empty] | 0% | 0% | 0% | 32 | 31 | 0 | 0 | 0 | 0 | 0 | 0 | 0 | 0 | 0 | 2013 Qtr 1: 8; 2013 Qtr 2: 8; 2013 Qtr 3: 8; 2013 Qtr 4: 8; 2014 Qtr 1: 7.75; 2014 Qtr 2: 7.75; 2014 Qtr 3: 7.75; 2014 Qtr 4: 7.75 | 63
3239 | 446576-Lighting - Exterior LED Fixtures <=350 watts | WPSDGENRLG0181, Rev 1, Msr 5 | System | Commercial | 24-RTS-Retail–Small-LIT_EXT | TRUE |  |  | linear ft | RET | 2020 | 125 | 0 | 0 | 0 | 1895 | 208.25 |  | kWh | 0 | 0 | Commercial |  | Winter Only | [6 empty] | Large Boilers (>100 MMBtu/hr Heat Input):Uncontrolled | 16 | 70% | [12 empty] | 0% | 0% | 0% | 28 | 27 | 0 | 0 | 0 | 0 | 0 | 0 | 0 | 0 | 0 | 2013 Qtr 1: 7; 2013 Qtr 2: 7; 2013 Qtr 3: 7; 2013 Qtr 4: 7; 2014 Qtr 1: 6.75; 2014 Qtr 2: 6.75; 2014 Qtr 3: 6.75; 2014 Qtr 4: 6.75 | 55
3239 | 446577-Lighting - Exterior LED Fixtures <=80 watts | WPSDGENRLG0181, Rev 1, Msr 1 | System | Commercial | 24-RTS-Retail–Small-LIT_EXT | TRUE |  |  | linear ft | RET | 822 | 50 | 0 | 0 | 0 | 772 | 124.95 |  | kWh | 0 | 0 | Commercial |  | Winter Only | [6 empty] | Large Boilers (>100 MMBtu/hr Heat Input):Uncontrolled | 16 | 70% | [12 empty] | 0% | 0% | 0% | 102 | 98 | 0 | 0 | 0 | 0 | 0 | 0 | 0 | 0 | 0 | 2013 Qtr 1: 25.5; 2013 Qtr 2: 25.5; 2013 Qtr 3: 25.5; 2013 Qtr 4: 25.5; 2014 Qtr 1: 24.5; 2014 Qtr 2: 24.5; 2014 Qtr 3: 24.5; 2014 Qtr 4: 24.5 | 200
3239 | 446579-Lighting - Interior LED Fixtures <=130 watts | WPSDGENRLG0080, Rev 1, Msr 1 | System | Commercial | 24-RTS-Retail–Small-LIT_EXT | TRUE |  |  | linear ft | RET | 1524 | 85 | 0 | 0 | 0 | 1439 | 527.1168 |  | kWh | 0.12524 | -1.3884 | Commercial |  | Winter Only | [6 empty] | Large Boilers (>100 MMBtu/hr Heat Input):Uncontrolled | 12 | 85% | [12 empty] | 0% | 0% | 0% | 1 | 1 | 0 | 0 | 0 | 0 | 0 | 0 | 0 | 0 | 0 | 2013 Qtr 1: 0.25; 2013 Qtr 2: 0.25; 2013 Qtr 3: 0.25; 2013 Qtr 4: 0.25; 2014 Qtr 1: 0.25; 2014 Qtr 2: 0.25; 2014 Qtr 3: 0.25; 2014 Qtr 4: 0.25 | 2
3239 | 446582-Lighting - LED System <=15 watts Surface/Pendant/Recessed Down Lighting | WPSDGENRLG0196, Rev 1, Msr 1 | System | Commercial | 18-OFS-Office–Small-IntLight | TRUE |  |  | Lamp | RET | 208 | 20 | 0 | 0 | 0 | 188 | 192.3264 |  | kWh | 0.045697 | -0.50657 | Commercial |  | Winter Only | [6 empty] | Large Boilers (>100 MMBtu/hr Heat Input):Uncontrolled | 1.8 | 85% | [12 empty] | 0% | 0% | 0% | 52 | 49 | 0 | 0 | 0 | 0 | 0 | 0 | 0 | 0 | 0 | 2013 Qtr 1: 13; 2013 Qtr 2: 13; 2013 Qtr 3: 13; 2013 Qtr 4: 13; 2014 Qtr 1: 12.25; 2014 Qtr 2: 12.25; 2014 Qtr 3: 12.25; 2014 Qtr 4: 12.25 | 101
3239 | 446584-Lighting - Linear LED Systems (T12 Basecase) | WPSDGENRLG0081, Rev 2, Msr 2 | System | Commercial | 18-OFS-Office–Small-IntLight | TRUE |  |  | Fixture | RET | 13 | 12 | 0 | 0 | 0 | 1 | 12.4656 |  | kWh | 0.0029618 | -0.032834 | Commercial |  | Winter Only | [6 empty] | Large Boilers (>100 MMBtu/hr Heat Input):Uncontrolled | 11 | 85% | [12 empty] | 0% | 0% | 0% | 1 | 1 | 0 | 0 | 0 | 0 | 0 | 0 | 0 | 0 | 0 | 2013 Qtr 1: 0.25; 2013 Qtr 2: 0.25; 2013 Qtr 3: 0.25; 2013 Qtr 4: 0.25; 2014 Qtr 1: 0.25; 2014 Qtr 2: 0.25; 2014 Qtr 3: 0.25; 2014 Qtr 4: 0.25 | 2
3239 | 446586-Lighting - Premium Tier 5' Case Door | WPSDGENRLG0082, Rev 1, Msr 1 | System | Commercial | 18-OFS-Office–Small-IntLight | TRUE |  |  | Door | RET | 254 | 65 | 0 | 0 | 0 | 189 | 333 |  | kWh | 0.051 | 0 | Commercial |  | Winter Only | [6 empty] | Large Boilers (>100 MMBtu/hr Heat Input):Uncontrolled | 11 | 70% | [12 empty] | 0% | 0% | 0% | 435 | 417 | 0 | 0 | 0 | 0 | 0 | 0 | 0 | 0 | 0 | 2013 Qtr 1: 108.75; 2013 Qtr 2: 108.75; 2013 Qtr 3: 108.75; 2013 Qtr 4: 108.75; 2014 Qtr 1: 104.25; 2014 Qtr 2: 104.25; 2014 Qtr 3: 104.25; 2014 Qtr 4: 104.25 | 852
3239 | 446587-Lighting - Premium Tier 6' Case Door | WPSDGENRLG0082, Rev 1, Msr 3 | System | Commercial | 18-OFS-Office–Small-IntLight | TRUE |  |  | Door | RET | 299 | 100 | 0 | 0 | 0 | 199 | 577 |  | kWh | 0.088 | 0 | Commercial |  | Winter Only | [6 empty] | Large Boilers (>100 MMBtu/hr Heat Input):Uncontrolled | 11 | 70% | [12 empty] | 0% | 0% | 0% | 327 | 315 | 0 | 0 | 0 | 0 | 0 | 0 | 0 | 0 | 0 | 2013 Qtr 1: 81.75; 2013 Qtr 2: 81.75; 2013 Qtr 3: 81.75; 2013 Qtr 4: 81.75; 2014 Qtr 1: 78.75; 2014 Qtr 2: 78.75; 2014 Qtr 3: 78.75; 2014 Qtr 4: 78.75 | 642
3239 | 446718-Heating - Greenhouse Heat Curtain | Grnhs-Shell-ThermCurt | System | Agricultural |  |  |  |  | Sqft | RET | 0.49 | 0.2 | 0 | 0 | 0 | 0.29 | 0.083 |  | #N/A | 0 | 0.195 | Commercial |  | Winter Only | [6 empty] | Large Boilers (>100 MMBtu/hr Heat Input):Uncontrolled | 5 | 63% | [12 empty] | 0% | 0% | 0% | 13683 | 13127 | 0 | 0 | 0 | 0 | 0 | 0 | 0 | 0 | 0 | 2013 Qtr 1: 3420.75; 2013 Qtr 2: 3420.75; 2013 Qtr 3: 3420.75; 2013 Qtr 4: 3420.75; 2014 Qtr 1: 3281.75; 2014 Qtr 2: 3281.75; 2014 Qtr 3: 3281.75; 2014 Qtr 4: 3281.75 | 26810
3239 | 446719-Heating - Infrared Film for Greenhouse | Grnhs-Shell-Tcurt_to_LIR_Tcurt | System | Agricultural |  |  |  |  | Sqft | RET | 0.05 | 0.05 | 0 | 0 | 0 | 0 | 0.007 |  | #N/A | 0 | 0.103 | Commercial |  | Winter Only | [6 empty] | Large Boilers (>100 MMBtu/hr Heat Input):Uncontrolled | 5 | 46% | [12 empty] | 0% | 0% | 0% | 65624 | 62962 | 0 | 0 | 0 | 0 | 0 | 0 | 0 | 0 | 0 | 2013 Qtr 1: 16406; 2013 Qtr 2: 16406; 2013 Qtr 3: 16406; 2013 Qtr 4: 16406; 2014 Qtr 1: 15740.5; 2014 Qtr 2: 15740.5; 2014 Qtr 3: 15740.5; 2014 Qtr 4: 15740.5 | 128586
3239 | 446723-Pipe Insulation - Medium pressure steam >15 psi < 1" pipe | WPSDGENRWH1202, Rev 1, Msr 5 | System | Misc._Commercial |  |  |  |  | linear ft | RET | 5.22 | 3 | 0 | 0 | 0 | 2.22 | 0 |  | #N/A | 0 | 8.9 | Commercial |  | Annual | [6 empty] | Large Boilers (>100 MMBtu/hr Heat Input):Uncontrolled | 20 | 71% | [12 empty] | 0% | 0% | 0% | 4 | 4 | 0 | 0 | 0 | 0 | 0 | 0 | 0 | 0 | 0 | [44 empty] | 8 | bar: 2013 Qtr 1 to 2014 Qtr 4
3239 | 446724-Pipe Insulation - Medium pressure steam >15 psi >= 1" pipe | WPSDGENRWH1202, Rev 1, Msr 6 | System | Misc._Commercial |  |  |  |  | linear ft | RET | 5.22 | 3 | 0 | 0 | 0 | 2.22 | 0 |  | #N/A | 0 | 16.3 | Commercial |  | Annual | [6 empty] | Large Boilers (>100 MMBtu/hr Heat Input):Uncontrolled | 20 | 71% | [12 empty] | 0% | 0% | 0% | 1 | 1 | 0 | 0 | 0 | 0 | 0 | 0 | 0 | 0 | 0 | 2013 Qtr 1: 0.25; 2013 Qtr 2: 0.25; 2013 Qtr 3: 0.25; 2013 Qtr 4: 0.25; 2014 Qtr 1: 0.25; 2014 Qtr 2: 0.25; 2014 Qtr 3: 0.25; 2014 Qtr 4: 0.25 | 2
3239 | 446727-Lighting - Remove 4 Ft T-8 (De-Lamp 32W) | WPSDGENRLG0022, Rev 3, Msr 3 | System | Commercial | 01-ALC-AllCommercial-IntLight | TRUE |  |  | Lamp | RET | 25.86 | 4 | 0 | 0 | 0 | 21.86 | 106.848 |  | kWh | 0.025387 | -0.28143 | Commercial |  | Winter Only | [6 empty] | Large Boilers (>100 MMBtu/hr Heat Input):Uncontrolled | 15 | 70% | [12 empty] | 0% | 0% | 0% | 559 | 537 | 0 | 0 | 0 | 0 | 0 | 0 | 0 | 0 | 0 | 2013 Qtr 1: 139.75; 2013 Qtr 2: 139.75; 2013 Qtr 3: 139.75; 2013 Qtr 4: 139.75; 2014 Qtr 1: 134.25; 2014 Qtr 2: 134.25; 2014 Qtr 3: 134.25; 2014 Qtr 4: 134.25 | 1096
3239 | 446739-A-lamps: 41-100 watts existing, up to 30 watts LED A-lamp | WPSDGENRLG0106, Rev 1, Msr 15 | System | Commercial | 01-ALC-AllCommercial-IntLight | TRUE |  |  | Lamp | RET | 25.47 | 15 | 0 | 0 | 0 | 10.47 | 151.7262 |  | kWh | 0.032447 | -0.38202 | Commercial |  | Winter Only | [6 empty] | Large Boilers (>100 MMBtu/hr Heat Input):Uncontrolled | 6.3 | 85% | [12 empty] | 0% | 0% | 0% | 102 | 102 | 0 | 0 | 0 | 0 | 0 | 0 | 0 | 0 | 0 | 2013 Qtr 1: 25.5; 2013 Qtr 2: 25.5; 2013 Qtr 3: 25.5; 2013 Qtr 4: 25.5; 2014 Qtr 1: 25.5; 2014 Qtr 2: 25.5; 2014 Qtr 3: 25.5; 2014 Qtr 4: 25.5 | 204
3239 | 446741-MR 16: 36-50 watts existing, 5 watts to 10 watts LED MR 16 | WPSDGENRLG0106, Rev 1, Msr 2 | System | Commercial | 01-ALC-AllCommercial-IntLight | TRUE |  |  | Lamp | RET | 27.9 | 12.5 | 0 | 0 | 0 | 15.4 | 91.961 |  | kWh | 0.019666 | -0.23154 | Commercial |  | Winter Only | [6 empty] | Large Boilers (>100 MMBtu/hr Heat Input):Uncontrolled | 6.3 | 85% | [12 empty] | 0% | 0% | 0% | 578 | 578 | 0 | 0 | 0 | 0 | 0 | 0 | 0 | 0 | 0 | 2013 Qtr 1: 144.5; 2013 Qtr 2: 144.5; 2013 Qtr 3: 144.5; 2013 Qtr 4: 144.5; 2014 Qtr 1: 144.5; 2014 Qtr 2: 144.5; 2014 Qtr 3: 144.5; 2014 Qtr 4: 144.5 | 1156
3239 | 446743-PAR 30: 51-75 watts existing, 10 watts to 21 watts LED PAR 30 | WPSDGENRLG0106, Rev 1, Msr 5 | System | Commercial | 01-ALC-AllCommercial-IntLight | TRUE |  |  |  | RET | 37.14 | 17.5 | 0 | 0 | 0 | 19.64 | 167.9 |  | kWh | 0.035906 | -0.42275 | Commercial |  | Winter Only | [6 empty] | Large Boilers (>100 MMBtu/hr Heat Input):Uncontrolled | 6.3 | 85% | [12 empty] | 0% | 0% | 0% | 170 | 170 | 0 | 0 | 0 | 0 | 0 | 0 | 0 | 0 | 0 | 2013 Qtr 1: 42.5; 2013 Qtr 2: 42.5; 2013 Qtr 3: 42.5; 2013 Qtr 4: 42.5; 2014 Qtr 1: 42.5; 2014 Qtr 2: 42.5; 2014 Qtr 3: 42.5; 2014 Qtr 4: 42.5 | 340
3239 | 446745-PAR 38: 51-90 watts existing, 11 watts to 25 watts LED PAR 38 | WPSDGENRLG0106, Rev 1, Msr 8 | System | Commercial | 01-ALC-AllCommercial-IntLight | TRUE |  |  | Lamp | RET | 55.99 | 20 | 0 | 0 | 0 | 35.99 | 240.3424 |  | kWh | 0.051398 | -0.60515 | Commercial |  | Winter Only | [6 empty] | Large Boilers (>100 MMBtu/hr Heat Input):Uncontrolled | 6.3 | 85% | [12 empty] | 0% | 0% | 0% | 238 | 237 | 0 | 0 | 0 | 0 | 0 | 0 | 0 | 0 | 0 | 2013 Qtr 1: 59.5; 2013 Qtr 2: 59.5; 2013 Qtr 3: 59.5; 2013 Qtr 4: 59.5; 2014 Qtr 1: 59.25; 2014 Qtr 2: 59.25; 2014 Qtr 3: 59.25; 2014 Qtr 4: 59.25 | 475
3239-SW-AG-Deemed Incentives SDG&E_COMPLIANCE | [15 empty] | 0 |  |  | #N/A | [26 empty] | 0% | 0% |  | 0 | 0 | 0 | 0 | 0 | 0 | 0 | 0 | 0 | 0 | 0 | [44 empty] | 0
3239-SW-AG-Deemed Incentives SDG&E_COMPLIANCE | [15 empty] | 0 |  |  | #N/A | [26 empty] | 0% | 0% |  | 0 | 0 | 0 | 0 | 0 | 0 | 0 | 0 | 0 | 0 | 0 | [44 empty] | 0
3239-SW-AG-Deemed Incentives SDG&E_COMPLIANCE | [15 empty] | 0 |  |  | #N/A | [26 empty] | 0% | 0% |  | 0 | 0 | 0 | 0 | 0 | 0 | 0 | 0 | 0 | 0 | 0 | [44 empty] | 0
3239-SW-AG-Deemed Incentives SDG&E_COMPLIANCE | [15 empty] | 0 |  |  | #N/A | [26 empty] | 0% | 0% |  | 0 | 0 | 0 | 0 | 0 | 0 | 0 | 0 | 0 | 0 | 0 | [44 empty] | 0
3239-SW-AG-Deemed Incentives SDG&E_COMPLIANCE | [15 empty] | 0 |  |  | #N/A | [26 empty] | 0% | 0% |  | 0 | 0 | 0 | 0 | 0 | 0 | 0 | 0 | 0 | 0 | 0 | [44 empty] | 0
3239-SW-AG-Deemed Incentives SDG&E_COMPLIANCE | [15 empty] | 0 |  |  | #N/A | [26 empty] | 0% | 0% |  | 0 | 0 | 0 | 0 | 0 | 0 | 0 | 0 | 0 | 0 | 0 | [44 empty] | 0
3239-SW-AG-Deemed Incentives SDG&E_COMPLIANCE | [15 empty] | 0 |  |  | #N/A | [26 empty] | 0% | 0% |  | 0 | 0 | 0 | 0 | 0 | 0 | 0 | 0 | 0 | 0 | 0 | [44 empty] | 0
3239-SW-AG-Deemed Incentives SDG&E_COMPLIANCE | [15 empty] | 0 |  |  | #N/A | [26 empty] | 0% | 0% |  | 0 | 0 | 0 | 0 | 0 | 0 | 0 | 0 | 0 | 0 | 0 | [44 empty] | 0
3239-SW-AG-Deemed Incentives SDG&E_COMPLIANCE | [15 empty] | 0 |  |  | #N/A | [26 empty] | 0% | 0% |  | 0 | 0 | 0 | 0 | 0 | 0 | 0 | 0 | 0 | 0 | 0 | [44 empty] | 0
3239-SW-AG-Deemed Incentives SDG&E_COMPLIANCE | [15 empty] | 0 |  |  | #N/A | [26 empty] | 0% | 0% |  | 0 | 0 | 0 | 0 | 0 | 0 | 0 | 0 | 0 | 0 | 0 | [44 empty] | 0
3239-SW-AG-Deemed Incentives SDG&E_COMPLIANCE | [15 empty] | 0 |  |  | #N/A | [26 empty] | 0% | 0% |  | 0 | 0 | 0 | 0 | 0 | 0 | 0 | 0 | 0 | 0 | 0 | [44 empty] | 0
3239-SW-AG-Deemed Incentives SDG&E_COMPLIANCE | [15 empty] | 0 |  |  | #N/A | [26 empty] | 0% | 0% |  | 0 | 0 | 0 | 0 | 0 | 0 | 0 | 0 | 0 | 0 | 0 | [44 empty] | 0
3239-SW-AG-Deemed Incentives SDG&E_COMPLIANCE | [15 empty] | 0 |  |  | #N/A | [26 empty] | 0% | 0% |  | 0 | 0 | 0 | 0 | 0 | 0 | 0 | 0 | 0 | 0 | 0 | [44 empty] | 0
3239-SW-AG-Deemed Incentives SDG&E_COMPLIANCE | [15 empty] | 0 |  |  | #N/A | [26 empty] | 0% | 0% |  | 0 | 0 | 0 | 0 | 0 | 0 | 0 | 0 | 0 | 0 | 0 | [44 empty] | 0
3239-SW-AG-Deemed Incentives SDG&E_COMPLIANCE | [15 empty] | 0 |  |  | #N/A | [26 empty] | 0% | 0% |  | 0 | 0 | 0 | 0 | 0 | 0 | 0 | 0 | 0 | 0 | 0 | [44 empty] | 0
3239-SW-AG-Deemed Incentives SDG&E_COMPLIANCE | [15 empty] | 0 |  |  | #N/A | [26 empty] | 0% | 0% |  | 0 | 0 | 0 | 0 | 0 | 0 | 0 | 0 | 0 | 0 | 0 | [44 empty] | 0
3239-SW-AG-Deemed Incentives SDG&E_COMPLIANCE | [15 empty] | 0 |  |  | #N/A | [26 empty] | 0% | 0% |  | 0 | 0 | 0 | 0 | 0 | 0 | 0 | 0 | 0 | 0 | 0 | [44 empty] | 0
3239-SW-AG-Deemed Incentives SDG&E_COMPLIANCE | [15 empty] | 0 |  |  | #N/A | [26 empty] | 0% | 0% |  | 0 | 0 | 0 | 0 | 0 | 0 | 0 | 0 | 0 | 0 | 0 | [44 empty] | 0
3239-SW-AG-Deemed Incentives SDG&E_COMPLIANCE | [15 empty] | 0 |  |  | #N/A | [26 empty] | 0% | 0% |  | 0 | 0 | 0 | 0 | 0 | 0 | 0 | 0 | 0 | 0 | 0 | [44 empty] | 0
3239-SW-AG-Deemed Incentives SDG&E_COMPLIANCE | [15 empty] | 0 |  |  | #N/A | [26 empty] | 0% | 0% |  | 0 | 0 | 0 | 0 | 0 | 0 | 0 | 0 | 0 | 0 | 0 | [44 empty] | 0
3239-SW-AG-Deemed Incentives SDG&E_COMPLIANCE | [15 empty] | 0 |  |  | #N/A | [26 empty] | 0% | 0% |  | 0 | 0 | 0 | 0 | 0 | 0 | 0 | 0 | 0 | 0 | 0 | [44 empty] | 0
3239-SW-AG-Deemed Incentives SDG&E_COMPLIANCE | [15 empty] | 0 |  |  | #N/A | [26 empty] | 0% | 0% |  | 0 | 0 | 0 | 0 | 0 | 0 | 0 | 0 | 0 | 0 | 0 | [44 empty] | 0
3239-SW-AG-Deemed Incentives SDG&E_COMPLIANCE | [15 empty] | 0 |  |  | #N/A | [26 empty] | 0% | 0% |  | 0 | 0 | 0 | 0 | 0 | 0 | 0 | 0 | 0 | 0 | 0 | [44 empty] | 0
3239-SW-AG-Deemed Incentives SDG&E_COMPLIANCE | [15 empty] | 0 |  |  | #N/A | [26 empty] | 0% | 0% |  | 0 | 0 | 0 | 0 | 0 | 0 | 0 | 0 | 0 | 0 | 0 | [44 empty] | 0
3239-SW-AG-Deemed Incentives SDG&E_COMPLIANCE | [15 empty] | 0 |  |  | #N/A | [26 empty] | 0% | 0% |  | 0 | 0 | 0 | 0 | 0 | 0 | 0 | 0 | 0 | 0 | 0 | [44 empty] | 0
3239-SW-AG-Deemed Incentives SDG&E_COMPLIANCE | [15 empty] | 0 |  |  | #N/A | [26 empty] | 0% | 0% |  | 0 | 0 | 0 | 0 | 0 | 0 | 0 | 0 | 0 | 0 | 0 | [44 empty] | 0
3239-SW-AG-Deemed Incentives SDG&E_COMPLIANCE | [15 empty] | 0 |  |  | #N/A | [26 empty] | 0% | 0% |  | 0 | 0 | 0 | 0 | 0 | 0 | 0 | 0 | 0 | 0 | 0 | [44 empty] | 0
3239-SW-AG-Deemed Incentives SDG&E_COMPLIANCE | [15 empty] | 0 |  |  | #N/A | [26 empty] | 0% | 0% |  | 0 | 0 | 0 | 0 | 0 | 0 | 0 | 0 | 0 | 0 | 0 | [44 empty] | 0
3239-SW-AG-Deemed Incentives SDG&E_COMPLIANCE | [15 empty] | 0 |  |  | #N/A | [26 empty] | 0% | 0% |  | 0 | 0 | 0 | 0 | 0 | 0 | 0 | 0 | 0 | 0 | 0 | [44 empty] | 0
3239-SW-AG-Deemed Incentives SDG&E_COMPLIANCE | [15 empty] | 0 |  |  | #N/A | [26 empty] | 0% | 0% |  | 0 | 0 | 0 | 0 | 0 | 0 | 0 | 0 | 0 | 0 | 0 | [44 empty] | 0
3239-SW-AG-Deemed Incentives SDG&E_COMPLIANCE | [15 empty] | 0 |  |  | #N/A | [26 empty] | 0% | 0% |  | 0 | 0 | 0 | 0 | 0 | 0 | 0 | 0 | 0 | 0 | 0 | [44 empty] | 0
3239-SW-AG-Deemed Incentives SDG&E_COMPLIANCE | [15 empty] | 0 |  |  | #N/A | [26 empty] | 0% | 0% |  | 0 | 0 | 0 | 0 | 0 | 0 | 0 | 0 | 0 | 0 | 0 | [44 empty] | 0
3239-SW-AG-Deemed Incentives SDG&E_COMPLIANCE | [15 empty] | 0 |  |  | #N/A | [26 empty] | 0% | 0% |  | 0 | 0 | 0 | 0 | 0 | 0 | 0 | 0 | 0 | 0 | 0 | [44 empty] | 0
3239-SW-AG-Deemed Incentives SDG&E_COMPLIANCE | [15 empty] | 0 |  |  | #N/A | [26 empty] | 0% | 0% |  | 0 | 0 | 0 | 0 | 0 | 0 | 0 | 0 | 0 | 0 | 0 | [44 empty] | 0
3239-SW-AG-Deemed Incentives SDG&E_COMPLIANCE | [15 empty] | 0 |  |  | #N/A | [26 empty] | 0% | 0% |  | 0 | 0 | 0 | 0 | 0 | 0 | 0 | 0 | 0 | 0 | 0 | [44 empty] | 0
3239-SW-AG-Deemed Incentives SDG&E_COMPLIANCE | [15 empty] | 0 |  |  | #N/A | [26 empty] | 0% | 0% |  | 0 | 0 | 0 | 0 | 0 | 0 | 0 | 0 | 0 | 0 | 0 | [44 empty] | 0
3239-SW-AG-Deemed Incentives SDG&E_COMPLIANCE | [15 empty] | 0 |  |  | #N/A | [26 empty] | 0% | 0% |  | 0 | 0 | 0 | 0 | 0 | 0 | 0 | 0 | 0 | 0 | 0 | [44 empty] | 0
3239-SW-AG-Deemed Incentives SDG&E_COMPLIANCE | [15 empty] | 0 |  |  | #N/A | [26 empty] | 0% | 0% |  | 0 | 0 | 0 | 0 | 0 | 0 | 0 | 0 | 0 | 0 | 0 | [44 empty] | 0
3239-SW-AG-Deemed Incentives SDG&E_COMPLIANCE | [15 empty] | 0 |  |  | #N/A | [26 empty] | 0% | 0% |  | 0 | 0 | 0 | 0 | 0 | 0 | 0 | 0 | 0 | 0 | 0 | [44 empty] | 0
3239-SW-AG-Deemed Incentives SDG&E_COMPLIANCE | [15 empty] | 0 |  |  | #N/A | [26 empty] | 0% | 0% |  | 0 | 0 | 0 | 0 | 0 | 0 | 0 | 0 | 0 | 0 | 0 | [44 empty] | 0
3239-SW-AG-Deemed Incentives SDG&E_COMPLIANCE | [15 empty] | 0 |  |  | #N/A | [26 empty] | 0% | 0% |  | 0 | 0 | 0 | 0 | 0 | 0 | 0 | 0 | 0 | 0 | 0 | [44 empty] | 0
3239-SW-AG-Deemed Incentives SDG&E_COMPLIANCE | [15 empty] | 0 |  |  | #N/A | [26 empty] | 0% | 0% |  | 0 | 0 | 0 | 0 | 0 | 0 | 0 | 0 | 0 | 0 | 0 | [44 empty] | 0
3239-SW-AG-Deemed Incentives SDG&E_COMPLIANCE | [15 empty] | 0 |  |  | #N/A | [26 empty] | 0% | 0% |  | 0 | 0 | 0 | 0 | 0 | 0 | 0 | 0 | 0 | 0 | 0 | [44 empty] | 0
3239-SW-AG-Deemed Incentives SDG&E_COMPLIANCE | [15 empty] | 0 |  |  | #N/A | [26 empty] | 0% | 0% |  | 0 | 0 | 0 | 0 | 0 | 0 | 0 | 0 | 0 | 0 | 0 | [44 empty] | 0
3239-SW-AG-Deemed Incentives SDG&E_COMPLIANCE | [15 empty] | 0 |  |  | #N/A | [26 empty] | 0% | 0% |  | 0 | 0 | 0 | 0 | 0 | 0 | 0 | 0 | 0 | 0 | 0 | [44 empty] | 0
3239-SW-AG-Deemed Incentives SDG&E_COMPLIANCE | [15 empty] | 0 |  |  | #N/A | [26 empty] | 0% | 0% |  | 0 | 0 | 0 | 0 | 0 | 0 | 0 | 0 | 0 | 0 | 0 | [44 empty] | 0
3239-SW-AG-Deemed Incentives SDG&E_COMPLIANCE | [15 empty] | 0 |  |  | #N/A | [26 empty] | 0% | 0% |  | 0 | 0 | 0 | 0 | 0 | 0 | 0 | 0 | 0 | 0 | 0 | [44 empty] | 0
3239-SW-AG-Deemed Incentives SDG&E_COMPLIANCE | [15 empty] | 0 |  |  | #N/A | [26 empty] | 0% | 0% |  | 0 | 0 | 0 | 0 | 0 | 0 | 0 | 0 | 0 | 0 | 0 | [44 empty] | 0
3239-SW-AG-Deemed Incentives SDG&E_COMPLIANCE | [15 empty] | 0 |  |  | #N/A | [26 empty] | 0% | 0% |  | 0 | 0 | 0 | 0 | 0 | 0 | 0 | 0 | 0 | 0 | 0 | [44 empty] | 0
3239-SW-AG-Deemed Incentives SDG&E_COMPLIANCE | [15 empty] | 0 |  |  | #N/A | [26 empty] | 0% | 0% |  | 0 | 0 | 0 | 0 | 0 | 0 | 0 | 0 | 0 | 0 | 0 | [44 empty] | 0
3239-SW-AG-Deemed Incentives SDG&E_COMPLIANCE | [15 empty] | 0 |  |  | #N/A | [26 empty] | 0% | 0% |  | 0 | 0 | 0 | 0 | 0 | 0 | 0 | 0 | 0 | 0 | 0 | [44 empty] | 0
3239-SW-AG-Deemed Incentives SDG&E_COMPLIANCE | [15 empty] | 0 |  |  | #N/A | [26 empty] | 0% | 0% |  | 0 | 0 | 0 | 0 | 0 | 0 | 0 | 0 | 0 | 0 | 0 | [44 empty] | 0
3239-SW-AG-Deemed Incentives SDG&E_COMPLIANCE | [15 empty] | 0 |  |  | #N/A | [26 empty] | 0% | 0% |  | 0 | 0 | 0 | 0 | 0 | 0 | 0 | 0 | 0 | 0 | 0 | [44 empty] | 0
3239-SW-AG-Deemed Incentives SDG&E_COMPLIANCE | [15 empty] | 0 |  |  | #N/A | [26 empty] | 0% | 0% |  | 0 | 0 | 0 | 0 | 0 | 0 | 0 | 0 | 0 | 0 | 0 | [44 empty] | 0
3239-SW-AG-Deemed Incentives SDG&E_COMPLIANCE | [15 empty] | 0 |  |  | #N/A | [26 empty] | 0% | 0% |  | 0 | 0 | 0 | 0 | 0 | 0 | 0 | 0 | 0 | 0 | 0 | [44 empty] | 0
3239-SW-AG-Deemed Incentives SDG&E_COMPLIANCE | [15 empty] | 0 |  |  | #N/A | [26 empty] | 0% | 0% |  | 0 | 0 | 0 | 0 | 0 | 0 | 0 | 0 | 0 | 0 | 0 | [44 empty] | 0
3239-SW-AG-Deemed Incentives SDG&E_COMPLIANCE | [15 empty] | 0 |  |  | #N/A | [26 empty] | 0% | 0% |  | 0 | 0 | 0 | 0 | 0 | 0 | 0 | 0 | 0 | 0 | 0 | [44 empty] | 0
3239-SW-AG-Deemed Incentives SDG&E_COMPLIANCE | [15 empty] | 0 |  |  | #N/A | [26 empty] | 0% | 0% |  | 0 | 0 | 0 | 0 | 0 | 0 | 0 | 0 | 0 | 0 | 0 | [44 empty] | 0
3239-SW-AG-Deemed Incentives SDG&E_COMPLIANCE | [15 empty] | 0 |  |  | #N/A | [26 empty] | 0% | 0% |  | 0 | 0 | 0 | 0 | 0 | 0 | 0 | 0 | 0 | 0 | 0 | [44 empty] | 0
3239-SW-AG-Deemed Incentives SDG&E_COMPLIANCE | [15 empty] | 0 |  |  | #N/A | [26 empty] | 0% | 0% |  | 0 | 0 | 0 | 0 | 0 | 0 | 0 | 0 | 0 | 0 | 0 | [44 empty] | 0
3239-SW-AG-Deemed Incentives SDG&E_COMPLIANCE | [15 empty] | 0 |  |  | #N/A | [26 empty] | 0% | 0% |  | 0 | 0 | 0 | 0 | 0 | 0 | 0 | 0 | 0 | 0 | 0 | [44 empty] | 0
3239-SW-AG-Deemed Incentives SDG&E_COMPLIANCE | [15 empty] | 0 |  |  | #N/A | [26 empty] | 0% | 0% |  | 0 | 0 | 0 | 0 | 0 | 0 | 0 | 0 | 0 | 0 | 0 | [44 empty] | 0
3239-SW-AG-Deemed Incentives SDG&E_COMPLIANCE | [15 empty] | 0 |  |  | #N/A | [26 empty] | 0% | 0% |  | 0 | 0 | 0 | 0 | 0 | 0 | 0 | 0 | 0 | 0 | 0 | [44 empty] | 0
3239-SW-AG-Deemed Incentives SDG&E_COMPLIANCE | [15 empty] | 0 |  |  | #N/A | [26 empty] | 0% | 0% |  | 0 | 0 | 0 | 0 | 0 | 0 | 0 | 0 | 0 | 0 | 0 | [44 empty] | 0
3239-SW-AG-Deemed Incentives SDG&E_COMPLIANCE | [15 empty] | 0 |  |  | #N/A | [26 empty] | 0% | 0% |  | 0 | 0 | 0 | 0 | 0 | 0 | 0 | 0 | 0 | 0 | 0 | [44 empty] | 0
3239-SW-AG-Deemed Incentives SDG&E_COMPLIANCE | [15 empty] | 0 |  |  | #N/A | [26 empty] | 0% | 0% |  | 0 | 0 | 0 | 0 | 0 | 0 | 0 | 0 | 0 | 0 | 0 | [44 empty] | 0
3239-SW-AG-Deemed Incentives SDG&E_COMPLIANCE | [15 empty] | 0 |  |  | #N/A | [26 empty] | 0% | 0% |  | 0 | 0 | 0 | 0 | 0 | 0 | 0 | 0 | 0 | 0 | 0 | [44 empty] | 0
3239-SW-AG-Deemed Incentives SDG&E_COMPLIANCE | [15 empty] | 0 |  |  | #N/A | [26 empty] | 0% | 0% |  | 0 | 0 | 0 | 0 | 0 | 0 | 0 | 0 | 0 | 0 | 0 | [44 empty] | 0
3239-SW-AG-Deemed Incentives SDG&E_COMPLIANCE | [15 empty] | 0 |  |  | #N/A | [26 empty] | 0% | 0% |  | 0 | 0 | 0 | 0 | 0 | 0 | 0 | 0 | 0 | 0 | 0 | [44 empty] | 0
3239-SW-AG-Deemed Incentives SDG&E_COMPLIANCE | [15 empty] | 0 |  |  | #N/A | [26 empty] | 0% | 0% |  | 0 | 0 | 0 | 0 | 0 | 0 | 0 | 0 | 0 | 0 | 0 | [44 empty] | 0
3239-SW-AG-Deemed Incentives SDG&E_COMPLIANCE | [15 empty] | 0 |  |  | #N/A | [26 empty] | 0% | 0% |  | 0 | 0 | 0 | 0 | 0 | 0 | 0 | 0 | 0 | 0 | 0 | [44 empty] | 0
3239-SW-AG-Deemed Incentives SDG&E_COMPLIANCE | [15 empty] | 0 |  |  | #N/A | [26 empty] | 0% | 0% |  | 0 | 0 | 0 | 0 | 0 | 0 | 0 | 0 | 0 | 0 | 0 | [44 empty] | 0
3239-SW-AG-Deemed Incentives SDG&E_COMPLIANCE | [15 empty] | 0 |  |  | #N/A | [26 empty] | 0% | 0% |  | 0 | 0 | 0 | 0 | 0 | 0 | 0 | 0 | 0 | 0 | 0 | [44 empty] | 0
3239-SW-AG-Deemed Incentives SDG&E_COMPLIANCE | [15 empty] | 0 |  |  | #N/A | [26 empty] | 0% | 0% |  | 0 | 0 | 0 | 0 | 0 | 0 | 0 | 0 | 0 | 0 | 0 | [44 empty] | 0
3239-SW-AG-Deemed Incentives SDG&E_COMPLIANCE | [15 empty] | 0 |  |  | #N/A | [26 empty] | 0% | 0% |  | 0 | 0 | 0 | 0 | 0 | 0 | 0 | 0 | 0 | 0 | 0 | [44 empty] | 0
3239-SW-AG-Deemed Incentives SDG&E_COMPLIANCE | [15 empty] | 0 |  |  | #N/A | [26 empty] | 0% | 0% |  | 0 | 0 | 0 | 0 | 0 | 0 | 0 | 0 | 0 | 0 | 0 | [44 empty] | 0
3239-SW-AG-Deemed Incentives SDG&E_COMPLIANCE | [15 empty] | 0 |  |  | #N/A | [26 empty] | 0% | 0% |  | 0 | 0 | 0 | 0 | 0 | 0 | 0 | 0 | 0 | 0 | 0 | [44 empty] | 0
3239-SW-AG-Deemed Incentives SDG&E_COMPLIANCE | [15 empty] | 0 |  |  | #N/A | [26 empty] | 0% | 0% |  | 0 | 0 | 0 | 0 | 0 | 0 | 0 | 0 | 0 | 0 | 0 | [44 empty] | 0
3239-SW-AG-Deemed Incentives SDG&E_COMPLIANCE | [15 empty] | 0 |  |  | #N/A | [26 empty] | 0% | 0% |  | 0 | 0 | 0 | 0 | 0 | 0 | 0 | 0 | 0 | 0 | 0 | [44 empty] | 0
3239-SW-AG-Deemed Incentives SDG&E_COMPLIANCE | [15 empty] | 0 |  |  | #N/A | [26 empty] | 0% | 0% |  | 0 | 0 | 0 | 0 | 0 | 0 | 0 | 0 | 0 | 0 | 0 | [44 empty] | 0
3239-SW-AG-Deemed Incentives SDG&E_COMPLIANCE | [15 empty] | 0 |  |  | #N/A | [26 empty] | 0% | 0% |  | 0 | 0 | 0 | 0 | 0 | 0 | 0 | 0 | 0 | 0 | 0 | [44 empty] | 0
3239-SW-AG-Deemed Incentives SDG&E_COMPLIANCE | [15 empty] | 0 |  |  | #N/A | [26 empty] | 0% | 0% |  | 0 | 0 | 0 | 0 | 0 | 0 | 0 | 0 | 0 | 0 | 0 | [44 empty] | 0
3239-SW-AG-Deemed Incentives SDG&E_COMPLIANCE | [15 empty] | 0 |  |  | #N/A | [26 empty] | 0% | 0% |  | 0 | 0 | 0 | 0 | 0 | 0 | 0 | 0 | 0 | 0 | 0 | [44 empty] | 0
3239-SW-AG-Deemed Incentives SDG&E_COMPLIANCE | [15 empty] | 0 |  |  | #N/A | [26 empty] | 0% | 0% |  | 0 | 0 | 0 | 0 | 0 | 0 | 0 | 0 | 0 | 0 | 0 | [44 empty] | 0
3239-SW-AG-Deemed Incentives SDG&E_COMPLIANCE | [15 empty] | 0 |  |  | #N/A | [26 empty] | 0% | 0% |  | 0 | 0 | 0 | 0 | 0 | 0 | 0 | 0 | 0 | 0 | 0 | [44 empty] | 0
3239-SW-AG-Deemed Incentives SDG&E_COMPLIANCE | [15 empty] | 0 |  |  | #N/A | [26 empty] | 0% | 0% |  | 0 | 0 | 0 | 0 | 0 | 0 | 0 | 0 | 0 | 0 | 0 | [44 empty] | 0
3239-SW-AG-Deemed Incentives SDG&E_COMPLIANCE | [15 empty] | 0 |  |  | #N/A | [26 empty] | 0% | 0% |  | 0 | 0 | 0 | 0 | 0 | 0 | 0 | 0 | 0 | 0 | 0 | [44 empty] | 0
3239-SW-AG-Deemed Incentives SDG&E_COMPLIANCE | [15 empty] | 0 |  |  | #N/A | [26 empty] | 0% | 0% |  | 0 | 0 | 0 | 0 | 0 | 0 | 0 | 0 | 0 | 0 | 0 | [44 empty] | 0
3239-SW-AG-Deemed Incentives SDG&E_COMPLIANCE | [15 empty] | 0 |  |  | #N/A | [26 empty] | 0% | 0% |  | 0 | 0 | 0 | 0 | 0 | 0 | 0 | 0 | 0 | 0 | 0 | [44 empty] | 0
3239-SW-AG-Deemed Incentives SDG&E_COMPLIANCE | [15 empty] | 0 |  |  | #N/A | [26 empty] | 0% | 0% |  | 0 | 0 | 0 | 0 | 0 | 0 | 0 | 0 | 0 | 0 | 0 | [44 empty] | 0
3239-SW-AG-Deemed Incentives SDG&E_COMPLIANCE | [15 empty] | 0 |  |  | #N/A | [26 empty] | 0% | 0% |  | 0 | 0 | 0 | 0 | 0 | 0 | 0 | 0 | 0 | 0 | 0 | [44 empty] | 0
3239-SW-AG-Deemed Incentives SDG&E_COMPLIANCE | [15 empty] | 0 |  |  | #N/A | [26 empty] | 0% | 0% |  | 0 | 0 | 0 | 0 | 0 | 0 | 0 | 0 | 0 | 0 | 0 | [44 empty] | 0
3239-SW-AG-Deemed Incentives SDG&E_COMPLIANCE | [15 empty] | 0 |  |  | #N/A | [26 empty] | 0% | 0% |  | 0 | 0 | 0 | 0 | 0 | 0 | 0 | 0 | 0 | 0 | 0 | [44 empty] | 0
3239-SW-AG-Deemed Incentives SDG&E_COMPLIANCE | [15 empty] | 0 |  |  | #N/A | [26 empty] | 0% | 0% |  | 0 | 0 | 0 | 0 | 0 | 0 | 0 | 0 | 0 | 0 | 0 | [44 empty] | 0
3239-SW-AG-Deemed Incentives SDG&E_COMPLIANCE | [15 empty] | 0 |  |  | #N/A | [26 empty] | 0% | 0% |  | 0 | 0 | 0 | 0 | 0 | 0 | 0 | 0 | 0 | 0 | 0 | [44 empty] | 0
3239-SW-AG-Deemed Incentives SDG&E_COMPLIANCE | [15 empty] | 0 |  |  | #N/A | [26 empty] | 0% | 0% |  | 0 | 0 | 0 | 0 | 0 | 0 | 0 | 0 | 0 | 0 | 0 | [44 empty] | 0
3239-SW-AG-Deemed Incentives SDG&E_COMPLIANCE | [15 empty] | 0 |  |  | #N/A | [26 empty] | 0% | 0% |  | 0 | 0 | 0 | 0 | 0 | 0 | 0 | 0 | 0 | 0 | 0 | [44 empty] | 0
3239-SW-AG-Deemed Incentives SDG&E_COMPLIANCE | [15 empty] | 0 |  |  | #N/A | [26 empty] | 0% | 0% |  | 0 | 0 | 0 | 0 | 0 | 0 | 0 | 0 | 0 | 0 | 0 | [44 empty] | 0
3239-SW-AG-Deemed Incentives SDG&E_COMPLIANCE | [15 empty] | 0 |  |  | #N/A | [26 empty] | 0% | 0% |  | 0 | 0 | 0 | 0 | 0 | 0 | 0 | 0 | 0 | 0 | 0 | [44 empty] | 0
3239-SW-AG-Deemed Incentives SDG&E_COMPLIANCE | [15 empty] | 0 |  |  | #N/A | [26 empty] | 0% | 0% |  | 0 | 0 | 0 | 0 | 0 | 0 | 0 | 0 | 0 | 0 | 0 | [44 empty] | 0
3239-SW-AG-Deemed Incentives SDG&E_COMPLIANCE | [15 empty] | 0 |  |  | #N/A | [26 empty] | 0% | 0% |  | 0 | 0 | 0 | 0 | 0 | 0 | 0 | 0 | 0 | 0 | 0 | [44 empty] | 0
3239-SW-AG-Deemed Incentives SDG&E_COMPLIANCE | [15 empty] | 0 |  |  | #N/A | [26 empty] | 0% | 0% |  | 0 | 0 | 0 | 0 | 0 | 0 | 0 | 0 | 0 | 0 | 0 | [44 empty] | 0
3239-SW-AG-Deemed Incentives SDG&E_COMPLIANCE | [15 empty] | 0 |  |  | #N/A | [26 empty] | 0% | 0% |  | 0 | 0 | 0 | 0 | 0 | 0 | 0 | 0 | 0 | 0 | 0 | [44 empty] | 0
3239-SW-AG-Deemed Incentives SDG&E_COMPLIANCE | [15 empty] | 0 |  |  | #N/A | [26 empty] | 0% | 0% |  | 0 | 0 | 0 | 0 | 0 | 0 | 0 | 0 | 0 | 0 | 0 | [44 empty] | 0
3239-SW-AG-Deemed Incentives SDG&E_COMPLIANCE | [15 empty] | 0 |  |  | #N/A | [26 empty] | 0% | 0% |  | 0 | 0 | 0 | 0 | 0 | 0 | 0 | 0 | 0 | 0 | 0 | [44 empty] | 0
3239-SW-AG-Deemed Incentives SDG&E_COMPLIANCE | [15 empty] | 0 |  |  | #N/A | [26 empty] | 0% | 0% |  | 0 | 0 | 0 | 0 | 0 | 0 | 0 | 0 | 0 | 0 | 0 | [44 empty] | 0
3239-SW-AG-Deemed Incentives SDG&E_COMPLIANCE | [15 empty] | 0 |  |  | #N/A | [26 empty] | 0% | 0% |  | 0 | 0 | 0 | 0 | 0 | 0 | 0 | 0 | 0 | 0 | 0 | [44 empty] | 0
3239-SW-AG-Deemed Incentives SDG&E_COMPLIANCE | [15 empty] | 0 |  |  | #N/A | [26 empty] | 0% | 0% |  | 0 | 0 | 0 | 0 | 0 | 0 | 0 | 0 | 0 | 0 | 0 | [44 empty] | 0
3239-SW-AG-Deemed Incentives SDG&E_COMPLIANCE | [15 empty] | 0 |  |  | #N/A | [26 empty] | 0% | 0% |  | 0 | 0 | 0 | 0 | 0 | 0 | 0 | 0 | 0 | 0 | 0 | [44 empty] | 0
3239-SW-AG-Deemed Incentives SDG&E_COMPLIANCE | [15 empty] | 0 |  |  | #N/A | [26 empty] | 0% | 0% |  | 0 | 0 | 0 | 0 | 0 | 0 | 0 | 0 | 0 | 0 | 0 | [44 empty] | 0
3239-SW-AG-Deemed Incentives SDG&E_COMPLIANCE | [15 empty] | 0 |  |  | #N/A | [26 empty] | 0% | 0% |  | 0 | 0 | 0 | 0 | 0 | 0 | 0 | 0 | 0 | 0 | 0 | [44 empty] | 0
3239-SW-AG-Deemed Incentives SDG&E_COMPLIANCE | [15 empty] | 0 |  |  | #N/A | [26 empty] | 0% | 0% |  | 0 | 0 | 0 | 0 | 0 | 0 | 0 | 0 | 0 | 0 | 0 | [44 empty] | 0
3239-SW-AG-Deemed Incentives SDG&E_COMPLIANCE | [15 empty] | 0 |  |  | #N/A | [26 empty] | 0% | 0% |  | 0 | 0 | 0 | 0 | 0 | 0 | 0 | 0 | 0 | 0 | 0 | [44 empty] | 0
3239-SW-AG-Deemed Incentives SDG&E_COMPLIANCE | [15 empty] | 0 |  |  | #N/A | [26 empty] | 0% | 0% |  | 0 | 0 | 0 | 0 | 0 | 0 | 0 | 0 | 0 | 0 | 0 | [44 empty] | 0
3239-SW-AG-Deemed Incentives SDG&E_COMPLIANCE | [15 empty] | 0 |  |  | #N/A | [26 empty] | 0% | 0% |  | 0 | 0 | 0 | 0 | 0 | 0 | 0 | 0 | 0 | 0 | 0 | [44 empty] | 0
3239-SW-AG-Deemed Incentives SDG&E_COMPLIANCE | [15 empty] | 0 |  |  | #N/A | [26 empty] | 0% | 0% |  | 0 | 0 | 0 | 0 | 0 | 0 | 0 | 0 | 0 | 0 | 0 | [44 empty] | 0
3239-SW-AG-Deemed Incentives SDG&E_COMPLIANCE | [15 empty] | 0 |  |  | #N/A | [26 empty] | 0% | 0% |  | 0 | 0 | 0 | 0 | 0 | 0 | 0 | 0 | 0 | 0 | 0 | [44 empty] | 0
3239-SW-AG-Deemed Incentives SDG&E_COMPLIANCE | [15 empty] | 0 |  |  | #N/A | [26 empty] | 0% | 0% |  | 0 | 0 | 0 | 0 | 0 | 0 | 0 | 0 | 0 | 0 | 0 | [44 empty] | 0
3239-SW-AG-Deemed Incentives SDG&E_COMPLIANCE | [15 empty] | 0 |  |  | #N/A | [26 empty] | 0% | 0% |  | 0 | 0 | 0 | 0 | 0 | 0 | 0 | 0 | 0 | 0 | 0 | [44 empty] | 0
3239-SW-AG-Deemed Incentives SDG&E_COMPLIANCE | [15 empty] | 0 |  |  | #N/A | [26 empty] | 0% | 0% |  | 0 | 0 | 0 | 0 | 0 | 0 | 0 | 0 | 0 | 0 | 0 | [44 empty] | 0
3239-SW-AG-Deemed Incentives SDG&E_COMPLIANCE | [15 empty] | 0 |  |  | #N/A | [26 empty] | 0% | 0% |  | 0 | 0 | 0 | 0 | 0 | 0 | 0 | 0 | 0 | 0 | 0 | [44 empty] | 0
3239-SW-AG-Deemed Incentives SDG&E_COMPLIANCE | [15 empty] | 0 |  |  | #N/A | [26 empty] | 0% | 0% |  | 0 | 0 | 0 | 0 | 0 | 0 | 0 | 0 | 0 | 0 | 0 | [44 empty] | 0
3239-SW-AG-Deemed Incentives SDG&E_COMPLIANCE | [15 empty] | 0 |  |  | #N/A | [26 empty] | 0% | 0% |  | 0 | 0 | 0 | 0 | 0 | 0 | 0 | 0 | 0 | 0 | 0 | [44 empty] | 0
3239-SW-AG-Deemed Incentives SDG&E_COMPLIANCE | [15 empty] | 0 |  |  | #N/A | [26 empty] | 0% | 0% |  | 0 | 0 | 0 | 0 | 0 | 0 | 0 | 0 | 0 | 0 | 0 | [44 empty] | 0
3239-SW-AG-Deemed Incentives SDG&E_COMPLIANCE | [15 empty] | 0 |  |  | #N/A | [26 empty] | 0% | 0% |  | 0 | 0 | 0 | 0 | 0 | 0 | 0 | 0 | 0 | 0 | 0 | [44 empty] | 0
3239-SW-AG-Deemed Incentives SDG&E_COMPLIANCE | [15 empty] | 0 |  |  | #N/A | [26 empty] | 0% | 0% |  | 0 | 0 | 0 | 0 | 0 | 0 | 0 | 0 | 0 | 0 | 0 | [44 empty] | 0
3239-SW-AG-Deemed Incentives SDG&E_COMPLIANCE | [15 empty] | 0 |  |  | #N/A | [26 empty] | 0% | 0% |  | 0 | 0 | 0 | 0 | 0 | 0 | 0 | 0 | 0 | 0 | 0 | [44 empty] | 0
3239-SW-AG-Deemed Incentives SDG&E_COMPLIANCE | [15 empty] | 0 |  |  | #N/A | [26 empty] | 0% | 0% |  | 0 | 0 | 0 | 0 | 0 | 0 | 0 | 0 | 0 | 0 | 0 | [44 empty] | 0
3239-SW-AG-Deemed Incentives SDG&E_COMPLIANCE | [15 empty] | 0 |  |  | #N/A | [26 empty] | 0% | 0% |  | 0 | 0 | 0 | 0 | 0 | 0 | 0 | 0 | 0 | 0 | 0 | [44 empty] | 0
3239-SW-AG-Deemed Incentives SDG&E_COMPLIANCE | [15 empty] | 0 |  |  | #N/A | [26 empty] | 0% | 0% |  | 0 | 0 | 0 | 0 | 0 | 0 | 0 | 0 | 0 | 0 | 0 | [44 empty] | 0
3239-SW-AG-Deemed Incentives SDG&E_COMPLIANCE | [15 empty] | 0 |  |  | #N/A | [26 empty] | 0% | 0% |  | 0 | 0 | 0 | 0 | 0 | 0 | 0 | 0 | 0 | 0 | 0 | [44 empty] | 0
3239-SW-AG-Deemed Incentives SDG&E_COMPLIANCE | [15 empty] | 0 |  |  | #N/A | [26 empty] | 0% | 0% |  | 0 | 0 | 0 | 0 | 0 | 0 | 0 | 0 | 0 | 0 | 0 | [44 empty] | 0
3239-SW-AG-Deemed Incentives SDG&E_COMPLIANCE | [15 empty] | 0 |  |  | #N/A | [26 empty] | 0% | 0% |  | 0 | 0 | 0 | 0 | 0 | 0 | 0 | 0 | 0 | 0 | 0 | [44 empty] | 0
3239-SW-AG-Deemed Incentives SDG&E_COMPLIANCE | [15 empty] | 0 |  |  | #N/A | [26 empty] | 0% | 0% |  | 0 | 0 | 0 | 0 | 0 | 0 | 0 | 0 | 0 | 0 | 0 | [44 empty] | 0
3239-SW-AG-Deemed Incentives SDG&E_COMPLIANCE | [15 empty] | 0 |  |  | #N/A | [26 empty] | 0% | 0% |  | 0 | 0 | 0 | 0 | 0 | 0 | 0 | 0 | 0 | 0 | 0 | [44 empty] | 0
3239-SW-AG-Deemed Incentives SDG&E_COMPLIANCE | [15 empty] | 0 |  |  | #N/A | [26 empty] | 0% | 0% |  | 0 | 0 | 0 | 0 | 0 | 0 | 0 | 0 | 0 | 0 | 0 | [44 empty] | 0
3239-SW-AG-Deemed Incentives SDG&E_COMPLIANCE | [15 empty] | 0 |  |  | #N/A | [26 empty] | 0% | 0% |  | 0 | 0 | 0 | 0 | 0 | 0 | 0 | 0 | 0 | 0 | 0 | [44 empty] | 0
3239-SW-AG-Deemed Incentives SDG&E_COMPLIANCE | [15 empty] | 0 |  |  | #N/A | [26 empty] | 0% | 0% |  | 0 | 0 | 0 | 0 | 0 | 0 | 0 | 0 | 0 | 0 | 0 | [44 empty] | 0
3239-SW-AG-Deemed Incentives SDG&E_COMPLIANCE | [15 empty] | 0 |  |  | #N/A | [26 empty] | 0% | 0% |  | 0 | 0 | 0 | 0 | 0 | 0 | 0 | 0 | 0 | 0 | 0 | [44 empty] | 0
3239-SW-AG-Deemed Incentives SDG&E_COMPLIANCE | [15 empty] | 0 |  |  | #N/A | [26 empty] | 0% | 0% |  | 0 | 0 | 0 | 0 | 0 | 0 | 0 | 0 | 0 | 0 | 0 | [44 empty] | 0
3239-SW-AG-Deemed Incentives SDG&E_COMPLIANCE | [15 empty] | 0 |  |  | #N/A | [26 empty] | 0% | 0% |  | 0 | 0 | 0 | 0 | 0 | 0 | 0 | 0 | 0 | 0 | 0 | [44 empty] | 0
3239-SW-AG-Deemed Incentives SDG&E_COMPLIANCE | [15 empty] | 0 |  |  | #N/A | [26 empty] | 0% | 0% |  | 0 | 0 | 0 | 0 | 0 | 0 | 0 | 0 | 0 | 0 | 0 | [44 empty] | 0
3239-SW-AG-Deemed Incentives SDG&E_COMPLIANCE | [15 empty] | 0 |  |  | #N/A | [26 empty] | 0% | 0% |  | 0 | 0 | 0 | 0 | 0 | 0 | 0 | 0 | 0 | 0 | 0 | [44 empty] | 0
3239-SW-AG-Deemed Incentives SDG&E_COMPLIANCE | [15 empty] | 0 |  |  | #N/A | [26 empty] | 0% | 0% |  | 0 | 0 | 0 | 0 | 0 | 0 | 0 | 0 | 0 | 0 | 0 | [44 empty] | 0
3239-SW-AG-Deemed Incentives SDG&E_COMPLIANCE | [15 empty] | 0 |  |  | #N/A | [26 empty] | 0% | 0% |  | 0 | 0 | 0 | 0 | 0 | 0 | 0 | 0 | 0 | 0 | 0 | [44 empty] | 0
3239-SW-AG-Deemed Incentives SDG&E_COMPLIANCE | [15 empty] | 0 |  |  | #N/A | [26 empty] | 0% | 0% |  | 0 | 0 | 0 | 0 | 0 | 0 | 0 | 0 | 0 | 0 | 0 | [44 empty] | 0
3239-SW-AG-Deemed Incentives SDG&E_COMPLIANCE | [15 empty] | 0 |  |  | #N/A | [26 empty] | 0% | 0% |  | 0 | 0 | 0 | 0 | 0 | 0 | 0 | 0 | 0 | 0 | 0 | [44 empty] | 0
3239-SW-AG-Deemed Incentives SDG&E_COMPLIANCE | [15 empty] | 0 |  |  | #N/A | [26 empty] | 0% | 0% |  | 0 | 0 | 0 | 0 | 0 | 0 | 0 | 0 | 0 | 0 | 0 | [44 empty] | 0
3239-SW-AG-Deemed Incentives SDG&E_COMPLIANCE | [15 empty] | 0 |  |  | #N/A | [26 empty] | 0% | 0% |  | 0 | 0 | 0 | 0 | 0 | 0 | 0 | 0 | 0 | 0 | 0 | [44 empty] | 0
3239-SW-AG-Deemed Incentives SDG&E_COMPLIANCE | [15 empty] | 0 |  |  | #N/A | [26 empty] | 0% | 0% |  | 0 | 0 | 0 | 0 | 0 | 0 | 0 | 0 | 0 | 0 | 0 | [44 empty] | 0
3239-SW-AG-Deemed Incentives SDG&E_COMPLIANCE | [15 empty] | 0 |  |  | #N/A | [26 empty] | 0% | 0% |  | 0 | 0 | 0 | 0 | 0 | 0 | 0 | 0 | 0 | 0 | 0 | [44 empty] | 0
3239-SW-AG-Deemed Incentives SDG&E_COMPLIANCE | [15 empty] | 0 |  |  | #N/A | [26 empty] | 0% | 0% |  | 0 | 0 | 0 | 0 | 0 | 0 | 0 | 0 | 0 | 0 | 0 | [44 empty] | 0
3239-SW-AG-Deemed Incentives SDG&E_COMPLIANCE | [15 empty] | 0 |  |  | #N/A | [26 empty] | 0% | 0% |  | 0 | 0 | 0 | 0 | 0 | 0 | 0 | 0 | 0 | 0 | 0 | [44 empty] | 0
3239-SW-AG-Deemed Incentives SDG&E_COMPLIANCE | [15 empty] | 0 |  |  | #N/A | [26 empty] | 0% | 0% |  | 0 | 0 | 0 | 0 | 0 | 0 | 0 | 0 | 0 | 0 | 0 | [44 empty] | 0
3239-SW-AG-Deemed Incentives SDG&E_COMPLIANCE | [15 empty] | 0 |  |  | #N/A | [26 empty] | 0% | 0% |  | 0 | 0 | 0 | 0 | 0 | 0 | 0 | 0 | 0 | 0 | 0 | [44 empty] | 0
3239-SW-AG-Deemed Incentives SDG&E_COMPLIANCE | [15 empty] | 0 |  |  | #N/A | [26 empty] | 0% | 0% |  | 0 | 0 | 0 | 0 | 0 | 0 | 0 | 0 | 0 | 0 | 0 | [44 empty] | 0
3239-SW-AG-Deemed Incentives SDG&E_COMPLIANCE | [15 empty] | 0 |  |  | #N/A | [26 empty] | 0% | 0% |  | 0 | 0 | 0 | 0 | 0 | 0 | 0 | 0 | 0 | 0 | 0 | [44 empty] | 0
3239-SW-AG-Deemed Incentives SDG&E_COMPLIANCE | [15 empty] | 0 |  |  | #N/A | [26 empty] | 0% | 0% |  | 0 | 0 | 0 | 0 | 0 | 0 | 0 | 0 | 0 | 0 | 0 | [44 empty] | 0
3239-SW-AG-Deemed Incentives SDG&E_COMPLIANCE | [15 empty] | 0 |  |  | #N/A | [26 empty] | 0% | 0% |  | 0 | 0 | 0 | 0 | 0 | 0 | 0 | 0 | 0 | 0 | 0 | [44 empty] | 0
3239-SW-AG-Deemed Incentives SDG&E_COMPLIANCE | [15 empty] | 0 |  |  | #N/A | [26 empty] | 0% | 0% |  | 0 | 0 | 0 | 0 | 0 | 0 | 0 | 0 | 0 | 0 | 0 | [44 empty] | 0
3239-SW-AG-Deemed Incentives SDG&E_COMPLIANCE | [15 empty] | 0 |  |  | #N/A | [26 empty] | 0% | 0% |  | 0 | 0 | 0 | 0 | 0 | 0 | 0 | 0 | 0 | 0 | 0 | [44 empty] | 0
3239-SW-AG-Deemed Incentives SDG&E_COMPLIANCE | [15 empty] | 0 |  |  | #N/A | [26 empty] | 0% | 0% |  | 0 | 0 | 0 | 0 | 0 | 0 | 0 | 0 | 0 | 0 | 0 | [44 empty] | 0
3239-SW-AG-Deemed Incentives SDG&E_COMPLIANCE | [15 empty] | 0 |  |  | #N/A | [26 empty] | 0% | 0% |  | 0 | 0 | 0 | 0 | 0 | 0 | 0 | 0 | 0 | 0 | 0 | [44 empty] | 0
3239-SW-AG-Deemed Incentives SDG&E_COMPLIANCE | [15 empty] | 0 |  |  | #N/A | [26 empty] | 0% | 0% |  | 0 | 0 | 0 | 0 | 0 | 0 | 0 | 0 | 0 | 0 | 0 | [44 empty] | 0
3239-SW-AG-Deemed Incentives SDG&E_COMPLIANCE | [15 empty] | 0 |  |  | #N/A | [26 empty] | 0% | 0% |  | 0 | 0 | 0 | 0 | 0 | 0 | 0 | 0 | 0 | 0 | 0 | [44 empty] | 0
3239-SW-AG-Deemed Incentives SDG&E_COMPLIANCE | [15 empty] | 0 |  |  | #N/A | [26 empty] | 0% | 0% |  | 0 | 0 | 0 | 0 | 0 | 0 | 0 | 0 | 0 | 0 | 0 | [44 empty] | 0
3239-SW-AG-Deemed Incentives SDG&E_COMPLIANCE | [15 empty] | 0 |  |  | #N/A | [26 empty] | 0% | 0% |  | 0 | 0 | 0 | 0 | 0 | 0 | 0 | 0 | 0 | 0 | 0 | [44 empty] | 0
3239-SW-AG-Deemed Incentives SDG&E_COMPLIANCE | [15 empty] | 0 |  |  | #N/A | [26 empty] | 0% | 0% |  | 0 | 0 | 0 | 0 | 0 | 0 | 0 | 0 | 0 | 0 | 0 | [44 empty] | 0
3239-SW-AG-Deemed Incentives SDG&E_COMPLIANCE | [15 empty] | 0 |  |  | #N/A | [26 empty] | 0% | 0% |  | 0 | 0 | 0 | 0 | 0 | 0 | 0 | 0 | 0 | 0 | 0 | [44 empty] | 0
3239-SW-AG-Deemed Incentives SDG&E_COMPLIANCE | [15 empty] | 0 |  |  | #N/A | [26 empty] | 0% | 0% |  | 0 | 0 | 0 | 0 | 0 | 0 | 0 | 0 | 0 | 0 | 0 | [44 empty] | 0
3239-SW-AG-Deemed Incentives SDG&E_COMPLIANCE | [15 empty] | 0 |  |  | #N/A | [26 empty] | 0% | 0% |  | 0 | 0 | 0 | 0 | 0 | 0 | 0 | 0 | 0 | 0 | 0 | [44 empty] | 0
3239-SW-AG-Deemed Incentives SDG&E_COMPLIANCE | [15 empty] | 0 |  |  | #N/A | [26 empty] | 0% | 0% |  | 0 | 0 | 0 | 0 | 0 | 0 | 0 | 0 | 0 | 0 | 0 | [44 empty] | 0
3239-SW-AG-Deemed Incentives SDG&E_COMPLIANCE | [15 empty] | 0 |  |  | #N/A | [26 empty] | 0% | 0% |  | 0 | 0 | 0 | 0 | 0 | 0 | 0 | 0 | 0 | 0 | 0 | [44 empty] | 0
3239-SW-AG-Deemed Incentives SDG&E_COMPLIANCE | [15 empty] | 0 |  |  | #N/A | [26 empty] | 0% | 0% |  | 0 | 0 | 0 | 0 | 0 | 0 | 0 | 0 | 0 | 0 | 0 | [44 empty] | 0
3239-SW-AG-Deemed Incentives SDG&E_COMPLIANCE | [15 empty] | 0 |  |  | #N/A | [26 empty] | 0% | 0% |  | 0 | 0 | 0 | 0 | 0 | 0 | 0 | 0 | 0 | 0 | 0 | [44 empty] | 0
3239-SW-AG-Deemed Incentives SDG&E_COMPLIANCE | [15 empty] | 0 |  |  | #N/A | [26 empty] | 0% | 0% |  | 0 | 0 | 0 | 0 | 0 | 0 | 0 | 0 | 0 | 0 | 0 | [44 empty] | 0
3239-SW-AG-Deemed Incentives SDG&E_COMPLIANCE | [15 empty] | 0 |  |  | #N/A | [26 empty] | 0% | 0% |  | 0 | 0 | 0 | 0 | 0 | 0 | 0 | 0 | 0 | 0 | 0 | [44 empty] | 0
3239-SW-AG-Deemed Incentives SDG&E_COMPLIANCE | [15 empty] | 0 |  |  | #N/A | [26 empty] | 0% | 0% |  | 0 | 0 | 0 | 0 | 0 | 0 | 0 | 0 | 0 | 0 | 0 | [44 empty] | 0
3239-SW-AG-Deemed Incentives SDG&E_COMPLIANCE | [15 empty] | 0 |  |  | #N/A | [26 empty] | 0% | 0% |  | 0 | 0 | 0 | 0 | 0 | 0 | 0 | 0 | 0 | 0 | 0 | [44 empty] | 0
3239-SW-AG-Deemed Incentives SDG&E_COMPLIANCE | [15 empty] | 0 |  |  | #N/A | [26 empty] | 0% | 0% |  | 0 | 0 | 0 | 0 | 0 | 0 | 0 | 0 | 0 | 0 | 0 | [44 empty] | 0
3239-SW-AG-Deemed Incentives SDG&E_COMPLIANCE | [15 empty] | 0 |  |  | #N/A | [26 empty] | 0% | 0% |  | 0 | 0 | 0 | 0 | 0 | 0 | 0 | 0 | 0 | 0 | 0 | [44 empty] | 0
3239-SW-AG-Deemed Incentives SDG&E_COMPLIANCE | [15 empty] | 0 |  |  | #N/A | [26 empty] | 0% | 0% |  | 0 | 0 | 0 | 0 | 0 | 0 | 0 | 0 | 0 | 0 | 0 | [44 empty] | 0
3239-SW-AG-Deemed Incentives SDG&E_COMPLIANCE | [15 empty] | 0 |  |  | #N/A | [26 empty] | 0% | 0% |  | 0 | 0 | 0 | 0 | 0 | 0 | 0 | 0 | 0 | 0 | 0 | [44 empty] | 0
3239-SW-AG-Deemed Incentives SDG&E_COMPLIANCE | [15 empty] | 0 |  |  | #N/A | [26 empty] | 0% | 0% |  | 0 | 0 | 0 | 0 | 0 | 0 | 0 | 0 | 0 | 0 | 0 | [44 empty] | 0
3239-SW-AG-Deemed Incentives SDG&E_COMPLIANCE | [15 empty] | 0 |  |  | #N/A | [26 empty] | 0% | 0% |  | 0 | 0 | 0 | 0 | 0 | 0 | 0 | 0 | 0 | 0 | 0 | [44 empty] | 0
3239-SW-AG-Deemed Incentives SDG&E_COMPLIANCE | [15 empty] | 0 |  |  | #N/A | [26 empty] | 0% | 0% |  | 0 | 0 | 0 | 0 | 0 | 0 | 0 | 0 | 0 | 0 | 0 | [44 empty] | 0
3239-SW-AG-Deemed Incentives SDG&E_COMPLIANCE | [15 empty] | 0 |  |  | #N/A | [26 empty] | 0% | 0% |  | 0 | 0 | 0 | 0 | 0 | 0 | 0 | 0 | 0 | 0 | 0 | [44 empty] | 0
3239-SW-AG-Deemed Incentives SDG&E_COMPLIANCE | [15 empty] | 0 |  |  | #N/A | [26 empty] | 0% | 0% |  | 0 | 0 | 0 | 0 | 0 | 0 | 0 | 0 | 0 | 0 | 0 | [44 empty] | 0
3239-SW-AG-Deemed Incentives SDG&E_COMPLIANCE | [15 empty] | 0 |  |  | #N/A | [26 empty] | 0% | 0% |  | 0 | 0 | 0 | 0 | 0 | 0 | 0 | 0 | 0 | 0 | 0 | [44 empty] | 0
3239-SW-AG-Deemed Incentives SDG&E_COMPLIANCE | [15 empty] | 0 |  |  | #N/A | [26 empty] | 0% | 0% |  | 0 | 0 | 0 | 0 | 0 | 0 | 0 | 0 | 0 | 0 | 0 | [44 empty] | 0
3239-SW-AG-Deemed Incentives SDG&E_COMPLIANCE | [15 empty] | 0 |  |  | #N/A | [26 empty] | 0% | 0% |  | 0 | 0 | 0 | 0 | 0 | 0 | 0 | 0 | 0 | 0 | 0 | [44 empty] | 0
3239-SW-AG-Deemed Incentives SDG&E_COMPLIANCE | [15 empty] | 0 |  |  | #N/A | [26 empty] | 0% | 0% |  | 0 | 0 | 0 | 0 | 0 | 0 | 0 | 0 | 0 | 0 | 0 | [44 empty] | 0
3239-SW-AG-Deemed Incentives SDG&E_COMPLIANCE | [15 empty] | 0 |  |  | #N/A | [26 empty] | 0% | 0% |  | 0 | 0 | 0 | 0 | 0 | 0 | 0 | 0 | 0 | 0 | 0 | [44 empty] | 0
3239-SW-AG-Deemed Incentives SDG&E_COMPLIANCE | [15 empty] | 0 |  |  | #N/A | [26 empty] | 0% | 0% |  | 0 | 0 | 0 | 0 | 0 | 0 | 0 | 0 | 0 | 0 | 0 | [44 empty] | 0
3239-SW-AG-Deemed Incentives SDG&E_COMPLIANCE | [15 empty] | 0 |  |  | #N/A | [26 empty] | 0% | 0% |  | 0 | 0 | 0 | 0 | 0 | 0 | 0 | 0 | 0 | 0 | 0 | [44 empty] | 0
3239-SW-AG-Deemed Incentives SDG&E_COMPLIANCE | [15 empty] | 0 |  |  | #N/A | [26 empty] | 0% | 0% |  | 0 | 0 | 0 | 0 | 0 | 0 | 0 | 0 | 0 | 0 | 0 | [44 empty] | 0
3239-SW-AG-Deemed Incentives SDG&E_COMPLIANCE | [15 empty] | 0 |  |  | #N/A | [26 empty] | 0% | 0% |  | 0 | 0 | 0 | 0 | 0 | 0 | 0 | 0 | 0 | 0 | 0 | [44 empty] | 0
3239-SW-AG-Deemed Incentives SDG&E_COMPLIANCE | [15 empty] | 0 |  |  | #N/A | [26 empty] | 0% | 0% |  | 0 | 0 | 0 | 0 | 0 | 0 | 0 | 0 | 0 | 0 | 0 | [44 empty] | 0
3239-SW-AG-Deemed Incentives SDG&E_COMPLIANCE | [15 empty] | 0 |  |  | #N/A | [26 empty] | 0% | 0% |  | 0 | 0 | 0 | 0 | 0 | 0 | 0 | 0 | 0 | 0 | 0 | [44 empty] | 0
3239-SW-AG-Deemed Incentives SDG&E_COMPLIANCE | [15 empty] | 0 |  |  | #N/A | [26 empty] | 0% | 0% |  | 0 | 0 | 0 | 0 | 0 | 0 | 0 | 0 | 0 | 0 | 0 | [44 empty] | 0
3239-SW-AG-Deemed Incentives SDG&E_COMPLIANCE | [15 empty] | 0 |  |  | #N/A | [26 empty] | 0% | 0% |  | 0 | 0 | 0 | 0 | 0 | 0 | 0 | 0 | 0 | 0 | 0 | [44 empty] | 0
3239-SW-AG-Deemed Incentives SDG&E_COMPLIANCE | [15 empty] | 0 |  |  | #N/A | [26 empty] | 0% | 0% |  | 0 | 0 | 0 | 0 | 0 | 0 | 0 | 0 | 0 | 0 | 0 | [44 empty] | 0
3239-SW-AG-Deemed Incentives SDG&E_COMPLIANCE | [15 empty] | 0 |  |  | #N/A | [26 empty] | 0% | 0% |  | 0 | 0 | 0 | 0 | 0 | 0 | 0 | 0 | 0 | 0 | 0 | [44 empty] | 0
3239-SW-AG-Deemed Incentives SDG&E_COMPLIANCE | [15 empty] | 0 |  |  | #N/A | [26 empty] | 0% | 0% |  | 0 | 0 | 0 | 0 | 0 | 0 | 0 | 0 | 0 | 0 | 0 | [44 empty] | 0
3239-SW-AG-Deemed Incentives SDG&E_COMPLIANCE | [15 empty] | 0 |  |  | #N/A | [26 empty] | 0% | 0% |  | 0 | 0 | 0 | 0 | 0 | 0 | 0 | 0 | 0 | 0 | 0 | [44 empty] | 0
3239-SW-AG-Deemed Incentives SDG&E_COMPLIANCE | [15 empty] | 0 |  |  | #N/A | [26 empty] | 0% | 0% |  | 0 | 0 | 0 | 0 | 0 | 0 | 0 | 0 | 0 | 0 | 0 | [44 empty] | 0
3239-SW-AG-Deemed Incentives SDG&E_COMPLIANCE | [15 empty] | 0 |  |  | #N/A | [26 empty] | 0% | 0% |  | 0 | 0 | 0 | 0 | 0 | 0 | 0 | 0 | 0 | 0 | 0 | [44 empty] | 0
3239-SW-AG-Deemed Incentives SDG&E_COMPLIANCE | [15 empty] | 0 |  |  | #N/A | [26 empty] | 0% | 0% |  | 0 | 0 | 0 | 0 | 0 | 0 | 0 | 0 | 0 | 0 | 0 | [44 empty] | 0
3239-SW-AG-Deemed Incentives SDG&E_COMPLIANCE | [15 empty] | 0 |  |  | #N/A | [26 empty] | 0% | 0% |  | 0 | 0 | 0 | 0 | 0 | 0 | 0 | 0 | 0 | 0 | 0 | [44 empty] | 0
3239-SW-AG-Deemed Incentives SDG&E_COMPLIANCE | [15 empty] | 0 |  |  | #N/A | [26 empty] | 0% | 0% |  | 0 | 0 | 0 | 0 | 0 | 0 | 0 | 0 | 0 | 0 | 0 | [44 empty] | 0
3239-SW-AG-Deemed Incentives SDG&E_COMPLIANCE | [15 empty] | 0 |  |  | #N/A | [26 empty] | 0% | 0% |  | 0 | 0 | 0 | 0 | 0 | 0 | 0 | 0 | 0 | 0 | 0 | [44 empty] | 0
3239-SW-AG-Deemed Incentives SDG&E_COMPLIANCE | [15 empty] | 0 |  |  | #N/A | [26 empty] | 0% | 0% |  | 0 | 0 | 0 | 0 | 0 | 0 | 0 | 0 | 0 | 0 | 0 | [44 empty] | 0
3239-SW-AG-Deemed Incentives SDG&E_COMPLIANCE | [15 empty] | 0 |  |  | #N/A | [26 empty] | 0% | 0% |  | 0 | 0 | 0 | 0 | 0 | 0 | 0 | 0 | 0 | 0 | 0 | [44 empty] | 0
3239-SW-AG-Deemed Incentives SDG&E_COMPLIANCE | [15 empty] | 0 |  |  | #N/A | [26 empty] | 0% | 0% |  | 0 | 0 | 0 | 0 | 0 | 0 | 0 | 0 | 0 | 0 | 0 | [44 empty] | 0
3239-SW-AG-Deemed Incentives SDG&E_COMPLIANCE | [15 empty] | 0 |  |  | #N/A | [26 empty] | 0% | 0% |  | 0 | 0 | 0 | 0 | 0 | 0 | 0 | 0 | 0 | 0 | 0 | [44 empty] | 0
3239-SW-AG-Deemed Incentives SDG&E_COMPLIANCE | [15 empty] | 0 |  |  | #N/A | [26 empty] | 0% | 0% |  | 0 | 0 | 0 | 0 | 0 | 0 | 0 | 0 | 0 | 0 | 0 | [44 empty] | 0
3239-SW-AG-Deemed Incentives SDG&E_COMPLIANCE | [15 empty] | 0 |  |  | #N/A | [26 empty] | 0% | 0% |  | 0 | 0 | 0 | 0 | 0 | 0 | 0 | 0 | 0 | 0 | 0 | [44 empty] | 0
3239-SW-AG-Deemed Incentives SDG&E_COMPLIANCE | [15 empty] | 0 |  |  | #N/A | [26 empty] | 0% | 0% |  | 0 | 0 | 0 | 0 | 0 | 0 | 0 | 0 | 0 | 0 | 0 | [44 empty] | 0
3239-SW-AG-Deemed Incentives SDG&E_COMPLIANCE | [15 empty] | 0 |  |  | #N/A | [26 empty] | 0% | 0% |  | 0 | 0 | 0 | 0 | 0 | 0 | 0 | 0 | 0 | 0 | 0 | [44 empty] | 0
3239-SW-AG-Deemed Incentives SDG&E_COMPLIANCE | [15 empty] | 0 |  |  | #N/A | [26 empty] | 0% | 0% |  | 0 | 0 | 0 | 0 | 0 | 0 | 0 | 0 | 0 | 0 | 0 | [44 empty] | 0
3239-SW-AG-Deemed Incentives SDG&E_COMPLIANCE | [15 empty] | 0 |  |  | #N/A | [26 empty] | 0% | 0% |  | 0 | 0 | 0 | 0 | 0 | 0 | 0 | 0 | 0 | 0 | 0 | [44 empty] | 0
3239-SW-AG-Deemed Incentives SDG&E_COMPLIANCE | [15 empty] | 0 |  |  | #N/A | [26 empty] | 0% | 0% |  | 0 | 0 | 0 | 0 | 0 | 0 | 0 | 0 | 0 | 0 | 0 | [44 empty] | 0
3239-SW-AG-Deemed Incentives SDG&E_COMPLIANCE | [15 empty] | 0 |  |  | #N/A | [26 empty] | 0% | 0% |  | 0 | 0 | 0 | 0 | 0 | 0 | 0 | 0 | 0 | 0 | 0 | [44 empty] | 0
3239-SW-AG-Deemed Incentives SDG&E_COMPLIANCE | [15 empty] | 0 |  |  | #N/A | [26 empty] | 0% | 0% |  | 0 | 0 | 0 | 0 | 0 | 0 | 0 | 0 | 0 | 0 | 0 | [44 empty] | 0
3239-SW-AG-Deemed Incentives SDG&E_COMPLIANCE | [15 empty] | 0 |  |  | #N/A | [26 empty] | 0% | 0% |  | 0 | 0 | 0 | 0 | 0 | 0 | 0 | 0 | 0 | 0 | 0 | [44 empty] | 0
3239-SW-AG-Deemed Incentives SDG&E_COMPLIANCE | [15 empty] | 0 |  |  | #N/A | [26 empty] | 0% | 0% |  | 0 | 0 | 0 | 0 | 0 | 0 | 0 | 0 | 0 | 0 | 0 | [44 empty] | 0
3239-SW-AG-Deemed Incentives SDG&E_COMPLIANCE | [15 empty] | 0 |  |  | #N/A | [26 empty] | 0% | 0% |  | 0 | 0 | 0 | 0 | 0 | 0 | 0 | 0 | 0 | 0 | 0 | [44 empty] | 0
3239-SW-AG-Deemed Incentives SDG&E_COMPLIANCE | [15 empty] | 0 |  |  | #N/A | [26 empty] | 0% | 0% |  | 0 | 0 | 0 | 0 | 0 | 0 | 0 | 0 | 0 | 0 | 0 | [44 empty] | 0
3239-SW-AG-Deemed Incentives SDG&E_COMPLIANCE | [15 empty] | 0 |  |  | #N/A | [26 empty] | 0% | 0% |  | 0 | 0 | 0 | 0 | 0 | 0 | 0 | 0 | 0 | 0 | 0 | [44 empty] | 0
3239-SW-AG-Deemed Incentives SDG&E_COMPLIANCE | [15 empty] | 0 |  |  | #N/A | [26 empty] | 0% | 0% |  | 0 | 0 | 0 | 0 | 0 | 0 | 0 | 0 | 0 | 0 | 0 | [44 empty] | 0
3239-SW-AG-Deemed Incentives SDG&E_COMPLIANCE | [15 empty] | 0 |  |  | #N/A | [26 empty] | 0% | 0% |  | 0 | 0 | 0 | 0 | 0 | 0 | 0 | 0 | 0 | 0 | 0 | [44 empty] | 0
3239-SW-AG-Deemed Incentives SDG&E_COMPLIANCE | [15 empty] | 0 |  |  | #N/A | [26 empty] | 0% | 0% |  | 0 | 0 | 0 | 0 | 0 | 0 | 0 | 0 | 0 | 0 | 0 | [44 empty] | 0
3239-SW-AG-Deemed Incentives SDG&E_COMPLIANCE | [15 empty] | 0 |  |  | #N/A | [26 empty] | 0% | 0% |  | 0 | 0 | 0 | 0 | 0 | 0 | 0 | 0 | 0 | 0 | 0 | [44 empty] | 0
3239-SW-AG-Deemed Incentives SDG&E_COMPLIANCE | [15 empty] | 0 |  |  | #N/A | [26 empty] | 0% | 0% |  | 0 | 0 | 0 | 0 | 0 | 0 | 0 | 0 | 0 | 0 | 0 | [44 empty] | 0
3239-SW-AG-Deemed Incentives SDG&E_COMPLIANCE | [15 empty] | 0 |  |  | #N/A | [26 empty] | 0% | 0% |  | 0 | 0 | 0 | 0 | 0 | 0 | 0 | 0 | 0 | 0 | 0 | [44 empty] | 0
3239-SW-AG-Deemed Incentives SDG&E_COMPLIANCE | [15 empty] | 0 |  |  | #N/A | [26 empty] | 0% | 0% |  | 0 | 0 | 0 | 0 | 0 | 0 | 0 | 0 | 0 | 0 | 0 | [44 empty] | 0
3239-SW-AG-Deemed Incentives SDG&E_COMPLIANCE | [15 empty] | 0 |  |  | #N/A | [26 empty] | 0% | 0% |  | 0 | 0 | 0 | 0 | 0 | 0 | 0 | 0 | 0 | 0 | 0 | [44 empty] | 0
3239-SW-AG-Deemed Incentives SDG&E_COMPLIANCE | [15 empty] | 0 |  |  | #N/A | [26 empty] | 0% | 0% |  | 0 | 0 | 0 | 0 | 0 | 0 | 0 | 0 | 0 | 0 | 0 | [44 empty] | 0
3239-SW-AG-Deemed Incentives SDG&E_COMPLIANCE | [15 empty] | 0 |  |  | #N/A | [26 empty] | 0% | 0% |  | 0 | 0 | 0 | 0 | 0 | 0 | 0 | 0 | 0 | 0 | 0 | [44 empty] | 0
3239-SW-AG-Deemed Incentives SDG&E_COMPLIANCE | [15 empty] | 0 |  |  | #N/A | [26 empty] | 0% | 0% |  | 0 | 0 | 0 | 0 | 0 | 0 | 0 | 0 | 0 | 0 | 0 | [44 empty] | 0
3239-SW-AG-Deemed Incentives SDG&E_COMPLIANCE | [15 empty] | 0 |  |  | #N/A | [26 empty] | 0% | 0% |  | 0 | 0 | 0 | 0 | 0 | 0 | 0 | 0 | 0 | 0 | 0 | [44 empty] | 0
3239-SW-AG-Deemed Incentives SDG&E_COMPLIANCE | [15 empty] | 0 |  |  | #N/A | [26 empty] | 0% | 0% |  | 0 | 0 | 0 | 0 | 0 | 0 | 0 | 0 | 0 | 0 | 0 | [44 empty] | 0
3239-SW-AG-Deemed Incentives SDG&E_COMPLIANCE | [15 empty] | 0 |  |  | #N/A | [26 empty] | 0% | 0% |  | 0 | 0 | 0 | 0 | 0 | 0 | 0 | 0 | 0 | 0 | 0 | [44 empty] | 0
3239-SW-AG-Deemed Incentives SDG&E_COMPLIANCE | [15 empty] | 0 |  |  | #N/A | [26 empty] | 0% | 0% |  | 0 | 0 | 0 | 0 | 0 | 0 | 0 | 0 | 0 | 0 | 0 | [44 empty] | 0
3239-SW-AG-Deemed Incentives SDG&E_COMPLIANCE | [15 empty] | 0 |  |  | #N/A | [26 empty] | 0% | 0% |  | 0 | 0 | 0 | 0 | 0 | 0 | 0 | 0 | 0 | 0 | 0 | [44 empty] | 0
3239-SW-AG-Deemed Incentives SDG&E_COMPLIANCE | [15 empty] | 0 |  |  | #N/A | [26 empty] | 0% | 0% |  | 0 | 0 | 0 | 0 | 0 | 0 | 0 | 0 | 0 | 0 | 0 | [44 empty] | 0
3239-SW-AG-Deemed Incentives SDG&E_COMPLIANCE | [15 empty] | 0 |  |  | #N/A | [26 empty] | 0% | 0% |  | 0 | 0 | 0 | 0 | 0 | 0 | 0 | 0 | 0 | 0 | 0 | [44 empty] | 0
3239-SW-AG-Deemed Incentives SDG&E_COMPLIANCE | [15 empty] | 0 |  |  | #N/A | [26 empty] | 0% | 0% |  | 0 | 0 | 0 | 0 | 0 | 0 | 0 | 0 | 0 | 0 | 0 | [44 empty] | 0
3239-SW-AG-Deemed Incentives SDG&E_COMPLIANCE | [15 empty] | 0 |  |  | #N/A | [26 empty] | 0% | 0% |  | 0 | 0 | 0 | 0 | 0 | 0 | 0 | 0 | 0 | 0 | 0 | [44 empty] | 0
3239-SW-AG-Deemed Incentives SDG&E_COMPLIANCE | [15 empty] | 0 |  |  | #N/A | [26 empty] | 0% | 0% |  | 0 | 0 | 0 | 0 | 0 | 0 | 0 | 0 | 0 | 0 | 0 | [44 empty] | 0
3239-SW-AG-Deemed Incentives SDG&E_COMPLIANCE | [15 empty] | 0 |  |  | #N/A | [26 empty] | 0% | 0% |  | 0 | 0 | 0 | 0 | 0 | 0 | 0 | 0 | 0 | 0 | 0 | [44 empty] | 0
3239-SW-AG-Deemed Incentives SDG&E_COMPLIANCE | [15 empty] | 0 |  |  | #N/A | [26 empty] | 0% | 0% |  | 0 | 0 | 0 | 0 | 0 | 0 | 0 | 0 | 0 | 0 | 0 | [44 empty] | 0
3239-SW-AG-Deemed Incentives SDG&E_COMPLIANCE | [15 empty] | 0 |  |  | #N/A | [26 empty] | 0% | 0% |  | 0 | 0 | 0 | 0 | 0 | 0 | 0 | 0 | 0 | 0 | 0 | [44 empty] | 0
3239-SW-AG-Deemed Incentives SDG&E_COMPLIANCE | [15 empty] | 0 |  |  | #N/A | [26 empty] | 0% | 0% |  | 0 | 0 | 0 | 0 | 0 | 0 | 0 | 0 | 0 | 0 | 0 | [44 empty] | 0
3239-SW-AG-Deemed Incentives SDG&E_COMPLIANCE | [15 empty] | 0 |  |  | #N/A | [26 empty] | 0% | 0% |  | 0 | 0 | 0 | 0 | 0 | 0 | 0 | 0 | 0 | 0 | 0 | [44 empty] | 0
3239-SW-AG-Deemed Incentives SDG&E_COMPLIANCE | [15 empty] | 0 |  |  | #N/A | [26 empty] | 0% | 0% |  | 0 | 0 | 0 | 0 | 0 | 0 | 0 | 0 | 0 | 0 | 0 | [44 empty] | 0
3239-SW-AG-Deemed Incentives SDG&E_COMPLIANCE | [15 empty] | 0 |  |  | #N/A | [26 empty] | 0% | 0% |  | 0 | 0 | 0 | 0 | 0 | 0 | 0 | 0 | 0 | 0 | 0 | [44 empty] | 0
3239-SW-AG-Deemed Incentives SDG&E_COMPLIANCE | [15 empty] | 0 |  |  | #N/A | [26 empty] | 0% | 0% |  | 0 | 0 | 0 | 0 | 0 | 0 | 0 | 0 | 0 | 0 | 0 | [44 empty] | 0
3239-SW-AG-Deemed Incentives SDG&E_COMPLIANCE | [15 empty] | 0 |  |  | #N/A | [26 empty] | 0% | 0% |  | 0 | 0 | 0 | 0 | 0 | 0 | 0 | 0 | 0 | 0 | 0 | [44 empty] | 0
3239-SW-AG-Deemed Incentives SDG&E_COMPLIANCE | [15 empty] | 0 |  |  | #N/A | [26 empty] | 0% | 0% |  | 0 | 0 | 0 | 0 | 0 | 0 | 0 | 0 | 0 | 0 | 0 | [44 empty] | 0
3239-SW-AG-Deemed Incentives SDG&E_COMPLIANCE | [15 empty] | 0 |  |  | #N/A | [26 empty] | 0% | 0% |  | 0 | 0 | 0 | 0 | 0 | 0 | 0 | 0 | 0 | 0 | 0 | [44 empty] | 0
3239-SW-AG-Deemed Incentives SDG&E_COMPLIANCE | [15 empty] | 0 |  |  | #N/A | [26 empty] | 0% | 0% |  | 0 | 0 | 0 | 0 | 0 | 0 | 0 | 0 | 0 | 0 | 0 | [44 empty] | 0
3239-SW-AG-Deemed Incentives SDG&E_COMPLIANCE | [15 empty] | 0 |  |  | #N/A | [26 empty] | 0% | 0% |  | 0 | 0 | 0 | 0 | 0 | 0 | 0 | 0 | 0 | 0 | 0 | [44 empty] | 0
3239-SW-AG-Deemed Incentives SDG&E_COMPLIANCE | [15 empty] | 0 |  |  | #N/A | [26 empty] | 0% | 0% |  | 0 | 0 | 0 | 0 | 0 | 0 | 0 | 0 | 0 | 0 | 0 | [44 empty] | 0
3239-SW-AG-Deemed Incentives SDG&E_COMPLIANCE | [15 empty] | 0 |  |  | #N/A | [26 empty] | 0% | 0% |  | 0 | 0 | 0 | 0 | 0 | 0 | 0 | 0 | 0 | 0 | 0 | [44 empty] | 0
3239-SW-AG-Deemed Incentives SDG&E_COMPLIANCE | [15 empty] | 0 |  |  | #N/A | [26 empty] | 0% | 0% |  | 0 | 0 | 0 | 0 | 0 | 0 | 0 | 0 | 0 | 0 | 0 | [44 empty] | 0
3239-SW-AG-Deemed Incentives SDG&E_COMPLIANCE | [15 empty] | 0 |  |  | #N/A | [26 empty] | 0% | 0% |  | 0 | 0 | 0 | 0 | 0 | 0 | 0 | 0 | 0 | 0 | 0 | [44 empty] | 0
3239-SW-AG-Deemed Incentives SDG&E_COMPLIANCE | [15 empty] | 0 |  |  | #N/A | [26 empty] | 0% | 0% |  | 0 | 0 | 0 | 0 | 0 | 0 | 0 | 0 | 0 | 0 | 0 | [44 empty] | 0
3239-SW-AG-Deemed Incentives SDG&E_COMPLIANCE | [15 empty] | 0 |  |  | #N/A | [26 empty] | 0% | 0% |  | 0 | 0 | 0 | 0 | 0 | 0 | 0 | 0 | 0 | 0 | 0 | [44 empty] | 0
3239-SW-AG-Deemed Incentives SDG&E_COMPLIANCE | [15 empty] | 0 |  |  | #N/A | [26 empty] | 0% | 0% |  | 0 | 0 | 0 | 0 | 0 | 0 | 0 | 0 | 0 | 0 | 0 | [44 empty] | 0
3239-SW-AG-Deemed Incentives SDG&E_COMPLIANCE | [15 empty] | 0 |  |  | #N/A | [26 empty] | 0% | 0% |  | 0 | 0 | 0 | 0 | 0 | 0 | 0 | 0 | 0 | 0 | 0 | [44 empty] | 0
3239-SW-AG-Deemed Incentives SDG&E_COMPLIANCE | [15 empty] | 0 |  |  | #N/A | [26 empty] | 0% | 0% |  | 0 | 0 | 0 | 0 | 0 | 0 | 0 | 0 | 0 | 0 | 0 | [44 empty] | 0
3239-SW-AG-Deemed Incentives SDG&E_COMPLIANCE | [15 empty] | 0 |  |  | #N/A | [26 empty] | 0% | 0% |  | 0 | 0 | 0 | 0 | 0 | 0 | 0 | 0 | 0 | 0 | 0 | [44 empty] | 0
3239-SW-AG-Deemed Incentives SDG&E_COMPLIANCE | [15 empty] | 0 |  |  | #N/A | [26 empty] | 0% | 0% |  | 0 | 0 | 0 | 0 | 0 | 0 | 0 | 0 | 0 | 0 | 0 | [44 empty] | 0
3239-SW-AG-Deemed Incentives SDG&E_COMPLIANCE | [15 empty] | 0 |  |  | #N/A | [26 empty] | 0% | 0% |  | 0 | 0 | 0 | 0 | 0 | 0 | 0 | 0 | 0 | 0 | 0 | [44 empty] | 0
3239-SW-AG-Deemed Incentives SDG&E_COMPLIANCE | [15 empty] | 0 |  |  | #N/A | [26 empty] | 0% | 0% |  | 0 | 0 | 0 | 0 | 0 | 0 | 0 | 0 | 0 | 0 | 0 | [44 empty] | 0
3239-SW-AG-Deemed Incentives SDG&E_COMPLIANCE | [15 empty] | 0 |  |  | #N/A | [26 empty] | 0% | 0% |  | 0 | 0 | 0 | 0 | 0 | 0 | 0 | 0 | 0 | 0 | 0 | [44 empty] | 0
3239-SW-AG-Deemed Incentives SDG&E_COMPLIANCE | [15 empty] | 0 |  |  | #N/A | [26 empty] | 0% | 0% |  | 0 | 0 | 0 | 0 | 0 | 0 | 0 | 0 | 0 | 0 | 0 | [44 empty] | 0
3239-SW-AG-Deemed Incentives SDG&E_COMPLIANCE | [15 empty] | 0 |  |  | #N/A | [26 empty] | 0% | 0% |  | 0 | 0 | 0 | 0 | 0 | 0 | 0 | 0 | 0 | 0 | 0 | [44 empty] | 0
3239-SW-AG-Deemed Incentives SDG&E_COMPLIANCE | [15 empty] | 0 |  |  | #N/A | [26 empty] | 0% | 0% |  | 0 | 0 | 0 | 0 | 0 | 0 | 0 | 0 | 0 | 0 | 0 | [44 empty] | 0
3239-SW-AG-Deemed Incentives SDG&E_COMPLIANCE | [15 empty] | 0 |  |  | #N/A | [26 empty] | 0% | 0% |  | 0 | 0 | 0 | 0 | 0 | 0 | 0 | 0 | 0 | 0 | 0 | [44 empty] | 0
3239-SW-AG-Deemed Incentives SDG&E_COMPLIANCE | [15 empty] | 0 |  |  | #N/A | [26 empty] | 0% | 0% |  | 0 | 0 | 0 | 0 | 0 | 0 | 0 | 0 | 0 | 0 | 0 | [44 empty] | 0
3239-SW-AG-Deemed Incentives SDG&E_COMPLIANCE | [15 empty] | 0 |  |  | #N/A | [26 empty] | 0% | 0% |  | 0 | 0 | 0 | 0 | 0 | 0 | 0 | 0 | 0 | 0 | 0 | [44 empty] | 0
3239-SW-AG-Deemed Incentives SDG&E_COMPLIANCE | [15 empty] | 0 |  |  | #N/A | [26 empty] | 0% | 0% |  | 0 | 0 | 0 | 0 | 0 | 0 | 0 | 0 | 0 | 0 | 0 | [44 empty] | 0
3239-SW-AG-Deemed Incentives SDG&E_COMPLIANCE | [15 empty] | 0 |  |  | #N/A | [26 empty] | 0% | 0% |  | 0 | 0 | 0 | 0 | 0 | 0 | 0 | 0 | 0 | 0 | 0 | [44 empty] | 0
3239-SW-AG-Deemed Incentives SDG&E_COMPLIANCE | [15 empty] | 0 |  |  | #N/A | [26 empty] | 0% | 0% |  | 0 | 0 | 0 | 0 | 0 | 0 | 0 | 0 | 0 | 0 | 0 | [44 empty] | 0
3239-SW-AG-Deemed Incentives SDG&E_COMPLIANCE | [15 empty] | 0 |  |  | #N/A | [26 empty] | 0% | 0% |  | 0 | 0 | 0 | 0 | 0 | 0 | 0 | 0 | 0 | 0 | 0 | [44 empty] | 0
3239-SW-AG-Deemed Incentives SDG&E_COMPLIANCE | [15 empty] | 0 |  |  | #N/A | [26 empty] | 0% | 0% |  | 0 | 0 | 0 | 0 | 0 | 0 | 0 | 0 | 0 | 0 | 0 | [44 empty] | 0
3239-SW-AG-Deemed Incentives SDG&E_COMPLIANCE | [15 empty] | 0 |  |  | #N/A | [26 empty] | 0% | 0% |  | 0 | 0 | 0 | 0 | 0 | 0 | 0 | 0 | 0 | 0 | 0 | [44 empty] | 0
3239-SW-AG-Deemed Incentives SDG&E_COMPLIANCE | [15 empty] | 0 |  |  | #N/A | [26 empty] | 0% | 0% |  | 0 | 0 | 0 | 0 | 0 | 0 | 0 | 0 | 0 | 0 | 0 | [44 empty] | 0
3239-SW-AG-Deemed Incentives SDG&E_COMPLIANCE | [15 empty] | 0 |  |  | #N/A | [26 empty] | 0% | 0% |  | 0 | 0 | 0 | 0 | 0 | 0 | 0 | 0 | 0 | 0 | 0 | [44 empty] | 0
3239-SW-AG-Deemed Incentives SDG&E_COMPLIANCE | [15 empty] | 0 |  |  | #N/A | [26 empty] | 0% | 0% |  | 0 | 0 | 0 | 0 | 0 | 0 | 0 | 0 | 0 | 0 | 0 | [44 empty] | 0
3239-SW-AG-Deemed Incentives SDG&E_COMPLIANCE | [15 empty] | 0 |  |  | #N/A | [26 empty] | 0% | 0% |  | 0 | 0 | 0 | 0 | 0 | 0 | 0 | 0 | 0 | 0 | 0 | [44 empty] | 0
3239-SW-AG-Deemed Incentives SDG&E_COMPLIANCE | [15 empty] | 0 |  |  | #N/A | [26 empty] | 0% | 0% |  | 0 | 0 | 0 | 0 | 0 | 0 | 0 | 0 | 0 | 0 | 0 | [44 empty] | 0
3239-SW-AG-Deemed Incentives SDG&E_COMPLIANCE | [15 empty] | 0 |  |  | #N/A | [26 empty] | 0% | 0% |  | 0 | 0 | 0 | 0 | 0 | 0 | 0 | 0 | 0 | 0 | 0 | [44 empty] | 0
3239-SW-AG-Deemed Incentives SDG&E_COMPLIANCE | [15 empty] | 0 |  |  | #N/A | [26 empty] | 0% | 0% |  | 0 | 0 | 0 | 0 | 0 | 0 | 0 | 0 | 0 | 0 | 0 | [44 empty] | 0
3239-SW-AG-Deemed Incentives SDG&E_COMPLIANCE | [15 empty] | 0 |  |  | #N/A | [26 empty] | 0% | 0% |  | 0 | 0 | 0 | 0 | 0 | 0 | 0 | 0 | 0 | 0 | 0 | [44 empty] | 0
3239-SW-AG-Deemed Incentives SDG&E_COMPLIANCE | [15 empty] | 0 |  |  | #N/A | [26 empty] | 0% | 0% |  | 0 | 0 | 0 | 0 | 0 | 0 | 0 | 0 | 0 | 0 | 0 | [44 empty] | 0
3239-SW-AG-Deemed Incentives SDG&E_COMPLIANCE | [15 empty] | 0 |  |  | #N/A | [26 empty] | 0% | 0% |  | 0 | 0 | 0 | 0 | 0 | 0 | 0 | 0 | 0 | 0 | 0 | [44 empty] | 0
3239-SW-AG-Deemed Incentives SDG&E_COMPLIANCE | [15 empty] | 0 |  |  | #N/A | [26 empty] | 0% | 0% |  | 0 | 0 | 0 | 0 | 0 | 0 | 0 | 0 | 0 | 0 | 0 | [44 empty] | 0
3239-SW-AG-Deemed Incentives SDG&E_COMPLIANCE | [15 empty] | 0 |  |  | #N/A | [26 empty] | 0% | 0% |  | 0 | 0 | 0 | 0 | 0 | 0 | 0 | 0 | 0 | 0 | 0 | [44 empty] | 0
3239-SW-AG-Deemed Incentives SDG&E_COMPLIANCE | [15 empty] | 0 |  |  | #N/A | [26 empty] | 0% | 0% |  | 0 | 0 | 0 | 0 | 0 | 0 | 0 | 0 | 0 | 0 | 0 | [44 empty] | 0
3239-SW-AG-Deemed Incentives SDG&E_COMPLIANCE | [15 empty] | 0 |  |  | #N/A | [26 empty] | 0% | 0% |  | 0 | 0 | 0 | 0 | 0 | 0 | 0 | 0 | 0 | 0 | 0 | [44 empty] | 0
3239-SW-AG-Deemed Incentives SDG&E_COMPLIANCE | [15 empty] | 0 |  |  | #N/A | [26 empty] | 0% | 0% |  | 0 | 0 | 0 | 0 | 0 | 0 | 0 | 0 | 0 | 0 | 0 | [44 empty] | 0
3239-SW-AG-Deemed Incentives SDG&E_COMPLIANCE | [15 empty] | 0 |  |  | #N/A | [26 empty] | 0% | 0% |  | 0 | 0 | 0 | 0 | 0 | 0 | 0 | 0 | 0 | 0 | 0 | [44 empty] | 0
3239-SW-AG-Deemed Incentives SDG&E_COMPLIANCE | [15 empty] | 0 |  |  | #N/A | [26 empty] | 0% | 0% |  | 0 | 0 | 0 | 0 | 0 | 0 | 0 | 0 | 0 | 0 | 0 | [44 empty] | 0
3239-SW-AG-Deemed Incentives SDG&E_COMPLIANCE | [15 empty] | 0 |  |  | #N/A | [26 empty] | 0% | 0% |  | 0 | 0 | 0 | 0 | 0 | 0 | 0 | 0 | 0 | 0 | 0 | [44 empty] | 0
3239-SW-AG-Deemed Incentives SDG&E_COMPLIANCE | [15 empty] | 0 |  |  | #N/A | [26 empty] | 0% | 0% |  | 0 | 0 | 0 | 0 | 0 | 0 | 0 | 0 | 0 | 0 | 0 | [44 empty] | 0
3239-SW-AG-Deemed Incentives SDG&E_COMPLIANCE | [15 empty] | 0 |  |  | #N/A | [26 empty] | 0% | 0% |  | 0 | 0 | 0 | 0 | 0 | 0 | 0 | 0 | 0 | 0 | 0 | [44 empty] | 0
3239-SW-AG-Deemed Incentives SDG&E_COMPLIANCE | [15 empty] | 0 |  |  | #N/A | [26 empty] | 0% | 0% |  | 0 | 0 | 0 | 0 | 0 | 0 | 0 | 0 | 0 | 0 | 0 | [44 empty] | 0
3239-SW-AG-Deemed Incentives SDG&E_COMPLIANCE | [15 empty] | 0 |  |  | #N/A | [26 empty] | 0% | 0% |  | 0 | 0 | 0 | 0 | 0 | 0 | 0 | 0 | 0 | 0 | 0 | [44 empty] | 0
3239-SW-AG-Deemed Incentives SDG&E_COMPLIANCE | [15 empty] | 0 |  |  | #N/A | [26 empty] | 0% | 0% |  | 0 | 0 | 0 | 0 | 0 | 0 | 0 | 0 | 0 | 0 | 0 | [44 empty] | 0
3239-SW-AG-Deemed Incentives SDG&E_COMPLIANCE | [15 empty] | 0 |  |  | #N/A | [26 empty] | 0% | 0% |  | 0 | 0 | 0 | 0 | 0 | 0 | 0 | 0 | 0 | 0 | 0 | [44 empty] | 0
3239-SW-AG-Deemed Incentives SDG&E_COMPLIANCE | [15 empty] | 0 |  |  | #N/A | [26 empty] | 0% | 0% |  | 0 | 0 | 0 | 0 | 0 | 0 | 0 | 0 | 0 | 0 | 0 | [44 empty] | 0
3239-SW-AG-Deemed Incentives SDG&E_COMPLIANCE | [15 empty] | 0 |  |  | #N/A | [26 empty] | 0% | 0% |  | 0 | 0 | 0 | 0 | 0 | 0 | 0 | 0 | 0 | 0 | 0 | [44 empty] | 0
3239-SW-AG-Deemed Incentives SDG&E_COMPLIANCE | [15 empty] | 0 |  |  | #N/A | [26 empty] | 0% | 0% |  | 0 | 0 | 0 | 0 | 0 | 0 | 0 | 0 | 0 | 0 | 0 | [44 empty] | 0
3239-SW-AG-Deemed Incentives SDG&E_COMPLIANCE | [15 empty] | 0 |  |  | #N/A | [26 empty] | 0% | 0% |  | 0 | 0 | 0 | 0 | 0 | 0 | 0 | 0 | 0 | 0 | 0 | [44 empty] | 0
3239-SW-AG-Deemed Incentives SDG&E_COMPLIANCE | [15 empty] | 0 |  |  | #N/A | [26 empty] | 0% | 0% |  | 0 | 0 | 0 | 0 | 0 | 0 | 0 | 0 | 0 | 0 | 0 | [44 empty] | 0
3239-SW-AG-Deemed Incentives SDG&E_COMPLIANCE | [15 empty] | 0 |  |  | #N/A | [26 empty] | 0% | 0% |  | 0 | 0 | 0 | 0 | 0 | 0 | 0 | 0 | 0 | 0 | 0 | [44 empty] | 0
3239-SW-AG-Deemed Incentives SDG&E_COMPLIANCE | [15 empty] | 0 |  |  | #N/A | [26 empty] | 0% | 0% |  | 0 | 0 | 0 | 0 | 0 | 0 | 0 | 0 | 0 | 0 | 0 | [44 empty] | 0
3239-SW-AG-Deemed Incentives SDG&E_COMPLIANCE | [15 empty] | 0 |  |  | #N/A | [26 empty] | 0% | 0% |  | 0 | 0 | 0 | 0 | 0 | 0 | 0 | 0 | 0 | 0 | 0 | [44 empty] | 0
3239-SW-AG-Deemed Incentives SDG&E_COMPLIANCE | [15 empty] | 0 |  |  | #N/A | [26 empty] | 0% | 0% |  | 0 | 0 | 0 | 0 | 0 | 0 | 0 | 0 | 0 | 0 | 0 | [44 empty] | 0
3239-SW-AG-Deemed Incentives SDG&E_COMPLIANCE | [15 empty] | 0 |  |  | #N/A | [26 empty] | 0% | 0% |  | 0 | 0 | 0 | 0 | 0 | 0 | 0 | 0 | 0 | 0 | 0 | [44 empty] | 0
3239-SW-AG-Deemed Incentives SDG&E_COMPLIANCE | [15 empty] | 0 |  |  | #N/A | [26 empty] | 0% | 0% |  | 0 | 0 | 0 | 0 | 0 | 0 | 0 | 0 | 0 | 0 | 0 | [44 empty] | 0
3239-SW-AG-Deemed Incentives SDG&E_COMPLIANCE | [15 empty] | 0 |  |  | #N/A | [26 empty] | 0% | 0% |  | 0 | 0 | 0 | 0 | 0 | 0 | 0 | 0 | 0 | 0 | 0 | [44 empty] | 0
3239-SW-AG-Deemed Incentives SDG&E_COMPLIANCE | [15 empty] | 0 |  |  | #N/A | [26 empty] | 0% | 0% |  | 0 | 0 | 0 | 0 | 0 | 0 | 0 | 0 | 0 | 0 | 0 | [44 empty] | 0
3239-SW-AG-Deemed Incentives SDG&E_COMPLIANCE | [15 empty] | 0 |  |  | #N/A | [26 empty] | 0% | 0% |  | 0 | 0 | 0 | 0 | 0 | 0 | 0 | 0 | 0 | 0 | 0 | [44 empty] | 0
3239-SW-AG-Deemed Incentives SDG&E_COMPLIANCE | [15 empty] | 0 |  |  | #N/A | [26 empty] | 0% | 0% |  | 0 | 0 | 0 | 0 | 0 | 0 | 0 | 0 | 0 | 0 | 0 | [44 empty] | 0
3239-SW-AG-Deemed Incentives SDG&E_COMPLIANCE | [15 empty] | 0 |  |  | #N/A | [26 empty] | 0% | 0% |  | 0 | 0 | 0 | 0 | 0 | 0 | 0 | 0 | 0 | 0 | 0 | [44 empty] | 0
3239-SW-AG-Deemed Incentives SDG&E_COMPLIANCE | [15 empty] | 0 |  |  | #N/A | [26 empty] | 0% | 0% |  | 0 | 0 | 0 | 0 | 0 | 0 | 0 | 0 | 0 | 0 | 0 | [44 empty] | 0
3239-SW-AG-Deemed Incentives SDG&E_COMPLIANCE | [15 empty] | 0 |  |  | #N/A | [26 empty] | 0% | 0% |  | 0 | 0 | 0 | 0 | 0 | 0 | 0 | 0 | 0 | 0 | 0 | [44 empty] | 0
3239-SW-AG-Deemed Incentives SDG&E_COMPLIANCE | [15 empty] | 0 |  |  | #N/A | [26 empty] | 0% | 0% |  | 0 | 0 | 0 | 0 | 0 | 0 | 0 | 0 | 0 | 0 | 0 | [44 empty] | 0
3239-SW-AG-Deemed Incentives SDG&E_COMPLIANCE | [15 empty] | 0 |  |  | #N/A | [26 empty] | 0% | 0% |  | 0 | 0 | 0 | 0 | 0 | 0 | 0 | 0 | 0 | 0 | 0 | [44 empty] | 0
3239-SW-AG-Deemed Incentives SDG&E_COMPLIANCE | [15 empty] | 0 |  |  | #N/A | [26 empty] | 0% | 0% |  | 0 | 0 | 0 | 0 | 0 | 0 | 0 | 0 | 0 | 0 | 0 | [44 empty] | 0
3239-SW-AG-Deemed Incentives SDG&E_COMPLIANCE | [15 empty] | 0 |  |  | #N/A | [26 empty] | 0% | 0% |  | 0 | 0 | 0 | 0 | 0 | 0 | 0 | 0 | 0 | 0 | 0 | [44 empty] | 0
3239-SW-AG-Deemed Incentives SDG&E_COMPLIANCE | [15 empty] | 0 |  |  | #N/A | [26 empty] | 0% | 0% |  | 0 | 0 | 0 | 0 | 0 | 0 | 0 | 0 | 0 | 0 | 0 | [44 empty] | 0
3239-SW-AG-Deemed Incentives SDG&E_COMPLIANCE | [15 empty] | 0 |  |  | #N/A | [26 empty] | 0% | 0% |  | 0 | 0 | 0 | 0 | 0 | 0 | 0 | 0 | 0 | 0 | 0 | [44 empty] | 0
3239-SW-AG-Deemed Incentives SDG&E_COMPLIANCE | [15 empty] | 0 |  |  | #N/A | [26 empty] | 0% | 0% |  | 0 | 0 | 0 | 0 | 0 | 0 | 0 | 0 | 0 | 0 | 0 | [44 empty] | 0
3239-SW-AG-Deemed Incentives SDG&E_COMPLIANCE | [15 empty] | 0 |  |  | #N/A | [26 empty] | 0% | 0% |  | 0 | 0 | 0 | 0 | 0 | 0 | 0 | 0 | 0 | 0 | 0 | [44 empty] | 0
3239-SW-AG-Deemed Incentives SDG&E_COMPLIANCE | [15 empty] | 0 |  |  | #N/A | [26 empty] | 0% | 0% |  | 0 | 0 | 0 | 0 | 0 | 0 | 0 | 0 | 0 | 0 | 0 | [44 empty] | 0
3239-SW-AG-Deemed Incentives SDG&E_COMPLIANCE | [15 empty] | 0 |  |  | #N/A | [26 empty] | 0% | 0% |  | 0 | 0 | 0 | 0 | 0 | 0 | 0 | 0 | 0 | 0 | 0 | [44 empty] | 0
3239-SW-AG-Deemed Incentives SDG&E_COMPLIANCE | [15 empty] | 0 |  |  | #N/A | [26 empty] | 0% | 0% |  | 0 | 0 | 0 | 0 | 0 | 0 | 0 | 0 | 0 | 0 | 0 | [44 empty] | 0
3239-SW-AG-Deemed Incentives SDG&E_COMPLIANCE | [15 empty] | 0 |  |  | #N/A | [26 empty] | 0% | 0% |  | 0 | 0 | 0 | 0 | 0 | 0 | 0 | 0 | 0 | 0 | 0 | [44 empty] | 0
3239-SW-AG-Deemed Incentives SDG&E_COMPLIANCE | [15 empty] | 0 |  |  | #N/A | [26 empty] | 0% | 0% |  | 0 | 0 | 0 | 0 | 0 | 0 | 0 | 0 | 0 | 0 | 0 | [44 empty] | 0
3239-SW-AG-Deemed Incentives SDG&E_COMPLIANCE | [15 empty] | 0 |  |  | #N/A | [26 empty] | 0% | 0% |  | 0 | 0 | 0 | 0 | 0 | 0 | 0 | 0 | 0 | 0 | 0 | [44 empty] | 0
3239-SW-AG-Deemed Incentives SDG&E_COMPLIANCE | [15 empty] | 0 |  |  | #N/A | [26 empty] | 0% | 0% |  | 0 | 0 | 0 | 0 | 0 | 0 | 0 | 0 | 0 | 0 | 0 | [44 empty] | 0
3239-SW-AG-Deemed Incentives SDG&E_COMPLIANCE | [15 empty] | 0 |  |  | #N/A | [26 empty] | 0% | 0% |  | 0 | 0 | 0 | 0 | 0 | 0 | 0 | 0 | 0 | 0 | 0 | [44 empty] | 0
3239-SW-AG-Deemed Incentives SDG&E_COMPLIANCE | [15 empty] | 0 |  |  | #N/A | [26 empty] | 0% | 0% |  | 0 | 0 | 0 | 0 | 0 | 0 | 0 | 0 | 0 | 0 | 0 | [44 empty] | 0
3239-SW-AG-Deemed Incentives SDG&E_COMPLIANCE | [15 empty] | 0 |  |  | #N/A | [26 empty] | 0% | 0% |  | 0 | 0 | 0 | 0 | 0 | 0 | 0 | 0 | 0 | 0 | 0 | [44 empty] | 0
3239-SW-AG-Deemed Incentives SDG&E_COMPLIANCE | [15 empty] | 0 |  |  | #N/A | [26 empty] | 0% | 0% |  | 0 | 0 | 0 | 0 | 0 | 0 | 0 | 0 | 0 | 0 | 0 | [44 empty] | 0
3239-SW-AG-Deemed Incentives SDG&E_COMPLIANCE | [15 empty] | 0 |  |  | #N/A | [26 empty] | 0% | 0% |  | 0 | 0 | 0 | 0 | 0 | 0 | 0 | 0 | 0 | 0 | 0 | [44 empty] | 0
3239-SW-AG-Deemed Incentives SDG&E_COMPLIANCE | [15 empty] | 0 |  |  | #N/A | [26 empty] | 0% | 0% |  | 0 | 0 | 0 | 0 | 0 | 0 | 0 | 0 | 0 | 0 | 0 | [44 empty] | 0
3239-SW-AG-Deemed Incentives SDG&E_COMPLIANCE | [15 empty] | 0 |  |  | #N/A | [26 empty] | 0% | 0% |  | 0 | 0 | 0 | 0 | 0 | 0 | 0 | 0 | 0 | 0 | 0 | [44 empty] | 0
3239-SW-AG-Deemed Incentives SDG&E_COMPLIANCE | [15 empty] | 0 |  |  | #N/A | [26 empty] | 0% | 0% |  | 0 | 0 | 0 | 0 | 0 | 0 | 0 | 0 | 0 | 0 | 0 | [44 empty] | 0
3239-SW-AG-Deemed Incentives SDG&E_COMPLIANCE | [15 empty] | 0 |  |  | #N/A | [26 empty] | 0% | 0% |  | 0 | 0 | 0 | 0 | 0 | 0 | 0 | 0 | 0 | 0 | 0 | [44 empty] | 0
3239-SW-AG-Deemed Incentives SDG&E_COMPLIANCE | [15 empty] | 0 |  |  | #N/A | [26 empty] | 0% | 0% |  | 0 | 0 | 0 | 0 | 0 | 0 | 0 | 0 | 0 | 0 | 0 | [44 empty] | 0
3239-SW-AG-Deemed Incentives SDG&E_COMPLIANCE | [15 empty] | 0 |  |  | #N/A | [26 empty] | 0% | 0% |  | 0 | 0 | 0 | 0 | 0 | 0 | 0 | 0 | 0 | 0 | 0 | [44 empty] | 0
3239-SW-AG-Deemed Incentives SDG&E_COMPLIANCE | [15 empty] | 0 |  |  | #N/A | [26 empty] | 0% | 0% |  | 0 | 0 | 0 | 0 | 0 | 0 | 0 | 0 | 0 | 0 | 0 | [44 empty] | 0
3239-SW-AG-Deemed Incentives SDG&E_COMPLIANCE | [15 empty] | 0 |  |  | #N/A | [26 empty] | 0% | 0% |  | 0 | 0 | 0 | 0 | 0 | 0 | 0 | 0 | 0 | 0 | 0 | [44 empty] | 0
3239-SW-AG-Deemed Incentives SDG&E_COMPLIANCE | [15 empty] | 0 |  |  | #N/A | [26 empty] | 0% | 0% |  | 0 | 0 | 0 | 0 | 0 | 0 | 0 | 0 | 0 | 0 | 0 | [44 empty] | 0
3239-SW-AG-Deemed Incentives SDG&E_COMPLIANCE | [15 empty] | 0 |  |  | #N/A | [26 empty] | 0% | 0% |  | 0 | 0 | 0 | 0 | 0 | 0 | 0 | 0 | 0 | 0 | 0 | [44 empty] | 0
3239-SW-AG-Deemed Incentives SDG&E_COMPLIANCE | [15 empty] | 0 |  |  | #N/A | [26 empty] | 0% | 0% |  | 0 | 0 | 0 | 0 | 0 | 0 | 0 | 0 | 0 | 0 | 0 | [44 empty] | 0
3239-SW-AG-Deemed Incentives SDG&E_COMPLIANCE | [15 empty] | 0 |  |  | #N/A | [26 empty] | 0% | 0% |  | 0 | 0 | 0 | 0 | 0 | 0 | 0 | 0 | 0 | 0 | 0 | [44 empty] | 0
3239-SW-AG-Deemed Incentives SDG&E_COMPLIANCE | [15 empty] | 0 |  |  | #N/A | [26 empty] | 0% | 0% |  | 0 | 0 | 0 | 0 | 0 | 0 | 0 | 0 | 0 | 0 | 0 | [44 empty] | 0
3239-SW-AG-Deemed Incentives SDG&E_COMPLIANCE | [15 empty] | 0 |  |  | #N/A | [26 empty] | 0% | 0% |  | 0 | 0 | 0 | 0 | 0 | 0 | 0 | 0 | 0 | 0 | 0 | [44 empty] | 0
3239-SW-AG-Deemed Incentives SDG&E_COMPLIANCE | [15 empty] | 0 |  |  | #N/A | [26 empty] | 0% | 0% |  | 0 | 0 | 0 | 0 | 0 | 0 | 0 | 0 | 0 | 0 | 0 | [44 empty] | 0
3239-SW-AG-Deemed Incentives SDG&E_COMPLIANCE | [15 empty] | 0 |  |  | #N/A | [26 empty] | 0% | 0% |  | 0 | 0 | 0 | 0 | 0 | 0 | 0 | 0 | 0 | 0 | 0 | [44 empty] | 0
3239-SW-AG-Deemed Incentives SDG&E_COMPLIANCE | [15 empty] | 0 |  |  | #N/A | [26 empty] | 0% | 0% |  | 0 | 0 | 0 | 0 | 0 | 0 | 0 | 0 | 0 | 0 | 0 | [44 empty] | 0
3239-SW-AG-Deemed Incentives SDG&E_COMPLIANCE | [15 empty] | 0 |  |  | #N/A | [26 empty] | 0% | 0% |  | 0 | 0 | 0 | 0 | 0 | 0 | 0 | 0 | 0 | 0 | 0 | [44 empty] | 0
3239-SW-AG-Deemed Incentives SDG&E_COMPLIANCE | [15 empty] | 0 |  |  | #N/A | [26 empty] | 0% | 0% |  | 0 | 0 | 0 | 0 | 0 | 0 | 0 | 0 | 0 | 0 | 0 | [44 empty] | 0
3239-SW-AG-Deemed Incentives SDG&E_COMPLIANCE | [15 empty] | 0 |  |  | #N/A | [26 empty] | 0% | 0% |  | 0 | 0 | 0 | 0 | 0 | 0 | 0 | 0 | 0 | 0 | 0 | [44 empty] | 0
3239-SW-AG-Deemed Incentives SDG&E_COMPLIANCE | [15 empty] | 0 |  |  | #N/A | [26 empty] | 0% | 0% |  | 0 | 0 | 0 | 0 | 0 | 0 | 0 | 0 | 0 | 0 | 0 | [44 empty] | 0
3239-SW-AG-Deemed Incentives SDG&E_COMPLIANCE | [15 empty] | 0 |  |  | #N/A | [26 empty] | 0% | 0% |  | 0 | 0 | 0 | 0 | 0 | 0 | 0 | 0 | 0 | 0 | 0 | [44 empty] | 0
3239-SW-AG-Deemed Incentives SDG&E_COMPLIANCE | [15 empty] | 0 |  |  | #N/A | [26 empty] | 0% | 0% |  | 0 | 0 | 0 | 0 | 0 | 0 | 0 | 0 | 0 | 0 | 0 | [44 empty] | 0
3239-SW-AG-Deemed Incentives SDG&E_COMPLIANCE | [15 empty] | 0 |  |  | #N/A | [26 empty] | 0% | 0% |  | 0 | 0 | 0 | 0 | 0 | 0 | 0 | 0 | 0 | 0 | 0 | [44 empty] | 0
3239-SW-AG-Deemed Incentives SDG&E_COMPLIANCE | [15 empty] | 0 |  |  | #N/A | [26 empty] | 0% | 0% |  | 0 | 0 | 0 | 0 | 0 | 0 | 0 | 0 | 0 | 0 | 0 | [44 empty] | 0
3239-SW-AG-Deemed Incentives SDG&E_COMPLIANCE | [15 empty] | 0 |  |  | #N/A | [26 empty] | 0% | 0% |  | 0 | 0 | 0 | 0 | 0 | 0 | 0 | 0 | 0 | 0 | 0 | [44 empty] | 0
3239-SW-AG-Deemed Incentives SDG&E_COMPLIANCE | [15 empty] | 0 |  |  | #N/A | [26 empty] | 0% | 0% |  | 0 | 0 | 0 | 0 | 0 | 0 | 0 | 0 | 0 | 0 | 0 | [44 empty] | 0
3239-SW-AG-Deemed Incentives SDG&E_COMPLIANCE | [15 empty] | 0 |  |  | #N/A | [26 empty] | 0% | 0% |  | 0 | 0 | 0 | 0 | 0 | 0 | 0 | 0 | 0 | 0 | 0 | [44 empty] | 0
3239-SW-AG-Deemed Incentives SDG&E_COMPLIANCE | [15 empty] | 0 |  |  | #N/A | [26 empty] | 0% | 0% |  | 0 | 0 | 0 | 0 | 0 | 0 | 0 | 0 | 0 | 0 | 0 | [44 empty] | 0
3239-SW-AG-Deemed Incentives SDG&E_COMPLIANCE | [15 empty] | 0 |  |  | #N/A | [26 empty] | 0% | 0% |  | 0 | 0 | 0 | 0 | 0 | 0 | 0 | 0 | 0 | 0 | 0 | [44 empty] | 0
3239-SW-AG-Deemed Incentives SDG&E_COMPLIANCE | [15 empty] | 0 |  |  | #N/A | [26 empty] | 0% | 0% |  | 0 | 0 | 0 | 0 | 0 | 0 | 0 | 0 | 0 | 0 | 0 | [44 empty] | 0
3239-SW-AG-Deemed Incentives SDG&E_COMPLIANCE | [15 empty] | 0 |  |  | #N/A | [26 empty] | 0% | 0% |  | 0 | 0 | 0 | 0 | 0 | 0 | 0 | 0 | 0 | 0 | 0 | [44 empty] | 0
3239-SW-AG-Deemed Incentives SDG&E_COMPLIANCE | [15 empty] | 0 |  |  | #N/A | [26 empty] | 0% | 0% |  | 0 | 0 | 0 | 0 | 0 | 0 | 0 | 0 | 0 | 0 | 0 | [44 empty] | 0
3239-SW-AG-Deemed Incentives SDG&E_COMPLIANCE | [15 empty] | 0 |  |  | #N/A | [26 empty] | 0% | 0% |  | 0 | 0 | 0 | 0 | 0 | 0 | 0 | 0 | 0 | 0 | 0 | [44 empty] | 0
3239-SW-AG-Deemed Incentives SDG&E_COMPLIANCE | [15 empty] | 0 |  |  | #N/A | [26 empty] | 0% | 0% |  | 0 | 0 | 0 | 0 | 0 | 0 | 0 | 0 | 0 | 0 | 0 | [44 empty] | 0
3239-SW-AG-Deemed Incentives SDG&E_COMPLIANCE | [15 empty] | 0 |  |  | #N/A | [26 empty] | 0% | 0% |  | 0 | 0 | 0 | 0 | 0 | 0 | 0 | 0 | 0 | 0 | 0 | [44 empty] | 0
3239-SW-AG-Deemed Incentives SDG&E_COMPLIANCE | [15 empty] | 0 |  |  | #N/A | [26 empty] | 0% | 0% |  | 0 | 0 | 0 | 0 | 0 | 0 | 0 | 0 | 0 | 0 | 0 | [44 empty] | 0
3239-SW-AG-Deemed Incentives SDG&E_COMPLIANCE | [15 empty] | 0 |  |  | #N/A | [26 empty] | 0% | 0% |  | 0 | 0 | 0 | 0 | 0 | 0 | 0 | 0 | 0 | 0 | 0 | [44 empty] | 0
3239-SW-AG-Deemed Incentives SDG&E_COMPLIANCE | [15 empty] | 0 |  |  | #N/A | [26 empty] | 0% | 0% |  | 0 | 0 | 0 | 0 | 0 | 0 | 0 | 0 | 0 | 0 | 0 | [44 empty] | 0
3239-SW-AG-Deemed Incentives SDG&E_COMPLIANCE | [15 empty] | 0 |  |  | #N/A | [26 empty] | 0% | 0% |  | 0 | 0 | 0 | 0 | 0 | 0 | 0 | 0 | 0 | 0 | 0 | [44 empty] | 0
3239-SW-AG-Deemed Incentives SDG&E_COMPLIANCE | [15 empty] | 0 |  |  | #N/A | [26 empty] | 0% | 0% |  | 0 | 0 | 0 | 0 | 0 | 0 | 0 | 0 | 0 | 0 | 0 | [44 empty] | 0
3239-SW-AG-Deemed Incentives SDG&E_COMPLIANCE | [15 empty] | 0 |  |  | #N/A | [26 empty] | 0% | 0% |  | 0 | 0 | 0 | 0 | 0 | 0 | 0 | 0 | 0 | 0 | 0 | [44 empty] | 0
3239-SW-AG-Deemed Incentives SDG&E_COMPLIANCE | [15 empty] | 0 |  |  | #N/A | [26 empty] | 0% | 0% |  | 0 | 0 | 0 | 0 | 0 | 0 | 0 | 0 | 0 | 0 | 0 | [44 empty] | 0
3239-SW-AG-Deemed Incentives SDG&E_COMPLIANCE | [15 empty] | 0 |  |  | #N/A | [26 empty] | 0% | 0% |  | 0 | 0 | 0 | 0 | 0 | 0 | 0 | 0 | 0 | 0 | 0 | [44 empty] | 0
3239-SW-AG-Deemed Incentives SDG&E_COMPLIANCE | [15 empty] | 0 |  |  | #N/A | [26 empty] | 0% | 0% |  | 0 | 0 | 0 | 0 | 0 | 0 | 0 | 0 | 0 | 0 | 0 | [44 empty] | 0
3239-SW-AG-Deemed Incentives SDG&E_COMPLIANCE | [15 empty] | 0 |  |  | #N/A | [26 empty] | 0% | 0% |  | 0 | 0 | 0 | 0 | 0 | 0 | 0 | 0 | 0 | 0 | 0 | [44 empty] | 0
3239-SW-AG-Deemed Incentives SDG&E_COMPLIANCE | [15 empty] | 0 |  |  | #N/A | [26 empty] | 0% | 0% |  | 0 | 0 | 0 | 0 | 0 | 0 | 0 | 0 | 0 | 0 | 0 | [44 empty] | 0
3239-SW-AG-Deemed Incentives SDG&E_COMPLIANCE | [15 empty] | 0 |  |  | #N/A | [26 empty] | 0% | 0% |  | 0 | 0 | 0 | 0 | 0 | 0 | 0 | 0 | 0 | 0 | 0 | [44 empty] | 0
3239-SW-AG-Deemed Incentives SDG&E_COMPLIANCE | [15 empty] | 0 |  |  | #N/A | [26 empty] | 0% | 0% |  | 0 | 0 | 0 | 0 | 0 | 0 | 0 | 0 | 0 | 0 | 0 | [44 empty] | 0
3239-SW-AG-Deemed Incentives SDG&E_COMPLIANCE | [15 empty] | 0 |  |  | #N/A | [26 empty] | 0% | 0% |  | 0 | 0 | 0 | 0 | 0 | 0 | 0 | 0 | 0 | 0 | 0 | [44 empty] | 0
3239-SW-AG-Deemed Incentives SDG&E_COMPLIANCE | [15 empty] | 0 |  |  | #N/A | [26 empty] | 0% | 0% |  | 0 | 0 | 0 | 0 | 0 | 0 | 0 | 0 | 0 | 0 | 0 | [44 empty] | 0
3239-SW-AG-Deemed Incentives SDG&E_COMPLIANCE | [15 empty] | 0 |  |  | #N/A | [26 empty] | 0% | 0% |  | 0 | 0 | 0 | 0 | 0 | 0 | 0 | 0 | 0 | 0 | 0 | [44 empty] | 0
3239-SW-AG-Deemed Incentives SDG&E_COMPLIANCE | [15 empty] | 0 |  |  | #N/A | [26 empty] | 0% | 0% |  | 0 | 0 | 0 | 0 | 0 | 0 | 0 | 0 | 0 | 0 | 0 | [44 empty] | 0
3239-SW-AG-Deemed Incentives SDG&E_COMPLIANCE | [15 empty] | 0 |  |  | #N/A | [26 empty] | 0% | 0% |  | 0 | 0 | 0 | 0 | 0 | 0 | 0 | 0 | 0 | 0 | 0 | [44 empty] | 0
3239-SW-AG-Deemed Incentives SDG&E_COMPLIANCE | [15 empty] | 0 |  |  | #N/A | [26 empty] | 0% | 0% |  | 0 | 0 | 0 | 0 | 0 | 0 | 0 | 0 | 0 | 0 | 0 | [44 empty] | 0
3239-SW-AG-Deemed Incentives SDG&E_COMPLIANCE | [15 empty] | 0 |  |  | #N/A | [26 empty] | 0% | 0% |  | 0 | 0 | 0 | 0 | 0 | 0 | 0 | 0 | 0 | 0 | 0 | [44 empty] | 0
3239-SW-AG-Deemed Incentives SDG&E_COMPLIANCE | [15 empty] | 0 |  |  | #N/A | [26 empty] | 0% | 0% |  | 0 | 0 | 0 | 0 | 0 | 0 | 0 | 0 | 0 | 0 | 0 | [44 empty] | 0
3239-SW-AG-Deemed Incentives SDG&E_COMPLIANCE | [15 empty] | 0 |  |  | #N/A | [26 empty] | 0% | 0% |  | 0 | 0 | 0 | 0 | 0 | 0 | 0 | 0 | 0 | 0 | 0 | [44 empty] | 0
3239-SW-AG-Deemed Incentives SDG&E_COMPLIANCE | [15 empty] | 0 |  |  | #N/A | [26 empty] | 0% | 0% |  | 0 | 0 | 0 | 0 | 0 | 0 | 0 | 0 | 0 | 0 | 0 | [44 empty] | 0
3239-SW-AG-Deemed Incentives SDG&E_COMPLIANCE | [15 empty] | 0 |  |  | #N/A | [26 empty] | 0% | 0% |  | 0 | 0 | 0 | 0 | 0 | 0 | 0 | 0 | 0 | 0 | 0 | [44 empty] | 0
3239-SW-AG-Deemed Incentives SDG&E_COMPLIANCE | [15 empty] | 0 |  |  | #N/A | [26 empty] | 0% | 0% |  | 0 | 0 | 0 | 0 | 0 | 0 | 0 | 0 | 0 | 0 | 0 | [44 empty] | 0
3239-SW-AG-Deemed Incentives SDG&E_COMPLIANCE | [15 empty] | 0 |  |  | #N/A | [26 empty] | 0% | 0% |  | 0 | 0 | 0 | 0 | 0 | 0 | 0 | 0 | 0 | 0 | 0 | [44 empty] | 0
3239-SW-AG-Deemed Incentives SDG&E_COMPLIANCE | [15 empty] | 0 |  |  | #N/A | [26 empty] | 0% | 0% |  | 0 | 0 | 0 | 0 | 0 | 0 | 0 | 0 | 0 | 0 | 0 | [44 empty] | 0
3239-SW-AG-Deemed Incentives SDG&E_COMPLIANCE | [15 empty] | 0 |  |  | #N/A | [26 empty] | 0% | 0% |  | 0 | 0 | 0 | 0 | 0 | 0 | 0 | 0 | 0 | 0 | 0 | [44 empty] | 0
3239-SW-AG-Deemed Incentives SDG&E_COMPLIANCE | [15 empty] | 0 |  |  | #N/A | [26 empty] | 0% | 0% |  | 0 | 0 | 0 | 0 | 0 | 0 | 0 | 0 | 0 | 0 | 0 | [44 empty] | 0
3239-SW-AG-Deemed Incentives SDG&E_COMPLIANCE | [15 empty] | 0 |  |  | #N/A | [26 empty] | 0% | 0% |  | 0 | 0 | 0 | 0 | 0 | 0 | 0 | 0 | 0 | 0 | 0 | [44 empty] | 0
3239-SW-AG-Deemed Incentives SDG&E_COMPLIANCE | [15 empty] | 0 |  |  | #N/A | [26 empty] | 0% | 0% |  | 0 | 0 | 0 | 0 | 0 | 0 | 0 | 0 | 0 | 0 | 0 | [44 empty] | 0
3239-SW-AG-Deemed Incentives SDG&E_COMPLIANCE | [15 empty] | 0 |  |  | #N/A | [26 empty] | 0% | 0% |  | 0 | 0 | 0 | 0 | 0 | 0 | 0 | 0 | 0 | 0 | 0 | [44 empty] | 0
3239-SW-AG-Deemed Incentives SDG&E_COMPLIANCE | [15 empty] | 0 |  |  | #N/A | [26 empty] | 0% | 0% |  | 0 | 0 | 0 | 0 | 0 | 0 | 0 | 0 | 0 | 0 | 0 | [44 empty] | 0
3239-SW-AG-Deemed Incentives SDG&E_COMPLIANCE | [15 empty] | 0 |  |  | #N/A | [26 empty] | 0% | 0% |  | 0 | 0 | 0 | 0 | 0 | 0 | 0 | 0 | 0 | 0 | 0 | [44 empty] | 0
3239-SW-AG-Deemed Incentives SDG&E_COMPLIANCE | [15 empty] | 0 |  |  | #N/A | [26 empty] | 0% | 0% |  | 0 | 0 | 0 | 0 | 0 | 0 | 0 | 0 | 0 | 0 | 0 | [44 empty] | 0
3239-SW-AG-Deemed Incentives SDG&E_COMPLIANCE | [15 empty] | 0 |  |  | #N/A | [26 empty] | 0% | 0% |  | 0 | 0 | 0 | 0 | 0 | 0 | 0 | 0 | 0 | 0 | 0 | [44 empty] | 0
3239-SW-AG-Deemed Incentives SDG&E_COMPLIANCE | [15 empty] | 0 |  |  | #N/A | [26 empty] | 0% | 0% |  | 0 | 0 | 0 | 0 | 0 | 0 | 0 | 0 | 0 | 0 | 0 | [44 empty] | 0
3239-SW-AG-Deemed Incentives SDG&E_COMPLIANCE | [15 empty] | 0 |  |  | #N/A | [26 empty] | 0% | 0% |  | 0 | 0 | 0 | 0 | 0 | 0 | 0 | 0 | 0 | 0 | 0 | [44 empty] | 0
3239-SW-AG-Deemed Incentives SDG&E_COMPLIANCE | [15 empty] | 0 |  |  | #N/A | [26 empty] | 0% | 0% |  | 0 | 0 | 0 | 0 | 0 | 0 | 0 | 0 | 0 | 0 | 0 | [44 empty] | 0
3239-SW-AG-Deemed Incentives SDG&E_COMPLIANCE | [15 empty] | 0 |  |  | #N/A | [26 empty] | 0% | 0% |  | 0 | 0 | 0 | 0 | 0 | 0 | 0 | 0 | 0 | 0 | 0 | [44 empty] | 0
3239-SW-AG-Deemed Incentives SDG&E_COMPLIANCE | [15 empty] | 0 |  |  | #N/A | [26 empty] | 0% | 0% |  | 0 | 0 | 0 | 0 | 0 | 0 | 0 | 0 | 0 | 0 | 0 | [44 empty] | 0
3239-SW-AG-Deemed Incentives SDG&E_COMPLIANCE | [15 empty] | 0 |  |  | #N/A | [26 empty] | 0% | 0% |  | 0 | 0 | 0 | 0 | 0 | 0 | 0 | 0 | 0 | 0 | 0 | [44 empty] | 0
3239-SW-AG-Deemed Incentives SDG&E_COMPLIANCE | [15 empty] | 0 |  |  | #N/A | [26 empty] | 0% | 0% |  | 0 | 0 | 0 | 0 | 0 | 0 | 0 | 0 | 0 | 0 | 0 | [44 empty] | 0
3239-SW-AG-Deemed Incentives SDG&E_COMPLIANCE | [15 empty] | 0 |  |  | #N/A | [26 empty] | 0% | 0% |  | 0 | 0 | 0 | 0 | 0 | 0 | 0 | 0 | 0 | 0 | 0 | [44 empty] | 0
3239-SW-AG-Deemed Incentives SDG&E_COMPLIANCE | [15 empty] | 0 |  |  | #N/A | [26 empty] | 0% | 0% |  | 0 | 0 | 0 | 0 | 0 | 0 | 0 | 0 | 0 | 0 | 0 | [44 empty] | 0
3239-SW-AG-Deemed Incentives SDG&E_COMPLIANCE | [15 empty] | 0 |  |  | #N/A | [26 empty] | 0% | 0% |  | 0 | 0 | 0 | 0 | 0 | 0 | 0 | 0 | 0 | 0 | 0 | [44 empty] | 0
3239-SW-AG-Deemed Incentives SDG&E_COMPLIANCE | [15 empty] | 0 |  |  | #N/A | [26 empty] | 0% | 0% |  | 0 | 0 | 0 | 0 | 0 | 0 | 0 | 0 | 0 | 0 | 0 | [44 empty] | 0
3239-SW-AG-Deemed Incentives SDG&E_COMPLIANCE | [15 empty] | 0 |  |  | #N/A | [26 empty] | 0% | 0% |  | 0 | 0 | 0 | 0 | 0 | 0 | 0 | 0 | 0 | 0 | 0 | [44 empty] | 0
3239-SW-AG-Deemed Incentives SDG&E_COMPLIANCE | [15 empty] | 0 |  |  | #N/A | [26 empty] | 0% | 0% |  | 0 | 0 | 0 | 0 | 0 | 0 | 0 | 0 | 0 | 0 | 0 | [44 empty] | 0
3239-SW-AG-Deemed Incentives SDG&E_COMPLIANCE | [15 empty] | 0 |  |  | #N/A | [26 empty] | 0% | 0% |  | 0 | 0 | 0 | 0 | 0 | 0 | 0 | 0 | 0 | 0 | 0 | [44 empty] | 0
3239-SW-AG-Deemed Incentives SDG&E_COMPLIANCE | [15 empty] | 0 |  |  | #N/A | [26 empty] | 0% | 0% |  | 0 | 0 | 0 | 0 | 0 | 0 | 0 | 0 | 0 | 0 | 0 | [44 empty] | 0
3239-SW-AG-Deemed Incentives SDG&E_COMPLIANCE | [15 empty] | 0 |  |  | #N/A | [26 empty] | 0% | 0% |  | 0 | 0 | 0 | 0 | 0 | 0 | 0 | 0 | 0 | 0 | 0 | [44 empty] | 0
3239-SW-AG-Deemed Incentives SDG&E_COMPLIANCE | [15 empty] | 0 |  |  | #N/A | [26 empty] | 0% | 0% |  | 0 | 0 | 0 | 0 | 0 | 0 | 0 | 0 | 0 | 0 | 0 | [44 empty] | 0
3239-SW-AG-Deemed Incentives SDG&E_COMPLIANCE | [15 empty] | 0 |  |  | #N/A | [26 empty] | 0% | 0% |  | 0 | 0 | 0 | 0 | 0 | 0 | 0 | 0 | 0 | 0 | 0 | [44 empty] | 0
3239-SW-AG-Deemed Incentives SDG&E_COMPLIANCE | [15 empty] | 0 |  |  | #N/A | [26 empty] | 0% | 0% |  | 0 | 0 | 0 | 0 | 0 | 0 | 0 | 0 | 0 | 0 | 0 | [44 empty] | 0
3239-SW-AG-Deemed Incentives SDG&E_COMPLIANCE | [15 empty] | 0 |  |  | #N/A | [26 empty] | 0% | 0% |  | 0 | 0 | 0 | 0 | 0 | 0 | 0 | 0 | 0 | 0 | 0 | [44 empty] | 0
3239-SW-AG-Deemed Incentives SDG&E_COMPLIANCE | [15 empty] | 0 |  |  | #N/A | [26 empty] | 0% | 0% |  | 0 | 0 | 0 | 0 | 0 | 0 | 0 | 0 | 0 | 0 | 0 | [44 empty] | 0
3239-SW-AG-Deemed Incentives SDG&E_COMPLIANCE | [15 empty] | 0 |  |  | #N/A | [26 empty] | 0% | 0% |  | 0 | 0 | 0 | 0 | 0 | 0 | 0 | 0 | 0 | 0 | 0 | [44 empty] | 0
3239-SW-AG-Deemed Incentives SDG&E_COMPLIANCE | [15 empty] | 0 |  |  | #N/A | [26 empty] | 0% | 0% |  | 0 | 0 | 0 | 0 | 0 | 0 | 0 | 0 | 0 | 0 | 0 | [44 empty] | 0
3239-SW-AG-Deemed Incentives SDG&E_COMPLIANCE | [15 empty] | 0 |  |  | #N/A | [26 empty] | 0% | 0% |  | 0 | 0 | 0 | 0 | 0 | 0 | 0 | 0 | 0 | 0 | 0 | [44 empty] | 0
3239-SW-AG-Deemed Incentives SDG&E_COMPLIANCE | [15 empty] | 0 |  |  | #N/A | [26 empty] | 0% | 0% |  | 0 | 0 | 0 | 0 | 0 | 0 | 0 | 0 | 0 | 0 | 0 | [44 empty] | 0
3239-SW-AG-Deemed Incentives SDG&E_COMPLIANCE | [15 empty] | 0 |  |  | #N/A | [26 empty] | 0% | 0% |  | 0 | 0 | 0 | 0 | 0 | 0 | 0 | 0 | 0 | 0 | 0 | [44 empty] | 0
3239-SW-AG-Deemed Incentives SDG&E_COMPLIANCE | [15 empty] | 0 |  |  | #N/A | [26 empty] | 0% | 0% |  | 0 | 0 | 0 | 0 | 0 | 0 | 0 | 0 | 0 | 0 | 0 | [44 empty] | 0
3239-SW-AG-Deemed Incentives SDG&E_COMPLIANCE | [15 empty] | 0 |  |  | #N/A | [26 empty] | 0% | 0% |  | 0 | 0 | 0 | 0 | 0 | 0 | 0 | 0 | 0 | 0 | 0 | [44 empty] | 0
3239-SW-AG-Deemed Incentives SDG&E_COMPLIANCE | [15 empty] | 0 |  |  | #N/A | [26 empty] | 0% | 0% |  | 0 | 0 | 0 | 0 | 0 | 0 | 0 | 0 | 0 | 0 | 0 | [44 empty] | 0
3239-SW-AG-Deemed Incentives SDG&E_COMPLIANCE | [15 empty] | 0 |  |  | #N/A | [26 empty] | 0% | 0% |  | 0 | 0 | 0 | 0 | 0 | 0 | 0 | 0 | 0 | 0 | 0 | [44 empty] | 0
3239-SW-AG-Deemed Incentives SDG&E_COMPLIANCE | [15 empty] | 0 |  |  | #N/A | [26 empty] | 0% | 0% |  | 0 | 0 | 0 | 0 | 0 | 0 | 0 | 0 | 0 | 0 | 0 | [44 empty] | 0
3239-SW-AG-Deemed Incentives SDG&E_COMPLIANCE | [15 empty] | 0 |  |  | #N/A | [26 empty] | 0% | 0% |  | 0 | 0 | 0 | 0 | 0 | 0 | 0 | 0 | 0 | 0 | 0 | [44 empty] | 0
3239-SW-AG-Deemed Incentives SDG&E_COMPLIANCE | [15 empty] | 0 |  |  | #N/A | [26 empty] | 0% | 0% |  | 0 | 0 | 0 | 0 | 0 | 0 | 0 | 0 | 0 | 0 | 0 | [44 empty] | 0
3239-SW-AG-Deemed Incentives SDG&E_COMPLIANCE | [15 empty] | 0 |  |  | #N/A | [26 empty] | 0% | 0% |  | 0 | 0 | 0 | 0 | 0 | 0 | 0 | 0 | 0 | 0 | 0 | [44 empty] | 0
3239-SW-AG-Deemed Incentives SDG&E_COMPLIANCE | [15 empty] | 0 |  |  | #N/A | [26 empty] | 0% | 0% |  | 0 | 0 | 0 | 0 | 0 | 0 | 0 | 0 | 0 | 0 | 0 | [44 empty] | 0
3239-SW-AG-Deemed Incentives SDG&E_COMPLIANCE | [15 empty] | 0 |  |  | #N/A | [26 empty] | 0% | 0% |  | 0 | 0 | 0 | 0 | 0 | 0 | 0 | 0 | 0 | 0 | 0 | [44 empty] | 0
3239-SW-AG-Deemed Incentives SDG&E_COMPLIANCE | [15 empty] | 0 |  |  | #N/A | [26 empty] | 0% | 0% |  | 0 | 0 | 0 | 0 | 0 | 0 | 0 | 0 | 0 | 0 | 0 | [44 empty] | 0
3239-SW-AG-Deemed Incentives SDG&E_COMPLIANCE | [15 empty] | 0 |  |  | #N/A | [26 empty] | 0% | 0% |  | 0 | 0 | 0 | 0 | 0 | 0 | 0 | 0 | 0 | 0 | 0 | [44 empty] | 0
3239-SW-AG-Deemed Incentives SDG&E_COMPLIANCE | [15 empty] | 0 |  |  | #N/A | [26 empty] | 0% | 0% |  | 0 | 0 | 0 | 0 | 0 | 0 | 0 | 0 | 0 | 0 | 0 | [44 empty] | 0
3239-SW-AG-Deemed Incentives SDG&E_COMPLIANCE | [15 empty] | 0 |  |  | #N/A | [26 empty] | 0% | 0% |  | 0 | 0 | 0 | 0 | 0 | 0 | 0 | 0 | 0 | 0 | 0 | [44 empty] | 0
3239-SW-AG-Deemed Incentives SDG&E_COMPLIANCE | [15 empty] | 0 |  |  | #N/A | [26 empty] | 0% | 0% |  | 0 | 0 | 0 | 0 | 0 | 0 | 0 | 0 | 0 | 0 | 0 | [44 empty] | 0
3239-SW-AG-Deemed Incentives SDG&E_COMPLIANCE | [15 empty] | 0 |  |  | #N/A | [26 empty] | 0% | 0% |  | 0 | 0 | 0 | 0 | 0 | 0 | 0 | 0 | 0 | 0 | 0 | [44 empty] | 0
3239-SW-AG-Deemed Incentives SDG&E_COMPLIANCE | [15 empty] | 0 |  |  | #N/A | [26 empty] | 0% | 0% |  | 0 | 0 | 0 | 0 | 0 | 0 | 0 | 0 | 0 | 0 | 0 | [44 empty] | 0
3239-SW-AG-Deemed Incentives SDG&E_COMPLIANCE | [15 empty] | 0 |  |  | #N/A | [26 empty] | 0% | 0% |  | 0 | 0 | 0 | 0 | 0 | 0 | 0 | 0 | 0 | 0 | 0 | [44 empty] | 0
3239-SW-AG-Deemed Incentives SDG&E_COMPLIANCE | [15 empty] | 0 |  |  | #N/A | [26 empty] | 0% | 0% |  | 0 | 0 | 0 | 0 | 0 | 0 | 0 | 0 | 0 | 0 | 0 | [44 empty] | 0
3239-SW-AG-Deemed Incentives SDG&E_COMPLIANCE | [15 empty] | 0 |  |  | #N/A | [26 empty] | 0% | 0% |  | 0 | 0 | 0 | 0 | 0 | 0 | 0 | 0 | 0 | 0 | 0 | [44 empty] | 0
3239-SW-AG-Deemed Incentives SDG&E_COMPLIANCE | [15 empty] | 0 |  |  | #N/A | [26 empty] | 0% | 0% |  | 0 | 0 | 0 | 0 | 0 | 0 | 0 | 0 | 0 | 0 | 0 | [44 empty] | 0
3239-SW-AG-Deemed Incentives SDG&E_COMPLIANCE | [15 empty] | 0 |  |  | #N/A | [26 empty] | 0% | 0% |  | 0 | 0 | 0 | 0 | 0 | 0 | 0 | 0 | 0 | 0 | 0 | [44 empty] | 0
3239-SW-AG-Deemed Incentives SDG&E_COMPLIANCE | [15 empty] | 0 |  |  | #N/A | [26 empty] | 0% | 0% |  | 0 | 0 | 0 | 0 | 0 | 0 | 0 | 0 | 0 | 0 | 0 | [44 empty] | 0
3239-SW-AG-Deemed Incentives SDG&E_COMPLIANCE | [15 empty] | 0 |  |  | #N/A | [26 empty] | 0% | 0% |  | 0 | 0 | 0 | 0 | 0 | 0 | 0 | 0 | 0 | 0 | 0 | [44 empty] | 0
3239-SW-AG-Deemed Incentives SDG&E_COMPLIANCE | [15 empty] | 0 |  |  | #N/A | [26 empty] | 0% | 0% |  | 0 | 0 | 0 | 0 | 0 | 0 | 0 | 0 | 0 | 0 | 0 | [44 empty] | 0
3239-SW-AG-Deemed Incentives SDG&E_COMPLIANCE | [15 empty] | 0 |  |  | #N/A | [26 empty] | 0% | 0% |  | 0 | 0 | 0 | 0 | 0 | 0 | 0 | 0 | 0 | 0 | 0 | [44 empty] | 0
3239-SW-AG-Deemed Incentives SDG&E_COMPLIANCE | [15 empty] | 0 |  |  | #N/A | [26 empty] | 0% | 0% |  | 0 | 0 | 0 | 0 | 0 | 0 | 0 | 0 | 0 | 0 | 0 | [44 empty] | 0
3239-SW-AG-Deemed Incentives SDG&E_COMPLIANCE | [15 empty] | 0 |  |  | #N/A | [26 empty] | 0% | 0% |  | 0 | 0 | 0 | 0 | 0 | 0 | 0 | 0 | 0 | 0 | 0 | [44 empty] | 0
3239-SW-AG-Deemed Incentives SDG&E_COMPLIANCE | [15 empty] | 0 |  |  | #N/A | [26 empty] | 0% | 0% |  | 0 | 0 | 0 | 0 | 0 | 0 | 0 | 0 | 0 | 0 | 0 | [44 empty] | 0
3239-SW-AG-Deemed Incentives SDG&E_COMPLIANCE | [15 empty] | 0 |  |  | #N/A | [26 empty] | 0% | 0% |  | 0 | 0 | 0 | 0 | 0 | 0 | 0 | 0 | 0 | 0 | 0 | [44 empty] | 0
3239-SW-AG-Deemed Incentives SDG&E_COMPLIANCE | [15 empty] | 0 |  |  | #N/A | [26 empty] | 0% | 0% |  | 0 | 0 | 0 | 0 | 0 | 0 | 0 | 0 | 0 | 0 | 0 | [44 empty] | 0
3239-SW-AG-Deemed Incentives SDG&E_COMPLIANCE | [15 empty] | 0 |  |  | #N/A | [26 empty] | 0% | 0% |  | 0 | 0 | 0 | 0 | 0 | 0 | 0 | 0 | 0 | 0 | 0 | [44 empty] | 0
3239-SW-AG-Deemed Incentives SDG&E_COMPLIANCE | [15 empty] | 0 |  |  | #N/A | [26 empty] | 0% | 0% |  | 0 | 0 | 0 | 0 | 0 | 0 | 0 | 0 | 0 | 0 | 0 | [44 empty] | 0
3239-SW-AG-Deemed Incentives SDG&E_COMPLIANCE | [15 empty] | 0 |  |  | #N/A | [26 empty] | 0% | 0% |  | 0 | 0 | 0 | 0 | 0 | 0 | 0 | 0 | 0 | 0 | 0 | [44 empty] | 0
3239-SW-AG-Deemed Incentives SDG&E_COMPLIANCE | [15 empty] | 0 |  |  | #N/A | [26 empty] | 0% | 0% |  | 0 | 0 | 0 | 0 | 0 | 0 | 0 | 0 | 0 | 0 | 0 | [44 empty] | 0
3239-SW-AG-Deemed Incentives SDG&E_COMPLIANCE | [15 empty] | 0 |  |  | #N/A | [26 empty] | 0% | 0% |  | 0 | 0 | 0 | 0 | 0 | 0 | 0 | 0 | 0 | 0 | 0 | [44 empty] | 0
3239-SW-AG-Deemed Incentives SDG&E_COMPLIANCE | [15 empty] | 0 |  |  | #N/A | [26 empty] | 0% | 0% |  | 0 | 0 | 0 | 0 | 0 | 0 | 0 | 0 | 0 | 0 | 0 | [44 empty] | 0
3239-SW-AG-Deemed Incentives SDG&E_COMPLIANCE | [15 empty] | 0 |  |  | #N/A | [26 empty] | 0% | 0% |  | 0 | 0 | 0 | 0 | 0 | 0 | 0 | 0 | 0 | 0 | 0 | [44 empty] | 0
3239-SW-AG-Deemed Incentives SDG&E_COMPLIANCE | [15 empty] | 0 |  |  | #N/A | [26 empty] | 0% | 0% |  | 0 | 0 | 0 | 0 | 0 | 0 | 0 | 0 | 0 | 0 | 0 | [44 empty] | 0
3239-SW-AG-Deemed Incentives SDG&E_COMPLIANCE | [15 empty] | 0 |  |  | #N/A | [26 empty] | 0% | 0% |  | 0 | 0 | 0 | 0 | 0 | 0 | 0 | 0 | 0 | 0 | 0 | [44 empty] | 0
3239-SW-AG-Deemed Incentives SDG&E_COMPLIANCE | [15 empty] | 0 |  |  | #N/A | [26 empty] | 0% | 0% |  | 0 | 0 | 0 | 0 | 0 | 0 | 0 | 0 | 0 | 0 | 0 | [44 empty] | 0
3239-SW-AG-Deemed Incentives SDG&E_COMPLIANCE | [15 empty] | 0 |  |  | #N/A | [26 empty] | 0% | 0% |  | 0 | 0 | 0 | 0 | 0 | 0 | 0 | 0 | 0 | 0 | 0 | [44 empty] | 0
3239-SW-AG-Deemed Incentives SDG&E_COMPLIANCE | [15 empty] | 0 |  |  | #N/A | [26 empty] | 0% | 0% |  | 0 | 0 | 0 | 0 | 0 | 0 | 0 | 0 | 0 | 0 | 0 | [44 empty] | 0
3239-SW-AG-Deemed Incentives SDG&E_COMPLIANCE | [15 empty] | 0 |  |  | #N/A | [26 empty] | 0% | 0% |  | 0 | 0 | 0 | 0 | 0 | 0 | 0 | 0 | 0 | 0 | 0 | [44 empty] | 0
3239-SW-AG-Deemed Incentives SDG&E_COMPLIANCE | [15 empty] | 0 |  |  | #N/A | [26 empty] | 0% | 0% |  | 0 | 0 | 0 | 0 | 0 | 0 | 0 | 0 | 0 | 0 | 0 | [44 empty] | 0
3239-SW-AG-Deemed Incentives SDG&E_COMPLIANCE | [15 empty] | 0 |  |  | #N/A | [26 empty] | 0% | 0% |  | 0 | 0 | 0 | 0 | 0 | 0 | 0 | 0 | 0 | 0 | 0 | [44 empty] | 0
3239-SW-AG-Deemed Incentives SDG&E_COMPLIANCE | [15 empty] | 0 |  |  | #N/A | [26 empty] | 0% | 0% |  | 0 | 0 | 0 | 0 | 0 | 0 | 0 | 0 | 0 | 0 | 0 | [44 empty] | 0
3239-SW-AG-Deemed Incentives SDG&E_COMPLIANCE | [15 empty] | 0 |  |  | #N/A | [26 empty] | 0% | 0% |  | 0 | 0 | 0 | 0 | 0 | 0 | 0 | 0 | 0 | 0 | 0 | [44 empty] | 0
3239-SW-AG-Deemed Incentives SDG&E_COMPLIANCE | [15 empty] | 0 |  |  | #N/A | [26 empty] | 0% | 0% |  | 0 | 0 | 0 | 0 | 0 | 0 | 0 | 0 | 0 | 0 | 0 | [44 empty] | 0
3239-SW-AG-Deemed Incentives SDG&E_COMPLIANCE | [15 empty] | 0 |  |  | #N/A | [26 empty] | 0% | 0% |  | 0 | 0 | 0 | 0 | 0 | 0 | 0 | 0 | 0 | 0 | 0 | [44 empty] | 0
3239-SW-AG-Deemed Incentives SDG&E_COMPLIANCE | [15 empty] | 0 |  |  | #N/A | [26 empty] | 0% | 0% |  | 0 | 0 | 0 | 0 | 0 | 0 | 0 | 0 | 0 | 0 | 0 | [44 empty] | 0
3239-SW-AG-Deemed Incentives SDG&E_COMPLIANCE | [15 empty] | 0 |  |  | #N/A | [26 empty] | 0% | 0% |  | 0 | 0 | 0 | 0 | 0 | 0 | 0 | 0 | 0 | 0 | 0 | [44 empty] | 0
3239-SW-AG-Deemed Incentives SDG&E_COMPLIANCE | [15 empty] | 0 |  |  | #N/A | [26 empty] | 0% | 0% |  | 0 | 0 | 0 | 0 | 0 | 0 | 0 | 0 | 0 | 0 | 0 | [44 empty] | 0
3239-SW-AG-Deemed Incentives SDG&E_COMPLIANCE | [15 empty] | 0 |  |  | #N/A | [26 empty] | 0% | 0% |  | 0 | 0 | 0 | 0 | 0 | 0 | 0 | 0 | 0 | 0 | 0 | [44 empty] | 0
3239-SW-AG-Deemed Incentives SDG&E_COMPLIANCE | [15 empty] | 0 |  |  | #N/A | [26 empty] | 0% | 0% |  | 0 | 0 | 0 | 0 | 0 | 0 | 0 | 0 | 0 | 0 | 0 | [44 empty] | 0
3239-SW-AG-Deemed Incentives SDG&E_COMPLIANCE | [15 empty] | 0 |  |  | #N/A | [26 empty] | 0% | 0% |  | 0 | 0 | 0 | 0 | 0 | 0 | 0 | 0 | 0 | 0 | 0 | [44 empty] | 0
3239-SW-AG-Deemed Incentives SDG&E_COMPLIANCE | [15 empty] | 0 |  |  | #N/A | [26 empty] | 0% | 0% |  | 0 | 0 | 0 | 0 | 0 | 0 | 0 | 0 | 0 | 0 | 0 | [44 empty] | 0
3239-SW-AG-Deemed Incentives SDG&E_COMPLIANCE | [15 empty] | 0 |  |  | #N/A | [26 empty] | 0% | 0% |  | 0 | 0 | 0 | 0 | 0 | 0 | 0 | 0 | 0 | 0 | 0 | [44 empty] | 0
3239-SW-AG-Deemed Incentives SDG&E_COMPLIANCE | [15 empty] | 0 |  |  | #N/A | [26 empty] | 0% | 0% |  | 0 | 0 | 0 | 0 | 0 | 0 | 0 | 0 | 0 | 0 | 0 | [44 empty] | 0
3239-SW-AG-Deemed Incentives SDG&E_COMPLIANCE | [15 empty] | 0 |  |  | #N/A | [26 empty] | 0% | 0% |  | 0 | 0 | 0 | 0 | 0 | 0 | 0 | 0 | 0 | 0 | 0 | [44 empty] | 0
3239-SW-AG-Deemed Incentives SDG&E_COMPLIANCE | [15 empty] | 0 |  |  | #N/A | [26 empty] | 0% | 0% |  | 0 | 0 | 0 | 0 | 0 | 0 | 0 | 0 | 0 | 0 | 0 | [44 empty] | 0
3239-SW-AG-Deemed Incentives SDG&E_COMPLIANCE | [15 empty] | 0 |  |  | #N/A | [26 empty] | 0% | 0% |  | 0 | 0 | 0 | 0 | 0 | 0 | 0 | 0 | 0 | 0 | 0 | [44 empty] | 0
3239-SW-AG-Deemed Incentives SDG&E_COMPLIANCE | [15 empty] | 0 |  |  | #N/A | [26 empty] | 0% | 0% |  | 0 | 0 | 0 | 0 | 0 | 0 | 0 | 0 | 0 | 0 | 0 | [44 empty] | 0
3239-SW-AG-Deemed Incentives SDG&E_COMPLIANCE | [15 empty] | 0 |  |  | #N/A | [26 empty] | 0% | 0% |  | 0 | 0 | 0 | 0 | 0 | 0 | 0 | 0 | 0 | 0 | 0 | [44 empty] | 0
3239-SW-AG-Deemed Incentives SDG&E_COMPLIANCE | [15 empty] | 0 |  |  | #N/A | [26 empty] | 0% | 0% |  | 0 | 0 | 0 | 0 | 0 | 0 | 0 | 0 | 0 | 0 | 0 | [44 empty] | 0
3239-SW-AG-Deemed Incentives SDG&E_COMPLIANCE | [15 empty] | 0 |  |  | #N/A | [26 empty] | 0% | 0% |  | 0 | 0 | 0 | 0 | 0 | 0 | 0 | 0 | 0 | 0 | 0 | [44 empty] | 0
3239-SW-AG-Deemed Incentives SDG&E_COMPLIANCE | [15 empty] | 0 |  |  | #N/A | [26 empty] | 0% | 0% |  | 0 | 0 | 0 | 0 | 0 | 0 | 0 | 0 | 0 | 0 | 0 | [44 empty] | 0
3239-SW-AG-Deemed Incentives SDG&E_COMPLIANCE | [15 empty] | 0 |  |  | #N/A | [26 empty] | 0% | 0% |  | 0 | 0 | 0 | 0 | 0 | 0 | 0 | 0 | 0 | 0 | 0 | [44 empty] | 0
3239-SW-AG-Deemed Incentives SDG&E_COMPLIANCE | [15 empty] | 0 |  |  | #N/A | [26 empty] | 0% | 0% |  | 0 | 0 | 0 | 0 | 0 | 0 | 0 | 0 | 0 | 0 | 0 | [44 empty] | 0
3239-SW-AG-Deemed Incentives SDG&E_COMPLIANCE | [15 empty] | 0 |  |  | #N/A | [26 empty] | 0% | 0% |  | 0 | 0 | 0 | 0 | 0 | 0 | 0 | 0 | 0 | 0 | 0 | [44 empty] | 0
3239-SW-AG-Deemed Incentives SDG&E_COMPLIANCE | [15 empty] | 0 |  |  | #N/A | [26 empty] | 0% | 0% |  | 0 | 0 | 0 | 0 | 0 | 0 | 0 | 0 | 0 | 0 | 0 | [44 empty] | 0
3239-SW-AG-Deemed Incentives SDG&E_COMPLIANCE | [15 empty] | 0 |  |  | #N/A | [26 empty] | 0% | 0% |  | 0 | 0 | 0 | 0 | 0 | 0 | 0 | 0 | 0 | 0 | 0 | [44 empty] | 0
3239-SW-AG-Deemed Incentives SDG&E_COMPLIANCE | [15 empty] | 0 |  |  | #N/A | [26 empty] | 0% | 0% |  | 0 | 0 | 0 | 0 | 0 | 0 | 0 | 0 | 0 | 0 | 0 | [44 empty] | 0
3239-SW-AG-Deemed Incentives SDG&E_COMPLIANCE | [15 empty] | 0 |  |  | #N/A | [26 empty] | 0% | 0% |  | 0 | 0 | 0 | 0 | 0 | 0 | 0 | 0 | 0 | 0 | 0 | [44 empty] | 0
3239-SW-AG-Deemed Incentives SDG&E_COMPLIANCE | [15 empty] | 0 |  |  | #N/A | [26 empty] | 0% | 0% |  | 0 | 0 | 0 | 0 | 0 | 0 | 0 | 0 | 0 | 0 | 0 | [44 empty] | 0
3239-SW-AG-Deemed Incentives SDG&E_COMPLIANCE | [15 empty] | 0 |  |  | #N/A | [26 empty] | 0% | 0% |  | 0 | 0 | 0 | 0 | 0 | 0 | 0 | 0 | 0 | 0 | 0 | [44 empty] | 0
3239-SW-AG-Deemed Incentives SDG&E_COMPLIANCE | [15 empty] | 0 |  |  | #N/A | [26 empty] | 0% | 0% |  | 0 | 0 | 0 | 0 | 0 | 0 | 0 | 0 | 0 | 0 | 0 | [44 empty] | 0
3239-SW-AG-Deemed Incentives SDG&E_COMPLIANCE | [15 empty] | 0 |  |  | #N/A | [26 empty] | 0% | 0% |  | 0 | 0 | 0 | 0 | 0 | 0 | 0 | 0 | 0 | 0 | 0 | [44 empty] | 0
3239-SW-AG-Deemed Incentives SDG&E_COMPLIANCE | [15 empty] | 0 |  |  | #N/A | [26 empty] | 0% | 0% |  | 0 | 0 | 0 | 0 | 0 | 0 | 0 | 0 | 0 | 0 | 0 | [44 empty] | 0
3239-SW-AG-Deemed Incentives SDG&E_COMPLIANCE | [15 empty] | 0 |  |  | #N/A | [26 empty] | 0% | 0% |  | 0 | 0 | 0 | 0 | 0 | 0 | 0 | 0 | 0 | 0 | 0 | [44 empty] | 0
3239-SW-AG-Deemed Incentives SDG&E_COMPLIANCE | [15 empty] | 0 |  |  | #N/A | [26 empty] | 0% | 0% |  | 0 | 0 | 0 | 0 | 0 | 0 | 0 | 0 | 0 | 0 | 0 | [44 empty] | 0
3239-SW-AG-Deemed Incentives SDG&E_COMPLIANCE | [15 empty] | 0 |  |  | #N/A | [26 empty] | 0% | 0% |  | 0 | 0 | 0 | 0 | 0 | 0 | 0 | 0 | 0 | 0 | 0 | [44 empty] | 0
3239-SW-AG-Deemed Incentives SDG&E_COMPLIANCE | [15 empty] | 0 |  |  | #N/A | [26 empty] | 0% | 0% |  | 0 | 0 | 0 | 0 | 0 | 0 | 0 | 0 | 0 | 0 | 0 | [44 empty] | 0
3239-SW-AG-Deemed Incentives SDG&E_COMPLIANCE | [15 empty] | 0 |  |  | #N/A | [26 empty] | 0% | 0% |  | 0 | 0 | 0 | 0 | 0 | 0 | 0 | 0 | 0 | 0 | 0 | [44 empty] | 0
3239-SW-AG-Deemed Incentives SDG&E_COMPLIANCE | [15 empty] | 0 |  |  | #N/A | [26 empty] | 0% | 0% |  | 0 | 0 | 0 | 0 | 0 | 0 | 0 | 0 | 0 | 0 | 0 | [44 empty] | 0
3239-SW-AG-Deemed Incentives SDG&E_COMPLIANCE | [15 empty] | 0 |  |  | #N/A | [26 empty] | 0% | 0% |  | 0 | 0 | 0 | 0 | 0 | 0 | 0 | 0 | 0 | 0 | 0 | [44 empty] | 0
3239-SW-AG-Deemed Incentives SDG&E_COMPLIANCE | [15 empty] | 0 |  |  | #N/A | [26 empty] | 0% | 0% |  | 0 | 0 | 0 | 0 | 0 | 0 | 0 | 0 | 0 | 0 | 0 | [44 empty] | 0
3239-SW-AG-Deemed Incentives SDG&E_COMPLIANCE | [15 empty] | 0 |  |  | #N/A | [26 empty] | 0% | 0% |  | 0 | 0 | 0 | 0 | 0 | 0 | 0 | 0 | 0 | 0 | 0 | [44 empty] | 0
3239-SW-AG-Deemed Incentives SDG&E_COMPLIANCE | [15 empty] | 0 |  |  | #N/A | [26 empty] | 0% | 0% |  | 0 | 0 | 0 | 0 | 0 | 0 | 0 | 0 | 0 | 0 | 0 | [44 empty] | 0
3239-SW-AG-Deemed Incentives SDG&E_COMPLIANCE | [15 empty] | 0 |  |  | #N/A | [26 empty] | 0% | 0% |  | 0 | 0 | 0 | 0 | 0 | 0 | 0 | 0 | 0 | 0 | 0 | [44 empty] | 0
3239-SW-AG-Deemed Incentives SDG&E_COMPLIANCE | [15 empty] | 0 |  |  | #N/A | [26 empty] | 0% | 0% |  | 0 | 0 | 0 | 0 | 0 | 0 | 0 | 0 | 0 | 0 | 0 | [44 empty] | 0
3239-SW-AG-Deemed Incentives SDG&E_COMPLIANCE | [15 empty] | 0 |  |  | #N/A | [26 empty] | 0% | 0% |  | 0 | 0 | 0 | 0 | 0 | 0 | 0 | 0 | 0 | 0 | 0 | [44 empty] | 0
3239-SW-AG-Deemed Incentives SDG&E_COMPLIANCE | [15 empty] | 0 |  |  | #N/A | [26 empty] | 0% | 0% |  | 0 | 0 | 0 | 0 | 0 | 0 | 0 | 0 | 0 | 0 | 0 | [44 empty] | 0
3239-SW-AG-Deemed Incentives SDG&E_COMPLIANCE | [15 empty] | 0 |  |  | #N/A | [26 empty] | 0% | 0% |  | 0 | 0 | 0 | 0 | 0 | 0 | 0 | 0 | 0 | 0 | 0 | [44 empty] | 0
3239-SW-AG-Deemed Incentives SDG&E_COMPLIANCE | [15 empty] | 0 |  |  | #N/A | [26 empty] | 0% | 0% |  | 0 | 0 | 0 | 0 | 0 | 0 | 0 | 0 | 0 | 0 | 0 | [44 empty] | 0
3239-SW-AG-Deemed Incentives SDG&E_COMPLIANCE | [15 empty] | 0 |  |  | #N/A | [26 empty] | 0% | 0% |  | 0 | 0 | 0 | 0 | 0 | 0 | 0 | 0 | 0 | 0 | 0 | [44 empty] | 0
3239-SW-AG-Deemed Incentives SDG&E_COMPLIANCE | [15 empty] | 0 |  |  | #N/A | [26 empty] | 0% | 0% |  | 0 | 0 | 0 | 0 | 0 | 0 | 0 | 0 | 0 | 0 | 0 | [44 empty] | 0
3239-SW-AG-Deemed Incentives SDG&E_COMPLIANCE | [15 empty] | 0 |  |  | #N/A | [26 empty] | 0% | 0% |  | 0 | 0 | 0 | 0 | 0 | 0 | 0 | 0 | 0 | 0 | 0 | [44 empty] | 0
3239-SW-AG-Deemed Incentives SDG&E_COMPLIANCE | [15 empty] | 0 |  |  | #N/A | [26 empty] | 0% | 0% |  | 0 | 0 | 0 | 0 | 0 | 0 | 0 | 0 | 0 | 0 | 0 | [44 empty] | 0
3239-SW-AG-Deemed Incentives SDG&E_COMPLIANCE | [15 empty] | 0 |  |  | #N/A | [26 empty] | 0% | 0% |  | 0 | 0 | 0 | 0 | 0 | 0 | 0 | 0 | 0 | 0 | 0 | [44 empty] | 0
3239-SW-AG-Deemed Incentives SDG&E_COMPLIANCE | [15 empty] | 0 |  |  | #N/A | [26 empty] | 0% | 0% |  | 0 | 0 | 0 | 0 | 0 | 0 | 0 | 0 | 0 | 0 | 0 | [44 empty] | 0
3239-SW-AG-Deemed Incentives SDG&E_COMPLIANCE | [15 empty] | 0 |  |  | #N/A | [26 empty] | 0% | 0% |  | 0 | 0 | 0 | 0 | 0 | 0 | 0 | 0 | 0 | 0 | 0 | [44 empty] | 0
3239-SW-AG-Deemed Incentives SDG&E_COMPLIANCE | [15 empty] | 0 |  |  | #N/A | [26 empty] | 0% | 0% |  | 0 | 0 | 0 | 0 | 0 | 0 | 0 | 0 | 0 | 0 | 0 | [44 empty] | 0
3239-SW-AG-Deemed Incentives SDG&E_COMPLIANCE | [15 empty] | 0 |  |  | #N/A | [26 empty] | 0% | 0% |  | 0 | 0 | 0 | 0 | 0 | 0 | 0 | 0 | 0 | 0 | 0 | [44 empty] | 0
3239-SW-AG-Deemed Incentives SDG&E_COMPLIANCE | [15 empty] | 0 |  |  | #N/A | [26 empty] | 0% | 0% |  | 0 | 0 | 0 | 0 | 0 | 0 | 0 | 0 | 0 | 0 | 0 | [44 empty] | 0
3239-SW-AG-Deemed Incentives SDG&E_COMPLIANCE | [15 empty] | 0 |  |  | #N/A | [26 empty] | 0% | 0% |  | 0 | 0 | 0 | 0 | 0 | 0 | 0 | 0 | 0 | 0 | 0 | [44 empty] | 0
3239-SW-AG-Deemed Incentives SDG&E_COMPLIANCE | [15 empty] | 0 |  |  | #N/A | [26 empty] | 0% | 0% |  | 0 | 0 | 0 | 0 | 0 | 0 | 0 | 0 | 0 | 0 | 0 | [44 empty] | 0
3239-SW-AG-Deemed Incentives SDG&E_COMPLIANCE | [15 empty] | 0 |  |  | #N/A | [26 empty] | 0% | 0% |  | 0 | 0 | 0 | 0 | 0 | 0 | 0 | 0 | 0 | 0 | 0 | [44 empty] | 0
3239-SW-AG-Deemed Incentives SDG&E_COMPLIANCE | [15 empty] | 0 |  |  | #N/A | [26 empty] | 0% | 0% |  | 0 | 0 | 0 | 0 | 0 | 0 | 0 | 0 | 0 | 0 | 0 | [44 empty] | 0
3239-SW-AG-Deemed Incentives SDG&E_COMPLIANCE | [15 empty] | 0 |  |  | #N/A | [26 empty] | 0% | 0% |  | 0 | 0 | 0 | 0 | 0 | 0 | 0 | 0 | 0 | 0 | 0 | [44 empty] | 0
3239-SW-AG-Deemed Incentives SDG&E_COMPLIANCE | [15 empty] | 0 |  |  | #N/A | [26 empty] | 0% | 0% |  | 0 | 0 | 0 | 0 | 0 | 0 | 0 | 0 | 0 | 0 | 0 | [44 empty] | 0
3239-SW-AG-Deemed Incentives SDG&E_COMPLIANCE | [15 empty] | 0 |  |  | #N/A | [26 empty] | 0% | 0% |  | 0 | 0 | 0 | 0 | 0 | 0 | 0 | 0 | 0 | 0 | 0 | [44 empty] | 0
3239-SW-AG-Deemed Incentives SDG&E_COMPLIANCE | [15 empty] | 0 |  |  | #N/A | [26 empty] | 0% | 0% |  | 0 | 0 | 0 | 0 | 0 | 0 | 0 | 0 | 0 | 0 | 0 | [44 empty] | 0
3239-SW-AG-Deemed Incentives SDG&E_COMPLIANCE | [15 empty] | 0 |  |  | #N/A | [26 empty] | 0% | 0% |  | 0 | 0 | 0 | 0 | 0 | 0 | 0 | 0 | 0 | 0 | 0 | [44 empty] | 0
3239-SW-AG-Deemed Incentives SDG&E_COMPLIANCE | [15 empty] | 0 |  |  | #N/A | [26 empty] | 0% | 0% |  | 0 | 0 | 0 | 0 | 0 | 0 | 0 | 0 | 0 | 0 | 0 | [44 empty] | 0
3239-SW-AG-Deemed Incentives SDG&E_COMPLIANCE | [15 empty] | 0 |  |  | #N/A | [26 empty] | 0% | 0% |  | 0 | 0 | 0 | 0 | 0 | 0 | 0 | 0 | 0 | 0 | 0 | [44 empty] | 0
3239-SW-AG-Deemed Incentives SDG&E_COMPLIANCE | [15 empty] | 0 |  |  | #N/A | [26 empty] | 0% | 0% |  | 0 | 0 | 0 | 0 | 0 | 0 | 0 | 0 | 0 | 0 | 0 | [44 empty] | 0
3239-SW-AG-Deemed Incentives SDG&E_COMPLIANCE | [15 empty] | 0 |  |  | #N/A | [26 empty] | 0% | 0% |  | 0 | 0 | 0 | 0 | 0 | 0 | 0 | 0 | 0 | 0 | 0 | [44 empty] | 0
3239-SW-AG-Deemed Incentives SDG&E_COMPLIANCE | [15 empty] | 0 |  |  | #N/A | [26 empty] | 0% | 0% |  | 0 | 0 | 0 | 0 | 0 | 0 | 0 | 0 | 0 | 0 | 0 | [44 empty] | 0
3239-SW-AG-Deemed Incentives SDG&E_COMPLIANCE | [15 empty] | 0 |  |  | #N/A | [26 empty] | 0% | 0% |  | 0 | 0 | 0 | 0 | 0 | 0 | 0 | 0 | 0 | 0 | 0 | [44 empty] | 0
3239-SW-AG-Deemed Incentives SDG&E_COMPLIANCE | [15 empty] | 0 |  |  | #N/A | [26 empty] | 0% | 0% |  | 0 | 0 | 0 | 0 | 0 | 0 | 0 | 0 | 0 | 0 | 0 | [44 empty] | 0
3239-SW-AG-Deemed Incentives SDG&E_COMPLIANCE | [15 empty] | 0 |  |  | #N/A | [26 empty] | 0% | 0% |  | 0 | 0 | 0 | 0 | 0 | 0 | 0 | 0 | 0 | 0 | 0 | [44 empty] | 0
3239-SW-AG-Deemed Incentives SDG&E_COMPLIANCE | [15 empty] | 0 |  |  | #N/A | [26 empty] | 0% | 0% |  | 0 | 0 | 0 | 0 | 0 | 0 | 0 | 0 | 0 | 0 | 0 | [44 empty] | 0
3239-SW-AG-Deemed Incentives SDG&E_COMPLIANCE | [15 empty] | 0 |  |  | #N/A | [26 empty] | 0% | 0% |  | 0 | 0 | 0 | 0 | 0 | 0 | 0 | 0 | 0 | 0 | 0 | [44 empty] | 0
3239-SW-AG-Deemed Incentives SDG&E_COMPLIANCE | [15 empty] | 0 |  |  | #N/A | [26 empty] | 0% | 0% |  | 0 | 0 | 0 | 0 | 0 | 0 | 0 | 0 | 0 | 0 | 0 | [44 empty] | 0
3239-SW-AG-Deemed Incentives SDG&E_COMPLIANCE | [15 empty] | 0 |  |  | #N/A | [26 empty] | 0% | 0% |  | 0 | 0 | 0 | 0 | 0 | 0 | 0 | 0 | 0 | 0 | 0 | [44 empty] | 0
3239-SW-AG-Deemed Incentives SDG&E_COMPLIANCE | [15 empty] | 0 |  |  | #N/A | [26 empty] | 0% | 0% |  | 0 | 0 | 0 | 0 | 0 | 0 | 0 | 0 | 0 | 0 | 0 | [44 empty] | 0
3239-SW-AG-Deemed Incentives SDG&E_COMPLIANCE | [15 empty] | 0 |  |  | #N/A | [26 empty] | 0% | 0% |  | 0 | 0 | 0 | 0 | 0 | 0 | 0 | 0 | 0 | 0 | 0 | [44 empty] | 0
3239-SW-AG-Deemed Incentives SDG&E_COMPLIANCE | [15 empty] | 0 |  |  | #N/A | [26 empty] | 0% | 0% |  | 0 | 0 | 0 | 0 | 0 | 0 | 0 | 0 | 0 | 0 | 0 | [44 empty] | 0
3239-SW-AG-Deemed Incentives SDG&E_COMPLIANCE | [15 empty] | 0 |  |  | #N/A | [26 empty] | 0% | 0% |  | 0 | 0 | 0 | 0 | 0 | 0 | 0 | 0 | 0 | 0 | 0 | [44 empty] | 0
3239-SW-AG-Deemed Incentives SDG&E_COMPLIANCE | [15 empty] | 0 |  |  | #N/A | [26 empty] | 0% | 0% |  | 0 | 0 | 0 | 0 | 0 | 0 | 0 | 0 | 0 | 0 | 0 | [44 empty] | 0
3239-SW-AG-Deemed Incentives SDG&E_COMPLIANCE | [15 empty] | 0 |  |  | #N/A | [26 empty] | 0% | 0% |  | 0 | 0 | 0 | 0 | 0 | 0 | 0 | 0 | 0 | 0 | 0 | [44 empty] | 0
3239-SW-AG-Deemed Incentives SDG&E_COMPLIANCE | [15 empty] | 0 |  |  | #N/A | [26 empty] | 0% | 0% |  | 0 | 0 | 0 | 0 | 0 | 0 | 0 | 0 | 0 | 0 | 0 | [44 empty] | 0
3239-SW-AG-Deemed Incentives SDG&E_COMPLIANCE | [15 empty] | 0 |  |  | #N/A | [26 empty] | 0% | 0% |  | 0 | 0 | 0 | 0 | 0 | 0 | 0 | 0 | 0 | 0 | 0 | [44 empty] | 0
3239-SW-AG-Deemed Incentives SDG&E_COMPLIANCE | [15 empty] | 0 |  |  | #N/A | [26 empty] | 0% | 0% |  | 0 | 0 | 0 | 0 | 0 | 0 | 0 | 0 | 0 | 0 | 0 | [44 empty] | 0
3239-SW-AG-Deemed Incentives SDG&E_COMPLIANCE | [15 empty] | 0 |  |  | #N/A | [26 empty] | 0% | 0% |  | 0 | 0 | 0 | 0 | 0 | 0 | 0 | 0 | 0 | 0 | 0 | [44 empty] | 0
3239-SW-AG-Deemed Incentives SDG&E_COMPLIANCE | [15 empty] | 0 |  |  | #N/A | [26 empty] | 0% | 0% |  | 0 | 0 | 0 | 0 | 0 | 0 | 0 | 0 | 0 | 0 | 0 | [44 empty] | 0
3239-SW-AG-Deemed Incentives SDG&E_COMPLIANCE | [15 empty] | 0 |  |  | #N/A | [26 empty] | 0% | 0% |  | 0 | 0 | 0 | 0 | 0 | 0 | 0 | 0 | 0 | 0 | 0 | [44 empty] | 0
3239-SW-AG-Deemed Incentives SDG&E_COMPLIANCE | [15 empty] | 0 |  |  | #N/A | [26 empty] | 0% | 0% |  | 0 | 0 | 0 | 0 | 0 | 0 | 0 | 0 | 0 | 0 | 0 | [44 empty] | 0
3239-SW-AG-Deemed Incentives SDG&E_COMPLIANCE | [15 empty] | 0 |  |  | #N/A | [26 empty] | 0% | 0% |  | 0 | 0 | 0 | 0 | 0 | 0 | 0 | 0 | 0 | 0 | 0 | [44 empty] | 0
3239-SW-AG-Deemed Incentives SDG&E_COMPLIANCE | [15 empty] | 0 |  |  | #N/A | [26 empty] | 0% | 0% |  | 0 | 0 | 0 | 0 | 0 | 0 | 0 | 0 | 0 | 0 | 0 | [44 empty] | 0
3239-SW-AG-Deemed Incentives SDG&E_COMPLIANCE | [15 empty] | 0 |  |  | #N/A | [26 empty] | 0% | 0% |  | 0 | 0 | 0 | 0 | 0 | 0 | 0 | 0 | 0 | 0 | 0 | [44 empty] | 0
3239-SW-AG-Deemed Incentives SDG&E_COMPLIANCE | [15 empty] | 0 |  |  | #N/A | [26 empty] | 0% | 0% |  | 0 | 0 | 0 | 0 | 0 | 0 | 0 | 0 | 0 | 0 | 0 | [44 empty] | 0
3239-SW-AG-Deemed Incentives SDG&E_COMPLIANCE | [15 empty] | 0 |  |  | #N/A | [26 empty] | 0% | 0% |  | 0 | 0 | 0 | 0 | 0 | 0 | 0 | 0 | 0 | 0 | 0 | [44 empty] | 0
3239-SW-AG-Deemed Incentives SDG&E_COMPLIANCE | [15 empty] | 0 |  |  | #N/A | [26 empty] | 0% | 0% |  | 0 | 0 | 0 | 0 | 0 | 0 | 0 | 0 | 0 | 0 | 0 | [44 empty] | 0
3239-SW-AG-Deemed Incentives SDG&E_COMPLIANCE | [15 empty] | 0 |  |  | #N/A | [26 empty] | 0% | 0% |  | 0 | 0 | 0 | 0 | 0 | 0 | 0 | 0 | 0 | 0 | 0 | [44 empty] | 0
3239-SW-AG-Deemed Incentives SDG&E_COMPLIANCE | [15 empty] | 0 |  |  | #N/A | [26 empty] | 0% | 0% |  | 0 | 0 | 0 | 0 | 0 | 0 | 0 | 0 | 0 | 0 | 0 | [44 empty] | 0
3239-SW-AG-Deemed Incentives SDG&E_COMPLIANCE | [15 empty] | 0 |  |  | #N/A | [26 empty] | 0% | 0% |  | 0 | 0 | 0 | 0 | 0 | 0 | 0 | 0 | 0 | 0 | 0 | [44 empty] | 0
3239-SW-AG-Deemed Incentives SDG&E_COMPLIANCE | [15 empty] | 0 |  |  | #N/A | [26 empty] | 0% | 0% |  | 0 | 0 | 0 | 0 | 0 | 0 | 0 | 0 | 0 | 0 | 0 | [44 empty] | 0
3239-SW-AG-Deemed Incentives SDG&E_COMPLIANCE | [15 empty] | 0 |  |  | #N/A | [26 empty] | 0% | 0% |  | 0 | 0 | 0 | 0 | 0 | 0 | 0 | 0 | 0 | 0 | 0 | [44 empty] | 0
3239-SW-AG-Deemed Incentives SDG&E_COMPLIANCE | [15 empty] | 0 |  |  | #N/A | [26 empty] | 0% | 0% |  | 0 | 0 | 0 | 0 | 0 | 0 | 0 | 0 | 0 | 0 | 0 | [44 empty] | 0
3239-SW-AG-Deemed Incentives SDG&E_COMPLIANCE | [15 empty] | 0 |  |  | #N/A | [26 empty] | 0% | 0% |  | 0 | 0 | 0 | 0 | 0 | 0 | 0 | 0 | 0 | 0 | 0 | [44 empty] | 0
3239-SW-AG-Deemed Incentives SDG&E_COMPLIANCE | [15 empty] | 0 |  |  | #N/A | [26 empty] | 0% | 0% |  | 0 | 0 | 0 | 0 | 0 | 0 | 0 | 0 | 0 | 0 | 0 | [44 empty] | 0
3239-SW-AG-Deemed Incentives SDG&E_COMPLIANCE | [15 empty] | 0 |  |  | #N/A | [26 empty] | 0% | 0% |  | 0 | 0 | 0 | 0 | 0 | 0 | 0 | 0 | 0 | 0 | 0 | [44 empty] | 0
3239-SW-AG-Deemed Incentives SDG&E_COMPLIANCE | [15 empty] | 0 |  |  | #N/A | [26 empty] | 0% | 0% |  | 0 | 0 | 0 | 0 | 0 | 0 | 0 | 0 | 0 | 0 | 0 | [44 empty] | 0
3239-SW-AG-Deemed Incentives SDG&E_COMPLIANCE | [15 empty] | 0 |  |  | #N/A | [26 empty] | 0% | 0% |  | 0 | 0 | 0 | 0 | 0 | 0 | 0 | 0 | 0 | 0 | 0 | [44 empty] | 0
3239-SW-AG-Deemed Incentives SDG&E_COMPLIANCE | [15 empty] | 0 |  |  | #N/A | [26 empty] | 0% | 0% |  | 0 | 0 | 0 | 0 | 0 | 0 | 0 | 0 | 0 | 0 | 0 | [44 empty] | 0
3239-SW-AG-Deemed Incentives SDG&E_COMPLIANCE | [15 empty] | 0 |  |  | #N/A | [26 empty] | 0% | 0% |  | 0 | 0 | 0 | 0 | 0 | 0 | 0 | 0 | 0 | 0 | 0 | [44 empty] | 0
3239-SW-AG-Deemed Incentives SDG&E_COMPLIANCE | [15 empty] | 0 |  |  | #N/A | [26 empty] | 0% | 0% |  | 0 | 0 | 0 | 0 | 0 | 0 | 0 | 0 | 0 | 0 | 0 | [44 empty] | 0
3239-SW-AG-Deemed Incentives SDG&E_COMPLIANCE | [15 empty] | 0 |  |  | #N/A | [26 empty] | 0% | 0% |  | 0 | 0 | 0 | 0 | 0 | 0 | 0 | 0 | 0 | 0 | 0 | [44 empty] | 0
3239-SW-AG-Deemed Incentives SDG&E_COMPLIANCE | [15 empty] | 0 |  |  | #N/A | [26 empty] | 0% | 0% |  | 0 | 0 | 0 | 0 | 0 | 0 | 0 | 0 | 0 | 0 | 0 | [44 empty] | 0
3239-SW-AG-Deemed Incentives SDG&E_COMPLIANCE | [15 empty] | 0 |  |  | #N/A | [26 empty] | 0% | 0% |  | 0 | 0 | 0 | 0 | 0 | 0 | 0 | 0 | 0 | 0 | 0 | [44 empty] | 0
3239-SW-AG-Deemed Incentives SDG&E_COMPLIANCE | [15 empty] | 0 |  |  | #N/A | [26 empty] | 0% | 0% |  | 0 | 0 | 0 | 0 | 0 | 0 | 0 | 0 | 0 | 0 | 0 | [44 empty] | 0
3239-SW-AG-Deemed Incentives SDG&E_COMPLIANCE | [15 empty] | 0 |  |  | #N/A | [26 empty] | 0% | 0% |  | 0 | 0 | 0 | 0 | 0 | 0 | 0 | 0 | 0 | 0 | 0 | [44 empty] | 0
3239-SW-AG-Deemed Incentives SDG&E_COMPLIANCE | [15 empty] | 0 |  |  | #N/A | [26 empty] | 0% | 0% |  | 0 | 0 | 0 | 0 | 0 | 0 | 0 | 0 | 0 | 0 | 0 | [44 empty] | 0
3239-SW-AG-Deemed Incentives SDG&E_COMPLIANCE | [15 empty] | 0 |  |  | #N/A | [26 empty] | 0% | 0% |  | 0 | 0 | 0 | 0 | 0 | 0 | 0 | 0 | 0 | 0 | 0 | [44 empty] | 0
3239-SW-AG-Deemed Incentives SDG&E_COMPLIANCE | [15 empty] | 0 |  |  | #N/A | [26 empty] | 0% | 0% |  | 0 | 0 | 0 | 0 | 0 | 0 | 0 | 0 | 0 | 0 | 0 | [44 empty] | 0
3239-SW-AG-Deemed Incentives SDG&E_COMPLIANCE | [15 empty] | 0 |  |  | #N/A | [26 empty] | 0% | 0% |  | 0 | 0 | 0 | 0 | 0 | 0 | 0 | 0 | 0 | 0 | 0 | [44 empty] | 0
3239-SW-AG-Deemed Incentives SDG&E_COMPLIANCE | [15 empty] | 0 |  |  | #N/A | [26 empty] | 0% | 0% |  | 0 | 0 | 0 | 0 | 0 | 0 | 0 | 0 | 0 | 0 | 0 | [44 empty] | 0
3239-SW-AG-Deemed Incentives SDG&E_COMPLIANCE | [15 empty] | 0 |  |  | #N/A | [26 empty] | 0% | 0% |  | 0 | 0 | 0 | 0 | 0 | 0 | 0 | 0 | 0 | 0 | 0 | [44 empty] | 0
3239-SW-AG-Deemed Incentives SDG&E_COMPLIANCE | [15 empty] | 0 |  |  | #N/A | [26 empty] | 0% | 0% |  | 0 | 0 | 0 | 0 | 0 | 0 | 0 | 0 | 0 | 0 | 0 | [44 empty] | 0
3239-SW-AG-Deemed Incentives SDG&E_COMPLIANCE | [15 empty] | 0 |  |  | #N/A | [26 empty] | 0% | 0% |  | 0 | 0 | 0 | 0 | 0 | 0 | 0 | 0 | 0 | 0 | 0 | [44 empty] | 0
3239-SW-AG-Deemed Incentives SDG&E_COMPLIANCE | [15 empty] | 0 |  |  | #N/A | [26 empty] | 0% | 0% |  | 0 | 0 | 0 | 0 | 0 | 0 | 0 | 0 | 0 | 0 | 0 | [44 empty] | 0
3239-SW-AG-Deemed Incentives SDG&E_COMPLIANCE | [15 empty] | 0 |  |  | #N/A | [26 empty] | 0% | 0% |  | 0 | 0 | 0 | 0 | 0 | 0 | 0 | 0 | 0 | 0 | 0 | [44 empty] | 0
3239-SW-AG-Deemed Incentives SDG&E_COMPLIANCE | [15 empty] | 0 |  |  | #N/A | [26 empty] | 0% | 0% |  | 0 | 0 | 0 | 0 | 0 | 0 | 0 | 0 | 0 | 0 | 0 | [44 empty] | 0
3239-SW-AG-Deemed Incentives SDG&E_COMPLIANCE | [15 empty] | 0 |  |  | #N/A | [26 empty] | 0% | 0% |  | 0 | 0 | 0 | 0 | 0 | 0 | 0 | 0 | 0 | 0 | 0 | [44 empty] | 0
3239-SW-AG-Deemed Incentives SDG&E_COMPLIANCE | [15 empty] | 0 |  |  | #N/A | [26 empty] | 0% | 0% |  | 0 | 0 | 0 | 0 | 0 | 0 | 0 | 0 | 0 | 0 | 0 | [44 empty] | 0
3239-SW-AG-Deemed Incentives SDG&E_COMPLIANCE | [15 empty] | 0 |  |  | #N/A | [26 empty] | 0% | 0% |  | 0 | 0 | 0 | 0 | 0 | 0 | 0 | 0 | 0 | 0 | 0 | [44 empty] | 0
3239-SW-AG-Deemed Incentives SDG&E_COMPLIANCE | [15 empty] | 0 |  |  | #N/A | [26 empty] | 0% | 0% |  | 0 | 0 | 0 | 0 | 0 | 0 | 0 | 0 | 0 | 0 | 0 | [44 empty] | 0
3239-SW-AG-Deemed Incentives SDG&E_COMPLIANCE | [15 empty] | 0 |  |  | #N/A | [26 empty] | 0% | 0% |  | 0 | 0 | 0 | 0 | 0 | 0 | 0 | 0 | 0 | 0 | 0 | [44 empty] | 0
3239-SW-AG-Deemed Incentives SDG&E_COMPLIANCE | [15 empty] | 0 |  |  | #N/A | [26 empty] | 0% | 0% |  | 0 | 0 | 0 | 0 | 0 | 0 | 0 | 0 | 0 | 0 | 0 | [44 empty] | 0
3239-SW-AG-Deemed Incentives SDG&E_COMPLIANCE | [15 empty] | 0 |  |  | #N/A | [26 empty] | 0% | 0% |  | 0 | 0 | 0 | 0 | 0 | 0 | 0 | 0 | 0 | 0 | 0 | [44 empty] | 0
3239-SW-AG-Deemed Incentives SDG&E_COMPLIANCE | [15 empty] | 0 |  |  | #N/A | [26 empty] | 0% | 0% |  | 0 | 0 | 0 | 0 | 0 | 0 | 0 | 0 | 0 | 0 | 0 | [44 empty] | 0
3239-SW-AG-Deemed Incentives SDG&E_COMPLIANCE | [15 empty] | 0 |  |  | #N/A | [26 empty] | 0% | 0% |  | 0 | 0 | 0 | 0 | 0 | 0 | 0 | 0 | 0 | 0 | 0 | [44 empty] | 0
3239-SW-AG-Deemed Incentives SDG&E_COMPLIANCE | [15 empty] | 0 |  |  | #N/A | [26 empty] | 0% | 0% |  | 0 | 0 | 0 | 0 | 0 | 0 | 0 | 0 | 0 | 0 | 0 | [44 empty] | 0
3239-SW-AG-Deemed Incentives SDG&E_COMPLIANCE | [15 empty] | 0 |  |  | #N/A | [26 empty] | 0% | 0% |  | 0 | 0 | 0 | 0 | 0 | 0 | 0 | 0 | 0 | 0 | 0 | [44 empty] | 0
3239-SW-AG-Deemed Incentives SDG&E_COMPLIANCE | [15 empty] | 0 |  |  | #N/A | [26 empty] | 0% | 0% |  | 0 | 0 | 0 | 0 | 0 | 0 | 0 | 0 | 0 | 0 | 0 | [44 empty] | 0
3239-SW-AG-Deemed Incentives SDG&E_COMPLIANCE | [15 empty] | 0 |  |  | #N/A | [26 empty] | 0% | 0% |  | 0 | 0 | 0 | 0 | 0 | 0 | 0 | 0 | 0 | 0 | 0 | [44 empty] | 0
3239-SW-AG-Deemed Incentives SDG&E_COMPLIANCE | [15 empty] | 0 |  |  | #N/A | [26 empty] | 0% | 0% |  | 0 | 0 | 0 | 0 | 0 | 0 | 0 | 0 | 0 | 0 | 0 | [44 empty] | 0
3239-SW-AG-Deemed Incentives SDG&E_COMPLIANCE | [15 empty] | 0 |  |  | #N/A | [26 empty] | 0% | 0% |  | 0 | 0 | 0 | 0 | 0 | 0 | 0 | 0 | 0 | 0 | 0 | [44 empty] | 0
3239-SW-AG-Deemed Incentives SDG&E_COMPLIANCE | [15 empty] | 0 |  |  | #N/A | [26 empty] | 0% | 0% |  | 0 | 0 | 0 | 0 | 0 | 0 | 0 | 0 | 0 | 0 | 0 | [44 empty] | 0
3239-SW-AG-Deemed Incentives SDG&E_COMPLIANCE | [15 empty] | 0 |  |  | #N/A | [26 empty] | 0% | 0% |  | 0 | 0 | 0 | 0 | 0 | 0 | 0 | 0 | 0 | 0 | 0 | [44 empty] | 0
3239-SW-AG-Deemed Incentives SDG&E_COMPLIANCE | [15 empty] | 0 |  |  | #N/A | [26 empty] | 0% | 0% |  | 0 | 0 | 0 | 0 | 0 | 0 | 0 | 0 | 0 | 0 | 0 | [44 empty] | 0
3239-SW-AG-Deemed Incentives SDG&E_COMPLIANCE | [15 empty] | 0 |  |  | #N/A | [26 empty] | 0% | 0% |  | 0 | 0 | 0 | 0 | 0 | 0 | 0 | 0 | 0 | 0 | 0 | [44 empty] | 0
3239-SW-AG-Deemed Incentives SDG&E_COMPLIANCE | [15 empty] | 0 |  |  | #N/A | [26 empty] | 0% | 0% |  | 0 | 0 | 0 | 0 | 0 | 0 | 0 | 0 | 0 | 0 | 0 | [44 empty] | 0
3239-SW-AG-Deemed Incentives SDG&E_COMPLIANCE | [15 empty] | 0 |  |  | #N/A | [26 empty] | 0% | 0% |  | 0 | 0 | 0 | 0 | 0 | 0 | 0 | 0 | 0 | 0 | 0 | [44 empty] | 0
3239-SW-AG-Deemed Incentives SDG&E_COMPLIANCE | [15 empty] | 0 |  |  | #N/A | [26 empty] | 0% | 0% |  | 0 | 0 | 0 | 0 | 0 | 0 | 0 | 0 | 0 | 0 | 0 | [44 empty] | 0
3239-SW-AG-Deemed Incentives SDG&E_COMPLIANCE | [15 empty] | 0 |  |  | #N/A | [26 empty] | 0% | 0% |  | 0 | 0 | 0 | 0 | 0 | 0 | 0 | 0 | 0 | 0 | 0 | [44 empty] | 0
3239-SW-AG-Deemed Incentives SDG&E_COMPLIANCE | [15 empty] | 0 |  |  | #N/A | [26 empty] | 0% | 0% |  | 0 | 0 | 0 | 0 | 0 | 0 | 0 | 0 | 0 | 0 | 0 | [44 empty] | 0
3239-SW-AG-Deemed Incentives SDG&E_COMPLIANCE | [15 empty] | 0 |  |  | #N/A | [26 empty] | 0% | 0% |  | 0 | 0 | 0 | 0 | 0 | 0 | 0 | 0 | 0 | 0 | 0 | [44 empty] | 0
3239-SW-AG-Deemed Incentives SDG&E_COMPLIANCE | [15 empty] | 0 |  |  | #N/A | [26 empty] | 0% | 0% |  | 0 | 0 | 0 | 0 | 0 | 0 | 0 | 0 | 0 | 0 | 0 | [44 empty] | 0
3239-SW-AG-Deemed Incentives SDG&E_COMPLIANCE | [15 empty] | 0 |  |  | #N/A | [26 empty] | 0% | 0% |  | 0 | 0 | 0 | 0 | 0 | 0 | 0 | 0 | 0 | 0 | 0 | [44 empty] | 0
3239-SW-AG-Deemed Incentives SDG&E_COMPLIANCE | [15 empty] | 0 |  |  | #N/A | [26 empty] | 0% | 0% |  | 0 | 0 | 0 | 0 | 0 | 0 | 0 | 0 | 0 | 0 | 0 | [44 empty] | 0
3239-SW-AG-Deemed Incentives SDG&E_COMPLIANCE | [15 empty] | 0 |  |  | #N/A | [26 empty] | 0% | 0% |  | 0 | 0 | 0 | 0 | 0 | 0 | 0 | 0 | 0 | 0 | 0 | [44 empty] | 0
3239-SW-AG-Deemed Incentives SDG&E_COMPLIANCE | [15 empty] | 0 |  |  | #N/A | [26 empty] | 0% | 0% |  | 0 | 0 | 0 | 0 | 0 | 0 | 0 | 0 | 0 | 0 | 0 | [44 empty] | 0
3239-SW-AG-Deemed Incentives SDG&E_COMPLIANCE | [15 empty] | 0 |  |  | #N/A | [26 empty] | 0% | 0% |  | 0 | 0 | 0 | 0 | 0 | 0 | 0 | 0 | 0 | 0 | 0 | [44 empty] | 0
3239-SW-AG-Deemed Incentives SDG&E_COMPLIANCE | [15 empty] | 0 |  |  | #N/A | [26 empty] | 0% | 0% |  | 0 | 0 | 0 | 0 | 0 | 0 | 0 | 0 | 0 | 0 | 0 | [44 empty] | 0
3239-SW-AG-Deemed Incentives SDG&E_COMPLIANCE | [15 empty] | 0 |  |  | #N/A | [26 empty] | 0% | 0% |  | 0 | 0 | 0 | 0 | 0 | 0 | 0 | 0 | 0 | 0 | 0 | [44 empty] | 0
3239-SW-AG-Deemed Incentives SDG&E_COMPLIANCE | [15 empty] | 0 |  |  | #N/A | [26 empty] | 0% | 0% |  | 0 | 0 | 0 | 0 | 0 | 0 | 0 | 0 | 0 | 0 | 0 | [44 empty] | 0
3239-SW-AG-Deemed Incentives SDG&E_COMPLIANCE | [15 empty] | 0 |  |  | #N/A | [26 empty] | 0% | 0% |  | 0 | 0 | 0 | 0 | 0 | 0 | 0 | 0 | 0 | 0 | 0 | [44 empty] | 0
3239-SW-AG-Deemed Incentives SDG&E_COMPLIANCE | [15 empty] | 0 |  |  | #N/A | [26 empty] | 0% | 0% |  | 0 | 0 | 0 | 0 | 0 | 0 | 0 | 0 | 0 | 0 | 0 | [44 empty] | 0
3239-SW-AG-Deemed Incentives SDG&E_COMPLIANCE | [15 empty] | 0 |  |  | #N/A | [26 empty] | 0% | 0% |  | 0 | 0 | 0 | 0 | 0 | 0 | 0 | 0 | 0 | 0 | 0 | [44 empty] | 0
3239-SW-AG-Deemed Incentives SDG&E_COMPLIANCE | [15 empty] | 0 |  |  | #N/A | [26 empty] | 0% | 0% |  | 0 | 0 | 0 | 0 | 0 | 0 | 0 | 0 | 0 | 0 | 0 | [44 empty] | 0
3239-SW-AG-Deemed Incentives SDG&E_COMPLIANCE | [15 empty] | 0 |  |  | #N/A | [26 empty] | 0% | 0% |  | 0 | 0 | 0 | 0 | 0 | 0 | 0 | 0 | 0 | 0 | 0 | [44 empty] | 0
3239-SW-AG-Deemed Incentives SDG&E_COMPLIANCE | [15 empty] | 0 |  |  | #N/A | [26 empty] | 0% | 0% |  | 0 | 0 | 0 | 0 | 0 | 0 | 0 | 0 | 0 | 0 | 0 | [44 empty] | 0
3239-SW-AG-Deemed Incentives SDG&E_COMPLIANCE | [15 empty] | 0 |  |  | #N/A | [26 empty] | 0% | 0% |  | 0 | 0 | 0 | 0 | 0 | 0 | 0 | 0 | 0 | 0 | 0 | [44 empty] | 0
3239-SW-AG-Deemed Incentives SDG&E_COMPLIANCE | [15 empty] | 0 |  |  | #N/A | [26 empty] | 0% | 0% |  | 0 | 0 | 0 | 0 | 0 | 0 | 0 | 0 | 0 | 0 | 0 | [44 empty] | 0
3239-SW-AG-Deemed Incentives SDG&E_COMPLIANCE | [15 empty] | 0 |  |  | #N/A | [26 empty] | 0% | 0% |  | 0 | 0 | 0 | 0 | 0 | 0 | 0 | 0 | 0 | 0 | 0 | [44 empty] | 0
3239-SW-AG-Deemed Incentives SDG&E_COMPLIANCE | [15 empty] | 0 |  |  | #N/A | [26 empty] | 0% | 0% |  | 0 | 0 | 0 | 0 | 0 | 0 | 0 | 0 | 0 | 0 | 0 | [44 empty] | 0
3239-SW-AG-Deemed Incentives SDG&E_COMPLIANCE | [15 empty] | 0 |  |  | #N/A | [26 empty] | 0% | 0% |  | 0 | 0 | 0 | 0 | 0 | 0 | 0 | 0 | 0 | 0 | 0 | [44 empty] | 0
3239-SW-AG-Deemed Incentives SDG&E_COMPLIANCE | [15 empty] | 0 |  |  | #N/A | [26 empty] | 0% | 0% |  | 0 | 0 | 0 | 0 | 0 | 0 | 0 | 0 | 0 | 0 | 0 | [44 empty] | 0
3239-SW-AG-Deemed Incentives SDG&E_COMPLIANCE | [15 empty] | 0 |  |  | #N/A | [26 empty] | 0% | 0% |  | 0 | 0 | 0 | 0 | 0 | 0 | 0 | 0 | 0 | 0 | 0 | [44 empty] | 0
3239-SW-AG-Deemed Incentives SDG&E_COMPLIANCE | [15 empty] | 0 |  |  | #N/A | [26 empty] | 0% | 0% |  | 0 | 0 | 0 | 0 | 0 | 0 | 0 | 0 | 0 | 0 | 0 | [44 empty] | 0
3239-SW-AG-Deemed Incentives SDG&E_COMPLIANCE | [15 empty] | 0 |  |  | #N/A | [26 empty] | 0% | 0% |  | 0 | 0 | 0 | 0 | 0 | 0 | 0 | 0 | 0 | 0 | 0 | [44 empty] | 0
3239-SW-AG-Deemed Incentives SDG&E_COMPLIANCE | [15 empty] | 0 |  |  | #N/A | [26 empty] | 0% | 0% |  | 0 | 0 | 0 | 0 | 0 | 0 | 0 | 0 | 0 | 0 | 0 | [44 empty] | 0
3239-SW-AG-Deemed Incentives SDG&E_COMPLIANCE | [15 empty] | 0 |  |  | #N/A | [26 empty] | 0% | 0% |  | 0 | 0 | 0 | 0 | 0 | 0 | 0 | 0 | 0 | 0 | 0 | [44 empty] | 0
3239-SW-AG-Deemed Incentives SDG&E_COMPLIANCE | [15 empty] | 0 |  |  | #N/A | [26 empty] | 0% | 0% |  | 0 | 0 | 0 | 0 | 0 | 0 | 0 | 0 | 0 | 0 | 0 | [44 empty] | 0
3239-SW-AG-Deemed Incentives SDG&E_COMPLIANCE | [15 empty] | 0 |  |  | #N/A | [26 empty] | 0% | 0% |  | 0 | 0 | 0 | 0 | 0 | 0 | 0 | 0 | 0 | 0 | 0 | [44 empty] | 0
3239-SW-AG-Deemed Incentives SDG&E_COMPLIANCE | [15 empty] | 0 |  |  | #N/A | [26 empty] | 0% | 0% |  | 0 | 0 | 0 | 0 | 0 | 0 | 0 | 0 | 0 | 0 | 0 | [44 empty] | 0
3239-SW-AG-Deemed Incentives SDG&E_COMPLIANCE | [15 empty] | 0 |  |  | #N/A | [26 empty] | 0% | 0% |  | 0 | 0 | 0 | 0 | 0 | 0 | 0 | 0 | 0 | 0 | 0 | [44 empty] | 0
3239-SW-AG-Deemed Incentives SDG&E_COMPLIANCE | [15 empty] | 0 |  |  | #N/A | [26 empty] | 0% | 0% |  | 0 | 0 | 0 | 0 | 0 | 0 | 0 | 0 | 0 | 0 | 0 | [44 empty] | 0
3239-SW-AG-Deemed Incentives SDG&E_COMPLIANCE | [15 empty] | 0 |  |  | #N/A | [26 empty] | 0% | 0% |  | 0 | 0 | 0 | 0 | 0 | 0 | 0 | 0 | 0 | 0 | 0 | [44 empty] | 0
3239-SW-AG-Deemed Incentives SDG&E_COMPLIANCE | [15 empty] | 0 |  |  | #N/A | [26 empty] | 0% | 0% |  | 0 | 0 | 0 | 0 | 0 | 0 | 0 | 0 | 0 | 0 | 0 | [44 empty] | 0
3239-SW-AG-Deemed Incentives SDG&E_COMPLIANCE | [15 empty] | 0 |  |  | #N/A | [26 empty] | 0% | 0% |  | 0 | 0 | 0 | 0 | 0 | 0 | 0 | 0 | 0 | 0 | 0 | [44 empty] | 0
3239-SW-AG-Deemed Incentives SDG&E_COMPLIANCE | [15 empty] | 0 |  |  | #N/A | [26 empty] | 0% | 0% |  | 0 | 0 | 0 | 0 | 0 | 0 | 0 | 0 | 0 | 0 | 0 | [44 empty] | 0
3239-SW-AG-Deemed Incentives SDG&E_COMPLIANCE | [15 empty] | 0 |  |  | #N/A | [26 empty] | 0% | 0% |  | 0 | 0 | 0 | 0 | 0 | 0 | 0 | 0 | 0 | 0 | 0 | [44 empty] | 0
3239-SW-AG-Deemed Incentives SDG&E_COMPLIANCE | [15 empty] | 0 |  |  | #N/A | [26 empty] | 0% | 0% |  | 0 | 0 | 0 | 0 | 0 | 0 | 0 | 0 | 0 | 0 | 0 | [44 empty] | 0
3239-SW-AG-Deemed Incentives SDG&E_COMPLIANCE | [15 empty] | 0 |  |  | #N/A | [26 empty] | 0% | 0% |  | 0 | 0 | 0 | 0 | 0 | 0 | 0 | 0 | 0 | 0 | 0 | [44 empty] | 0
3239-SW-AG-Deemed Incentives SDG&E_COMPLIANCE | [15 empty] | 0 |  |  | #N/A | [26 empty] | 0% | 0% |  | 0 | 0 | 0 | 0 | 0 | 0 | 0 | 0 | 0 | 0 | 0 | [44 empty] | 0
3239-SW-AG-Deemed Incentives SDG&E_COMPLIANCE | [15 empty] | 0 |  |  | #N/A | [26 empty] | 0% | 0% |  | 0 | 0 | 0 | 0 | 0 | 0 | 0 | 0 | 0 | 0 | 0 | [44 empty] | 0
3239-SW-AG-Deemed Incentives SDG&E_COMPLIANCE | [15 empty] | 0 |  |  | #N/A | [26 empty] | 0% | 0% |  | 0 | 0 | 0 | 0 | 0 | 0 | 0 | 0 | 0 | 0 | 0 | [44 empty] | 0
3239-SW-AG-Deemed Incentives SDG&E_COMPLIANCE | [15 empty] | 0 |  |  | #N/A | [26 empty] | 0% | 0% |  | 0 | 0 | 0 | 0 | 0 | 0 | 0 | 0 | 0 | 0 | 0 | [44 empty] | 0
3239-SW-AG-Deemed Incentives SDG&E_COMPLIANCE | [15 empty] | 0 |  |  | #N/A | [26 empty] | 0% | 0% |  | 0 | 0 | 0 | 0 | 0 | 0 | 0 | 0 | 0 | 0 | 0 | [44 empty] | 0
3239-SW-AG-Deemed Incentives SDG&E_COMPLIANCE | [15 empty] | 0 |  |  | #N/A | [26 empty] | 0% | 0% |  | 0 | 0 | 0 | 0 | 0 | 0 | 0 | 0 | 0 | 0 | 0 | [44 empty] | 0
3239-SW-AG-Deemed Incentives SDG&E_COMPLIANCE | [15 empty] | 0 |  |  | #N/A | [26 empty] | 0% | 0% |  | 0 | 0 | 0 | 0 | 0 | 0 | 0 | 0 | 0 | 0 | 0 | [44 empty] | 0
3239-SW-AG-Deemed Incentives SDG&E_COMPLIANCE | [15 empty] | 0 |  |  | #N/A | [26 empty] | 0% | 0% |  | 0 | 0 | 0 | 0 | 0 | 0 | 0 | 0 | 0 | 0 | 0 | [44 empty] | 0
3239-SW-AG-Deemed Incentives SDG&E_COMPLIANCE | [15 empty] | 0 |  |  | #N/A | [26 empty] | 0% | 0% |  | 0 | 0 | 0 | 0 | 0 | 0 | 0 | 0 | 0 | 0 | 0 | [44 empty] | 0
3239-SW-AG-Deemed Incentives SDG&E_COMPLIANCE | [15 empty] | 0 |  |  | #N/A | [26 empty] | 0% | 0% |  | 0 | 0 | 0 | 0 | 0 | 0 | 0 | 0 | 0 | 0 | 0 | [44 empty] | 0
3239-SW-AG-Deemed Incentives SDG&E_COMPLIANCE | [15 empty] | 0 |  |  | #N/A | [26 empty] | 0% | 0% |  | 0 | 0 | 0 | 0 | 0 | 0 | 0 | 0 | 0 | 0 | 0 | [44 empty] | 0
3239-SW-AG-Deemed Incentives SDG&E_COMPLIANCE | [15 empty] | 0 |  |  | #N/A | [26 empty] | 0% | 0% |  | 0 | 0 | 0 | 0 | 0 | 0 | 0 | 0 | 0 | 0 | 0 | [44 empty] | 0
3239-SW-AG-Deemed Incentives SDG&E_COMPLIANCE | [15 empty] | 0 |  |  | #N/A | [26 empty] | 0% | 0% |  | 0 | 0 | 0 | 0 | 0 | 0 | 0 | 0 | 0 | 0 | 0 | [44 empty] | 0
3239-SW-AG-Deemed Incentives SDG&E_COMPLIANCE | [15 empty] | 0 |  |  | #N/A | [26 empty] | 0% | 0% |  | 0 | 0 | 0 | 0 | 0 | 0 | 0 | 0 | 0 | 0 | 0 | [44 empty] | 0
3239-SW-AG-Deemed Incentives SDG&E_COMPLIANCE | [15 empty] | 0 |  |  | #N/A | [26 empty] | 0% | 0% |  | 0 | 0 | 0 | 0 | 0 | 0 | 0 | 0 | 0 | 0 | 0 | [44 empty] | 0
3239-SW-AG-Deemed Incentives SDG&E_COMPLIANCE | [15 empty] | 0 |  |  | #N/A | [26 empty] | 0% | 0% |  | 0 | 0 | 0 | 0 | 0 | 0 | 0 | 0 | 0 | 0 | 0 | [44 empty] | 0
3239-SW-AG-Deemed Incentives SDG&E_COMPLIANCE | [15 empty] | 0 |  |  | #N/A | [26 empty] | 0% | 0% |  | 0 | 0 | 0 | 0 | 0 | 0 | 0 | 0 | 0 | 0 | 0 | [44 empty] | 0
3239-SW-AG-Deemed Incentives SDG&E_COMPLIANCE | [15 empty] | 0 |  |  | #N/A | [26 empty] | 0% | 0% |  | 0 | 0 | 0 | 0 | 0 | 0 | 0 | 0 | 0 | 0 | 0 | [44 empty] | 0
3239-SW-AG-Deemed Incentives SDG&E_COMPLIANCE | [15 empty] | 0 |  |  | #N/A | [26 empty] | 0% | 0% |  | 0 | 0 | 0 | 0 | 0 | 0 | 0 | 0 | 0 | 0 | 0 | [44 empty] | 0
3239-SW-AG-Deemed Incentives SDG&E_COMPLIANCE | [15 empty] | 0 |  |  | #N/A | [26 empty] | 0% | 0% |  | 0 | 0 | 0 | 0 | 0 | 0 | 0 | 0 | 0 | 0 | 0 | [44 empty] | 0
3239-SW-AG-Deemed Incentives SDG&E_COMPLIANCE | [15 empty] | 0 |  |  | #N/A | [26 empty] | 0% | 0% |  | 0 | 0 | 0 | 0 | 0 | 0 | 0 | 0 | 0 | 0 | 0 | [44 empty] | 0
3239-SW-AG-Deemed Incentives SDG&E_COMPLIANCE | [15 empty] | 0 |  |  | #N/A | [26 empty] | 0% | 0% |  | 0 | 0 | 0 | 0 | 0 | 0 | 0 | 0 | 0 | 0 | 0 | [44 empty] | 0
3239-SW-AG-Deemed Incentives SDG&E_COMPLIANCE | [15 empty] | 0 |  |  | #N/A | [26 empty] | 0% | 0% |  | 0 | 0 | 0 | 0 | 0 | 0 | 0 | 0 | 0 | 0 | 0 | [44 empty] | 0
3239-SW-AG-Deemed Incentives SDG&E_COMPLIANCE | [15 empty] | 0 |  |  | #N/A | [26 empty] | 0% | 0% |  | 0 | 0 | 0 | 0 | 0 | 0 | 0 | 0 | 0 | 0 | 0 | [44 empty] | 0
3239-SW-AG-Deemed Incentives SDG&E_COMPLIANCE | [15 empty] | 0 |  |  | #N/A | [26 empty] | 0% | 0% |  | 0 | 0 | 0 | 0 | 0 | 0 | 0 | 0 | 0 | 0 | 0 | [44 empty] | 0
3239-SW-AG-Deemed Incentives SDG&E_COMPLIANCE | [15 empty] | 0 |  |  | #N/A | [26 empty] | 0% | 0% |  | 0 | 0 | 0 | 0 | 0 | 0 | 0 | 0 | 0 | 0 | 0 | [44 empty] | 0
3239-SW-AG-Deemed Incentives SDG&E_COMPLIANCE | [15 empty] | 0 |  |  | #N/A | [26 empty] | 0% | 0% |  | 0 | 0 | 0 | 0 | 0 | 0 | 0 | 0 | 0 | 0 | 0 | [44 empty] | 0
3239-SW-AG-Deemed Incentives SDG&E_COMPLIANCE | [15 empty] | 0 |  |  | #N/A | [26 empty] | 0% | 0% |  | 0 | 0 | 0 | 0 | 0 | 0 | 0 | 0 | 0 | 0 | 0 | [44 empty] | 0
3239-SW-AG-Deemed Incentives SDG&E_COMPLIANCE | [15 empty] | 0 |  |  | #N/A | [26 empty] | 0% | 0% |  | 0 | 0 | 0 | 0 | 0 | 0 | 0 | 0 | 0 | 0 | 0 | [44 empty] | 0
3239-SW-AG-Deemed Incentives SDG&E_COMPLIANCE | [15 empty] | 0 |  |  | #N/A | [26 empty] | 0% | 0% |  | 0 | 0 | 0 | 0 | 0 | 0 | 0 | 0 | 0 | 0 | 0 | [44 empty] | 0
3239-SW-AG-Deemed Incentives SDG&E_COMPLIANCE | [15 empty] | 0 |  |  | #N/A | [26 empty] | 0% | 0% |  | 0 | 0 | 0 | 0 | 0 | 0 | 0 | 0 | 0 | 0 | 0 | [44 empty] | 0
3239-SW-AG-Deemed Incentives SDG&E_COMPLIANCE | [15 empty] | 0 |  |  | #N/A | [26 empty] | 0% | 0% |  | 0 | 0 | 0 | 0 | 0 | 0 | 0 | 0 | 0 | 0 | 0 | [44 empty] | 0
3239-SW-AG-Deemed Incentives SDG&E_COMPLIANCE | [15 empty] | 0 |  |  | #N/A | [26 empty] | 0% | 0% |  | 0 | 0 | 0 | 0 | 0 | 0 | 0 | 0 | 0 | 0 | 0 | [44 empty] | 0
3239-SW-AG-Deemed Incentives SDG&E_COMPLIANCE | [15 empty] | 0 |  |  | #N/A | [26 empty] | 0% | 0% |  | 0 | 0 | 0 | 0 | 0 | 0 | 0 | 0 | 0 | 0 | 0 | [44 empty] | 0
Do NOT enter program data in this row or below. The Spreadsheet will not evaluate any such data. | bar: 2013 Qtr 1 to 2016 Qtr 4; 2018 Qtr 1 to 2018 Qtr 4; 2020 Qtr 1 to 2020 Qtr 4; 2022 Qtr 1 to 2022 Qtr 4
Lists of Dimensions and their Labels | bar: 2013 Qtr 2; 2015 Qtr 3; 2016 Qtr 1 to 2023 Qtr 4
|  |  | Climate Zones | Sectors | End Use Validation List |  | Measure Types for Measure Life | Measure Types for NTGR | Gas Sector | Gas Savings Profile | Combustor Type | bar: 2013 Qtr 2; 2015 Qtr 3; 2016 Qtr 2; 2018 Qtr 2; 2020 Qtr 2; 2022 Qtr 2
|  |  | 7 | RES | res:DEER:Indoor_CFL_Ltg |  | NONRESIDENTIAL MEASURES: |  | Residential | Summer Only | Large Boilers (>100 MMBtu/hr Heat Input):Uncontrolled | bar: 2013 Qtr 1 to 2013 Qtr 2; 2014 Qtr 4 to 2016 Qtr 2; 2017 Qtr 2; 2018 Qtr 1 to 2018 Qtr 2; 2019 Qtr 2; 2020 Qtr 1 to 2020 Qtr 2; 2021 Qtr 2; 2022 Qtr 1 to 2022 Qtr 2; 2023 Qtr 2 to 2023 Qtr 4
|  |  | 10 | NON_RES | res:DEER:Indoor_CFL_Ltg |  | **************************************************************** | NonRes-sAll-mCFL-dn | Commercial | Winter Only | Large Boilers (>100 MMBtu/hr Heat Input):Controlled Low NOx Burner | bar: 2013 Qtr 1 to 2013 Qtr 2; 2014 Qtr 4 to 2016 Qtr 2; 2017 Qtr 2; 2018 Qtr 1 to 2018 Qtr 2; 2019 Qtr 2; 2020 Qtr 1 to 2020 Qtr 2; 2021 Qtr 2; 2022 Qtr 1 to 2022 Qtr 2; 2023 Qtr 2 to 2023 Qtr 4
|  |  | 15 | Residential | res:DEER:Indoor_CFL_Ltg |  | Ballast – Dimmable: NR - 11 | NonRes-sAll-mCFL-ci | Core | Annual | Large Boilers (>100 MMBtu/hr Heat Input):Controlled – Flue Gas Recirculation | bar: 2013 Qtr 1 to 2013 Qtr 2; 2014 Qtr 4 to 2016 Qtr 2; 2017 Qtr 2; 2018 Qtr 1 to 2018 Qtr 2; 2019 Qtr 2; 2020 Qtr 1 to 2020 Qtr 2; 2021 Qtr 2; 2022 Qtr 1 to 2022 Qtr 2; 2023 Qtr 2 to 2023 Qtr 4
|  |  | 15 | Commercial | res:DEER:Indoor_CFL_Ltg |  | Ballast – Electronic: NR - 11 | NonRes-sAll-mCFL-dir |  |  | Small Boilers (<100 MMBtu/hr Heat Input):Uncontrolled | bar: 2013 Qtr 1 to 2013 Qtr 2; 2014 Qtr 4 to 2016 Qtr 2; 2017 Qtr 2; 2018 Qtr 1 to 2018 Qtr 2; 2019 Qtr 2; 2020 Qtr 1 to 2020 Qtr 2; 2021 Qtr 2; 2022 Qtr 1 to 2022 Qtr 2; 2023 Qtr 2 to 2023 Qtr 4
|  |  | System | Industrial | res:DEER:Indoor_CFL_Ltg |  | Fluorescent Fixture – T8: C/I/A - 11 | NonRes-sAll-mT5T8-dn |  |  | Small Boilers (<100 MMBtu/hr Heat Input):Controlled Low NOx Burner | bar: 2013 Qtr 1 to 2013 Qtr 2; 2014 Qtr 4 to 2016 Qtr 2; 2017 Qtr 2; 2018 Qtr 1 to 2018 Qtr 2; 2019 Qtr 2; 2020 Qtr 1 to 2020 Qtr 2; 2021 Qtr 2; 2022 Qtr 1 to 2022 Qtr 2; 2023 Qtr 2 to 2023 Qtr 4
|  |  |  | Agricultural | res:DEER:RefgFrzr_HighEff |  | Fixture: T8 Lamp & Electronic Ballast: C/I/A - 11 | NonRes-sAll-mT5T8-ci |  |  | Small Boilers (<100 MMBtu/hr Heat Input):Controlled – Flue Gas Recirculation | bar: 2013 Qtr 1 to 2013 Qtr 2; 2014 Qtr 4 to 2016 Qtr 2; 2017 Qtr 2; 2018 Qtr 1 to 2018 Qtr 2; 2019 Qtr 2; 2020 Qtr 1 to 2020 Qtr 2; 2021 Qtr 2; 2022 Qtr 1 to 2022 Qtr 2; 2023 Qtr 2 to 2023 Qtr 4
|  |  |  | Not Used | res:DEER:RefgFrzr_HighEff |  | T8 Fixtures – 17 Watt Lamp, 2ft or 32-watt Lamp, 4ft 11 | NonRes-sAll-mT8-dir |  |  | Residential Furnaces (<0.3):Uncontrolled | bar: 2013 Qtr 1 to 2013 Qtr 2; 2014 Qtr 4 to 2016 Qtr 2; 2017 Qtr 2; 2018 Qtr 1 to 2018 Qtr 2; 2019 Qtr 2; 2020 Qtr 1 to 2020 Qtr 2; 2021 Qtr 2; 2022 Qtr 1 to 2022 Qtr 2; 2023 Qtr 2 to 2023 Qtr 4
[5 empty] | res:DEER:RefgFrzr_HighEff |  | T8 Lamps: C/I/A - 5 | NonRes-sAll-mLtgCtrl | bar: 2013 Qtr 1 to 2013 Qtr 2; 2014 Qtr 4 to 2016 Qtr 2; 2017 Qtr 2; 2018 Qtr 1 to 2018 Qtr 2; 2019 Qtr 2; 2020 Qtr 1 to 2020 Qtr 2; 2021 Qtr 2; 2022 Qtr 1 to 2022 Qtr 2; 2023 Qtr 2 to 2023 Qtr 4
[5 empty] | res:DEER:RefgFrzr_HighEff |  | High Efficiency Lighting (HID): NR - 16 | NonRes-sAll-mLtgCtrl-htr | bar: 2013 Qtr 1 to 2013 Qtr 2; 2014 Qtr 4 to 2016 Qtr 2; 2017 Qtr 2; 2018 Qtr 1 to 2018 Qtr 2; 2019 Qtr 2; 2020 Qtr 1 to 2020 Qtr 2; 2021 Qtr 2; 2022 Qtr 1 to 2022 Qtr 2; 2023 Qtr 2 to 2023 Qtr 4
[5 empty] | res:DEER:RefgFrzr_HighEff |  | High Output T5 Fixture: NR - 16 |  | Electric Rate | Gas Rate | bar: 2013 Qtr 1 to 2013 Qtr 2; 2014 Qtr 4 to 2016 Qtr 2; 2017 Qtr 2; 2018 Qtr 1 to 2018 Qtr 2; 2019 Qtr 2; 2020 Qtr 1 to 2020 Qtr 2; 2021 Qtr 2; 2022 Qtr 1 to 2022 Qtr 2; 2023 Qtr 2 to 2023 Qtr 4
[5 empty] | res:DEER:RefgFrzr_Recyc-Conditioned |  | Indoor or Outdoor Lighting System Modification: NR - 13.5 | NonRes-sAll-mCFL | Residential | Residential | bar: 2013 Qtr 1 to 2013 Qtr 2; 2014 Qtr 4 to 2016 Qtr 2; 2017 Qtr 2; 2018 Qtr 1 to 2018 Qtr 2; 2019 Qtr 2; 2020 Qtr 1 to 2020 Qtr 2; 2021 Qtr 2; 2022 Qtr 1 to 2022 Qtr 2; 2023 Qtr 2 to 2023 Qtr 4
[5 empty] | res:DEER:RefgFrzr_Recyc-Conditioned |  | Lighting Controls: NR - 16 | Res-sAll-mCFL-up | Commercial | Not Used | bar: 2013 Qtr 1 to 2013 Qtr 2; 2014 Qtr 4 to 2016 Qtr 2; 2017 Qtr 2; 2018 Qtr 1 to 2018 Qtr 2; 2019 Qtr 2; 2020 Qtr 1 to 2020 Qtr 2; 2021 Qtr 2; 2022 Qtr 1 to 2022 Qtr 2; 2023 Qtr 2 to 2023 Qtr 4
[5 empty] | res:DEER:RefgFrzr_Recyc-Conditioned |  | Daylighting Controls; NR - 16 | NonRes-sAll-mHVAC-RCA | Not Used | Not Used | bar: 2013 Qtr 1 to 2013 Qtr 2; 2014 Qtr 4 to 2016 Qtr 2; 2017 Qtr 2; 2018 Qtr 1 to 2018 Qtr 2; 2019 Qtr 2; 2020 Qtr 1 to 2020 Qtr 2; 2021 Qtr 2; 2022 Qtr 1 to 2022 Qtr 2; 2023 Qtr 2 to 2023 Qtr 4
[5 empty] | res:DEER:RefgFrzr_Recyc-Conditioned |  | Lighting Power Density: NR - 11 | NonRes-sAll-mRCx-dn | Not Used | bar: 2013 Qtr 1 to 2013 Qtr 2; 2014 Qtr 4 to 2016 Qtr 2; 2017 Qtr 2; 2018 Qtr 1 to 2018 Qtr 2; 2019 Qtr 2; 2020 Qtr 1 to 2020 Qtr 2; 2021 Qtr 2; 2022 Qtr 1 to 2022 Qtr 2; 2023 Qtr 2 to 2023 Qtr 4
[5 empty] | res:DEER:RefgFrzr_Recyc-Conditioned |  | Exit Sign – CF Hardware Kit/LED/ Electro-Luminescent: NR - 16 | NonRes-sAll-mRCx-ci | Not Used | bar: 2013 Qtr 1 to 2013 Qtr 2; 2014 Qtr 4 to 2016 Qtr 2; 2017 Qtr 2; 2018 Qtr 1 to 2018 Qtr 2; 2019 Qtr 2; 2020 Qtr 1 to 2020 Qtr 2; 2021 Qtr 2; 2022 Qtr 1 to 2022 Qtr 2; 2023 Qtr 2 to 2023 Qtr 4
[5 empty] | res:DEER:RefgFrzr_Recyc-UnConditioned |  | Occupancy Sensor: NR - 8 | NonRes-sAll-mHVAC-Chiller | 0 | bar: 2013 Qtr 1 to 2013 Qtr 2; 2014 Qtr 4 to 2016 Qtr 2; 2017 Qtr 2; 2018 Qtr 1 to 2018 Qtr 2; 2019 Qtr 2; 2020 Qtr 1 to 2020 Qtr 2; 2021 Qtr 2; 2022 Qtr 1 to 2022 Qtr 2; 2023 Qtr 2 to 2023 Qtr 4
[5 empty] | res:DEER:RefgFrzr_Recyc-UnConditioned |  | Photocell: NR - 8 | NonRes-sAll-mHVAC-DX-up | bar: 2013 Qtr 1 to 2013 Qtr 2; 2014 Qtr 4 to 2016 Qtr 2; 2017 Qtr 2; 2018 Qtr 1 to 2018 Qtr 2; 2019 Qtr 2; 2020 Qtr 1 to 2020 Qtr 2; 2021 Qtr 2; 2022 Qtr 1 to 2022 Qtr 2; 2023 Qtr 2 to 2023 Qtr 4
[5 empty] | res:DEER:RefgFrzr_Recyc-UnConditioned |  | Time Clock – Lighting: NR - 8 | Res-sAll-mHVAC-RmAC-dn | bar: 2013 Qtr 2 to 2015 Qtr 2; 2016 Qtr 2 to 2017 Qtr 4; 2018 Qtr 2 to 2019 Qtr 4; 2020 Qtr 2 to 2021 Qtr 4; 2022 Qtr 2
[5 empty] | res:DEER:RefgFrzr_Recyc-UnConditioned |  | Induction Lamps: NR - 2 | Res-sAll-mDuctSeal | bar: 2013 Qtr 2 to 2015 Qtr 2; 2016 Qtr 2 to 2017 Qtr 4; 2018 Qtr 2 to 2019 Qtr 4; 2020 Qtr 2 to 2021 Qtr 4; 2022 Qtr 2
[5 empty] | res:DEER:RefgFrzr_Recyc-UnConditioned |  | Induction Fixture: NR - 16 | Res-sAll-mHVAC-RCA | bar: 2013 Qtr 2 to 2015 Qtr 2; 2016 Qtr 2 to 2017 Qtr 4; 2018 Qtr 2 to 2019 Qtr 4; 2020 Qtr 2 to 2021 Qtr 4; 2022 Qtr 2
[5 empty] | res:DEER:HVAC_Eff_AC |  | Delamp/reflectors: C/I - 11 | Res-sSF-mShellIns | bar: 2013 Qtr 2 to 2015 Qtr 2; 2016 Qtr 2 to 2017 Qtr 4; 2018 Qtr 2 to 2019 Qtr 4; 2020 Qtr 2 to 2021 Qtr 4; 2022 Qtr 2
[5 empty] | res:DEER:HVAC_Eff_AC |  | Optical Reflectors- new construction: Ind, NRNC - 12 | Res-sSF-mACgt14-dn | bar: 2013 Qtr 2 to 2015 Qtr 2; 2016 Qtr 2 to 2017 Qtr 4; 2018 Qtr 2 to 2019 Qtr 4; 2020 Qtr 2 to 2021 Qtr 4; 2022 Qtr 2
[5 empty] | res:DEER:HVAC_Eff_AC |  | Optical Reflectors- retrofit: NR - 10 | Res-sSF-mACgt16-dn | bar: 2013 Qtr 2 to 2015 Qtr 2; 2016 Qtr 2 to 2017 Qtr 4; 2018 Qtr 2 to 2019 Qtr 4; 2020 Qtr 2 to 2021 Qtr 4; 2022 Qtr 2
[5 empty] | res:DEER:HVAC_Eff_AC |  | HID fixture: Interior, >= 176 Watts lamp: Ind - 16 | Res-sSF-mHPes | bar: 2013 Qtr 2 to 2015 Qtr 2; 2016 Qtr 2 to 2017 Qtr 4; 2018 Qtr 2 to 2019 Qtr 4; 2020 Qtr 2 to 2021 Qtr 4; 2022 Qtr 2
[5 empty] | res:DEER:HVAC_Eff_AC |  | HID fixture: Interior, 251-400 Watt lamp: Com - 16 | NonRes-sAll-mPOC | bar: 2013 Qtr 2 to 2015 Qtr 2; 2016 Qtr 2 to 2017 Qtr 4; 2018 Qtr 2 to 2019 Qtr 4; 2020 Qtr 2 to 2021 Qtr 4; 2022 Qtr 2
[5 empty] | res:DEER:HVAC_Eff_HP |  | CFL Fixture: Pin based CFL fixture: Com - 12.0 | NonRes-sAll-mPipeIns | bar: 2013 Qtr 2 to 2015 Qtr 2; 2016 Qtr 2 to 2017 Qtr 4; 2018 Qtr 2 to 2019 Qtr 4; 2020 Qtr 2 to 2021 Qtr 4; 2022 Qtr 2
[5 empty] | res:DEER:HVAC_Eff_HP |  | Screw-in CFL: Education - Primary School: NR - 5.6 | NonRes-sAll-mStmTrp-dn | bar: 2013 Qtr 2 to 2015 Qtr 2; 2016 Qtr 2 to 2017 Qtr 4; 2018 Qtr 2 to 2019 Qtr 4; 2020 Qtr 2 to 2021 Qtr 4; 2022 Qtr 2
[5 empty] | res:DEER:HVAC_Eff_HP |  | Screw-in CFL: Education - Secondary School: NR - 3.5 | NonRes-sAll-mStmTrp-ci | bar: 2013 Qtr 2 to 2015 Qtr 2; 2016 Qtr 2 to 2017 Qtr 4; 2018 Qtr 2 to 2019 Qtr 4; 2020 Qtr 2 to 2021 Qtr 4; 2022 Qtr 2
[5 empty] | res:DEER:HVAC_Eff_HP |  | Screw-in CFL: Education - Community College: NR - 2.1 | NonRes-sAll-mCust | bar: 2013 Qtr 2 to 2015 Qtr 2; 2016 Qtr 2 to 2017 Qtr 4; 2018 Qtr 2 to 2019 Qtr 4; 2020 Qtr 2 to 2021 Qtr 4; 2022 Qtr 2
[5 empty] | res:DEER:HVAC_Eff_HP |  | Screw-in CFL: Education - University: NR - 2.6 | NonRes-sAll-mCustElec-bd | bar: 2013 Qtr 2 to 2015 Qtr 2; 2016 Qtr 2 to 2017 Qtr 4; 2018 Qtr 2 to 2019 Qtr 4; 2020 Qtr 2 to 2021 Qtr 4; 2022 Qtr 2
[5 empty] | res:DEER:HVAC_Duct_Sealing |  | Screw-in CFL: Grocery: NR - 1.4 | NonRes-sGHS-mHtCrtn-dn | bar: 2013 Qtr 2 to 2015 Qtr 2; 2016 Qtr 2 to 2017 Qtr 4; 2018 Qtr 2 to 2019 Qtr 4; 2020 Qtr 2 to 2021 Qtr 4; 2022 Qtr 2
[5 empty] | res:DEER:HVAC_Duct_Sealing |  | Screw-in CFL: Health/Medical - Hospital: NR - 0.9 | NonRes-sGHS-mHtCrtn-ci | bar: 2013 Qtr 2 to 2015 Qtr 2; 2016 Qtr 2 to 2017 Qtr 4; 2018 Qtr 2 to 2019 Qtr 4; 2020 Qtr 2 to 2021 Qtr 4; 2022 Qtr 2
[5 empty] | res:DEER:HVAC_Duct_Sealing |  | Screw-in CFL: Health/Medical - Nursing Home: NR - 0.9 | NonRes-sGHS-mIRF-dn | bar: 2013 Qtr 2 to 2015 Qtr 2; 2016 Qtr 2 to 2017 Qtr 4; 2018 Qtr 2 to 2019 Qtr 4; 2020 Qtr 2 to 2021 Qtr 4; 2022 Qtr 2
[5 empty] | res:DEER:HVAC_Duct_Sealing |  | Screw-in CFL: Lodging - Hotel: NR - 0.9 | NonRes-sGHS-mIRF-ci | bar: 2013 Qtr 2 to 2015 Qtr 2; 2016 Qtr 2 to 2017 Qtr 4; 2018 Qtr 2 to 2019 Qtr 4; 2020 Qtr 2 to 2021 Qtr 4; 2022 Qtr 2
[5 empty] | res:DEER:HVAC_Duct_Sealing |  | Screw-in CFL: Lodging - Motel: NR - 0.9 | NonRes-sAll-mPmpTst | bar: 2013 Qtr 2 to 2015 Qtr 2; 2016 Qtr 2 to 2017 Qtr 4; 2018 Qtr 2 to 2019 Qtr 4; 2020 Qtr 2 to 2021 Qtr 4; 2022 Qtr 2
[5 empty] | res:DEER:HVAC_Refrig_Charge |  | Screw-in CFL: Lodging - Guest Rooms: NR - 7.0 | NonRes-sAg-mCust-ci | bar: 2013 Qtr 2 to 2015 Qtr 2; 2016 Qtr 2 to 2017 Qtr 4; 2018 Qtr 2 to 2019 Qtr 4; 2020 Qtr 2 to 2021 Qtr 4; 2022 Qtr 2
[5 empty] | res:DEER:HVAC_Refrig_Charge |  | Screw-in CFL: Manufacturing - Light Industrial: NR - 2.8 | Res-sAll-mDHWshwr | bar: 2013 Qtr 2 to 2015 Qtr 2; 2016 Qtr 2 to 2017 Qtr 4; 2018 Qtr 2 to 2019 Qtr 4; 2020 Qtr 2 to 2021 Qtr 4; 2022 Qtr 2
[5 empty] | res:DEER:HVAC_Refrig_Charge |  | Screw-in CFL: Office - Large: NR - 2.9 | Res-sSF-mDHWaerator | bar: 2013 Qtr 3 to 2015 Qtr 3; 2016 Qtr 3 to 2017 Qtr 4; 2018 Qtr 3 to 2019 Qtr 4; 2020 Qtr 3 to 2021 Qtr 4
[5 empty] | res:DEER:HVAC_Refrig_Charge |  | Screw-in CFL: Office - Small: NR - 3.2 | Res-sMF-mDHWaerator | bar: 2013 Qtr 3 to 2015 Qtr 3; 2016 Qtr 3 to 2017 Qtr 4; 2018 Qtr 3 to 2019 Qtr 4; 2020 Qtr 3 to 2021 Qtr 4
[5 empty] | res:DEER:HVAC_Refrig_Charge |  | Screw-in CFL: Restaurant - Sit-Down: NR - 2.3 | Res-sAll-mDHWgt62 | bar: 2013 Qtr 3 to 2015 Qtr 3; 2016 Qtr 3 to 2017 Qtr 4; 2018 Qtr 3 to 2019 Qtr 4; 2020 Qtr 3 to 2021 Qtr 4
[5 empty] | res:DEER:Refg_Chrg_Duct_Seal |  | Screw-in CFL: Restaurant - Fast-Food: NR - 1.3 | Res-sAll-mCW | bar: 2013 Qtr 3 to 2015 Qtr 3; 2016 Qtr 3 to 2017 Qtr 4; 2018 Qtr 3 to 2019 Qtr 4; 2020 Qtr 3 to 2021 Qtr 4
[5 empty] | res:DEER:Refg_Chrg_Duct_Seal |  | Screw-in CFL: Retail - 3-Story Large: NR - 1.9 | Res-sAll-mRefgRec | bar: 2013 Qtr 3 to 2015 Qtr 3; 2016 Qtr 3 to 2017 Qtr 4; 2018 Qtr 3 to 2019 Qtr 4; 2020 Qtr 3 to 2021 Qtr 4
[5 empty] | res:DEER:Refg_Chrg_Duct_Seal |  | Screw-in CFL: Retail - Single-Story Large: NR - 1.8 | Res-sAll-mFrzrRec | bar: 2013 Qtr 3 to 2015 Qtr 3; 2016 Qtr 3 to 2017 Qtr 4; 2018 Qtr 3 to 2019 Qtr 4; 2020 Qtr 3 to 2021 Qtr 4
[5 empty] | res:DEER:Refg_Chrg_Duct_Seal |  | Screw-in CFL: Retail - Small: NR - 2.1 | NonRes-sAll-mRfg-DG | bar: 2013 Qtr 3 to 2015 Qtr 3; 2016 Qtr 3 to 2017 Qtr 4; 2018 Qtr 3 to 2019 Qtr 4; 2020 Qtr 3 to 2021 Qtr 4
[5 empty] | res:DEER:Refg_Chrg_Duct_Seal |  | Screw-in CFL: Storage - Conditioned: NR - 2.8 | NonRes-sAll-mRfg-SC | bar: 2013 Qtr 3 to 2015 Qtr 3; 2016 Qtr 3 to 2017 Qtr 4; 2018 Qtr 3 to 2019 Qtr 4; 2020 Qtr 3 to 2021 Qtr 4
[5 empty] | res:DEER:RefgFrzr_Recycling |  | Screw-in CFL: Storage - Unconditioned: NR - 2.8 | Res-Default>2 | bar: 2013 Qtr 3 to 2015 Qtr 3; 2016 Qtr 3 to 2017 Qtr 4; 2018 Qtr 3 to 2019 Qtr 4; 2020 Qtr 3 to 2021 Qtr 4
[5 empty] | res:DEER:RefgFrzr_Recycling |  | Screw-in CFL: Warehouse - Refrigerated: NR - 3.1 | Res-Default-HTG-di | bar: 2013 Qtr 3 to 2015 Qtr 3; 2016 Qtr 3 to 2017 Qtr 4; 2018 Qtr 3 to 2019 Qtr 4; 2020 Qtr 3 to 2021 Qtr 4
[5 empty] | res:DEER:RefgFrzr_Recycling |  |  | Com-Default>2yrs | bar: 2013 Qtr 3 to 2015 Qtr 3; 2016 Qtr 3 to 2017 Qtr 4; 2018 Qtr 3 to 2019 Qtr 4; 2020 Qtr 3 to 2021 Qtr 4
[5 empty] | res:DEER:RefgFrzr_Recycling |  | HVAC/Refrigeration – SPC: NR - 16 | Ind-Default>2yrs | bar: 2013 Qtr 3 to 2015 Qtr 3; 2016 Qtr 3 to 2017 Qtr 4; 2018 Qtr 3 to 2019 Qtr 4; 2020 Qtr 3 to 2021 Qtr 4
[5 empty] | res:DEER:RefgFrzr_Recycling |  | Chiller – High Efficiency: NR - 20 | Agric-Default>2yrs
[5 empty] | NON_res:DEER:Indoor_CFL_Ltg |  | Chiller – Variable Speed Drive: NR - 20 | Com-Default-HTG-di
[5 empty] | NON_res:DEER:Indoor_CFL_Ltg |  | Water Cooled Chillers: NR - 20 | Ind-Default-HTG-di
[5 empty] | NON_res:DEER:Indoor_CFL_Ltg |  | Air Conditioners – High Efficiency: NR - 15 | Agricult-Default-HTG-di
[5 empty] | NON_res:DEER:Indoor_CFL_Ltg |  | Packaged HVAC Systems: NR - 15 | ET-Default
[5 empty] | NON_res:DEER:Indoor_CFL_Ltg |  | Install HVAC EMS: Com - 14 | EUC-Default
[5 empty] | NON_res:DEER:Indoor_Non-CFL_Ltg |  | AC Packaged Terminal Units: NR - 15 | NonRes-sAll-mCust-Gas
[5 empty] | NON_res:DEER:Indoor_Non-CFL_Ltg |  | Evaporative Coolers: NR - 15 | NonRes-sAll-mCust-Elec
[5 empty] | NON_res:DEER:Indoor_Non-CFL_Ltg |  | Boiler – High Efficiency: NR - 20 | All-Default<=2yrs
[5 empty] | NON_res:DEER:Indoor_Non-CFL_Ltg |  | Cooling Towers/Evaporative Condenser: NR - 15 | 0
[5 empty] | NON_res:DEER:Indoor_Non-CFL_Ltg |  | Heat Pump – Split System: NR - 15 | -------------------------------
[5 empty] | NON_res:DEER:HVAC_Chillers |  | Heat Pump with Integrated Water Heating: NR - 10
[5 empty] | NON_res:DEER:HVAC_Chillers |  | Ground Source Heat Pump: NR - 15
[5 empty] | NON_res:DEER:HVAC_Chillers |  | Reduce Internal Load: NR - 15
[5 empty] | NON_res:DEER:HVAC_Chillers |  | Insulation: NR - 20
[5 empty] | NON_res:DEER:HVAC_Chillers |  | Insulation Package: NR - 20
[5 empty] | NON_res:DEER:HVAC_Refrig_Charge |  | Reflective Window Film: NR - 10
[5 empty] | NON_res:DEER:HVAC_Refrig_Charge |  | Bypass/Delay Timer(lighting): NR - 8
[5 empty] | NON_res:DEER:HVAC_Refrig_Charge |  | Set-Back Thermostat: NR - 11
[5 empty] | NON_res:DEER:HVAC_Refrig_Charge |  | Time Clock - HVAC: NR - 10
[5 empty] | NON_res:DEER:HVAC_Refrig_Charge |  | HVAC/Space Heating/Efficiency (Gas): NR - 18
[5 empty] | NON_res:DEER:HVAC_Split-Package_AC |  | Nonresidential Gas – AC: NR - 20
NON_res:DEER:HVAC_Split-Package_AC
[5 empty] | NON_res:DEER:HVAC_Split-Package_AC |  | Adjustable speed drive, application unknown: Ag - 10
[5 empty] | NON_res:DEER:HVAC_Split-Package_AC |  | Adjustable speed drive, application unknown: Com - 10
[5 empty] | NON_res:DEER:HVAC_Split-Package_AC |  | Adjustable Speed Drive: HVAC fan, 50 HP Max: Com - 10
[5 empty] | NON_res:DEER:HVAC_Split-Package_HP |  | Pump repair: Ag - 11
[5 empty] | NON_res:DEER:HVAC_Split-Package_HP |  | Injection molding machines: Ind - 15
[5 empty] | NON_res:DEER:HVAC_Split-Package_HP |  | Plastic extusion equipment: Ind - 15
[5 empty] | NON_res:DEER:HVAC_Split-Package_HP |  | Process cooling: Ind - 15
[5 empty] | NON_res:DEER:HVAC_Split-Package_HP |  | Process equipment insulation: Ind - 15
NON_res:DEER:HVAC_Duct_Sealing
[5 empty] | NON_res:DEER:HVAC_Duct_Sealing |  | Horizontal Clothes Washer: NR - 10
[5 empty] | NON_res:DEER:HVAC_Duct_Sealing |  | Efficient Dishwashing: NR - 5
[5 empty] | NON_res:DEER:HVAC_Duct_Sealing |  | Water Heater Controls: NR - 15
[5 empty] | NON_res:DEER:HVAC_Duct_Sealing |  | Cooking measures , Assorted: Com - 12
[5 empty] | res:DEER:Res_ClothesDishWasher |  | Water Heater – Gas: NR - 15
[5 empty] | res:DEER:Res_BldgShell_Ins |  | Domestic Hot Water Boiler (Gas): NR - 20
01-ALC-AllCommercial-Cooling
[5 empty] | 01-ALC-AllCommercial-ExtLight |  | Auto Closer for Cooler/Freezer: NR - 8
[5 empty] | 01-ALC-AllCommercial-IntLight |  | Door Gaskets: NR - 4
[5 empty] | 01-ALC-AllCommercial-OffEquip |  | Floating Head Pressure: NR - 16
[5 empty] | 01-ALC-AllCommercial-Refrig |  | Heatless Door: NR - 16
[5 empty] | 01-ALC-AllCommercial-Vent/Fan |  | Humidistat Control for Anti-Sweat Heater: NR - 12
[5 empty] | 02-ASM-Assembly-Cooling |  | Insulation on Refrigeration Suction Line: NR - 11
[5 empty] | 02-ASM-Assembly-Exit |  | Night Covers for Display Cases: NR - 5
[5 empty] | 02-ASM-Assembly-ExtLight |  | PSC Evaporator Motor – Walkin/ Display: NR - 15
[5 empty] | 02-ASM-Assembly-IntLight |  | Refrigeration Case Doors – Glass/Acrylic: NR - 12
[5 empty] | 03-BCR-BothResidentialandCommercial-COOL |  | Refrigerator Case with Doors: NR - 12
[5 empty] | 03-BCR-BothResidentialandCommercial-LIT_INT |  | Refrigerator Condensate Evaporator – Elec/Non Elec: NR - 8
[5 empty] | 03-BCR-BothResidentialandCommercial-OFF_EQ |  | Strip Curtains for Walk-Ins: NR - 4
[5 empty] | 03-BCR-BothResidentialandCommercial-LIT_EXT |  | Ballast: Electronic, for display case: NR - 11
[5 empty] | 03-BCR-BothResidentialandCommercial-REFG |  | Defrost: NR - 16
[5 empty] | 03-BCR-BothResidentialandCommercial-VENT |  | FHP & EFF Conditioner: NR - 16
[5 empty] | 04-DMO-ResidentialMobileHome–DoubleWide-CL_DRY |  | High-efficiency Liquid Suction Heat Exchangers: NR - 16
[5 empty] | 04-DMO-ResidentialMobileHome–DoubleWide-CL_WASH |  | Night Shields on Refrigerator and Freezer Cases: NR - 5
[5 empty] | 04-DMO-ResidentialMobileHome–DoubleWide-DSH_WASH |  | Walk-in Refrigerator or Freezer: Evaporative Fan Controller: NR - 5
[5 empty] | 04-DMO-ResidentialMobileHome–DoubleWide-FREEZ |  | Multiplec Refrigeration Systems/Supermarket Systems: NR - 10
04-DMO-ResidentialMobileHome–DoubleWide-LIGHT
[5 empty] | 04-DMO-ResidentialMobileHome–DoubleWide-POOL_PMP |  | Kiln/Oven/Furnace: NR - 18
[5 empty] | 04-DMO-ResidentialMobileHome–DoubleWide-REFG |  | Thermal Night Curtains: NR - 5
[5 empty] | 04-DMO-ResidentialMobileHome–DoubleWide-SP_COOL |  | Custom Measures – SPC: NR - 15
[5 empty] | 04-DMO-ResidentialMobileHome–DoubleWide-SP_HEAT |  | Local Government Partnership: NR - 11
[5 empty] | 04-DMO-ResidentialMobileHome–DoubleWide-WAT_HEAT |  | Audits: NR - 3
[5 empty] | 05-ECC-Education–CommunityCollege-COOL |  | Plug Load Sensor: NR - 10
[5 empty] | 05-ECC-Education–CommunityCollege-LIT_INT |  | Information: NR - 1
[5 empty] | 05-ECC-Education–CommunityCollege-OFF_EQ |  | High Efficiency Motors: NR - 15
[5 empty] | 05-ECC-Education–CommunityCollege-LIT_EXT |  | Process Overhaul: NR - 20
[5 empty] | 05-ECC-Education–CommunityCollege-REFG |  | System Controls: NR - 15
05-ECC-Education–CommunityCollege-VENT
06-EPR-Education–PrimarySchool-COOL
[5 empty] | 06-EPR-Education–PrimarySchool-LIT_INT |  | RESIDENTIAL MEASURES
[5 empty] | 06-EPR-Education–PrimarySchool-OFF_EQ |  | ****************************************************************
[5 empty] | 06-EPR-Education–PrimarySchool-LIT_EXT |  | T8 Fixtures ; lamp or ballast: Res - 15
[5 empty] | 06-EPR-Education–PrimarySchool-REFG |  | Pin based CFL Fixture: Res - 16
[5 empty] | 06-EPR-Education–PrimarySchool-VENT |  | CFL: Indoor Screw in: Res - 9.4
[5 empty] | 07-ESE-Education–SecondarySchool-COOL |  | CFL: Outdoor Screw in: Res - 7
[5 empty] | 07-ESE-Education–SecondarySchool-LIT_INT |  | Torchiere: Res - 9
07-ESE-Education–SecondarySchool-OFF_EQ
[5 empty] | 07-ESE-Education–SecondarySchool-LIT_EXT |  | Air Conditioners with SEER >= 11.0: Res - 18
[5 empty] | 07-ESE-Education–SecondarySchool-REFG |  | Central Air Conditioners: Res - 18
[5 empty] | 07-ESE-Education–SecondarySchool-VENT |  | Duct Testing: Res NC - 18
[5 empty] | 08-EUN-Education–University-COOL |  | High Energy Efficiency Ducts: Res - 18
[5 empty] | 08-EUN-Education–University-LIT_INT |  | Whole House Fan: Res - 15
[5 empty] | 08-EUN-Education–University-OFF_EQ |  | Evaporative Cooler: Res - 15
[5 empty] | 08-EUN-Education–University-LIT_EXT |  | Glazing - Low E Double / Low Shade Coefficient: Res - 20
[5 empty] | 08-EUN-Education–University-REFG |  | Heat Pump - Electric: Res - 15
[5 empty] | 08-EUN-Education–University-VENT |  | Insulation - Ceiling / Floor / Walls: Res - 20
[5 empty] | 09-GRO-Grocery-COOL |  | A/C with Integrated Water Heating: Res - 10
[5 empty] | 09-GRO-Grocery-LIT_INT |  | Programmable Thermostat: Res - 12
09-GRO-Grocery-OFF_EQ
[5 empty] | 09-GRO-Grocery-LIT_EXT |  | Audits: Res - 3
[5 empty] | 09-GRO-Grocery-REFG |  | Gas Cooktops: Res - 20
[5 empty] | 09-GRO-Grocery-VENT |  | Gas Dryer Stub: Res - 18
[5 empty] | 10-HSP-Health/Medical–Hospital-COOL |  | Energy-Efficient Furnaces: Res - 18
10-HSP-Health/Medical–Hospital-LIT_INT
[5 empty] | 10-HSP-Health/Medical–Hospital-OFF_EQ |  | Refrigerator Recycling: Res - 10
[5 empty] | 10-HSP-Health/Medical–Hospital-LIT_EXT |  | Refrigerator - Energy Efficient; 20% more efficient: Res - 18
[5 empty] | 10-HSP-Health/Medical–Hospital-REFG |  | Refrigerators: Res - 18
10-HSP-Health/Medical–Hospital-VENT
11-HTL-Lodging–Hotel(GuestRooms)-COOL
[5 empty] | 11-HTL-Lodging–Hotel(GuestRooms)-LIT_INT |  | GENERIC USEFUL LIVES:
[5 empty] | 11-HTL-Lodging–Hotel(GuestRooms)-OFF_EQ |  | ****************************************************************
[5 empty] | 11-HTL-Lodging–Hotel(GuestRooms)-LIT_EXT |  | 0.1
[5 empty] | 11-HTL-Lodging–Hotel(GuestRooms)-REFG |  | 0.2
[5 empty] | 11-HTL-Lodging–Hotel(GuestRooms)-VENT |  | 0.3
[5 empty] | 12-MBT-Manufacturing–Bio/Tech-AG_PUMP |  | 0.4
[5 empty] | 12-MBT-Manufacturing–Bio/Tech-COMP_AIR |  | 0.5
[5 empty] | 12-MBT-Manufacturing–Bio/Tech-COOL |  | 0.6
[5 empty] | 12-MBT-Manufacturing–Bio/Tech-LIGHT |  | 0.7
[5 empty] | 12-MBT-Manufacturing–Bio/Tech-MOTOR |  | 0.8
[5 empty] | 12-MBT-Manufacturing–Bio/Tech-PROC_OTH |  | 0.9
[5 empty] | 13-MFM-ResidentialMulti-family-CL_DRY |  | 1
[5 empty] | 13-MFM-ResidentialMulti-family-CL_WASH |  | 1.1
[5 empty] | 13-MFM-ResidentialMulti-family-DSH_WASH |  | 1.2
[5 empty] | 13-MFM-ResidentialMulti-family-FREEZ |  | 1.3
[5 empty] | 13-MFM-ResidentialMulti-family-LIGHT |  | 1.4
[5 empty] | 13-MFM-ResidentialMulti-family-POOL_PMP |  | 1.5
[5 empty] | 13-MFM-ResidentialMulti-family-REFG |  | 1.6
[5 empty] | 13-MFM-ResidentialMulti-family-SP_COOL |  | 1.7
[5 empty] | 13-MFM-ResidentialMulti-family-SP_HEAT |  | 1.8
[5 empty] | 13-MFM-ResidentialMulti-family-WAT_HEAT |  | 1.9
[5 empty] | 14-MLI-Manufacturing–LightIndustry-AG_PUMP |  | 2
[5 empty] | 14-MLI-Manufacturing–LightIndustry-COMP_AIR |  | 2.1
[5 empty] | 14-MLI-Manufacturing–LightIndustry-COOL |  | 2.2
[5 empty] | 14-MLI-Manufacturing–LightIndustry-LIGHT |  | 2.3
[5 empty] | 14-MLI-Manufacturing–LightIndustry-MOTOR |  | 2.4
[5 empty] | 14-MLI-Manufacturing–LightIndustry-PROC_OTH |  | 2.5
[5 empty] | 15-MTL-Lodging–Motel-COOL |  | 2.6
[5 empty] | 15-MTL-Lodging–Motel-LIT_INT |  | 2.7
[5 empty] | 15-MTL-Lodging–Motel-OFF_EQ |  | 2.8
[5 empty] | 15-MTL-Lodging–Motel-LIT_EXT |  | 2.9
[5 empty] | 15-MTL-Lodging–Motel-REFG |  | 3
[5 empty] | 15-MTL-Lodging–Motel-VENT |  | 3.1
[5 empty] | 16-NRS-Health/Medical–Clinic-COOL |  | 3.2
[5 empty] | 16-NRS-Health/Medical–Clinic-LIT_INT |  | 3.3
[5 empty] | 16-NRS-Health/Medical–Clinic-OFF_EQ |  | 3.4
[5 empty] | 16-NRS-Health/Medical–Clinic-LIT_EXT |  | 3.5
[5 empty] | 16-NRS-Health/Medical–Clinic-REFG |  | 3.6
[5 empty] | 16-NRS-Health/Medical–Clinic-VENT |  | 3.7
[5 empty] | 17-OFL-Office–Large-Cooling |  | 3.8
[5 empty] | 17-OFL-Office–Large-ExtLight |  | 3.9
[5 empty] | 17-OFL-Office–Large-IntLight |  | 4
[5 empty] | 17-OFL-Office–Large-OffEquip |  | 4.1
[5 empty] | 17-OFL-Office–Large-Refrig |  | 4.2
[5 empty] | 17-OFL-Office–Large-Vent/Fan |  | 4.3
[5 empty] | 18-OFS-Office–Small-Cooling |  | 4.4
[5 empty] | 18-OFS-Office–Small-ExtLight |  | 4.5
[5 empty] | 18-OFS-Office–Small-IntLight |  | 4.6
[5 empty] | 18-OFS-Office–Small-OffEquip |  | 4.7
[5 empty] | 18-OFS-Office–Small-Refrig |  | 4.8
[5 empty] | 18-OFS-Office–Small-Vent/Fan |  | 4.9
[5 empty] | 19-RES-AllResidential-CL_DRY |  | 5
[5 empty] | 19-RES-AllResidential-CL_WASH |  | 5.1
[5 empty] | 19-RES-AllResidential-DSH_WASH |  | 5.2
[5 empty] | 19-RES-AllResidential-FREEZ |  | 5.3
[5 empty] | 19-RES-AllResidential-LIGHT |  | 5.4
[5 empty] | 19-RES-AllResidential-POOL_PMP |  | 5.5
[5 empty] | 19-RES-AllResidential-REFG |  | 5.6
[5 empty] | 19-RES-AllResidential-SP_COOL |  | 5.7
[5 empty] | 19-RES-AllResidential-SP_HEAT |  | 5.8
[5 empty] | 19-RES-AllResidential-WAT_HEAT |  | 5.9
[5 empty] | 20-RFF-Restaurant–FastFood-Cooling |  | 6
[5 empty] | 20-RFF-Restaurant–FastFood-ExtLight |  | 6.1
[5 empty] | 20-RFF-Restaurant–FastFood-IntLight |  | 6.2
[5 empty] | 20-RFF-Restaurant–FastFood-OffEquip |  | 6.3
[5 empty] | 20-RFF-Restaurant–FastFood-Refrig |  | 6.4
[5 empty] | 20-RFF-Restaurant–FastFood-Vent/Fan |  | 6.5
[5 empty] | 21-RSD-Restaurant–SitDown-COOL |  | 6.6
[5 empty] | 21-RSD-Restaurant–SitDown-LIT_INT |  | 6.7
[5 empty] | 21-RSD-Restaurant–SitDown-OFF_EQ |  | 6.8
[5 empty] | 21-RSD-Restaurant–SitDown-LIT_EXT |  | 6.9
[5 empty] | 21-RSD-Restaurant–SitDown-PROC_OTH |  | 7
[5 empty] | 21-RSD-Restaurant–SitDown-REFG |  | 7.1
[5 empty] | 21-RSD-Restaurant–SitDown-VENT |  | 7.2
[5 empty] | 22-RT3-Retail–3StoryLarge-COOL |  | 7.3
[5 empty] | 22-RT3-Retail–3StoryLarge-LIT_INT |  | 7.4
[5 empty] | 22-RT3-Retail–3StoryLarge-OFF_EQ |  | 7.5
[5 empty] | 22-RT3-Retail–3StoryLarge-LIT_EXT |  | 7.6
[5 empty] | 22-RT3-Retail–3StoryLarge-REFG |  | 7.7
[5 empty] | 22-RT3-Retail–3StoryLarge-VENT |  | 7.8
[5 empty] | 23-RTL-Retail–SingleStorylarge-COOL |  | 7.9
[5 empty] | 23-RTL-Retail–SingleStorylarge-LIT_INT |  | 8
[5 empty] | 23-RTL-Retail–SingleStorylarge-OFF_EQ |  | 8.1
[5 empty] | 23-RTL-Retail–SingleStorylarge-LIT_EXT |  | 8.2
[5 empty] | 23-RTL-Retail–SingleStorylarge-REFG |  | 8.3
[5 empty] | 23-RTL-Retail–SingleStorylarge-VENT |  | 8.4
[5 empty] | 24-RTS-Retail–Small-COOL |  | 8.5
[5 empty] | 24-RTS-Retail–Small-LIT_INT |  | 8.6
[5 empty] | 24-RTS-Retail–Small-OFF_EQ |  | 8.7
[5 empty] | 24-RTS-Retail–Small-LIT_EXT |  | 8.8
[5 empty] | 24-RTS-Retail–Small-REFG |  | 8.9
[5 empty] | 24-RTS-Retail–Small-VENT |  | 9
[5 empty] | 25-SCN-Storage–Conditioned-Cooling |  | 9.1
[5 empty] | 25-SCN-Storage–Conditioned-Exit |  | 9.2
[5 empty] | 25-SCN-Storage–Conditioned-ExtLight |  | 9.3
[5 empty] | 26-SFM-ResidentialSingleFamily-CL_DRY |  | 9.4
[5 empty] | 26-SFM-ResidentialSingleFamily-CL_WASH |  | 9.5
[5 empty] | 26-SFM-ResidentialSingleFamily-DSH_WASH |  | 9.6
[5 empty] | 26-SFM-ResidentialSingleFamily-FREEZ |  | 9.7
[5 empty] | 26-SFM-ResidentialSingleFamily-LIGHT |  | 9.8
[5 empty] | 26-SFM-ResidentialSingleFamily-POOL_PMP |  | 9.9
[5 empty] | 26-SFM-ResidentialSingleFamily-REFG |  | 10
[5 empty] | 26-SFM-ResidentialSingleFamily-SP_COOL |  | 10.1
[5 empty] | 26-SFM-ResidentialSingleFamily-SP_HEAT |  | 10.2
[5 empty] | 26-SFM-ResidentialSingleFamily-WAT_HEAT |  | 10.3
[5 empty] | 27-SMO-ResidentialMobileHome–SingleWide-CL_DRY |  | 10.4
[5 empty] | 27-SMO-ResidentialMobileHome–SingleWide-CL_WASH |  | 10.5
[5 empty] | 27-SMO-ResidentialMobileHome–SingleWide-DSH_WASH |  | 10.6
[5 empty] | 27-SMO-ResidentialMobileHome–SingleWide-FREEZ |  | 10.7
[5 empty] | 27-SMO-ResidentialMobileHome–SingleWide-LIGHT |  | 10.8
[5 empty] | 27-SMO-ResidentialMobileHome–SingleWide-POOL_PMP |  | 10.9
[5 empty] | 27-SMO-ResidentialMobileHome–SingleWide-REFG |  | 11
[5 empty] | 27-SMO-ResidentialMobileHome–SingleWide-SP_COOL |  | 11.1
[5 empty] | 27-SMO-ResidentialMobileHome–SingleWide-SP_HEAT |  | 11.2
[5 empty] | 27-SMO-ResidentialMobileHome–SingleWide-WAT_HEAT |  | 11.3
[5 empty] | 28-SUN-Storage–Unconditioned-Exit |  | 11.4
[5 empty] | 28-SUN-Storage–Unconditioned-ExtLight |  | 11.5
[5 empty] | 29-WRF-Storage–Refrigerated-Cooling |  | 11.6
[5 empty] | 29-WRF-Storage–Refrigerated-Exit |  | 11.7
[5 empty] | 29-WRF-Storage–Refrigerated-ExtLight |  | 11.8
[5 empty] | 30-S20-SIC20Food&KindredProducts-AG_PUMP |  | 11.9
[5 empty] | 30-S20-SIC20Food&KindredProducts-COMP_AIR |  | 12
[5 empty] | 30-S20-SIC20Food&KindredProducts-COOL |  | 12.1
[5 empty] | 30-S20-SIC20Food&KindredProducts-LIGHT |  | 12.2
[5 empty] | 30-S20-SIC20Food&KindredProducts-MOTOR |  | 12.3
[5 empty] | 30-S20-SIC20Food&KindredProducts-PROC_OTH |  | 12.4
[5 empty] | 31-S26-SIC26Paper&AlliedProducts-AG_PUMP |  | 12.5
[5 empty] | 31-S26-SIC26Paper&AlliedProducts-COMP_AIR |  | 12.6
[5 empty] | 31-S26-SIC26Paper&AlliedProducts-COOL |  | 12.7
[5 empty] | 31-S26-SIC26Paper&AlliedProducts-LIGHT |  | 12.8
[5 empty] | 31-S26-SIC26Paper&AlliedProducts-MOTOR |  | 12.9
[5 empty] | 31-S26-SIC26Paper&AlliedProducts-PROC_OTH |  | 13
[5 empty] | 32-S28-SIC28Chemicals&AlliedProducts-AG_PUMP |  | 13.1
[5 empty] | 32-S28-SIC28Chemicals&AlliedProducts-COMP_AIR |  | 13.2
[5 empty] | 32-S28-SIC28Chemicals&AlliedProducts-COOL |  | 13.3
[5 empty] | 32-S28-SIC28Chemicals&AlliedProducts-LIGHT |  | 13.4
[5 empty] | 32-S28-SIC28Chemicals&AlliedProducts-MOTOR |  | 13.5
[5 empty] | 32-S28-SIC28Chemicals&AlliedProducts-PROC_OTH |  | 13.6
[5 empty] | 33-S29-SIC29Petroleum&CoalProducts-AG_PUMP |  | 13.7
[5 empty] | 33-S29-SIC29Petroleum&CoalProducts-COMP_AIR |  | 13.8
[5 empty] | 33-S29-SIC29Petroleum&CoalProducts-COOL |  | 13.9
[5 empty] | 33-S29-SIC29Petroleum&CoalProducts-LIGHT |  | 14
[5 empty] | 33-S29-SIC29Petroleum&CoalProducts-MOTOR |  | 14.1
[5 empty] | 33-S29-SIC29Petroleum&CoalProducts-PROC_OTH |  | 14.2
[5 empty] | 34-S33-SIC33Metals-AG_PUMP |  | 14.3
[5 empty] | 34-S33-SIC33Metals-COMP_AIR |  | 14.4
[5 empty] | 34-S33-SIC33Metals-COOL |  | 14.5
[5 empty] | 34-S33-SIC33Metals-LIGHT |  | 14.6
[5 empty] | 34-S33-SIC33Metals-MOTOR |  | 14.7
[5 empty] | 34-S33-SIC33Metals-PROC_OTH |  | 14.8
[5 empty] | 35-OTI-OtherIndustrial-AG_PUMP |  | 14.9
[5 empty] | 35-OTI-OtherIndustrial-COMP_AIR |  | 15
[5 empty] | 35-OTI-OtherIndustrial-COOL |  | 15.1
[5 empty] | 35-OTI-OtherIndustrial-LIGHT |  | 15.2
[5 empty] | 35-OTI-OtherIndustrial-MOTOR |  | 15.3
[5 empty] | 35-OTI-OtherIndustrial-PROC_OTH |  | 15.4
[5 empty] | 36-GST-Lodging-GuestRooms-Cooling |  | 15.5
[5 empty] | 36-GST-Lodging-GuestRooms-ExtLight |  | 15.6
[5 empty] | 36-GST-Lodging-GuestRooms-IntLight |  | 15.7
[5 empty] | 36-GST-Lodging-GuestRooms-OffEquip |  | 15.8
[5 empty] | 36-GST-Lodging-GuestRooms-Refrig |  | 15.9
[5 empty] | 36-GST-Lodging-GuestRooms-Vent/Fan |  | 16
16.1
16.2
16.3
16.4
16.5
16.6
16.7
16.8
16.9
17
17.1
17.2
17.3
17.4
17.5
17.6
17.7
17.8
17.9
18
18.1
18.2
18.3
18.4
18.5
18.6
18.7
18.8
18.9
19
19.1
19.2
19.3
19.4
19.5
19.6
19.7
19.8
19.9
20
21
22
23
24
25
26
27
28
29
30