## Export
PROGRAM NAME | 3245-SW-Lighting-Primary Lighting SDG&E_COMPLIANCE
BUDGET |  |  | SDG&E 2013 v1c4-Draft.xls
Administrative Costs
Overhead and G&A | 542491.1496
Other Administrative Costs | 0
Marketing/Outreach | 483893.8897
Direct Implementation
d.i. User Input Incentive (No rebates) | 0
d.ii. - d.v. Rebates etc | 3617685.6338
Activity | 2555266.7016
Installation | 0
Hardware & Materials | 0
Rebate Processing & Inspection | 0
EM&V Costs | 0
Budget | 7199337.3748
Costs recovered from other sources | 0
Budget (plus other costs) | 7199337.3748
PROGRAM IMPACTS
Program Reductions | 2013-2014 | 2013 | 2014
User Entered kW (kW) | 3908.008 | 2004.0473 | 1903.9607
Net Jul-Sept Peak (kW) | 5399.7623 | 2768.8297 | 2630.9326
Net Dec-Feb Peak (kW) | 6526.0767 | 3343.6468 | 3182.4299
Net NCP (kW) | 6526.0767 | 3343.6468 | 3182.4299
Net CEC (kW) | 0 | 0 | 0
Annual Net kWh | 37952769.9846 | 19465112.6472 | 18487657.3374
Lifecycle Net kWh | 241180033.4941 | 123986780.1559 | 117193253.3382
Annual Net Therms | -512112.7592 | -263026.8102 | -249085.949
Lifecycle Net Therms | -2794881.5443 | -1442048.3549 | -1352833.1894
Program Reductions for Measures installed through 2024
TRC
Costs | 11741877.4857
Electric Benefits | 20342926.5711
Gas Benefits | -2397292.8521
Net Benefits (NPV) | 6203756.2333
BC Ratio | 1.5283
PAC
Costs | 7199337.3748
Electric Benefits | 20342926.5711
Gas Benefits | -2397292.8521
Net Benefits (NPV) | 10746296.3442
BC Ratio | 2.4927
Levelized Cost
Levelized Cost TRC ($/kWh )
Discounted kWh | 175022537.987
Cost | 0.067088
Benefits | 0.11623
Benefit-Cost | 0.049143
Levelized Cost PAC ($/kWh)
Discounted kWh | 175022537.987
Cost | 0.041134
Benefits | 0.11623
Benefit-Cost | 0.075097
Levelized Cost TRC ($/therm)
Discounted Therms | -2188819.1985
Cost | 0
Benefits | 1.0952
Benefit-Cost | 1.0952
Levelized Cost PAC ($/therm)
Discounted Therms | -2188819.1985
Cost | 0
Benefits | 1.0952
Benefit-Cost | 1.0952
Emission Annual Reductions (2014-2016) |  |  |  | Energy Division File sheet "Attachment II" Total Electricity and Gas Emission Reductions
Electric Annual CO2 (tons) - 2014 | 10048.4739 |  |  |  | 2013 | 2014 | 2015 | 2016 | 2017 | 2018 | 2019
2015 | 9546.8517 |  |  |  | Total | Total | Total | Total | Total | Total | Total
2016 | 0 |  |  | Annual CO2 Emission Reductions (tons) | 8509.7671 | 8089.6989 | 0 | 0 | 0 | 0 | 0
Electric Lifecycle CO2 (tons) - 2014 | 63674.2098 |  |  | Lifecycle CO2 Emission Reductions (tons) | 55238.2269 | 52294.4881 | 0 | 0 | 0 | 0 | 0
2015 | 60208.5622 |  |  | Annual NOx Emission Reductions (tons) | 0.03173 | 0.034228 | 0 | 0 | 0 | 0 | 0
2016 | 0 |  |  | Lifecycle NOx Emission Reductions (tons) | 1.2233 | 1.2093 | 0 | 0 | 0 | 0 | 0
Electric Annual NOX (tons) - 2014 | 1.2417 |  |  | Annual SO2 Emission Reductions (tons)
2015 | 1.1801 |  |  | Lifecycle SO2 Emission Reductions (tons)
2016 | 0
Electric Lifecycle NOX (tons) - 2014 | 7.8286
2015 | 7.4053
2016 | 0
Electric Annual SO2 (lbs) - 2014
2015
2016
Electric Lifecycle SO2 (lbs) - 2014
2015
2016
Gas Annual CO2 (tons) - 2014 | -1538.7068
2015 | -1457.1528
2016 | 0
Gas Lifecycle CO2 (tons) - 2014 | -8435.9829
2015 | -7914.0742
2016 | 0
Gas Annual NOX (tons) - 2014 | -1.21
2015 | -1.1458
2016 | 0
Gas Lifecycle NOX (tons) - 2014 | -6.6053
2015 | -6.196
2016 | 0
Gas Annual SO2 (lbs) - 2014
2015
2016
Gas Lifecycle SO2 (lbs) - 2014
2015
2016
Data below not currently used in Energy Division workbook
Levelized Cost RIM ($/therm)
Discounted Therms | -2188819.1985
Cost | 2.16
Benefits | 1.0952
Benefit-Cost | -1.0648
Levelized Cost RIM ($/kWh)
Discounted kWh | 175022537.987
Cost | 0.22923
Benefits | 0.11623
Benefit-Cost | -1.0648
RIM
Costs | 35392029.9691
Electric Benefits | 20342926.5711
Gas Benefits | -2397292.8521
Net Benefits (NPV) | -17446396.2501
BC Ratio | 0.50705
Impacts for all programs
Net July-Sept Wtd Avg Peak** (kW)
Clothes Dryer | 0
Clothes Washer | 0
Consumer Electronics | 0
Cooking | 0
Dishwasher | 0
Net Wtd Avg Dec-Feb** (kW)
Clothes Dryer | 0
Clothes Washer | 0
Consumer Electronics | 0
Cooking | 0
Dishwasher | 0
0
Clothes Dryer | 0
Clothes Washer | 0
Consumer Electronics | 0
Cooking | 0
Dishwasher | 0
Annual Wtd Avg Net kWh
Clothes Dryer | 0
Clothes Washer | 0
Consumer Electronics | 0
Cooking | 0
Dishwasher | 0
Lifecycle Net kWh
Clothes Dryer | 0
Clothes Washer | 0
Consumer Electronics | 0
Cooking | 0
Dishwasher | 0
Annual Wtd Avg Net Therms
Clothes Dryer | 0
Clothes Washer | 0
Consumer Electronics | 0
Cooking | 0
Dishwasher | 0
Lifecycle Net Therms
Clothes Dryer | 0
Clothes Washer | 0
Consumer Electronics | 0
Cooking | 0
Dishwasher | 0
Goal Attainment | Net Annual Savings
kWh
2013 | 32903809.369
2014 | 31250680.986
2015 | -852429.5415
2016 | -4227467.8562
2017 | -3555141.9412
2018 | -9185090.6124
2019 | -23404989.4352
2020 | -14251350.7744
2021 | 0
2022 | -61962.0107
kW
2013 | 3395.8049
2014 | 3226.2023
2015 | -175.0963
2016 | -868.358
2017 | -730.257
2018 | -947.2419
2019 | -2340.4995
2020 | -1425.1354
2021 | 0
2022 | -6.1962
Therms
2013 | -445653.4818
2014 | -422031.157
2015 | 2862.9704
2016 | 14198.3595
2017 | 11940.235
2018 | 156723.654
2019 | 409165.2576
2020 | 249141.6478
2021 | 0
2022 | 1081.9273

## Output by Measure
SDGE
3245-SW-Lighting-Primary Lighting SDG&E_COMPLIANCE
SDG&E | [7 empty] | Levelized Benefits less Costs (TRC) |  |  |  | Levelized Benefits less Costs (PAC) |  |  |  | Benefit Cost Ratios
Net Impacts by Measure | [7 empty] | No Allocated Admin |  | w/ Allocated Admin |  | No Allocated Admin |  | w/ Allocated Admin |  | No Allocated Admin |  | w/ Allocated Admin
| Wtd Avg Net Avg Jul-Sep (kW) | Wtd Avg Net Dec-Feb Pk (kW) | Wtd Avg Net User Entered kW | Wtd Avg Annual kWh adj for Net to gross | Wtd Avg Lifecycle kWh (Annual * Measure Life) | Wtd Avg Annual Therms | Wtd Avg Lifecycle Therms | Electric ($/kWh) | Gas ($/Th) | Electric ($/kWh) | Gas ($/Th) | Electric ($/kWh) | Gas ($/Th) | Electric ($/kWh) | Gas ($/Th) | TRC | PAC | TRC | PAC
Total or Average | 5399.7623 | 6526.0767 | 3908.008 | 37952769.9846 | 241180033.4941 | -512112.7592 | -2794881.5443 | 0.069606 | 1.0952 | 0.049143 | 1.0952 | 0.09556 | 1.0952 | 0.075097 | 1.0952
413001-Screw-in CFL (14 watt) <800 Lumens | 26.5384 | 26.5378 | 19.4974 | 194973.7936 | 1832753.6601 | -3404.4647 | -32001.9681 | 0.055067 | 0 | 0.036468 | 0 | 0.091191 | 0 | 0.072592 | 0 | 2.0889 | 7.3117 | 1.5272 | 3.1966
413005-Screw-in CFL (30 watt) >=2,001 Lumens | 33.1569 | 46.2332 | 24.7385 | 247384.7492 | 1311139.1705 | -4324.7407 | -22921.1255 | 0.075298 | 1.098 | 0.054948 | 1.098 | 0.093448 | 1.098 | 0.073099 | 1.098 | 2.3927 | 4.355 | 1.5897 | 2.2689
413007-Screw-in CFL (<= 12 watt) <800 Lumens | 0.21055 | 0.29359 | 0.15709 | 1570.924 | 8325.897 | -27.5692 | -146.1167 | 0.077387 | 1.098 | 0.057038 | 1.098 | 0.086903 | 1.098 | 0.066554 | 1.098 | 2.5218 | 3.3587 | 1.6452 | 1.9646
413008-Screw-in CFL (>39 watt) >=1,600 Lumens | 20.6872 | 28.8457 | 15.4348 | 154347.6981 | 818042.8 | -2697.0792 | -14294.5195 | 0.065386 | 1.098 | 0.045037 | 1.098 | 0.099766 | 1.098 | 0.079417 | 1.098 | 1.9204 | 6.0954 | 1.3664 | 2.6655
413009-Screw-in CFL (13 watt) 800-1,099 Lumens | 98.7298 | 137.6664 | 73.6626 | 736626.3705 | 3904119.7635 | -12880.6734 | -68267.569 | 0.077435 | 1.098 | 0.057086 | 1.098 | 0.083329 | 1.098 | 0.06298 | 1.098 | 2.5267 | 2.9884 | 1.6477 | 1.8323
413010-Screw-in CFL (18 watt) >= 1,100-1,599 Lumens | 80.0606 | 111.6345 | 59.7335 | 597334.7195 | 3165874.0135 | -10429.2715 | -55275.139 | 0.078539 | 1.098 | 0.058189 | 1.098 | 0.083573 | 1.098 | 0.063223 | 1.098 | 2.6027 | 3.0121 | 1.6799 | 1.8414
413011-Screw-in CFL (19 watt) >= 1,100-1,599 Lumens | 43.812 | 61.0904 | 32.6883 | 326882.7516 | 1732478.5834 | -5701.7335 | -30219.1875 | 0.079543 | 1.098 | 0.059194 | 1.098 | 0.085283 | 1.098 | 0.064934 | 1.098 | 2.6758 | 3.1827 | 1.7101 | 1.9039
413012-Screw-in CFL (23 watt) <1,600 Lumens | 2.1059 | 2.9363 | 1.5712 | 15711.8292 | 83272.6948 | -274.0896 | -1452.6751 | 0.085437 | 1.098 | 0.065087 | 1.098 | 0.090539 | 1.098 | 0.070189 | 1.098 | 3.1989 | 3.8507 | 1.9097 | 2.1244
413014-Screw-in CFL (26 watt) >=1,600 Lumens | 0.0043597 | 0.0060791 | 0.0032528 | 32.5279 | 172.3978 | -0.56788 | -3.0097 | 0.079716 | 1.0985 | 0.059355 | 1.0985 | 0.09011 | 1.0985 | 0.06975 | 1.0985 | 2.685 | 3.7781 | 1.7138 | 2.102
413017-Screw-in CFL (23 watt) >=1,600 Lumens | 284.7223 | 397.0098 | 212.4323 | 2124322.8368 | 11258911.035 | -37058.3763 | -196409.3944 | 0.083513 | 1.098 | 0.063164 | 1.098 | 0.086746 | 1.098 | 0.066396 | 1.098 | 3.007 | 3.3441 | 1.8396 | 1.9605
413018-Screw-in CFL (<=12 watt) >=800 Lumens | 1.1603 | 1.6179 | 0.86572 | 8657.2317 | 45883.3278 | -151.9315 | -805.2372 | 0.067354 | 1.098 | 0.047005 | 1.098 | 0.077349 | 1.098 | 0.056999 | 1.098 | 1.9971 | 2.5191 | 1.4044 | 1.6441
413020-Screw-in CFL (13 watt) <800 Lumens | 5.9107 | 8.2417 | 4.41 | 44099.6733 | 233728.2685 | -771.1284 | -4086.9803 | 0.083364 | 1.098 | 0.063014 | 1.098 | 0.091392 | 1.098 | 0.071042 | 1.098 | 2.9916 | 3.9845 | 1.8335 | 2.164
413021-Screw-in CFL (14 watt) 800-1,099 Lumens | 6.8912 | 9.6089 | 5.1415 | 51415.4934 | 272502.1148 | -897.7731 | -4758.1975 | 0.076378 | 1.098 | 0.056029 | 1.098 | 0.085668 | 1.098 | 0.065319 | 1.098 | 2.4592 | 3.223 | 1.6189 | 1.9181
413022-Screw-in CFL (15 watt) 800-1,099 Lumens | 0.21951 | 0.30608 | 0.16378 | 1637.7515 | 8680.083 | -28.7004 | -152.1121 | 0.086166 | 1.0981 | 0.065814 | 1.0981 | 0.087567 | 1.0981 | 0.067215 | 1.0981 | 3.2743 | 3.438 | 1.9356 | 1.9917
413023-Screw-in CFL (20 watt) >=1,100 Lumens | 50.2206 | 70.0264 | 37.4698 | 374697.554 | 1985897.0362 | -6553.8009 | -34735.1445 | 0.080834 | 1.098 | 0.060485 | 1.098 | 0.086716 | 1.098 | 0.066366 | 1.098 | 2.7737 | 3.3388 | 1.7492 | 1.9583
413025-Screw-in CFL (<=12 watt) <800 Lumens | 0.20044 | 0.27948 | 0.14955 | 1495.4647 | 7925.9631 | -26.2449 | -139.098 | 0.071758 | 1.0981 | 0.051407 | 1.0981 | 0.086914 | 1.0981 | 0.066563 | 1.0981 | 2.1975 | 3.359 | 1.5007 | 1.9647
413036-Commercial-Screw-in CFL (30 watt) >=2,001 Lumens | 11.8074 | 16.4639 | 18.6457 | 88095.1302 | 227285.4359 | -219.9066 | -567.3591 | 0.097029 | 1.0425 | 0.077984 | 1.0425 | 0.10205 | 1.0425 | 0.083003 | 1.0425 | 9.4768 | 17.2488 | 3.4974 | 4.195
413038-Commercial-Screw-in CFL (<= 12 watt) <800 Lumens | 0.56149 | 0.78292 | 0.88603 | 4189.2714 | 10808.3202 | -10.4517 | -26.9653 | 0.097621 | 1.0425 | 0.078577 | 1.0425 | 0.10025 | 1.0425 | 0.081205 | 1.0425 | 10.011 | 13.3335 | 3.5677 | 3.9154
413039-Commercial-Screw-in CFL (>39 watt) >=1,600 Lumens | 0.092177 | 0.059438 | 0.098447 | 465.4746 | 1200.9245 | -1.1613 | -2.9961 | 0.061852 | 1.043 | 0.041622 | 1.043 | 0.098189 | 1.043 | 0.077959 | 1.043 | 2.1168 | 6.7189 | 1.5325 | 3.0397
413040-Commercial-Screw-in CFL (13 watt) 800-1,099 Lumens | 54.9825 | 35.4542 | 58.9102 | 277650.342 | 716337.8824 | -695.333 | -1793.9592 | 0.10425 | 1.0425 | 0.084036 | 1.0425 | 0.10589 | 1.0425 | 0.08567 | 1.0425 | 10.6118 | 12.5511 | 3.6444 | 3.8486
413041-Commercial-Screw-in CFL (18 watt) >= 1,100-1,599 Lumens | 63.7406 | 41.1016 | 68.4242 | 321877.1196 | 830442.9686 | -805.705 | -2078.7189 | 0.10454 | 1.0425 | 0.08432 | 1.0425 | 0.10594 | 1.0425 | 0.085718 | 1.0425 | 10.9055 | 12.6206 | 3.6784 | 3.8551
413043-Commercial-Screw-in CFL (23 watt) >=1,600 Lumens | 149.8728 | 96.642 | 159.8983 | 756827.2908 | 1952614.4103 | -1888.3583 | -4871.9644 | 0.10588 | 1.0425 | 0.085661 | 1.0425 | 0.10685 | 1.0425 | 0.08663 | 1.0425 | 12.5403 | 14.063 | 3.8478 | 3.98
413044-Commercial-Screw-in CFL (14 watt) 800-1,099 Lumens | 3.6261 | 2.3382 | 3.8837 | 18311.2164 | 47242.9383 | -45.778 | -118.1073 | 0.10395 | 1.0424 | 0.083737 | 1.0424 | 0.10653 | 1.0424 | 0.086313 | 1.0424 | 10.3259 | 13.533 | 3.6102 | 3.9363
413045-Commercial-Screw-in CFL (15 watt) 800-1,099 Lumens | 0.12587 | 0.081163 | 0.13429 | 635.607 | 1639.8661 | -1.5866 | -4.0935 | 0.10515 | 1.043 | 0.084921 | 1.043 | 0.10717 | 1.043 | 0.086942 | 1.043 | 11.5159 | 14.5263 | 3.7456 | 4.0163
413046-Commercial-Screw-in CFL (20 watt) >=1,100 Lumens | 26.4328 | 17.0446 | 28.2797 | 133480.3374 | 344379.2705 | -334.0779 | -861.921 | 0.10521 | 1.0425 | 0.084997 | 1.0425 | 0.10684 | 1.0425 | 0.086624 | 1.0425 | 11.6715 | 14.0496 | 3.7617 | 3.9788
413048-Turn-in - Screw-in CFL (23 watt) >=1,600 Lumens | 3.4435 | 4.8015 | 2.5692 | 25691.937 | 136167.2663 | -448.1906 | -2375.41 | 0.11558 | 1.098 | 0.09523 | 1.098 | 0.11558 | 1.098 | 0.09523 | 1.098 | 0 | 0 | 4.7385 | 4.7385
413049-Turn-in - Screw-in CFL (15 watt) 800-1,099 Lumens | 0.53058 | 0.73983 | 0.39587 | 3958.6793 | 20981.0005 | -69.373 | -367.6768 | 0.11558 | 1.098 | 0.09523 | 1.098 | 0.11558 | 1.098 | 0.09523 | 1.098 | 0 | 0 | 4.7342 | 4.7342
414002-Exterior Hardwired Fixtures (27 watt) | 13.7328 | 19.1487 | 0 | 102460.8 | 1639372.8 | 0 | 0 | 0.11042 | 0 | 0.086447 | 0 | 0.11996 | 0 | 0.095994 | 0 | 5.2919 | 8.4142 | 2.7395 | 3.3909
414005-Interior Hardwired Fixtures (30 watt) >=1,100 Lumens | 58.2189 | 81.1791 | 43.4374 | 434373.6 | 6949977.6 | -7587.792 | -121404.672 | 0.049822 | 1.318 | 0.025852 | 1.318 | 0.093542 | 1.318 | 0.069572 | 1.318 | 1.3105 | 2.6553 | 1.0256 | 1.6992
414008-Exterior Hardwired Fixtures (18 watt) >= 1,100 Lumens | 1.9272 | 1.9272 | 0 | 14158.8 | 226540.8 | 0 | 0 | 0.077005 | 0 | 0.056272 | 0 | 0.09337 | 0 | 0.072637 | 0 | 2.8895 | 4.8286 | 1.9152 | 2.6098
414009-Exterior Hardwired Fixtures (20 watt) | 2.1423 | 2.1422 | 0 | 15738.84 | 251821.44 | 0 | 0 | 0.079797 | 0 | 0.059064 | 0 | 0.095819 | 0 | 0.075086 | 0 | 3.1021 | 5.3674 | 2.0063 | 2.7596
414010-Exterior Hardwired Fixtures (65 watt) | 520.0038 | 519.9925 | 0 | 3820392 | 61126272 | 0 | 0 | 0.09536 | 0 | 0.074626 | 0 | 0.11045 | 0 | 0.089714 | 0 | 5.2562 | 16.0961 | 2.7299 | 4.1983
414013-Interior Hardwired Fixtures (26 watt) < 1,600 Lumens | 2.0531 | 2.053 | 1.5084 | 15083.7 | 241339.2 | -263.451 | -4215.216 | 0.040607 | 1.3181 | 0.019872 | 1.3181 | 0.094843 | 1.3181 | 0.074108 | 1.3181 | 1.2279 | 4.1328 | 0.96783 | 2.1701
414014-Interior Hardwired Fixtures (26 watt) >=1,600 Lumens | 21.9035 | 21.9031 | 16.0922 | 160922.16 | 2574754.56 | -2810.6568 | -44970.5088 | 0.030287 | 1.318 | 0.0095524 | 1.318 | 0.071913 | 1.318 | 0.051179 | 1.318 | 1.0831 | 2.0663 | 0.87554 | 1.4229
414018-Reflectors (15 watt) <800 Lumens | 279.7774 | 390.1148 | 208.7429 | 2087429.0884 | 11063374.1683 | -36489.555 | -193394.6415 | 0.052083 | 1.098 | 0.031733 | 1.098 | 0.098799 | 1.098 | 0.078449 | 1.098 | 1.518 | 5.7434 | 1.1496 | 2.5958
414020-Globes (15 watt) 800-1099 Lumens | 10.6505 | 14.8508 | 7.9464 | 79463.7028 | 421157.6247 | -1392.5435 | -7380.4807 | 0.035173 | 1.098 | 0.014824 | 1.098 | 0.087556 | 1.098 | 0.067206 | 1.098 | 1.1981 | 3.4377 | 0.95615 | 1.9915
414021-Reflectors (18 watt) 800-1,099 Lumens | 314.7747 | 438.9142 | 234.8545 | 2348545.1913 | 12447289.5139 | -41061.6611 | -217626.8038 | 0.052627 | 1.098 | 0.032277 | 1.098 | 0.096958 | 1.098 | 0.076608 | 1.098 | 1.531 | 5.1756 | 1.157 | 2.4731
414022-A-Lamp (13 watt) < 800 Lumens | 77.4951 | 108.0573 | 57.8194 | 578193.628 | 3064426.2284 | -10110.3132 | -53584.6597 | 0.055976 | 1.098 | 0.035626 | 1.098 | 0.096955 | 1.098 | 0.076606 | 1.098 | 1.617 | 5.1747 | 1.2054 | 2.4729
414026-A-Lamp (15 watt) <1,100 Lumens | 365.4884 | 509.6281 | 272.6922 | 2726921.7576 | 14452685.3151 | -47787.3182 | -253272.7863 | 0.08023 | 1.098 | 0.059881 | 1.098 | 0.087556 | 1.098 | 0.067207 | 1.098 | 2.7253 | 3.4377 | 1.7296 | 1.9915
414027-A-Lamp (18 watt) <1,100 Lumens | 18.986 | 26.4737 | 14.1655 | 141655.4647 | 750773.963 | -2473.2587 | -13108.2712 | 0.057032 | 1.098 | 0.036682 | 1.098 | 0.092303 | 1.098 | 0.071953 | 1.098 | 1.6467 | 4.1416 | 1.222 | 2.2098
414030-Reflectors (20 watt) 800-1,099 Lumens | 121.3384 | 169.1913 | 90.531 | 905309.7777 | 4798141.8217 | -15842.9211 | -83967.4819 | 0.058849 | 1.098 | 0.038499 | 1.098 | 0.098799 | 1.098 | 0.078449 | 1.098 | 1.6986 | 5.7422 | 1.2502 | 2.5952
414031-Reflectors (23 watt) 1,100-1,599 Lumens | 61.5298 | 85.7957 | 45.9076 | 459075.965 | 2433102.6147 | -8022.2366 | -42517.8538 | 0.045649 | 1.098 | 0.0253 | 1.098 | 0.095536 | 1.098 | 0.075186 | 1.098 | 1.3784 | 4.8088 | 1.0677 | 2.3863
414033-Reflectors Dimmable (23 watt) =1,100 - 1,599 Lumens | 305.6718 | 426.2213 | 228.0628 | 2280627.7956 | 12087327.3167 | -39853.3948 | -211222.9925 | 0.070235 | 1.098 | 0.049885 | 1.098 | 0.095535 | 1.098 | 0.075186 | 1.098 | 2.1257 | 4.8088 | 1.4673 | 2.3863
414038-Exterior Hardwired Fixtures (15 watt) <1,100 Lumens | 27.7668 | 27.7662 | 0 | 203998.5 | 3263976 | 0 | 0 | 0.078044 | 0 | 0.05731 | 0 | 0.10313 | 0 | 0.082398 | 0 | 2.9648 | 8.048 | 1.948 | 3.3298
414042-Globes (<= 12 watt) <800 Lumens | 135.2828 | 188.635 | 100.935 | 1009349.5204 | 5349552.4582 | -17713.7499 | -93882.8743 | 0.010283 | 1.098 | -0.010066 | 1.098 | 0.086907 | 1.098 | 0.066557 | 1.098 | 0.91466 | 3.3588 | 0.76652 | 1.9646
414045-A-Lamp (14 watt) >=800 Lumens | 832.5403 | 1160.874 | 621.1612 | 6211612.3716 | 32921545.5694 | -108461.8326 | -574847.7128 | 0.065069 | 1.098 | 0.04472 | 1.098 | 0.084422 | 1.098 | 0.064073 | 1.098 | 1.9086 | 3.0941 | 1.3605 | 1.8717
414051-Reflectors (15 watt) 800-1,099 Lumens | 135.3282 | 188.6984 | 100.9689 | 1009688.6554 | 5351349.8734 | -17649.9839 | -93544.9145 | 0.05138 | 1.098 | 0.03103 | 1.098 | 0.093205 | 1.098 | 0.072855 | 1.098 | 1.5013 | 4.3076 | 1.14 | 2.2559
414052-Reflectors Dimmable (15 watt) 800-1,099 Lumens | 28.6479 | 39.9459 | 21.3743 | 213743.0618 | 1132838.2278 | -3736.3613 | -19802.7148 | 0.039509 | 1.098 | 0.01916 | 1.098 | 0.092272 | 1.098 | 0.071923 | 1.098 | 1.2671 | 4.1353 | 0.99965 | 2.2078
414054-A-Lamp (<=12 watt) <800 Lumens | 33.643 | 46.911 | 25.1012 | 251011.6986 | 1330362.0027 | -4405.1722 | -23347.4126 | 0.068555 | 1.098 | 0.048206 | 1.098 | 0.086907 | 1.098 | 0.066557 | 1.098 | 2.0481 | 3.3588 | 1.4295 | 1.9646
414064-Commercial Exterior Hardwired Fixtures (65 watt) | 4.886 | 8.599 | 0 | 235886.4788 | 3538297.1813 | 0 | 0 | -0.092076 | 0 | -0.10829 | 0 | 0.072684 | 0 | 0.056474 | 0 | 0.49998 | 4.7498 | 0.45953 | 2.5867
414065-Commercial-Reflectors (15 watt) <800 Lumens | 18.2749 | 11.7841 | 9.2285 | 92284.5928 | 238094.2493 | -1617.2203 | -4172.4283 | -0.048161 | 1.0425 | -0.068378 | 1.0425 | 0.077393 | 1.0425 | 0.057176 | 1.0425 | 0.59242 | 2.5794 | 0.52705 | 1.6749
414067-Commercial-Globes (15 watt) 800-1099 Lumens | 5.6137 | 3.6199 | 5.9893 | 28348.0722 | 73138.0263 | -70.7636 | -182.5701 | 0.09264 | 1.0425 | 0.072424 | 1.0425 | 0.10709 | 1.0425 | 0.086874 | 1.0425 | 5.0593 | 14.5159 | 2.6469 | 4.0155
414068-Commercial-Reflectors (18 watt) 800-1,099 Lumens | 20.5997 | 13.2832 | 10.4024 | 104024.3018 | 268382.6987 | -1816.2308 | -4685.8753 | -0.025326 | 1.0425 | -0.045543 | 1.0425 | 0.073368 | 1.0425 | 0.053151 | 1.0425 | 0.68943 | 2.3306 | 0.60252 | 1.5667
414069-Commercial-A-Lamp (15 watt) <1,100 Lumens | 193.0183 | 124.4633 | 205.9336 | 974703.3345 | 2514734.603 | -2433.094 | -6277.3826 | 0.10508 | 1.0425 | 0.084858 | 1.0425 | 0.1071 | 1.0425 | 0.086879 | 1.0425 | 11.5082 | 14.5166 | 3.7447 | 4.0155
414070-Commercial-A-Lamp (18 watt) <1,100 Lumens | 9.9614 | 6.4233 | 10.6933 | 50302.7982 | 129781.2194 | -125.9152 | -324.8612 | 0.10667 | 1.0425 | 0.086452 | 1.0425 | 0.10836 | 1.0425 | 0.088142 | 1.0425 | 13.7569 | 17.3531 | 3.9549 | 4.2055
414072-Commercial-Reflectors (20 watt) 800-1,099 Lumens | 7.9325 | 5.1151 | 4.0058 | 40057.578 | 103348.5512 | -700.6435 | -1807.6601 | -0.011567 | 1.0425 | -0.031783 | 1.0425 | 0.077437 | 1.0425 | 0.057221 | 1.0425 | 0.76422 | 2.5835 | 0.65884 | 1.6768
414073-Commercial-Reflectors (23 watt) 1,100-1,599 Lumens | 4.029 | 2.598 | 2.0346 | 20345.6845 | 52491.866 | -354.9263 | -915.7098 | -0.040764 | 1.0425 | -0.060981 | 1.0425 | 0.070226 | 1.0425 | 0.050009 | 1.0425 | 0.62111 | 2.1669 | 0.54969 | 1.491
414076-Commercial-A-Lamp (14 watt) >=800 Lumens | 437.5647 | 282.1533 | 468.6517 | 2209612.7052 | 5700800.7794 | -5524.0318 | -14252.0019 | 0.10004 | 1.0425 | 0.079827 | 1.0425 | 0.10619 | 1.0425 | 0.085973 | 1.0425 | 7.591 | 12.9925 | 3.2063 | 3.8892
414077-Com-Reflectors (15 watt) 800-1,099 Lumens | 8.8392 | 5.6997 | 4.4636 | 44636.0512 | 115161.012 | -782.2143 | -2018.1129 | -0.028379 | 1.0425 | -0.048596 | 1.0425 | 0.064915 | 1.0425 | 0.044698 | 1.0425 | 0.67426 | 1.9346 | 0.59085 | 1.3769
414079-Commercial-A-Lamp (<=12 watt) <800 Lumens | 17.7533 | 11.4478 | 18.961 | 89650.408 | 231298.0525 | -223.6658 | -577.0578 | 0.10184 | 1.0425 | 0.081626 | 1.0425 | 0.10691 | 1.0425 | 0.086693 | 1.0425 | 8.6432 | 14.1748 | 3.3802 | 3.989
414080-Globes (14 watt) 800-1099 Lumens | 7.3178 | 10.2037 | 5.4598 | 54598.2737 | 289370.8508 | -953.3481 | -5052.7449 | 0.029758 | 1.098 | 0.0094082 | 1.098 | 0.085669 | 1.098 | 0.065319 | 1.098 | 1.1233 | 3.2231 | 0.90804 | 1.9181
414081-Reflectors (16 watt) 800-1,099 Lumens | 0.22773 | 0.31754 | 0.17053 | 1699.082 | 9005.1346 | -29.7185 | -157.508 | 0.044632 | 1.0981 | 0.02428 | 1.0981 | 0.094606 | 1.0981 | 0.074253 | 1.0981 | 1.3583 | 4.5916 | 1.0555 | 2.3314
414082-23 Watt Fixture CFL - Outdoor | 2.696 | 2.6959 | 0 | 19806.864 | 297102.96 | 0 | 0 | 0.071591 | 0 | 0.051105 | 0 | 0.091749 | 0 | 0.071262 | 0 | 2.5992 | 4.728 | 1.7832 | 2.5802
414085-38-42W Bare Spiral CFL >1600 lumens | 262.3741 | 365.8481 | 195.7582 | 1957582.3344 | 10375186.3723 | -34257.6909 | -181565.7615 | 0.049643 | 1.098 | 0.029294 | 1.098 | 0.094807 | 1.098 | 0.074457 | 1.098 | 1.4615 | 4.6387 | 1.1168 | 2.3433
414087-23 Watt Fixture CFL - Interior | 0.51696 | 0.72084 | 0.38571 | 3857.0532 | 57855.798 | -67.4414 | -1011.6206 | 0.012628 | 1.2974 | -0.011051 | 1.2974 | 0.067504 | 1.2974 | 0.043825 | 1.2974 | 0.91746 | 1.6691 | 0.7682 | 1.2332
414096-Reflectors Dimmable (23 watt) =800 -1,099 Lumens | 59.4079 | 82.8369 | 44.3245 | 443244.5186 | 2349195.9488 | -7745.586 | -41051.606 | 0.075975 | 1.098 | 0.055625 | 1.098 | 0.101 | 1.098 | 0.080653 | 1.098 | 2.4338 | 6.6121 | 1.6078 | 2.7598
0 | 0 | 0 | 0 | 0 | 0 | 0 | 0 | 0 | 0 | 0 | 0 | 0 | 0 | 0 | 0 | 0 | 0 | 0 | 0
0 | 0 | 0 | 0 | 0 | 0 | 0 | 0 | 0 | 0 | 0 | 0 | 0 | 0 | 0 | 0 | 0 | 0 | 0 | 0
0 | 0 | 0 | 0 | 0 | 0 | 0 | 0 | 0 | 0 | 0 | 0 | 0 | 0 | 0 | 0 | 0 | 0 | 0 | 0
0 | 0 | 0 | 0 | 0 | 0 | 0 | 0 | 0 | 0 | 0 | 0 | 0 | 0 | 0 | 0 | 0 | 0 | 0 | 0
0 | 0 | 0 | 0 | 0 | 0 | 0 | 0 | 0 | 0 | 0 | 0 | 0 | 0 | 0 | 0 | 0 | 0 | 0 | 0
0 | 0 | 0 | 0 | 0 | 0 | 0 | 0 | 0 | 0 | 0 | 0 | 0 | 0 | 0 | 0 | 0 | 0 | 0 | 0
0 | 0 | 0 | 0 | 0 | 0 | 0 | 0 | 0 | 0 | 0 | 0 | 0 | 0 | 0 | 0 | 0 | 0 | 0 | 0
0 | 0 | 0 | 0 | 0 | 0 | 0 | 0 | 0 | 0 | 0 | 0 | 0 | 0 | 0 | 0 | 0 | 0 | 0 | 0
0 | 0 | 0 | 0 | 0 | 0 | 0 | 0 | 0 | 0 | 0 | 0 | 0 | 0 | 0 | 0 | 0 | 0 | 0 | 0
0 | 0 | 0 | 0 | 0 | 0 | 0 | 0 | 0 | 0 | 0 | 0 | 0 | 0 | 0 | 0 | 0 | 0 | 0 | 0
0 | 0 | 0 | 0 | 0 | 0 | 0 | 0 | 0 | 0 | 0 | 0 | 0 | 0 | 0 | 0 | 0 | 0 | 0 | 0
0 | 0 | 0 | 0 | 0 | 0 | 0 | 0 | 0 | 0 | 0 | 0 | 0 | 0 | 0 | 0 | 0 | 0 | 0 | 0
0 | 0 | 0 | 0 | 0 | 0 | 0 | 0 | 0 | 0 | 0 | 0 | 0 | 0 | 0 | 0 | 0 | 0 | 0 | 0
0 | 0 | 0 | 0 | 0 | 0 | 0 | 0 | 0 | 0 | 0 | 0 | 0 | 0 | 0 | 0 | 0 | 0 | 0 | 0
0 | 0 | 0 | 0 | 0 | 0 | 0 | 0 | 0 | 0 | 0 | 0 | 0 | 0 | 0 | 0 | 0 | 0 | 0 | 0
0 | 0 | 0 | 0 | 0 | 0 | 0 | 0 | 0 | 0 | 0 | 0 | 0 | 0 | 0 | 0 | 0 | 0 | 0 | 0
0 | 0 | 0 | 0 | 0 | 0 | 0 | 0 | 0 | 0 | 0 | 0 | 0 | 0 | 0 | 0 | 0 | 0 | 0 | 0
0 | 0 | 0 | 0 | 0 | 0 | 0 | 0 | 0 | 0 | 0 | 0 | 0 | 0 | 0 | 0 | 0 | 0 | 0 | 0
0 | 0 | 0 | 0 | 0 | 0 | 0 | 0 | 0 | 0 | 0 | 0 | 0 | 0 | 0 | 0 | 0 | 0 | 0 | 0
0 | 0 | 0 | 0 | 0 | 0 | 0 | 0 | 0 | 0 | 0 | 0 | 0 | 0 | 0 | 0 | 0 | 0 | 0 | 0
0 | 0 | 0 | 0 | 0 | 0 | 0 | 0 | 0 | 0 | 0 | 0 | 0 | 0 | 0 | 0 | 0 | 0 | 0 | 0
0 | 0 | 0 | 0 | 0 | 0 | 0 | 0 | 0 | 0 | 0 | 0 | 0 | 0 | 0 | 0 | 0 | 0 | 0 | 0
0 | 0 | 0 | 0 | 0 | 0 | 0 | 0 | 0 | 0 | 0 | 0 | 0 | 0 | 0 | 0 | 0 | 0 | 0 | 0
0 | 0 | 0 | 0 | 0 | 0 | 0 | 0 | 0 | 0 | 0 | 0 | 0 | 0 | 0 | 0 | 0 | 0 | 0 | 0
0 | 0 | 0 | 0 | 0 | 0 | 0 | 0 | 0 | 0 | 0 | 0 | 0 | 0 | 0 | 0 | 0 | 0 | 0 | 0
0 | 0 | 0 | 0 | 0 | 0 | 0 | 0 | 0 | 0 | 0 | 0 | 0 | 0 | 0 | 0 | 0 | 0 | 0 | 0
0 | 0 | 0 | 0 | 0 | 0 | 0 | 0 | 0 | 0 | 0 | 0 | 0 | 0 | 0 | 0 | 0 | 0 | 0 | 0
0 | 0 | 0 | 0 | 0 | 0 | 0 | 0 | 0 | 0 | 0 | 0 | 0 | 0 | 0 | 0 | 0 | 0 | 0 | 0
0 | 0 | 0 | 0 | 0 | 0 | 0 | 0 | 0 | 0 | 0 | 0 | 0 | 0 | 0 | 0 | 0 | 0 | 0 | 0
0 | 0 | 0 | 0 | 0 | 0 | 0 | 0 | 0 | 0 | 0 | 0 | 0 | 0 | 0 | 0 | 0 | 0 | 0 | 0
0 | 0 | 0 | 0 | 0 | 0 | 0 | 0 | 0 | 0 | 0 | 0 | 0 | 0 | 0 | 0 | 0 | 0 | 0 | 0
0 | 0 | 0 | 0 | 0 | 0 | 0 | 0 | 0 | 0 | 0 | 0 | 0 | 0 | 0 | 0 | 0 | 0 | 0 | 0
0 | 0 | 0 | 0 | 0 | 0 | 0 | 0 | 0 | 0 | 0 | 0 | 0 | 0 | 0 | 0 | 0 | 0 | 0 | 0
0 | 0 | 0 | 0 | 0 | 0 | 0 | 0 | 0 | 0 | 0 | 0 | 0 | 0 | 0 | 0 | 0 | 0 | 0 | 0
0 | 0 | 0 | 0 | 0 | 0 | 0 | 0 | 0 | 0 | 0 | 0 | 0 | 0 | 0 | 0 | 0 | 0 | 0 | 0
0 | 0 | 0 | 0 | 0 | 0 | 0 | 0 | 0 | 0 | 0 | 0 | 0 | 0 | 0 | 0 | 0 | 0 | 0 | 0
0 | 0 | 0 | 0 | 0 | 0 | 0 | 0 | 0 | 0 | 0 | 0 | 0 | 0 | 0 | 0 | 0 | 0 | 0 | 0
0 | 0 | 0 | 0 | 0 | 0 | 0 | 0 | 0 | 0 | 0 | 0 | 0 | 0 | 0 | 0 | 0 | 0 | 0 | 0
0 | 0 | 0 | 0 | 0 | 0 | 0 | 0 | 0 | 0 | 0 | 0 | 0 | 0 | 0 | 0 | 0 | 0 | 0 | 0
0 | 0 | 0 | 0 | 0 | 0 | 0 | 0 | 0 | 0 | 0 | 0 | 0 | 0 | 0 | 0 | 0 | 0 | 0 | 0
0 | 0 | 0 | 0 | 0 | 0 | 0 | 0 | 0 | 0 | 0 | 0 | 0 | 0 | 0 | 0 | 0 | 0 | 0 | 0
0 | 0 | 0 | 0 | 0 | 0 | 0 | 0 | 0 | 0 | 0 | 0 | 0 | 0 | 0 | 0 | 0 | 0 | 0 | 0
0 | 0 | 0 | 0 | 0 | 0 | 0 | 0 | 0 | 0 | 0 | 0 | 0 | 0 | 0 | 0 | 0 | 0 | 0 | 0
0 | 0 | 0 | 0 | 0 | 0 | 0 | 0 | 0 | 0 | 0 | 0 | 0 | 0 | 0 | 0 | 0 | 0 | 0 | 0
0 | 0 | 0 | 0 | 0 | 0 | 0 | 0 | 0 | 0 | 0 | 0 | 0 | 0 | 0 | 0 | 0 | 0 | 0 | 0
0 | 0 | 0 | 0 | 0 | 0 | 0 | 0 | 0 | 0 | 0 | 0 | 0 | 0 | 0 | 0 | 0 | 0 | 0 | 0
0 | 0 | 0 | 0 | 0 | 0 | 0 | 0 | 0 | 0 | 0 | 0 | 0 | 0 | 0 | 0 | 0 | 0 | 0 | 0
0 | 0 | 0 | 0 | 0 | 0 | 0 | 0 | 0 | 0 | 0 | 0 | 0 | 0 | 0 | 0 | 0 | 0 | 0 | 0
0 | 0 | 0 | 0 | 0 | 0 | 0 | 0 | 0 | 0 | 0 | 0 | 0 | 0 | 0 | 0 | 0 | 0 | 0 | 0
0 | 0 | 0 | 0 | 0 | 0 | 0 | 0 | 0 | 0 | 0 | 0 | 0 | 0 | 0 | 0 | 0 | 0 | 0 | 0
0 | 0 | 0 | 0 | 0 | 0 | 0 | 0 | 0 | 0 | 0 | 0 | 0 | 0 | 0 | 0 | 0 | 0 | 0 | 0
0 | 0 | 0 | 0 | 0 | 0 | 0 | 0 | 0 | 0 | 0 | 0 | 0 | 0 | 0 | 0 | 0 | 0 | 0 | 0
0 | 0 | 0 | 0 | 0 | 0 | 0 | 0 | 0 | 0 | 0 | 0 | 0 | 0 | 0 | 0 | 0 | 0 | 0 | 0
0 | 0 | 0 | 0 | 0 | 0 | 0 | 0 | 0 | 0 | 0 | 0 | 0 | 0 | 0 | 0 | 0 | 0 | 0 | 0
0 | 0 | 0 | 0 | 0 | 0 | 0 | 0 | 0 | 0 | 0 | 0 | 0 | 0 | 0 | 0 | 0 | 0 | 0 | 0
0 | 0 | 0 | 0 | 0 | 0 | 0 | 0 | 0 | 0 | 0 | 0 | 0 | 0 | 0 | 0 | 0 | 0 | 0 | 0
0 | 0 | 0 | 0 | 0 | 0 | 0 | 0 | 0 | 0 | 0 | 0 | 0 | 0 | 0 | 0 | 0 | 0 | 0 | 0
0 | 0 | 0 | 0 | 0 | 0 | 0 | 0 | 0 | 0 | 0 | 0 | 0 | 0 | 0 | 0 | 0 | 0 | 0 | 0
0 | 0 | 0 | 0 | 0 | 0 | 0 | 0 | 0 | 0 | 0 | 0 | 0 | 0 | 0 | 0 | 0 | 0 | 0 | 0
0 | 0 | 0 | 0 | 0 | 0 | 0 | 0 | 0 | 0 | 0 | 0 | 0 | 0 | 0 | 0 | 0 | 0 | 0 | 0
0 | 0 | 0 | 0 | 0 | 0 | 0 | 0 | 0 | 0 | 0 | 0 | 0 | 0 | 0 | 0 | 0 | 0 | 0 | 0
0 | 0 | 0 | 0 | 0 | 0 | 0 | 0 | 0 | 0 | 0 | 0 | 0 | 0 | 0 | 0 | 0 | 0 | 0 | 0
0 | 0 | 0 | 0 | 0 | 0 | 0 | 0 | 0 | 0 | 0 | 0 | 0 | 0 | 0 | 0 | 0 | 0 | 0 | 0
0 | 0 | 0 | 0 | 0 | 0 | 0 | 0 | 0 | 0 | 0 | 0 | 0 | 0 | 0 | 0 | 0 | 0 | 0 | 0
0 | 0 | 0 | 0 | 0 | 0 | 0 | 0 | 0 | 0 | 0 | 0 | 0 | 0 | 0 | 0 | 0 | 0 | 0 | 0
0 | 0 | 0 | 0 | 0 | 0 | 0 | 0 | 0 | 0 | 0 | 0 | 0 | 0 | 0 | 0 | 0 | 0 | 0 | 0
0 | 0 | 0 | 0 | 0 | 0 | 0 | 0 | 0 | 0 | 0 | 0 | 0 | 0 | 0 | 0 | 0 | 0 | 0 | 0
0 | 0 | 0 | 0 | 0 | 0 | 0 | 0 | 0 | 0 | 0 | 0 | 0 | 0 | 0 | 0 | 0 | 0 | 0 | 0
0 | 0 | 0 | 0 | 0 | 0 | 0 | 0 | 0 | 0 | 0 | 0 | 0 | 0 | 0 | 0 | 0 | 0 | 0 | 0
0 | 0 | 0 | 0 | 0 | 0 | 0 | 0 | 0 | 0 | 0 | 0 | 0 | 0 | 0 | 0 | 0 | 0 | 0 | 0
0 | 0 | 0 | 0 | 0 | 0 | 0 | 0 | 0 | 0 | 0 | 0 | 0 | 0 | 0 | 0 | 0 | 0 | 0 | 0
0 | 0 | 0 | 0 | 0 | 0 | 0 | 0 | 0 | 0 | 0 | 0 | 0 | 0 | 0 | 0 | 0 | 0 | 0 | 0
0 | 0 | 0 | 0 | 0 | 0 | 0 | 0 | 0 | 0 | 0 | 0 | 0 | 0 | 0 | 0 | 0 | 0 | 0 | 0
0 | 0 | 0 | 0 | 0 | 0 | 0 | 0 | 0 | 0 | 0 | 0 | 0 | 0 | 0 | 0 | 0 | 0 | 0 | 0
0 | 0 | 0 | 0 | 0 | 0 | 0 | 0 | 0 | 0 | 0 | 0 | 0 | 0 | 0 | 0 | 0 | 0 | 0 | 0
0 | 0 | 0 | 0 | 0 | 0 | 0 | 0 | 0 | 0 | 0 | 0 | 0 | 0 | 0 | 0 | 0 | 0 | 0 | 0
0 | 0 | 0 | 0 | 0 | 0 | 0 | 0 | 0 | 0 | 0 | 0 | 0 | 0 | 0 | 0 | 0 | 0 | 0 | 0
0 | 0 | 0 | 0 | 0 | 0 | 0 | 0 | 0 | 0 | 0 | 0 | 0 | 0 | 0 | 0 | 0 | 0 | 0 | 0
0 | 0 | 0 | 0 | 0 | 0 | 0 | 0 | 0 | 0 | 0 | 0 | 0 | 0 | 0 | 0 | 0 | 0 | 0 | 0
0 | 0 | 0 | 0 | 0 | 0 | 0 | 0 | 0 | 0 | 0 | 0 | 0 | 0 | 0 | 0 | 0 | 0 | 0 | 0
0 | 0 | 0 | 0 | 0 | 0 | 0 | 0 | 0 | 0 | 0 | 0 | 0 | 0 | 0 | 0 | 0 | 0 | 0 | 0
0 | 0 | 0 | 0 | 0 | 0 | 0 | 0 | 0 | 0 | 0 | 0 | 0 | 0 | 0 | 0 | 0 | 0 | 0 | 0
0 | 0 | 0 | 0 | 0 | 0 | 0 | 0 | 0 | 0 | 0 | 0 | 0 | 0 | 0 | 0 | 0 | 0 | 0 | 0
0 | 0 | 0 | 0 | 0 | 0 | 0 | 0 | 0 | 0 | 0 | 0 | 0 | 0 | 0 | 0 | 0 | 0 | 0 | 0
0 | 0 | 0 | 0 | 0 | 0 | 0 | 0 | 0 | 0 | 0 | 0 | 0 | 0 | 0 | 0 | 0 | 0 | 0 | 0
0 | 0 | 0 | 0 | 0 | 0 | 0 | 0 | 0 | 0 | 0 | 0 | 0 | 0 | 0 | 0 | 0 | 0 | 0 | 0
0 | 0 | 0 | 0 | 0 | 0 | 0 | 0 | 0 | 0 | 0 | 0 | 0 | 0 | 0 | 0 | 0 | 0 | 0 | 0
0 | 0 | 0 | 0 | 0 | 0 | 0 | 0 | 0 | 0 | 0 | 0 | 0 | 0 | 0 | 0 | 0 | 0 | 0 | 0
0 | 0 | 0 | 0 | 0 | 0 | 0 | 0 | 0 | 0 | 0 | 0 | 0 | 0 | 0 | 0 | 0 | 0 | 0 | 0
0 | 0 | 0 | 0 | 0 | 0 | 0 | 0 | 0 | 0 | 0 | 0 | 0 | 0 | 0 | 0 | 0 | 0 | 0 | 0
0 | 0 | 0 | 0 | 0 | 0 | 0 | 0 | 0 | 0 | 0 | 0 | 0 | 0 | 0 | 0 | 0 | 0 | 0 | 0
0 | 0 | 0 | 0 | 0 | 0 | 0 | 0 | 0 | 0 | 0 | 0 | 0 | 0 | 0 | 0 | 0 | 0 | 0 | 0
0 | 0 | 0 | 0 | 0 | 0 | 0 | 0 | 0 | 0 | 0 | 0 | 0 | 0 | 0 | 0 | 0 | 0 | 0 | 0
0 | 0 | 0 | 0 | 0 | 0 | 0 | 0 | 0 | 0 | 0 | 0 | 0 | 0 | 0 | 0 | 0 | 0 | 0 | 0
0 | 0 | 0 | 0 | 0 | 0 | 0 | 0 | 0 | 0 | 0 | 0 | 0 | 0 | 0 | 0 | 0 | 0 | 0 | 0
0 | 0 | 0 | 0 | 0 | 0 | 0 | 0 | 0 | 0 | 0 | 0 | 0 | 0 | 0 | 0 | 0 | 0 | 0 | 0
0 | 0 | 0 | 0 | 0 | 0 | 0 | 0 | 0 | 0 | 0 | 0 | 0 | 0 | 0 | 0 | 0 | 0 | 0 | 0
0 | 0 | 0 | 0 | 0 | 0 | 0 | 0 | 0 | 0 | 0 | 0 | 0 | 0 | 0 | 0 | 0 | 0 | 0 | 0
0 | 0 | 0 | 0 | 0 | 0 | 0 | 0 | 0 | 0 | 0 | 0 | 0 | 0 | 0 | 0 | 0 | 0 | 0 | 0
0 | 0 | 0 | 0 | 0 | 0 | 0 | 0 | 0 | 0 | 0 | 0 | 0 | 0 | 0 | 0 | 0 | 0 | 0 | 0
0 | 0 | 0 | 0 | 0 | 0 | 0 | 0 | 0 | 0 | 0 | 0 | 0 | 0 | 0 | 0 | 0 | 0 | 0 | 0
0 | 0 | 0 | 0 | 0 | 0 | 0 | 0 | 0 | 0 | 0 | 0 | 0 | 0 | 0 | 0 | 0 | 0 | 0 | 0
0 | 0 | 0 | 0 | 0 | 0 | 0 | 0 | 0 | 0 | 0 | 0 | 0 | 0 | 0 | 0 | 0 | 0 | 0 | 0
0 | 0 | 0 | 0 | 0 | 0 | 0 | 0 | 0 | 0 | 0 | 0 | 0 | 0 | 0 | 0 | 0 | 0 | 0 | 0
0 | 0 | 0 | 0 | 0 | 0 | 0 | 0 | 0 | 0 | 0 | 0 | 0 | 0 | 0 | 0 | 0 | 0 | 0 | 0
0 | 0 | 0 | 0 | 0 | 0 | 0 | 0 | 0 | 0 | 0 | 0 | 0 | 0 | 0 | 0 | 0 | 0 | 0 | 0
0 | 0 | 0 | 0 | 0 | 0 | 0 | 0 | 0 | 0 | 0 | 0 | 0 | 0 | 0 | 0 | 0 | 0 | 0 | 0
0 | 0 | 0 | 0 | 0 | 0 | 0 | 0 | 0 | 0 | 0 | 0 | 0 | 0 | 0 | 0 | 0 | 0 | 0 | 0
0 | 0 | 0 | 0 | 0 | 0 | 0 | 0 | 0 | 0 | 0 | 0 | 0 | 0 | 0 | 0 | 0 | 0 | 0 | 0
0 | 0 | 0 | 0 | 0 | 0 | 0 | 0 | 0 | 0 | 0 | 0 | 0 | 0 | 0 | 0 | 0 | 0 | 0 | 0
0 | 0 | 0 | 0 | 0 | 0 | 0 | 0 | 0 | 0 | 0 | 0 | 0 | 0 | 0 | 0 | 0 | 0 | 0 | 0
0 | 0 | 0 | 0 | 0 | 0 | 0 | 0 | 0 | 0 | 0 | 0 | 0 | 0 | 0 | 0 | 0 | 0 | 0 | 0
0 | 0 | 0 | 0 | 0 | 0 | 0 | 0 | 0 | 0 | 0 | 0 | 0 | 0 | 0 | 0 | 0 | 0 | 0 | 0
0 | 0 | 0 | 0 | 0 | 0 | 0 | 0 | 0 | 0 | 0 | 0 | 0 | 0 | 0 | 0 | 0 | 0 | 0 | 0
0 | 0 | 0 | 0 | 0 | 0 | 0 | 0 | 0 | 0 | 0 | 0 | 0 | 0 | 0 | 0 | 0 | 0 | 0 | 0
0 | 0 | 0 | 0 | 0 | 0 | 0 | 0 | 0 | 0 | 0 | 0 | 0 | 0 | 0 | 0 | 0 | 0 | 0 | 0
0 | 0 | 0 | 0 | 0 | 0 | 0 | 0 | 0 | 0 | 0 | 0 | 0 | 0 | 0 | 0 | 0 | 0 | 0 | 0
0 | 0 | 0 | 0 | 0 | 0 | 0 | 0 | 0 | 0 | 0 | 0 | 0 | 0 | 0 | 0 | 0 | 0 | 0 | 0
0 | 0 | 0 | 0 | 0 | 0 | 0 | 0 | 0 | 0 | 0 | 0 | 0 | 0 | 0 | 0 | 0 | 0 | 0 | 0
0 | 0 | 0 | 0 | 0 | 0 | 0 | 0 | 0 | 0 | 0 | 0 | 0 | 0 | 0 | 0 | 0 | 0 | 0 | 0
0 | 0 | 0 | 0 | 0 | 0 | 0 | 0 | 0 | 0 | 0 | 0 | 0 | 0 | 0 | 0 | 0 | 0 | 0 | 0
0 | 0 | 0 | 0 | 0 | 0 | 0 | 0 | 0 | 0 | 0 | 0 | 0 | 0 | 0 | 0 | 0 | 0 | 0 | 0
0 | 0 | 0 | 0 | 0 | 0 | 0 | 0 | 0 | 0 | 0 | 0 | 0 | 0 | 0 | 0 | 0 | 0 | 0 | 0
0 | 0 | 0 | 0 | 0 | 0 | 0 | 0 | 0 | 0 | 0 | 0 | 0 | 0 | 0 | 0 | 0 | 0 | 0 | 0
0 | 0 | 0 | 0 | 0 | 0 | 0 | 0 | 0 | 0 | 0 | 0 | 0 | 0 | 0 | 0 | 0 | 0 | 0 | 0
0 | 0 | 0 | 0 | 0 | 0 | 0 | 0 | 0 | 0 | 0 | 0 | 0 | 0 | 0 | 0 | 0 | 0 | 0 | 0
0 | 0 | 0 | 0 | 0 | 0 | 0 | 0 | 0 | 0 | 0 | 0 | 0 | 0 | 0 | 0 | 0 | 0 | 0 | 0
0 | 0 | 0 | 0 | 0 | 0 | 0 | 0 | 0 | 0 | 0 | 0 | 0 | 0 | 0 | 0 | 0 | 0 | 0 | 0
0 | 0 | 0 | 0 | 0 | 0 | 0 | 0 | 0 | 0 | 0 | 0 | 0 | 0 | 0 | 0 | 0 | 0 | 0 | 0
0 | 0 | 0 | 0 | 0 | 0 | 0 | 0 | 0 | 0 | 0 | 0 | 0 | 0 | 0 | 0 | 0 | 0 | 0 | 0
0 | 0 | 0 | 0 | 0 | 0 | 0 | 0 | 0 | 0 | 0 | 0 | 0 | 0 | 0 | 0 | 0 | 0 | 0 | 0
0 | 0 | 0 | 0 | 0 | 0 | 0 | 0 | 0 | 0 | 0 | 0 | 0 | 0 | 0 | 0 | 0 | 0 | 0 | 0
0 | 0 | 0 | 0 | 0 | 0 | 0 | 0 | 0 | 0 | 0 | 0 | 0 | 0 | 0 | 0 | 0 | 0 | 0 | 0
0 | 0 | 0 | 0 | 0 | 0 | 0 | 0 | 0 | 0 | 0 | 0 | 0 | 0 | 0 | 0 | 0 | 0 | 0 | 0
0 | 0 | 0 | 0 | 0 | 0 | 0 | 0 | 0 | 0 | 0 | 0 | 0 | 0 | 0 | 0 | 0 | 0 | 0 | 0
0 | 0 | 0 | 0 | 0 | 0 | 0 | 0 | 0 | 0 | 0 | 0 | 0 | 0 | 0 | 0 | 0 | 0 | 0 | 0
0 | 0 | 0 | 0 | 0 | 0 | 0 | 0 | 0 | 0 | 0 | 0 | 0 | 0 | 0 | 0 | 0 | 0 | 0 | 0
0 | 0 | 0 | 0 | 0 | 0 | 0 | 0 | 0 | 0 | 0 | 0 | 0 | 0 | 0 | 0 | 0 | 0 | 0 | 0
0 | 0 | 0 | 0 | 0 | 0 | 0 | 0 | 0 | 0 | 0 | 0 | 0 | 0 | 0 | 0 | 0 | 0 | 0 | 0
0 | 0 | 0 | 0 | 0 | 0 | 0 | 0 | 0 | 0 | 0 | 0 | 0 | 0 | 0 | 0 | 0 | 0 | 0 | 0
0 | 0 | 0 | 0 | 0 | 0 | 0 | 0 | 0 | 0 | 0 | 0 | 0 | 0 | 0 | 0 | 0 | 0 | 0 | 0
0 | 0 | 0 | 0 | 0 | 0 | 0 | 0 | 0 | 0 | 0 | 0 | 0 | 0 | 0 | 0 | 0 | 0 | 0 | 0
0 | 0 | 0 | 0 | 0 | 0 | 0 | 0 | 0 | 0 | 0 | 0 | 0 | 0 | 0 | 0 | 0 | 0 | 0 | 0
0 | 0 | 0 | 0 | 0 | 0 | 0 | 0 | 0 | 0 | 0 | 0 | 0 | 0 | 0 | 0 | 0 | 0 | 0 | 0
0 | 0 | 0 | 0 | 0 | 0 | 0 | 0 | 0 | 0 | 0 | 0 | 0 | 0 | 0 | 0 | 0 | 0 | 0 | 0
0 | 0 | 0 | 0 | 0 | 0 | 0 | 0 | 0 | 0 | 0 | 0 | 0 | 0 | 0 | 0 | 0 | 0 | 0 | 0
0 | 0 | 0 | 0 | 0 | 0 | 0 | 0 | 0 | 0 | 0 | 0 | 0 | 0 | 0 | 0 | 0 | 0 | 0 | 0
0 | 0 | 0 | 0 | 0 | 0 | 0 | 0 | 0 | 0 | 0 | 0 | 0 | 0 | 0 | 0 | 0 | 0 | 0 | 0
0 | 0 | 0 | 0 | 0 | 0 | 0 | 0 | 0 | 0 | 0 | 0 | 0 | 0 | 0 | 0 | 0 | 0 | 0 | 0
0 | 0 | 0 | 0 | 0 | 0 | 0 | 0 | 0 | 0 | 0 | 0 | 0 | 0 | 0 | 0 | 0 | 0 | 0 | 0
0 | 0 | 0 | 0 | 0 | 0 | 0 | 0 | 0 | 0 | 0 | 0 | 0 | 0 | 0 | 0 | 0 | 0 | 0 | 0
0 | 0 | 0 | 0 | 0 | 0 | 0 | 0 | 0 | 0 | 0 | 0 | 0 | 0 | 0 | 0 | 0 | 0 | 0 | 0
0 | 0 | 0 | 0 | 0 | 0 | 0 | 0 | 0 | 0 | 0 | 0 | 0 | 0 | 0 | 0 | 0 | 0 | 0 | 0
0 | 0 | 0 | 0 | 0 | 0 | 0 | 0 | 0 | 0 | 0 | 0 | 0 | 0 | 0 | 0 | 0 | 0 | 0 | 0
0 | 0 | 0 | 0 | 0 | 0 | 0 | 0 | 0 | 0 | 0 | 0 | 0 | 0 | 0 | 0 | 0 | 0 | 0 | 0
0 | 0 | 0 | 0 | 0 | 0 | 0 | 0 | 0 | 0 | 0 | 0 | 0 | 0 | 0 | 0 | 0 | 0 | 0 | 0
0 | 0 | 0 | 0 | 0 | 0 | 0 | 0 | 0 | 0 | 0 | 0 | 0 | 0 | 0 | 0 | 0 | 0 | 0 | 0
0 | 0 | 0 | 0 | 0 | 0 | 0 | 0 | 0 | 0 | 0 | 0 | 0 | 0 | 0 | 0 | 0 | 0 | 0 | 0
0 | 0 | 0 | 0 | 0 | 0 | 0 | 0 | 0 | 0 | 0 | 0 | 0 | 0 | 0 | 0 | 0 | 0 | 0 | 0
0 | 0 | 0 | 0 | 0 | 0 | 0 | 0 | 0 | 0 | 0 | 0 | 0 | 0 | 0 | 0 | 0 | 0 | 0 | 0
0 | 0 | 0 | 0 | 0 | 0 | 0 | 0 | 0 | 0 | 0 | 0 | 0 | 0 | 0 | 0 | 0 | 0 | 0 | 0
0 | 0 | 0 | 0 | 0 | 0 | 0 | 0 | 0 | 0 | 0 | 0 | 0 | 0 | 0 | 0 | 0 | 0 | 0 | 0
0 | 0 | 0 | 0 | 0 | 0 | 0 | 0 | 0 | 0 | 0 | 0 | 0 | 0 | 0 | 0 | 0 | 0 | 0 | 0
0 | 0 | 0 | 0 | 0 | 0 | 0 | 0 | 0 | 0 | 0 | 0 | 0 | 0 | 0 | 0 | 0 | 0 | 0 | 0
0 | 0 | 0 | 0 | 0 | 0 | 0 | 0 | 0 | 0 | 0 | 0 | 0 | 0 | 0 | 0 | 0 | 0 | 0 | 0
0 | 0 | 0 | 0 | 0 | 0 | 0 | 0 | 0 | 0 | 0 | 0 | 0 | 0 | 0 | 0 | 0 | 0 | 0 | 0
0 | 0 | 0 | 0 | 0 | 0 | 0 | 0 | 0 | 0 | 0 | 0 | 0 | 0 | 0 | 0 | 0 | 0 | 0 | 0
0 | 0 | 0 | 0 | 0 | 0 | 0 | 0 | 0 | 0 | 0 | 0 | 0 | 0 | 0 | 0 | 0 | 0 | 0 | 0
0 | 0 | 0 | 0 | 0 | 0 | 0 | 0 | 0 | 0 | 0 | 0 | 0 | 0 | 0 | 0 | 0 | 0 | 0 | 0
0 | 0 | 0 | 0 | 0 | 0 | 0 | 0 | 0 | 0 | 0 | 0 | 0 | 0 | 0 | 0 | 0 | 0 | 0 | 0
0 | 0 | 0 | 0 | 0 | 0 | 0 | 0 | 0 | 0 | 0 | 0 | 0 | 0 | 0 | 0 | 0 | 0 | 0 | 0
0 | 0 | 0 | 0 | 0 | 0 | 0 | 0 | 0 | 0 | 0 | 0 | 0 | 0 | 0 | 0 | 0 | 0 | 0 | 0
0 | 0 | 0 | 0 | 0 | 0 | 0 | 0 | 0 | 0 | 0 | 0 | 0 | 0 | 0 | 0 | 0 | 0 | 0 | 0
0 | 0 | 0 | 0 | 0 | 0 | 0 | 0 | 0 | 0 | 0 | 0 | 0 | 0 | 0 | 0 | 0 | 0 | 0 | 0
0 | 0 | 0 | 0 | 0 | 0 | 0 | 0 | 0 | 0 | 0 | 0 | 0 | 0 | 0 | 0 | 0 | 0 | 0 | 0
0 | 0 | 0 | 0 | 0 | 0 | 0 | 0 | 0 | 0 | 0 | 0 | 0 | 0 | 0 | 0 | 0 | 0 | 0 | 0
0 | 0 | 0 | 0 | 0 | 0 | 0 | 0 | 0 | 0 | 0 | 0 | 0 | 0 | 0 | 0 | 0 | 0 | 0 | 0
0 | 0 | 0 | 0 | 0 | 0 | 0 | 0 | 0 | 0 | 0 | 0 | 0 | 0 | 0 | 0 | 0 | 0 | 0 | 0
0 | 0 | 0 | 0 | 0 | 0 | 0 | 0 | 0 | 0 | 0 | 0 | 0 | 0 | 0 | 0 | 0 | 0 | 0 | 0
0 | 0 | 0 | 0 | 0 | 0 | 0 | 0 | 0 | 0 | 0 | 0 | 0 | 0 | 0 | 0 | 0 | 0 | 0 | 0
0 | 0 | 0 | 0 | 0 | 0 | 0 | 0 | 0 | 0 | 0 | 0 | 0 | 0 | 0 | 0 | 0 | 0 | 0 | 0
0 | 0 | 0 | 0 | 0 | 0 | 0 | 0 | 0 | 0 | 0 | 0 | 0 | 0 | 0 | 0 | 0 | 0 | 0 | 0
0 | 0 | 0 | 0 | 0 | 0 | 0 | 0 | 0 | 0 | 0 | 0 | 0 | 0 | 0 | 0 | 0 | 0 | 0 | 0
0 | 0 | 0 | 0 | 0 | 0 | 0 | 0 | 0 | 0 | 0 | 0 | 0 | 0 | 0 | 0 | 0 | 0 | 0 | 0
0 | 0 | 0 | 0 | 0 | 0 | 0 | 0 | 0 | 0 | 0 | 0 | 0 | 0 | 0 | 0 | 0 | 0 | 0 | 0
0 | 0 | 0 | 0 | 0 | 0 | 0 | 0 | 0 | 0 | 0 | 0 | 0 | 0 | 0 | 0 | 0 | 0 | 0 | 0
0 | 0 | 0 | 0 | 0 | 0 | 0 | 0 | 0 | 0 | 0 | 0 | 0 | 0 | 0 | 0 | 0 | 0 | 0 | 0
0 | 0 | 0 | 0 | 0 | 0 | 0 | 0 | 0 | 0 | 0 | 0 | 0 | 0 | 0 | 0 | 0 | 0 | 0 | 0
0 | 0 | 0 | 0 | 0 | 0 | 0 | 0 | 0 | 0 | 0 | 0 | 0 | 0 | 0 | 0 | 0 | 0 | 0 | 0
0 | 0 | 0 | 0 | 0 | 0 | 0 | 0 | 0 | 0 | 0 | 0 | 0 | 0 | 0 | 0 | 0 | 0 | 0 | 0
0 | 0 | 0 | 0 | 0 | 0 | 0 | 0 | 0 | 0 | 0 | 0 | 0 | 0 | 0 | 0 | 0 | 0 | 0 | 0
0 | 0 | 0 | 0 | 0 | 0 | 0 | 0 | 0 | 0 | 0 | 0 | 0 | 0 | 0 | 0 | 0 | 0 | 0 | 0
0 | 0 | 0 | 0 | 0 | 0 | 0 | 0 | 0 | 0 | 0 | 0 | 0 | 0 | 0 | 0 | 0 | 0 | 0 | 0
0 | 0 | 0 | 0 | 0 | 0 | 0 | 0 | 0 | 0 | 0 | 0 | 0 | 0 | 0 | 0 | 0 | 0 | 0 | 0
0 | 0 | 0 | 0 | 0 | 0 | 0 | 0 | 0 | 0 | 0 | 0 | 0 | 0 | 0 | 0 | 0 | 0 | 0 | 0
0 | 0 | 0 | 0 | 0 | 0 | 0 | 0 | 0 | 0 | 0 | 0 | 0 | 0 | 0 | 0 | 0 | 0 | 0 | 0
0 | 0 | 0 | 0 | 0 | 0 | 0 | 0 | 0 | 0 | 0 | 0 | 0 | 0 | 0 | 0 | 0 | 0 | 0 | 0
0 | 0 | 0 | 0 | 0 | 0 | 0 | 0 | 0 | 0 | 0 | 0 | 0 | 0 | 0 | 0 | 0 | 0 | 0 | 0
0 | 0 | 0 | 0 | 0 | 0 | 0 | 0 | 0 | 0 | 0 | 0 | 0 | 0 | 0 | 0 | 0 | 0 | 0 | 0
0 | 0 | 0 | 0 | 0 | 0 | 0 | 0 | 0 | 0 | 0 | 0 | 0 | 0 | 0 | 0 | 0 | 0 | 0 | 0
0 | 0 | 0 | 0 | 0 | 0 | 0 | 0 | 0 | 0 | 0 | 0 | 0 | 0 | 0 | 0 | 0 | 0 | 0 | 0
0 | 0 | 0 | 0 | 0 | 0 | 0 | 0 | 0 | 0 | 0 | 0 | 0 | 0 | 0 | 0 | 0 | 0 | 0 | 0
0 | 0 | 0 | 0 | 0 | 0 | 0 | 0 | 0 | 0 | 0 | 0 | 0 | 0 | 0 | 0 | 0 | 0 | 0 | 0
0 | 0 | 0 | 0 | 0 | 0 | 0 | 0 | 0 | 0 | 0 | 0 | 0 | 0 | 0 | 0 | 0 | 0 | 0 | 0
0 | 0 | 0 | 0 | 0 | 0 | 0 | 0 | 0 | 0 | 0 | 0 | 0 | 0 | 0 | 0 | 0 | 0 | 0 | 0
0 | 0 | 0 | 0 | 0 | 0 | 0 | 0 | 0 | 0 | 0 | 0 | 0 | 0 | 0 | 0 | 0 | 0 | 0 | 0
0 | 0 | 0 | 0 | 0 | 0 | 0 | 0 | 0 | 0 | 0 | 0 | 0 | 0 | 0 | 0 | 0 | 0 | 0 | 0
0 | 0 | 0 | 0 | 0 | 0 | 0 | 0 | 0 | 0 | 0 | 0 | 0 | 0 | 0 | 0 | 0 | 0 | 0 | 0
0 | 0 | 0 | 0 | 0 | 0 | 0 | 0 | 0 | 0 | 0 | 0 | 0 | 0 | 0 | 0 | 0 | 0 | 0 | 0
0 | 0 | 0 | 0 | 0 | 0 | 0 | 0 | 0 | 0 | 0 | 0 | 0 | 0 | 0 | 0 | 0 | 0 | 0 | 0
0 | 0 | 0 | 0 | 0 | 0 | 0 | 0 | 0 | 0 | 0 | 0 | 0 | 0 | 0 | 0 | 0 | 0 | 0 | 0
0 | 0 | 0 | 0 | 0 | 0 | 0 | 0 | 0 | 0 | 0 | 0 | 0 | 0 | 0 | 0 | 0 | 0 | 0 | 0
0 | 0 | 0 | 0 | 0 | 0 | 0 | 0 | 0 | 0 | 0 | 0 | 0 | 0 | 0 | 0 | 0 | 0 | 0 | 0
0 | 0 | 0 | 0 | 0 | 0 | 0 | 0 | 0 | 0 | 0 | 0 | 0 | 0 | 0 | 0 | 0 | 0 | 0 | 0
0 | 0 | 0 | 0 | 0 | 0 | 0 | 0 | 0 | 0 | 0 | 0 | 0 | 0 | 0 | 0 | 0 | 0 | 0 | 0
0 | 0 | 0 | 0 | 0 | 0 | 0 | 0 | 0 | 0 | 0 | 0 | 0 | 0 | 0 | 0 | 0 | 0 | 0 | 0
0 | 0 | 0 | 0 | 0 | 0 | 0 | 0 | 0 | 0 | 0 | 0 | 0 | 0 | 0 | 0 | 0 | 0 | 0 | 0
0 | 0 | 0 | 0 | 0 | 0 | 0 | 0 | 0 | 0 | 0 | 0 | 0 | 0 | 0 | 0 | 0 | 0 | 0 | 0
0 | 0 | 0 | 0 | 0 | 0 | 0 | 0 | 0 | 0 | 0 | 0 | 0 | 0 | 0 | 0 | 0 | 0 | 0 | 0
0 | 0 | 0 | 0 | 0 | 0 | 0 | 0 | 0 | 0 | 0 | 0 | 0 | 0 | 0 | 0 | 0 | 0 | 0 | 0
0 | 0 | 0 | 0 | 0 | 0 | 0 | 0 | 0 | 0 | 0 | 0 | 0 | 0 | 0 | 0 | 0 | 0 | 0 | 0
0 | 0 | 0 | 0 | 0 | 0 | 0 | 0 | 0 | 0 | 0 | 0 | 0 | 0 | 0 | 0 | 0 | 0 | 0 | 0
0 | 0 | 0 | 0 | 0 | 0 | 0 | 0 | 0 | 0 | 0 | 0 | 0 | 0 | 0 | 0 | 0 | 0 | 0 | 0
0 | 0 | 0 | 0 | 0 | 0 | 0 | 0 | 0 | 0 | 0 | 0 | 0 | 0 | 0 | 0 | 0 | 0 | 0 | 0
0 | 0 | 0 | 0 | 0 | 0 | 0 | 0 | 0 | 0 | 0 | 0 | 0 | 0 | 0 | 0 | 0 | 0 | 0 | 0
0 | 0 | 0 | 0 | 0 | 0 | 0 | 0 | 0 | 0 | 0 | 0 | 0 | 0 | 0 | 0 | 0 | 0 | 0 | 0
0 | 0 | 0 | 0 | 0 | 0 | 0 | 0 | 0 | 0 | 0 | 0 | 0 | 0 | 0 | 0 | 0 | 0 | 0 | 0
0 | 0 | 0 | 0 | 0 | 0 | 0 | 0 | 0 | 0 | 0 | 0 | 0 | 0 | 0 | 0 | 0 | 0 | 0 | 0
0 | 0 | 0 | 0 | 0 | 0 | 0 | 0 | 0 | 0 | 0 | 0 | 0 | 0 | 0 | 0 | 0 | 0 | 0 | 0
0 | 0 | 0 | 0 | 0 | 0 | 0 | 0 | 0 | 0 | 0 | 0 | 0 | 0 | 0 | 0 | 0 | 0 | 0 | 0
0 | 0 | 0 | 0 | 0 | 0 | 0 | 0 | 0 | 0 | 0 | 0 | 0 | 0 | 0 | 0 | 0 | 0 | 0 | 0
0 | 0 | 0 | 0 | 0 | 0 | 0 | 0 | 0 | 0 | 0 | 0 | 0 | 0 | 0 | 0 | 0 | 0 | 0 | 0
0 | 0 | 0 | 0 | 0 | 0 | 0 | 0 | 0 | 0 | 0 | 0 | 0 | 0 | 0 | 0 | 0 | 0 | 0 | 0
0 | 0 | 0 | 0 | 0 | 0 | 0 | 0 | 0 | 0 | 0 | 0 | 0 | 0 | 0 | 0 | 0 | 0 | 0 | 0
0 | 0 | 0 | 0 | 0 | 0 | 0 | 0 | 0 | 0 | 0 | 0 | 0 | 0 | 0 | 0 | 0 | 0 | 0 | 0
0 | 0 | 0 | 0 | 0 | 0 | 0 | 0 | 0 | 0 | 0 | 0 | 0 | 0 | 0 | 0 | 0 | 0 | 0 | 0
0 | 0 | 0 | 0 | 0 | 0 | 0 | 0 | 0 | 0 | 0 | 0 | 0 | 0 | 0 | 0 | 0 | 0 | 0 | 0
0 | 0 | 0 | 0 | 0 | 0 | 0 | 0 | 0 | 0 | 0 | 0 | 0 | 0 | 0 | 0 | 0 | 0 | 0 | 0
0 | 0 | 0 | 0 | 0 | 0 | 0 | 0 | 0 | 0 | 0 | 0 | 0 | 0 | 0 | 0 | 0 | 0 | 0 | 0
0 | 0 | 0 | 0 | 0 | 0 | 0 | 0 | 0 | 0 | 0 | 0 | 0 | 0 | 0 | 0 | 0 | 0 | 0 | 0
0 | 0 | 0 | 0 | 0 | 0 | 0 | 0 | 0 | 0 | 0 | 0 | 0 | 0 | 0 | 0 | 0 | 0 | 0 | 0
0 | 0 | 0 | 0 | 0 | 0 | 0 | 0 | 0 | 0 | 0 | 0 | 0 | 0 | 0 | 0 | 0 | 0 | 0 | 0
0 | 0 | 0 | 0 | 0 | 0 | 0 | 0 | 0 | 0 | 0 | 0 | 0 | 0 | 0 | 0 | 0 | 0 | 0 | 0
0 | 0 | 0 | 0 | 0 | 0 | 0 | 0 | 0 | 0 | 0 | 0 | 0 | 0 | 0 | 0 | 0 | 0 | 0 | 0
0 | 0 | 0 | 0 | 0 | 0 | 0 | 0 | 0 | 0 | 0 | 0 | 0 | 0 | 0 | 0 | 0 | 0 | 0 | 0
0 | 0 | 0 | 0 | 0 | 0 | 0 | 0 | 0 | 0 | 0 | 0 | 0 | 0 | 0 | 0 | 0 | 0 | 0 | 0
0 | 0 | 0 | 0 | 0 | 0 | 0 | 0 | 0 | 0 | 0 | 0 | 0 | 0 | 0 | 0 | 0 | 0 | 0 | 0
0 | 0 | 0 | 0 | 0 | 0 | 0 | 0 | 0 | 0 | 0 | 0 | 0 | 0 | 0 | 0 | 0 | 0 | 0 | 0
0 | 0 | 0 | 0 | 0 | 0 | 0 | 0 | 0 | 0 | 0 | 0 | 0 | 0 | 0 | 0 | 0 | 0 | 0 | 0
0 | 0 | 0 | 0 | 0 | 0 | 0 | 0 | 0 | 0 | 0 | 0 | 0 | 0 | 0 | 0 | 0 | 0 | 0 | 0
0 | 0 | 0 | 0 | 0 | 0 | 0 | 0 | 0 | 0 | 0 | 0 | 0 | 0 | 0 | 0 | 0 | 0 | 0 | 0
0 | 0 | 0 | 0 | 0 | 0 | 0 | 0 | 0 | 0 | 0 | 0 | 0 | 0 | 0 | 0 | 0 | 0 | 0 | 0
0 | 0 | 0 | 0 | 0 | 0 | 0 | 0 | 0 | 0 | 0 | 0 | 0 | 0 | 0 | 0 | 0 | 0 | 0 | 0
0 | 0 | 0 | 0 | 0 | 0 | 0 | 0 | 0 | 0 | 0 | 0 | 0 | 0 | 0 | 0 | 0 | 0 | 0 | 0
0 | 0 | 0 | 0 | 0 | 0 | 0 | 0 | 0 | 0 | 0 | 0 | 0 | 0 | 0 | 0 | 0 | 0 | 0 | 0
0 | 0 | 0 | 0 | 0 | 0 | 0 | 0 | 0 | 0 | 0 | 0 | 0 | 0 | 0 | 0 | 0 | 0 | 0 | 0
0 | 0 | 0 | 0 | 0 | 0 | 0 | 0 | 0 | 0 | 0 | 0 | 0 | 0 | 0 | 0 | 0 | 0 | 0 | 0
0 | 0 | 0 | 0 | 0 | 0 | 0 | 0 | 0 | 0 | 0 | 0 | 0 | 0 | 0 | 0 | 0 | 0 | 0 | 0
0 | 0 | 0 | 0 | 0 | 0 | 0 | 0 | 0 | 0 | 0 | 0 | 0 | 0 | 0 | 0 | 0 | 0 | 0 | 0
0 | 0 | 0 | 0 | 0 | 0 | 0 | 0 | 0 | 0 | 0 | 0 | 0 | 0 | 0 | 0 | 0 | 0 | 0 | 0
0 | 0 | 0 | 0 | 0 | 0 | 0 | 0 | 0 | 0 | 0 | 0 | 0 | 0 | 0 | 0 | 0 | 0 | 0 | 0
0 | 0 | 0 | 0 | 0 | 0 | 0 | 0 | 0 | 0 | 0 | 0 | 0 | 0 | 0 | 0 | 0 | 0 | 0 | 0
0 | 0 | 0 | 0 | 0 | 0 | 0 | 0 | 0 | 0 | 0 | 0 | 0 | 0 | 0 | 0 | 0 | 0 | 0 | 0
0 | 0 | 0 | 0 | 0 | 0 | 0 | 0 | 0 | 0 | 0 | 0 | 0 | 0 | 0 | 0 | 0 | 0 | 0 | 0
0 | 0 | 0 | 0 | 0 | 0 | 0 | 0 | 0 | 0 | 0 | 0 | 0 | 0 | 0 | 0 | 0 | 0 | 0 | 0
0 | 0 | 0 | 0 | 0 | 0 | 0 | 0 | 0 | 0 | 0 | 0 | 0 | 0 | 0 | 0 | 0 | 0 | 0 | 0
0 | 0 | 0 | 0 | 0 | 0 | 0 | 0 | 0 | 0 | 0 | 0 | 0 | 0 | 0 | 0 | 0 | 0 | 0 | 0
0 | 0 | 0 | 0 | 0 | 0 | 0 | 0 | 0 | 0 | 0 | 0 | 0 | 0 | 0 | 0 | 0 | 0 | 0 | 0
0 | 0 | 0 | 0 | 0 | 0 | 0 | 0 | 0 | 0 | 0 | 0 | 0 | 0 | 0 | 0 | 0 | 0 | 0 | 0
0 | 0 | 0 | 0 | 0 | 0 | 0 | 0 | 0 | 0 | 0 | 0 | 0 | 0 | 0 | 0 | 0 | 0 | 0 | 0
0 | 0 | 0 | 0 | 0 | 0 | 0 | 0 | 0 | 0 | 0 | 0 | 0 | 0 | 0 | 0 | 0 | 0 | 0 | 0
0 | 0 | 0 | 0 | 0 | 0 | 0 | 0 | 0 | 0 | 0 | 0 | 0 | 0 | 0 | 0 | 0 | 0 | 0 | 0
0 | 0 | 0 | 0 | 0 | 0 | 0 | 0 | 0 | 0 | 0 | 0 | 0 | 0 | 0 | 0 | 0 | 0 | 0 | 0
0 | 0 | 0 | 0 | 0 | 0 | 0 | 0 | 0 | 0 | 0 | 0 | 0 | 0 | 0 | 0 | 0 | 0 | 0 | 0
0 | 0 | 0 | 0 | 0 | 0 | 0 | 0 | 0 | 0 | 0 | 0 | 0 | 0 | 0 | 0 | 0 | 0 | 0 | 0
0 | 0 | 0 | 0 | 0 | 0 | 0 | 0 | 0 | 0 | 0 | 0 | 0 | 0 | 0 | 0 | 0 | 0 | 0 | 0
0 | 0 | 0 | 0 | 0 | 0 | 0 | 0 | 0 | 0 | 0 | 0 | 0 | 0 | 0 | 0 | 0 | 0 | 0 | 0
0 | 0 | 0 | 0 | 0 | 0 | 0 | 0 | 0 | 0 | 0 | 0 | 0 | 0 | 0 | 0 | 0 | 0 | 0 | 0
0 | 0 | 0 | 0 | 0 | 0 | 0 | 0 | 0 | 0 | 0 | 0 | 0 | 0 | 0 | 0 | 0 | 0 | 0 | 0
0 | 0 | 0 | 0 | 0 | 0 | 0 | 0 | 0 | 0 | 0 | 0 | 0 | 0 | 0 | 0 | 0 | 0 | 0 | 0
0 | 0 | 0 | 0 | 0 | 0 | 0 | 0 | 0 | 0 | 0 | 0 | 0 | 0 | 0 | 0 | 0 | 0 | 0 | 0
0 | 0 | 0 | 0 | 0 | 0 | 0 | 0 | 0 | 0 | 0 | 0 | 0 | 0 | 0 | 0 | 0 | 0 | 0 | 0
0 | 0 | 0 | 0 | 0 | 0 | 0 | 0 | 0 | 0 | 0 | 0 | 0 | 0 | 0 | 0 | 0 | 0 | 0 | 0
0 | 0 | 0 | 0 | 0 | 0 | 0 | 0 | 0 | 0 | 0 | 0 | 0 | 0 | 0 | 0 | 0 | 0 | 0 | 0
0 | 0 | 0 | 0 | 0 | 0 | 0 | 0 | 0 | 0 | 0 | 0 | 0 | 0 | 0 | 0 | 0 | 0 | 0 | 0
0 | 0 | 0 | 0 | 0 | 0 | 0 | 0 | 0 | 0 | 0 | 0 | 0 | 0 | 0 | 0 | 0 | 0 | 0 | 0
0 | 0 | 0 | 0 | 0 | 0 | 0 | 0 | 0 | 0 | 0 | 0 | 0 | 0 | 0 | 0 | 0 | 0 | 0 | 0
0 | 0 | 0 | 0 | 0 | 0 | 0 | 0 | 0 | 0 | 0 | 0 | 0 | 0 | 0 | 0 | 0 | 0 | 0 | 0
0 | 0 | 0 | 0 | 0 | 0 | 0 | 0 | 0 | 0 | 0 | 0 | 0 | 0 | 0 | 0 | 0 | 0 | 0 | 0
0 | 0 | 0 | 0 | 0 | 0 | 0 | 0 | 0 | 0 | 0 | 0 | 0 | 0 | 0 | 0 | 0 | 0 | 0 | 0
0 | 0 | 0 | 0 | 0 | 0 | 0 | 0 | 0 | 0 | 0 | 0 | 0 | 0 | 0 | 0 | 0 | 0 | 0 | 0
0 | 0 | 0 | 0 | 0 | 0 | 0 | 0 | 0 | 0 | 0 | 0 | 0 | 0 | 0 | 0 | 0 | 0 | 0 | 0
0 | 0 | 0 | 0 | 0 | 0 | 0 | 0 | 0 | 0 | 0 | 0 | 0 | 0 | 0 | 0 | 0 | 0 | 0 | 0
0 | 0 | 0 | 0 | 0 | 0 | 0 | 0 | 0 | 0 | 0 | 0 | 0 | 0 | 0 | 0 | 0 | 0 | 0 | 0
0 | 0 | 0 | 0 | 0 | 0 | 0 | 0 | 0 | 0 | 0 | 0 | 0 | 0 | 0 | 0 | 0 | 0 | 0 | 0
0 | 0 | 0 | 0 | 0 | 0 | 0 | 0 | 0 | 0 | 0 | 0 | 0 | 0 | 0 | 0 | 0 | 0 | 0 | 0
0 | 0 | 0 | 0 | 0 | 0 | 0 | 0 | 0 | 0 | 0 | 0 | 0 | 0 | 0 | 0 | 0 | 0 | 0 | 0
0 | 0 | 0 | 0 | 0 | 0 | 0 | 0 | 0 | 0 | 0 | 0 | 0 | 0 | 0 | 0 | 0 | 0 | 0 | 0
0 | 0 | 0 | 0 | 0 | 0 | 0 | 0 | 0 | 0 | 0 | 0 | 0 | 0 | 0 | 0 | 0 | 0 | 0 | 0
0 | 0 | 0 | 0 | 0 | 0 | 0 | 0 | 0 | 0 | 0 | 0 | 0 | 0 | 0 | 0 | 0 | 0 | 0 | 0
0 | 0 | 0 | 0 | 0 | 0 | 0 | 0 | 0 | 0 | 0 | 0 | 0 | 0 | 0 | 0 | 0 | 0 | 0 | 0
0 | 0 | 0 | 0 | 0 | 0 | 0 | 0 | 0 | 0 | 0 | 0 | 0 | 0 | 0 | 0 | 0 | 0 | 0 | 0
0 | 0 | 0 | 0 | 0 | 0 | 0 | 0 | 0 | 0 | 0 | 0 | 0 | 0 | 0 | 0 | 0 | 0 | 0 | 0
0 | 0 | 0 | 0 | 0 | 0 | 0 | 0 | 0 | 0 | 0 | 0 | 0 | 0 | 0 | 0 | 0 | 0 | 0 | 0
0 | 0 | 0 | 0 | 0 | 0 | 0 | 0 | 0 | 0 | 0 | 0 | 0 | 0 | 0 | 0 | 0 | 0 | 0 | 0
0 | 0 | 0 | 0 | 0 | 0 | 0 | 0 | 0 | 0 | 0 | 0 | 0 | 0 | 0 | 0 | 0 | 0 | 0 | 0
0 | 0 | 0 | 0 | 0 | 0 | 0 | 0 | 0 | 0 | 0 | 0 | 0 | 0 | 0 | 0 | 0 | 0 | 0 | 0
0 | 0 | 0 | 0 | 0 | 0 | 0 | 0 | 0 | 0 | 0 | 0 | 0 | 0 | 0 | 0 | 0 | 0 | 0 | 0
0 | 0 | 0 | 0 | 0 | 0 | 0 | 0 | 0 | 0 | 0 | 0 | 0 | 0 | 0 | 0 | 0 | 0 | 0 | 0
0 | 0 | 0 | 0 | 0 | 0 | 0 | 0 | 0 | 0 | 0 | 0 | 0 | 0 | 0 | 0 | 0 | 0 | 0 | 0
0 | 0 | 0 | 0 | 0 | 0 | 0 | 0 | 0 | 0 | 0 | 0 | 0 | 0 | 0 | 0 | 0 | 0 | 0 | 0
0 | 0 | 0 | 0 | 0 | 0 | 0 | 0 | 0 | 0 | 0 | 0 | 0 | 0 | 0 | 0 | 0 | 0 | 0 | 0
0 | 0 | 0 | 0 | 0 | 0 | 0 | 0 | 0 | 0 | 0 | 0 | 0 | 0 | 0 | 0 | 0 | 0 | 0 | 0
0 | 0 | 0 | 0 | 0 | 0 | 0 | 0 | 0 | 0 | 0 | 0 | 0 | 0 | 0 | 0 | 0 | 0 | 0 | 0
0 | 0 | 0 | 0 | 0 | 0 | 0 | 0 | 0 | 0 | 0 | 0 | 0 | 0 | 0 | 0 | 0 | 0 | 0 | 0
0 | 0 | 0 | 0 | 0 | 0 | 0 | 0 | 0 | 0 | 0 | 0 | 0 | 0 | 0 | 0 | 0 | 0 | 0 | 0
0 | 0 | 0 | 0 | 0 | 0 | 0 | 0 | 0 | 0 | 0 | 0 | 0 | 0 | 0 | 0 | 0 | 0 | 0 | 0
0 | 0 | 0 | 0 | 0 | 0 | 0 | 0 | 0 | 0 | 0 | 0 | 0 | 0 | 0 | 0 | 0 | 0 | 0 | 0
0 | 0 | 0 | 0 | 0 | 0 | 0 | 0 | 0 | 0 | 0 | 0 | 0 | 0 | 0 | 0 | 0 | 0 | 0 | 0
0 | 0 | 0 | 0 | 0 | 0 | 0 | 0 | 0 | 0 | 0 | 0 | 0 | 0 | 0 | 0 | 0 | 0 | 0 | 0
0 | 0 | 0 | 0 | 0 | 0 | 0 | 0 | 0 | 0 | 0 | 0 | 0 | 0 | 0 | 0 | 0 | 0 | 0 | 0
0 | 0 | 0 | 0 | 0 | 0 | 0 | 0 | 0 | 0 | 0 | 0 | 0 | 0 | 0 | 0 | 0 | 0 | 0 | 0
0 | 0 | 0 | 0 | 0 | 0 | 0 | 0 | 0 | 0 | 0 | 0 | 0 | 0 | 0 | 0 | 0 | 0 | 0 | 0
0 | 0 | 0 | 0 | 0 | 0 | 0 | 0 | 0 | 0 | 0 | 0 | 0 | 0 | 0 | 0 | 0 | 0 | 0 | 0
0 | 0 | 0 | 0 | 0 | 0 | 0 | 0 | 0 | 0 | 0 | 0 | 0 | 0 | 0 | 0 | 0 | 0 | 0 | 0
0 | 0 | 0 | 0 | 0 | 0 | 0 | 0 | 0 | 0 | 0 | 0 | 0 | 0 | 0 | 0 | 0 | 0 | 0 | 0
0 | 0 | 0 | 0 | 0 | 0 | 0 | 0 | 0 | 0 | 0 | 0 | 0 | 0 | 0 | 0 | 0 | 0 | 0 | 0
0 | 0 | 0 | 0 | 0 | 0 | 0 | 0 | 0 | 0 | 0 | 0 | 0 | 0 | 0 | 0 | 0 | 0 | 0 | 0
0 | 0 | 0 | 0 | 0 | 0 | 0 | 0 | 0 | 0 | 0 | 0 | 0 | 0 | 0 | 0 | 0 | 0 | 0 | 0
0 | 0 | 0 | 0 | 0 | 0 | 0 | 0 | 0 | 0 | 0 | 0 | 0 | 0 | 0 | 0 | 0 | 0 | 0 | 0
0 | 0 | 0 | 0 | 0 | 0 | 0 | 0 | 0 | 0 | 0 | 0 | 0 | 0 | 0 | 0 | 0 | 0 | 0 | 0
0 | 0 | 0 | 0 | 0 | 0 | 0 | 0 | 0 | 0 | 0 | 0 | 0 | 0 | 0 | 0 | 0 | 0 | 0 | 0
0 | 0 | 0 | 0 | 0 | 0 | 0 | 0 | 0 | 0 | 0 | 0 | 0 | 0 | 0 | 0 | 0 | 0 | 0 | 0
0 | 0 | 0 | 0 | 0 | 0 | 0 | 0 | 0 | 0 | 0 | 0 | 0 | 0 | 0 | 0 | 0 | 0 | 0 | 0
0 | 0 | 0 | 0 | 0 | 0 | 0 | 0 | 0 | 0 | 0 | 0 | 0 | 0 | 0 | 0 | 0 | 0 | 0 | 0
0 | 0 | 0 | 0 | 0 | 0 | 0 | 0 | 0 | 0 | 0 | 0 | 0 | 0 | 0 | 0 | 0 | 0 | 0 | 0
0 | 0 | 0 | 0 | 0 | 0 | 0 | 0 | 0 | 0 | 0 | 0 | 0 | 0 | 0 | 0 | 0 | 0 | 0 | 0
0 | 0 | 0 | 0 | 0 | 0 | 0 | 0 | 0 | 0 | 0 | 0 | 0 | 0 | 0 | 0 | 0 | 0 | 0 | 0
0 | 0 | 0 | 0 | 0 | 0 | 0 | 0 | 0 | 0 | 0 | 0 | 0 | 0 | 0 | 0 | 0 | 0 | 0 | 0
0 | 0 | 0 | 0 | 0 | 0 | 0 | 0 | 0 | 0 | 0 | 0 | 0 | 0 | 0 | 0 | 0 | 0 | 0 | 0
0 | 0 | 0 | 0 | 0 | 0 | 0 | 0 | 0 | 0 | 0 | 0 | 0 | 0 | 0 | 0 | 0 | 0 | 0 | 0
0 | 0 | 0 | 0 | 0 | 0 | 0 | 0 | 0 | 0 | 0 | 0 | 0 | 0 | 0 | 0 | 0 | 0 | 0 | 0
0 | 0 | 0 | 0 | 0 | 0 | 0 | 0 | 0 | 0 | 0 | 0 | 0 | 0 | 0 | 0 | 0 | 0 | 0 | 0
0 | 0 | 0 | 0 | 0 | 0 | 0 | 0 | 0 | 0 | 0 | 0 | 0 | 0 | 0 | 0 | 0 | 0 | 0 | 0
0 | 0 | 0 | 0 | 0 | 0 | 0 | 0 | 0 | 0 | 0 | 0 | 0 | 0 | 0 | 0 | 0 | 0 | 0 | 0
0 | 0 | 0 | 0 | 0 | 0 | 0 | 0 | 0 | 0 | 0 | 0 | 0 | 0 | 0 | 0 | 0 | 0 | 0 | 0
0 | 0 | 0 | 0 | 0 | 0 | 0 | 0 | 0 | 0 | 0 | 0 | 0 | 0 | 0 | 0 | 0 | 0 | 0 | 0
0 | 0 | 0 | 0 | 0 | 0 | 0 | 0 | 0 | 0 | 0 | 0 | 0 | 0 | 0 | 0 | 0 | 0 | 0 | 0
0 | 0 | 0 | 0 | 0 | 0 | 0 | 0 | 0 | 0 | 0 | 0 | 0 | 0 | 0 | 0 | 0 | 0 | 0 | 0
0 | 0 | 0 | 0 | 0 | 0 | 0 | 0 | 0 | 0 | 0 | 0 | 0 | 0 | 0 | 0 | 0 | 0 | 0 | 0
0 | 0 | 0 | 0 | 0 | 0 | 0 | 0 | 0 | 0 | 0 | 0 | 0 | 0 | 0 | 0 | 0 | 0 | 0 | 0
0 | 0 | 0 | 0 | 0 | 0 | 0 | 0 | 0 | 0 | 0 | 0 | 0 | 0 | 0 | 0 | 0 | 0 | 0 | 0
0 | 0 | 0 | 0 | 0 | 0 | 0 | 0 | 0 | 0 | 0 | 0 | 0 | 0 | 0 | 0 | 0 | 0 | 0 | 0
0 | 0 | 0 | 0 | 0 | 0 | 0 | 0 | 0 | 0 | 0 | 0 | 0 | 0 | 0 | 0 | 0 | 0 | 0 | 0
0 | 0 | 0 | 0 | 0 | 0 | 0 | 0 | 0 | 0 | 0 | 0 | 0 | 0 | 0 | 0 | 0 | 0 | 0 | 0
0 | 0 | 0 | 0 | 0 | 0 | 0 | 0 | 0 | 0 | 0 | 0 | 0 | 0 | 0 | 0 | 0 | 0 | 0 | 0
0 | 0 | 0 | 0 | 0 | 0 | 0 | 0 | 0 | 0 | 0 | 0 | 0 | 0 | 0 | 0 | 0 | 0 | 0 | 0
0 | 0 | 0 | 0 | 0 | 0 | 0 | 0 | 0 | 0 | 0 | 0 | 0 | 0 | 0 | 0 | 0 | 0 | 0 | 0
0 | 0 | 0 | 0 | 0 | 0 | 0 | 0 | 0 | 0 | 0 | 0 | 0 | 0 | 0 | 0 | 0 | 0 | 0 | 0
0 | 0 | 0 | 0 | 0 | 0 | 0 | 0 | 0 | 0 | 0 | 0 | 0 | 0 | 0 | 0 | 0 | 0 | 0 | 0
0 | 0 | 0 | 0 | 0 | 0 | 0 | 0 | 0 | 0 | 0 | 0 | 0 | 0 | 0 | 0 | 0 | 0 | 0 | 0
0 | 0 | 0 | 0 | 0 | 0 | 0 | 0 | 0 | 0 | 0 | 0 | 0 | 0 | 0 | 0 | 0 | 0 | 0 | 0
0 | 0 | 0 | 0 | 0 | 0 | 0 | 0 | 0 | 0 | 0 | 0 | 0 | 0 | 0 | 0 | 0 | 0 | 0 | 0
0 | 0 | 0 | 0 | 0 | 0 | 0 | 0 | 0 | 0 | 0 | 0 | 0 | 0 | 0 | 0 | 0 | 0 | 0 | 0
0 | 0 | 0 | 0 | 0 | 0 | 0 | 0 | 0 | 0 | 0 | 0 | 0 | 0 | 0 | 0 | 0 | 0 | 0 | 0
0 | 0 | 0 | 0 | 0 | 0 | 0 | 0 | 0 | 0 | 0 | 0 | 0 | 0 | 0 | 0 | 0 | 0 | 0 | 0
0 | 0 | 0 | 0 | 0 | 0 | 0 | 0 | 0 | 0 | 0 | 0 | 0 | 0 | 0 | 0 | 0 | 0 | 0 | 0
0 | 0 | 0 | 0 | 0 | 0 | 0 | 0 | 0 | 0 | 0 | 0 | 0 | 0 | 0 | 0 | 0 | 0 | 0 | 0
0 | 0 | 0 | 0 | 0 | 0 | 0 | 0 | 0 | 0 | 0 | 0 | 0 | 0 | 0 | 0 | 0 | 0 | 0 | 0
0 | 0 | 0 | 0 | 0 | 0 | 0 | 0 | 0 | 0 | 0 | 0 | 0 | 0 | 0 | 0 | 0 | 0 | 0 | 0
0 | 0 | 0 | 0 | 0 | 0 | 0 | 0 | 0 | 0 | 0 | 0 | 0 | 0 | 0 | 0 | 0 | 0 | 0 | 0
0 | 0 | 0 | 0 | 0 | 0 | 0 | 0 | 0 | 0 | 0 | 0 | 0 | 0 | 0 | 0 | 0 | 0 | 0 | 0
0 | 0 | 0 | 0 | 0 | 0 | 0 | 0 | 0 | 0 | 0 | 0 | 0 | 0 | 0 | 0 | 0 | 0 | 0 | 0
0 | 0 | 0 | 0 | 0 | 0 | 0 | 0 | 0 | 0 | 0 | 0 | 0 | 0 | 0 | 0 | 0 | 0 | 0 | 0
0 | 0 | 0 | 0 | 0 | 0 | 0 | 0 | 0 | 0 | 0 | 0 | 0 | 0 | 0 | 0 | 0 | 0 | 0 | 0
0 | 0 | 0 | 0 | 0 | 0 | 0 | 0 | 0 | 0 | 0 | 0 | 0 | 0 | 0 | 0 | 0 | 0 | 0 | 0
0 | 0 | 0 | 0 | 0 | 0 | 0 | 0 | 0 | 0 | 0 | 0 | 0 | 0 | 0 | 0 | 0 | 0 | 0 | 0
0 | 0 | 0 | 0 | 0 | 0 | 0 | 0 | 0 | 0 | 0 | 0 | 0 | 0 | 0 | 0 | 0 | 0 | 0 | 0
0 | 0 | 0 | 0 | 0 | 0 | 0 | 0 | 0 | 0 | 0 | 0 | 0 | 0 | 0 | 0 | 0 | 0 | 0 | 0
0 | 0 | 0 | 0 | 0 | 0 | 0 | 0 | 0 | 0 | 0 | 0 | 0 | 0 | 0 | 0 | 0 | 0 | 0 | 0
0 | 0 | 0 | 0 | 0 | 0 | 0 | 0 | 0 | 0 | 0 | 0 | 0 | 0 | 0 | 0 | 0 | 0 | 0 | 0
0 | 0 | 0 | 0 | 0 | 0 | 0 | 0 | 0 | 0 | 0 | 0 | 0 | 0 | 0 | 0 | 0 | 0 | 0 | 0
0 | 0 | 0 | 0 | 0 | 0 | 0 | 0 | 0 | 0 | 0 | 0 | 0 | 0 | 0 | 0 | 0 | 0 | 0 | 0
0 | 0 | 0 | 0 | 0 | 0 | 0 | 0 | 0 | 0 | 0 | 0 | 0 | 0 | 0 | 0 | 0 | 0 | 0 | 0
0 | 0 | 0 | 0 | 0 | 0 | 0 | 0 | 0 | 0 | 0 | 0 | 0 | 0 | 0 | 0 | 0 | 0 | 0 | 0
0 | 0 | 0 | 0 | 0 | 0 | 0 | 0 | 0 | 0 | 0 | 0 | 0 | 0 | 0 | 0 | 0 | 0 | 0 | 0
0 | 0 | 0 | 0 | 0 | 0 | 0 | 0 | 0 | 0 | 0 | 0 | 0 | 0 | 0 | 0 | 0 | 0 | 0 | 0
0 | 0 | 0 | 0 | 0 | 0 | 0 | 0 | 0 | 0 | 0 | 0 | 0 | 0 | 0 | 0 | 0 | 0 | 0 | 0
0 | 0 | 0 | 0 | 0 | 0 | 0 | 0 | 0 | 0 | 0 | 0 | 0 | 0 | 0 | 0 | 0 | 0 | 0 | 0
0 | 0 | 0 | 0 | 0 | 0 | 0 | 0 | 0 | 0 | 0 | 0 | 0 | 0 | 0 | 0 | 0 | 0 | 0 | 0
0 | 0 | 0 | 0 | 0 | 0 | 0 | 0 | 0 | 0 | 0 | 0 | 0 | 0 | 0 | 0 | 0 | 0 | 0 | 0
0 | 0 | 0 | 0 | 0 | 0 | 0 | 0 | 0 | 0 | 0 | 0 | 0 | 0 | 0 | 0 | 0 | 0 | 0 | 0
0 | 0 | 0 | 0 | 0 | 0 | 0 | 0 | 0 | 0 | 0 | 0 | 0 | 0 | 0 | 0 | 0 | 0 | 0 | 0
0 | 0 | 0 | 0 | 0 | 0 | 0 | 0 | 0 | 0 | 0 | 0 | 0 | 0 | 0 | 0 | 0 | 0 | 0 | 0
0 | 0 | 0 | 0 | 0 | 0 | 0 | 0 | 0 | 0 | 0 | 0 | 0 | 0 | 0 | 0 | 0 | 0 | 0 | 0
0 | 0 | 0 | 0 | 0 | 0 | 0 | 0 | 0 | 0 | 0 | 0 | 0 | 0 | 0 | 0 | 0 | 0 | 0 | 0
0 | 0 | 0 | 0 | 0 | 0 | 0 | 0 | 0 | 0 | 0 | 0 | 0 | 0 | 0 | 0 | 0 | 0 | 0 | 0
0 | 0 | 0 | 0 | 0 | 0 | 0 | 0 | 0 | 0 | 0 | 0 | 0 | 0 | 0 | 0 | 0 | 0 | 0 | 0
0 | 0 | 0 | 0 | 0 | 0 | 0 | 0 | 0 | 0 | 0 | 0 | 0 | 0 | 0 | 0 | 0 | 0 | 0 | 0
0 | 0 | 0 | 0 | 0 | 0 | 0 | 0 | 0 | 0 | 0 | 0 | 0 | 0 | 0 | 0 | 0 | 0 | 0 | 0
0 | 0 | 0 | 0 | 0 | 0 | 0 | 0 | 0 | 0 | 0 | 0 | 0 | 0 | 0 | 0 | 0 | 0 | 0 | 0
0 | 0 | 0 | 0 | 0 | 0 | 0 | 0 | 0 | 0 | 0 | 0 | 0 | 0 | 0 | 0 | 0 | 0 | 0 | 0
0 | 0 | 0 | 0 | 0 | 0 | 0 | 0 | 0 | 0 | 0 | 0 | 0 | 0 | 0 | 0 | 0 | 0 | 0 | 0
0 | 0 | 0 | 0 | 0 | 0 | 0 | 0 | 0 | 0 | 0 | 0 | 0 | 0 | 0 | 0 | 0 | 0 | 0 | 0
0 | 0 | 0 | 0 | 0 | 0 | 0 | 0 | 0 | 0 | 0 | 0 | 0 | 0 | 0 | 0 | 0 | 0 | 0 | 0
0 | 0 | 0 | 0 | 0 | 0 | 0 | 0 | 0 | 0 | 0 | 0 | 0 | 0 | 0 | 0 | 0 | 0 | 0 | 0
0 | 0 | 0 | 0 | 0 | 0 | 0 | 0 | 0 | 0 | 0 | 0 | 0 | 0 | 0 | 0 | 0 | 0 | 0 | 0
0 | 0 | 0 | 0 | 0 | 0 | 0 | 0 | 0 | 0 | 0 | 0 | 0 | 0 | 0 | 0 | 0 | 0 | 0 | 0
0 | 0 | 0 | 0 | 0 | 0 | 0 | 0 | 0 | 0 | 0 | 0 | 0 | 0 | 0 | 0 | 0 | 0 | 0 | 0
0 | 0 | 0 | 0 | 0 | 0 | 0 | 0 | 0 | 0 | 0 | 0 | 0 | 0 | 0 | 0 | 0 | 0 | 0 | 0
0 | 0 | 0 | 0 | 0 | 0 | 0 | 0 | 0 | 0 | 0 | 0 | 0 | 0 | 0 | 0 | 0 | 0 | 0 | 0
0 | 0 | 0 | 0 | 0 | 0 | 0 | 0 | 0 | 0 | 0 | 0 | 0 | 0 | 0 | 0 | 0 | 0 | 0 | 0
0 | 0 | 0 | 0 | 0 | 0 | 0 | 0 | 0 | 0 | 0 | 0 | 0 | 0 | 0 | 0 | 0 | 0 | 0 | 0
0 | 0 | 0 | 0 | 0 | 0 | 0 | 0 | 0 | 0 | 0 | 0 | 0 | 0 | 0 | 0 | 0 | 0 | 0 | 0
0 | 0 | 0 | 0 | 0 | 0 | 0 | 0 | 0 | 0 | 0 | 0 | 0 | 0 | 0 | 0 | 0 | 0 | 0 | 0
0 | 0 | 0 | 0 | 0 | 0 | 0 | 0 | 0 | 0 | 0 | 0 | 0 | 0 | 0 | 0 | 0 | 0 | 0 | 0
0 | 0 | 0 | 0 | 0 | 0 | 0 | 0 | 0 | 0 | 0 | 0 | 0 | 0 | 0 | 0 | 0 | 0 | 0 | 0
0 | 0 | 0 | 0 | 0 | 0 | 0 | 0 | 0 | 0 | 0 | 0 | 0 | 0 | 0 | 0 | 0 | 0 | 0 | 0
0 | 0 | 0 | 0 | 0 | 0 | 0 | 0 | 0 | 0 | 0 | 0 | 0 | 0 | 0 | 0 | 0 | 0 | 0 | 0
0 | 0 | 0 | 0 | 0 | 0 | 0 | 0 | 0 | 0 | 0 | 0 | 0 | 0 | 0 | 0 | 0 | 0 | 0 | 0
0 | 0 | 0 | 0 | 0 | 0 | 0 | 0 | 0 | 0 | 0 | 0 | 0 | 0 | 0 | 0 | 0 | 0 | 0 | 0
0 | 0 | 0 | 0 | 0 | 0 | 0 | 0 | 0 | 0 | 0 | 0 | 0 | 0 | 0 | 0 | 0 | 0 | 0 | 0
0 | 0 | 0 | 0 | 0 | 0 | 0 | 0 | 0 | 0 | 0 | 0 | 0 | 0 | 0 | 0 | 0 | 0 | 0 | 0
0 | 0 | 0 | 0 | 0 | 0 | 0 | 0 | 0 | 0 | 0 | 0 | 0 | 0 | 0 | 0 | 0 | 0 | 0 | 0
0 | 0 | 0 | 0 | 0 | 0 | 0 | 0 | 0 | 0 | 0 | 0 | 0 | 0 | 0 | 0 | 0 | 0 | 0 | 0
0 | 0 | 0 | 0 | 0 | 0 | 0 | 0 | 0 | 0 | 0 | 0 | 0 | 0 | 0 | 0 | 0 | 0 | 0 | 0
0 | 0 | 0 | 0 | 0 | 0 | 0 | 0 | 0 | 0 | 0 | 0 | 0 | 0 | 0 | 0 | 0 | 0 | 0 | 0
0 | 0 | 0 | 0 | 0 | 0 | 0 | 0 | 0 | 0 | 0 | 0 | 0 | 0 | 0 | 0 | 0 | 0 | 0 | 0
0 | 0 | 0 | 0 | 0 | 0 | 0 | 0 | 0 | 0 | 0 | 0 | 0 | 0 | 0 | 0 | 0 | 0 | 0 | 0
0 | 0 | 0 | 0 | 0 | 0 | 0 | 0 | 0 | 0 | 0 | 0 | 0 | 0 | 0 | 0 | 0 | 0 | 0 | 0
0 | 0 | 0 | 0 | 0 | 0 | 0 | 0 | 0 | 0 | 0 | 0 | 0 | 0 | 0 | 0 | 0 | 0 | 0 | 0
0 | 0 | 0 | 0 | 0 | 0 | 0 | 0 | 0 | 0 | 0 | 0 | 0 | 0 | 0 | 0 | 0 | 0 | 0 | 0
0 | 0 | 0 | 0 | 0 | 0 | 0 | 0 | 0 | 0 | 0 | 0 | 0 | 0 | 0 | 0 | 0 | 0 | 0 | 0
0 | 0 | 0 | 0 | 0 | 0 | 0 | 0 | 0 | 0 | 0 | 0 | 0 | 0 | 0 | 0 | 0 | 0 | 0 | 0
0 | 0 | 0 | 0 | 0 | 0 | 0 | 0 | 0 | 0 | 0 | 0 | 0 | 0 | 0 | 0 | 0 | 0 | 0 | 0
0 | 0 | 0 | 0 | 0 | 0 | 0 | 0 | 0 | 0 | 0 | 0 | 0 | 0 | 0 | 0 | 0 | 0 | 0 | 0
0 | 0 | 0 | 0 | 0 | 0 | 0 | 0 | 0 | 0 | 0 | 0 | 0 | 0 | 0 | 0 | 0 | 0 | 0 | 0
0 | 0 | 0 | 0 | 0 | 0 | 0 | 0 | 0 | 0 | 0 | 0 | 0 | 0 | 0 | 0 | 0 | 0 | 0 | 0
0 | 0 | 0 | 0 | 0 | 0 | 0 | 0 | 0 | 0 | 0 | 0 | 0 | 0 | 0 | 0 | 0 | 0 | 0 | 0
0 | 0 | 0 | 0 | 0 | 0 | 0 | 0 | 0 | 0 | 0 | 0 | 0 | 0 | 0 | 0 | 0 | 0 | 0 | 0
0 | 0 | 0 | 0 | 0 | 0 | 0 | 0 | 0 | 0 | 0 | 0 | 0 | 0 | 0 | 0 | 0 | 0 | 0 | 0
0 | 0 | 0 | 0 | 0 | 0 | 0 | 0 | 0 | 0 | 0 | 0 | 0 | 0 | 0 | 0 | 0 | 0 | 0 | 0
0 | 0 | 0 | 0 | 0 | 0 | 0 | 0 | 0 | 0 | 0 | 0 | 0 | 0 | 0 | 0 | 0 | 0 | 0 | 0
0 | 0 | 0 | 0 | 0 | 0 | 0 | 0 | 0 | 0 | 0 | 0 | 0 | 0 | 0 | 0 | 0 | 0 | 0 | 0
0 | 0 | 0 | 0 | 0 | 0 | 0 | 0 | 0 | 0 | 0 | 0 | 0 | 0 | 0 | 0 | 0 | 0 | 0 | 0
0 | 0 | 0 | 0 | 0 | 0 | 0 | 0 | 0 | 0 | 0 | 0 | 0 | 0 | 0 | 0 | 0 | 0 | 0 | 0
0 | 0 | 0 | 0 | 0 | 0 | 0 | 0 | 0 | 0 | 0 | 0 | 0 | 0 | 0 | 0 | 0 | 0 | 0 | 0
0 | 0 | 0 | 0 | 0 | 0 | 0 | 0 | 0 | 0 | 0 | 0 | 0 | 0 | 0 | 0 | 0 | 0 | 0 | 0
0 | 0 | 0 | 0 | 0 | 0 | 0 | 0 | 0 | 0 | 0 | 0 | 0 | 0 | 0 | 0 | 0 | 0 | 0 | 0
0 | 0 | 0 | 0 | 0 | 0 | 0 | 0 | 0 | 0 | 0 | 0 | 0 | 0 | 0 | 0 | 0 | 0 | 0 | 0
0 | 0 | 0 | 0 | 0 | 0 | 0 | 0 | 0 | 0 | 0 | 0 | 0 | 0 | 0 | 0 | 0 | 0 | 0 | 0
0 | 0 | 0 | 0 | 0 | 0 | 0 | 0 | 0 | 0 | 0 | 0 | 0 | 0 | 0 | 0 | 0 | 0 | 0 | 0
0 | 0 | 0 | 0 | 0 | 0 | 0 | 0 | 0 | 0 | 0 | 0 | 0 | 0 | 0 | 0 | 0 | 0 | 0 | 0
0 | 0 | 0 | 0 | 0 | 0 | 0 | 0 | 0 | 0 | 0 | 0 | 0 | 0 | 0 | 0 | 0 | 0 | 0 | 0
0 | 0 | 0 | 0 | 0 | 0 | 0 | 0 | 0 | 0 | 0 | 0 | 0 | 0 | 0 | 0 | 0 | 0 | 0 | 0
0 | 0 | 0 | 0 | 0 | 0 | 0 | 0 | 0 | 0 | 0 | 0 | 0 | 0 | 0 | 0 | 0 | 0 | 0 | 0
0 | 0 | 0 | 0 | 0 | 0 | 0 | 0 | 0 | 0 | 0 | 0 | 0 | 0 | 0 | 0 | 0 | 0 | 0 | 0
0 | 0 | 0 | 0 | 0 | 0 | 0 | 0 | 0 | 0 | 0 | 0 | 0 | 0 | 0 | 0 | 0 | 0 | 0 | 0
0 | 0 | 0 | 0 | 0 | 0 | 0 | 0 | 0 | 0 | 0 | 0 | 0 | 0 | 0 | 0 | 0 | 0 | 0 | 0
0 | 0 | 0 | 0 | 0 | 0 | 0 | 0 | 0 | 0 | 0 | 0 | 0 | 0 | 0 | 0 | 0 | 0 | 0 | 0
0 | 0 | 0 | 0 | 0 | 0 | 0 | 0 | 0 | 0 | 0 | 0 | 0 | 0 | 0 | 0 | 0 | 0 | 0 | 0
0 | 0 | 0 | 0 | 0 | 0 | 0 | 0 | 0 | 0 | 0 | 0 | 0 | 0 | 0 | 0 | 0 | 0 | 0 | 0
0 | 0 | 0 | 0 | 0 | 0 | 0 | 0 | 0 | 0 | 0 | 0 | 0 | 0 | 0 | 0 | 0 | 0 | 0 | 0
0 | 0 | 0 | 0 | 0 | 0 | 0 | 0 | 0 | 0 | 0 | 0 | 0 | 0 | 0 | 0 | 0 | 0 | 0 | 0
0 | 0 | 0 | 0 | 0 | 0 | 0 | 0 | 0 | 0 | 0 | 0 | 0 | 0 | 0 | 0 | 0 | 0 | 0 | 0
0 | 0 | 0 | 0 | 0 | 0 | 0 | 0 | 0 | 0 | 0 | 0 | 0 | 0 | 0 | 0 | 0 | 0 | 0 | 0
0 | 0 | 0 | 0 | 0 | 0 | 0 | 0 | 0 | 0 | 0 | 0 | 0 | 0 | 0 | 0 | 0 | 0 | 0 | 0
0 | 0 | 0 | 0 | 0 | 0 | 0 | 0 | 0 | 0 | 0 | 0 | 0 | 0 | 0 | 0 | 0 | 0 | 0 | 0
0 | 0 | 0 | 0 | 0 | 0 | 0 | 0 | 0 | 0 | 0 | 0 | 0 | 0 | 0 | 0 | 0 | 0 | 0 | 0
0 | 0 | 0 | 0 | 0 | 0 | 0 | 0 | 0 | 0 | 0 | 0 | 0 | 0 | 0 | 0 | 0 | 0 | 0 | 0
0 | 0 | 0 | 0 | 0 | 0 | 0 | 0 | 0 | 0 | 0 | 0 | 0 | 0 | 0 | 0 | 0 | 0 | 0 | 0
0 | 0 | 0 | 0 | 0 | 0 | 0 | 0 | 0 | 0 | 0 | 0 | 0 | 0 | 0 | 0 | 0 | 0 | 0 | 0
0 | 0 | 0 | 0 | 0 | 0 | 0 | 0 | 0 | 0 | 0 | 0 | 0 | 0 | 0 | 0 | 0 | 0 | 0 | 0
0 | 0 | 0 | 0 | 0 | 0 | 0 | 0 | 0 | 0 | 0 | 0 | 0 | 0 | 0 | 0 | 0 | 0 | 0 | 0
0 | 0 | 0 | 0 | 0 | 0 | 0 | 0 | 0 | 0 | 0 | 0 | 0 | 0 | 0 | 0 | 0 | 0 | 0 | 0
0 | 0 | 0 | 0 | 0 | 0 | 0 | 0 | 0 | 0 | 0 | 0 | 0 | 0 | 0 | 0 | 0 | 0 | 0 | 0
0 | 0 | 0 | 0 | 0 | 0 | 0 | 0 | 0 | 0 | 0 | 0 | 0 | 0 | 0 | 0 | 0 | 0 | 0 | 0
0 | 0 | 0 | 0 | 0 | 0 | 0 | 0 | 0 | 0 | 0 | 0 | 0 | 0 | 0 | 0 | 0 | 0 | 0 | 0
0 | 0 | 0 | 0 | 0 | 0 | 0 | 0 | 0 | 0 | 0 | 0 | 0 | 0 | 0 | 0 | 0 | 0 | 0 | 0
0 | 0 | 0 | 0 | 0 | 0 | 0 | 0 | 0 | 0 | 0 | 0 | 0 | 0 | 0 | 0 | 0 | 0 | 0 | 0
0 | 0 | 0 | 0 | 0 | 0 | 0 | 0 | 0 | 0 | 0 | 0 | 0 | 0 | 0 | 0 | 0 | 0 | 0 | 0
0 | 0 | 0 | 0 | 0 | 0 | 0 | 0 | 0 | 0 | 0 | 0 | 0 | 0 | 0 | 0 | 0 | 0 | 0 | 0
0 | 0 | 0 | 0 | 0 | 0 | 0 | 0 | 0 | 0 | 0 | 0 | 0 | 0 | 0 | 0 | 0 | 0 | 0 | 0
0 | 0 | 0 | 0 | 0 | 0 | 0 | 0 | 0 | 0 | 0 | 0 | 0 | 0 | 0 | 0 | 0 | 0 | 0 | 0
0 | 0 | 0 | 0 | 0 | 0 | 0 | 0 | 0 | 0 | 0 | 0 | 0 | 0 | 0 | 0 | 0 | 0 | 0 | 0
0 | 0 | 0 | 0 | 0 | 0 | 0 | 0 | 0 | 0 | 0 | 0 | 0 | 0 | 0 | 0 | 0 | 0 | 0 | 0
0 | 0 | 0 | 0 | 0 | 0 | 0 | 0 | 0 | 0 | 0 | 0 | 0 | 0 | 0 | 0 | 0 | 0 | 0 | 0
0 | 0 | 0 | 0 | 0 | 0 | 0 | 0 | 0 | 0 | 0 | 0 | 0 | 0 | 0 | 0 | 0 | 0 | 0 | 0
0 | 0 | 0 | 0 | 0 | 0 | 0 | 0 | 0 | 0 | 0 | 0 | 0 | 0 | 0 | 0 | 0 | 0 | 0 | 0
0 | 0 | 0 | 0 | 0 | 0 | 0 | 0 | 0 | 0 | 0 | 0 | 0 | 0 | 0 | 0 | 0 | 0 | 0 | 0
0 | 0 | 0 | 0 | 0 | 0 | 0 | 0 | 0 | 0 | 0 | 0 | 0 | 0 | 0 | 0 | 0 | 0 | 0 | 0
0 | 0 | 0 | 0 | 0 | 0 | 0 | 0 | 0 | 0 | 0 | 0 | 0 | 0 | 0 | 0 | 0 | 0 | 0 | 0
0 | 0 | 0 | 0 | 0 | 0 | 0 | 0 | 0 | 0 | 0 | 0 | 0 | 0 | 0 | 0 | 0 | 0 | 0 | 0
0 | 0 | 0 | 0 | 0 | 0 | 0 | 0 | 0 | 0 | 0 | 0 | 0 | 0 | 0 | 0 | 0 | 0 | 0 | 0
0 | 0 | 0 | 0 | 0 | 0 | 0 | 0 | 0 | 0 | 0 | 0 | 0 | 0 | 0 | 0 | 0 | 0 | 0 | 0
0 | 0 | 0 | 0 | 0 | 0 | 0 | 0 | 0 | 0 | 0 | 0 | 0 | 0 | 0 | 0 | 0 | 0 | 0 | 0
0 | 0 | 0 | 0 | 0 | 0 | 0 | 0 | 0 | 0 | 0 | 0 | 0 | 0 | 0 | 0 | 0 | 0 | 0 | 0
0 | 0 | 0 | 0 | 0 | 0 | 0 | 0 | 0 | 0 | 0 | 0 | 0 | 0 | 0 | 0 | 0 | 0 | 0 | 0
0 | 0 | 0 | 0 | 0 | 0 | 0 | 0 | 0 | 0 | 0 | 0 | 0 | 0 | 0 | 0 | 0 | 0 | 0 | 0
0 | 0 | 0 | 0 | 0 | 0 | 0 | 0 | 0 | 0 | 0 | 0 | 0 | 0 | 0 | 0 | 0 | 0 | 0 | 0
0 | 0 | 0 | 0 | 0 | 0 | 0 | 0 | 0 | 0 | 0 | 0 | 0 | 0 | 0 | 0 | 0 | 0 | 0 | 0
0 | 0 | 0 | 0 | 0 | 0 | 0 | 0 | 0 | 0 | 0 | 0 | 0 | 0 | 0 | 0 | 0 | 0 | 0 | 0
0 | 0 | 0 | 0 | 0 | 0 | 0 | 0 | 0 | 0 | 0 | 0 | 0 | 0 | 0 | 0 | 0 | 0 | 0 | 0
0 | 0 | 0 | 0 | 0 | 0 | 0 | 0 | 0 | 0 | 0 | 0 | 0 | 0 | 0 | 0 | 0 | 0 | 0 | 0
0 | 0 | 0 | 0 | 0 | 0 | 0 | 0 | 0 | 0 | 0 | 0 | 0 | 0 | 0 | 0 | 0 | 0 | 0 | 0
0 | 0 | 0 | 0 | 0 | 0 | 0 | 0 | 0 | 0 | 0 | 0 | 0 | 0 | 0 | 0 | 0 | 0 | 0 | 0
0 | 0 | 0 | 0 | 0 | 0 | 0 | 0 | 0 | 0 | 0 | 0 | 0 | 0 | 0 | 0 | 0 | 0 | 0 | 0
0 | 0 | 0 | 0 | 0 | 0 | 0 | 0 | 0 | 0 | 0 | 0 | 0 | 0 | 0 | 0 | 0 | 0 | 0 | 0
0 | 0 | 0 | 0 | 0 | 0 | 0 | 0 | 0 | 0 | 0 | 0 | 0 | 0 | 0 | 0 | 0 | 0 | 0 | 0
0 | 0 | 0 | 0 | 0 | 0 | 0 | 0 | 0 | 0 | 0 | 0 | 0 | 0 | 0 | 0 | 0 | 0 | 0 | 0
0 | 0 | 0 | 0 | 0 | 0 | 0 | 0 | 0 | 0 | 0 | 0 | 0 | 0 | 0 | 0 | 0 | 0 | 0 | 0
0 | 0 | 0 | 0 | 0 | 0 | 0 | 0 | 0 | 0 | 0 | 0 | 0 | 0 | 0 | 0 | 0 | 0 | 0 | 0
0 | 0 | 0 | 0 | 0 | 0 | 0 | 0 | 0 | 0 | 0 | 0 | 0 | 0 | 0 | 0 | 0 | 0 | 0 | 0
0 | 0 | 0 | 0 | 0 | 0 | 0 | 0 | 0 | 0 | 0 | 0 | 0 | 0 | 0 | 0 | 0 | 0 | 0 | 0
0 | 0 | 0 | 0 | 0 | 0 | 0 | 0 | 0 | 0 | 0 | 0 | 0 | 0 | 0 | 0 | 0 | 0 | 0 | 0
0 | 0 | 0 | 0 | 0 | 0 | 0 | 0 | 0 | 0 | 0 | 0 | 0 | 0 | 0 | 0 | 0 | 0 | 0 | 0
0 | 0 | 0 | 0 | 0 | 0 | 0 | 0 | 0 | 0 | 0 | 0 | 0 | 0 | 0 | 0 | 0 | 0 | 0 | 0
0 | 0 | 0 | 0 | 0 | 0 | 0 | 0 | 0 | 0 | 0 | 0 | 0 | 0 | 0 | 0 | 0 | 0 | 0 | 0
0 | 0 | 0 | 0 | 0 | 0 | 0 | 0 | 0 | 0 | 0 | 0 | 0 | 0 | 0 | 0 | 0 | 0 | 0 | 0
0 | 0 | 0 | 0 | 0 | 0 | 0 | 0 | 0 | 0 | 0 | 0 | 0 | 0 | 0 | 0 | 0 | 0 | 0 | 0
0 | 0 | 0 | 0 | 0 | 0 | 0 | 0 | 0 | 0 | 0 | 0 | 0 | 0 | 0 | 0 | 0 | 0 | 0 | 0
0 | 0 | 0 | 0 | 0 | 0 | 0 | 0 | 0 | 0 | 0 | 0 | 0 | 0 | 0 | 0 | 0 | 0 | 0 | 0
0 | 0 | 0 | 0 | 0 | 0 | 0 | 0 | 0 | 0 | 0 | 0 | 0 | 0 | 0 | 0 | 0 | 0 | 0 | 0
0 | 0 | 0 | 0 | 0 | 0 | 0 | 0 | 0 | 0 | 0 | 0 | 0 | 0 | 0 | 0 | 0 | 0 | 0 | 0
0 | 0 | 0 | 0 | 0 | 0 | 0 | 0 | 0 | 0 | 0 | 0 | 0 | 0 | 0 | 0 | 0 | 0 | 0 | 0
0 | 0 | 0 | 0 | 0 | 0 | 0 | 0 | 0 | 0 | 0 | 0 | 0 | 0 | 0 | 0 | 0 | 0 | 0 | 0
0 | 0 | 0 | 0 | 0 | 0 | 0 | 0 | 0 | 0 | 0 | 0 | 0 | 0 | 0 | 0 | 0 | 0 | 0 | 0
0 | 0 | 0 | 0 | 0 | 0 | 0 | 0 | 0 | 0 | 0 | 0 | 0 | 0 | 0 | 0 | 0 | 0 | 0 | 0
0 | 0 | 0 | 0 | 0 | 0 | 0 | 0 | 0 | 0 | 0 | 0 | 0 | 0 | 0 | 0 | 0 | 0 | 0 | 0
0 | 0 | 0 | 0 | 0 | 0 | 0 | 0 | 0 | 0 | 0 | 0 | 0 | 0 | 0 | 0 | 0 | 0 | 0 | 0
0 | 0 | 0 | 0 | 0 | 0 | 0 | 0 | 0 | 0 | 0 | 0 | 0 | 0 | 0 | 0 | 0 | 0 | 0 | 0
0 | 0 | 0 | 0 | 0 | 0 | 0 | 0 | 0 | 0 | 0 | 0 | 0 | 0 | 0 | 0 | 0 | 0 | 0 | 0
0 | 0 | 0 | 0 | 0 | 0 | 0 | 0 | 0 | 0 | 0 | 0 | 0 | 0 | 0 | 0 | 0 | 0 | 0 | 0
0 | 0 | 0 | 0 | 0 | 0 | 0 | 0 | 0 | 0 | 0 | 0 | 0 | 0 | 0 | 0 | 0 | 0 | 0 | 0
0 | 0 | 0 | 0 | 0 | 0 | 0 | 0 | 0 | 0 | 0 | 0 | 0 | 0 | 0 | 0 | 0 | 0 | 0 | 0
0 | 0 | 0 | 0 | 0 | 0 | 0 | 0 | 0 | 0 | 0 | 0 | 0 | 0 | 0 | 0 | 0 | 0 | 0 | 0
0 | 0 | 0 | 0 | 0 | 0 | 0 | 0 | 0 | 0 | 0 | 0 | 0 | 0 | 0 | 0 | 0 | 0 | 0 | 0
0 | 0 | 0 | 0 | 0 | 0 | 0 | 0 | 0 | 0 | 0 | 0 | 0 | 0 | 0 | 0 | 0 | 0 | 0 | 0
0 | 0 | 0 | 0 | 0 | 0 | 0 | 0 | 0 | 0 | 0 | 0 | 0 | 0 | 0 | 0 | 0 | 0 | 0 | 0
0 | 0 | 0 | 0 | 0 | 0 | 0 | 0 | 0 | 0 | 0 | 0 | 0 | 0 | 0 | 0 | 0 | 0 | 0 | 0
0 | 0 | 0 | 0 | 0 | 0 | 0 | 0 | 0 | 0 | 0 | 0 | 0 | 0 | 0 | 0 | 0 | 0 | 0 | 0
0 | 0 | 0 | 0 | 0 | 0 | 0 | 0 | 0 | 0 | 0 | 0 | 0 | 0 | 0 | 0 | 0 | 0 | 0 | 0
0 | 0 | 0 | 0 | 0 | 0 | 0 | 0 | 0 | 0 | 0 | 0 | 0 | 0 | 0 | 0 | 0 | 0 | 0 | 0
0 | 0 | 0 | 0 | 0 | 0 | 0 | 0 | 0 | 0 | 0 | 0 | 0 | 0 | 0 | 0 | 0 | 0 | 0 | 0
0 | 0 | 0 | 0 | 0 | 0 | 0 | 0 | 0 | 0 | 0 | 0 | 0 | 0 | 0 | 0 | 0 | 0 | 0 | 0
0 | 0 | 0 | 0 | 0 | 0 | 0 | 0 | 0 | 0 | 0 | 0 | 0 | 0 | 0 | 0 | 0 | 0 | 0 | 0
0 | 0 | 0 | 0 | 0 | 0 | 0 | 0 | 0 | 0 | 0 | 0 | 0 | 0 | 0 | 0 | 0 | 0 | 0 | 0
0 | 0 | 0 | 0 | 0 | 0 | 0 | 0 | 0 | 0 | 0 | 0 | 0 | 0 | 0 | 0 | 0 | 0 | 0 | 0
0 | 0 | 0 | 0 | 0 | 0 | 0 | 0 | 0 | 0 | 0 | 0 | 0 | 0 | 0 | 0 | 0 | 0 | 0 | 0
0 | 0 | 0 | 0 | 0 | 0 | 0 | 0 | 0 | 0 | 0 | 0 | 0 | 0 | 0 | 0 | 0 | 0 | 0 | 0
0 | 0 | 0 | 0 | 0 | 0 | 0 | 0 | 0 | 0 | 0 | 0 | 0 | 0 | 0 | 0 | 0 | 0 | 0 | 0
0 | 0 | 0 | 0 | 0 | 0 | 0 | 0 | 0 | 0 | 0 | 0 | 0 | 0 | 0 | 0 | 0 | 0 | 0 | 0
0 | 0 | 0 | 0 | 0 | 0 | 0 | 0 | 0 | 0 | 0 | 0 | 0 | 0 | 0 | 0 | 0 | 0 | 0 | 0
0 | 0 | 0 | 0 | 0 | 0 | 0 | 0 | 0 | 0 | 0 | 0 | 0 | 0 | 0 | 0 | 0 | 0 | 0 | 0
0 | 0 | 0 | 0 | 0 | 0 | 0 | 0 | 0 | 0 | 0 | 0 | 0 | 0 | 0 | 0 | 0 | 0 | 0 | 0
0 | 0 | 0 | 0 | 0 | 0 | 0 | 0 | 0 | 0 | 0 | 0 | 0 | 0 | 0 | 0 | 0 | 0 | 0 | 0
0 | 0 | 0 | 0 | 0 | 0 | 0 | 0 | 0 | 0 | 0 | 0 | 0 | 0 | 0 | 0 | 0 | 0 | 0 | 0
0 | 0 | 0 | 0 | 0 | 0 | 0 | 0 | 0 | 0 | 0 | 0 | 0 | 0 | 0 | 0 | 0 | 0 | 0 | 0
0 | 0 | 0 | 0 | 0 | 0 | 0 | 0 | 0 | 0 | 0 | 0 | 0 | 0 | 0 | 0 | 0 | 0 | 0 | 0
0 | 0 | 0 | 0 | 0 | 0 | 0 | 0 | 0 | 0 | 0 | 0 | 0 | 0 | 0 | 0 | 0 | 0 | 0 | 0
0 | 0 | 0 | 0 | 0 | 0 | 0 | 0 | 0 | 0 | 0 | 0 | 0 | 0 | 0 | 0 | 0 | 0 | 0 | 0
0 | 0 | 0 | 0 | 0 | 0 | 0 | 0 | 0 | 0 | 0 | 0 | 0 | 0 | 0 | 0 | 0 | 0 | 0 | 0
0 | 0 | 0 | 0 | 0 | 0 | 0 | 0 | 0 | 0 | 0 | 0 | 0 | 0 | 0 | 0 | 0 | 0 | 0 | 0
0 | 0 | 0 | 0 | 0 | 0 | 0 | 0 | 0 | 0 | 0 | 0 | 0 | 0 | 0 | 0 | 0 | 0 | 0 | 0
0 | 0 | 0 | 0 | 0 | 0 | 0 | 0 | 0 | 0 | 0 | 0 | 0 | 0 | 0 | 0 | 0 | 0 | 0 | 0
0 | 0 | 0 | 0 | 0 | 0 | 0 | 0 | 0 | 0 | 0 | 0 | 0 | 0 | 0 | 0 | 0 | 0 | 0 | 0
0 | 0 | 0 | 0 | 0 | 0 | 0 | 0 | 0 | 0 | 0 | 0 | 0 | 0 | 0 | 0 | 0 | 0 | 0 | 0
0 | 0 | 0 | 0 | 0 | 0 | 0 | 0 | 0 | 0 | 0 | 0 | 0 | 0 | 0 | 0 | 0 | 0 | 0 | 0
0 | 0 | 0 | 0 | 0 | 0 | 0 | 0 | 0 | 0 | 0 | 0 | 0 | 0 | 0 | 0 | 0 | 0 | 0 | 0
0 | 0 | 0 | 0 | 0 | 0 | 0 | 0 | 0 | 0 | 0 | 0 | 0 | 0 | 0 | 0 | 0 | 0 | 0 | 0
0 | 0 | 0 | 0 | 0 | 0 | 0 | 0 | 0 | 0 | 0 | 0 | 0 | 0 | 0 | 0 | 0 | 0 | 0 | 0
0 | 0 | 0 | 0 | 0 | 0 | 0 | 0 | 0 | 0 | 0 | 0 | 0 | 0 | 0 | 0 | 0 | 0 | 0 | 0
0 | 0 | 0 | 0 | 0 | 0 | 0 | 0 | 0 | 0 | 0 | 0 | 0 | 0 | 0 | 0 | 0 | 0 | 0 | 0
0 | 0 | 0 | 0 | 0 | 0 | 0 | 0 | 0 | 0 | 0 | 0 | 0 | 0 | 0 | 0 | 0 | 0 | 0 | 0
0 | 0 | 0 | 0 | 0 | 0 | 0 | 0 | 0 | 0 | 0 | 0 | 0 | 0 | 0 | 0 | 0 | 0 | 0 | 0
0 | 0 | 0 | 0 | 0 | 0 | 0 | 0 | 0 | 0 | 0 | 0 | 0 | 0 | 0 | 0 | 0 | 0 | 0 | 0
0 | 0 | 0 | 0 | 0 | 0 | 0 | 0 | 0 | 0 | 0 | 0 | 0 | 0 | 0 | 0 | 0 | 0 | 0 | 0
0 | 0 | 0 | 0 | 0 | 0 | 0 | 0 | 0 | 0 | 0 | 0 | 0 | 0 | 0 | 0 | 0 | 0 | 0 | 0
0 | 0 | 0 | 0 | 0 | 0 | 0 | 0 | 0 | 0 | 0 | 0 | 0 | 0 | 0 | 0 | 0 | 0 | 0 | 0
0 | 0 | 0 | 0 | 0 | 0 | 0 | 0 | 0 | 0 | 0 | 0 | 0 | 0 | 0 | 0 | 0 | 0 | 0 | 0
0 | 0 | 0 | 0 | 0 | 0 | 0 | 0 | 0 | 0 | 0 | 0 | 0 | 0 | 0 | 0 | 0 | 0 | 0 | 0
0 | 0 | 0 | 0 | 0 | 0 | 0 | 0 | 0 | 0 | 0 | 0 | 0 | 0 | 0 | 0 | 0 | 0 | 0 | 0
0 | 0 | 0 | 0 | 0 | 0 | 0 | 0 | 0 | 0 | 0 | 0 | 0 | 0 | 0 | 0 | 0 | 0 | 0 | 0
0 | 0 | 0 | 0 | 0 | 0 | 0 | 0 | 0 | 0 | 0 | 0 | 0 | 0 | 0 | 0 | 0 | 0 | 0 | 0
0 | 0 | 0 | 0 | 0 | 0 | 0 | 0 | 0 | 0 | 0 | 0 | 0 | 0 | 0 | 0 | 0 | 0 | 0 | 0
0 | 0 | 0 | 0 | 0 | 0 | 0 | 0 | 0 | 0 | 0 | 0 | 0 | 0 | 0 | 0 | 0 | 0 | 0 | 0
0 | 0 | 0 | 0 | 0 | 0 | 0 | 0 | 0 | 0 | 0 | 0 | 0 | 0 | 0 | 0 | 0 | 0 | 0 | 0
0 | 0 | 0 | 0 | 0 | 0 | 0 | 0 | 0 | 0 | 0 | 0 | 0 | 0 | 0 | 0 | 0 | 0 | 0 | 0
0 | 0 | 0 | 0 | 0 | 0 | 0 | 0 | 0 | 0 | 0 | 0 | 0 | 0 | 0 | 0 | 0 | 0 | 0 | 0
0 | 0 | 0 | 0 | 0 | 0 | 0 | 0 | 0 | 0 | 0 | 0 | 0 | 0 | 0 | 0 | 0 | 0 | 0 | 0
0 | 0 | 0 | 0 | 0 | 0 | 0 | 0 | 0 | 0 | 0 | 0 | 0 | 0 | 0 | 0 | 0 | 0 | 0 | 0
0 | 0 | 0 | 0 | 0 | 0 | 0 | 0 | 0 | 0 | 0 | 0 | 0 | 0 | 0 | 0 | 0 | 0 | 0 | 0
0 | 0 | 0 | 0 | 0 | 0 | 0 | 0 | 0 | 0 | 0 | 0 | 0 | 0 | 0 | 0 | 0 | 0 | 0 | 0
0 | 0 | 0 | 0 | 0 | 0 | 0 | 0 | 0 | 0 | 0 | 0 | 0 | 0 | 0 | 0 | 0 | 0 | 0 | 0
0 | 0 | 0 | 0 | 0 | 0 | 0 | 0 | 0 | 0 | 0 | 0 | 0 | 0 | 0 | 0 | 0 | 0 | 0 | 0
0 | 0 | 0 | 0 | 0 | 0 | 0 | 0 | 0 | 0 | 0 | 0 | 0 | 0 | 0 | 0 | 0 | 0 | 0 | 0
0 | 0 | 0 | 0 | 0 | 0 | 0 | 0 | 0 | 0 | 0 | 0 | 0 | 0 | 0 | 0 | 0 | 0 | 0 | 0
0 | 0 | 0 | 0 | 0 | 0 | 0 | 0 | 0 | 0 | 0 | 0 | 0 | 0 | 0 | 0 | 0 | 0 | 0 | 0
0 | 0 | 0 | 0 | 0 | 0 | 0 | 0 | 0 | 0 | 0 | 0 | 0 | 0 | 0 | 0 | 0 | 0 | 0 | 0
0 | 0 | 0 | 0 | 0 | 0 | 0 | 0 | 0 | 0 | 0 | 0 | 0 | 0 | 0 | 0 | 0 | 0 | 0 | 0
0 | 0 | 0 | 0 | 0 | 0 | 0 | 0 | 0 | 0 | 0 | 0 | 0 | 0 | 0 | 0 | 0 | 0 | 0 | 0
0 | 0 | 0 | 0 | 0 | 0 | 0 | 0 | 0 | 0 | 0 | 0 | 0 | 0 | 0 | 0 | 0 | 0 | 0 | 0
0 | 0 | 0 | 0 | 0 | 0 | 0 | 0 | 0 | 0 | 0 | 0 | 0 | 0 | 0 | 0 | 0 | 0 | 0 | 0
0 | 0 | 0 | 0 | 0 | 0 | 0 | 0 | 0 | 0 | 0 | 0 | 0 | 0 | 0 | 0 | 0 | 0 | 0 | 0
0 | 0 | 0 | 0 | 0 | 0 | 0 | 0 | 0 | 0 | 0 | 0 | 0 | 0 | 0 | 0 | 0 | 0 | 0 | 0
0 | 0 | 0 | 0 | 0 | 0 | 0 | 0 | 0 | 0 | 0 | 0 | 0 | 0 | 0 | 0 | 0 | 0 | 0 | 0
0 | 0 | 0 | 0 | 0 | 0 | 0 | 0 | 0 | 0 | 0 | 0 | 0 | 0 | 0 | 0 | 0 | 0 | 0 | 0
0 | 0 | 0 | 0 | 0 | 0 | 0 | 0 | 0 | 0 | 0 | 0 | 0 | 0 | 0 | 0 | 0 | 0 | 0 | 0
0 | 0 | 0 | 0 | 0 | 0 | 0 | 0 | 0 | 0 | 0 | 0 | 0 | 0 | 0 | 0 | 0 | 0 | 0 | 0
0 | 0 | 0 | 0 | 0 | 0 | 0 | 0 | 0 | 0 | 0 | 0 | 0 | 0 | 0 | 0 | 0 | 0 | 0 | 0
0 | 0 | 0 | 0 | 0 | 0 | 0 | 0 | 0 | 0 | 0 | 0 | 0 | 0 | 0 | 0 | 0 | 0 | 0 | 0
0 | 0 | 0 | 0 | 0 | 0 | 0 | 0 | 0 | 0 | 0 | 0 | 0 | 0 | 0 | 0 | 0 | 0 | 0 | 0
0 | 0 | 0 | 0 | 0 | 0 | 0 | 0 | 0 | 0 | 0 | 0 | 0 | 0 | 0 | 0 | 0 | 0 | 0 | 0
0 | 0 | 0 | 0 | 0 | 0 | 0 | 0 | 0 | 0 | 0 | 0 | 0 | 0 | 0 | 0 | 0 | 0 | 0 | 0
0 | 0 | 0 | 0 | 0 | 0 | 0 | 0 | 0 | 0 | 0 | 0 | 0 | 0 | 0 | 0 | 0 | 0 | 0 | 0
0 | 0 | 0 | 0 | 0 | 0 | 0 | 0 | 0 | 0 | 0 | 0 | 0 | 0 | 0 | 0 | 0 | 0 | 0 | 0
0 | 0 | 0 | 0 | 0 | 0 | 0 | 0 | 0 | 0 | 0 | 0 | 0 | 0 | 0 | 0 | 0 | 0 | 0 | 0
0 | 0 | 0 | 0 | 0 | 0 | 0 | 0 | 0 | 0 | 0 | 0 | 0 | 0 | 0 | 0 | 0 | 0 | 0 | 0
0 | 0 | 0 | 0 | 0 | 0 | 0 | 0 | 0 | 0 | 0 | 0 | 0 | 0 | 0 | 0 | 0 | 0 | 0 | 0
0 | 0 | 0 | 0 | 0 | 0 | 0 | 0 | 0 | 0 | 0 | 0 | 0 | 0 | 0 | 0 | 0 | 0 | 0 | 0
0 | 0 | 0 | 0 | 0 | 0 | 0 | 0 | 0 | 0 | 0 | 0 | 0 | 0 | 0 | 0 | 0 | 0 | 0 | 0
0 | 0 | 0 | 0 | 0 | 0 | 0 | 0 | 0 | 0 | 0 | 0 | 0 | 0 | 0 | 0 | 0 | 0 | 0 | 0
0 | 0 | 0 | 0 | 0 | 0 | 0 | 0 | 0 | 0 | 0 | 0 | 0 | 0 | 0 | 0 | 0 | 0 | 0 | 0
0 | 0 | 0 | 0 | 0 | 0 | 0 | 0 | 0 | 0 | 0 | 0 | 0 | 0 | 0 | 0 | 0 | 0 | 0 | 0
0 | 0 | 0 | 0 | 0 | 0 | 0 | 0 | 0 | 0 | 0 | 0 | 0 | 0 | 0 | 0 | 0 | 0 | 0 | 0
0 | 0 | 0 | 0 | 0 | 0 | 0 | 0 | 0 | 0 | 0 | 0 | 0 | 0 | 0 | 0 | 0 | 0 | 0 | 0
0 | 0 | 0 | 0 | 0 | 0 | 0 | 0 | 0 | 0 | 0 | 0 | 0 | 0 | 0 | 0 | 0 | 0 | 0 | 0
0 | 0 | 0 | 0 | 0 | 0 | 0 | 0 | 0 | 0 | 0 | 0 | 0 | 0 | 0 | 0 | 0 | 0 | 0 | 0
0 | 0 | 0 | 0 | 0 | 0 | 0 | 0 | 0 | 0 | 0 | 0 | 0 | 0 | 0 | 0 | 0 | 0 | 0 | 0
0 | 0 | 0 | 0 | 0 | 0 | 0 | 0 | 0 | 0 | 0 | 0 | 0 | 0 | 0 | 0 | 0 | 0 | 0 | 0
0 | 0 | 0 | 0 | 0 | 0 | 0 | 0 | 0 | 0 | 0 | 0 | 0 | 0 | 0 | 0 | 0 | 0 | 0 | 0
0 | 0 | 0 | 0 | 0 | 0 | 0 | 0 | 0 | 0 | 0 | 0 | 0 | 0 | 0 | 0 | 0 | 0 | 0 | 0
0 | 0 | 0 | 0 | 0 | 0 | 0 | 0 | 0 | 0 | 0 | 0 | 0 | 0 | 0 | 0 | 0 | 0 | 0 | 0
0 | 0 | 0 | 0 | 0 | 0 | 0 | 0 | 0 | 0 | 0 | 0 | 0 | 0 | 0 | 0 | 0 | 0 | 0 | 0
0 | 0 | 0 | 0 | 0 | 0 | 0 | 0 | 0 | 0 | 0 | 0 | 0 | 0 | 0 | 0 | 0 | 0 | 0 | 0
0 | 0 | 0 | 0 | 0 | 0 | 0 | 0 | 0 | 0 | 0 | 0 | 0 | 0 | 0 | 0 | 0 | 0 | 0 | 0
0 | 0 | 0 | 0 | 0 | 0 | 0 | 0 | 0 | 0 | 0 | 0 | 0 | 0 | 0 | 0 | 0 | 0 | 0 | 0
0 | 0 | 0 | 0 | 0 | 0 | 0 | 0 | 0 | 0 | 0 | 0 | 0 | 0 | 0 | 0 | 0 | 0 | 0 | 0
0 | 0 | 0 | 0 | 0 | 0 | 0 | 0 | 0 | 0 | 0 | 0 | 0 | 0 | 0 | 0 | 0 | 0 | 0 | 0
0 | 0 | 0 | 0 | 0 | 0 | 0 | 0 | 0 | 0 | 0 | 0 | 0 | 0 | 0 | 0 | 0 | 0 | 0 | 0
0 | 0 | 0 | 0 | 0 | 0 | 0 | 0 | 0 | 0 | 0 | 0 | 0 | 0 | 0 | 0 | 0 | 0 | 0 | 0
0 | 0 | 0 | 0 | 0 | 0 | 0 | 0 | 0 | 0 | 0 | 0 | 0 | 0 | 0 | 0 | 0 | 0 | 0 | 0
0 | 0 | 0 | 0 | 0 | 0 | 0 | 0 | 0 | 0 | 0 | 0 | 0 | 0 | 0 | 0 | 0 | 0 | 0 | 0
0 | 0 | 0 | 0 | 0 | 0 | 0 | 0 | 0 | 0 | 0 | 0 | 0 | 0 | 0 | 0 | 0 | 0 | 0 | 0
0 | 0 | 0 | 0 | 0 | 0 | 0 | 0 | 0 | 0 | 0 | 0 | 0 | 0 | 0 | 0 | 0 | 0 | 0 | 0
0 | 0 | 0 | 0 | 0 | 0 | 0 | 0 | 0 | 0 | 0 | 0 | 0 | 0 | 0 | 0 | 0 | 0 | 0 | 0
0 | 0 | 0 | 0 | 0 | 0 | 0 | 0 | 0 | 0 | 0 | 0 | 0 | 0 | 0 | 0 | 0 | 0 | 0 | 0
0 | 0 | 0 | 0 | 0 | 0 | 0 | 0 | 0 | 0 | 0 | 0 | 0 | 0 | 0 | 0 | 0 | 0 | 0 | 0
0 | 0 | 0 | 0 | 0 | 0 | 0 | 0 | 0 | 0 | 0 | 0 | 0 | 0 | 0 | 0 | 0 | 0 | 0 | 0
0 | 0 | 0 | 0 | 0 | 0 | 0 | 0 | 0 | 0 | 0 | 0 | 0 | 0 | 0 | 0 | 0 | 0 | 0 | 0
0 | 0 | 0 | 0 | 0 | 0 | 0 | 0 | 0 | 0 | 0 | 0 | 0 | 0 | 0 | 0 | 0 | 0 | 0 | 0
0 | 0 | 0 | 0 | 0 | 0 | 0 | 0 | 0 | 0 | 0 | 0 | 0 | 0 | 0 | 0 | 0 | 0 | 0 | 0
0 | 0 | 0 | 0 | 0 | 0 | 0 | 0 | 0 | 0 | 0 | 0 | 0 | 0 | 0 | 0 | 0 | 0 | 0 | 0
0 | 0 | 0 | 0 | 0 | 0 | 0 | 0 | 0 | 0 | 0 | 0 | 0 | 0 | 0 | 0 | 0 | 0 | 0 | 0
0 | 0 | 0 | 0 | 0 | 0 | 0 | 0 | 0 | 0 | 0 | 0 | 0 | 0 | 0 | 0 | 0 | 0 | 0 | 0
0 | 0 | 0 | 0 | 0 | 0 | 0 | 0 | 0 | 0 | 0 | 0 | 0 | 0 | 0 | 0 | 0 | 0 | 0 | 0
0 | 0 | 0 | 0 | 0 | 0 | 0 | 0 | 0 | 0 | 0 | 0 | 0 | 0 | 0 | 0 | 0 | 0 | 0 | 0
0 | 0 | 0 | 0 | 0 | 0 | 0 | 0 | 0 | 0 | 0 | 0 | 0 | 0 | 0 | 0 | 0 | 0 | 0 | 0
0 | 0 | 0 | 0 | 0 | 0 | 0 | 0 | 0 | 0 | 0 | 0 | 0 | 0 | 0 | 0 | 0 | 0 | 0 | 0
0 | 0 | 0 | 0 | 0 | 0 | 0 | 0 | 0 | 0 | 0 | 0 | 0 | 0 | 0 | 0 | 0 | 0 | 0 | 0
0 | 0 | 0 | 0 | 0 | 0 | 0 | 0 | 0 | 0 | 0 | 0 | 0 | 0 | 0 | 0 | 0 | 0 | 0 | 0
0 | 0 | 0 | 0 | 0 | 0 | 0 | 0 | 0 | 0 | 0 | 0 | 0 | 0 | 0 | 0 | 0 | 0 | 0 | 0
0 | 0 | 0 | 0 | 0 | 0 | 0 | 0 | 0 | 0 | 0 | 0 | 0 | 0 | 0 | 0 | 0 | 0 | 0 | 0
0 | 0 | 0 | 0 | 0 | 0 | 0 | 0 | 0 | 0 | 0 | 0 | 0 | 0 | 0 | 0 | 0 | 0 | 0 | 0
0 | 0 | 0 | 0 | 0 | 0 | 0 | 0 | 0 | 0 | 0 | 0 | 0 | 0 | 0 | 0 | 0 | 0 | 0 | 0
0 | 0 | 0 | 0 | 0 | 0 | 0 | 0 | 0 | 0 | 0 | 0 | 0 | 0 | 0 | 0 | 0 | 0 | 0 | 0
0 | 0 | 0 | 0 | 0 | 0 | 0 | 0 | 0 | 0 | 0 | 0 | 0 | 0 | 0 | 0 | 0 | 0 | 0 | 0
0 | 0 | 0 | 0 | 0 | 0 | 0 | 0 | 0 | 0 | 0 | 0 | 0 | 0 | 0 | 0 | 0 | 0 | 0 | 0
0 | 0 | 0 | 0 | 0 | 0 | 0 | 0 | 0 | 0 | 0 | 0 | 0 | 0 | 0 | 0 | 0 | 0 | 0 | 0
0 | 0 | 0 | 0 | 0 | 0 | 0 | 0 | 0 | 0 | 0 | 0 | 0 | 0 | 0 | 0 | 0 | 0 | 0 | 0
0 | 0 | 0 | 0 | 0 | 0 | 0 | 0 | 0 | 0 | 0 | 0 | 0 | 0 | 0 | 0 | 0 | 0 | 0 | 0
0 | 0 | 0 | 0 | 0 | 0 | 0 | 0 | 0 | 0 | 0 | 0 | 0 | 0 | 0 | 0 | 0 | 0 | 0 | 0
0 | 0 | 0 | 0 | 0 | 0 | 0 | 0 | 0 | 0 | 0 | 0 | 0 | 0 | 0 | 0 | 0 | 0 | 0 | 0
0 | 0 | 0 | 0 | 0 | 0 | 0 | 0 | 0 | 0 | 0 | 0 | 0 | 0 | 0 | 0 | 0 | 0 | 0 | 0
0 | 0 | 0 | 0 | 0 | 0 | 0 | 0 | 0 | 0 | 0 | 0 | 0 | 0 | 0 | 0 | 0 | 0 | 0 | 0
0 | 0 | 0 | 0 | 0 | 0 | 0 | 0 | 0 | 0 | 0 | 0 | 0 | 0 | 0 | 0 | 0 | 0 | 0 | 0
0 | 0 | 0 | 0 | 0 | 0 | 0 | 0 | 0 | 0 | 0 | 0 | 0 | 0 | 0 | 0 | 0 | 0 | 0 | 0
0 | 0 | 0 | 0 | 0 | 0 | 0 | 0 | 0 | 0 | 0 | 0 | 0 | 0 | 0 | 0 | 0 | 0 | 0 | 0
0 | 0 | 0 | 0 | 0 | 0 | 0 | 0 | 0 | 0 | 0 | 0 | 0 | 0 | 0 | 0 | 0 | 0 | 0 | 0
0 | 0 | 0 | 0 | 0 | 0 | 0 | 0 | 0 | 0 | 0 | 0 | 0 | 0 | 0 | 0 | 0 | 0 | 0 | 0
0 | 0 | 0 | 0 | 0 | 0 | 0 | 0 | 0 | 0 | 0 | 0 | 0 | 0 | 0 | 0 | 0 | 0 | 0 | 0
0 | 0 | 0 | 0 | 0 | 0 | 0 | 0 | 0 | 0 | 0 | 0 | 0 | 0 | 0 | 0 | 0 | 0 | 0 | 0
0 | 0 | 0 | 0 | 0 | 0 | 0 | 0 | 0 | 0 | 0 | 0 | 0 | 0 | 0 | 0 | 0 | 0 | 0 | 0
0 | 0 | 0 | 0 | 0 | 0 | 0 | 0 | 0 | 0 | 0 | 0 | 0 | 0 | 0 | 0 | 0 | 0 | 0 | 0
0 | 0 | 0 | 0 | 0 | 0 | 0 | 0 | 0 | 0 | 0 | 0 | 0 | 0 | 0 | 0 | 0 | 0 | 0 | 0
0 | 0 | 0 | 0 | 0 | 0 | 0 | 0 | 0 | 0 | 0 | 0 | 0 | 0 | 0 | 0 | 0 | 0 | 0 | 0
0 | 0 | 0 | 0 | 0 | 0 | 0 | 0 | 0 | 0 | 0 | 0 | 0 | 0 | 0 | 0 | 0 | 0 | 0 | 0
0 | 0 | 0 | 0 | 0 | 0 | 0 | 0 | 0 | 0 | 0 | 0 | 0 | 0 | 0 | 0 | 0 | 0 | 0 | 0
0 | 0 | 0 | 0 | 0 | 0 | 0 | 0 | 0 | 0 | 0 | 0 | 0 | 0 | 0 | 0 | 0 | 0 | 0 | 0
0 | 0 | 0 | 0 | 0 | 0 | 0 | 0 | 0 | 0 | 0 | 0 | 0 | 0 | 0 | 0 | 0 | 0 | 0 | 0
0 | 0 | 0 | 0 | 0 | 0 | 0 | 0 | 0 | 0 | 0 | 0 | 0 | 0 | 0 | 0 | 0 | 0 | 0 | 0
0 | 0 | 0 | 0 | 0 | 0 | 0 | 0 | 0 | 0 | 0 | 0 | 0 | 0 | 0 | 0 | 0 | 0 | 0 | 0
0 | 0 | 0 | 0 | 0 | 0 | 0 | 0 | 0 | 0 | 0 | 0 | 0 | 0 | 0 | 0 | 0 | 0 | 0 | 0
0 | 0 | 0 | 0 | 0 | 0 | 0 | 0 | 0 | 0 | 0 | 0 | 0 | 0 | 0 | 0 | 0 | 0 | 0 | 0
0 | 0 | 0 | 0 | 0 | 0 | 0 | 0 | 0 | 0 | 0 | 0 | 0 | 0 | 0 | 0 | 0 | 0 | 0 | 0
0 | 0 | 0 | 0 | 0 | 0 | 0 | 0 | 0 | 0 | 0 | 0 | 0 | 0 | 0 | 0 | 0 | 0 | 0 | 0
0 | 0 | 0 | 0 | 0 | 0 | 0 | 0 | 0 | 0 | 0 | 0 | 0 | 0 | 0 | 0 | 0 | 0 | 0 | 0
0 | 0 | 0 | 0 | 0 | 0 | 0 | 0 | 0 | 0 | 0 | 0 | 0 | 0 | 0 | 0 | 0 | 0 | 0 | 0
0 | 0 | 0 | 0 | 0 | 0 | 0 | 0 | 0 | 0 | 0 | 0 | 0 | 0 | 0 | 0 | 0 | 0 | 0 | 0
0 | 0 | 0 | 0 | 0 | 0 | 0 | 0 | 0 | 0 | 0 | 0 | 0 | 0 | 0 | 0 | 0 | 0 | 0 | 0
0 | 0 | 0 | 0 | 0 | 0 | 0 | 0 | 0 | 0 | 0 | 0 | 0 | 0 | 0 | 0 | 0 | 0 | 0 | 0
0 | 0 | 0 | 0 | 0 | 0 | 0 | 0 | 0 | 0 | 0 | 0 | 0 | 0 | 0 | 0 | 0 | 0 | 0 | 0
0 | 0 | 0 | 0 | 0 | 0 | 0 | 0 | 0 | 0 | 0 | 0 | 0 | 0 | 0 | 0 | 0 | 0 | 0 | 0
0 | 0 | 0 | 0 | 0 | 0 | 0 | 0 | 0 | 0 | 0 | 0 | 0 | 0 | 0 | 0 | 0 | 0 | 0 | 0
0 | 0 | 0 | 0 | 0 | 0 | 0 | 0 | 0 | 0 | 0 | 0 | 0 | 0 | 0 | 0 | 0 | 0 | 0 | 0
0 | 0 | 0 | 0 | 0 | 0 | 0 | 0 | 0 | 0 | 0 | 0 | 0 | 0 | 0 | 0 | 0 | 0 | 0 | 0
0 | 0 | 0 | 0 | 0 | 0 | 0 | 0 | 0 | 0 | 0 | 0 | 0 | 0 | 0 | 0 | 0 | 0 | 0 | 0
0 | 0 | 0 | 0 | 0 | 0 | 0 | 0 | 0 | 0 | 0 | 0 | 0 | 0 | 0 | 0 | 0 | 0 | 0 | 0
0 | 0 | 0 | 0 | 0 | 0 | 0 | 0 | 0 | 0 | 0 | 0 | 0 | 0 | 0 | 0 | 0 | 0 | 0 | 0
0 | 0 | 0 | 0 | 0 | 0 | 0 | 0 | 0 | 0 | 0 | 0 | 0 | 0 | 0 | 0 | 0 | 0 | 0 | 0
0 | 0 | 0 | 0 | 0 | 0 | 0 | 0 | 0 | 0 | 0 | 0 | 0 | 0 | 0 | 0 | 0 | 0 | 0 | 0
0 | 0 | 0 | 0 | 0 | 0 | 0 | 0 | 0 | 0 | 0 | 0 | 0 | 0 | 0 | 0 | 0 | 0 | 0 | 0
0 | 0 | 0 | 0 | 0 | 0 | 0 | 0 | 0 | 0 | 0 | 0 | 0 | 0 | 0 | 0 | 0 | 0 | 0 | 0
0 | 0 | 0 | 0 | 0 | 0 | 0 | 0 | 0 | 0 | 0 | 0 | 0 | 0 | 0 | 0 | 0 | 0 | 0 | 0
0 | 0 | 0 | 0 | 0 | 0 | 0 | 0 | 0 | 0 | 0 | 0 | 0 | 0 | 0 | 0 | 0 | 0 | 0 | 0
0 | 0 | 0 | 0 | 0 | 0 | 0 | 0 | 0 | 0 | 0 | 0 | 0 | 0 | 0 | 0 | 0 | 0 | 0 | 0
0 | 0 | 0 | 0 | 0 | 0 | 0 | 0 | 0 | 0 | 0 | 0 | 0 | 0 | 0 | 0 | 0 | 0 | 0 | 0
0 | 0 | 0 | 0 | 0 | 0 | 0 | 0 | 0 | 0 | 0 | 0 | 0 | 0 | 0 | 0 | 0 | 0 | 0 | 0
0 | 0 | 0 | 0 | 0 | 0 | 0 | 0 | 0 | 0 | 0 | 0 | 0 | 0 | 0 | 0 | 0 | 0 | 0 | 0
0 | 0 | 0 | 0 | 0 | 0 | 0 | 0 | 0 | 0 | 0 | 0 | 0 | 0 | 0 | 0 | 0 | 0 | 0 | 0
0 | 0 | 0 | 0 | 0 | 0 | 0 | 0 | 0 | 0 | 0 | 0 | 0 | 0 | 0 | 0 | 0 | 0 | 0 | 0
0 | 0 | 0 | 0 | 0 | 0 | 0 | 0 | 0 | 0 | 0 | 0 | 0 | 0 | 0 | 0 | 0 | 0 | 0 | 0
0 | 0 | 0 | 0 | 0 | 0 | 0 | 0 | 0 | 0 | 0 | 0 | 0 | 0 | 0 | 0 | 0 | 0 | 0 | 0
0 | 0 | 0 | 0 | 0 | 0 | 0 | 0 | 0 | 0 | 0 | 0 | 0 | 0 | 0 | 0 | 0 | 0 | 0 | 0
0 | 0 | 0 | 0 | 0 | 0 | 0 | 0 | 0 | 0 | 0 | 0 | 0 | 0 | 0 | 0 | 0 | 0 | 0 | 0
0 | 0 | 0 | 0 | 0 | 0 | 0 | 0 | 0 | 0 | 0 | 0 | 0 | 0 | 0 | 0 | 0 | 0 | 0 | 0
0 | 0 | 0 | 0 | 0 | 0 | 0 | 0 | 0 | 0 | 0 | 0 | 0 | 0 | 0 | 0 | 0 | 0 | 0 | 0
0 | 0 | 0 | 0 | 0 | 0 | 0 | 0 | 0 | 0 | 0 | 0 | 0 | 0 | 0 | 0 | 0 | 0 | 0 | 0
0 | 0 | 0 | 0 | 0 | 0 | 0 | 0 | 0 | 0 | 0 | 0 | 0 | 0 | 0 | 0 | 0 | 0 | 0 | 0
0 | 0 | 0 | 0 | 0 | 0 | 0 | 0 | 0 | 0 | 0 | 0 | 0 | 0 | 0 | 0 | 0 | 0 | 0 | 0
0 | 0 | 0 | 0 | 0 | 0 | 0 | 0 | 0 | 0 | 0 | 0 | 0 | 0 | 0 | 0 | 0 | 0 | 0 | 0
0 | 0 | 0 | 0 | 0 | 0 | 0 | 0 | 0 | 0 | 0 | 0 | 0 | 0 | 0 | 0 | 0 | 0 | 0 | 0
0 | 0 | 0 | 0 | 0 | 0 | 0 | 0 | 0 | 0 | 0 | 0 | 0 | 0 | 0 | 0 | 0 | 0 | 0 | 0
0 | 0 | 0 | 0 | 0 | 0 | 0 | 0 | 0 | 0 | 0 | 0 | 0 | 0 | 0 | 0 | 0 | 0 | 0 | 0

## Output
Program Summary |  | Nominal |  |  | Present Value |  |  |  | Avoided Cost Version
Proposer Name |  | SDGE | [6 empty] | 2011-08-04
Program Name |  | 3245-SW-Lighting-Primary Lighting SDG&E_COMPLIANCE | [6 empty] | 2012-02-17
Total Program Budget ($) |  | 7628231.4476 |  |  | 7199337.3748 |  |  |  | Base Year
2013
Net Participant Cost ($) |  |  |  |  | 4542540.1109 |  |  |  | SDG&E 2013 v1c4-Draft.xls
Program Impacts | [9 empty] | Program Impacts (Gross)
| Wtd Annual Net kWh | Lifecycle Net kWh | Wtd Annual Net Therms | Lifecycle Net Therms | Wtd Net Jul-Sept Pk** (kW) | Wtd Net Dec-Feb Pk** (kW) |  | Wtd User Entered kW |  |  | Wtd Annual Gross kWh | Lifecycle Gross kWh | Wtd Annual Gross Therms | Lifecycle Gross Therms | Wtd User Entered kW
2013 | 19465112.6472 | 123986780.1559 | -263026.8102 | -1442048.3549 | 2768.8297 | 3343.6468 |  | 2004.0473 |  | 2013 | 32903809.369 | 208759751.4627 | -445653.4818 | -2441675.9878 | 3395.8049
2014 | 18487657.3374 | 117193253.3382 | -249085.949 | -1352833.1894 | 2630.9326 | 3182.4299 |  | 1903.9607 |  | 2014 | 31250680.986 | 197301725.1937 | -422031.157 | -2290563.8608 | 3226.2023
2013-2014 | 37952769.9846 | 241180033.4941 | -512112.7592 | -2794881.5443 | 5399.7623 | 6526.0767 |  | 3908.008 |  | 2013-2014 | 64154490.355 | 406061476.6564 | -867684.6388 | -4732239.8486 | 6622.0072
Cost Effectiveness (Lifecycle Present Value Dollars)
|  | Benefits |  |  | Benefit - Cost
| Cost | Electric | Gas | Incentives | NPV | B/C Ratio | Notes
Program TRC ($) | 11741877.4857 | 20342926.5711 | -2397292.8521 | NA | 6203756.2333 | 1.5283 | *1
Program PAC ($) | 7199337.3748 | 20342926.5711 | -2397292.8521 | NA | 10746296.3442 | 2.4927 | *1,2
Program RIM ($) | 35392029.9691 | 20342926.5711 | -2397292.8521 | NA | -17446396.2501 | 0.50705 | *1
*1 B/C Ratio is an approximation because any supply cost increases are treated as negative benefits rather than as a cost as in the Standard Practice Manual
*2 PAC benefits include environmental costs. This is to be consistent with the TRC benefits, but is not strictly consistent with the Standard Practice Manual.
Levelized Cost and Benefit (All Measures Installed through 2023)
| Discounted Savings |  |  |  | Benefit - Cost
| kWh | Therms | Cost | Benefits | NPV
TRC ($/kWh ) | 175022537.987 |  | 0.067088 | 0.11623 | 0.049143
PAC ($/kWh) | 175022537.987 |  | 0.041134 | 0.11623 | 0.075097
RIM ($/kWh) | 175022537.987 |  | 0.22923 | 0.11623 | -0.113
TRC ($/therm) |  | -2188819.1985 | 0 | 1.0952 | 1.0952
PAC ($/therm) |  | -2188819.1985 | 0 | 1.0952 | 1.0952
RIM ($/therm) |  | -2188819.1985 | 2.16 | 1.0952 | -1.0648
Wtd Avg Emissions Reductions | [9 empty] | Wtd Avg Emissions Reductions (Gross)
| Electric Reductions |  |  | Gas Reductions | [6 empty] | Electric Reductions |  |  | Gas Reductions
Annual Reductions | CO2 (tons) | NOX (lbs) | PM-10 (lbs) | CO2 (tons) | NOX (lbs) |  |  |  |  | Annual Reductions | CO2 (tons) | NOX (lbs) | PM-10 (lbs) | CO2 (tons) | NOX (lbs)
2013 | 10048.4739 | 2483.3643 | 1320.1647 | -1538.7068 | -2419.9039 | * annual reductions are the units |  |  |  | 2013 | 16987.4384 | 4198.6093 | 2231.7579 | -2607.0729 | -4100.109 | * annual reductions are the units
2014 | 9546.8517 | 2360.1038 | 1254.1724 | -1457.1528 | -2291.6477 | implemented in the year, times |  |  |  | 2014 | 16139.0158 | 3990.1194 | 2120.1428 | -2468.8823 | -3882.7831 | implemented in the year, times
2015 | 0 | 0 | 0 | 0 | 0 | the annual emission reduction |  |  |  | 2015 | 0 | 0 | 0 | 0 | 0 | the annual emission reduction
2016 | 0 | 0 | 0 | 0 | 0 | for the measure, weighted |  |  |  | 2016 | 0 | 0 | 0 | 0 | 0 | for the measure, weighted for
2017 | 0 | 0 | 0 | 0 | 0 | for dual baseline. |  |  |  | 2017 | 0 | 0 | 0 | 0 | 0 | split baseline performance
2018 | 0 | 0 | 0 | 0 | 0 |  |  |  |  | 2018 | 0 | 0 | 0 | 0 | 0
2019 | 0 | 0 | 0 | 0 | 0 |  |  |  |  | 2019 | 0 | 0 | 0 | 0 | 0
2020 | 0 | 0 | 0 | 0 | 0 |  |  |  |  | 2020 | 0 | 0 | 0 | 0 | 0
2021 | 0 | 0 | 0 | 0 | 0 |  |  |  |  | 2021 | 0 | 0 | 0 | 0 | 0
2022 | 0 | 0 | 0 | 0 | 0 |  |  |  |  | 2022 | 0 | 0 | 0 | 0 | 0
2023 | 0 | 0 | 0 | 0 | 0 |  |  |  |  | 2023 | 0 | 0 | 0 | 0 | 0
Total Annual | 19595.3256 | 4843.4681 | 2574.3371 | -2995.8596 | -4711.5515 |  |  |  |  | Total Annual | 33126.4542 | 8188.7287 | 4351.9007 | -5075.9551 | -7982.8922
Lifecycle Reductions | [9 empty] | Lifecycle Reductions
2013 | 63674.2098 | 15657.1612 | 8375.4703 | -8435.9829 | -13210.5054 |  |  |  |  | 2013 | 107229.741 | 26372.0033 | 14104.0041 | -14283.8045 | -22367.9285
2014 | 60208.5622 | 14810.552 | 7918.9093 | -7914.0742 | -12392.0202 |  |  |  |  | 2014 | 101383.933 | 24943.8059 | 13333.9019 | -13399.7986 | -20981.5856
2015 | 0 | 0 | 0 | 0 | 0 |  |  |  |  | 2015 | 0 | 0 | 0 | 0 | 0
2016 | 0 | 0 | 0 | 0 | 0 |  |  |  |  | 2016 | 0 | 0 | 0 | 0 | 0
2017 | 0 | 0 | 0 | 0 | 0 |  |  |  |  | 2017 | 0 | 0 | 0 | 0 | 0
2018 | 0 | 0 | 0 | 0 | 0 |  |  |  |  | 2018 | 0 | 0 | 0 | 0 | 0
2019 | 0 | 0 | 0 | 0 | 0 |  |  |  |  | 2019 | 0 | 0 | 0 | 0 | 0
2020 | 0 | 0 | 0 | 0 | 0 |  |  |  |  | 2020 | 0 | 0 | 0 | 0 | 0
2021 | 0 | 0 | 0 | 0 | 0 |  |  |  |  | 2021 | 0 | 0 | 0 | 0 | 0
2022 | 0 | 0 | 0 | 0 | 0 |  |  |  |  | 2022 | 0 | 0 | 0 | 0 | 0
2023 | 0 | 0 | 0 | 0 | 0 |  |  |  |  | 2023 | 0 | 0 | 0 | 0 | 0
Total Lifecycle | 123882.772 | 30467.7132 | 16294.3796 | -16350.057 | -25602.5256 |  |  |  |  | Total Lifecycle | 208613.674 | 51315.8093 | 27437.906 | -27683.6031 | -43349.514
Reductions based on total annual installations | [9 empty] | Wtd Avg Reductions based on total annual installations (Gross)
| Annual Wtd Avg Net kWh | Lifecycle Net kWh | Annual Wtd Avg Net Therms | Lifecycle Net Therms | Net July-Sept Wtd Avg Peak** (kW) | Net Wtd Avg Dec-Feb** (kW) |  | Wtd Avg User Entered kW | Net Annual NCP (kW) |  | Wtd Avg Annual Gross kWh | Wtd Avg Lifecycle Gross kWh | Wtd Avg Annual Gross Therms | Wtd Avg Lifecycle Gross Therms | Wtd Avg User Entered kW
2013 | 19465112.6472 | 123986780.1559 | -263026.8102 | -1442048.3549 | 2768.8297 | 3343.6468 |  | 2004.0473 | 3778.9863 | 2013 | 32903809.369 | 208759751.4627 | -445653.4818 | -2441675.9878 | 3395.8049
2014 | 18487657.3374 | 117193253.3382 | -249085.949 | -1352833.1894 | 2630.9326 | 3182.4299 |  | 1903.9607 | 4866.1221 | 2014 | 31250680.986 | 197301725.1937 | -422031.157 | -2290563.8608 | 3226.2023
2015 | 0 | 0 | 0 | 0 | 0 | 0 |  | 0 | 1055.5341 | 2015 | 0 | 0 | 0 | 0 | 0
2016 | 0 | 0 | 0 | 0 | 0 | 0 |  | 0 | -317.598 | 2016 | 0 | 0 | 0 | 0 | 0
2017 | 0 | 0 | 0 | 0 | 0 | 0 |  | 0 | -574.2633 | 2017 | 0 | 0 | 0 | 0 | 0
2018 | 0 | 0 | 0 | 0 | 0 | 0 |  | 0 | -281.1682 | 2018 | 0 | 0 | 0 | 0 | 0
2019 | 0 | 0 | 0 | 0 | 0 | 0 |  | 0 | -2958.5244 | 2019 | 0 | 0 | 0 | 0 | 0
2020 | 0 | 0 | 0 | 0 | 0 | 0 |  | 0 | -3824.6333 | 2020 | 0 | 0 | 0 | 0 | 0
2021 | 0 | 0 | 0 | 0 | 0 | 0 |  | 0 | -941.4402 | 2021 | 0 | 0 | 0 | 0 | 0
2022 | 0 | 0 | 0 | 0 | 0 | 0 |  | 0 | 0 | 2022 | 0 | 0 | 0 | 0 | 0
2023 | 0 | 0 | 0 | 0 | 0 | 0 |  | 0 | -17.9817 | 2023 | 0 | 0 | 0 | 0 | 0
Total | 37952769.9846 | 241180033.4941 | -512112.7592 | -2794881.5443 | 5399.7623 | 6526.0767 |  | 3908.008 | 785.0334 | Total | 64154490.355 | 406061476.6564 | -867684.6388 | -4732239.8486 | 6622.0072
Wtd Average Net Impacts by Sector (All Measures Installed through 2023) | [9 empty] | Gross Savings for Goal Attainment - kWh
| Annual Wtd Avg Net kWh | Lifecycle Net kWh | Annual Wtd Avg Net Therms | Lifecycle Net Therms | Net July-Sept Wtd Avg Peak** (kW) | Net Wtd Avg Dec-Feb** (kW) |  | Wtd Avg User Entered kW | TRC Lifecycle Net Benefits* ($) |  | 1st Year Annual Savings | Decay of single or first baseline | 2nd Baseline Savings | 2nd Baseline Decay | Total Cumulative | Net Annual Savings
Total | 37952769.9846 | 241180033.4941 | -512112.7592 | -2794881.5443 | 5399.7623 | 6526.0767 |  | 3908.008 | 6203756.2333 |  | kWh | kWh | kWh | kWh | kWh | kWh
RES | 0 | 0 | 0 | 0 | 0 | 0 |  | 0 | 0 | 2013 | 32903809.369 |  | 0 | 0 | 32903809.369 | 32903809.369
NON_RES | 0 | 0 | 0 | 0 | 0 | 0 |  | 0 | 0 | 2014 | 64154490.355 | 0 | 0 | 0 | 64154490.355 | 31250680.986
Residential | 37716883.5058 | 237641736.3128 | -512112.7592 | -2794881.5443 | 5394.8763 | 6517.4777 |  | 3908.008 | 6429073.8108 | 2015 | 64154490.355 | -852429.5415 | 0 | 0 | 63302060.8135 | -852429.5415
Commercial | 235886.4788 | 3538297.1813 | 0 | 0 | 4.886 | 8.599 |  | 0 | -225317.5775 | 2016 | 64154490.355 | -5079897.3977 | 0 | 0 | 59074592.9573 | -4227467.8562
Industrial | 0 | 0 | 0 | 0 | 0 | 0 |  | 0 | 0 | 2017 | 64154490.355 | -8635039.3389 | 0 | 0 | 55519451.0161 | -3555141.9412
Agricultural | 0 | 0 | 0 | 0 | 0 | 0 |  | 0 | 0 | 2018 | 64154490.355 | -17820129.9514 | 0 | 0 | 46334360.4036 | -9185090.6124
Not Used | 0 | 0 | 0 | 0 | 0 | 0 |  | 0 | 0 | 2019 | 64154490.355 | -41225119.3866 | 0 | 0 | 22929370.9684 | -23404989.4352
0 | 0 | 0 | 0 | 0 | 0 | 0 |  | 0 | 0 | 2020 | 64154490.355 | -55476470.161 | 0 | 0 | 8678020.194 | -14251350.7744
0 | 0 | 0 | 0 | 0 | 0 | 0 |  | 0 | 0 | 2021 | 64154490.355 | -55476470.161 | 0 | 0 | 8678020.194 | 0
0 | 0 | 0 | 0 | 0 | 0 | 0 |  | 0 | 0 | 2022 | 64154490.355 | -55538432.1717 | 0 | 0 | 8616058.1833 | -61962.0107
0 | 0 | 0 | 0 | 0 | 0 | 0 |  | 0 | 0
0 | 0 | 0 | 0 | 0 | 0 | 0 |  | 0 | 0 | Gross Savings for Goal Attainment - kW
0 | 0 | 0 | 0 | 0 | 0 | 0 |  | 0 | 0 |  | 1st Year Annual | Decay or single or | 2nd Baseline | 2nd Baseline | Total | Net Annual
0 | 0 | 0 | 0 | 0 | 0 | 0 |  | 0 | 0 |  | Savings | first baseline | Savings | Decay | Cummulative | Savings
0 | 0 | 0 | 0 | 0 | 0 | 0 |  | 0 | 0 |  | kW | kW | kW | kW | kW | kW
0 | 0 | 0 | 0 | 0 | 0 | 0 |  | 0 | 0 | 2013 | 3395.8049 |  | 0 | 0 | 3395.8049 | 3395.8049
0 | 0 | 0 | 0 | 0 | 0 | 0 | 0 | 0 | 0 | 2014 | 6622.0072 | 0 | 0 | 0 | 6622.0072 | 3226.2023
0 | 0 | 0 | 0 | 0 | 0 | 0 | 0 | 0 | 0 | 2015 | 6622.0072 | -175.0963 | 0 | 0 | 6446.9109 | -175.0963
0 | 0 | 0 | 0 | 0 | 0 | 0 | 0 | 0 | 0 | 2016 | 6622.0072 | -1043.4543 | 0 | 0 | 5578.5529 | -868.358
0 | 0 | 0 | 0 | 0 | 0 | 0 | 0 | 0 | 0 | 2017 | 6622.0072 | -1773.7113 | 0 | 0 | 4848.2959 | -730.257
0 | 0 | 0 | 0 | 0 | 0 | 0 | 0 | 0 | 0 | 2018 | 6622.0072 | -2720.9532 | 0 | 0 | 3901.054 | -947.2419
0 | 0 | 0 | 0 | 0 | 0 | 0 | 0 | 0 | 0 | 2019 | 6622.0072 | -5061.4526 | 0 | 0 | 1560.5546 | -2340.4995
0 | 0 | 0 | 0 | 0 | 0 | 0 | 0 | 0 | 0 | 2020 | 6622.0072 | -6486.588 | 0 | 0 | 135.4192 | -1425.1354
Other and upspecified | 0 | 0 | 0 | 0 | 0 | 0 | 0 | 0 | 0 | 2021 | 6622.0072 | -6486.588 | 0 | 0 | 135.4192 | 0
* Include program-level and admin costs allocated based to total gas and electric programs at the measure level. | [9 empty] | 2022 | 6622.0072 | -6492.7842 | 0 | 0 | 129.223 | -6.1962
**These values are only approximations if there are dual baseline measures in the program
Net Impacts by CPUC End Use Categories (All Measures Installed through 2023) | [9 empty] | Gross Savings for Goal Attainment - Therms
| Annual Wtd Avg Net kWh | Lifecycle Net kWh | Annual Wtd Avg Net Therms | Lifecycle Net Therms | Net July-Sept Wtd Avg Peak** (kW) | Net Wtd Avg Dec-Feb** (kW) |  | Wtd Avg User Entered kW | TRC Lifecycle Net Benefits* ($) |  | 1st Year Annual Savings | Decay of single or first baseline | 2nd Baseline Savings | 2nd Baseline Decay | Total Cumulative | Net Annual Savings
Total | 37952769.9846 | 241180033.4941 | -512112.7592 | -2794881.5443 | 5399.7623 | 6526.0767 |  | 3908.008 | 6203756.2333 |  | Therms | Therms | Therms | Therms | Therms | Therms
Clothes Dryer | 0 | 0 | 0 | 0 | 0 | 0 |  | 0 | 0 | 2013 | -445653.4818 |  | 0 | 0 | -445653.4818 | -445653.4818
Clothes Washer | 0 | 0 | 0 | 0 | 0 | 0 |  | 0 | 0 | 2014 | -867684.6388 | 0 | 0 | 0 | -867684.6388 | -422031.157
Consumer Electronics | 0 | 0 | 0 | 0 | 0 | 0 |  | 0 | 0 | 2015 | -867684.6388 | 2862.9704 | 0 | 0 | -864821.6684 | 2862.9704
Cooking | 0 | 0 | 0 | 0 | 0 | 0 |  | 0 | 0 | 2016 | -867684.6388 | 17061.33 | 0 | 0 | -850623.3088 | 14198.3595
Dishwasher | 0 | 0 | 0 | 0 | 0 | 0 |  | 0 | 0 | 2017 | -867684.6388 | 29001.565 | 0 | 0 | -838683.0738 | 11940.235
Other Appliance | 0 | 0 | 0 | 0 | 0 | 0 |  | 0 | 0 | 2018 | -867684.6388 | 185725.219 | 0 | 0 | -681959.4198 | 156723.654
Office Equipment | 0 | 0 | 0 | 0 | 0 | 0 |  | 0 | 0 | 2019 | -867684.6388 | 594890.4766 | 0 | 0 | -272794.1622 | 409165.2576
Building shell | 0 | 0 | 0 | 0 | 0 | 0 |  | 0 | 0 | 2020 | -867684.6388 | 844032.1243 | 0 | 0 | -23652.5144 | 249141.6478
Space Cooling | 0 | 0 | 0 | 0 | 0 | 0 |  | 0 | 0 | 2021 | -867684.6388 | 844032.1243 | 0 | 0 | -23652.5144 | 0
Space Heating | 0 | 0 | 0 | 0 | 0 | 0 |  | 0 | 0 | 2022 | -867684.6388 | 845114.0517 | 0 | 0 | -22570.5871 | 1081.9273
Ventilation | 0 | 0 | 0 | 0 | 0 | 0 |  | 0 | 0
Interior Lighting | 37716883.5058 | 237641736.3128 | -512112.7592 | -2794881.5443 | 5394.8763 | 6517.4777 |  | 3908.008 | 6429073.8108
Exterior Lighting | 235886.4788 | 3538297.1813 | 0 | 0 | 4.886 | 8.599 |  | 0 | -225317.5775
Daylighting | 0 | 0 | 0 | 0 | 0 | 0 |  | 0 | 0
Motors | 0 | 0 | 0 | 0 | 0 | 0 |  | 0 | 0
Process | 0 | 0 | 0 | 0 | 0 | 0 |  | 0 | 0
Compressed Air | 0 | 0 | 0 | 0 | 0 | 0 |  | 0 | 0
Food Processor | 0 | 0 | 0 | 0 | 0 | 0 |  | 0 | 0
Refrigeration | 0 | 0 | 0 | 0 | 0 | 0 |  | 0 | 0
Freezers | 0 | 0 | 0 | 0 | 0 | 0 |  | 0 | 0
Pumps | 0 | 0 | 0 | 0 | 0 | 0 |  | 0 | 0
Pool Pump | 0 | 0 | 0 | 0 | 0 | 0 |  | 0 | 0
Domestic Hot Water | 0 | 0 | 0 | 0 | 0 | 0 |  | 0 | 0
Water Heating | 0 | 0 | 0 | 0 | 0 | 0 |  | 0 | 0
Other or unspecified | 0 | 0 | 0 | 0 | 0 | 0 | 0 | 0 | 0
* Include program-level and admin costs allocated based to total gas and electric programs at the measure level.
**These values are only approximations if there are dual baseline measures in the program
Net Impacts by Climate Zone (All Measures Installed through 2023)
| Annual Wtd Avg Net kWh | Lifecycle Net kWh | Annual Wtd Avg Net Therms | Lifecycle Net Therms | Net July-Sept Wtd Avg Peak** (kW) | Net Wtd Avg Dec-Feb** (kW) |  | Wtd Avg User Entered kW | TRC Lifecycle Net Benefits* ($)
Total | 37952769.9846 | 241180033.4941 | -512112.7592 | -2794881.5443 | 5399.7623 | 6526.0767 |  | 3908.008 | 6203756.2333
7 | 0 | 0 | 0 | 0 | 0 | 0 |  | 0 | 0
10 | 0 | 0 | 0 | 0 | 0 | 0 |  | 0 | 0
15 | 0 | 0 | 0 | 0 | 0 | 0 |  | 0 | 0
15 | 0 | 0 | 0 | 0 | 0 | 0 |  | 0 | 0
System | 37952769.9846 | 241180033.4941 | -512112.7592 | -2794881.5443 | 5399.7623 | 6526.0767 |  | 3908.008 | 6203756.2333
0 | 0 | 0 | 0 | 0 | 0 | 0 |  | 0 | 0
0 | 0 | 0 | 0 | 0 | 0 | 0 |  | 0 | 0
0 | 0 | 0 | 0 | 0 | 0 | 0 |  | 0 | 0
0 | 0 | 0 | 0 | 0 | 0 | 0 |  | 0 | 0
0 | 0 | 0 | 0 | 0 | 0 | 0 |  | 0 | 0
0 | 0 | 0 | 0 | 0 | 0 | 0 |  | 0 | 0
* Include program-level and admin costs allocated based to total gas and electric programs at the measure level.
Persistent reductions in the summer (3rd Qtr) or winter (4th Qtr) of each year
| Net July-Sept Peak (kW) | Net Annual Dec-Feb (kW)
2013 | 1384.4149 | 3343.6468
2014 | 4084.296 | 6526.0767
2015 | 5399.7623 | 6353.4244
2016 | 4871.6071 | 6015.1466
2017 | 4364.9338 | 5849.5209
2018 | 3895.0813 | 3884.068
2019 | 2034.7392 | 1343.2283
2020 | 682.3857 | 714.6654
2021 | 682.3857 | 714.6654
2022 | 682.3857 | 701.3965
2023 | 655.8473 | 688.1276
2024 | 655.8473 | 688.1276
These values are only approximations if there are dual baseline measures in the program
Monthly Impacts
First Year for Impact Table: | 2013 | These values are only approximations if there are dual baseline measures in the program
| Quarter | Monthly Five Hour Avg or TOU Peak | Net Monthly NCP (kW) |  | Monthly Net kWh | Monthly Net Therms
2013-01-01 | 1 | 0 | 0 |  | 0 | 0
2013-02-01 | 1 | 0 | 0 |  | 0 | 0
2013-03-01 | 1 | 0 | 0 |  | 0 | 0
2013-04-01 | 2 | 561.2289 | 1215.5291 |  | 401894.0353 | 0
2013-05-01 | 2 | 657.8093 | 1165.36 |  | 402898.5178 | 0
2013-06-01 | 2 | 585.5699 | 1091.7441 |  | 372767.7815 | 0
2013-07-01 | 3 | 1406.4395 | 2253.1771 |  | 796727.3371 | 0
2013-08-01 | 3 | 1391.4273 | 2227.8005 |  | 797165.4472 | 0
2013-09-01 | 3 | 1355.3778 | 2240.2521 |  | 764693.3462 | 0
2013-10-01 | 4 | 3362.3693 | 3778.9863 |  | 1303060.0768 | -32878.3513
2013-11-01 | 4 | 2326.3545 | 3601.486 |  | 1197385.508 | -32878.3513
2013-12-01 | 4 | 2328.1555 | 3651.9345 |  | 1273640.7533 | -32878.3513
2014-01-01 | 5 | 3351.8398 | 4946.6813 |  | 1706826.5111 | -43837.8017
2014-02-01 | 5 | 3574.8932 | 4951.3148 |  | 1589235.3976 | -43837.8017
2014-03-01 | 5 | 4073.9309 | 4908.1214 |  | 1708566.5873 | -43837.8017
2014-04-01 | 6 | 2776.9896 | 6021.9281 |  | 1989018.6639 | 0
2014-05-01 | 6 | 3255.9686 | 5773.1195 |  | 1994564.7027 | 0
2014-06-01 | 6 | 2897.7035 | 5408.0278 |  | 1845134.0154 | 0
2014-07-01 | 7 | 4149.476 | 6655.3175 |  | 2350694.3736 | 0
2014-08-01 | 7 | 4105.0486 | 6580.2176 |  | 2351990.9211 | 0
2014-09-01 | 7 | 3998.3634 | 6617.0671 |  | 2255892.6477 | 0
2014-10-01 | 8 | 7689.9264 | 8645.1084 |  | 2975166.4432 | -74973.5453
2014-11-01 | 8 | 5314.6099 | 8238.1458 |  | 2732881.7372 | -74973.5453
2014-12-01 | 8 | 5318.7392 | 8353.8112 |  | 2907715.4736 | -74973.5453
2015-01-01 | 9 | 6542.1301 | 9667.0606 |  | 3327818.4407 | -85352.1265
2015-02-01 | 9 | 6979.1833 | 9676.1395 |  | 3097409.1892 | -85352.1265
2015-03-01 | 9 | 7957.0029 | 9591.506 |  | 3331227.9641 | -85352.1265
2015-04-01 | 10 | 4373.2115 | 9501.3632 |  | 3133346.2327 | 0
2015-05-01 | 10 | 5130.1623 | 9108.1576 |  | 3143476.5966 | 0
2015-06-01 | 10 | 4563.9754 | 8531.1823 |  | 2907322.6834 | 0
2015-07-01 | 11 | 5486.073 | 8804.2807 |  | 3107934.073 | 0
2015-08-01 | 11 | 5427.2427 | 8704.8342 |  | 3109650.9479 | 0
2015-09-01 | 11 | 5285.9713 | 8753.6299 |  | 2982398.6029 | 0
2015-10-01 | 12 | 8671.5866 | 9700.6425 |  | 3332116.1491 | -84976.7593
2015-11-01 | 12 | 5966.0838 | 9237.1092 |  | 3056152.1059 | -84976.7593
2015-12-01 | 12 | 5970.7871 | 9368.8529 |  | 3255289.0039 | -84976.7593
2016-01-01 | 13 | 6369.4645 | 9373.9732 |  | 3216599.4385 | -84601.3921
2016-02-01 | 13 | 6806.1511 | 9383.0445 |  | 2986383.4018 | -84601.3921
2016-03-01 | 13 | 7783.1508 | 9298.4819 |  | 3220006.1028 | -84601.3921
2016-04-01 | 14 | 4116.9412 | 9061.9406 |  | 2966762.3479 | 0
2016-05-01 | 14 | 4734.385 | 8707.4398 |  | 2974423.2572 | 0
2016-06-01 | 14 | 4168.9103 | 8131.1902 |  | 2738566.3921 | 0
2016-07-01 | 15 | 4957.773 | 8270.5 |  | 2882589.2304 | 0
2016-08-01 | 15 | 4899.0414 | 8171.2202 |  | 2884303.2258 | 0
2016-09-01 | 15 | 4758.0069 | 8219.9341 |  | 2757264.3014 | 0
2016-10-01 | 16 | 8326.0905 | 9120.1319 |  | 3111841.2027 | -83490.5638
2016-11-01 | 16 | 5625.079 | 8657.3681 |  | 2836335.2743 | -83490.5638
2016-12-01 | 16 | 5629.7745 | 8788.8931 |  | 3035141.5946 | -83490.5638
2017-01-01 | 17 | 6031.1602 | 8799.7248 |  | 2998686.4483 | -83130.4701
2017-02-01 | 17 | 6467.1294 | 8808.7813 |  | 2768848.6442 | -83130.4701
2017-03-01 | 17 | 7442.524 | 8724.3576 |  | 3002087.5155 | -83130.4701
2017-04-01 | 18 | 3785.6723 | 8493.9245 |  | 2751427.645 | 0
2017-05-01 | 18 | 4222.7791 | 8189.4561 |  | 2755896.4708 | 0
2017-06-01 | 18 | 3658.2237 | 7614.1433 |  | 2520423.0681 | 0
2017-07-01 | 19 | 4450.9611 | 7758.4398 |  | 2666412.0804 | 0
2017-08-01 | 19 | 4392.324 | 7659.3198 |  | 2668123.3186 | 0
2017-09-01 | 19 | 4251.5164 | 7707.9553 |  | 2541288.7606 | 0
2017-10-01 | 20 | 8074.9626 | 8698.1734 |  | 2951728.0323 | -82410.2825
2017-11-01 | 20 | 5377.2112 | 8235.9681 |  | 2676554.6407 | -82410.2825
2017-12-01 | 20 | 5381.9011 | 8367.3344 |  | 2875121.0009 | -82410.2825
2018-01-01 | 21 | 5865.5217 | 8518.5639 |  | 2891992.4601 | -82410.2825
2018-02-01 | 21 | 6301.1399 | 8527.613 |  | 2662339.674 | -82410.2825
2018-03-01 | 21 | 7275.7493 | 8443.2573 |  | 2895390.7896 | -82410.2825
2018-04-01 | 22 | 3703.7239 | 8353.4105 |  | 2698158.7313 | 0
2018-05-01 | 22 | 4096.219 | 8061.319 |  | 2701837.913 | 0
2018-06-01 | 22 | 3531.8909 | 7486.2379 |  | 2466459.3257 | 0
2018-07-01 | 23 | 3970.3443 | 6870.2585 |  | 2377500.6984 | 0
2018-08-01 | 23 | 3919.0442 | 6783.541 |  | 2378997.8151 | 0
2018-09-01 | 23 | 3795.8554 | 6826.0909 |  | 2268033.6361 | 0
2018-10-01 | 24 | 6207.7367 | 6683.1405 |  | 2316498.3102 | -61982.1014
2018-11-01 | 24 | 4185.1063 | 6336.6036 |  | 2110187.9489 | -61982.1014
2018-12-01 | 24 | 4188.6225 | 6435.095 |  | 2259062.436 | -61982.1014
2019-01-01 | 25 | 3894.0624 | 5563.4363 |  | 1961571.4069 | -51768.0108
2019-02-01 | 25 | 4166.1584 | 5569.0886 |  | 1818125.6483 | -51768.0108
2019-03-01 | 25 | 4774.919 | 5516.3983 |  | 1963694.072 | -51768.0108
2019-04-01 | 26 | 2157.1053 | 4495.9007 |  | 1554612.3608 | 0
2019-05-01 | 26 | 2351.3023 | 4357.0007 |  | 1528461.5267 | 0
2019-06-01 | 26 | 2069.4241 | 4069.7514 |  | 1410891.4433 | 0
2019-07-01 | 27 | 2067.3818 | 3353.5783 |  | 1233580.0812 | 0
2019-08-01 | 27 | 2045.1322 | 3315.9677 |  | 1234229.4019 | 0
2019-09-01 | 27 | 1991.7035 | 3334.4222 |  | 1186102.67 | 0
2019-10-01 | 28 | 2549.0627 | 2734.8509 |  | 1071818.4389 | -21954.7773
2019-11-01 | 28 | 1849.2758 | 2614.9565 |  | 1000439.4649 | -21954.7773
2019-12-01 | 28 | 1850.4924 | 2649.0324 |  | 1051946.8544 | -21954.7773
2020-01-01 | 29 | 1345.458 | 1743.1943 |  | 758769.3461 | -12155.2058
2020-02-01 | 29 | 1406.1604 | 1744.4553 |  | 726767.745 | -12155.2058
2020-03-01 | 29 | 1541.9701 | 1732.7005 |  | 759242.8957 | -12155.2058
2020-04-01 | 30 | 673.2533 | 794.9405 |  | 457474.6135 | 0
2020-05-01 | 30 | 677.1998 | 803.0151 |  | 402704.3573 | 0
2020-06-01 | 30 | 666.3087 | 791.9165 |  | 398161.7468 | 0
2020-07-01 | 31 | 684.046 | 797.1698 |  | 402020.6683 | 0
2020-08-01 | 31 | 682.9143 | 795.2568 |  | 402053.6938 | 0
2020-09-01 | 31 | 680.1969 | 796.1954 |  | 399605.8925 | 0
2020-10-01 | 32 | 757.6146 | 801.5942 |  | 462368.2896 | -2355.6343
2020-11-01 | 32 | 705.5502 | 792.674 |  | 457057.6726 | -2355.6343
2020-12-01 | 32 | 705.6407 | 795.2092 |  | 460889.8378 | -2355.6343
2021-01-01 | 33 | 714.9742 | 798.1278 |  | 461215.4429 | -2355.6343
2021-02-01 | 33 | 723.3813 | 798.3025 |  | 456783.3356 | -2355.6343
2021-03-01 | 33 | 742.1904 | 796.6745 |  | 461281.0278 | -2355.6343
2021-04-01 | 34 | 673.2533 | 794.9405 |  | 457474.6135 | 0
2021-05-01 | 34 | 677.1998 | 803.0151 |  | 402704.3573 | 0
2021-06-01 | 34 | 666.3087 | 791.9165 |  | 398161.7468 | 0
2021-07-01 | 35 | 684.046 | 797.1698 |  | 402020.6683 | 0
2021-08-01 | 35 | 682.9143 | 795.2568 |  | 402053.6938 | 0
2021-09-01 | 35 | 680.1969 | 796.1954 |  | 399605.8925 | 0
2021-10-01 | 36 | 757.6146 | 801.5942 |  | 462368.2896 | -2355.6343
2021-11-01 | 36 | 705.5502 | 792.674 |  | 457057.6726 | -2355.6343
2021-12-01 | 36 | 705.6407 | 795.2092 |  | 460889.8378 | -2355.6343
2022-01-01 | 37 | 714.9742 | 798.1278 |  | 461215.4429 | -2355.6343
2022-02-01 | 37 | 723.3813 | 798.3025 |  | 456783.3356 | -2355.6343
2022-03-01 | 37 | 742.1904 | 796.6745 |  | 461281.0278 | -2355.6343
2022-04-01 | 38 | 673.2533 | 794.9405 |  | 457474.6135 | 0
2022-05-01 | 38 | 677.1998 | 803.0151 |  | 402704.3573 | 0
2022-06-01 | 38 | 666.3087 | 791.9165 |  | 398161.7468 | 0
2022-07-01 | 39 | 684.046 | 797.1698 |  | 402020.6683 | 0
2022-08-01 | 39 | 682.9143 | 795.2568 |  | 402053.6938 | 0
2022-09-01 | 39 | 680.1969 | 796.1954 |  | 399605.8925 | 0
2022-10-01 | 40 | 750.9801 | 794.9596 |  | 458061.3881 | -2213.7816
2022-11-01 | 40 | 698.9158 | 786.0394 |  | 452750.7711 | -2213.7816
2022-12-01 | 40 | 699.0063 | 788.5747 |  | 456582.9363 | -2213.7816
2023-01-01 | 41 | 701.7053 | 784.8587 |  | 452601.6399 | -2071.9289
2023-02-01 | 41 | 710.1124 | 785.0334 |  | 448169.5326 | -2071.9289
2023-03-01 | 41 | 728.9215 | 783.4054 |  | 452667.2249 | -2071.9289
2023-04-01 | 42 | 653.35 | 775.0368 |  | 444553.9091 | 0
2023-05-01 | 42 | 657.296 | 783.1112 |  | 391547.2744 | 0
2023-06-01 | 42 | 646.4049 | 772.0126 |  | 387004.664 | 0
2023-07-01 | 43 | 657.5076 | 770.6313 |  | 387144.5578 | 0
2023-08-01 | 43 | 656.3759 | 768.7184 |  | 387177.5832 | 0
2023-09-01 | 43 | 653.6585 | 769.657 |  | 384729.782 | 0
2023-10-01 | 44 | 731.0768 | 775.0559 |  | 445140.6837 | -1788.2235
2023-11-01 | 44 | 679.0124 | 766.1357 |  | 439830.0667 | -1788.2235
2023-12-01 | 44 | 679.1029 | 768.671 |  | 443662.2319 | -1788.2235

## Input
| SDG&E 2013 v1c4-Draft.xls |  |  |  | Program Budget ($) | [10 empty] | Import file format 5
[5 empty] | a. Administrative Costs | 2013 | 2014 | 2015 | NPV |  |  |  | Nominal | Nominal | Nominal
| Proposer General Information |  |  |  | a.i. Overhead and G&A | 282461.2019 | 279168.1519 |  | 542491.1496 | d. Incentives and Rebates ($) |  |  | 2013 | 2014 | 2015 | NPV |  | Market Effects Adjustments
| Proposer Name |  | SDGE |  | a.ii. Other Admin costs |  |  |  | 0 | d.i. User Input Incentive (treated like admin) | [5 empty] | 0 |  | Adjustment type |  | Uniform
| Program Name |  | 3245-SW-Lighting-Primary Lighting SDG&E_COMPLIANCE |  | b. Marketing/Outreach | 250534.5679 | 250534.5679 |  | 483893.8897 | d.ii. Rebate |  |  | 1996868.75 | 1896607.05 | 0 |  |  | Enter Custom values in columns AO through AT
| Service Territory |  | SDG&E |  | c. Direct Implementation (non incentive) |  |  |  |  | d.iii. Direct Install Labor |  |  | 0 | 0 | 0 |  |  | Uniform Factors to apply to all measures
| First Year of Program Implementation |  |  | 2013 | c.i. Activity | 1327803.979 | 1317803.979 |  | 2555266.7016 | d.iv. Direct Install Materials |  |  | 0 | 0 | 0 |  |  |  | Benefit Adj | Cost Adj
| Contact Information |  |  |  | c.ii. Installation |  |  |  | 0 | d.v. Upstream payments |  |  | 13499.1 | 12950.1 | 0 |  |  | Participant Inside
| Name |  |  |  | c.iii. Hardware & Materials |  |  |  | 0 | Subtotal Incentives and Rebates |  |  | 2010367.85 | 1909557.15 | 0 | 3617685.6338 |  | Participant Outside
| Address |  |  |  | c.iv. Rebate Processing and Inspection |  |  |  | 0 | [8 empty] | Non-participant | 5% | 5% | [39 empty] | Formulas for spreading annual installations to quarters
| ZIP code |  |  |  | d. Total Incentives and Rebates | 2010367.85 | 1909557.15 | 0 | 3617685.6338 | [8 empty] | Total Factor | 5% | 5% | [39 empty] | 0 | 0 | 0 | 0 | 0 | 0 | 0 | 0 | 0 | 0 | 0 | 0 | 0 | 0 | 0 | 0 | 0 | 0 | 0 | 0 | 0 | 0 | 0 | 0 | 0 | 0 | 0 | 0 | 0 | 0 | 0 | 0 | 0 | 0 | 0 | 0 | 0 | 0 | 0 | 0 | 0 | 0 | 0 | 0
| Telephone |  |  |  | e. EM&V |  |  |  | 0 | f. Costs recovered from other sources | [5 empty] | 0
| Email |  |  |  | Total | 3871167.5988 | 3757063.8488 | 0 | 7199337.3748 | Program Budget w/ Other Costs (a to f) |  |  | 3871167.5988 | 3757063.8488 | 0 | 7199337.3748
[15 empty] | Number of measures that have negative participant cost: | 0 |  |  | Total Excess incentive: | 0 | [39 empty] | Quarterly Installation Schedule
| Program Inputs | [10 empty] | Transfer | Admin | Admin | Admin | Participant | [8 empty] | Second Baseline (For savings after the RUL) | [7 empty] | Table Lookup Values |  |  |  |  | Benefits Adj Factors |  | Market Effects Adjustments | [8 empty] | Annual Installation Schedule (enter quarterly values to the right) | [10 empty] | 2013 |  |  |  | 2014 |  |  |  | 2015 |  |  |  | 2016 |  |  |  | 2017 |  |  |  | 2018 |  |  |  | 2019 |  |  |  | 2020 |  |  |  | 2021 |  |  |  | 2022 |  |  |  | 2023
| Measure Name | DEER RunID | Climate Zone | Target sector | Measure Electric End Use Shape | CZ, Sector, Measure combination found? | Expected Useful Life for New/ROB, RUL for retrofit. (yrs) | Program Type (To look up Net-to-gross Ratio) | Unit Definition (e.g. homes) | Program Type (NEW/ROB or Early Repl(RET)) | Gross Measure Cost (Total Cost for Retrofit, Incr Cost for New/ROB) ($/unit) | Rebate to end use customer or its assignee ($/unit) | Incentives to entities other than the end use customer or its assignee($/unit) | Direct Install Labor ($/unit) | Direct Install Material ($/unit) | Gross Participant Cost ($/unit) | Gross Unit Annual Electricity Savings (kwh/unit) | Electric Rate Schedule | Demand Scaler | User Entered kW Savings per unit (kW/unit) | Gross Unit Annual Gas Savings (therm/unit) | Gas Sector | Gas Rate Schedule | Gas Savings Profile | Total Life. Can be left blank for single baseline measures (Yrs) | Incremental Cost (relative to standard efficiency default device) ($/unit) | Measure Cost Inflation (%/year escalation) | Early retrofit incremental kWh savings (kWh/unit) | Early retrofit incremental kW savings (kW/unit) | Early retrofit incremental Th savings (Th/unit) | Combustion Type | Expected Useful Life for New/ROB, RUL for retrofit. (yrs) | Net-to-Gross Ratio - kWh | Net-to-Gross Ratio -Therms | Net-to-Gross Ratio - kW | Net-to-Gross Ratio - Therms (overides lookup value) | Net-to-Gross Ratio - Costs | Installation Rate (Blank gets 100%) (IR) | Gross Realization Rate (Blank gets 100%) (GRR) | Benefits - Participants Inside | Benefits - Participants Outside | Benefits- Non-participants | Costs - Participants Inside | Costs - Participants Outside | Costs- Non-participants | Total Benefits Factor | Total Cost Factor | % Eligible for TOU AC adjustment | 2013 | 2014 | 2015 | 2016 | 2017 | 2018 | 2019 | 2020 | 2021 | 2022 | 2023 | Qtr 1 | Qtr 2 | Qtr 3 | Qtr 4 | Qtr 1 | Qtr 2 | Qtr 3 | Qtr 4 | Qtr 1 | Qtr 2 | Qtr 3 | Qtr 4 | Qtr 1 | Qtr 2 | Qtr 3 | Qtr 4 | Qtr 1 | Qtr 2 | Qtr 3 | Qtr 4 | Qtr 1 | Qtr 2 | Qtr 3 | Qtr 4 | Qtr 1 | Qtr 2 | Qtr 3 | Qtr 4 | Qtr 1 | Qtr 2 | Qtr 3 | Qtr 4 | Qtr 1 | Qtr 2 | Qtr 3 | Qtr 4 | Qtr 1 | Qtr 2 | Qtr 3 | Qtr 4 | Qtr 1 | Qtr 2 | Qtr 3 | Qtr 4 | Total Number of Units | Comments
3245 | 413001-Screw-in CFL (14 watt) <800 Lumens | Res-Lighting-InGen_CFLratio0347_CFLscw-14w | System | Residential | 19-RES-AllResidential-LIGHT | TRUE |  |  | Lamp | ROB | 4.6377 | 0.9 | 0 | 0 | 0 | 3.7377 | 19.3 |  | kWh | 0.00193 | -0.337 | Residential | [9 empty] | 9.4 | 54% |  |  |  |  | 77% | [7 empty] | 0% | 0% | 0% | 22237 | 0 | 0 | 0 | 0 | 0 | 0 | 0 | 0 | 0 | 0 | 2013 Qtr 1: 5559.25; 2013 Qtr 2: 5559.25; 2013 Qtr 3: 5559.25; 2013 Qtr 4: 5559.25; 2014 Qtr 1: 0; 2014 Qtr 2: 0; 2014 Qtr 3: 0; 2014 Qtr 4: 0 | 22237
3245 | 413005-Screw-in CFL (30 watt) >=2,001 Lumens | Res-Lighting-InGen_CFLratio0347_CFLscw-30w | System | Residential | res:DEER:Indoor_CFL_Ltg | TRUE |  |  | Lamp | ROB | 4.38 | 0 | 1.9 | 0 | 0 | 2.48 | 41.3 |  | kWh | 0.00413 | -0.722 | Residential |  | Winter Only | [6 empty] | Small Boilers (<100 MMBtu/hr Heat Input):Controlled – Flue Gas Recirculation | 5.3 | 54% |  |  |  |  | 77% | [7 empty] | 0% | 0% | 0% | 6729 | 6456 | 0 | 0 | 0 | 0 | 0 | 0 | 0 | 0 | 0 | 2013 Qtr 1: 1682.25; 2013 Qtr 2: 1682.25; 2013 Qtr 3: 1682.25; 2013 Qtr 4: 1682.25; 2014 Qtr 1: 1614; 2014 Qtr 2: 1614; 2014 Qtr 3: 1614; 2014 Qtr 4: 1614 | 13185
3245 | 413007-Screw-in CFL (<= 12 watt) <800 Lumens | Res-Lighting-InGen_CFLratio0347_CFLscw-11w | System | Residential | res:DEER:Indoor_CFL_Ltg | TRUE |  |  | Lamp | ROB | 1.33 | 0.9 | 0 | 0 | 0 | 0.43 | 15.1 |  | kWh | 0.00151 | -0.265 | Residential |  | Winter Only | [6 empty] | Residential Furnaces (<0.3):Uncontrolled | 5.3 | 54% |  |  |  |  | 77% | [7 empty] | 0% | 0% | 0% | 117 | 112 | 0 | 0 | 0 | 0 | 0 | 0 | 0 | 0 | 0 | 2013 Qtr 1: 29.25; 2013 Qtr 2: 29.25; 2013 Qtr 3: 29.25; 2013 Qtr 4: 29.25; 2014 Qtr 1: 28; 2014 Qtr 2: 28; 2014 Qtr 3: 28; 2014 Qtr 4: 28 | 229
3245 | 413008-Screw-in CFL (>39 watt) >=1,600 Lumens | Res-Lighting-InGen_CFLratio0347_CFLscw-42w | System | Residential | res:DEER:Indoor_CFL_Ltg | TRUE |  |  | Lamp | ROB | 8.74 | 1.9 | 0 | 0 | 0 | 6.84 | 57.8 |  | kWh | 0.00578 | -1.01 | Residential |  | Winter Only | [6 empty] | Residential Furnaces (<0.3):Uncontrolled | 5.3 | 54% |  |  |  |  | 77% | [7 empty] | 0% | 0% | 0% | 3000 | 2878 | 0 | 0 | 0 | 0 | 0 | 0 | 0 | 0 | 0 | 2013 Qtr 1: 750; 2013 Qtr 2: 750; 2013 Qtr 3: 750; 2013 Qtr 4: 750; 2014 Qtr 1: 719.5; 2014 Qtr 2: 719.5; 2014 Qtr 3: 719.5; 2014 Qtr 4: 719.5 | 5878
3245 | 413009-Screw-in CFL (13 watt) 800-1,099 Lumens | Res-Lighting-InGen_CFLratio0347_CFLscw-13w | System | Residential | res:DEER:Indoor_CFL_Ltg | TRUE |  |  | Lamp | ROB | 1.47 | 1.2 | 0 | 0 | 0 | 0.27 | 17.9 |  | kWh | 0.00179 | -0.313 | Residential |  | Winter Only | [6 empty] | Residential Furnaces (<0.3):Uncontrolled | 5.3 | 54% |  |  |  |  | 77% | [7 empty] | 0% | 0% | 0% | 46230 | 44354 | 0 | 0 | 0 | 0 | 0 | 0 | 0 | 0 | 0 | 2013 Qtr 1: 11557.5; 2013 Qtr 2: 11557.5; 2013 Qtr 3: 11557.5; 2013 Qtr 4: 11557.5; 2014 Qtr 1: 11088.5; 2014 Qtr 2: 11088.5; 2014 Qtr 3: 11088.5; 2014 Qtr 4: 11088.5 | 90584
3245 | 413010-Screw-in CFL (18 watt) >= 1,100-1,599 Lumens | Res-Lighting-InGen_CFLratio0347_CFLscw-18w | System | Residential | res:DEER:Indoor_CFL_Ltg | TRUE |  |  | Lamp | ROB | 1.95 | 1.65 | 0 | 0 | 0 | 0.3 | 24.8 |  | kWh | 0.00248 | -0.433 | Residential |  | Winter Only | [6 empty] | Residential Furnaces (<0.3):Uncontrolled | 5.3 | 54% |  |  |  |  | 77% | [7 empty] | 0% | 0% | 0% | 27058 | 25960 | 0 | 0 | 0 | 0 | 0 | 0 | 0 | 0 | 0 | 2013 Qtr 1: 6764.5; 2013 Qtr 2: 6764.5; 2013 Qtr 3: 6764.5; 2013 Qtr 4: 6764.5; 2014 Qtr 1: 6490; 2014 Qtr 2: 6490; 2014 Qtr 3: 6490; 2014 Qtr 4: 6490 | 53018
3245 | 413011-Screw-in CFL (19 watt) >= 1,100-1,599 Lumens | Res-Lighting-InGen_CFLratio0347_CFLscw-19w | System | Residential | res:DEER:Indoor_CFL_Ltg | TRUE |  |  | Lamp | ROB | 2.04 | 1.65 | 0 | 0 | 0 | 0.39 | 26.2 |  | kWh | 0.00262 | -0.457 | Residential |  | Winter Only | [6 empty] | Residential Furnaces (<0.3):Uncontrolled | 5.3 | 54% |  |  |  |  | 77% | [7 empty] | 0% | 0% | 0% | 14016 | 13447 | 0 | 0 | 0 | 0 | 0 | 0 | 0 | 0 | 0 | 2013 Qtr 1: 3504; 2013 Qtr 2: 3504; 2013 Qtr 3: 3504; 2013 Qtr 4: 3504; 2014 Qtr 1: 3361.75; 2014 Qtr 2: 3361.75; 2014 Qtr 3: 3361.75; 2014 Qtr 4: 3361.75 | 27463
3245 | 413012-Screw-in CFL (23 watt) <1,600 Lumens | Res-Lighting-InGen_CFLratio0347_CFLscw-23w | System | Residential | res:DEER:Indoor_CFL_Ltg | TRUE |  |  | Lamp | ROB | 2.08 | 1.65 | 0 | 0 | 0 | 0.43 | 31.7 |  | kWh | 0.00317 | -0.553 | Residential |  | Winter Only | [6 empty] | Residential Furnaces (<0.3):Uncontrolled | 5.3 | 54% |  |  |  |  | 77% | [7 empty] | 0% | 0% | 0% | 557 | 534 | 0 | 0 | 0 | 0 | 0 | 0 | 0 | 0 | 0 | 2013 Qtr 1: 139.25; 2013 Qtr 2: 139.25; 2013 Qtr 3: 139.25; 2013 Qtr 4: 139.25; 2014 Qtr 1: 133.5; 2014 Qtr 2: 133.5; 2014 Qtr 3: 133.5; 2014 Qtr 4: 133.5 | 1091
3245 | 413014-Screw-in CFL (26 watt) >=1,600 Lumens | Res-Lighting-InGen_CFLratio0347_CFLscw-26w | System | Residential | res:DEER:Indoor_CFL_Ltg | TRUE |  |  | Lamp | ROB | 3.05 | 1.9 | 0 | 0 | 0 | 1.15 | 35.8 |  | kWh | 0.00358 | -0.625 | Residential |  | Winter Only | [6 empty] | Residential Furnaces (<0.3):Uncontrolled | 5.3 | 54% |  |  |  |  | 77% | [7 empty] | 0% | 0% | 0% | 1 | 1 | 0 | 0 | 0 | 0 | 0 | 0 | 0 | 0 | 0 | 2013 Qtr 1: 0.25; 2013 Qtr 2: 0.25; 2013 Qtr 3: 0.25; 2013 Qtr 4: 0.25; 2014 Qtr 1: 0.25; 2014 Qtr 2: 0.25; 2014 Qtr 3: 0.25; 2014 Qtr 4: 0.25 | 2
3245 | 413017-Screw-in CFL (23 watt) >=1,600 Lumens | Res-Lighting-InGen_CFLratio0347_CFLscw-23w | System | Residential | res:DEER:Indoor_CFL_Ltg | TRUE |  |  | Lamp | ROB | 2.1 | 1.9 | 0 | 0 | 0 | 0.2 | 31.7 |  | kWh | 0.00317 | -0.553 | Residential |  | Winter Only | [6 empty] | Residential Furnaces (<0.3):Uncontrolled | 5.3 | 54% |  |  |  |  | 77% | [7 empty] | 0% | 0% | 0% | 75283 | 72226 | 0 | 0 | 0 | 0 | 0 | 0 | 0 | 0 | 0 | 2013 Qtr 1: 18820.75; 2013 Qtr 2: 18820.75; 2013 Qtr 3: 18820.75; 2013 Qtr 4: 18820.75; 2014 Qtr 1: 18056.5; 2014 Qtr 2: 18056.5; 2014 Qtr 3: 18056.5; 2014 Qtr 4: 18056.5 | 147509
3245 | 413018-Screw-in CFL (<=12 watt) >=800 Lumens | Res-Lighting-InGen_CFLratio0347_CFLscw-11w | System | Residential | res:DEER:Indoor_CFL_Ltg | TRUE |  |  | Lamp | ROB | 1.63 | 1.2 | 0 | 0 | 0 | 0.43 | 15.1 |  | kWh | 0.00151 | -0.265 | Residential |  | Winter Only | [6 empty] | Residential Furnaces (<0.3):Uncontrolled | 5.3 | 54% |  |  |  |  | 77% | [7 empty] | 0% | 0% | 0% | 644 | 618 | 0 | 0 | 0 | 0 | 0 | 0 | 0 | 0 | 0 | 2013 Qtr 1: 161; 2013 Qtr 2: 161; 2013 Qtr 3: 161; 2013 Qtr 4: 161; 2014 Qtr 1: 154.5; 2014 Qtr 2: 154.5; 2014 Qtr 3: 154.5; 2014 Qtr 4: 154.5 | 1262
3245 | 413020-Screw-in CFL (13 watt) <800 Lumens | Res-Lighting-InGen_CFLratio0347_CFLscw-13w | System | Residential | res:DEER:Indoor_CFL_Ltg | TRUE |  |  | Lamp | ROB | 1.33 | 0.9 | 0 | 0 | 0 | 0.43 | 17.9 |  | kWh | 0.00179 | -0.313 | Residential |  | Winter Only | [6 empty] | Residential Furnaces (<0.3):Uncontrolled | 5.3 | 54% |  |  |  |  | 77% | [7 empty] | 0% | 0% | 0% | 2768 | 2655 | 0 | 0 | 0 | 0 | 0 | 0 | 0 | 0 | 0 | 2013 Qtr 1: 692; 2013 Qtr 2: 692; 2013 Qtr 3: 692; 2013 Qtr 4: 692; 2014 Qtr 1: 663.75; 2014 Qtr 2: 663.75; 2014 Qtr 3: 663.75; 2014 Qtr 4: 663.75 | 5423
3245 | 413021-Screw-in CFL (14 watt) 800-1,099 Lumens | Res-Lighting-InGen_CFLratio0347_CFLscw-14w | System | Residential | res:DEER:Indoor_CFL_Ltg | TRUE |  |  | Lamp | ROB | 1.73 | 1.2 | 0 | 0 | 0 | 0.53 | 19.3 |  | kWh | 0.00193 | -0.337 | Residential |  | Winter Only | [6 empty] | Residential Furnaces (<0.3):Uncontrolled | 5.3 | 54% |  |  |  |  | 77% | [7 empty] | 0% | 0% | 0% | 2993 | 2871 | 0 | 0 | 0 | 0 | 0 | 0 | 0 | 0 | 0 | 2013 Qtr 1: 748.25; 2013 Qtr 2: 748.25; 2013 Qtr 3: 748.25; 2013 Qtr 4: 748.25; 2014 Qtr 1: 717.75; 2014 Qtr 2: 717.75; 2014 Qtr 3: 717.75; 2014 Qtr 4: 717.75 | 5864
3245 | 413022-Screw-in CFL (15 watt) 800-1,099 Lumens | Res-Lighting-InGen_CFLratio0347_CFLscw-15w | System | Residential | res:DEER:Indoor_CFL_Ltg | TRUE |  |  | Lamp | ROB | 1.2 | 1.2 | 0 | 0 | 0 | 0 | 20.6 |  | kWh | 0.00206 | -0.361 | Residential |  | Winter Only | [6 empty] | Residential Furnaces (<0.3):Uncontrolled | 5.3 | 54% |  |  |  |  | 77% | [7 empty] | 0% | 0% | 0% | 89 | 86 | 0 | 0 | 0 | 0 | 0 | 0 | 0 | 0 | 0 | 2013 Qtr 1: 22.25; 2013 Qtr 2: 22.25; 2013 Qtr 3: 22.25; 2013 Qtr 4: 22.25; 2014 Qtr 1: 21.5; 2014 Qtr 2: 21.5; 2014 Qtr 3: 21.5; 2014 Qtr 4: 21.5 | 175
3245 | 413023-Screw-in CFL (20 watt) >=1,100 Lumens | Res-Lighting-InGen_CFLratio0347_CFLscw-20w | System | Residential | res:DEER:Indoor_CFL_Ltg | TRUE |  |  | Lamp | ROB | 2.08 | 1.65 | 0 | 0 | 0 | 0.43 | 27.5 |  | kWh | 0.00275 | -0.481 | Residential |  | Winter Only | [6 empty] | Residential Furnaces (<0.3):Uncontrolled | 5.3 | 54% |  |  |  |  | 77% | [7 empty] | 0% | 0% | 0% | 15306 | 14686 | 0 | 0 | 0 | 0 | 0 | 0 | 0 | 0 | 0 | 2013 Qtr 1: 3826.5; 2013 Qtr 2: 3826.5; 2013 Qtr 3: 3826.5; 2013 Qtr 4: 3826.5; 2014 Qtr 1: 3671.5; 2014 Qtr 2: 3671.5; 2014 Qtr 3: 3671.5; 2014 Qtr 4: 3671.5 | 29992
3245 | 413025-Screw-in CFL (<=12 watt) <800 Lumens | Res-Lighting-InGen_CFLratio0347_CFLscw-11w | System | Residential | res:DEER:Indoor_CFL_Ltg | TRUE |  |  | Lamp | ROB | 1.63 | 0.9 | 0 | 0 | 0 | 0.73 | 15.1 |  | kWh | 0.00151 | -0.265 | Residential |  | Winter Only | [6 empty] | Residential Furnaces (<0.3):Uncontrolled | 5.3 | 54% |  |  |  |  | 77% | [7 empty] | 0% | 0% | 0% | 111 | 107 | 0 | 0 | 0 | 0 | 0 | 0 | 0 | 0 | 0 | 2013 Qtr 1: 27.75; 2013 Qtr 2: 27.75; 2013 Qtr 3: 27.75; 2013 Qtr 4: 27.75; 2014 Qtr 1: 26.75; 2014 Qtr 2: 26.75; 2014 Qtr 3: 26.75; 2014 Qtr 4: 26.75 | 218
3245 | 413036-Commercial-Screw-in CFL (30 watt) >=2,001 Lumens | Com-Lighting-InGen_CFLratio0357_CFLscw-30w | System | Residential | res:DEER:Indoor_CFL_Ltg | TRUE |  |  | Lamp | ROB | 4.38 | 0 | 1.9 | 0 | 0 | 2.48 | 266 |  | kWh | 0.0563 | -0.664 | Residential |  | Winter Only | [6 empty] | Small Boilers (<100 MMBtu/hr Heat Input):Uncontrolled | 2.58 | 54% |  |  |  |  | 81% | [7 empty] | 0% | 0% | 0% | 354 | 339 | 0 | 0 | 0 | 0 | 0 | 0 | 0 | 0 | 0 | 2013 Qtr 1: 88.5; 2013 Qtr 2: 88.5; 2013 Qtr 3: 88.5; 2013 Qtr 4: 88.5; 2014 Qtr 1: 84.75; 2014 Qtr 2: 84.75; 2014 Qtr 3: 84.75; 2014 Qtr 4: 84.75 | 693
3245 | 413038-Commercial-Screw-in CFL (<= 12 watt) <800 Lumens | Com-Lighting-InGen_CFLratio0357_CFLscw-11w | System | Residential | res:DEER:Indoor_CFL_Ltg | TRUE |  |  | Lamp | ROB | 1.33 | 0 | 0.9 | 0 | 0 | 0.43 | 97.4 |  | kWh | 0.0206 | -0.243 | Residential |  | Winter Only | [6 empty] | Small Boilers (<100 MMBtu/hr Heat Input):Uncontrolled | 2.58 | 54% |  |  |  |  | 81% | [7 empty] | 0% | 0% | 0% | 46 | 44 | 0 | 0 | 0 | 0 | 0 | 0 | 0 | 0 | 0 | 2013 Qtr 1: 11.5; 2013 Qtr 2: 11.5; 2013 Qtr 3: 11.5; 2013 Qtr 4: 11.5; 2014 Qtr 1: 11; 2014 Qtr 2: 11; 2014 Qtr 3: 11; 2014 Qtr 4: 11 | 90
3245 | 413039-Commercial-Screw-in CFL (>39 watt) >=1,600 Lumens | Com-Lighting-InGen_CFLratio0357_CFLscw-11w | System | Residential | 01-ALC-AllCommercial-IntLight | TRUE |  |  | Lamp | ROB | 8.74 | 1.9 | 0 | 0 | 0 | 6.84 | 97.4 |  | kWh | 0.0206 | -0.243 | Residential |  | Winter Only | [6 empty] | Small Boilers (<100 MMBtu/hr Heat Input):Uncontrolled | 2.58 | 54% |  |  |  |  | 81% | [7 empty] | 0% | 0% | 0% | 5 | 5 | 0 | 0 | 0 | 0 | 0 | 0 | 0 | 0 | 0 | 2013 Qtr 1: 1.25; 2013 Qtr 2: 1.25; 2013 Qtr 3: 1.25; 2013 Qtr 4: 1.25; 2014 Qtr 1: 1.25; 2014 Qtr 2: 1.25; 2014 Qtr 3: 1.25; 2014 Qtr 4: 1.25 | 10
3245 | 413040-Commercial-Screw-in CFL (13 watt) 800-1,099 Lumens | Com-Lighting-InGen_CFLratio0357_CFLscw-13w | System | Residential | 01-ALC-AllCommercial-IntLight | TRUE |  |  | Lamp | ROB | 1.47 | 1.2 | 0 | 0 | 0 | 0.27 | 115 |  | kWh | 0.0244 | -0.288 | Residential |  | Winter Only | [6 empty] | Small Boilers (<100 MMBtu/hr Heat Input):Uncontrolled | 2.58 | 54% |  |  |  |  | 81% | [7 empty] | 0% | 0% | 0% | 2578 | 2474 | 0 | 0 | 0 | 0 | 0 | 0 | 0 | 0 | 0 | 2013 Qtr 1: 644.5; 2013 Qtr 2: 644.5; 2013 Qtr 3: 644.5; 2013 Qtr 4: 644.5; 2014 Qtr 1: 618.5; 2014 Qtr 2: 618.5; 2014 Qtr 3: 618.5; 2014 Qtr 4: 618.5 | 5052
3245 | 413041-Commercial-Screw-in CFL (18 watt) >= 1,100-1,599 Lumens | Com-Lighting-InGen_CFLratio0357_CFLscw-18w | System | Residential | 01-ALC-AllCommercial-IntLight | TRUE |  |  | Lamp | ROB | 1.95 | 1.65 | 0 | 0 | 0 | 0.3 | 159 |  | kWh | 0.0338 | -0.398 | Residential |  | Winter Only | [6 empty] | Small Boilers (<100 MMBtu/hr Heat Input):Uncontrolled | 2.58 | 54% |  |  |  |  | 81% | [7 empty] | 0% | 0% | 0% | 2162 | 2074 | 0 | 0 | 0 | 0 | 0 | 0 | 0 | 0 | 0 | 2013 Qtr 1: 540.5; 2013 Qtr 2: 540.5; 2013 Qtr 3: 540.5; 2013 Qtr 4: 540.5; 2014 Qtr 1: 518.5; 2014 Qtr 2: 518.5; 2014 Qtr 3: 518.5; 2014 Qtr 4: 518.5 | 4236
3245 | 413043-Commercial-Screw-in CFL (23 watt) >=1,600 Lumens | Com-Lighting-InGen_CFLratio0357_CFLscw-23w | System | Residential | 01-ALC-AllCommercial-IntLight | TRUE |  |  | Lamp | ROB | 2.13 | 1.9 | 0 | 0 | 0 | 0.23 | 204 |  | kWh | 0.0431 | -0.509 | Residential |  | Winter Only | [6 empty] | Small Boilers (<100 MMBtu/hr Heat Input):Uncontrolled | 2.58 | 54% |  |  |  |  | 81% | [7 empty] | 0% | 0% | 0% | 3962 | 3801 | 0 | 0 | 0 | 0 | 0 | 0 | 0 | 0 | 0 | 2013 Qtr 1: 990.5; 2013 Qtr 2: 990.5; 2013 Qtr 3: 990.5; 2013 Qtr 4: 990.5; 2014 Qtr 1: 950.25; 2014 Qtr 2: 950.25; 2014 Qtr 3: 950.25; 2014 Qtr 4: 950.25 | 7763
3245 | 413044-Commercial-Screw-in CFL (14 watt) 800-1,099 Lumens | Com-Lighting-InGen_CFLratio0357_CFLscw-14w | System | Residential | 01-ALC-AllCommercial-IntLight | TRUE |  |  | Lamp | ROB | 1.73 | 1.2 | 0 | 0 | 0 | 0.53 | 124 |  | kWh | 0.0263 | -0.31 | Residential |  | Winter Only | [6 empty] | Small Boilers (<100 MMBtu/hr Heat Input):Uncontrolled | 2.58 | 54% |  |  |  |  | 81% | [7 empty] | 0% | 0% | 0% | 158 | 151 | 0 | 0 | 0 | 0 | 0 | 0 | 0 | 0 | 0 | 2013 Qtr 1: 39.5; 2013 Qtr 2: 39.5; 2013 Qtr 3: 39.5; 2013 Qtr 4: 39.5; 2014 Qtr 1: 37.75; 2014 Qtr 2: 37.75; 2014 Qtr 3: 37.75; 2014 Qtr 4: 37.75 | 309
3245 | 413045-Commercial-Screw-in CFL (15 watt) 800-1,099 Lumens | Com-Lighting-InGen_CFLratio0357_CFLscw-15w | System | Residential | 01-ALC-AllCommercial-IntLight | TRUE |  |  | Lamp | ROB | 1.63 | 1.2 | 0 | 0 | 0 | 0.43 | 133 |  | kWh | 0.0281 | -0.332 | Residential |  | Winter Only | [6 empty] | Small Boilers (<100 MMBtu/hr Heat Input):Uncontrolled | 2.58 | 54% |  |  |  |  | 81% | [7 empty] | 0% | 0% | 0% | 5 | 5 | 0 | 0 | 0 | 0 | 0 | 0 | 0 | 0 | 0 | 2013 Qtr 1: 1.25; 2013 Qtr 2: 1.25; 2013 Qtr 3: 1.25; 2013 Qtr 4: 1.25; 2014 Qtr 1: 1.25; 2014 Qtr 2: 1.25; 2014 Qtr 3: 1.25; 2014 Qtr 4: 1.25 | 10
3245 | 413046-Commercial-Screw-in CFL (20 watt) >=1,100 Lumens | Com-Lighting-InGen_CFLratio0357_CFLscw-20w | System | Residential | 01-ALC-AllCommercial-IntLight | TRUE |  |  | Lamp | ROB | 2.08 | 1.65 | 0 | 0 | 0 | 0.43 | 177 |  | kWh | 0.0375 | -0.443 | Residential |  | Winter Only | [6 empty] | Small Boilers (<100 MMBtu/hr Heat Input):Uncontrolled | 2.58 | 54% |  |  |  |  | 81% | [7 empty] | 0% | 0% | 0% | 805 | 773 | 0 | 0 | 0 | 0 | 0 | 0 | 0 | 0 | 0 | 2013 Qtr 1: 201.25; 2013 Qtr 2: 201.25; 2013 Qtr 3: 201.25; 2013 Qtr 4: 201.25; 2014 Qtr 1: 193.25; 2014 Qtr 2: 193.25; 2014 Qtr 3: 193.25; 2014 Qtr 4: 193.25 | 1578
3245 | 413048-Turn-in - Screw-in CFL (23 watt) >=1,600 Lumens | Res-Lighting-InGen_CFLratio0347_CFLscw-23w | System | Residential | res:DEER:Indoor_CFL_Ltg | TRUE |  |  | Lamp | ROB | 0 | 0 | 0 | 0 | 0 | 0 | 31.7 |  | kWh | 0.00317 | -0.553 | Residential |  | Winter Only | [6 empty] | Residential Furnaces (<0.3):Uncontrolled | 5.3 | 54% |  |  |  |  | 77% | [7 empty] | 0% | 0% | 0% | 911 | 873 | 0 | 0 | 0 | 0 | 0 | 0 | 0 | 0 | 0 | 2013 Qtr 1: 227.75; 2013 Qtr 2: 227.75; 2013 Qtr 3: 227.75; 2013 Qtr 4: 227.75; 2014 Qtr 1: 218.25; 2014 Qtr 2: 218.25; 2014 Qtr 3: 218.25; 2014 Qtr 4: 218.25 | 1784
3245 | 413049-Turn-in - Screw-in CFL (15 watt) 800-1,099 Lumens | Res-Lighting-InGen_CFLratio0347_CFLscw-15w | System | Residential | res:DEER:Indoor_CFL_Ltg | TRUE |  |  | Lamp | ROB | 0 | 0 | 0 | 0 | 0 | 0 | 20.6 |  | kWh | 0.00206 | -0.361 | Residential |  | Winter Only | [6 empty] | Residential Furnaces (<0.3):Uncontrolled | 5.3 | 54% |  |  |  |  | 77% | [7 empty] | 0% | 0% | 0% | 216 | 207 | 0 | 0 | 0 | 0 | 0 | 0 | 0 | 0 | 0 | 2013 Qtr 1: 54; 2013 Qtr 2: 54; 2013 Qtr 3: 54; 2013 Qtr 4: 54; 2014 Qtr 1: 51.75; 2014 Qtr 2: 51.75; 2014 Qtr 3: 51.75; 2014 Qtr 4: 51.75 | 423
3245 | 414002-Exterior Hardwired Fixtures (27 watt) | Res-Lighting-OutGen_CFLratio0407_CFLscw-27w | System | Residential | res:DEER:Indoor_CFL_Ltg | TRUE |  |  | Lamp | ROB | 19 | 10 | 0 | 0 | 0 | 9 | 104 |  | kWh | 0 | 0 | Residential |  | Winter Only | [6 empty] | Residential Furnaces (<0.3):Uncontrolled | 16 | 55% | [12 empty] | 0% | 0% | 0% | 838 | 804 | 0 | 0 | 0 | 0 | 0 | 0 | 0 | 0 | 0 | 2013 Qtr 1: 209.5; 2013 Qtr 2: 209.5; 2013 Qtr 3: 209.5; 2013 Qtr 4: 209.5; 2014 Qtr 1: 201; 2014 Qtr 2: 201; 2014 Qtr 3: 201; 2014 Qtr 4: 201 | 1642
3245 | 414005-Interior Hardwired Fixtures (30 watt) >=1,100 Lumens | Res-Lighting-InGen_CFLratio0353_CFLfixt-28W | System | Residential | res:DEER:Indoor_CFL_Ltg | TRUE |  |  | Lamp | ROB | 26.271 | 10 | 0 | 0 | 0 | 16.271 | 39.5 |  | kWh | 0.00395 | -0.69 | Residential |  | Winter Only | [6 empty] | Residential Furnaces (<0.3):Uncontrolled | 16 | 55% | [12 empty] | 0% | 0% | 0% | 9354 | 8974 | 0 | 0 | 0 | 0 | 0 | 0 | 0 | 0 | 0 | 2013 Qtr 1: 2338.5; 2013 Qtr 2: 2338.5; 2013 Qtr 3: 2338.5; 2013 Qtr 4: 2338.5; 2014 Qtr 1: 2243.5; 2014 Qtr 2: 2243.5; 2014 Qtr 3: 2243.5; 2014 Qtr 4: 2243.5 | 18328
3245 | 414008-Exterior Hardwired Fixtures (18 watt) >= 1,100 Lumens | Res-Lighting-OutGen_CFLratio0407_CFLfixt-18W | System | Residential | 19-RES-AllResidential-LIGHT | TRUE |  |  | Fixture | RET | 20.3508 | 10 | 0 | 0 | 0 | 10.3508 | 69 |  | kWh | 0 | 0 | Residential |  | Winter Only | [6 empty] | Residential Furnaces (<0.3):Uncontrolled | 16 | 55% | [12 empty] | 0% | 0% | 0% | 175 | 167 | 0 | 0 | 0 | 0 | 0 | 0 | 0 | 0 | 0 | 2013 Qtr 1: 43.75; 2013 Qtr 2: 43.75; 2013 Qtr 3: 43.75; 2013 Qtr 4: 43.75; 2014 Qtr 1: 41.75; 2014 Qtr 2: 41.75; 2014 Qtr 3: 41.75; 2014 Qtr 4: 41.75 | 342
3245 | 414009-Exterior Hardwired Fixtures (20 watt) | Res-Lighting-OutGen_CFLratio0407_CFLfixt-20W | System | Residential | 19-RES-AllResidential-LIGHT | TRUE |  |  | Fixture | RET | 21.3375 | 10 | 0 | 0 | 0 | 11.3375 | 76.7 |  | kWh | 0 | 0 | Residential |  | Winter Only | [6 empty] | Residential Furnaces (<0.3):Uncontrolled | 16 | 55% | [12 empty] | 0% | 0% | 0% | 175 | 167 | 0 | 0 | 0 | 0 | 0 | 0 | 0 | 0 | 0 | 2013 Qtr 1: 43.75; 2013 Qtr 2: 43.75; 2013 Qtr 3: 43.75; 2013 Qtr 4: 43.75; 2014 Qtr 1: 41.75; 2014 Qtr 2: 41.75; 2014 Qtr 3: 41.75; 2014 Qtr 4: 41.75 | 342
3245 | 414010-Exterior Hardwired Fixtures (65 watt) | Res-Lighting-OutGen_CFLratio0407_CFLfixt-60W | System | Residential | 19-RES-AllResidential-LIGHT | TRUE |  |  | Fixture | RET | 43.538 | 10 | 0 | 0 | 0 | 33.538 | 230 |  | kWh | 0 | 0 | Residential |  | Winter Only | [6 empty] | Residential Furnaces (<0.3):Uncontrolled | 16 | 55% | [12 empty] | 0% | 0% | 0% | 14129 | 13555 | 0 | 0 | 0 | 0 | 0 | 0 | 0 | 0 | 0 | 2013 Qtr 1: 3532.25; 2013 Qtr 2: 3532.25; 2013 Qtr 3: 3532.25; 2013 Qtr 4: 3532.25; 2014 Qtr 1: 3388.75; 2014 Qtr 2: 3388.75; 2014 Qtr 3: 3388.75; 2014 Qtr 4: 3388.75 | 27684
3245 | 414013-Interior Hardwired Fixtures (26 watt) < 1,600 Lumens | Res-Lighting-InGen_CFLratio0353_CFLfixt-26W | System | Residential | 19-RES-AllResidential-LIGHT | TRUE |  |  | Fixture | ROB | 24.2976 | 5 | 0 | 0 | 0 | 19.2976 | 36.7 |  | kWh | 0.00367 | -0.641 | Residential |  | Winter Only | [6 empty] | Residential Furnaces (<0.3):Uncontrolled | 16 | 55% | [12 empty] | 0% | 0% | 0% | 349 | 336 | 0 | 0 | 0 | 0 | 0 | 0 | 0 | 0 | 0 | 2013 Qtr 1: 87.25; 2013 Qtr 2: 87.25; 2013 Qtr 3: 87.25; 2013 Qtr 4: 87.25; 2014 Qtr 1: 84; 2014 Qtr 2: 84; 2014 Qtr 3: 84; 2014 Qtr 4: 84 | 685
3245 | 414014-Interior Hardwired Fixtures (26 watt) >=1,600 Lumens | Res-Lighting-InGen_CFLratio0353_CFLfixt-26W | System | Residential | 19-RES-AllResidential-LIGHT | TRUE |  |  | Fixture | ROB | 24.2976 | 10 | 0 | 0 | 0 | 14.2976 | 36.7 |  | kWh | 0.00367 | -0.641 | Residential |  | Winter Only | [6 empty] | Residential Furnaces (<0.3):Uncontrolled | 16 | 55% | [12 empty] | 0% | 0% | 0% | 3729 | 3579 | 0 | 0 | 0 | 0 | 0 | 0 | 0 | 0 | 0 | 2013 Qtr 1: 932.25; 2013 Qtr 2: 932.25; 2013 Qtr 3: 932.25; 2013 Qtr 4: 932.25; 2014 Qtr 1: 894.75; 2014 Qtr 2: 894.75; 2014 Qtr 3: 894.75; 2014 Qtr 4: 894.75 | 7308
3245 | 414018-Reflectors (15 watt) <800 Lumens | Res-Lighting-InGen_CFLratio0409_CFLscw-Refl-15w | System | Residential | res:DEER:Indoor_CFL_Ltg | TRUE |  |  | Lamp | ROB | 5.07 | 0.9 | 0 | 0 | 0 | 4.17 | 25.8 |  | kWh | 0.00258 | -0.451 | Residential |  | Winter Only | [6 empty] | Residential Furnaces (<0.3):Uncontrolled | 5.3 | 54% |  |  |  |  | 77% | [7 empty] | 0% | 0% | 0% | 90891 | 87203 | 0 | 0 | 0 | 0 | 0 | 0 | 0 | 0 | 0 | 2013 Qtr 1: 22722.75; 2013 Qtr 2: 22722.75; 2013 Qtr 3: 22722.75; 2013 Qtr 4: 22722.75; 2014 Qtr 1: 21800.75; 2014 Qtr 2: 21800.75; 2014 Qtr 3: 21800.75; 2014 Qtr 4: 21800.75 | 178094
3245 | 414020-Globes (15 watt) 800-1099 Lumens | Res-Lighting-InGen_CFLratio0347_CFLscw-15w | System | Residential | res:DEER:Indoor_CFL_Ltg | TRUE |  |  | Lamp | ROB | 4.9 | 1.2 | 0 | 0 | 0 | 3.7 | 20.6 |  | kWh | 0.00206 | -0.361 | Residential |  | Winter Only | [6 empty] | Small Boilers (<100 MMBtu/hr Heat Input):Controlled – Flue Gas Recirculation | 5.3 | 54% |  |  |  |  | 77% | [7 empty] | 0% | 0% | 0% | 4334 | 4157 | 0 | 0 | 0 | 0 | 0 | 0 | 0 | 0 | 0 | 2013 Qtr 1: 1083.5; 2013 Qtr 2: 1083.5; 2013 Qtr 3: 1083.5; 2013 Qtr 4: 1083.5; 2014 Qtr 1: 1039.25; 2014 Qtr 2: 1039.25; 2014 Qtr 3: 1039.25; 2014 Qtr 4: 1039.25 | 8491
3245 | 414021-Reflectors (18 watt) 800-1,099 Lumens | Res-Lighting-InGen_CFLratio0409_CFLscw-Refl-18w | System | Residential | res:DEER:Indoor_CFL_Ltg | TRUE |  |  | Lamp | ROB | 5.94 | 1.2 | 0 | 0 | 0 | 4.74 | 31 |  | kWh | 0.0031 | -0.542 | Residential |  | Winter Only | [6 empty] | Residential Furnaces (<0.3):Uncontrolled | 5.3 | 54% |  |  |  |  | 77% | [7 empty] | 0% | 0% | 0% | 85107 | 81654 | 0 | 0 | 0 | 0 | 0 | 0 | 0 | 0 | 0 | 2013 Qtr 1: 21276.75; 2013 Qtr 2: 21276.75; 2013 Qtr 3: 21276.75; 2013 Qtr 4: 21276.75; 2014 Qtr 1: 20413.5; 2014 Qtr 2: 20413.5; 2014 Qtr 3: 20413.5; 2014 Qtr 4: 20413.5 | 166761
3245 | 414022-A-Lamp (13 watt) < 800 Lumens | Res-Lighting-InGen_CFLratio0347_CFLscw-13w | System | Residential | res:DEER:Indoor_CFL_Ltg | TRUE |  |  | Lamp | ROB | 4.18 | 0.9 | 0 | 0 | 0 | 3.28 | 17.9 |  | kWh | 0.00179 | -0.313 | Residential |  | Winter Only | [6 empty] | Residential Furnaces (<0.3):Uncontrolled | 5.3 | 54% | [12 empty] | 0% | 0% | 0% | 27941 | 26807 | 0 | 0 | 0 | 0 | 0 | 0 | 0 | 0 | 0 | 2013 Qtr 1: 6985.25; 2013 Qtr 2: 6985.25; 2013 Qtr 3: 6985.25; 2013 Qtr 4: 6985.25; 2014 Qtr 1: 6701.75; 2014 Qtr 2: 6701.75; 2014 Qtr 3: 6701.75; 2014 Qtr 4: 6701.75 | 54748
3245 | 414026-A-Lamp (15 watt) <1,100 Lumens | Res-Lighting-InGen_CFLratio0347_CFLscw-15w | System | Residential | res:DEER:Indoor_CFL_Ltg | TRUE |  |  | Lamp | ROB | 1.63 | 1.2 | 0 | 0 | 0 | 0.43 | 20.6 |  | kWh | 0.00206 | -0.361 | Residential |  | Winter Only | [6 empty] | Residential Furnaces (<0.3):Uncontrolled | 5.3 | 54% |  |  |  |  | 77% | [7 empty] | 0% | 0% | 0% | 148709 | 142673 | 0 | 0 | 0 | 0 | 0 | 0 | 0 | 0 | 0 | 2013 Qtr 1: 37177.25; 2013 Qtr 2: 37177.25; 2013 Qtr 3: 37177.25; 2013 Qtr 4: 37177.25; 2014 Qtr 1: 35668.25; 2014 Qtr 2: 35668.25; 2014 Qtr 3: 35668.25; 2014 Qtr 4: 35668.25 | 291382
3245 | 414027-A-Lamp (18 watt) <1,100 Lumens | Res-Lighting-InGen_CFLratio0347_CFLscw-18w | System | Residential | res:DEER:Indoor_CFL_Ltg | TRUE |  |  | Lamp | ROB | 4.18 | 1.2 | 0 | 0 | 0 | 2.98 | 24.8 |  | kWh | 0.00248 | -0.433 | Residential |  | Winter Only | [6 empty] | Residential Furnaces (<0.3):Uncontrolled | 5.3 | 54% |  |  |  |  | 77% | [7 empty] | 0% | 0% | 0% | 6416 | 6157 | 0 | 0 | 0 | 0 | 0 | 0 | 0 | 0 | 0 | 2013 Qtr 1: 1604; 2013 Qtr 2: 1604; 2013 Qtr 3: 1604; 2013 Qtr 4: 1604; 2014 Qtr 1: 1539.25; 2014 Qtr 2: 1539.25; 2014 Qtr 3: 1539.25; 2014 Qtr 4: 1539.25 | 12573
3245 | 414030-Reflectors (20 watt) 800-1,099 Lumens | Res-Lighting-InGen_CFLratio0409_CFLscw-Refl-20w | System | Residential | res:DEER:Indoor_CFL_Ltg | TRUE |  |  | Lamp | ROB | 5.94 | 1.2 | 0 | 0 | 0 | 4.74 | 34.4 |  | kWh | 0.00344 | -0.602 | Residential |  | Winter Only | [6 empty] | Residential Furnaces (<0.3):Uncontrolled | 5.3 | 54% |  |  |  |  | 77% | [7 empty] | 0% | 0% | 0% | 29565 | 28364 | 0 | 0 | 0 | 0 | 0 | 0 | 0 | 0 | 0 | 2013 Qtr 1: 7391.25; 2013 Qtr 2: 7391.25; 2013 Qtr 3: 7391.25; 2013 Qtr 4: 7391.25; 2014 Qtr 1: 7091; 2014 Qtr 2: 7091; 2014 Qtr 3: 7091; 2014 Qtr 4: 7091 | 57929
3245 | 414031-Reflectors (23 watt) 1,100-1,599 Lumens | Res-Lighting-InGen_CFLratio0409_CFLscw-Refl-23w | System | Residential | res:DEER:Indoor_CFL_Ltg | TRUE |  |  | Lamp | ROB | 8.47 | 1.65 | 0 | 0 | 0 | 6.82 | 39.6 |  | kWh | 0.00396 | -0.692 | Residential |  | Winter Only | [6 empty] | Residential Furnaces (<0.3):Uncontrolled | 5.3 | 54% |  |  |  |  | 77% | [7 empty] | 0% | 0% | 0% | 13023 | 12495 | 0 | 0 | 0 | 0 | 0 | 0 | 0 | 0 | 0 | 2013 Qtr 1: 3255.75; 2013 Qtr 2: 3255.75; 2013 Qtr 3: 3255.75; 2013 Qtr 4: 3255.75; 2014 Qtr 1: 3123.75; 2014 Qtr 2: 3123.75; 2014 Qtr 3: 3123.75; 2014 Qtr 4: 3123.75 | 25518
3245 | 414033-Reflectors Dimmable (23 watt) =1,100 - 1,599 Lumens | Res-Lighting-InGen_CFLratio0409_CFLscw-Refl-23w | System | Residential | res:DEER:Indoor_CFL_Ltg | TRUE |  |  | Lamp | ROB | 5.04 | 1.65 | 0 | 0 | 0 | 3.39 | 39.6 |  | kWh | 0.00396 | -0.692 | Residential |  | Winter Only | [6 empty] | Residential Furnaces (<0.3):Uncontrolled | 5.3 | 54% |  |  |  |  | 77% | [7 empty] | 0% | 0% | 0% | 64698 | 62072 | 0 | 0 | 0 | 0 | 0 | 0 | 0 | 0 | 0 | 2013 Qtr 1: 16174.5; 2013 Qtr 2: 16174.5; 2013 Qtr 3: 16174.5; 2013 Qtr 4: 16174.5; 2014 Qtr 1: 15518; 2014 Qtr 2: 15518; 2014 Qtr 3: 15518; 2014 Qtr 4: 15518 | 126770
3245 | 414038-Exterior Hardwired Fixtures (15 watt) <1,100 Lumens | Res-Lighting-OutGen_CFLratio0407_CFLfixt-15W | System | Residential | 19-RES-AllResidential-LIGHT | TRUE |  |  | Fixture | RET | 18.8708 | 5 | 0 | 0 | 0 | 13.8708 | 57.5 |  | kWh | 0 | 0 | Residential |  | Winter Only | [7 empty] | 16 | 55% | [12 empty] | 0% | 0% | 0% | 3018 | 2895 | 0 | 0 | 0 | 0 | 0 | 0 | 0 | 0 | 0 | 2013 Qtr 1: 754.5; 2013 Qtr 2: 754.5; 2013 Qtr 3: 754.5; 2013 Qtr 4: 754.5; 2014 Qtr 1: 723.75; 2014 Qtr 2: 723.75; 2014 Qtr 3: 723.75; 2014 Qtr 4: 723.75 | 5913
3245 | 414042-Globes (<= 12 watt) <800 Lumens | Res-Lighting-InGen_CFLratio0347_CFLscw-11w | System | Residential | res:DEER:Indoor_CFL_Ltg | TRUE |  |  | Lamp | ROB | 4.9 | 0.9 | 0 | 0 | 0 | 4 | 15.1 |  | kWh | 0.00151 | -0.265 | Residential |  | Winter Only | [6 empty] | Residential Furnaces (<0.3):Uncontrolled | 5.3 | 54% |  |  |  |  | 77% | [7 empty] | 0% | 0% | 0% | 75092 | 72045 | 0 | 0 | 0 | 0 | 0 | 0 | 0 | 0 | 0 | 2013 Qtr 1: 18773; 2013 Qtr 2: 18773; 2013 Qtr 3: 18773; 2013 Qtr 4: 18773; 2014 Qtr 1: 18011.25; 2014 Qtr 2: 18011.25; 2014 Qtr 3: 18011.25; 2014 Qtr 4: 18011.25 | 147137
3245 | 414045-A-Lamp (14 watt) >=800 Lumens | Res-Lighting-InGen_CFLratio0347_CFLscw-14w | System | Residential | res:DEER:Indoor_CFL_Ltg | TRUE |  |  | Lamp | ROB | 2.46 | 1.25 | 0 | 0 | 0 | 1.21 | 19.3 |  | kWh | 0.00193 | -0.337 | Residential |  | Winter Only | [6 empty] | Residential Furnaces (<0.3):Uncontrolled | 5.3 | 54% |  |  |  |  | 77% | [7 empty] | 0% | 0% | 0% | 361557 | 346885 | 0 | 0 | 0 | 0 | 0 | 0 | 0 | 0 | 0 | 2013 Qtr 1: 90389.25; 2013 Qtr 2: 90389.25; 2013 Qtr 3: 90389.25; 2013 Qtr 4: 90389.25; 2014 Qtr 1: 86721.25; 2014 Qtr 2: 86721.25; 2014 Qtr 3: 86721.25; 2014 Qtr 4: 86721.25 | 708442
3245 | 414051-Reflectors (15 watt) 800-1,099 Lumens | Res-Lighting-InGen_CFLratio0409_CFLscw-Refl-15w | System | Residential | res:DEER:Indoor_CFL_Ltg | TRUE |  |  | Lamp | ROB | 4.9 | 1.2 | 0 | 0 | 0 | 3.7 | 25.8 |  | kWh | 0.00258 | -0.451 | Residential |  | Winter Only | [6 empty] | Residential Furnaces (<0.3):Uncontrolled | 5.3 | 54% |  |  |  |  | 77% | [7 empty] | 0% | 0% | 0% | 43964 | 42180 | 0 | 0 | 0 | 0 | 0 | 0 | 0 | 0 | 0 | 2013 Qtr 1: 10991; 2013 Qtr 2: 10991; 2013 Qtr 3: 10991; 2013 Qtr 4: 10991; 2014 Qtr 1: 10545; 2014 Qtr 2: 10545; 2014 Qtr 3: 10545; 2014 Qtr 4: 10545 | 86144
3245 | 414052-Reflectors Dimmable (15 watt) 800-1,099 Lumens | Res-Lighting-InGen_CFLratio0409_CFLscw-Refl-15w | System | Residential | res:DEER:Indoor_CFL_Ltg | TRUE |  |  | Lamp | ROB | 5.94 | 1.25 | 0 | 0 | 0 | 4.69 | 25.8 |  | kWh | 0.00258 | -0.451 | Residential |  | Winter Only | [6 empty] | Residential Furnaces (<0.3):Uncontrolled | 5.3 | 54% |  |  |  |  | 77% | [7 empty] | 0% | 0% | 0% | 9307 | 8929 | 0 | 0 | 0 | 0 | 0 | 0 | 0 | 0 | 0 | 2013 Qtr 1: 2326.75; 2013 Qtr 2: 2326.75; 2013 Qtr 3: 2326.75; 2013 Qtr 4: 2326.75; 2014 Qtr 1: 2232.25; 2014 Qtr 2: 2232.25; 2014 Qtr 3: 2232.25; 2014 Qtr 4: 2232.25 | 18236
3245 | 414054-A-Lamp (<=12 watt) <800 Lumens | Res-Lighting-InGen_CFLratio0347_CFLscw-11w | System | Residential | res:DEER:Indoor_CFL_Ltg | TRUE |  |  | Lamp | ROB | 1.8 | 0.9 | 0 | 0 | 0 | 0.9 | 15.1 |  | kWh | 0.00151 | -0.265 | Residential |  | Winter Only | [6 empty] | Residential Furnaces (<0.3):Uncontrolled | 5.3 | 54% |  |  |  |  | 77% | [7 empty] | 0% | 0% | 0% | 18674 | 17917 | 0 | 0 | 0 | 0 | 0 | 0 | 0 | 0 | 0 | 2013 Qtr 1: 4668.5; 2013 Qtr 2: 4668.5; 2013 Qtr 3: 4668.5; 2013 Qtr 4: 4668.5; 2014 Qtr 1: 4479.25; 2014 Qtr 2: 4479.25; 2014 Qtr 3: 4479.25; 2014 Qtr 4: 4479.25 | 36591
3245 | 414064-Commercial Exterior Hardwired Fixtures (65 watt) | WPSDGENRLG0006, Rev 3, Msr 7 | System | Commercial | 01-ALC-AllCommercial-ExtLight | TRUE |  |  | Lamp | ROB | 140 | 10 | 0 | 0 | 0 | 130 | 102.5 |  | kWh | 0 | 0 | Commercial |  | Winter Only | [6 empty] | Small Boilers (<100 MMBtu/hr Heat Input):Controlled – Flue Gas Recirculation | 15 | 60% |  |  |  |  | 81% | [7 empty] | 0% | 0% | 0% | 2231 | 2140 | 0 | 0 | 0 | 0 | 0 | 0 | 0 | 0 | 0 | 2013 Qtr 1: 557.75; 2013 Qtr 2: 557.75; 2013 Qtr 3: 557.75; 2013 Qtr 4: 557.75; 2014 Qtr 1: 535; 2014 Qtr 2: 535; 2014 Qtr 3: 535; 2014 Qtr 4: 535 | 4371
3245 | 414065-Commercial-Reflectors (15 watt) <800 Lumens | Res-Lighting-InGen_CFLratio0347_CFLscw-15w | System | Residential | 01-ALC-AllCommercial-IntLight | TRUE |  |  | Lamp | ROB | 5.94 | 0.9 | 0 | 0 | 0 | 5.04 | 20.6 |  | kWh | 0.00206 | -0.361 | Residential |  | Winter Only | [6 empty] | Large Boilers (>100 MMBtu/hr Heat Input):Uncontrolled | 2.58 | 54% |  |  |  |  | 81% | [7 empty] | 0% | 0% | 0% | 4784 | 4590 | 0 | 0 | 0 | 0 | 0 | 0 | 0 | 0 | 0 | 2013 Qtr 1: 1196; 2013 Qtr 2: 1196; 2013 Qtr 3: 1196; 2013 Qtr 4: 1196; 2014 Qtr 1: 1147.5; 2014 Qtr 2: 1147.5; 2014 Qtr 3: 1147.5; 2014 Qtr 4: 1147.5 | 9374
3245 | 414067-Commercial-Globes (15 watt) 800-1099 Lumens | Com-Lighting-InGen_CFLratio0357_CFLscw-15w | System | Residential | 01-ALC-AllCommercial-IntLight | TRUE |  |  | Lamp | ROB | 4.9 | 1.2 | 0 | 0 | 0 | 3.7 | 133 |  | kWh | 0.0281 | -0.332 | Residential |  | Winter Only | [6 empty] | Small Boilers (<100 MMBtu/hr Heat Input):Uncontrolled | 2.58 | 54% |  |  |  |  | 81% | [7 empty] | 0% | 0% | 0% | 228 | 218 | 0 | 0 | 0 | 0 | 0 | 0 | 0 | 0 | 0 | 2013 Qtr 1: 57; 2013 Qtr 2: 57; 2013 Qtr 3: 57; 2013 Qtr 4: 57; 2014 Qtr 1: 54.5; 2014 Qtr 2: 54.5; 2014 Qtr 3: 54.5; 2014 Qtr 4: 54.5 | 446
3245 | 414068-Commercial-Reflectors (18 watt) 800-1,099 Lumens | Res-Lighting-InGen_CFLratio0347_CFLscw-18w | System | Residential | 01-ALC-AllCommercial-IntLight | TRUE |  |  | Lamp | ROB | 5.94 | 1.2 | 0 | 0 | 0 | 4.74 | 24.8 |  | kWh | 0.00248 | -0.433 | Residential |  | Winter Only | [6 empty] | Large Boilers (>100 MMBtu/hr Heat Input):Uncontrolled | 2.58 | 54% |  |  |  |  | 81% | [7 empty] | 0% | 0% | 0% | 4479 | 4298 | 0 | 0 | 0 | 0 | 0 | 0 | 0 | 0 | 0 | 2013 Qtr 1: 1119.75; 2013 Qtr 2: 1119.75; 2013 Qtr 3: 1119.75; 2013 Qtr 4: 1119.75; 2014 Qtr 1: 1074.5; 2014 Qtr 2: 1074.5; 2014 Qtr 3: 1074.5; 2014 Qtr 4: 1074.5 | 8777
3245 | 414069-Commercial-A-Lamp (15 watt) <1,100 Lumens | Com-Lighting-InGen_CFLratio0357_CFLscw-15w | System | Residential | 01-ALC-AllCommercial-IntLight | TRUE |  |  | Lamp | ROB | 1.63 | 1.2 | 0 | 0 | 0 | 0.43 | 133 |  | kWh | 0.0281 | -0.332 | Residential |  | Winter Only | [6 empty] | Small Boilers (<100 MMBtu/hr Heat Input):Uncontrolled | 2.58 | 54% |  |  |  |  | 81% | [7 empty] | 0% | 0% | 0% | 7827 | 7508 | 0 | 0 | 0 | 0 | 0 | 0 | 0 | 0 | 0 | 2013 Qtr 1: 1956.75; 2013 Qtr 2: 1956.75; 2013 Qtr 3: 1956.75; 2013 Qtr 4: 1956.75; 2014 Qtr 1: 1877; 2014 Qtr 2: 1877; 2014 Qtr 3: 1877; 2014 Qtr 4: 1877 | 15335
3245 | 414070-Commercial-A-Lamp (18 watt) <1,100 Lumens | Com-Lighting-InGen_CFLratio0357_CFLscw-18w | System | Residential | 01-ALC-AllCommercial-IntLight | TRUE |  |  | Lamp | ROB | 1.63 | 1.2 | 0 | 0 | 0 | 0.43 | 159 |  | kWh | 0.0338 | -0.398 | Residential |  | Winter Only | [6 empty] | Small Boilers (<100 MMBtu/hr Heat Input):Uncontrolled | 2.58 | 54% |  |  |  |  | 81% | [7 empty] | 0% | 0% | 0% | 338 | 324 | 0 | 0 | 0 | 0 | 0 | 0 | 0 | 0 | 0 | 2013 Qtr 1: 84.5; 2013 Qtr 2: 84.5; 2013 Qtr 3: 84.5; 2013 Qtr 4: 84.5; 2014 Qtr 1: 81; 2014 Qtr 2: 81; 2014 Qtr 3: 81; 2014 Qtr 4: 81 | 662
3245 | 414072-Commercial-Reflectors (20 watt) 800-1,099 Lumens | Res-Lighting-InGen_CFLratio0347_CFLscw-20w | System | Residential | 01-ALC-AllCommercial-IntLight | TRUE |  |  | Lamp | ROB | 5.94 | 1.2 | 0 | 0 | 0 | 4.74 | 27.5 |  | kWh | 0.00275 | -0.481 | Residential |  | Winter Only | [6 empty] | Small Boilers (<100 MMBtu/hr Heat Input):Uncontrolled | 2.58 | 54% |  |  |  |  | 81% | [7 empty] | 0% | 0% | 0% | 1556 | 1492 | 0 | 0 | 0 | 0 | 0 | 0 | 0 | 0 | 0 | 2013 Qtr 1: 389; 2013 Qtr 2: 389; 2013 Qtr 3: 389; 2013 Qtr 4: 389; 2014 Qtr 1: 373; 2014 Qtr 2: 373; 2014 Qtr 3: 373; 2014 Qtr 4: 373 | 3048
3245 | 414073-Commercial-Reflectors (23 watt) 1,100-1,599 Lumens | Res-Lighting-InGen_CFLratio0347_CFLscw-23w | System | Residential | 01-ALC-AllCommercial-IntLight | TRUE |  |  | Lamp | ROB | 8.47 | 1.65 | 0 | 0 | 0 | 6.82 | 31.7 |  | kWh | 0.00317 | -0.553 | Residential |  | Winter Only | [6 empty] | Small Boilers (<100 MMBtu/hr Heat Input):Uncontrolled | 2.58 | 54% |  |  |  |  | 81% | [7 empty] | 0% | 0% | 0% | 686 | 657 | 0 | 0 | 0 | 0 | 0 | 0 | 0 | 0 | 0 | 2013 Qtr 1: 171.5; 2013 Qtr 2: 171.5; 2013 Qtr 3: 171.5; 2013 Qtr 4: 171.5; 2014 Qtr 1: 164.25; 2014 Qtr 2: 164.25; 2014 Qtr 3: 164.25; 2014 Qtr 4: 164.25 | 1343
3245 | 414076-Commercial-A-Lamp (14 watt) >=800 Lumens | Com-Lighting-InGen_CFLratio0357_CFLscw-14w | System | Residential | 01-ALC-AllCommercial-IntLight | TRUE |  |  | Lamp | ROB | 2.6516 | 1.25 | 0 | 0 | 0 | 1.4016 | 124 |  | kWh | 0.0263 | -0.31 | Residential |  | Winter Only | [6 empty] | Small Boilers (<100 MMBtu/hr Heat Input):Uncontrolled | 2.58 | 54% |  |  |  |  | 81% | [7 empty] | 0% | 0% | 0% | 19030 | 18257 | 0 | 0 | 0 | 0 | 0 | 0 | 0 | 0 | 0 | 2013 Qtr 1: 4757.5; 2013 Qtr 2: 4757.5; 2013 Qtr 3: 4757.5; 2013 Qtr 4: 4757.5; 2014 Qtr 1: 4564.25; 2014 Qtr 2: 4564.25; 2014 Qtr 3: 4564.25; 2014 Qtr 4: 4564.25 | 37287
3245 | 414077-Com-Reflectors (15 watt) 800-1,099 Lumens | Res-Lighting-InGen_CFLratio0347_CFLscw-15w | System | Residential | 01-ALC-AllCommercial-IntLight | TRUE |  |  | Lamp | ROB | 4.9 | 1.2 | 0 | 0 | 0 | 3.7 | 20.6 |  | kWh | 0.00206 | -0.361 | Residential |  | Winter Only | [6 empty] | Small Boilers (<100 MMBtu/hr Heat Input):Uncontrolled | 2.58 | 54% |  |  |  |  | 81% | [7 empty] | 0% | 0% | 0% | 2314 | 2220 | 0 | 0 | 0 | 0 | 0 | 0 | 0 | 0 | 0 | 2013 Qtr 1: 578.5; 2013 Qtr 2: 578.5; 2013 Qtr 3: 578.5; 2013 Qtr 4: 578.5; 2014 Qtr 1: 555; 2014 Qtr 2: 555; 2014 Qtr 3: 555; 2014 Qtr 4: 555 | 4534
3245 | 414079-Commercial-A-Lamp (<=12 watt) <800 Lumens | Com-Lighting-InGen_CFLratio0357_CFLscw-11w | System | Residential | 01-ALC-AllCommercial-IntLight | TRUE |  |  | Lamp | ROB | 1.8 | 0.9 | 0 | 0 | 0 | 0.9 | 97.4 |  | kWh | 0.0206 | -0.243 | Residential |  | Winter Only | [6 empty] | Small Boilers (<100 MMBtu/hr Heat Input):Uncontrolled | 2.58 | 54% |  |  |  |  | 81% | [7 empty] | 0% | 0% | 0% | 983 | 943 | 0 | 0 | 0 | 0 | 0 | 0 | 0 | 0 | 0 | 2013 Qtr 1: 245.75; 2013 Qtr 2: 245.75; 2013 Qtr 3: 245.75; 2013 Qtr 4: 245.75; 2014 Qtr 1: 235.75; 2014 Qtr 2: 235.75; 2014 Qtr 3: 235.75; 2014 Qtr 4: 235.75 | 1926
3245 | 414080-Globes (14 watt) 800-1099 Lumens | Res-Lighting-InGen_CFLratio0347_CFLscw-14w | System | Residential | res:DEER:Indoor_CFL_Ltg | TRUE |  |  | Lamp | ROB | 4.9 | 1.2 | 0 | 0 | 0 | 3.7 | 19.3 |  | kWh | 0.00193 | -0.337 | Residential |  | Winter Only | [6 empty] | Small Boilers (<100 MMBtu/hr Heat Input):Controlled – Flue Gas Recirculation | 5.3 | 54% |  |  |  |  | 77% | [7 empty] | 0% | 0% | 0% | 3178 | 3049 | 0 | 0 | 0 | 0 | 0 | 0 | 0 | 0 | 0 | 2013 Qtr 1: 794.5; 2013 Qtr 2: 794.5; 2013 Qtr 3: 794.5; 2013 Qtr 4: 794.5; 2014 Qtr 1: 762.25; 2014 Qtr 2: 762.25; 2014 Qtr 3: 762.25; 2014 Qtr 4: 762.25 | 6227
3245 | 414081-Reflectors (16 watt) 800-1,099 Lumens | Res-Lighting-InGen_CFLratio0409_CFLscw-Refl-16w | System | Residential | res:DEER:Indoor_CFL_Ltg | TRUE |  |  | Lamp | ROB | 5.94 | 1.2 | 0 | 0 | 0 | 4.74 | 27.5 |  | kWh | 0.00276 | -0.481 | Residential |  | Winter Only | [6 empty] | Residential Furnaces (<0.3):Uncontrolled | 5.3 | 54% |  |  |  |  | 77% | [7 empty] | 0% | 0% | 0% | 69 | 67 | 0 | 0 | 0 | 0 | 0 | 0 | 0 | 0 | 0 | 2013 Qtr 1: 17.25; 2013 Qtr 2: 17.25; 2013 Qtr 3: 17.25; 2013 Qtr 4: 17.25; 2014 Qtr 1: 16.75; 2014 Qtr 2: 16.75; 2014 Qtr 3: 16.75; 2014 Qtr 4: 16.75 | 136
3245 | 414082-23 Watt Fixture CFL - Outdoor | Res-Lighting-OutGen_CFLratio0407_CFLfixt-24W | System | Residential | 19-RES-AllResidential-LIGHT | TRUE |  |  | Lamp | RET | 22.8176 | 10 | 0 | 0 | 0 | 12.8176 | 92 |  | kWh | 0 | 0 | Residential |  | Winter Only | [6 empty] | Residential Furnaces (<0.3):Uncontrolled | 15 | 55% |  |  |  |  | 77% | [7 empty] | 0% | 0% | 0% | 238 | 228 | 0 | 0 | 0 | 0 | 0 | 0 | 0 | 0 | 0 | 2013 Qtr 1: 59.5; 2013 Qtr 2: 59.5; 2013 Qtr 3: 59.5; 2013 Qtr 4: 59.5; 2014 Qtr 1: 57; 2014 Qtr 2: 57; 2014 Qtr 3: 57; 2014 Qtr 4: 57 | 466
3245 | 414085-38-42W Bare Spiral CFL >1600 lumens | Res-Lighting-InGen_CFLratio0347_CFLscw-32w | System | Residential | res:DEER:Indoor_CFL_Ltg | TRUE |  |  | Lamp | ROB | 8.74 | 1.9 | 0 | 0 | 0 | 6.84 | 44 |  | kWh | 0.0044 | -0.77 | Residential |  | Winter Only | [6 empty] | Residential Furnaces (<0.3):Uncontrolled | 5.3 | 54% |  |  |  |  | 77% | [7 empty] | 0% | 0% | 0% | 49980 | 47952 | 0 | 0 | 0 | 0 | 0 | 0 | 0 | 0 | 0 | 2013 Qtr 1: 12495; 2013 Qtr 2: 12495; 2013 Qtr 3: 12495; 2013 Qtr 4: 12495; 2014 Qtr 1: 11988; 2014 Qtr 2: 11988; 2014 Qtr 3: 11988; 2014 Qtr 4: 11988 | 97932
3245 | 414087-23 Watt Fixture CFL - Interior | Res-Lighting-InGen_CFLratio0353_CFLfixt-24W | System | Residential | res:DEER:Indoor_CFL_Ltg | TRUE |  |  | Lamp | ROB | 22.82 | 10 | 0 | 0 | 0 | 12.82 | 33.8 |  | kWh | 0.00338 | -0.591 | Residential |  | Winter Only | [6 empty] | Residential Furnaces (<0.3):Uncontrolled | 15 | 55% |  |  |  |  | 77% | [7 empty] | 0% | 0% | 0% | 126 | 121 | 0 | 0 | 0 | 0 | 0 | 0 | 0 | 0 | 0 | 2013 Qtr 1: 31.5; 2013 Qtr 2: 31.5; 2013 Qtr 3: 31.5; 2013 Qtr 4: 31.5; 2014 Qtr 1: 30.25; 2014 Qtr 2: 30.25; 2014 Qtr 3: 30.25; 2014 Qtr 4: 30.25 | 247
3245 | 414096-Reflectors Dimmable (23 watt) =800 -1,099 Lumens | Res-Lighting-InGen_CFLratio0409_CFLscw-Refl-23w | System | Residential | res:DEER:Indoor_CFL_Ltg | TRUE |  |  | Lamp | ROB | 4.59 | 1.2 | 0 | 0 | 0 | 3.39 | 39.6 |  | kWh | 0.00396 | -0.692 | Residential |  | Winter Only | [6 empty] | Residential Furnaces (<0.3):Uncontrolled | 5.3 | 54% |  |  |  |  | 77% | [7 empty] | 0% | 0% | 0% | 12574 | 12064 | 0 | 0 | 0 | 0 | 0 | 0 | 0 | 0 | 0 | 2013 Qtr 1: 3143.5; 2013 Qtr 2: 3143.5; 2013 Qtr 3: 3143.5; 2013 Qtr 4: 3143.5; 2014 Qtr 1: 3016; 2014 Qtr 2: 3016; 2014 Qtr 3: 3016; 2014 Qtr 4: 3016 | 24638
3245-SW-Lighting-Primary Lighting SDG&E_COMPLIANCE | [15 empty] | 0 |  |  | #N/A | [26 empty] | 0% | 0% |  | 0 | 0 | 0 | 0 | 0 | 0 | 0 | 0 | 0 | 0 | 0 | [44 empty] | 0
3245-SW-Lighting-Primary Lighting SDG&E_COMPLIANCE | [15 empty] | 0 |  |  | #N/A | [26 empty] | 0% | 0% |  | 0 | 0 | 0 | 0 | 0 | 0 | 0 | 0 | 0 | 0 | 0 | [44 empty] | 0
3245-SW-Lighting-Primary Lighting SDG&E_COMPLIANCE | [15 empty] | 0 |  |  | #N/A | [26 empty] | 0% | 0% |  | 0 | 0 | 0 | 0 | 0 | 0 | 0 | 0 | 0 | 0 | 0 | [44 empty] | 0
3245-SW-Lighting-Primary Lighting SDG&E_COMPLIANCE | [15 empty] | 0 |  |  | #N/A | [26 empty] | 0% | 0% |  | 0 | 0 | 0 | 0 | 0 | 0 | 0 | 0 | 0 | 0 | 0 | [44 empty] | 0
3245-SW-Lighting-Primary Lighting SDG&E_COMPLIANCE | [15 empty] | 0 |  |  | #N/A | [26 empty] | 0% | 0% |  | 0 | 0 | 0 | 0 | 0 | 0 | 0 | 0 | 0 | 0 | 0 | [44 empty] | 0
3245-SW-Lighting-Primary Lighting SDG&E_COMPLIANCE | [15 empty] | 0 |  |  | #N/A | [26 empty] | 0% | 0% |  | 0 | 0 | 0 | 0 | 0 | 0 | 0 | 0 | 0 | 0 | 0 | [44 empty] | 0
3245-SW-Lighting-Primary Lighting SDG&E_COMPLIANCE | [15 empty] | 0 |  |  | #N/A | [26 empty] | 0% | 0% |  | 0 | 0 | 0 | 0 | 0 | 0 | 0 | 0 | 0 | 0 | 0 | [44 empty] | 0
3245-SW-Lighting-Primary Lighting SDG&E_COMPLIANCE | [15 empty] | 0 |  |  | #N/A | [26 empty] | 0% | 0% |  | 0 | 0 | 0 | 0 | 0 | 0 | 0 | 0 | 0 | 0 | 0 | [44 empty] | 0
3245-SW-Lighting-Primary Lighting SDG&E_COMPLIANCE | [15 empty] | 0 |  |  | #N/A | [26 empty] | 0% | 0% |  | 0 | 0 | 0 | 0 | 0 | 0 | 0 | 0 | 0 | 0 | 0 | [44 empty] | 0
3245-SW-Lighting-Primary Lighting SDG&E_COMPLIANCE | [15 empty] | 0 |  |  | #N/A | [26 empty] | 0% | 0% |  | 0 | 0 | 0 | 0 | 0 | 0 | 0 | 0 | 0 | 0 | 0 | [44 empty] | 0
3245-SW-Lighting-Primary Lighting SDG&E_COMPLIANCE | [15 empty] | 0 |  |  | #N/A | [26 empty] | 0% | 0% |  | 0 | 0 | 0 | 0 | 0 | 0 | 0 | 0 | 0 | 0 | 0 | [44 empty] | 0
3245-SW-Lighting-Primary Lighting SDG&E_COMPLIANCE | [15 empty] | 0 |  |  | #N/A | [26 empty] | 0% | 0% |  | 0 | 0 | 0 | 0 | 0 | 0 | 0 | 0 | 0 | 0 | 0 | [44 empty] | 0
3245-SW-Lighting-Primary Lighting SDG&E_COMPLIANCE | [15 empty] | 0 |  |  | #N/A | [26 empty] | 0% | 0% |  | 0 | 0 | 0 | 0 | 0 | 0 | 0 | 0 | 0 | 0 | 0 | [44 empty] | 0
3245-SW-Lighting-Primary Lighting SDG&E_COMPLIANCE | [15 empty] | 0 |  |  | #N/A | [26 empty] | 0% | 0% |  | 0 | 0 | 0 | 0 | 0 | 0 | 0 | 0 | 0 | 0 | 0 | [44 empty] | 0
3245-SW-Lighting-Primary Lighting SDG&E_COMPLIANCE | [15 empty] | 0 |  |  | #N/A | [26 empty] | 0% | 0% |  | 0 | 0 | 0 | 0 | 0 | 0 | 0 | 0 | 0 | 0 | 0 | [44 empty] | 0
3245-SW-Lighting-Primary Lighting SDG&E_COMPLIANCE | [15 empty] | 0 |  |  | #N/A | [26 empty] | 0% | 0% |  | 0 | 0 | 0 | 0 | 0 | 0 | 0 | 0 | 0 | 0 | 0 | [44 empty] | 0
3245-SW-Lighting-Primary Lighting SDG&E_COMPLIANCE | [15 empty] | 0 |  |  | #N/A | [26 empty] | 0% | 0% |  | 0 | 0 | 0 | 0 | 0 | 0 | 0 | 0 | 0 | 0 | 0 | [44 empty] | 0
3245-SW-Lighting-Primary Lighting SDG&E_COMPLIANCE | [15 empty] | 0 |  |  | #N/A | [26 empty] | 0% | 0% |  | 0 | 0 | 0 | 0 | 0 | 0 | 0 | 0 | 0 | 0 | 0 | [44 empty] | 0
3245-SW-Lighting-Primary Lighting SDG&E_COMPLIANCE | [15 empty] | 0 |  |  | #N/A | [26 empty] | 0% | 0% |  | 0 | 0 | 0 | 0 | 0 | 0 | 0 | 0 | 0 | 0 | 0 | [44 empty] | 0
3245-SW-Lighting-Primary Lighting SDG&E_COMPLIANCE | [15 empty] | 0 |  |  | #N/A | [26 empty] | 0% | 0% |  | 0 | 0 | 0 | 0 | 0 | 0 | 0 | 0 | 0 | 0 | 0 | [44 empty] | 0
3245-SW-Lighting-Primary Lighting SDG&E_COMPLIANCE | [15 empty] | 0 |  |  | #N/A | [26 empty] | 0% | 0% |  | 0 | 0 | 0 | 0 | 0 | 0 | 0 | 0 | 0 | 0 | 0 | [44 empty] | 0
3245-SW-Lighting-Primary Lighting SDG&E_COMPLIANCE | [15 empty] | 0 |  |  | #N/A | [26 empty] | 0% | 0% |  | 0 | 0 | 0 | 0 | 0 | 0 | 0 | 0 | 0 | 0 | 0 | [44 empty] | 0
3245-SW-Lighting-Primary Lighting SDG&E_COMPLIANCE | [15 empty] | 0 |  |  | #N/A | [26 empty] | 0% | 0% |  | 0 | 0 | 0 | 0 | 0 | 0 | 0 | 0 | 0 | 0 | 0 | [44 empty] | 0
3245-SW-Lighting-Primary Lighting SDG&E_COMPLIANCE | [15 empty] | 0 |  |  | #N/A | [26 empty] | 0% | 0% |  | 0 | 0 | 0 | 0 | 0 | 0 | 0 | 0 | 0 | 0 | 0 | [44 empty] | 0
3245-SW-Lighting-Primary Lighting SDG&E_COMPLIANCE | [15 empty] | 0 |  |  | #N/A | [26 empty] | 0% | 0% |  | 0 | 0 | 0 | 0 | 0 | 0 | 0 | 0 | 0 | 0 | 0 | [44 empty] | 0
3245-SW-Lighting-Primary Lighting SDG&E_COMPLIANCE | [15 empty] | 0 |  |  | #N/A | [26 empty] | 0% | 0% |  | 0 | 0 | 0 | 0 | 0 | 0 | 0 | 0 | 0 | 0 | 0 | [44 empty] | 0
3245-SW-Lighting-Primary Lighting SDG&E_COMPLIANCE | [15 empty] | 0 |  |  | #N/A | [26 empty] | 0% | 0% |  | 0 | 0 | 0 | 0 | 0 | 0 | 0 | 0 | 0 | 0 | 0 | [44 empty] | 0
3245-SW-Lighting-Primary Lighting SDG&E_COMPLIANCE | [15 empty] | 0 |  |  | #N/A | [26 empty] | 0% | 0% |  | 0 | 0 | 0 | 0 | 0 | 0 | 0 | 0 | 0 | 0 | 0 | [44 empty] | 0
3245-SW-Lighting-Primary Lighting SDG&E_COMPLIANCE | [15 empty] | 0 |  |  | #N/A | [26 empty] | 0% | 0% |  | 0 | 0 | 0 | 0 | 0 | 0 | 0 | 0 | 0 | 0 | 0 | [44 empty] | 0
3245-SW-Lighting-Primary Lighting SDG&E_COMPLIANCE | [15 empty] | 0 |  |  | #N/A | [26 empty] | 0% | 0% |  | 0 | 0 | 0 | 0 | 0 | 0 | 0 | 0 | 0 | 0 | 0 | [44 empty] | 0
3245-SW-Lighting-Primary Lighting SDG&E_COMPLIANCE | [15 empty] | 0 |  |  | #N/A | [26 empty] | 0% | 0% |  | 0 | 0 | 0 | 0 | 0 | 0 | 0 | 0 | 0 | 0 | 0 | [44 empty] | 0
3245-SW-Lighting-Primary Lighting SDG&E_COMPLIANCE | [15 empty] | 0 |  |  | #N/A | [26 empty] | 0% | 0% |  | 0 | 0 | 0 | 0 | 0 | 0 | 0 | 0 | 0 | 0 | 0 | [44 empty] | 0
3245-SW-Lighting-Primary Lighting SDG&E_COMPLIANCE | [15 empty] | 0 |  |  | #N/A | [26 empty] | 0% | 0% |  | 0 | 0 | 0 | 0 | 0 | 0 | 0 | 0 | 0 | 0 | 0 | [44 empty] | 0
3245-SW-Lighting-Primary Lighting SDG&E_COMPLIANCE | [15 empty] | 0 |  |  | #N/A | [26 empty] | 0% | 0% |  | 0 | 0 | 0 | 0 | 0 | 0 | 0 | 0 | 0 | 0 | 0 | [44 empty] | 0
3245-SW-Lighting-Primary Lighting SDG&E_COMPLIANCE | [15 empty] | 0 |  |  | #N/A | [26 empty] | 0% | 0% |  | 0 | 0 | 0 | 0 | 0 | 0 | 0 | 0 | 0 | 0 | 0 | [44 empty] | 0
3245-SW-Lighting-Primary Lighting SDG&E_COMPLIANCE | [15 empty] | 0 |  |  | #N/A | [26 empty] | 0% | 0% |  | 0 | 0 | 0 | 0 | 0 | 0 | 0 | 0 | 0 | 0 | 0 | [44 empty] | 0
3245-SW-Lighting-Primary Lighting SDG&E_COMPLIANCE | [15 empty] | 0 |  |  | #N/A | [26 empty] | 0% | 0% |  | 0 | 0 | 0 | 0 | 0 | 0 | 0 | 0 | 0 | 0 | 0 | [44 empty] | 0
3245-SW-Lighting-Primary Lighting SDG&E_COMPLIANCE | [15 empty] | 0 |  |  | #N/A | [26 empty] | 0% | 0% |  | 0 | 0 | 0 | 0 | 0 | 0 | 0 | 0 | 0 | 0 | 0 | [44 empty] | 0
3245-SW-Lighting-Primary Lighting SDG&E_COMPLIANCE | [15 empty] | 0 |  |  | #N/A | [26 empty] | 0% | 0% |  | 0 | 0 | 0 | 0 | 0 | 0 | 0 | 0 | 0 | 0 | 0 | [44 empty] | 0
3245-SW-Lighting-Primary Lighting SDG&E_COMPLIANCE | [15 empty] | 0 |  |  | #N/A | [26 empty] | 0% | 0% |  | 0 | 0 | 0 | 0 | 0 | 0 | 0 | 0 | 0 | 0 | 0 | [44 empty] | 0
3245-SW-Lighting-Primary Lighting SDG&E_COMPLIANCE | [15 empty] | 0 |  |  | #N/A | [26 empty] | 0% | 0% |  | 0 | 0 | 0 | 0 | 0 | 0 | 0 | 0 | 0 | 0 | 0 | [44 empty] | 0
3245-SW-Lighting-Primary Lighting SDG&E_COMPLIANCE | [15 empty] | 0 |  |  | #N/A | [26 empty] | 0% | 0% |  | 0 | 0 | 0 | 0 | 0 | 0 | 0 | 0 | 0 | 0 | 0 | [44 empty] | 0
3245-SW-Lighting-Primary Lighting SDG&E_COMPLIANCE | [15 empty] | 0 |  |  | #N/A | [26 empty] | 0% | 0% |  | 0 | 0 | 0 | 0 | 0 | 0 | 0 | 0 | 0 | 0 | 0 | [44 empty] | 0
3245-SW-Lighting-Primary Lighting SDG&E_COMPLIANCE | [15 empty] | 0 |  |  | #N/A | [26 empty] | 0% | 0% |  | 0 | 0 | 0 | 0 | 0 | 0 | 0 | 0 | 0 | 0 | 0 | [44 empty] | 0
3245-SW-Lighting-Primary Lighting SDG&E_COMPLIANCE | [15 empty] | 0 |  |  | #N/A | [26 empty] | 0% | 0% |  | 0 | 0 | 0 | 0 | 0 | 0 | 0 | 0 | 0 | 0 | 0 | [44 empty] | 0
3245-SW-Lighting-Primary Lighting SDG&E_COMPLIANCE | [15 empty] | 0 |  |  | #N/A | [26 empty] | 0% | 0% |  | 0 | 0 | 0 | 0 | 0 | 0 | 0 | 0 | 0 | 0 | 0 | [44 empty] | 0
3245-SW-Lighting-Primary Lighting SDG&E_COMPLIANCE | [15 empty] | 0 |  |  | #N/A | [26 empty] | 0% | 0% |  | 0 | 0 | 0 | 0 | 0 | 0 | 0 | 0 | 0 | 0 | 0 | [44 empty] | 0
3245-SW-Lighting-Primary Lighting SDG&E_COMPLIANCE | [15 empty] | 0 |  |  | #N/A | [26 empty] | 0% | 0% |  | 0 | 0 | 0 | 0 | 0 | 0 | 0 | 0 | 0 | 0 | 0 | [44 empty] | 0
3245-SW-Lighting-Primary Lighting SDG&E_COMPLIANCE | [15 empty] | 0 |  |  | #N/A | [26 empty] | 0% | 0% |  | 0 | 0 | 0 | 0 | 0 | 0 | 0 | 0 | 0 | 0 | 0 | [44 empty] | 0
3245-SW-Lighting-Primary Lighting SDG&E_COMPLIANCE | [15 empty] | 0 |  |  | #N/A | [26 empty] | 0% | 0% |  | 0 | 0 | 0 | 0 | 0 | 0 | 0 | 0 | 0 | 0 | 0 | [44 empty] | 0
3245-SW-Lighting-Primary Lighting SDG&E_COMPLIANCE | [15 empty] | 0 |  |  | #N/A | [26 empty] | 0% | 0% |  | 0 | 0 | 0 | 0 | 0 | 0 | 0 | 0 | 0 | 0 | 0 | [44 empty] | 0
3245-SW-Lighting-Primary Lighting SDG&E_COMPLIANCE | [15 empty] | 0 |  |  | #N/A | [26 empty] | 0% | 0% |  | 0 | 0 | 0 | 0 | 0 | 0 | 0 | 0 | 0 | 0 | 0 | [44 empty] | 0
3245-SW-Lighting-Primary Lighting SDG&E_COMPLIANCE | [15 empty] | 0 |  |  | #N/A | [26 empty] | 0% | 0% |  | 0 | 0 | 0 | 0 | 0 | 0 | 0 | 0 | 0 | 0 | 0 | [44 empty] | 0
3245-SW-Lighting-Primary Lighting SDG&E_COMPLIANCE | [15 empty] | 0 |  |  | #N/A | [26 empty] | 0% | 0% |  | 0 | 0 | 0 | 0 | 0 | 0 | 0 | 0 | 0 | 0 | 0 | [44 empty] | 0
3245-SW-Lighting-Primary Lighting SDG&E_COMPLIANCE | [15 empty] | 0 |  |  | #N/A | [26 empty] | 0% | 0% |  | 0 | 0 | 0 | 0 | 0 | 0 | 0 | 0 | 0 | 0 | 0 | [44 empty] | 0
3245-SW-Lighting-Primary Lighting SDG&E_COMPLIANCE | [15 empty] | 0 |  |  | #N/A | [26 empty] | 0% | 0% |  | 0 | 0 | 0 | 0 | 0 | 0 | 0 | 0 | 0 | 0 | 0 | [44 empty] | 0
3245-SW-Lighting-Primary Lighting SDG&E_COMPLIANCE | [15 empty] | 0 |  |  | #N/A | [26 empty] | 0% | 0% |  | 0 | 0 | 0 | 0 | 0 | 0 | 0 | 0 | 0 | 0 | 0 | [44 empty] | 0
3245-SW-Lighting-Primary Lighting SDG&E_COMPLIANCE | [15 empty] | 0 |  |  | #N/A | [26 empty] | 0% | 0% |  | 0 | 0 | 0 | 0 | 0 | 0 | 0 | 0 | 0 | 0 | 0 | [44 empty] | 0
3245-SW-Lighting-Primary Lighting SDG&E_COMPLIANCE | [15 empty] | 0 |  |  | #N/A | [26 empty] | 0% | 0% |  | 0 | 0 | 0 | 0 | 0 | 0 | 0 | 0 | 0 | 0 | 0 | [44 empty] | 0
3245-SW-Lighting-Primary Lighting SDG&E_COMPLIANCE | [15 empty] | 0 |  |  | #N/A | [26 empty] | 0% | 0% |  | 0 | 0 | 0 | 0 | 0 | 0 | 0 | 0 | 0 | 0 | 0 | [44 empty] | 0
3245-SW-Lighting-Primary Lighting SDG&E_COMPLIANCE | [15 empty] | 0 |  |  | #N/A | [26 empty] | 0% | 0% |  | 0 | 0 | 0 | 0 | 0 | 0 | 0 | 0 | 0 | 0 | 0 | [44 empty] | 0
3245-SW-Lighting-Primary Lighting SDG&E_COMPLIANCE | [15 empty] | 0 |  |  | #N/A | [26 empty] | 0% | 0% |  | 0 | 0 | 0 | 0 | 0 | 0 | 0 | 0 | 0 | 0 | 0 | [44 empty] | 0
3245-SW-Lighting-Primary Lighting SDG&E_COMPLIANCE | [15 empty] | 0 |  |  | #N/A | [26 empty] | 0% | 0% |  | 0 | 0 | 0 | 0 | 0 | 0 | 0 | 0 | 0 | 0 | 0 | [44 empty] | 0
3245-SW-Lighting-Primary Lighting SDG&E_COMPLIANCE | [15 empty] | 0 |  |  | #N/A | [26 empty] | 0% | 0% |  | 0 | 0 | 0 | 0 | 0 | 0 | 0 | 0 | 0 | 0 | 0 | [44 empty] | 0
3245-SW-Lighting-Primary Lighting SDG&E_COMPLIANCE | [15 empty] | 0 |  |  | #N/A | [26 empty] | 0% | 0% |  | 0 | 0 | 0 | 0 | 0 | 0 | 0 | 0 | 0 | 0 | 0 | [44 empty] | 0
3245-SW-Lighting-Primary Lighting SDG&E_COMPLIANCE | [15 empty] | 0 |  |  | #N/A | [26 empty] | 0% | 0% |  | 0 | 0 | 0 | 0 | 0 | 0 | 0 | 0 | 0 | 0 | 0 | [44 empty] | 0
3245-SW-Lighting-Primary Lighting SDG&E_COMPLIANCE | [15 empty] | 0 |  |  | #N/A | [26 empty] | 0% | 0% |  | 0 | 0 | 0 | 0 | 0 | 0 | 0 | 0 | 0 | 0 | 0 | [44 empty] | 0
3245-SW-Lighting-Primary Lighting SDG&E_COMPLIANCE | [15 empty] | 0 |  |  | #N/A | [26 empty] | 0% | 0% |  | 0 | 0 | 0 | 0 | 0 | 0 | 0 | 0 | 0 | 0 | 0 | [44 empty] | 0
3245-SW-Lighting-Primary Lighting SDG&E_COMPLIANCE | [15 empty] | 0 |  |  | #N/A | [26 empty] | 0% | 0% |  | 0 | 0 | 0 | 0 | 0 | 0 | 0 | 0 | 0 | 0 | 0 | [44 empty] | 0
3245-SW-Lighting-Primary Lighting SDG&E_COMPLIANCE | [15 empty] | 0 |  |  | #N/A | [26 empty] | 0% | 0% |  | 0 | 0 | 0 | 0 | 0 | 0 | 0 | 0 | 0 | 0 | 0 | [44 empty] | 0
3245-SW-Lighting-Primary Lighting SDG&E_COMPLIANCE | [15 empty] | 0 |  |  | #N/A | [26 empty] | 0% | 0% |  | 0 | 0 | 0 | 0 | 0 | 0 | 0 | 0 | 0 | 0 | 0 | [44 empty] | 0
3245-SW-Lighting-Primary Lighting SDG&E_COMPLIANCE | [15 empty] | 0 |  |  | #N/A | [26 empty] | 0% | 0% |  | 0 | 0 | 0 | 0 | 0 | 0 | 0 | 0 | 0 | 0 | 0 | [44 empty] | 0
3245-SW-Lighting-Primary Lighting SDG&E_COMPLIANCE | [15 empty] | 0 |  |  | #N/A | [26 empty] | 0% | 0% |  | 0 | 0 | 0 | 0 | 0 | 0 | 0 | 0 | 0 | 0 | 0 | [44 empty] | 0
3245-SW-Lighting-Primary Lighting SDG&E_COMPLIANCE | [15 empty] | 0 |  |  | #N/A | [26 empty] | 0% | 0% |  | 0 | 0 | 0 | 0 | 0 | 0 | 0 | 0 | 0 | 0 | 0 | [44 empty] | 0
3245-SW-Lighting-Primary Lighting SDG&E_COMPLIANCE | [15 empty] | 0 |  |  | #N/A | [26 empty] | 0% | 0% |  | 0 | 0 | 0 | 0 | 0 | 0 | 0 | 0 | 0 | 0 | 0 | [44 empty] | 0
3245-SW-Lighting-Primary Lighting SDG&E_COMPLIANCE | [15 empty] | 0 |  |  | #N/A | [26 empty] | 0% | 0% |  | 0 | 0 | 0 | 0 | 0 | 0 | 0 | 0 | 0 | 0 | 0 | [44 empty] | 0
3245-SW-Lighting-Primary Lighting SDG&E_COMPLIANCE | [15 empty] | 0 |  |  | #N/A | [26 empty] | 0% | 0% |  | 0 | 0 | 0 | 0 | 0 | 0 | 0 | 0 | 0 | 0 | 0 | [44 empty] | 0
3245-SW-Lighting-Primary Lighting SDG&E_COMPLIANCE | [15 empty] | 0 |  |  | #N/A | [26 empty] | 0% | 0% |  | 0 | 0 | 0 | 0 | 0 | 0 | 0 | 0 | 0 | 0 | 0 | [44 empty] | 0
3245-SW-Lighting-Primary Lighting SDG&E_COMPLIANCE | [15 empty] | 0 |  |  | #N/A | [26 empty] | 0% | 0% |  | 0 | 0 | 0 | 0 | 0 | 0 | 0 | 0 | 0 | 0 | 0 | [44 empty] | 0
3245-SW-Lighting-Primary Lighting SDG&E_COMPLIANCE | [15 empty] | 0 |  |  | #N/A | [26 empty] | 0% | 0% |  | 0 | 0 | 0 | 0 | 0 | 0 | 0 | 0 | 0 | 0 | 0 | [44 empty] | 0
3245-SW-Lighting-Primary Lighting SDG&E_COMPLIANCE | [15 empty] | 0 |  |  | #N/A | [26 empty] | 0% | 0% |  | 0 | 0 | 0 | 0 | 0 | 0 | 0 | 0 | 0 | 0 | 0 | [44 empty] | 0
3245-SW-Lighting-Primary Lighting SDG&E_COMPLIANCE | [15 empty] | 0 |  |  | #N/A | [26 empty] | 0% | 0% |  | 0 | 0 | 0 | 0 | 0 | 0 | 0 | 0 | 0 | 0 | 0 | [44 empty] | 0
3245-SW-Lighting-Primary Lighting SDG&E_COMPLIANCE | [15 empty] | 0 |  |  | #N/A | [26 empty] | 0% | 0% |  | 0 | 0 | 0 | 0 | 0 | 0 | 0 | 0 | 0 | 0 | 0 | [44 empty] | 0
3245-SW-Lighting-Primary Lighting SDG&E_COMPLIANCE | [15 empty] | 0 |  |  | #N/A | [26 empty] | 0% | 0% |  | 0 | 0 | 0 | 0 | 0 | 0 | 0 | 0 | 0 | 0 | 0 | [44 empty] | 0
3245-SW-Lighting-Primary Lighting SDG&E_COMPLIANCE | [15 empty] | 0 |  |  | #N/A | [26 empty] | 0% | 0% |  | 0 | 0 | 0 | 0 | 0 | 0 | 0 | 0 | 0 | 0 | 0 | [44 empty] | 0
3245-SW-Lighting-Primary Lighting SDG&E_COMPLIANCE | [15 empty] | 0 |  |  | #N/A | [26 empty] | 0% | 0% |  | 0 | 0 | 0 | 0 | 0 | 0 | 0 | 0 | 0 | 0 | 0 | [44 empty] | 0
3245-SW-Lighting-Primary Lighting SDG&E_COMPLIANCE | [15 empty] | 0 |  |  | #N/A | [26 empty] | 0% | 0% |  | 0 | 0 | 0 | 0 | 0 | 0 | 0 | 0 | 0 | 0 | 0 | [44 empty] | 0
3245-SW-Lighting-Primary Lighting SDG&E_COMPLIANCE | [15 empty] | 0 |  |  | #N/A | [26 empty] | 0% | 0% |  | 0 | 0 | 0 | 0 | 0 | 0 | 0 | 0 | 0 | 0 | 0 | [44 empty] | 0
3245-SW-Lighting-Primary Lighting SDG&E_COMPLIANCE | [15 empty] | 0 |  |  | #N/A | [26 empty] | 0% | 0% |  | 0 | 0 | 0 | 0 | 0 | 0 | 0 | 0 | 0 | 0 | 0 | [44 empty] | 0
3245-SW-Lighting-Primary Lighting SDG&E_COMPLIANCE | [15 empty] | 0 |  |  | #N/A | [26 empty] | 0% | 0% |  | 0 | 0 | 0 | 0 | 0 | 0 | 0 | 0 | 0 | 0 | 0 | [44 empty] | 0
3245-SW-Lighting-Primary Lighting SDG&E_COMPLIANCE | [15 empty] | 0 |  |  | #N/A | [26 empty] | 0% | 0% |  | 0 | 0 | 0 | 0 | 0 | 0 | 0 | 0 | 0 | 0 | 0 | [44 empty] | 0
3245-SW-Lighting-Primary Lighting SDG&E_COMPLIANCE | [15 empty] | 0 |  |  | #N/A | [26 empty] | 0% | 0% |  | 0 | 0 | 0 | 0 | 0 | 0 | 0 | 0 | 0 | 0 | 0 | [44 empty] | 0
3245-SW-Lighting-Primary Lighting SDG&E_COMPLIANCE | [15 empty] | 0 |  |  | #N/A | [26 empty] | 0% | 0% |  | 0 | 0 | 0 | 0 | 0 | 0 | 0 | 0 | 0 | 0 | 0 | [44 empty] | 0
3245-SW-Lighting-Primary Lighting SDG&E_COMPLIANCE | [15 empty] | 0 |  |  | #N/A | [26 empty] | 0% | 0% |  | 0 | 0 | 0 | 0 | 0 | 0 | 0 | 0 | 0 | 0 | 0 | [44 empty] | 0
3245-SW-Lighting-Primary Lighting SDG&E_COMPLIANCE | [15 empty] | 0 |  |  | #N/A | [26 empty] | 0% | 0% |  | 0 | 0 | 0 | 0 | 0 | 0 | 0 | 0 | 0 | 0 | 0 | [44 empty] | 0
3245-SW-Lighting-Primary Lighting SDG&E_COMPLIANCE | [15 empty] | 0 |  |  | #N/A | [26 empty] | 0% | 0% |  | 0 | 0 | 0 | 0 | 0 | 0 | 0 | 0 | 0 | 0 | 0 | [44 empty] | 0
3245-SW-Lighting-Primary Lighting SDG&E_COMPLIANCE | [15 empty] | 0 |  |  | #N/A | [26 empty] | 0% | 0% |  | 0 | 0 | 0 | 0 | 0 | 0 | 0 | 0 | 0 | 0 | 0 | [44 empty] | 0
3245-SW-Lighting-Primary Lighting SDG&E_COMPLIANCE | [15 empty] | 0 |  |  | #N/A | [26 empty] | 0% | 0% |  | 0 | 0 | 0 | 0 | 0 | 0 | 0 | 0 | 0 | 0 | 0 | [44 empty] | 0
3245-SW-Lighting-Primary Lighting SDG&E_COMPLIANCE | [15 empty] | 0 |  |  | #N/A | [26 empty] | 0% | 0% |  | 0 | 0 | 0 | 0 | 0 | 0 | 0 | 0 | 0 | 0 | 0 | [44 empty] | 0
3245-SW-Lighting-Primary Lighting SDG&E_COMPLIANCE | [15 empty] | 0 |  |  | #N/A | [26 empty] | 0% | 0% |  | 0 | 0 | 0 | 0 | 0 | 0 | 0 | 0 | 0 | 0 | 0 | [44 empty] | 0
3245-SW-Lighting-Primary Lighting SDG&E_COMPLIANCE | [15 empty] | 0 |  |  | #N/A | [26 empty] | 0% | 0% |  | 0 | 0 | 0 | 0 | 0 | 0 | 0 | 0 | 0 | 0 | 0 | [44 empty] | 0
3245-SW-Lighting-Primary Lighting SDG&E_COMPLIANCE | [15 empty] | 0 |  |  | #N/A | [26 empty] | 0% | 0% |  | 0 | 0 | 0 | 0 | 0 | 0 | 0 | 0 | 0 | 0 | 0 | [44 empty] | 0
3245-SW-Lighting-Primary Lighting SDG&E_COMPLIANCE | [15 empty] | 0 |  |  | #N/A | [26 empty] | 0% | 0% |  | 0 | 0 | 0 | 0 | 0 | 0 | 0 | 0 | 0 | 0 | 0 | [44 empty] | 0
3245-SW-Lighting-Primary Lighting SDG&E_COMPLIANCE | [15 empty] | 0 |  |  | #N/A | [26 empty] | 0% | 0% |  | 0 | 0 | 0 | 0 | 0 | 0 | 0 | 0 | 0 | 0 | 0 | [44 empty] | 0
3245-SW-Lighting-Primary Lighting SDG&E_COMPLIANCE | [15 empty] | 0 |  |  | #N/A | [26 empty] | 0% | 0% |  | 0 | 0 | 0 | 0 | 0 | 0 | 0 | 0 | 0 | 0 | 0 | [44 empty] | 0
3245-SW-Lighting-Primary Lighting SDG&E_COMPLIANCE | [15 empty] | 0 |  |  | #N/A | [26 empty] | 0% | 0% |  | 0 | 0 | 0 | 0 | 0 | 0 | 0 | 0 | 0 | 0 | 0 | [44 empty] | 0
3245-SW-Lighting-Primary Lighting SDG&E_COMPLIANCE | [15 empty] | 0 |  |  | #N/A | [26 empty] | 0% | 0% |  | 0 | 0 | 0 | 0 | 0 | 0 | 0 | 0 | 0 | 0 | 0 | [44 empty] | 0
3245-SW-Lighting-Primary Lighting SDG&E_COMPLIANCE | [15 empty] | 0 |  |  | #N/A | [26 empty] | 0% | 0% |  | 0 | 0 | 0 | 0 | 0 | 0 | 0 | 0 | 0 | 0 | 0 | [44 empty] | 0
3245-SW-Lighting-Primary Lighting SDG&E_COMPLIANCE | [15 empty] | 0 |  |  | #N/A | [26 empty] | 0% | 0% |  | 0 | 0 | 0 | 0 | 0 | 0 | 0 | 0 | 0 | 0 | 0 | [44 empty] | 0
3245-SW-Lighting-Primary Lighting SDG&E_COMPLIANCE | [15 empty] | 0 |  |  | #N/A | [26 empty] | 0% | 0% |  | 0 | 0 | 0 | 0 | 0 | 0 | 0 | 0 | 0 | 0 | 0 | [44 empty] | 0
3245-SW-Lighting-Primary Lighting SDG&E_COMPLIANCE | [15 empty] | 0 |  |  | #N/A | [26 empty] | 0% | 0% |  | 0 | 0 | 0 | 0 | 0 | 0 | 0 | 0 | 0 | 0 | 0 | [44 empty] | 0
3245-SW-Lighting-Primary Lighting SDG&E_COMPLIANCE | [15 empty] | 0 |  |  | #N/A | [26 empty] | 0% | 0% |  | 0 | 0 | 0 | 0 | 0 | 0 | 0 | 0 | 0 | 0 | 0 | [44 empty] | 0
3245-SW-Lighting-Primary Lighting SDG&E_COMPLIANCE | [15 empty] | 0 |  |  | #N/A | [26 empty] | 0% | 0% |  | 0 | 0 | 0 | 0 | 0 | 0 | 0 | 0 | 0 | 0 | 0 | [44 empty] | 0
3245-SW-Lighting-Primary Lighting SDG&E_COMPLIANCE | [15 empty] | 0 |  |  | #N/A | [26 empty] | 0% | 0% |  | 0 | 0 | 0 | 0 | 0 | 0 | 0 | 0 | 0 | 0 | 0 | [44 empty] | 0
3245-SW-Lighting-Primary Lighting SDG&E_COMPLIANCE | [15 empty] | 0 |  |  | #N/A | [26 empty] | 0% | 0% |  | 0 | 0 | 0 | 0 | 0 | 0 | 0 | 0 | 0 | 0 | 0 | [44 empty] | 0
3245-SW-Lighting-Primary Lighting SDG&E_COMPLIANCE | [15 empty] | 0 |  |  | #N/A | [26 empty] | 0% | 0% |  | 0 | 0 | 0 | 0 | 0 | 0 | 0 | 0 | 0 | 0 | 0 | [44 empty] | 0
3245-SW-Lighting-Primary Lighting SDG&E_COMPLIANCE | [15 empty] | 0 |  |  | #N/A | [26 empty] | 0% | 0% |  | 0 | 0 | 0 | 0 | 0 | 0 | 0 | 0 | 0 | 0 | 0 | [44 empty] | 0
3245-SW-Lighting-Primary Lighting SDG&E_COMPLIANCE | [15 empty] | 0 |  |  | #N/A | [26 empty] | 0% | 0% |  | 0 | 0 | 0 | 0 | 0 | 0 | 0 | 0 | 0 | 0 | 0 | [44 empty] | 0
3245-SW-Lighting-Primary Lighting SDG&E_COMPLIANCE | [15 empty] | 0 |  |  | #N/A | [26 empty] | 0% | 0% |  | 0 | 0 | 0 | 0 | 0 | 0 | 0 | 0 | 0 | 0 | 0 | [44 empty] | 0
3245-SW-Lighting-Primary Lighting SDG&E_COMPLIANCE | [15 empty] | 0 |  |  | #N/A | [26 empty] | 0% | 0% |  | 0 | 0 | 0 | 0 | 0 | 0 | 0 | 0 | 0 | 0 | 0 | [44 empty] | 0
3245-SW-Lighting-Primary Lighting SDG&E_COMPLIANCE | [15 empty] | 0 |  |  | #N/A | [26 empty] | 0% | 0% |  | 0 | 0 | 0 | 0 | 0 | 0 | 0 | 0 | 0 | 0 | 0 | [44 empty] | 0
3245-SW-Lighting-Primary Lighting SDG&E_COMPLIANCE | [15 empty] | 0 |  |  | #N/A | [26 empty] | 0% | 0% |  | 0 | 0 | 0 | 0 | 0 | 0 | 0 | 0 | 0 | 0 | 0 | [44 empty] | 0
3245-SW-Lighting-Primary Lighting SDG&E_COMPLIANCE | [15 empty] | 0 |  |  | #N/A | [26 empty] | 0% | 0% |  | 0 | 0 | 0 | 0 | 0 | 0 | 0 | 0 | 0 | 0 | 0 | [44 empty] | 0
3245-SW-Lighting-Primary Lighting SDG&E_COMPLIANCE | [15 empty] | 0 |  |  | #N/A | [26 empty] | 0% | 0% |  | 0 | 0 | 0 | 0 | 0 | 0 | 0 | 0 | 0 | 0 | 0 | [44 empty] | 0
3245-SW-Lighting-Primary Lighting SDG&E_COMPLIANCE | [15 empty] | 0 |  |  | #N/A | [26 empty] | 0% | 0% |  | 0 | 0 | 0 | 0 | 0 | 0 | 0 | 0 | 0 | 0 | 0 | [44 empty] | 0
3245-SW-Lighting-Primary Lighting SDG&E_COMPLIANCE | [15 empty] | 0 |  |  | #N/A | [26 empty] | 0% | 0% |  | 0 | 0 | 0 | 0 | 0 | 0 | 0 | 0 | 0 | 0 | 0 | [44 empty] | 0
3245-SW-Lighting-Primary Lighting SDG&E_COMPLIANCE | [15 empty] | 0 |  |  | #N/A | [26 empty] | 0% | 0% |  | 0 | 0 | 0 | 0 | 0 | 0 | 0 | 0 | 0 | 0 | 0 | [44 empty] | 0
3245-SW-Lighting-Primary Lighting SDG&E_COMPLIANCE | [15 empty] | 0 |  |  | #N/A | [26 empty] | 0% | 0% |  | 0 | 0 | 0 | 0 | 0 | 0 | 0 | 0 | 0 | 0 | 0 | [44 empty] | 0
3245-SW-Lighting-Primary Lighting SDG&E_COMPLIANCE | [15 empty] | 0 |  |  | #N/A | [26 empty] | 0% | 0% |  | 0 | 0 | 0 | 0 | 0 | 0 | 0 | 0 | 0 | 0 | 0 | [44 empty] | 0
3245-SW-Lighting-Primary Lighting SDG&E_COMPLIANCE | [15 empty] | 0 |  |  | #N/A | [26 empty] | 0% | 0% |  | 0 | 0 | 0 | 0 | 0 | 0 | 0 | 0 | 0 | 0 | 0 | [44 empty] | 0
3245-SW-Lighting-Primary Lighting SDG&E_COMPLIANCE | [15 empty] | 0 |  |  | #N/A | [26 empty] | 0% | 0% |  | 0 | 0 | 0 | 0 | 0 | 0 | 0 | 0 | 0 | 0 | 0 | [44 empty] | 0
3245-SW-Lighting-Primary Lighting SDG&E_COMPLIANCE | [15 empty] | 0 |  |  | #N/A | [26 empty] | 0% | 0% |  | 0 | 0 | 0 | 0 | 0 | 0 | 0 | 0 | 0 | 0 | 0 | [44 empty] | 0
3245-SW-Lighting-Primary Lighting SDG&E_COMPLIANCE | [15 empty] | 0 |  |  | #N/A | [26 empty] | 0% | 0% |  | 0 | 0 | 0 | 0 | 0 | 0 | 0 | 0 | 0 | 0 | 0 | [44 empty] | 0
3245-SW-Lighting-Primary Lighting SDG&E_COMPLIANCE | [15 empty] | 0 |  |  | #N/A | [26 empty] | 0% | 0% |  | 0 | 0 | 0 | 0 | 0 | 0 | 0 | 0 | 0 | 0 | 0 | [44 empty] | 0
3245-SW-Lighting-Primary Lighting SDG&E_COMPLIANCE | [15 empty] | 0 |  |  | #N/A | [26 empty] | 0% | 0% |  | 0 | 0 | 0 | 0 | 0 | 0 | 0 | 0 | 0 | 0 | 0 | [44 empty] | 0
3245-SW-Lighting-Primary Lighting SDG&E_COMPLIANCE | [15 empty] | 0 |  |  | #N/A | [26 empty] | 0% | 0% |  | 0 | 0 | 0 | 0 | 0 | 0 | 0 | 0 | 0 | 0 | 0 | [44 empty] | 0
3245-SW-Lighting-Primary Lighting SDG&E_COMPLIANCE | [15 empty] | 0 |  |  | #N/A | [26 empty] | 0% | 0% |  | 0 | 0 | 0 | 0 | 0 | 0 | 0 | 0 | 0 | 0 | 0 | [44 empty] | 0
3245-SW-Lighting-Primary Lighting SDG&E_COMPLIANCE | [15 empty] | 0 |  |  | #N/A | [26 empty] | 0% | 0% |  | 0 | 0 | 0 | 0 | 0 | 0 | 0 | 0 | 0 | 0 | 0 | [44 empty] | 0
3245-SW-Lighting-Primary Lighting SDG&E_COMPLIANCE | [15 empty] | 0 |  |  | #N/A | [26 empty] | 0% | 0% |  | 0 | 0 | 0 | 0 | 0 | 0 | 0 | 0 | 0 | 0 | 0 | [44 empty] | 0
3245-SW-Lighting-Primary Lighting SDG&E_COMPLIANCE | [15 empty] | 0 |  |  | #N/A | [26 empty] | 0% | 0% |  | 0 | 0 | 0 | 0 | 0 | 0 | 0 | 0 | 0 | 0 | 0 | [44 empty] | 0
3245-SW-Lighting-Primary Lighting SDG&E_COMPLIANCE | [15 empty] | 0 |  |  | #N/A | [26 empty] | 0% | 0% |  | 0 | 0 | 0 | 0 | 0 | 0 | 0 | 0 | 0 | 0 | 0 | [44 empty] | 0
3245-SW-Lighting-Primary Lighting SDG&E_COMPLIANCE | [15 empty] | 0 |  |  | #N/A | [26 empty] | 0% | 0% |  | 0 | 0 | 0 | 0 | 0 | 0 | 0 | 0 | 0 | 0 | 0 | [44 empty] | 0
3245-SW-Lighting-Primary Lighting SDG&E_COMPLIANCE | [15 empty] | 0 |  |  | #N/A | [26 empty] | 0% | 0% |  | 0 | 0 | 0 | 0 | 0 | 0 | 0 | 0 | 0 | 0 | 0 | [44 empty] | 0
3245-SW-Lighting-Primary Lighting SDG&E_COMPLIANCE | [15 empty] | 0 |  |  | #N/A | [26 empty] | 0% | 0% |  | 0 | 0 | 0 | 0 | 0 | 0 | 0 | 0 | 0 | 0 | 0 | [44 empty] | 0
3245-SW-Lighting-Primary Lighting SDG&E_COMPLIANCE | [15 empty] | 0 |  |  | #N/A | [26 empty] | 0% | 0% |  | 0 | 0 | 0 | 0 | 0 | 0 | 0 | 0 | 0 | 0 | 0 | [44 empty] | 0
3245-SW-Lighting-Primary Lighting SDG&E_COMPLIANCE | [15 empty] | 0 |  |  | #N/A | [26 empty] | 0% | 0% |  | 0 | 0 | 0 | 0 | 0 | 0 | 0 | 0 | 0 | 0 | 0 | [44 empty] | 0
3245-SW-Lighting-Primary Lighting SDG&E_COMPLIANCE | [15 empty] | 0 |  |  | #N/A | [26 empty] | 0% | 0% |  | 0 | 0 | 0 | 0 | 0 | 0 | 0 | 0 | 0 | 0 | 0 | [44 empty] | 0
3245-SW-Lighting-Primary Lighting SDG&E_COMPLIANCE | [15 empty] | 0 |  |  | #N/A | [26 empty] | 0% | 0% |  | 0 | 0 | 0 | 0 | 0 | 0 | 0 | 0 | 0 | 0 | 0 | [44 empty] | 0
3245-SW-Lighting-Primary Lighting SDG&E_COMPLIANCE | [15 empty] | 0 |  |  | #N/A | [26 empty] | 0% | 0% |  | 0 | 0 | 0 | 0 | 0 | 0 | 0 | 0 | 0 | 0 | 0 | [44 empty] | 0
3245-SW-Lighting-Primary Lighting SDG&E_COMPLIANCE | [15 empty] | 0 |  |  | #N/A | [26 empty] | 0% | 0% |  | 0 | 0 | 0 | 0 | 0 | 0 | 0 | 0 | 0 | 0 | 0 | [44 empty] | 0
3245-SW-Lighting-Primary Lighting SDG&E_COMPLIANCE | [15 empty] | 0 |  |  | #N/A | [26 empty] | 0% | 0% |  | 0 | 0 | 0 | 0 | 0 | 0 | 0 | 0 | 0 | 0 | 0 | [44 empty] | 0
3245-SW-Lighting-Primary Lighting SDG&E_COMPLIANCE | [15 empty] | 0 |  |  | #N/A | [26 empty] | 0% | 0% |  | 0 | 0 | 0 | 0 | 0 | 0 | 0 | 0 | 0 | 0 | 0 | [44 empty] | 0
3245-SW-Lighting-Primary Lighting SDG&E_COMPLIANCE | [15 empty] | 0 |  |  | #N/A | [26 empty] | 0% | 0% |  | 0 | 0 | 0 | 0 | 0 | 0 | 0 | 0 | 0 | 0 | 0 | [44 empty] | 0
3245-SW-Lighting-Primary Lighting SDG&E_COMPLIANCE | [15 empty] | 0 |  |  | #N/A | [26 empty] | 0% | 0% |  | 0 | 0 | 0 | 0 | 0 | 0 | 0 | 0 | 0 | 0 | 0 | [44 empty] | 0
3245-SW-Lighting-Primary Lighting SDG&E_COMPLIANCE | [15 empty] | 0 |  |  | #N/A | [26 empty] | 0% | 0% |  | 0 | 0 | 0 | 0 | 0 | 0 | 0 | 0 | 0 | 0 | 0 | [44 empty] | 0
3245-SW-Lighting-Primary Lighting SDG&E_COMPLIANCE | [15 empty] | 0 |  |  | #N/A | [26 empty] | 0% | 0% |  | 0 | 0 | 0 | 0 | 0 | 0 | 0 | 0 | 0 | 0 | 0 | [44 empty] | 0
3245-SW-Lighting-Primary Lighting SDG&E_COMPLIANCE | [15 empty] | 0 |  |  | #N/A | [26 empty] | 0% | 0% |  | 0 | 0 | 0 | 0 | 0 | 0 | 0 | 0 | 0 | 0 | 0 | [44 empty] | 0
3245-SW-Lighting-Primary Lighting SDG&E_COMPLIANCE | [15 empty] | 0 |  |  | #N/A | [26 empty] | 0% | 0% |  | 0 | 0 | 0 | 0 | 0 | 0 | 0 | 0 | 0 | 0 | 0 | [44 empty] | 0
3245-SW-Lighting-Primary Lighting SDG&E_COMPLIANCE | [15 empty] | 0 |  |  | #N/A | [26 empty] | 0% | 0% |  | 0 | 0 | 0 | 0 | 0 | 0 | 0 | 0 | 0 | 0 | 0 | [44 empty] | 0
3245-SW-Lighting-Primary Lighting SDG&E_COMPLIANCE | [15 empty] | 0 |  |  | #N/A | [26 empty] | 0% | 0% |  | 0 | 0 | 0 | 0 | 0 | 0 | 0 | 0 | 0 | 0 | 0 | [44 empty] | 0
3245-SW-Lighting-Primary Lighting SDG&E_COMPLIANCE | [15 empty] | 0 |  |  | #N/A | [26 empty] | 0% | 0% |  | 0 | 0 | 0 | 0 | 0 | 0 | 0 | 0 | 0 | 0 | 0 | [44 empty] | 0
3245-SW-Lighting-Primary Lighting SDG&E_COMPLIANCE | [15 empty] | 0 |  |  | #N/A | [26 empty] | 0% | 0% |  | 0 | 0 | 0 | 0 | 0 | 0 | 0 | 0 | 0 | 0 | 0 | [44 empty] | 0
3245-SW-Lighting-Primary Lighting SDG&E_COMPLIANCE | [15 empty] | 0 |  |  | #N/A | [26 empty] | 0% | 0% |  | 0 | 0 | 0 | 0 | 0 | 0 | 0 | 0 | 0 | 0 | 0 | [44 empty] | 0
3245-SW-Lighting-Primary Lighting SDG&E_COMPLIANCE | [15 empty] | 0 |  |  | #N/A | [26 empty] | 0% | 0% |  | 0 | 0 | 0 | 0 | 0 | 0 | 0 | 0 | 0 | 0 | 0 | [44 empty] | 0
3245-SW-Lighting-Primary Lighting SDG&E_COMPLIANCE | [15 empty] | 0 |  |  | #N/A | [26 empty] | 0% | 0% |  | 0 | 0 | 0 | 0 | 0 | 0 | 0 | 0 | 0 | 0 | 0 | [44 empty] | 0
3245-SW-Lighting-Primary Lighting SDG&E_COMPLIANCE | [15 empty] | 0 |  |  | #N/A | [26 empty] | 0% | 0% |  | 0 | 0 | 0 | 0 | 0 | 0 | 0 | 0 | 0 | 0 | 0 | [44 empty] | 0
3245-SW-Lighting-Primary Lighting SDG&E_COMPLIANCE | [15 empty] | 0 |  |  | #N/A | [26 empty] | 0% | 0% |  | 0 | 0 | 0 | 0 | 0 | 0 | 0 | 0 | 0 | 0 | 0 | [44 empty] | 0
3245-SW-Lighting-Primary Lighting SDG&E_COMPLIANCE | [15 empty] | 0 |  |  | #N/A | [26 empty] | 0% | 0% |  | 0 | 0 | 0 | 0 | 0 | 0 | 0 | 0 | 0 | 0 | 0 | [44 empty] | 0
3245-SW-Lighting-Primary Lighting SDG&E_COMPLIANCE | [15 empty] | 0 |  |  | #N/A | [26 empty] | 0% | 0% |  | 0 | 0 | 0 | 0 | 0 | 0 | 0 | 0 | 0 | 0 | 0 | [44 empty] | 0
3245-SW-Lighting-Primary Lighting SDG&E_COMPLIANCE | [15 empty] | 0 |  |  | #N/A | [26 empty] | 0% | 0% |  | 0 | 0 | 0 | 0 | 0 | 0 | 0 | 0 | 0 | 0 | 0 | [44 empty] | 0
3245-SW-Lighting-Primary Lighting SDG&E_COMPLIANCE | [15 empty] | 0 |  |  | #N/A | [26 empty] | 0% | 0% |  | 0 | 0 | 0 | 0 | 0 | 0 | 0 | 0 | 0 | 0 | 0 | [44 empty] | 0
3245-SW-Lighting-Primary Lighting SDG&E_COMPLIANCE | [15 empty] | 0 |  |  | #N/A | [26 empty] | 0% | 0% |  | 0 | 0 | 0 | 0 | 0 | 0 | 0 | 0 | 0 | 0 | 0 | [44 empty] | 0
3245-SW-Lighting-Primary Lighting SDG&E_COMPLIANCE | [15 empty] | 0 |  |  | #N/A | [26 empty] | 0% | 0% |  | 0 | 0 | 0 | 0 | 0 | 0 | 0 | 0 | 0 | 0 | 0 | [44 empty] | 0
3245-SW-Lighting-Primary Lighting SDG&E_COMPLIANCE | [15 empty] | 0 |  |  | #N/A | [26 empty] | 0% | 0% |  | 0 | 0 | 0 | 0 | 0 | 0 | 0 | 0 | 0 | 0 | 0 | [44 empty] | 0
3245-SW-Lighting-Primary Lighting SDG&E_COMPLIANCE | [15 empty] | 0 |  |  | #N/A | [26 empty] | 0% | 0% |  | 0 | 0 | 0 | 0 | 0 | 0 | 0 | 0 | 0 | 0 | 0 | [44 empty] | 0
3245-SW-Lighting-Primary Lighting SDG&E_COMPLIANCE | [15 empty] | 0 |  |  | #N/A | [26 empty] | 0% | 0% |  | 0 | 0 | 0 | 0 | 0 | 0 | 0 | 0 | 0 | 0 | 0 | [44 empty] | 0
3245-SW-Lighting-Primary Lighting SDG&E_COMPLIANCE | [15 empty] | 0 |  |  | #N/A | [26 empty] | 0% | 0% |  | 0 | 0 | 0 | 0 | 0 | 0 | 0 | 0 | 0 | 0 | 0 | [44 empty] | 0
3245-SW-Lighting-Primary Lighting SDG&E_COMPLIANCE | [15 empty] | 0 |  |  | #N/A | [26 empty] | 0% | 0% |  | 0 | 0 | 0 | 0 | 0 | 0 | 0 | 0 | 0 | 0 | 0 | [44 empty] | 0
3245-SW-Lighting-Primary Lighting SDG&E_COMPLIANCE | [15 empty] | 0 |  |  | #N/A | [26 empty] | 0% | 0% |  | 0 | 0 | 0 | 0 | 0 | 0 | 0 | 0 | 0 | 0 | 0 | [44 empty] | 0
3245-SW-Lighting-Primary Lighting SDG&E_COMPLIANCE | [15 empty] | 0 |  |  | #N/A | [26 empty] | 0% | 0% |  | 0 | 0 | 0 | 0 | 0 | 0 | 0 | 0 | 0 | 0 | 0 | [44 empty] | 0
3245-SW-Lighting-Primary Lighting SDG&E_COMPLIANCE | [15 empty] | 0 |  |  | #N/A | [26 empty] | 0% | 0% |  | 0 | 0 | 0 | 0 | 0 | 0 | 0 | 0 | 0 | 0 | 0 | [44 empty] | 0
3245-SW-Lighting-Primary Lighting SDG&E_COMPLIANCE | [15 empty] | 0 |  |  | #N/A | [26 empty] | 0% | 0% |  | 0 | 0 | 0 | 0 | 0 | 0 | 0 | 0 | 0 | 0 | 0 | [44 empty] | 0
3245-SW-Lighting-Primary Lighting SDG&E_COMPLIANCE | [15 empty] | 0 |  |  | #N/A | [26 empty] | 0% | 0% |  | 0 | 0 | 0 | 0 | 0 | 0 | 0 | 0 | 0 | 0 | 0 | [44 empty] | 0
3245-SW-Lighting-Primary Lighting SDG&E_COMPLIANCE | [15 empty] | 0 |  |  | #N/A | [26 empty] | 0% | 0% |  | 0 | 0 | 0 | 0 | 0 | 0 | 0 | 0 | 0 | 0 | 0 | [44 empty] | 0
3245-SW-Lighting-Primary Lighting SDG&E_COMPLIANCE | [15 empty] | 0 |  |  | #N/A | [26 empty] | 0% | 0% |  | 0 | 0 | 0 | 0 | 0 | 0 | 0 | 0 | 0 | 0 | 0 | [44 empty] | 0
3245-SW-Lighting-Primary Lighting SDG&E_COMPLIANCE | [15 empty] | 0 |  |  | #N/A | [26 empty] | 0% | 0% |  | 0 | 0 | 0 | 0 | 0 | 0 | 0 | 0 | 0 | 0 | 0 | [44 empty] | 0
3245-SW-Lighting-Primary Lighting SDG&E_COMPLIANCE | [15 empty] | 0 |  |  | #N/A | [26 empty] | 0% | 0% |  | 0 | 0 | 0 | 0 | 0 | 0 | 0 | 0 | 0 | 0 | 0 | [44 empty] | 0
3245-SW-Lighting-Primary Lighting SDG&E_COMPLIANCE | [15 empty] | 0 |  |  | #N/A | [26 empty] | 0% | 0% |  | 0 | 0 | 0 | 0 | 0 | 0 | 0 | 0 | 0 | 0 | 0 | [44 empty] | 0
3245-SW-Lighting-Primary Lighting SDG&E_COMPLIANCE | [15 empty] | 0 |  |  | #N/A | [26 empty] | 0% | 0% |  | 0 | 0 | 0 | 0 | 0 | 0 | 0 | 0 | 0 | 0 | 0 | [44 empty] | 0
3245-SW-Lighting-Primary Lighting SDG&E_COMPLIANCE | [15 empty] | 0 |  |  | #N/A | [26 empty] | 0% | 0% |  | 0 | 0 | 0 | 0 | 0 | 0 | 0 | 0 | 0 | 0 | 0 | [44 empty] | 0
3245-SW-Lighting-Primary Lighting SDG&E_COMPLIANCE | [15 empty] | 0 |  |  | #N/A | [26 empty] | 0% | 0% |  | 0 | 0 | 0 | 0 | 0 | 0 | 0 | 0 | 0 | 0 | 0 | [44 empty] | 0
3245-SW-Lighting-Primary Lighting SDG&E_COMPLIANCE | [15 empty] | 0 |  |  | #N/A | [26 empty] | 0% | 0% |  | 0 | 0 | 0 | 0 | 0 | 0 | 0 | 0 | 0 | 0 | 0 | [44 empty] | 0
3245-SW-Lighting-Primary Lighting SDG&E_COMPLIANCE | [15 empty] | 0 |  |  | #N/A | [26 empty] | 0% | 0% |  | 0 | 0 | 0 | 0 | 0 | 0 | 0 | 0 | 0 | 0 | 0 | [44 empty] | 0
3245-SW-Lighting-Primary Lighting SDG&E_COMPLIANCE | [15 empty] | 0 |  |  | #N/A | [26 empty] | 0% | 0% |  | 0 | 0 | 0 | 0 | 0 | 0 | 0 | 0 | 0 | 0 | 0 | [44 empty] | 0
3245-SW-Lighting-Primary Lighting SDG&E_COMPLIANCE | [15 empty] | 0 |  |  | #N/A | [26 empty] | 0% | 0% |  | 0 | 0 | 0 | 0 | 0 | 0 | 0 | 0 | 0 | 0 | 0 | [44 empty] | 0
3245-SW-Lighting-Primary Lighting SDG&E_COMPLIANCE | [15 empty] | 0 |  |  | #N/A | [26 empty] | 0% | 0% |  | 0 | 0 | 0 | 0 | 0 | 0 | 0 | 0 | 0 | 0 | 0 | [44 empty] | 0
3245-SW-Lighting-Primary Lighting SDG&E_COMPLIANCE | [15 empty] | 0 |  |  | #N/A | [26 empty] | 0% | 0% |  | 0 | 0 | 0 | 0 | 0 | 0 | 0 | 0 | 0 | 0 | 0 | [44 empty] | 0
3245-SW-Lighting-Primary Lighting SDG&E_COMPLIANCE | [15 empty] | 0 |  |  | #N/A | [26 empty] | 0% | 0% |  | 0 | 0 | 0 | 0 | 0 | 0 | 0 | 0 | 0 | 0 | 0 | [44 empty] | 0
3245-SW-Lighting-Primary Lighting SDG&E_COMPLIANCE | [15 empty] | 0 |  |  | #N/A | [26 empty] | 0% | 0% |  | 0 | 0 | 0 | 0 | 0 | 0 | 0 | 0 | 0 | 0 | 0 | [44 empty] | 0
3245-SW-Lighting-Primary Lighting SDG&E_COMPLIANCE | [15 empty] | 0 |  |  | #N/A | [26 empty] | 0% | 0% |  | 0 | 0 | 0 | 0 | 0 | 0 | 0 | 0 | 0 | 0 | 0 | [44 empty] | 0
3245-SW-Lighting-Primary Lighting SDG&E_COMPLIANCE | [15 empty] | 0 |  |  | #N/A | [26 empty] | 0% | 0% |  | 0 | 0 | 0 | 0 | 0 | 0 | 0 | 0 | 0 | 0 | 0 | [44 empty] | 0
3245-SW-Lighting-Primary Lighting SDG&E_COMPLIANCE | [15 empty] | 0 |  |  | #N/A | [26 empty] | 0% | 0% |  | 0 | 0 | 0 | 0 | 0 | 0 | 0 | 0 | 0 | 0 | 0 | [44 empty] | 0
3245-SW-Lighting-Primary Lighting SDG&E_COMPLIANCE | [15 empty] | 0 |  |  | #N/A | [26 empty] | 0% | 0% |  | 0 | 0 | 0 | 0 | 0 | 0 | 0 | 0 | 0 | 0 | 0 | [44 empty] | 0
3245-SW-Lighting-Primary Lighting SDG&E_COMPLIANCE | [15 empty] | 0 |  |  | #N/A | [26 empty] | 0% | 0% |  | 0 | 0 | 0 | 0 | 0 | 0 | 0 | 0 | 0 | 0 | 0 | [44 empty] | 0
3245-SW-Lighting-Primary Lighting SDG&E_COMPLIANCE | [15 empty] | 0 |  |  | #N/A | [26 empty] | 0% | 0% |  | 0 | 0 | 0 | 0 | 0 | 0 | 0 | 0 | 0 | 0 | 0 | [44 empty] | 0
3245-SW-Lighting-Primary Lighting SDG&E_COMPLIANCE | [15 empty] | 0 |  |  | #N/A | [26 empty] | 0% | 0% |  | 0 | 0 | 0 | 0 | 0 | 0 | 0 | 0 | 0 | 0 | 0 | [44 empty] | 0
3245-SW-Lighting-Primary Lighting SDG&E_COMPLIANCE | [15 empty] | 0 |  |  | #N/A | [26 empty] | 0% | 0% |  | 0 | 0 | 0 | 0 | 0 | 0 | 0 | 0 | 0 | 0 | 0 | [44 empty] | 0
3245-SW-Lighting-Primary Lighting SDG&E_COMPLIANCE | [15 empty] | 0 |  |  | #N/A | [26 empty] | 0% | 0% |  | 0 | 0 | 0 | 0 | 0 | 0 | 0 | 0 | 0 | 0 | 0 | [44 empty] | 0
3245-SW-Lighting-Primary Lighting SDG&E_COMPLIANCE | [15 empty] | 0 |  |  | #N/A | [26 empty] | 0% | 0% |  | 0 | 0 | 0 | 0 | 0 | 0 | 0 | 0 | 0 | 0 | 0 | [44 empty] | 0
3245-SW-Lighting-Primary Lighting SDG&E_COMPLIANCE | [15 empty] | 0 |  |  | #N/A | [26 empty] | 0% | 0% |  | 0 | 0 | 0 | 0 | 0 | 0 | 0 | 0 | 0 | 0 | 0 | [44 empty] | 0
3245-SW-Lighting-Primary Lighting SDG&E_COMPLIANCE | [15 empty] | 0 |  |  | #N/A | [26 empty] | 0% | 0% |  | 0 | 0 | 0 | 0 | 0 | 0 | 0 | 0 | 0 | 0 | 0 | [44 empty] | 0
3245-SW-Lighting-Primary Lighting SDG&E_COMPLIANCE | [15 empty] | 0 |  |  | #N/A | [26 empty] | 0% | 0% |  | 0 | 0 | 0 | 0 | 0 | 0 | 0 | 0 | 0 | 0 | 0 | [44 empty] | 0
3245-SW-Lighting-Primary Lighting SDG&E_COMPLIANCE | [15 empty] | 0 |  |  | #N/A | [26 empty] | 0% | 0% |  | 0 | 0 | 0 | 0 | 0 | 0 | 0 | 0 | 0 | 0 | 0 | [44 empty] | 0
3245-SW-Lighting-Primary Lighting SDG&E_COMPLIANCE | [15 empty] | 0 |  |  | #N/A | [26 empty] | 0% | 0% |  | 0 | 0 | 0 | 0 | 0 | 0 | 0 | 0 | 0 | 0 | 0 | [44 empty] | 0
3245-SW-Lighting-Primary Lighting SDG&E_COMPLIANCE | [15 empty] | 0 |  |  | #N/A | [26 empty] | 0% | 0% |  | 0 | 0 | 0 | 0 | 0 | 0 | 0 | 0 | 0 | 0 | 0 | [44 empty] | 0
3245-SW-Lighting-Primary Lighting SDG&E_COMPLIANCE | [15 empty] | 0 |  |  | #N/A | [26 empty] | 0% | 0% |  | 0 | 0 | 0 | 0 | 0 | 0 | 0 | 0 | 0 | 0 | 0 | [44 empty] | 0
3245-SW-Lighting-Primary Lighting SDG&E_COMPLIANCE | [15 empty] | 0 |  |  | #N/A | [26 empty] | 0% | 0% |  | 0 | 0 | 0 | 0 | 0 | 0 | 0 | 0 | 0 | 0 | 0 | [44 empty] | 0
3245-SW-Lighting-Primary Lighting SDG&E_COMPLIANCE | [15 empty] | 0 |  |  | #N/A | [26 empty] | 0% | 0% |  | 0 | 0 | 0 | 0 | 0 | 0 | 0 | 0 | 0 | 0 | 0 | [44 empty] | 0
3245-SW-Lighting-Primary Lighting SDG&E_COMPLIANCE | [15 empty] | 0 |  |  | #N/A | [26 empty] | 0% | 0% |  | 0 | 0 | 0 | 0 | 0 | 0 | 0 | 0 | 0 | 0 | 0 | [44 empty] | 0
3245-SW-Lighting-Primary Lighting SDG&E_COMPLIANCE | [15 empty] | 0 |  |  | #N/A | [26 empty] | 0% | 0% |  | 0 | 0 | 0 | 0 | 0 | 0 | 0 | 0 | 0 | 0 | 0 | [44 empty] | 0
3245-SW-Lighting-Primary Lighting SDG&E_COMPLIANCE | [15 empty] | 0 |  |  | #N/A | [26 empty] | 0% | 0% |  | 0 | 0 | 0 | 0 | 0 | 0 | 0 | 0 | 0 | 0 | 0 | [44 empty] | 0
3245-SW-Lighting-Primary Lighting SDG&E_COMPLIANCE | [15 empty] | 0 |  |  | #N/A | [26 empty] | 0% | 0% |  | 0 | 0 | 0 | 0 | 0 | 0 | 0 | 0 | 0 | 0 | 0 | [44 empty] | 0
3245-SW-Lighting-Primary Lighting SDG&E_COMPLIANCE | [15 empty] | 0 |  |  | #N/A | [26 empty] | 0% | 0% |  | 0 | 0 | 0 | 0 | 0 | 0 | 0 | 0 | 0 | 0 | 0 | [44 empty] | 0
3245-SW-Lighting-Primary Lighting SDG&E_COMPLIANCE | [15 empty] | 0 |  |  | #N/A | [26 empty] | 0% | 0% |  | 0 | 0 | 0 | 0 | 0 | 0 | 0 | 0 | 0 | 0 | 0 | [44 empty] | 0
3245-SW-Lighting-Primary Lighting SDG&E_COMPLIANCE | [15 empty] | 0 |  |  | #N/A | [26 empty] | 0% | 0% |  | 0 | 0 | 0 | 0 | 0 | 0 | 0 | 0 | 0 | 0 | 0 | [44 empty] | 0
3245-SW-Lighting-Primary Lighting SDG&E_COMPLIANCE | [15 empty] | 0 |  |  | #N/A | [26 empty] | 0% | 0% |  | 0 | 0 | 0 | 0 | 0 | 0 | 0 | 0 | 0 | 0 | 0 | [44 empty] | 0
3245-SW-Lighting-Primary Lighting SDG&E_COMPLIANCE | [15 empty] | 0 |  |  | #N/A | [26 empty] | 0% | 0% |  | 0 | 0 | 0 | 0 | 0 | 0 | 0 | 0 | 0 | 0 | 0 | [44 empty] | 0
3245-SW-Lighting-Primary Lighting SDG&E_COMPLIANCE | [15 empty] | 0 |  |  | #N/A | [26 empty] | 0% | 0% |  | 0 | 0 | 0 | 0 | 0 | 0 | 0 | 0 | 0 | 0 | 0 | [44 empty] | 0
3245-SW-Lighting-Primary Lighting SDG&E_COMPLIANCE | [15 empty] | 0 |  |  | #N/A | [26 empty] | 0% | 0% |  | 0 | 0 | 0 | 0 | 0 | 0 | 0 | 0 | 0 | 0 | 0 | [44 empty] | 0
3245-SW-Lighting-Primary Lighting SDG&E_COMPLIANCE | [15 empty] | 0 |  |  | #N/A | [26 empty] | 0% | 0% |  | 0 | 0 | 0 | 0 | 0 | 0 | 0 | 0 | 0 | 0 | 0 | [44 empty] | 0
3245-SW-Lighting-Primary Lighting SDG&E_COMPLIANCE | [15 empty] | 0 |  |  | #N/A | [26 empty] | 0% | 0% |  | 0 | 0 | 0 | 0 | 0 | 0 | 0 | 0 | 0 | 0 | 0 | [44 empty] | 0
3245-SW-Lighting-Primary Lighting SDG&E_COMPLIANCE | [15 empty] | 0 |  |  | #N/A | [26 empty] | 0% | 0% |  | 0 | 0 | 0 | 0 | 0 | 0 | 0 | 0 | 0 | 0 | 0 | [44 empty] | 0
3245-SW-Lighting-Primary Lighting SDG&E_COMPLIANCE | [15 empty] | 0 |  |  | #N/A | [26 empty] | 0% | 0% |  | 0 | 0 | 0 | 0 | 0 | 0 | 0 | 0 | 0 | 0 | 0 | [44 empty] | 0
3245-SW-Lighting-Primary Lighting SDG&E_COMPLIANCE | [15 empty] | 0 |  |  | #N/A | [26 empty] | 0% | 0% |  | 0 | 0 | 0 | 0 | 0 | 0 | 0 | 0 | 0 | 0 | 0 | [44 empty] | 0
3245-SW-Lighting-Primary Lighting SDG&E_COMPLIANCE | [15 empty] | 0 |  |  | #N/A | [26 empty] | 0% | 0% |  | 0 | 0 | 0 | 0 | 0 | 0 | 0 | 0 | 0 | 0 | 0 | [44 empty] | 0
3245-SW-Lighting-Primary Lighting SDG&E_COMPLIANCE | [15 empty] | 0 |  |  | #N/A | [26 empty] | 0% | 0% |  | 0 | 0 | 0 | 0 | 0 | 0 | 0 | 0 | 0 | 0 | 0 | [44 empty] | 0
3245-SW-Lighting-Primary Lighting SDG&E_COMPLIANCE | [15 empty] | 0 |  |  | #N/A | [26 empty] | 0% | 0% |  | 0 | 0 | 0 | 0 | 0 | 0 | 0 | 0 | 0 | 0 | 0 | [44 empty] | 0
3245-SW-Lighting-Primary Lighting SDG&E_COMPLIANCE | [15 empty] | 0 |  |  | #N/A | [26 empty] | 0% | 0% |  | 0 | 0 | 0 | 0 | 0 | 0 | 0 | 0 | 0 | 0 | 0 | [44 empty] | 0
3245-SW-Lighting-Primary Lighting SDG&E_COMPLIANCE | [15 empty] | 0 |  |  | #N/A | [26 empty] | 0% | 0% |  | 0 | 0 | 0 | 0 | 0 | 0 | 0 | 0 | 0 | 0 | 0 | [44 empty] | 0
3245-SW-Lighting-Primary Lighting SDG&E_COMPLIANCE | [15 empty] | 0 |  |  | #N/A | [26 empty] | 0% | 0% |  | 0 | 0 | 0 | 0 | 0 | 0 | 0 | 0 | 0 | 0 | 0 | [44 empty] | 0
3245-SW-Lighting-Primary Lighting SDG&E_COMPLIANCE | [15 empty] | 0 |  |  | #N/A | [26 empty] | 0% | 0% |  | 0 | 0 | 0 | 0 | 0 | 0 | 0 | 0 | 0 | 0 | 0 | [44 empty] | 0
3245-SW-Lighting-Primary Lighting SDG&E_COMPLIANCE | [15 empty] | 0 |  |  | #N/A | [26 empty] | 0% | 0% |  | 0 | 0 | 0 | 0 | 0 | 0 | 0 | 0 | 0 | 0 | 0 | [44 empty] | 0
3245-SW-Lighting-Primary Lighting SDG&E_COMPLIANCE | [15 empty] | 0 |  |  | #N/A | [26 empty] | 0% | 0% |  | 0 | 0 | 0 | 0 | 0 | 0 | 0 | 0 | 0 | 0 | 0 | [44 empty] | 0
3245-SW-Lighting-Primary Lighting SDG&E_COMPLIANCE | [15 empty] | 0 |  |  | #N/A | [26 empty] | 0% | 0% |  | 0 | 0 | 0 | 0 | 0 | 0 | 0 | 0 | 0 | 0 | 0 | [44 empty] | 0
3245-SW-Lighting-Primary Lighting SDG&E_COMPLIANCE | [15 empty] | 0 |  |  | #N/A | [26 empty] | 0% | 0% |  | 0 | 0 | 0 | 0 | 0 | 0 | 0 | 0 | 0 | 0 | 0 | [44 empty] | 0
3245-SW-Lighting-Primary Lighting SDG&E_COMPLIANCE | [15 empty] | 0 |  |  | #N/A | [26 empty] | 0% | 0% |  | 0 | 0 | 0 | 0 | 0 | 0 | 0 | 0 | 0 | 0 | 0 | [44 empty] | 0
3245-SW-Lighting-Primary Lighting SDG&E_COMPLIANCE | [15 empty] | 0 |  |  | #N/A | [26 empty] | 0% | 0% |  | 0 | 0 | 0 | 0 | 0 | 0 | 0 | 0 | 0 | 0 | 0 | [44 empty] | 0
3245-SW-Lighting-Primary Lighting SDG&E_COMPLIANCE | [15 empty] | 0 |  |  | #N/A | [26 empty] | 0% | 0% |  | 0 | 0 | 0 | 0 | 0 | 0 | 0 | 0 | 0 | 0 | 0 | [44 empty] | 0
3245-SW-Lighting-Primary Lighting SDG&E_COMPLIANCE | [15 empty] | 0 |  |  | #N/A | [26 empty] | 0% | 0% |  | 0 | 0 | 0 | 0 | 0 | 0 | 0 | 0 | 0 | 0 | 0 | [44 empty] | 0
3245-SW-Lighting-Primary Lighting SDG&E_COMPLIANCE | [15 empty] | 0 |  |  | #N/A | [26 empty] | 0% | 0% |  | 0 | 0 | 0 | 0 | 0 | 0 | 0 | 0 | 0 | 0 | 0 | [44 empty] | 0
3245-SW-Lighting-Primary Lighting SDG&E_COMPLIANCE | [15 empty] | 0 |  |  | #N/A | [26 empty] | 0% | 0% |  | 0 | 0 | 0 | 0 | 0 | 0 | 0 | 0 | 0 | 0 | 0 | [44 empty] | 0
3245-SW-Lighting-Primary Lighting SDG&E_COMPLIANCE | [15 empty] | 0 |  |  | #N/A | [26 empty] | 0% | 0% |  | 0 | 0 | 0 | 0 | 0 | 0 | 0 | 0 | 0 | 0 | 0 | [44 empty] | 0
3245-SW-Lighting-Primary Lighting SDG&E_COMPLIANCE | [15 empty] | 0 |  |  | #N/A | [26 empty] | 0% | 0% |  | 0 | 0 | 0 | 0 | 0 | 0 | 0 | 0 | 0 | 0 | 0 | [44 empty] | 0
3245-SW-Lighting-Primary Lighting SDG&E_COMPLIANCE | [15 empty] | 0 |  |  | #N/A | [26 empty] | 0% | 0% |  | 0 | 0 | 0 | 0 | 0 | 0 | 0 | 0 | 0 | 0 | 0 | [44 empty] | 0
3245-SW-Lighting-Primary Lighting SDG&E_COMPLIANCE | [15 empty] | 0 |  |  | #N/A | [26 empty] | 0% | 0% |  | 0 | 0 | 0 | 0 | 0 | 0 | 0 | 0 | 0 | 0 | 0 | [44 empty] | 0
3245-SW-Lighting-Primary Lighting SDG&E_COMPLIANCE | [15 empty] | 0 |  |  | #N/A | [26 empty] | 0% | 0% |  | 0 | 0 | 0 | 0 | 0 | 0 | 0 | 0 | 0 | 0 | 0 | [44 empty] | 0
3245-SW-Lighting-Primary Lighting SDG&E_COMPLIANCE | [15 empty] | 0 |  |  | #N/A | [26 empty] | 0% | 0% |  | 0 | 0 | 0 | 0 | 0 | 0 | 0 | 0 | 0 | 0 | 0 | [44 empty] | 0
3245-SW-Lighting-Primary Lighting SDG&E_COMPLIANCE | [15 empty] | 0 |  |  | #N/A | [26 empty] | 0% | 0% |  | 0 | 0 | 0 | 0 | 0 | 0 | 0 | 0 | 0 | 0 | 0 | [44 empty] | 0
3245-SW-Lighting-Primary Lighting SDG&E_COMPLIANCE | [15 empty] | 0 |  |  | #N/A | [26 empty] | 0% | 0% |  | 0 | 0 | 0 | 0 | 0 | 0 | 0 | 0 | 0 | 0 | 0 | [44 empty] | 0
3245-SW-Lighting-Primary Lighting SDG&E_COMPLIANCE | [15 empty] | 0 |  |  | #N/A | [26 empty] | 0% | 0% |  | 0 | 0 | 0 | 0 | 0 | 0 | 0 | 0 | 0 | 0 | 0 | [44 empty] | 0
3245-SW-Lighting-Primary Lighting SDG&E_COMPLIANCE | [15 empty] | 0 |  |  | #N/A | [26 empty] | 0% | 0% |  | 0 | 0 | 0 | 0 | 0 | 0 | 0 | 0 | 0 | 0 | 0 | [44 empty] | 0
3245-SW-Lighting-Primary Lighting SDG&E_COMPLIANCE | [15 empty] | 0 |  |  | #N/A | [26 empty] | 0% | 0% |  | 0 | 0 | 0 | 0 | 0 | 0 | 0 | 0 | 0 | 0 | 0 | [44 empty] | 0
3245-SW-Lighting-Primary Lighting SDG&E_COMPLIANCE | [15 empty] | 0 |  |  | #N/A | [26 empty] | 0% | 0% |  | 0 | 0 | 0 | 0 | 0 | 0 | 0 | 0 | 0 | 0 | 0 | [44 empty] | 0
3245-SW-Lighting-Primary Lighting SDG&E_COMPLIANCE | [15 empty] | 0 |  |  | #N/A | [26 empty] | 0% | 0% |  | 0 | 0 | 0 | 0 | 0 | 0 | 0 | 0 | 0 | 0 | 0 | [44 empty] | 0
3245-SW-Lighting-Primary Lighting SDG&E_COMPLIANCE | [15 empty] | 0 |  |  | #N/A | [26 empty] | 0% | 0% |  | 0 | 0 | 0 | 0 | 0 | 0 | 0 | 0 | 0 | 0 | 0 | [44 empty] | 0
3245-SW-Lighting-Primary Lighting SDG&E_COMPLIANCE | [15 empty] | 0 |  |  | #N/A | [26 empty] | 0% | 0% |  | 0 | 0 | 0 | 0 | 0 | 0 | 0 | 0 | 0 | 0 | 0 | [44 empty] | 0
3245-SW-Lighting-Primary Lighting SDG&E_COMPLIANCE | [15 empty] | 0 |  |  | #N/A | [26 empty] | 0% | 0% |  | 0 | 0 | 0 | 0 | 0 | 0 | 0 | 0 | 0 | 0 | 0 | [44 empty] | 0
3245-SW-Lighting-Primary Lighting SDG&E_COMPLIANCE | [15 empty] | 0 |  |  | #N/A | [26 empty] | 0% | 0% |  | 0 | 0 | 0 | 0 | 0 | 0 | 0 | 0 | 0 | 0 | 0 | [44 empty] | 0
3245-SW-Lighting-Primary Lighting SDG&E_COMPLIANCE | [15 empty] | 0 |  |  | #N/A | [26 empty] | 0% | 0% |  | 0 | 0 | 0 | 0 | 0 | 0 | 0 | 0 | 0 | 0 | 0 | [44 empty] | 0
3245-SW-Lighting-Primary Lighting SDG&E_COMPLIANCE | [15 empty] | 0 |  |  | #N/A | [26 empty] | 0% | 0% |  | 0 | 0 | 0 | 0 | 0 | 0 | 0 | 0 | 0 | 0 | 0 | [44 empty] | 0
3245-SW-Lighting-Primary Lighting SDG&E_COMPLIANCE | [15 empty] | 0 |  |  | #N/A | [26 empty] | 0% | 0% |  | 0 | 0 | 0 | 0 | 0 | 0 | 0 | 0 | 0 | 0 | 0 | [44 empty] | 0
3245-SW-Lighting-Primary Lighting SDG&E_COMPLIANCE | [15 empty] | 0 |  |  | #N/A | [26 empty] | 0% | 0% |  | 0 | 0 | 0 | 0 | 0 | 0 | 0 | 0 | 0 | 0 | 0 | [44 empty] | 0
3245-SW-Lighting-Primary Lighting SDG&E_COMPLIANCE | [15 empty] | 0 |  |  | #N/A | [26 empty] | 0% | 0% |  | 0 | 0 | 0 | 0 | 0 | 0 | 0 | 0 | 0 | 0 | 0 | [44 empty] | 0
3245-SW-Lighting-Primary Lighting SDG&E_COMPLIANCE | [15 empty] | 0 |  |  | #N/A | [26 empty] | 0% | 0% |  | 0 | 0 | 0 | 0 | 0 | 0 | 0 | 0 | 0 | 0 | 0 | [44 empty] | 0
3245-SW-Lighting-Primary Lighting SDG&E_COMPLIANCE | [15 empty] | 0 |  |  | #N/A | [26 empty] | 0% | 0% |  | 0 | 0 | 0 | 0 | 0 | 0 | 0 | 0 | 0 | 0 | 0 | [44 empty] | 0
3245-SW-Lighting-Primary Lighting SDG&E_COMPLIANCE | [15 empty] | 0 |  |  | #N/A | [26 empty] | 0% | 0% |  | 0 | 0 | 0 | 0 | 0 | 0 | 0 | 0 | 0 | 0 | 0 | [44 empty] | 0
3245-SW-Lighting-Primary Lighting SDG&E_COMPLIANCE | [15 empty] | 0 |  |  | #N/A | [26 empty] | 0% | 0% |  | 0 | 0 | 0 | 0 | 0 | 0 | 0 | 0 | 0 | 0 | 0 | [44 empty] | 0
3245-SW-Lighting-Primary Lighting SDG&E_COMPLIANCE | [15 empty] | 0 |  |  | #N/A | [26 empty] | 0% | 0% |  | 0 | 0 | 0 | 0 | 0 | 0 | 0 | 0 | 0 | 0 | 0 | [44 empty] | 0
3245-SW-Lighting-Primary Lighting SDG&E_COMPLIANCE | [15 empty] | 0 |  |  | #N/A | [26 empty] | 0% | 0% |  | 0 | 0 | 0 | 0 | 0 | 0 | 0 | 0 | 0 | 0 | 0 | [44 empty] | 0
3245-SW-Lighting-Primary Lighting SDG&E_COMPLIANCE | [15 empty] | 0 |  |  | #N/A | [26 empty] | 0% | 0% |  | 0 | 0 | 0 | 0 | 0 | 0 | 0 | 0 | 0 | 0 | 0 | [44 empty] | 0
3245-SW-Lighting-Primary Lighting SDG&E_COMPLIANCE | [15 empty] | 0 |  |  | #N/A | [26 empty] | 0% | 0% |  | 0 | 0 | 0 | 0 | 0 | 0 | 0 | 0 | 0 | 0 | 0 | [44 empty] | 0
3245-SW-Lighting-Primary Lighting SDG&E_COMPLIANCE | [15 empty] | 0 |  |  | #N/A | [26 empty] | 0% | 0% |  | 0 | 0 | 0 | 0 | 0 | 0 | 0 | 0 | 0 | 0 | 0 | [44 empty] | 0
3245-SW-Lighting-Primary Lighting SDG&E_COMPLIANCE | [15 empty] | 0 |  |  | #N/A | [26 empty] | 0% | 0% |  | 0 | 0 | 0 | 0 | 0 | 0 | 0 | 0 | 0 | 0 | 0 | [44 empty] | 0
3245-SW-Lighting-Primary Lighting SDG&E_COMPLIANCE | [15 empty] | 0 |  |  | #N/A | [26 empty] | 0% | 0% |  | 0 | 0 | 0 | 0 | 0 | 0 | 0 | 0 | 0 | 0 | 0 | [44 empty] | 0
3245-SW-Lighting-Primary Lighting SDG&E_COMPLIANCE | [15 empty] | 0 |  |  | #N/A | [26 empty] | 0% | 0% |  | 0 | 0 | 0 | 0 | 0 | 0 | 0 | 0 | 0 | 0 | 0 | [44 empty] | 0
3245-SW-Lighting-Primary Lighting SDG&E_COMPLIANCE | [15 empty] | 0 |  |  | #N/A | [26 empty] | 0% | 0% |  | 0 | 0 | 0 | 0 | 0 | 0 | 0 | 0 | 0 | 0 | 0 | [44 empty] | 0
3245-SW-Lighting-Primary Lighting SDG&E_COMPLIANCE | [15 empty] | 0 |  |  | #N/A | [26 empty] | 0% | 0% |  | 0 | 0 | 0 | 0 | 0 | 0 | 0 | 0 | 0 | 0 | 0 | [44 empty] | 0
3245-SW-Lighting-Primary Lighting SDG&E_COMPLIANCE | [15 empty] | 0 |  |  | #N/A | [26 empty] | 0% | 0% |  | 0 | 0 | 0 | 0 | 0 | 0 | 0 | 0 | 0 | 0 | 0 | [44 empty] | 0
3245-SW-Lighting-Primary Lighting SDG&E_COMPLIANCE | [15 empty] | 0 |  |  | #N/A | [26 empty] | 0% | 0% |  | 0 | 0 | 0 | 0 | 0 | 0 | 0 | 0 | 0 | 0 | 0 | [44 empty] | 0
3245-SW-Lighting-Primary Lighting SDG&E_COMPLIANCE | [15 empty] | 0 |  |  | #N/A | [26 empty] | 0% | 0% |  | 0 | 0 | 0 | 0 | 0 | 0 | 0 | 0 | 0 | 0 | 0 | [44 empty] | 0
3245-SW-Lighting-Primary Lighting SDG&E_COMPLIANCE | [15 empty] | 0 |  |  | #N/A | [26 empty] | 0% | 0% |  | 0 | 0 | 0 | 0 | 0 | 0 | 0 | 0 | 0 | 0 | 0 | [44 empty] | 0
3245-SW-Lighting-Primary Lighting SDG&E_COMPLIANCE | [15 empty] | 0 |  |  | #N/A | [26 empty] | 0% | 0% |  | 0 | 0 | 0 | 0 | 0 | 0 | 0 | 0 | 0 | 0 | 0 | [44 empty] | 0
3245-SW-Lighting-Primary Lighting SDG&E_COMPLIANCE | [15 empty] | 0 |  |  | #N/A | [26 empty] | 0% | 0% |  | 0 | 0 | 0 | 0 | 0 | 0 | 0 | 0 | 0 | 0 | 0 | [44 empty] | 0
3245-SW-Lighting-Primary Lighting SDG&E_COMPLIANCE | [15 empty] | 0 |  |  | #N/A | [26 empty] | 0% | 0% |  | 0 | 0 | 0 | 0 | 0 | 0 | 0 | 0 | 0 | 0 | 0 | [44 empty] | 0
3245-SW-Lighting-Primary Lighting SDG&E_COMPLIANCE | [15 empty] | 0 |  |  | #N/A | [26 empty] | 0% | 0% |  | 0 | 0 | 0 | 0 | 0 | 0 | 0 | 0 | 0 | 0 | 0 | [44 empty] | 0
3245-SW-Lighting-Primary Lighting SDG&E_COMPLIANCE | [15 empty] | 0 |  |  | #N/A | [26 empty] | 0% | 0% |  | 0 | 0 | 0 | 0 | 0 | 0 | 0 | 0 | 0 | 0 | 0 | [44 empty] | 0
3245-SW-Lighting-Primary Lighting SDG&E_COMPLIANCE | [15 empty] | 0 |  |  | #N/A | [26 empty] | 0% | 0% |  | 0 | 0 | 0 | 0 | 0 | 0 | 0 | 0 | 0 | 0 | 0 | [44 empty] | 0
3245-SW-Lighting-Primary Lighting SDG&E_COMPLIANCE | [15 empty] | 0 |  |  | #N/A | [26 empty] | 0% | 0% |  | 0 | 0 | 0 | 0 | 0 | 0 | 0 | 0 | 0 | 0 | 0 | [44 empty] | 0
3245-SW-Lighting-Primary Lighting SDG&E_COMPLIANCE | [15 empty] | 0 |  |  | #N/A | [26 empty] | 0% | 0% |  | 0 | 0 | 0 | 0 | 0 | 0 | 0 | 0 | 0 | 0 | 0 | [44 empty] | 0
3245-SW-Lighting-Primary Lighting SDG&E_COMPLIANCE | [15 empty] | 0 |  |  | #N/A | [26 empty] | 0% | 0% |  | 0 | 0 | 0 | 0 | 0 | 0 | 0 | 0 | 0 | 0 | 0 | [44 empty] | 0
3245-SW-Lighting-Primary Lighting SDG&E_COMPLIANCE | [15 empty] | 0 |  |  | #N/A | [26 empty] | 0% | 0% |  | 0 | 0 | 0 | 0 | 0 | 0 | 0 | 0 | 0 | 0 | 0 | [44 empty] | 0
3245-SW-Lighting-Primary Lighting SDG&E_COMPLIANCE | [15 empty] | 0 |  |  | #N/A | [26 empty] | 0% | 0% |  | 0 | 0 | 0 | 0 | 0 | 0 | 0 | 0 | 0 | 0 | 0 | [44 empty] | 0
3245-SW-Lighting-Primary Lighting SDG&E_COMPLIANCE | [15 empty] | 0 |  |  | #N/A | [26 empty] | 0% | 0% |  | 0 | 0 | 0 | 0 | 0 | 0 | 0 | 0 | 0 | 0 | 0 | [44 empty] | 0
3245-SW-Lighting-Primary Lighting SDG&E_COMPLIANCE | [15 empty] | 0 |  |  | #N/A | [26 empty] | 0% | 0% |  | 0 | 0 | 0 | 0 | 0 | 0 | 0 | 0 | 0 | 0 | 0 | [44 empty] | 0
3245-SW-Lighting-Primary Lighting SDG&E_COMPLIANCE | [15 empty] | 0 |  |  | #N/A | [26 empty] | 0% | 0% |  | 0 | 0 | 0 | 0 | 0 | 0 | 0 | 0 | 0 | 0 | 0 | [44 empty] | 0
3245-SW-Lighting-Primary Lighting SDG&E_COMPLIANCE | [15 empty] | 0 |  |  | #N/A | [26 empty] | 0% | 0% |  | 0 | 0 | 0 | 0 | 0 | 0 | 0 | 0 | 0 | 0 | 0 | [44 empty] | 0
3245-SW-Lighting-Primary Lighting SDG&E_COMPLIANCE | [15 empty] | 0 |  |  | #N/A | [26 empty] | 0% | 0% |  | 0 | 0 | 0 | 0 | 0 | 0 | 0 | 0 | 0 | 0 | 0 | [44 empty] | 0
3245-SW-Lighting-Primary Lighting SDG&E_COMPLIANCE | [15 empty] | 0 |  |  | #N/A | [26 empty] | 0% | 0% |  | 0 | 0 | 0 | 0 | 0 | 0 | 0 | 0 | 0 | 0 | 0 | [44 empty] | 0
3245-SW-Lighting-Primary Lighting SDG&E_COMPLIANCE | [15 empty] | 0 |  |  | #N/A | [26 empty] | 0% | 0% |  | 0 | 0 | 0 | 0 | 0 | 0 | 0 | 0 | 0 | 0 | 0 | [44 empty] | 0
3245-SW-Lighting-Primary Lighting SDG&E_COMPLIANCE | [15 empty] | 0 |  |  | #N/A | [26 empty] | 0% | 0% |  | 0 | 0 | 0 | 0 | 0 | 0 | 0 | 0 | 0 | 0 | 0 | [44 empty] | 0
3245-SW-Lighting-Primary Lighting SDG&E_COMPLIANCE | [15 empty] | 0 |  |  | #N/A | [26 empty] | 0% | 0% |  | 0 | 0 | 0 | 0 | 0 | 0 | 0 | 0 | 0 | 0 | 0 | [44 empty] | 0
3245-SW-Lighting-Primary Lighting SDG&E_COMPLIANCE | [15 empty] | 0 |  |  | #N/A | [26 empty] | 0% | 0% |  | 0 | 0 | 0 | 0 | 0 | 0 | 0 | 0 | 0 | 0 | 0 | [44 empty] | 0
3245-SW-Lighting-Primary Lighting SDG&E_COMPLIANCE | [15 empty] | 0 |  |  | #N/A | [26 empty] | 0% | 0% |  | 0 | 0 | 0 | 0 | 0 | 0 | 0 | 0 | 0 | 0 | 0 | [44 empty] | 0
3245-SW-Lighting-Primary Lighting SDG&E_COMPLIANCE | [15 empty] | 0 |  |  | #N/A | [26 empty] | 0% | 0% |  | 0 | 0 | 0 | 0 | 0 | 0 | 0 | 0 | 0 | 0 | 0 | [44 empty] | 0
3245-SW-Lighting-Primary Lighting SDG&E_COMPLIANCE | [15 empty] | 0 |  |  | #N/A | [26 empty] | 0% | 0% |  | 0 | 0 | 0 | 0 | 0 | 0 | 0 | 0 | 0 | 0 | 0 | [44 empty] | 0
3245-SW-Lighting-Primary Lighting SDG&E_COMPLIANCE | [15 empty] | 0 |  |  | #N/A | [26 empty] | 0% | 0% |  | 0 | 0 | 0 | 0 | 0 | 0 | 0 | 0 | 0 | 0 | 0 | [44 empty] | 0
3245-SW-Lighting-Primary Lighting SDG&E_COMPLIANCE | [15 empty] | 0 |  |  | #N/A | [26 empty] | 0% | 0% |  | 0 | 0 | 0 | 0 | 0 | 0 | 0 | 0 | 0 | 0 | 0 | [44 empty] | 0
3245-SW-Lighting-Primary Lighting SDG&E_COMPLIANCE | [15 empty] | 0 |  |  | #N/A | [26 empty] | 0% | 0% |  | 0 | 0 | 0 | 0 | 0 | 0 | 0 | 0 | 0 | 0 | 0 | [44 empty] | 0
3245-SW-Lighting-Primary Lighting SDG&E_COMPLIANCE | [15 empty] | 0 |  |  | #N/A | [26 empty] | 0% | 0% |  | 0 | 0 | 0 | 0 | 0 | 0 | 0 | 0 | 0 | 0 | 0 | [44 empty] | 0
3245-SW-Lighting-Primary Lighting SDG&E_COMPLIANCE | [15 empty] | 0 |  |  | #N/A | [26 empty] | 0% | 0% |  | 0 | 0 | 0 | 0 | 0 | 0 | 0 | 0 | 0 | 0 | 0 | [44 empty] | 0
3245-SW-Lighting-Primary Lighting SDG&E_COMPLIANCE | [15 empty] | 0 |  |  | #N/A | [26 empty] | 0% | 0% |  | 0 | 0 | 0 | 0 | 0 | 0 | 0 | 0 | 0 | 0 | 0 | [44 empty] | 0
3245-SW-Lighting-Primary Lighting SDG&E_COMPLIANCE | [15 empty] | 0 |  |  | #N/A | [26 empty] | 0% | 0% |  | 0 | 0 | 0 | 0 | 0 | 0 | 0 | 0 | 0 | 0 | 0 | [44 empty] | 0
3245-SW-Lighting-Primary Lighting SDG&E_COMPLIANCE | [15 empty] | 0 |  |  | #N/A | [26 empty] | 0% | 0% |  | 0 | 0 | 0 | 0 | 0 | 0 | 0 | 0 | 0 | 0 | 0 | [44 empty] | 0
3245-SW-Lighting-Primary Lighting SDG&E_COMPLIANCE | [15 empty] | 0 |  |  | #N/A | [26 empty] | 0% | 0% |  | 0 | 0 | 0 | 0 | 0 | 0 | 0 | 0 | 0 | 0 | 0 | [44 empty] | 0
3245-SW-Lighting-Primary Lighting SDG&E_COMPLIANCE | [15 empty] | 0 |  |  | #N/A | [26 empty] | 0% | 0% |  | 0 | 0 | 0 | 0 | 0 | 0 | 0 | 0 | 0 | 0 | 0 | [44 empty] | 0
3245-SW-Lighting-Primary Lighting SDG&E_COMPLIANCE | [15 empty] | 0 |  |  | #N/A | [26 empty] | 0% | 0% |  | 0 | 0 | 0 | 0 | 0 | 0 | 0 | 0 | 0 | 0 | 0 | [44 empty] | 0
3245-SW-Lighting-Primary Lighting SDG&E_COMPLIANCE | [15 empty] | 0 |  |  | #N/A | [26 empty] | 0% | 0% |  | 0 | 0 | 0 | 0 | 0 | 0 | 0 | 0 | 0 | 0 | 0 | [44 empty] | 0
3245-SW-Lighting-Primary Lighting SDG&E_COMPLIANCE | [15 empty] | 0 |  |  | #N/A | [26 empty] | 0% | 0% |  | 0 | 0 | 0 | 0 | 0 | 0 | 0 | 0 | 0 | 0 | 0 | [44 empty] | 0
3245-SW-Lighting-Primary Lighting SDG&E_COMPLIANCE | [15 empty] | 0 |  |  | #N/A | [26 empty] | 0% | 0% |  | 0 | 0 | 0 | 0 | 0 | 0 | 0 | 0 | 0 | 0 | 0 | [44 empty] | 0
3245-SW-Lighting-Primary Lighting SDG&E_COMPLIANCE | [15 empty] | 0 |  |  | #N/A | [26 empty] | 0% | 0% |  | 0 | 0 | 0 | 0 | 0 | 0 | 0 | 0 | 0 | 0 | 0 | [44 empty] | 0
3245-SW-Lighting-Primary Lighting SDG&E_COMPLIANCE | [15 empty] | 0 |  |  | #N/A | [26 empty] | 0% | 0% |  | 0 | 0 | 0 | 0 | 0 | 0 | 0 | 0 | 0 | 0 | 0 | [44 empty] | 0
3245-SW-Lighting-Primary Lighting SDG&E_COMPLIANCE | [15 empty] | 0 |  |  | #N/A | [26 empty] | 0% | 0% |  | 0 | 0 | 0 | 0 | 0 | 0 | 0 | 0 | 0 | 0 | 0 | [44 empty] | 0
3245-SW-Lighting-Primary Lighting SDG&E_COMPLIANCE | [15 empty] | 0 |  |  | #N/A | [26 empty] | 0% | 0% |  | 0 | 0 | 0 | 0 | 0 | 0 | 0 | 0 | 0 | 0 | 0 | [44 empty] | 0
3245-SW-Lighting-Primary Lighting SDG&E_COMPLIANCE | [15 empty] | 0 |  |  | #N/A | [26 empty] | 0% | 0% |  | 0 | 0 | 0 | 0 | 0 | 0 | 0 | 0 | 0 | 0 | 0 | [44 empty] | 0
3245-SW-Lighting-Primary Lighting SDG&E_COMPLIANCE | [15 empty] | 0 |  |  | #N/A | [26 empty] | 0% | 0% |  | 0 | 0 | 0 | 0 | 0 | 0 | 0 | 0 | 0 | 0 | 0 | [44 empty] | 0
3245-SW-Lighting-Primary Lighting SDG&E_COMPLIANCE | [15 empty] | 0 |  |  | #N/A | [26 empty] | 0% | 0% |  | 0 | 0 | 0 | 0 | 0 | 0 | 0 | 0 | 0 | 0 | 0 | [44 empty] | 0
3245-SW-Lighting-Primary Lighting SDG&E_COMPLIANCE | [15 empty] | 0 |  |  | #N/A | [26 empty] | 0% | 0% |  | 0 | 0 | 0 | 0 | 0 | 0 | 0 | 0 | 0 | 0 | 0 | [44 empty] | 0
3245-SW-Lighting-Primary Lighting SDG&E_COMPLIANCE | [15 empty] | 0 |  |  | #N/A | [26 empty] | 0% | 0% |  | 0 | 0 | 0 | 0 | 0 | 0 | 0 | 0 | 0 | 0 | 0 | [44 empty] | 0
3245-SW-Lighting-Primary Lighting SDG&E_COMPLIANCE | [15 empty] | 0 |  |  | #N/A | [26 empty] | 0% | 0% |  | 0 | 0 | 0 | 0 | 0 | 0 | 0 | 0 | 0 | 0 | 0 | [44 empty] | 0
3245-SW-Lighting-Primary Lighting SDG&E_COMPLIANCE | [15 empty] | 0 |  |  | #N/A | [26 empty] | 0% | 0% |  | 0 | 0 | 0 | 0 | 0 | 0 | 0 | 0 | 0 | 0 | 0 | [44 empty] | 0
3245-SW-Lighting-Primary Lighting SDG&E_COMPLIANCE | [15 empty] | 0 |  |  | #N/A | [26 empty] | 0% | 0% |  | 0 | 0 | 0 | 0 | 0 | 0 | 0 | 0 | 0 | 0 | 0 | [44 empty] | 0
3245-SW-Lighting-Primary Lighting SDG&E_COMPLIANCE | [15 empty] | 0 |  |  | #N/A | [26 empty] | 0% | 0% |  | 0 | 0 | 0 | 0 | 0 | 0 | 0 | 0 | 0 | 0 | 0 | [44 empty] | 0
3245-SW-Lighting-Primary Lighting SDG&E_COMPLIANCE | [15 empty] | 0 |  |  | #N/A | [26 empty] | 0% | 0% |  | 0 | 0 | 0 | 0 | 0 | 0 | 0 | 0 | 0 | 0 | 0 | [44 empty] | 0
3245-SW-Lighting-Primary Lighting SDG&E_COMPLIANCE | [15 empty] | 0 |  |  | #N/A | [26 empty] | 0% | 0% |  | 0 | 0 | 0 | 0 | 0 | 0 | 0 | 0 | 0 | 0 | 0 | [44 empty] | 0
3245-SW-Lighting-Primary Lighting SDG&E_COMPLIANCE | [15 empty] | 0 |  |  | #N/A | [26 empty] | 0% | 0% |  | 0 | 0 | 0 | 0 | 0 | 0 | 0 | 0 | 0 | 0 | 0 | [44 empty] | 0
3245-SW-Lighting-Primary Lighting SDG&E_COMPLIANCE | [15 empty] | 0 |  |  | #N/A | [26 empty] | 0% | 0% |  | 0 | 0 | 0 | 0 | 0 | 0 | 0 | 0 | 0 | 0 | 0 | [44 empty] | 0
3245-SW-Lighting-Primary Lighting SDG&E_COMPLIANCE | [15 empty] | 0 |  |  | #N/A | [26 empty] | 0% | 0% |  | 0 | 0 | 0 | 0 | 0 | 0 | 0 | 0 | 0 | 0 | 0 | [44 empty] | 0
3245-SW-Lighting-Primary Lighting SDG&E_COMPLIANCE | [15 empty] | 0 |  |  | #N/A | [26 empty] | 0% | 0% |  | 0 | 0 | 0 | 0 | 0 | 0 | 0 | 0 | 0 | 0 | 0 | [44 empty] | 0
3245-SW-Lighting-Primary Lighting SDG&E_COMPLIANCE | [15 empty] | 0 |  |  | #N/A | [26 empty] | 0% | 0% |  | 0 | 0 | 0 | 0 | 0 | 0 | 0 | 0 | 0 | 0 | 0 | [44 empty] | 0
3245-SW-Lighting-Primary Lighting SDG&E_COMPLIANCE | [15 empty] | 0 |  |  | #N/A | [26 empty] | 0% | 0% |  | 0 | 0 | 0 | 0 | 0 | 0 | 0 | 0 | 0 | 0 | 0 | [44 empty] | 0
3245-SW-Lighting-Primary Lighting SDG&E_COMPLIANCE | [15 empty] | 0 |  |  | #N/A | [26 empty] | 0% | 0% |  | 0 | 0 | 0 | 0 | 0 | 0 | 0 | 0 | 0 | 0 | 0 | [44 empty] | 0
3245-SW-Lighting-Primary Lighting SDG&E_COMPLIANCE | [15 empty] | 0 |  |  | #N/A | [26 empty] | 0% | 0% |  | 0 | 0 | 0 | 0 | 0 | 0 | 0 | 0 | 0 | 0 | 0 | [44 empty] | 0
3245-SW-Lighting-Primary Lighting SDG&E_COMPLIANCE | [15 empty] | 0 |  |  | #N/A | [26 empty] | 0% | 0% |  | 0 | 0 | 0 | 0 | 0 | 0 | 0 | 0 | 0 | 0 | 0 | [44 empty] | 0
3245-SW-Lighting-Primary Lighting SDG&E_COMPLIANCE | [15 empty] | 0 |  |  | #N/A | [26 empty] | 0% | 0% |  | 0 | 0 | 0 | 0 | 0 | 0 | 0 | 0 | 0 | 0 | 0 | [44 empty] | 0
3245-SW-Lighting-Primary Lighting SDG&E_COMPLIANCE | [15 empty] | 0 |  |  | #N/A | [26 empty] | 0% | 0% |  | 0 | 0 | 0 | 0 | 0 | 0 | 0 | 0 | 0 | 0 | 0 | [44 empty] | 0
3245-SW-Lighting-Primary Lighting SDG&E_COMPLIANCE | [15 empty] | 0 |  |  | #N/A | [26 empty] | 0% | 0% |  | 0 | 0 | 0 | 0 | 0 | 0 | 0 | 0 | 0 | 0 | 0 | [44 empty] | 0
3245-SW-Lighting-Primary Lighting SDG&E_COMPLIANCE | [15 empty] | 0 |  |  | #N/A | [26 empty] | 0% | 0% |  | 0 | 0 | 0 | 0 | 0 | 0 | 0 | 0 | 0 | 0 | 0 | [44 empty] | 0
3245-SW-Lighting-Primary Lighting SDG&E_COMPLIANCE | [15 empty] | 0 |  |  | #N/A | [26 empty] | 0% | 0% |  | 0 | 0 | 0 | 0 | 0 | 0 | 0 | 0 | 0 | 0 | 0 | [44 empty] | 0
3245-SW-Lighting-Primary Lighting SDG&E_COMPLIANCE | [15 empty] | 0 |  |  | #N/A | [26 empty] | 0% | 0% |  | 0 | 0 | 0 | 0 | 0 | 0 | 0 | 0 | 0 | 0 | 0 | [44 empty] | 0
3245-SW-Lighting-Primary Lighting SDG&E_COMPLIANCE | [15 empty] | 0 |  |  | #N/A | [26 empty] | 0% | 0% |  | 0 | 0 | 0 | 0 | 0 | 0 | 0 | 0 | 0 | 0 | 0 | [44 empty] | 0
3245-SW-Lighting-Primary Lighting SDG&E_COMPLIANCE | [15 empty] | 0 |  |  | #N/A | [26 empty] | 0% | 0% |  | 0 | 0 | 0 | 0 | 0 | 0 | 0 | 0 | 0 | 0 | 0 | [44 empty] | 0
3245-SW-Lighting-Primary Lighting SDG&E_COMPLIANCE | [15 empty] | 0 |  |  | #N/A | [26 empty] | 0% | 0% |  | 0 | 0 | 0 | 0 | 0 | 0 | 0 | 0 | 0 | 0 | 0 | [44 empty] | 0
3245-SW-Lighting-Primary Lighting SDG&E_COMPLIANCE | [15 empty] | 0 |  |  | #N/A | [26 empty] | 0% | 0% |  | 0 | 0 | 0 | 0 | 0 | 0 | 0 | 0 | 0 | 0 | 0 | [44 empty] | 0
3245-SW-Lighting-Primary Lighting SDG&E_COMPLIANCE | [15 empty] | 0 |  |  | #N/A | [26 empty] | 0% | 0% |  | 0 | 0 | 0 | 0 | 0 | 0 | 0 | 0 | 0 | 0 | 0 | [44 empty] | 0
3245-SW-Lighting-Primary Lighting SDG&E_COMPLIANCE | [15 empty] | 0 |  |  | #N/A | [26 empty] | 0% | 0% |  | 0 | 0 | 0 | 0 | 0 | 0 | 0 | 0 | 0 | 0 | 0 | [44 empty] | 0
3245-SW-Lighting-Primary Lighting SDG&E_COMPLIANCE | [15 empty] | 0 |  |  | #N/A | [26 empty] | 0% | 0% |  | 0 | 0 | 0 | 0 | 0 | 0 | 0 | 0 | 0 | 0 | 0 | [44 empty] | 0
3245-SW-Lighting-Primary Lighting SDG&E_COMPLIANCE | [15 empty] | 0 |  |  | #N/A | [26 empty] | 0% | 0% |  | 0 | 0 | 0 | 0 | 0 | 0 | 0 | 0 | 0 | 0 | 0 | [44 empty] | 0
3245-SW-Lighting-Primary Lighting SDG&E_COMPLIANCE | [15 empty] | 0 |  |  | #N/A | [26 empty] | 0% | 0% |  | 0 | 0 | 0 | 0 | 0 | 0 | 0 | 0 | 0 | 0 | 0 | [44 empty] | 0
3245-SW-Lighting-Primary Lighting SDG&E_COMPLIANCE | [15 empty] | 0 |  |  | #N/A | [26 empty] | 0% | 0% |  | 0 | 0 | 0 | 0 | 0 | 0 | 0 | 0 | 0 | 0 | 0 | [44 empty] | 0
3245-SW-Lighting-Primary Lighting SDG&E_COMPLIANCE | [15 empty] | 0 |  |  | #N/A | [26 empty] | 0% | 0% |  | 0 | 0 | 0 | 0 | 0 | 0 | 0 | 0 | 0 | 0 | 0 | [44 empty] | 0
3245-SW-Lighting-Primary Lighting SDG&E_COMPLIANCE | [15 empty] | 0 |  |  | #N/A | [26 empty] | 0% | 0% |  | 0 | 0 | 0 | 0 | 0 | 0 | 0 | 0 | 0 | 0 | 0 | [44 empty] | 0
3245-SW-Lighting-Primary Lighting SDG&E_COMPLIANCE | [15 empty] | 0 |  |  | #N/A | [26 empty] | 0% | 0% |  | 0 | 0 | 0 | 0 | 0 | 0 | 0 | 0 | 0 | 0 | 0 | [44 empty] | 0
3245-SW-Lighting-Primary Lighting SDG&E_COMPLIANCE | [15 empty] | 0 |  |  | #N/A | [26 empty] | 0% | 0% |  | 0 | 0 | 0 | 0 | 0 | 0 | 0 | 0 | 0 | 0 | 0 | [44 empty] | 0
3245-SW-Lighting-Primary Lighting SDG&E_COMPLIANCE | [15 empty] | 0 |  |  | #N/A | [26 empty] | 0% | 0% |  | 0 | 0 | 0 | 0 | 0 | 0 | 0 | 0 | 0 | 0 | 0 | [44 empty] | 0
3245-SW-Lighting-Primary Lighting SDG&E_COMPLIANCE | [15 empty] | 0 |  |  | #N/A | [26 empty] | 0% | 0% |  | 0 | 0 | 0 | 0 | 0 | 0 | 0 | 0 | 0 | 0 | 0 | [44 empty] | 0
3245-SW-Lighting-Primary Lighting SDG&E_COMPLIANCE | [15 empty] | 0 |  |  | #N/A | [26 empty] | 0% | 0% |  | 0 | 0 | 0 | 0 | 0 | 0 | 0 | 0 | 0 | 0 | 0 | [44 empty] | 0
3245-SW-Lighting-Primary Lighting SDG&E_COMPLIANCE | [15 empty] | 0 |  |  | #N/A | [26 empty] | 0% | 0% |  | 0 | 0 | 0 | 0 | 0 | 0 | 0 | 0 | 0 | 0 | 0 | [44 empty] | 0
3245-SW-Lighting-Primary Lighting SDG&E_COMPLIANCE | [15 empty] | 0 |  |  | #N/A | [26 empty] | 0% | 0% |  | 0 | 0 | 0 | 0 | 0 | 0 | 0 | 0 | 0 | 0 | 0 | [44 empty] | 0
3245-SW-Lighting-Primary Lighting SDG&E_COMPLIANCE | [15 empty] | 0 |  |  | #N/A | [26 empty] | 0% | 0% |  | 0 | 0 | 0 | 0 | 0 | 0 | 0 | 0 | 0 | 0 | 0 | [44 empty] | 0
3245-SW-Lighting-Primary Lighting SDG&E_COMPLIANCE | [15 empty] | 0 |  |  | #N/A | [26 empty] | 0% | 0% |  | 0 | 0 | 0 | 0 | 0 | 0 | 0 | 0 | 0 | 0 | 0 | [44 empty] | 0
3245-SW-Lighting-Primary Lighting SDG&E_COMPLIANCE | [15 empty] | 0 |  |  | #N/A | [26 empty] | 0% | 0% |  | 0 | 0 | 0 | 0 | 0 | 0 | 0 | 0 | 0 | 0 | 0 | [44 empty] | 0
3245-SW-Lighting-Primary Lighting SDG&E_COMPLIANCE | [15 empty] | 0 |  |  | #N/A | [26 empty] | 0% | 0% |  | 0 | 0 | 0 | 0 | 0 | 0 | 0 | 0 | 0 | 0 | 0 | [44 empty] | 0
3245-SW-Lighting-Primary Lighting SDG&E_COMPLIANCE | [15 empty] | 0 |  |  | #N/A | [26 empty] | 0% | 0% |  | 0 | 0 | 0 | 0 | 0 | 0 | 0 | 0 | 0 | 0 | 0 | [44 empty] | 0
3245-SW-Lighting-Primary Lighting SDG&E_COMPLIANCE | [15 empty] | 0 |  |  | #N/A | [26 empty] | 0% | 0% |  | 0 | 0 | 0 | 0 | 0 | 0 | 0 | 0 | 0 | 0 | 0 | [44 empty] | 0
3245-SW-Lighting-Primary Lighting SDG&E_COMPLIANCE | [15 empty] | 0 |  |  | #N/A | [26 empty] | 0% | 0% |  | 0 | 0 | 0 | 0 | 0 | 0 | 0 | 0 | 0 | 0 | 0 | [44 empty] | 0
3245-SW-Lighting-Primary Lighting SDG&E_COMPLIANCE | [15 empty] | 0 |  |  | #N/A | [26 empty] | 0% | 0% |  | 0 | 0 | 0 | 0 | 0 | 0 | 0 | 0 | 0 | 0 | 0 | [44 empty] | 0
3245-SW-Lighting-Primary Lighting SDG&E_COMPLIANCE | [15 empty] | 0 |  |  | #N/A | [26 empty] | 0% | 0% |  | 0 | 0 | 0 | 0 | 0 | 0 | 0 | 0 | 0 | 0 | 0 | [44 empty] | 0
3245-SW-Lighting-Primary Lighting SDG&E_COMPLIANCE | [15 empty] | 0 |  |  | #N/A | [26 empty] | 0% | 0% |  | 0 | 0 | 0 | 0 | 0 | 0 | 0 | 0 | 0 | 0 | 0 | [44 empty] | 0
3245-SW-Lighting-Primary Lighting SDG&E_COMPLIANCE | [15 empty] | 0 |  |  | #N/A | [26 empty] | 0% | 0% |  | 0 | 0 | 0 | 0 | 0 | 0 | 0 | 0 | 0 | 0 | 0 | [44 empty] | 0
3245-SW-Lighting-Primary Lighting SDG&E_COMPLIANCE | [15 empty] | 0 |  |  | #N/A | [26 empty] | 0% | 0% |  | 0 | 0 | 0 | 0 | 0 | 0 | 0 | 0 | 0 | 0 | 0 | [44 empty] | 0
3245-SW-Lighting-Primary Lighting SDG&E_COMPLIANCE | [15 empty] | 0 |  |  | #N/A | [26 empty] | 0% | 0% |  | 0 | 0 | 0 | 0 | 0 | 0 | 0 | 0 | 0 | 0 | 0 | [44 empty] | 0
3245-SW-Lighting-Primary Lighting SDG&E_COMPLIANCE | [15 empty] | 0 |  |  | #N/A | [26 empty] | 0% | 0% |  | 0 | 0 | 0 | 0 | 0 | 0 | 0 | 0 | 0 | 0 | 0 | [44 empty] | 0
3245-SW-Lighting-Primary Lighting SDG&E_COMPLIANCE | [15 empty] | 0 |  |  | #N/A | [26 empty] | 0% | 0% |  | 0 | 0 | 0 | 0 | 0 | 0 | 0 | 0 | 0 | 0 | 0 | [44 empty] | 0
3245-SW-Lighting-Primary Lighting SDG&E_COMPLIANCE | [15 empty] | 0 |  |  | #N/A | [26 empty] | 0% | 0% |  | 0 | 0 | 0 | 0 | 0 | 0 | 0 | 0 | 0 | 0 | 0 | [44 empty] | 0
3245-SW-Lighting-Primary Lighting SDG&E_COMPLIANCE | [15 empty] | 0 |  |  | #N/A | [26 empty] | 0% | 0% |  | 0 | 0 | 0 | 0 | 0 | 0 | 0 | 0 | 0 | 0 | 0 | [44 empty] | 0
3245-SW-Lighting-Primary Lighting SDG&E_COMPLIANCE | [15 empty] | 0 |  |  | #N/A | [26 empty] | 0% | 0% |  | 0 | 0 | 0 | 0 | 0 | 0 | 0 | 0 | 0 | 0 | 0 | [44 empty] | 0
3245-SW-Lighting-Primary Lighting SDG&E_COMPLIANCE | [15 empty] | 0 |  |  | #N/A | [26 empty] | 0% | 0% |  | 0 | 0 | 0 | 0 | 0 | 0 | 0 | 0 | 0 | 0 | 0 | [44 empty] | 0
3245-SW-Lighting-Primary Lighting SDG&E_COMPLIANCE | [15 empty] | 0 |  |  | #N/A | [26 empty] | 0% | 0% |  | 0 | 0 | 0 | 0 | 0 | 0 | 0 | 0 | 0 | 0 | 0 | [44 empty] | 0
3245-SW-Lighting-Primary Lighting SDG&E_COMPLIANCE | [15 empty] | 0 |  |  | #N/A | [26 empty] | 0% | 0% |  | 0 | 0 | 0 | 0 | 0 | 0 | 0 | 0 | 0 | 0 | 0 | [44 empty] | 0
3245-SW-Lighting-Primary Lighting SDG&E_COMPLIANCE | [15 empty] | 0 |  |  | #N/A | [26 empty] | 0% | 0% |  | 0 | 0 | 0 | 0 | 0 | 0 | 0 | 0 | 0 | 0 | 0 | [44 empty] | 0
3245-SW-Lighting-Primary Lighting SDG&E_COMPLIANCE | [15 empty] | 0 |  |  | #N/A | [26 empty] | 0% | 0% |  | 0 | 0 | 0 | 0 | 0 | 0 | 0 | 0 | 0 | 0 | 0 | [44 empty] | 0
3245-SW-Lighting-Primary Lighting SDG&E_COMPLIANCE | [15 empty] | 0 |  |  | #N/A | [26 empty] | 0% | 0% |  | 0 | 0 | 0 | 0 | 0 | 0 | 0 | 0 | 0 | 0 | 0 | [44 empty] | 0
3245-SW-Lighting-Primary Lighting SDG&E_COMPLIANCE | [15 empty] | 0 |  |  | #N/A | [26 empty] | 0% | 0% |  | 0 | 0 | 0 | 0 | 0 | 0 | 0 | 0 | 0 | 0 | 0 | [44 empty] | 0
3245-SW-Lighting-Primary Lighting SDG&E_COMPLIANCE | [15 empty] | 0 |  |  | #N/A | [26 empty] | 0% | 0% |  | 0 | 0 | 0 | 0 | 0 | 0 | 0 | 0 | 0 | 0 | 0 | [44 empty] | 0
3245-SW-Lighting-Primary Lighting SDG&E_COMPLIANCE | [15 empty] | 0 |  |  | #N/A | [26 empty] | 0% | 0% |  | 0 | 0 | 0 | 0 | 0 | 0 | 0 | 0 | 0 | 0 | 0 | [44 empty] | 0
3245-SW-Lighting-Primary Lighting SDG&E_COMPLIANCE | [15 empty] | 0 |  |  | #N/A | [26 empty] | 0% | 0% |  | 0 | 0 | 0 | 0 | 0 | 0 | 0 | 0 | 0 | 0 | 0 | [44 empty] | 0
3245-SW-Lighting-Primary Lighting SDG&E_COMPLIANCE | [15 empty] | 0 |  |  | #N/A | [26 empty] | 0% | 0% |  | 0 | 0 | 0 | 0 | 0 | 0 | 0 | 0 | 0 | 0 | 0 | [44 empty] | 0
3245-SW-Lighting-Primary Lighting SDG&E_COMPLIANCE | [15 empty] | 0 |  |  | #N/A | [26 empty] | 0% | 0% |  | 0 | 0 | 0 | 0 | 0 | 0 | 0 | 0 | 0 | 0 | 0 | [44 empty] | 0
3245-SW-Lighting-Primary Lighting SDG&E_COMPLIANCE | [15 empty] | 0 |  |  | #N/A | [26 empty] | 0% | 0% |  | 0 | 0 | 0 | 0 | 0 | 0 | 0 | 0 | 0 | 0 | 0 | [44 empty] | 0
3245-SW-Lighting-Primary Lighting SDG&E_COMPLIANCE | [15 empty] | 0 |  |  | #N/A | [26 empty] | 0% | 0% |  | 0 | 0 | 0 | 0 | 0 | 0 | 0 | 0 | 0 | 0 | 0 | [44 empty] | 0
3245-SW-Lighting-Primary Lighting SDG&E_COMPLIANCE | [15 empty] | 0 |  |  | #N/A | [26 empty] | 0% | 0% |  | 0 | 0 | 0 | 0 | 0 | 0 | 0 | 0 | 0 | 0 | 0 | [44 empty] | 0
3245-SW-Lighting-Primary Lighting SDG&E_COMPLIANCE | [15 empty] | 0 |  |  | #N/A | [26 empty] | 0% | 0% |  | 0 | 0 | 0 | 0 | 0 | 0 | 0 | 0 | 0 | 0 | 0 | [44 empty] | 0
3245-SW-Lighting-Primary Lighting SDG&E_COMPLIANCE | [15 empty] | 0 |  |  | #N/A | [26 empty] | 0% | 0% |  | 0 | 0 | 0 | 0 | 0 | 0 | 0 | 0 | 0 | 0 | 0 | [44 empty] | 0
3245-SW-Lighting-Primary Lighting SDG&E_COMPLIANCE | [15 empty] | 0 |  |  | #N/A | [26 empty] | 0% | 0% |  | 0 | 0 | 0 | 0 | 0 | 0 | 0 | 0 | 0 | 0 | 0 | [44 empty] | 0
3245-SW-Lighting-Primary Lighting SDG&E_COMPLIANCE | [15 empty] | 0 |  |  | #N/A | [26 empty] | 0% | 0% |  | 0 | 0 | 0 | 0 | 0 | 0 | 0 | 0 | 0 | 0 | 0 | [44 empty] | 0
3245-SW-Lighting-Primary Lighting SDG&E_COMPLIANCE | [15 empty] | 0 |  |  | #N/A | [26 empty] | 0% | 0% |  | 0 | 0 | 0 | 0 | 0 | 0 | 0 | 0 | 0 | 0 | 0 | [44 empty] | 0
3245-SW-Lighting-Primary Lighting SDG&E_COMPLIANCE | [15 empty] | 0 |  |  | #N/A | [26 empty] | 0% | 0% |  | 0 | 0 | 0 | 0 | 0 | 0 | 0 | 0 | 0 | 0 | 0 | [44 empty] | 0
3245-SW-Lighting-Primary Lighting SDG&E_COMPLIANCE | [15 empty] | 0 |  |  | #N/A | [26 empty] | 0% | 0% |  | 0 | 0 | 0 | 0 | 0 | 0 | 0 | 0 | 0 | 0 | 0 | [44 empty] | 0
3245-SW-Lighting-Primary Lighting SDG&E_COMPLIANCE | [15 empty] | 0 |  |  | #N/A | [26 empty] | 0% | 0% |  | 0 | 0 | 0 | 0 | 0 | 0 | 0 | 0 | 0 | 0 | 0 | [44 empty] | 0
3245-SW-Lighting-Primary Lighting SDG&E_COMPLIANCE | [15 empty] | 0 |  |  | #N/A | [26 empty] | 0% | 0% |  | 0 | 0 | 0 | 0 | 0 | 0 | 0 | 0 | 0 | 0 | 0 | [44 empty] | 0
3245-SW-Lighting-Primary Lighting SDG&E_COMPLIANCE | [15 empty] | 0 |  |  | #N/A | [26 empty] | 0% | 0% |  | 0 | 0 | 0 | 0 | 0 | 0 | 0 | 0 | 0 | 0 | 0 | [44 empty] | 0
3245-SW-Lighting-Primary Lighting SDG&E_COMPLIANCE | [15 empty] | 0 |  |  | #N/A | [26 empty] | 0% | 0% |  | 0 | 0 | 0 | 0 | 0 | 0 | 0 | 0 | 0 | 0 | 0 | [44 empty] | 0
3245-SW-Lighting-Primary Lighting SDG&E_COMPLIANCE | [15 empty] | 0 |  |  | #N/A | [26 empty] | 0% | 0% |  | 0 | 0 | 0 | 0 | 0 | 0 | 0 | 0 | 0 | 0 | 0 | [44 empty] | 0
3245-SW-Lighting-Primary Lighting SDG&E_COMPLIANCE | [15 empty] | 0 |  |  | #N/A | [26 empty] | 0% | 0% |  | 0 | 0 | 0 | 0 | 0 | 0 | 0 | 0 | 0 | 0 | 0 | [44 empty] | 0
3245-SW-Lighting-Primary Lighting SDG&E_COMPLIANCE | [15 empty] | 0 |  |  | #N/A | [26 empty] | 0% | 0% |  | 0 | 0 | 0 | 0 | 0 | 0 | 0 | 0 | 0 | 0 | 0 | [44 empty] | 0
3245-SW-Lighting-Primary Lighting SDG&E_COMPLIANCE | [15 empty] | 0 |  |  | #N/A | [26 empty] | 0% | 0% |  | 0 | 0 | 0 | 0 | 0 | 0 | 0 | 0 | 0 | 0 | 0 | [44 empty] | 0
3245-SW-Lighting-Primary Lighting SDG&E_COMPLIANCE | [15 empty] | 0 |  |  | #N/A | [26 empty] | 0% | 0% |  | 0 | 0 | 0 | 0 | 0 | 0 | 0 | 0 | 0 | 0 | 0 | [44 empty] | 0
3245-SW-Lighting-Primary Lighting SDG&E_COMPLIANCE | [15 empty] | 0 |  |  | #N/A | [26 empty] | 0% | 0% |  | 0 | 0 | 0 | 0 | 0 | 0 | 0 | 0 | 0 | 0 | 0 | [44 empty] | 0
3245-SW-Lighting-Primary Lighting SDG&E_COMPLIANCE | [15 empty] | 0 |  |  | #N/A | [26 empty] | 0% | 0% |  | 0 | 0 | 0 | 0 | 0 | 0 | 0 | 0 | 0 | 0 | 0 | [44 empty] | 0
3245-SW-Lighting-Primary Lighting SDG&E_COMPLIANCE | [15 empty] | 0 |  |  | #N/A | [26 empty] | 0% | 0% |  | 0 | 0 | 0 | 0 | 0 | 0 | 0 | 0 | 0 | 0 | 0 | [44 empty] | 0
3245-SW-Lighting-Primary Lighting SDG&E_COMPLIANCE | [15 empty] | 0 |  |  | #N/A | [26 empty] | 0% | 0% |  | 0 | 0 | 0 | 0 | 0 | 0 | 0 | 0 | 0 | 0 | 0 | [44 empty] | 0
3245-SW-Lighting-Primary Lighting SDG&E_COMPLIANCE | [15 empty] | 0 |  |  | #N/A | [26 empty] | 0% | 0% |  | 0 | 0 | 0 | 0 | 0 | 0 | 0 | 0 | 0 | 0 | 0 | [44 empty] | 0
3245-SW-Lighting-Primary Lighting SDG&E_COMPLIANCE | [15 empty] | 0 |  |  | #N/A | [26 empty] | 0% | 0% |  | 0 | 0 | 0 | 0 | 0 | 0 | 0 | 0 | 0 | 0 | 0 | [44 empty] | 0
3245-SW-Lighting-Primary Lighting SDG&E_COMPLIANCE | [15 empty] | 0 |  |  | #N/A | [26 empty] | 0% | 0% |  | 0 | 0 | 0 | 0 | 0 | 0 | 0 | 0 | 0 | 0 | 0 | [44 empty] | 0
3245-SW-Lighting-Primary Lighting SDG&E_COMPLIANCE | [15 empty] | 0 |  |  | #N/A | [26 empty] | 0% | 0% |  | 0 | 0 | 0 | 0 | 0 | 0 | 0 | 0 | 0 | 0 | 0 | [44 empty] | 0
3245-SW-Lighting-Primary Lighting SDG&E_COMPLIANCE | [15 empty] | 0 |  |  | #N/A | [26 empty] | 0% | 0% |  | 0 | 0 | 0 | 0 | 0 | 0 | 0 | 0 | 0 | 0 | 0 | [44 empty] | 0
3245-SW-Lighting-Primary Lighting SDG&E_COMPLIANCE | [15 empty] | 0 |  |  | #N/A | [26 empty] | 0% | 0% |  | 0 | 0 | 0 | 0 | 0 | 0 | 0 | 0 | 0 | 0 | 0 | [44 empty] | 0
3245-SW-Lighting-Primary Lighting SDG&E_COMPLIANCE | [15 empty] | 0 |  |  | #N/A | [26 empty] | 0% | 0% |  | 0 | 0 | 0 | 0 | 0 | 0 | 0 | 0 | 0 | 0 | 0 | [44 empty] | 0
3245-SW-Lighting-Primary Lighting SDG&E_COMPLIANCE | [15 empty] | 0 |  |  | #N/A | [26 empty] | 0% | 0% |  | 0 | 0 | 0 | 0 | 0 | 0 | 0 | 0 | 0 | 0 | 0 | [44 empty] | 0
3245-SW-Lighting-Primary Lighting SDG&E_COMPLIANCE | [15 empty] | 0 |  |  | #N/A | [26 empty] | 0% | 0% |  | 0 | 0 | 0 | 0 | 0 | 0 | 0 | 0 | 0 | 0 | 0 | [44 empty] | 0
3245-SW-Lighting-Primary Lighting SDG&E_COMPLIANCE | [15 empty] | 0 |  |  | #N/A | [26 empty] | 0% | 0% |  | 0 | 0 | 0 | 0 | 0 | 0 | 0 | 0 | 0 | 0 | 0 | [44 empty] | 0
3245-SW-Lighting-Primary Lighting SDG&E_COMPLIANCE | [15 empty] | 0 |  |  | #N/A | [26 empty] | 0% | 0% |  | 0 | 0 | 0 | 0 | 0 | 0 | 0 | 0 | 0 | 0 | 0 | [44 empty] | 0
3245-SW-Lighting-Primary Lighting SDG&E_COMPLIANCE | [15 empty] | 0 |  |  | #N/A | [26 empty] | 0% | 0% |  | 0 | 0 | 0 | 0 | 0 | 0 | 0 | 0 | 0 | 0 | 0 | [44 empty] | 0
3245-SW-Lighting-Primary Lighting SDG&E_COMPLIANCE | [15 empty] | 0 |  |  | #N/A | [26 empty] | 0% | 0% |  | 0 | 0 | 0 | 0 | 0 | 0 | 0 | 0 | 0 | 0 | 0 | [44 empty] | 0
3245-SW-Lighting-Primary Lighting SDG&E_COMPLIANCE | [15 empty] | 0 |  |  | #N/A | [26 empty] | 0% | 0% |  | 0 | 0 | 0 | 0 | 0 | 0 | 0 | 0 | 0 | 0 | 0 | [44 empty] | 0
3245-SW-Lighting-Primary Lighting SDG&E_COMPLIANCE | [15 empty] | 0 |  |  | #N/A | [26 empty] | 0% | 0% |  | 0 | 0 | 0 | 0 | 0 | 0 | 0 | 0 | 0 | 0 | 0 | [44 empty] | 0
3245-SW-Lighting-Primary Lighting SDG&E_COMPLIANCE | [15 empty] | 0 |  |  | #N/A | [26 empty] | 0% | 0% |  | 0 | 0 | 0 | 0 | 0 | 0 | 0 | 0 | 0 | 0 | 0 | [44 empty] | 0
3245-SW-Lighting-Primary Lighting SDG&E_COMPLIANCE | [15 empty] | 0 |  |  | #N/A | [26 empty] | 0% | 0% |  | 0 | 0 | 0 | 0 | 0 | 0 | 0 | 0 | 0 | 0 | 0 | [44 empty] | 0
3245-SW-Lighting-Primary Lighting SDG&E_COMPLIANCE | [15 empty] | 0 |  |  | #N/A | [26 empty] | 0% | 0% |  | 0 | 0 | 0 | 0 | 0 | 0 | 0 | 0 | 0 | 0 | 0 | [44 empty] | 0
3245-SW-Lighting-Primary Lighting SDG&E_COMPLIANCE | [15 empty] | 0 |  |  | #N/A | [26 empty] | 0% | 0% |  | 0 | 0 | 0 | 0 | 0 | 0 | 0 | 0 | 0 | 0 | 0 | [44 empty] | 0
3245-SW-Lighting-Primary Lighting SDG&E_COMPLIANCE | [15 empty] | 0 |  |  | #N/A | [26 empty] | 0% | 0% |  | 0 | 0 | 0 | 0 | 0 | 0 | 0 | 0 | 0 | 0 | 0 | [44 empty] | 0
3245-SW-Lighting-Primary Lighting SDG&E_COMPLIANCE | [15 empty] | 0 |  |  | #N/A | [26 empty] | 0% | 0% |  | 0 | 0 | 0 | 0 | 0 | 0 | 0 | 0 | 0 | 0 | 0 | [44 empty] | 0
3245-SW-Lighting-Primary Lighting SDG&E_COMPLIANCE | [15 empty] | 0 |  |  | #N/A | [26 empty] | 0% | 0% |  | 0 | 0 | 0 | 0 | 0 | 0 | 0 | 0 | 0 | 0 | 0 | [44 empty] | 0
3245-SW-Lighting-Primary Lighting SDG&E_COMPLIANCE | [15 empty] | 0 |  |  | #N/A | [26 empty] | 0% | 0% |  | 0 | 0 | 0 | 0 | 0 | 0 | 0 | 0 | 0 | 0 | 0 | [44 empty] | 0
3245-SW-Lighting-Primary Lighting SDG&E_COMPLIANCE | [15 empty] | 0 |  |  | #N/A | [26 empty] | 0% | 0% |  | 0 | 0 | 0 | 0 | 0 | 0 | 0 | 0 | 0 | 0 | 0 | [44 empty] | 0
3245-SW-Lighting-Primary Lighting SDG&E_COMPLIANCE | [15 empty] | 0 |  |  | #N/A | [26 empty] | 0% | 0% |  | 0 | 0 | 0 | 0 | 0 | 0 | 0 | 0 | 0 | 0 | 0 | [44 empty] | 0
3245-SW-Lighting-Primary Lighting SDG&E_COMPLIANCE | [15 empty] | 0 |  |  | #N/A | [26 empty] | 0% | 0% |  | 0 | 0 | 0 | 0 | 0 | 0 | 0 | 0 | 0 | 0 | 0 | [44 empty] | 0
3245-SW-Lighting-Primary Lighting SDG&E_COMPLIANCE | [15 empty] | 0 |  |  | #N/A | [26 empty] | 0% | 0% |  | 0 | 0 | 0 | 0 | 0 | 0 | 0 | 0 | 0 | 0 | 0 | [44 empty] | 0
3245-SW-Lighting-Primary Lighting SDG&E_COMPLIANCE | [15 empty] | 0 |  |  | #N/A | [26 empty] | 0% | 0% |  | 0 | 0 | 0 | 0 | 0 | 0 | 0 | 0 | 0 | 0 | 0 | [44 empty] | 0
3245-SW-Lighting-Primary Lighting SDG&E_COMPLIANCE | [15 empty] | 0 |  |  | #N/A | [26 empty] | 0% | 0% |  | 0 | 0 | 0 | 0 | 0 | 0 | 0 | 0 | 0 | 0 | 0 | [44 empty] | 0
3245-SW-Lighting-Primary Lighting SDG&E_COMPLIANCE | [15 empty] | 0 |  |  | #N/A | [26 empty] | 0% | 0% |  | 0 | 0 | 0 | 0 | 0 | 0 | 0 | 0 | 0 | 0 | 0 | [44 empty] | 0
3245-SW-Lighting-Primary Lighting SDG&E_COMPLIANCE | [15 empty] | 0 |  |  | #N/A | [26 empty] | 0% | 0% |  | 0 | 0 | 0 | 0 | 0 | 0 | 0 | 0 | 0 | 0 | 0 | [44 empty] | 0
3245-SW-Lighting-Primary Lighting SDG&E_COMPLIANCE | [15 empty] | 0 |  |  | #N/A | [26 empty] | 0% | 0% |  | 0 | 0 | 0 | 0 | 0 | 0 | 0 | 0 | 0 | 0 | 0 | [44 empty] | 0
3245-SW-Lighting-Primary Lighting SDG&E_COMPLIANCE | [15 empty] | 0 |  |  | #N/A | [26 empty] | 0% | 0% |  | 0 | 0 | 0 | 0 | 0 | 0 | 0 | 0 | 0 | 0 | 0 | [44 empty] | 0
3245-SW-Lighting-Primary Lighting SDG&E_COMPLIANCE | [15 empty] | 0 |  |  | #N/A | [26 empty] | 0% | 0% |  | 0 | 0 | 0 | 0 | 0 | 0 | 0 | 0 | 0 | 0 | 0 | [44 empty] | 0
3245-SW-Lighting-Primary Lighting SDG&E_COMPLIANCE | [15 empty] | 0 |  |  | #N/A | [26 empty] | 0% | 0% |  | 0 | 0 | 0 | 0 | 0 | 0 | 0 | 0 | 0 | 0 | 0 | [44 empty] | 0
3245-SW-Lighting-Primary Lighting SDG&E_COMPLIANCE | [15 empty] | 0 |  |  | #N/A | [26 empty] | 0% | 0% |  | 0 | 0 | 0 | 0 | 0 | 0 | 0 | 0 | 0 | 0 | 0 | [44 empty] | 0
3245-SW-Lighting-Primary Lighting SDG&E_COMPLIANCE | [15 empty] | 0 |  |  | #N/A | [26 empty] | 0% | 0% |  | 0 | 0 | 0 | 0 | 0 | 0 | 0 | 0 | 0 | 0 | 0 | [44 empty] | 0
3245-SW-Lighting-Primary Lighting SDG&E_COMPLIANCE | [15 empty] | 0 |  |  | #N/A | [26 empty] | 0% | 0% |  | 0 | 0 | 0 | 0 | 0 | 0 | 0 | 0 | 0 | 0 | 0 | [44 empty] | 0
3245-SW-Lighting-Primary Lighting SDG&E_COMPLIANCE | [15 empty] | 0 |  |  | #N/A | [26 empty] | 0% | 0% |  | 0 | 0 | 0 | 0 | 0 | 0 | 0 | 0 | 0 | 0 | 0 | [44 empty] | 0
3245-SW-Lighting-Primary Lighting SDG&E_COMPLIANCE | [15 empty] | 0 |  |  | #N/A | [26 empty] | 0% | 0% |  | 0 | 0 | 0 | 0 | 0 | 0 | 0 | 0 | 0 | 0 | 0 | [44 empty] | 0
3245-SW-Lighting-Primary Lighting SDG&E_COMPLIANCE | [15 empty] | 0 |  |  | #N/A | [26 empty] | 0% | 0% |  | 0 | 0 | 0 | 0 | 0 | 0 | 0 | 0 | 0 | 0 | 0 | [44 empty] | 0
3245-SW-Lighting-Primary Lighting SDG&E_COMPLIANCE | [15 empty] | 0 |  |  | #N/A | [26 empty] | 0% | 0% |  | 0 | 0 | 0 | 0 | 0 | 0 | 0 | 0 | 0 | 0 | 0 | [44 empty] | 0
3245-SW-Lighting-Primary Lighting SDG&E_COMPLIANCE | [15 empty] | 0 |  |  | #N/A | [26 empty] | 0% | 0% |  | 0 | 0 | 0 | 0 | 0 | 0 | 0 | 0 | 0 | 0 | 0 | [44 empty] | 0
3245-SW-Lighting-Primary Lighting SDG&E_COMPLIANCE | [15 empty] | 0 |  |  | #N/A | [26 empty] | 0% | 0% |  | 0 | 0 | 0 | 0 | 0 | 0 | 0 | 0 | 0 | 0 | 0 | [44 empty] | 0
3245-SW-Lighting-Primary Lighting SDG&E_COMPLIANCE | [15 empty] | 0 |  |  | #N/A | [26 empty] | 0% | 0% |  | 0 | 0 | 0 | 0 | 0 | 0 | 0 | 0 | 0 | 0 | 0 | [44 empty] | 0
3245-SW-Lighting-Primary Lighting SDG&E_COMPLIANCE | [15 empty] | 0 |  |  | #N/A | [26 empty] | 0% | 0% |  | 0 | 0 | 0 | 0 | 0 | 0 | 0 | 0 | 0 | 0 | 0 | [44 empty] | 0
3245-SW-Lighting-Primary Lighting SDG&E_COMPLIANCE | [15 empty] | 0 |  |  | #N/A | [26 empty] | 0% | 0% |  | 0 | 0 | 0 | 0 | 0 | 0 | 0 | 0 | 0 | 0 | 0 | [44 empty] | 0
3245-SW-Lighting-Primary Lighting SDG&E_COMPLIANCE | [15 empty] | 0 |  |  | #N/A | [26 empty] | 0% | 0% |  | 0 | 0 | 0 | 0 | 0 | 0 | 0 | 0 | 0 | 0 | 0 | [44 empty] | 0
3245-SW-Lighting-Primary Lighting SDG&E_COMPLIANCE | [15 empty] | 0 |  |  | #N/A | [26 empty] | 0% | 0% |  | 0 | 0 | 0 | 0 | 0 | 0 | 0 | 0 | 0 | 0 | 0 | [44 empty] | 0
3245-SW-Lighting-Primary Lighting SDG&E_COMPLIANCE | [15 empty] | 0 |  |  | #N/A | [26 empty] | 0% | 0% |  | 0 | 0 | 0 | 0 | 0 | 0 | 0 | 0 | 0 | 0 | 0 | [44 empty] | 0
3245-SW-Lighting-Primary Lighting SDG&E_COMPLIANCE | [15 empty] | 0 |  |  | #N/A | [26 empty] | 0% | 0% |  | 0 | 0 | 0 | 0 | 0 | 0 | 0 | 0 | 0 | 0 | 0 | [44 empty] | 0
3245-SW-Lighting-Primary Lighting SDG&E_COMPLIANCE | [15 empty] | 0 |  |  | #N/A | [26 empty] | 0% | 0% |  | 0 | 0 | 0 | 0 | 0 | 0 | 0 | 0 | 0 | 0 | 0 | [44 empty] | 0
3245-SW-Lighting-Primary Lighting SDG&E_COMPLIANCE | [15 empty] | 0 |  |  | #N/A | [26 empty] | 0% | 0% |  | 0 | 0 | 0 | 0 | 0 | 0 | 0 | 0 | 0 | 0 | 0 | [44 empty] | 0
3245-SW-Lighting-Primary Lighting SDG&E_COMPLIANCE | [15 empty] | 0 |  |  | #N/A | [26 empty] | 0% | 0% |  | 0 | 0 | 0 | 0 | 0 | 0 | 0 | 0 | 0 | 0 | 0 | [44 empty] | 0
3245-SW-Lighting-Primary Lighting SDG&E_COMPLIANCE | [15 empty] | 0 |  |  | #N/A | [26 empty] | 0% | 0% |  | 0 | 0 | 0 | 0 | 0 | 0 | 0 | 0 | 0 | 0 | 0 | [44 empty] | 0
3245-SW-Lighting-Primary Lighting SDG&E_COMPLIANCE | [15 empty] | 0 |  |  | #N/A | [26 empty] | 0% | 0% |  | 0 | 0 | 0 | 0 | 0 | 0 | 0 | 0 | 0 | 0 | 0 | [44 empty] | 0
3245-SW-Lighting-Primary Lighting SDG&E_COMPLIANCE | [15 empty] | 0 |  |  | #N/A | [26 empty] | 0% | 0% |  | 0 | 0 | 0 | 0 | 0 | 0 | 0 | 0 | 0 | 0 | 0 | [44 empty] | 0
3245-SW-Lighting-Primary Lighting SDG&E_COMPLIANCE | [15 empty] | 0 |  |  | #N/A | [26 empty] | 0% | 0% |  | 0 | 0 | 0 | 0 | 0 | 0 | 0 | 0 | 0 | 0 | 0 | [44 empty] | 0
3245-SW-Lighting-Primary Lighting SDG&E_COMPLIANCE | [15 empty] | 0 |  |  | #N/A | [26 empty] | 0% | 0% |  | 0 | 0 | 0 | 0 | 0 | 0 | 0 | 0 | 0 | 0 | 0 | [44 empty] | 0
3245-SW-Lighting-Primary Lighting SDG&E_COMPLIANCE | [15 empty] | 0 |  |  | #N/A | [26 empty] | 0% | 0% |  | 0 | 0 | 0 | 0 | 0 | 0 | 0 | 0 | 0 | 0 | 0 | [44 empty] | 0
3245-SW-Lighting-Primary Lighting SDG&E_COMPLIANCE | [15 empty] | 0 |  |  | #N/A | [26 empty] | 0% | 0% |  | 0 | 0 | 0 | 0 | 0 | 0 | 0 | 0 | 0 | 0 | 0 | [44 empty] | 0
3245-SW-Lighting-Primary Lighting SDG&E_COMPLIANCE | [15 empty] | 0 |  |  | #N/A | [26 empty] | 0% | 0% |  | 0 | 0 | 0 | 0 | 0 | 0 | 0 | 0 | 0 | 0 | 0 | [44 empty] | 0
3245-SW-Lighting-Primary Lighting SDG&E_COMPLIANCE | [15 empty] | 0 |  |  | #N/A | [26 empty] | 0% | 0% |  | 0 | 0 | 0 | 0 | 0 | 0 | 0 | 0 | 0 | 0 | 0 | [44 empty] | 0
3245-SW-Lighting-Primary Lighting SDG&E_COMPLIANCE | [15 empty] | 0 |  |  | #N/A | [26 empty] | 0% | 0% |  | 0 | 0 | 0 | 0 | 0 | 0 | 0 | 0 | 0 | 0 | 0 | [44 empty] | 0
3245-SW-Lighting-Primary Lighting SDG&E_COMPLIANCE | [15 empty] | 0 |  |  | #N/A | [26 empty] | 0% | 0% |  | 0 | 0 | 0 | 0 | 0 | 0 | 0 | 0 | 0 | 0 | 0 | [44 empty] | 0
3245-SW-Lighting-Primary Lighting SDG&E_COMPLIANCE | [15 empty] | 0 |  |  | #N/A | [26 empty] | 0% | 0% |  | 0 | 0 | 0 | 0 | 0 | 0 | 0 | 0 | 0 | 0 | 0 | [44 empty] | 0
3245-SW-Lighting-Primary Lighting SDG&E_COMPLIANCE | [15 empty] | 0 |  |  | #N/A | [26 empty] | 0% | 0% |  | 0 | 0 | 0 | 0 | 0 | 0 | 0 | 0 | 0 | 0 | 0 | [44 empty] | 0
3245-SW-Lighting-Primary Lighting SDG&E_COMPLIANCE | [15 empty] | 0 |  |  | #N/A | [26 empty] | 0% | 0% |  | 0 | 0 | 0 | 0 | 0 | 0 | 0 | 0 | 0 | 0 | 0 | [44 empty] | 0
3245-SW-Lighting-Primary Lighting SDG&E_COMPLIANCE | [15 empty] | 0 |  |  | #N/A | [26 empty] | 0% | 0% |  | 0 | 0 | 0 | 0 | 0 | 0 | 0 | 0 | 0 | 0 | 0 | [44 empty] | 0
3245-SW-Lighting-Primary Lighting SDG&E_COMPLIANCE | [15 empty] | 0 |  |  | #N/A | [26 empty] | 0% | 0% |  | 0 | 0 | 0 | 0 | 0 | 0 | 0 | 0 | 0 | 0 | 0 | [44 empty] | 0
3245-SW-Lighting-Primary Lighting SDG&E_COMPLIANCE | [15 empty] | 0 |  |  | #N/A | [26 empty] | 0% | 0% |  | 0 | 0 | 0 | 0 | 0 | 0 | 0 | 0 | 0 | 0 | 0 | [44 empty] | 0
3245-SW-Lighting-Primary Lighting SDG&E_COMPLIANCE | [15 empty] | 0 |  |  | #N/A | [26 empty] | 0% | 0% |  | 0 | 0 | 0 | 0 | 0 | 0 | 0 | 0 | 0 | 0 | 0 | [44 empty] | 0
3245-SW-Lighting-Primary Lighting SDG&E_COMPLIANCE | [15 empty] | 0 |  |  | #N/A | [26 empty] | 0% | 0% |  | 0 | 0 | 0 | 0 | 0 | 0 | 0 | 0 | 0 | 0 | 0 | [44 empty] | 0
3245-SW-Lighting-Primary Lighting SDG&E_COMPLIANCE | [15 empty] | 0 |  |  | #N/A | [26 empty] | 0% | 0% |  | 0 | 0 | 0 | 0 | 0 | 0 | 0 | 0 | 0 | 0 | 0 | [44 empty] | 0
3245-SW-Lighting-Primary Lighting SDG&E_COMPLIANCE | [15 empty] | 0 |  |  | #N/A | [26 empty] | 0% | 0% |  | 0 | 0 | 0 | 0 | 0 | 0 | 0 | 0 | 0 | 0 | 0 | [44 empty] | 0
3245-SW-Lighting-Primary Lighting SDG&E_COMPLIANCE | [15 empty] | 0 |  |  | #N/A | [26 empty] | 0% | 0% |  | 0 | 0 | 0 | 0 | 0 | 0 | 0 | 0 | 0 | 0 | 0 | [44 empty] | 0
3245-SW-Lighting-Primary Lighting SDG&E_COMPLIANCE | [15 empty] | 0 |  |  | #N/A | [26 empty] | 0% | 0% |  | 0 | 0 | 0 | 0 | 0 | 0 | 0 | 0 | 0 | 0 | 0 | [44 empty] | 0
3245-SW-Lighting-Primary Lighting SDG&E_COMPLIANCE | [15 empty] | 0 |  |  | #N/A | [26 empty] | 0% | 0% |  | 0 | 0 | 0 | 0 | 0 | 0 | 0 | 0 | 0 | 0 | 0 | [44 empty] | 0
3245-SW-Lighting-Primary Lighting SDG&E_COMPLIANCE | [15 empty] | 0 |  |  | #N/A | [26 empty] | 0% | 0% |  | 0 | 0 | 0 | 0 | 0 | 0 | 0 | 0 | 0 | 0 | 0 | [44 empty] | 0
3245-SW-Lighting-Primary Lighting SDG&E_COMPLIANCE | [15 empty] | 0 |  |  | #N/A | [26 empty] | 0% | 0% |  | 0 | 0 | 0 | 0 | 0 | 0 | 0 | 0 | 0 | 0 | 0 | [44 empty] | 0
3245-SW-Lighting-Primary Lighting SDG&E_COMPLIANCE | [15 empty] | 0 |  |  | #N/A | [26 empty] | 0% | 0% |  | 0 | 0 | 0 | 0 | 0 | 0 | 0 | 0 | 0 | 0 | 0 | [44 empty] | 0
3245-SW-Lighting-Primary Lighting SDG&E_COMPLIANCE | [15 empty] | 0 |  |  | #N/A | [26 empty] | 0% | 0% |  | 0 | 0 | 0 | 0 | 0 | 0 | 0 | 0 | 0 | 0 | 0 | [44 empty] | 0
3245-SW-Lighting-Primary Lighting SDG&E_COMPLIANCE | [15 empty] | 0 |  |  | #N/A | [26 empty] | 0% | 0% |  | 0 | 0 | 0 | 0 | 0 | 0 | 0 | 0 | 0 | 0 | 0 | [44 empty] | 0
3245-SW-Lighting-Primary Lighting SDG&E_COMPLIANCE | [15 empty] | 0 |  |  | #N/A | [26 empty] | 0% | 0% |  | 0 | 0 | 0 | 0 | 0 | 0 | 0 | 0 | 0 | 0 | 0 | [44 empty] | 0
3245-SW-Lighting-Primary Lighting SDG&E_COMPLIANCE | [15 empty] | 0 |  |  | #N/A | [26 empty] | 0% | 0% |  | 0 | 0 | 0 | 0 | 0 | 0 | 0 | 0 | 0 | 0 | 0 | [44 empty] | 0
3245-SW-Lighting-Primary Lighting SDG&E_COMPLIANCE | [15 empty] | 0 |  |  | #N/A | [26 empty] | 0% | 0% |  | 0 | 0 | 0 | 0 | 0 | 0 | 0 | 0 | 0 | 0 | 0 | [44 empty] | 0
3245-SW-Lighting-Primary Lighting SDG&E_COMPLIANCE | [15 empty] | 0 |  |  | #N/A | [26 empty] | 0% | 0% |  | 0 | 0 | 0 | 0 | 0 | 0 | 0 | 0 | 0 | 0 | 0 | [44 empty] | 0
3245-SW-Lighting-Primary Lighting SDG&E_COMPLIANCE | [15 empty] | 0 |  |  | #N/A | [26 empty] | 0% | 0% |  | 0 | 0 | 0 | 0 | 0 | 0 | 0 | 0 | 0 | 0 | 0 | [44 empty] | 0
3245-SW-Lighting-Primary Lighting SDG&E_COMPLIANCE | [15 empty] | 0 |  |  | #N/A | [26 empty] | 0% | 0% |  | 0 | 0 | 0 | 0 | 0 | 0 | 0 | 0 | 0 | 0 | 0 | [44 empty] | 0
3245-SW-Lighting-Primary Lighting SDG&E_COMPLIANCE | [15 empty] | 0 |  |  | #N/A | [26 empty] | 0% | 0% |  | 0 | 0 | 0 | 0 | 0 | 0 | 0 | 0 | 0 | 0 | 0 | [44 empty] | 0
3245-SW-Lighting-Primary Lighting SDG&E_COMPLIANCE | [15 empty] | 0 |  |  | #N/A | [26 empty] | 0% | 0% |  | 0 | 0 | 0 | 0 | 0 | 0 | 0 | 0 | 0 | 0 | 0 | [44 empty] | 0
3245-SW-Lighting-Primary Lighting SDG&E_COMPLIANCE | [15 empty] | 0 |  |  | #N/A | [26 empty] | 0% | 0% |  | 0 | 0 | 0 | 0 | 0 | 0 | 0 | 0 | 0 | 0 | 0 | [44 empty] | 0
3245-SW-Lighting-Primary Lighting SDG&E_COMPLIANCE | [15 empty] | 0 |  |  | #N/A | [26 empty] | 0% | 0% |  | 0 | 0 | 0 | 0 | 0 | 0 | 0 | 0 | 0 | 0 | 0 | [44 empty] | 0
3245-SW-Lighting-Primary Lighting SDG&E_COMPLIANCE | [15 empty] | 0 |  |  | #N/A | [26 empty] | 0% | 0% |  | 0 | 0 | 0 | 0 | 0 | 0 | 0 | 0 | 0 | 0 | 0 | [44 empty] | 0
3245-SW-Lighting-Primary Lighting SDG&E_COMPLIANCE | [15 empty] | 0 |  |  | #N/A | [26 empty] | 0% | 0% |  | 0 | 0 | 0 | 0 | 0 | 0 | 0 | 0 | 0 | 0 | 0 | [44 empty] | 0
3245-SW-Lighting-Primary Lighting SDG&E_COMPLIANCE | [15 empty] | 0 |  |  | #N/A | [26 empty] | 0% | 0% |  | 0 | 0 | 0 | 0 | 0 | 0 | 0 | 0 | 0 | 0 | 0 | [44 empty] | 0
3245-SW-Lighting-Primary Lighting SDG&E_COMPLIANCE | [15 empty] | 0 |  |  | #N/A | [26 empty] | 0% | 0% |  | 0 | 0 | 0 | 0 | 0 | 0 | 0 | 0 | 0 | 0 | 0 | [44 empty] | 0
3245-SW-Lighting-Primary Lighting SDG&E_COMPLIANCE | [15 empty] | 0 |  |  | #N/A | [26 empty] | 0% | 0% |  | 0 | 0 | 0 | 0 | 0 | 0 | 0 | 0 | 0 | 0 | 0 | [44 empty] | 0
3245-SW-Lighting-Primary Lighting SDG&E_COMPLIANCE | [15 empty] | 0 |  |  | #N/A | [26 empty] | 0% | 0% |  | 0 | 0 | 0 | 0 | 0 | 0 | 0 | 0 | 0 | 0 | 0 | [44 empty] | 0
3245-SW-Lighting-Primary Lighting SDG&E_COMPLIANCE | [15 empty] | 0 |  |  | #N/A | [26 empty] | 0% | 0% |  | 0 | 0 | 0 | 0 | 0 | 0 | 0 | 0 | 0 | 0 | 0 | [44 empty] | 0
3245-SW-Lighting-Primary Lighting SDG&E_COMPLIANCE | [15 empty] | 0 |  |  | #N/A | [26 empty] | 0% | 0% |  | 0 | 0 | 0 | 0 | 0 | 0 | 0 | 0 | 0 | 0 | 0 | [44 empty] | 0
3245-SW-Lighting-Primary Lighting SDG&E_COMPLIANCE | [15 empty] | 0 |  |  | #N/A | [26 empty] | 0% | 0% |  | 0 | 0 | 0 | 0 | 0 | 0 | 0 | 0 | 0 | 0 | 0 | [44 empty] | 0
3245-SW-Lighting-Primary Lighting SDG&E_COMPLIANCE | [15 empty] | 0 |  |  | #N/A | [26 empty] | 0% | 0% |  | 0 | 0 | 0 | 0 | 0 | 0 | 0 | 0 | 0 | 0 | 0 | [44 empty] | 0
3245-SW-Lighting-Primary Lighting SDG&E_COMPLIANCE | [15 empty] | 0 |  |  | #N/A | [26 empty] | 0% | 0% |  | 0 | 0 | 0 | 0 | 0 | 0 | 0 | 0 | 0 | 0 | 0 | [44 empty] | 0
3245-SW-Lighting-Primary Lighting SDG&E_COMPLIANCE | [15 empty] | 0 |  |  | #N/A | [26 empty] | 0% | 0% |  | 0 | 0 | 0 | 0 | 0 | 0 | 0 | 0 | 0 | 0 | 0 | [44 empty] | 0
3245-SW-Lighting-Primary Lighting SDG&E_COMPLIANCE | [15 empty] | 0 |  |  | #N/A | [26 empty] | 0% | 0% |  | 0 | 0 | 0 | 0 | 0 | 0 | 0 | 0 | 0 | 0 | 0 | [44 empty] | 0
3245-SW-Lighting-Primary Lighting SDG&E_COMPLIANCE | [15 empty] | 0 |  |  | #N/A | [26 empty] | 0% | 0% |  | 0 | 0 | 0 | 0 | 0 | 0 | 0 | 0 | 0 | 0 | 0 | [44 empty] | 0
3245-SW-Lighting-Primary Lighting SDG&E_COMPLIANCE | [15 empty] | 0 |  |  | #N/A | [26 empty] | 0% | 0% |  | 0 | 0 | 0 | 0 | 0 | 0 | 0 | 0 | 0 | 0 | 0 | [44 empty] | 0
3245-SW-Lighting-Primary Lighting SDG&E_COMPLIANCE | [15 empty] | 0 |  |  | #N/A | [26 empty] | 0% | 0% |  | 0 | 0 | 0 | 0 | 0 | 0 | 0 | 0 | 0 | 0 | 0 | [44 empty] | 0
3245-SW-Lighting-Primary Lighting SDG&E_COMPLIANCE | [15 empty] | 0 |  |  | #N/A | [26 empty] | 0% | 0% |  | 0 | 0 | 0 | 0 | 0 | 0 | 0 | 0 | 0 | 0 | 0 | [44 empty] | 0
3245-SW-Lighting-Primary Lighting SDG&E_COMPLIANCE | [15 empty] | 0 |  |  | #N/A | [26 empty] | 0% | 0% |  | 0 | 0 | 0 | 0 | 0 | 0 | 0 | 0 | 0 | 0 | 0 | [44 empty] | 0
3245-SW-Lighting-Primary Lighting SDG&E_COMPLIANCE | [15 empty] | 0 |  |  | #N/A | [26 empty] | 0% | 0% |  | 0 | 0 | 0 | 0 | 0 | 0 | 0 | 0 | 0 | 0 | 0 | [44 empty] | 0
3245-SW-Lighting-Primary Lighting SDG&E_COMPLIANCE | [15 empty] | 0 |  |  | #N/A | [26 empty] | 0% | 0% |  | 0 | 0 | 0 | 0 | 0 | 0 | 0 | 0 | 0 | 0 | 0 | [44 empty] | 0
3245-SW-Lighting-Primary Lighting SDG&E_COMPLIANCE | [15 empty] | 0 |  |  | #N/A | [26 empty] | 0% | 0% |  | 0 | 0 | 0 | 0 | 0 | 0 | 0 | 0 | 0 | 0 | 0 | [44 empty] | 0
3245-SW-Lighting-Primary Lighting SDG&E_COMPLIANCE | [15 empty] | 0 |  |  | #N/A | [26 empty] | 0% | 0% |  | 0 | 0 | 0 | 0 | 0 | 0 | 0 | 0 | 0 | 0 | 0 | [44 empty] | 0
3245-SW-Lighting-Primary Lighting SDG&E_COMPLIANCE | [15 empty] | 0 |  |  | #N/A | [26 empty] | 0% | 0% |  | 0 | 0 | 0 | 0 | 0 | 0 | 0 | 0 | 0 | 0 | 0 | [44 empty] | 0
3245-SW-Lighting-Primary Lighting SDG&E_COMPLIANCE | [15 empty] | 0 |  |  | #N/A | [26 empty] | 0% | 0% |  | 0 | 0 | 0 | 0 | 0 | 0 | 0 | 0 | 0 | 0 | 0 | [44 empty] | 0
3245-SW-Lighting-Primary Lighting SDG&E_COMPLIANCE | [15 empty] | 0 |  |  | #N/A | [26 empty] | 0% | 0% |  | 0 | 0 | 0 | 0 | 0 | 0 | 0 | 0 | 0 | 0 | 0 | [44 empty] | 0
3245-SW-Lighting-Primary Lighting SDG&E_COMPLIANCE | [15 empty] | 0 |  |  | #N/A | [26 empty] | 0% | 0% |  | 0 | 0 | 0 | 0 | 0 | 0 | 0 | 0 | 0 | 0 | 0 | [44 empty] | 0
3245-SW-Lighting-Primary Lighting SDG&E_COMPLIANCE | [15 empty] | 0 |  |  | #N/A | [26 empty] | 0% | 0% |  | 0 | 0 | 0 | 0 | 0 | 0 | 0 | 0 | 0 | 0 | 0 | [44 empty] | 0
3245-SW-Lighting-Primary Lighting SDG&E_COMPLIANCE | [15 empty] | 0 |  |  | #N/A | [26 empty] | 0% | 0% |  | 0 | 0 | 0 | 0 | 0 | 0 | 0 | 0 | 0 | 0 | 0 | [44 empty] | 0
3245-SW-Lighting-Primary Lighting SDG&E_COMPLIANCE | [15 empty] | 0 |  |  | #N/A | [26 empty] | 0% | 0% |  | 0 | 0 | 0 | 0 | 0 | 0 | 0 | 0 | 0 | 0 | 0 | [44 empty] | 0
3245-SW-Lighting-Primary Lighting SDG&E_COMPLIANCE | [15 empty] | 0 |  |  | #N/A | [26 empty] | 0% | 0% |  | 0 | 0 | 0 | 0 | 0 | 0 | 0 | 0 | 0 | 0 | 0 | [44 empty] | 0
3245-SW-Lighting-Primary Lighting SDG&E_COMPLIANCE | [15 empty] | 0 |  |  | #N/A | [26 empty] | 0% | 0% |  | 0 | 0 | 0 | 0 | 0 | 0 | 0 | 0 | 0 | 0 | 0 | [44 empty] | 0
3245-SW-Lighting-Primary Lighting SDG&E_COMPLIANCE | [15 empty] | 0 |  |  | #N/A | [26 empty] | 0% | 0% |  | 0 | 0 | 0 | 0 | 0 | 0 | 0 | 0 | 0 | 0 | 0 | [44 empty] | 0
3245-SW-Lighting-Primary Lighting SDG&E_COMPLIANCE | [15 empty] | 0 |  |  | #N/A | [26 empty] | 0% | 0% |  | 0 | 0 | 0 | 0 | 0 | 0 | 0 | 0 | 0 | 0 | 0 | [44 empty] | 0
3245-SW-Lighting-Primary Lighting SDG&E_COMPLIANCE | [15 empty] | 0 |  |  | #N/A | [26 empty] | 0% | 0% |  | 0 | 0 | 0 | 0 | 0 | 0 | 0 | 0 | 0 | 0 | 0 | [44 empty] | 0
3245-SW-Lighting-Primary Lighting SDG&E_COMPLIANCE | [15 empty] | 0 |  |  | #N/A | [26 empty] | 0% | 0% |  | 0 | 0 | 0 | 0 | 0 | 0 | 0 | 0 | 0 | 0 | 0 | [44 empty] | 0
3245-SW-Lighting-Primary Lighting SDG&E_COMPLIANCE | [15 empty] | 0 |  |  | #N/A | [26 empty] | 0% | 0% |  | 0 | 0 | 0 | 0 | 0 | 0 | 0 | 0 | 0 | 0 | 0 | [44 empty] | 0
3245-SW-Lighting-Primary Lighting SDG&E_COMPLIANCE | [15 empty] | 0 |  |  | #N/A | [26 empty] | 0% | 0% |  | 0 | 0 | 0 | 0 | 0 | 0 | 0 | 0 | 0 | 0 | 0 | [44 empty] | 0
3245-SW-Lighting-Primary Lighting SDG&E_COMPLIANCE | [15 empty] | 0 |  |  | #N/A | [26 empty] | 0% | 0% |  | 0 | 0 | 0 | 0 | 0 | 0 | 0 | 0 | 0 | 0 | 0 | [44 empty] | 0
3245-SW-Lighting-Primary Lighting SDG&E_COMPLIANCE | [15 empty] | 0 |  |  | #N/A | [26 empty] | 0% | 0% |  | 0 | 0 | 0 | 0 | 0 | 0 | 0 | 0 | 0 | 0 | 0 | [44 empty] | 0
3245-SW-Lighting-Primary Lighting SDG&E_COMPLIANCE | [15 empty] | 0 |  |  | #N/A | [26 empty] | 0% | 0% |  | 0 | 0 | 0 | 0 | 0 | 0 | 0 | 0 | 0 | 0 | 0 | [44 empty] | 0
3245-SW-Lighting-Primary Lighting SDG&E_COMPLIANCE | [15 empty] | 0 |  |  | #N/A | [26 empty] | 0% | 0% |  | 0 | 0 | 0 | 0 | 0 | 0 | 0 | 0 | 0 | 0 | 0 | [44 empty] | 0
3245-SW-Lighting-Primary Lighting SDG&E_COMPLIANCE | [15 empty] | 0 |  |  | #N/A | [26 empty] | 0% | 0% |  | 0 | 0 | 0 | 0 | 0 | 0 | 0 | 0 | 0 | 0 | 0 | [44 empty] | 0
3245-SW-Lighting-Primary Lighting SDG&E_COMPLIANCE | [15 empty] | 0 |  |  | #N/A | [26 empty] | 0% | 0% |  | 0 | 0 | 0 | 0 | 0 | 0 | 0 | 0 | 0 | 0 | 0 | [44 empty] | 0
3245-SW-Lighting-Primary Lighting SDG&E_COMPLIANCE | [15 empty] | 0 |  |  | #N/A | [26 empty] | 0% | 0% |  | 0 | 0 | 0 | 0 | 0 | 0 | 0 | 0 | 0 | 0 | 0 | [44 empty] | 0
3245-SW-Lighting-Primary Lighting SDG&E_COMPLIANCE | [15 empty] | 0 |  |  | #N/A | [26 empty] | 0% | 0% |  | 0 | 0 | 0 | 0 | 0 | 0 | 0 | 0 | 0 | 0 | 0 | [44 empty] | 0
3245-SW-Lighting-Primary Lighting SDG&E_COMPLIANCE | [15 empty] | 0 |  |  | #N/A | [26 empty] | 0% | 0% |  | 0 | 0 | 0 | 0 | 0 | 0 | 0 | 0 | 0 | 0 | 0 | [44 empty] | 0
3245-SW-Lighting-Primary Lighting SDG&E_COMPLIANCE | [15 empty] | 0 |  |  | #N/A | [26 empty] | 0% | 0% |  | 0 | 0 | 0 | 0 | 0 | 0 | 0 | 0 | 0 | 0 | 0 | [44 empty] | 0
3245-SW-Lighting-Primary Lighting SDG&E_COMPLIANCE | [15 empty] | 0 |  |  | #N/A | [26 empty] | 0% | 0% |  | 0 | 0 | 0 | 0 | 0 | 0 | 0 | 0 | 0 | 0 | 0 | [44 empty] | 0
3245-SW-Lighting-Primary Lighting SDG&E_COMPLIANCE | [15 empty] | 0 |  |  | #N/A | [26 empty] | 0% | 0% |  | 0 | 0 | 0 | 0 | 0 | 0 | 0 | 0 | 0 | 0 | 0 | [44 empty] | 0
3245-SW-Lighting-Primary Lighting SDG&E_COMPLIANCE | [15 empty] | 0 |  |  | #N/A | [26 empty] | 0% | 0% |  | 0 | 0 | 0 | 0 | 0 | 0 | 0 | 0 | 0 | 0 | 0 | [44 empty] | 0
3245-SW-Lighting-Primary Lighting SDG&E_COMPLIANCE | [15 empty] | 0 |  |  | #N/A | [26 empty] | 0% | 0% |  | 0 | 0 | 0 | 0 | 0 | 0 | 0 | 0 | 0 | 0 | 0 | [44 empty] | 0
3245-SW-Lighting-Primary Lighting SDG&E_COMPLIANCE | [15 empty] | 0 |  |  | #N/A | [26 empty] | 0% | 0% |  | 0 | 0 | 0 | 0 | 0 | 0 | 0 | 0 | 0 | 0 | 0 | [44 empty] | 0
3245-SW-Lighting-Primary Lighting SDG&E_COMPLIANCE | [15 empty] | 0 |  |  | #N/A | [26 empty] | 0% | 0% |  | 0 | 0 | 0 | 0 | 0 | 0 | 0 | 0 | 0 | 0 | 0 | [44 empty] | 0
3245-SW-Lighting-Primary Lighting SDG&E_COMPLIANCE | [15 empty] | 0 |  |  | #N/A | [26 empty] | 0% | 0% |  | 0 | 0 | 0 | 0 | 0 | 0 | 0 | 0 | 0 | 0 | 0 | [44 empty] | 0
3245-SW-Lighting-Primary Lighting SDG&E_COMPLIANCE | [15 empty] | 0 |  |  | #N/A | [26 empty] | 0% | 0% |  | 0 | 0 | 0 | 0 | 0 | 0 | 0 | 0 | 0 | 0 | 0 | [44 empty] | 0
3245-SW-Lighting-Primary Lighting SDG&E_COMPLIANCE | [15 empty] | 0 |  |  | #N/A | [26 empty] | 0% | 0% |  | 0 | 0 | 0 | 0 | 0 | 0 | 0 | 0 | 0 | 0 | 0 | [44 empty] | 0
3245-SW-Lighting-Primary Lighting SDG&E_COMPLIANCE | [15 empty] | 0 |  |  | #N/A | [26 empty] | 0% | 0% |  | 0 | 0 | 0 | 0 | 0 | 0 | 0 | 0 | 0 | 0 | 0 | [44 empty] | 0
3245-SW-Lighting-Primary Lighting SDG&E_COMPLIANCE | [15 empty] | 0 |  |  | #N/A | [26 empty] | 0% | 0% |  | 0 | 0 | 0 | 0 | 0 | 0 | 0 | 0 | 0 | 0 | 0 | [44 empty] | 0
3245-SW-Lighting-Primary Lighting SDG&E_COMPLIANCE | [15 empty] | 0 |  |  | #N/A | [26 empty] | 0% | 0% |  | 0 | 0 | 0 | 0 | 0 | 0 | 0 | 0 | 0 | 0 | 0 | [44 empty] | 0
3245-SW-Lighting-Primary Lighting SDG&E_COMPLIANCE | [15 empty] | 0 |  |  | #N/A | [26 empty] | 0% | 0% |  | 0 | 0 | 0 | 0 | 0 | 0 | 0 | 0 | 0 | 0 | 0 | [44 empty] | 0
3245-SW-Lighting-Primary Lighting SDG&E_COMPLIANCE | [15 empty] | 0 |  |  | #N/A | [26 empty] | 0% | 0% |  | 0 | 0 | 0 | 0 | 0 | 0 | 0 | 0 | 0 | 0 | 0 | [44 empty] | 0
3245-SW-Lighting-Primary Lighting SDG&E_COMPLIANCE | [15 empty] | 0 |  |  | #N/A | [26 empty] | 0% | 0% |  | 0 | 0 | 0 | 0 | 0 | 0 | 0 | 0 | 0 | 0 | 0 | [44 empty] | 0
3245-SW-Lighting-Primary Lighting SDG&E_COMPLIANCE | [15 empty] | 0 |  |  | #N/A | [26 empty] | 0% | 0% |  | 0 | 0 | 0 | 0 | 0 | 0 | 0 | 0 | 0 | 0 | 0 | [44 empty] | 0
3245-SW-Lighting-Primary Lighting SDG&E_COMPLIANCE | [15 empty] | 0 |  |  | #N/A | [26 empty] | 0% | 0% |  | 0 | 0 | 0 | 0 | 0 | 0 | 0 | 0 | 0 | 0 | 0 | [44 empty] | 0
3245-SW-Lighting-Primary Lighting SDG&E_COMPLIANCE | [15 empty] | 0 |  |  | #N/A | [26 empty] | 0% | 0% |  | 0 | 0 | 0 | 0 | 0 | 0 | 0 | 0 | 0 | 0 | 0 | [44 empty] | 0
3245-SW-Lighting-Primary Lighting SDG&E_COMPLIANCE | [15 empty] | 0 |  |  | #N/A | [26 empty] | 0% | 0% |  | 0 | 0 | 0 | 0 | 0 | 0 | 0 | 0 | 0 | 0 | 0 | [44 empty] | 0
3245-SW-Lighting-Primary Lighting SDG&E_COMPLIANCE | [15 empty] | 0 |  |  | #N/A | [26 empty] | 0% | 0% |  | 0 | 0 | 0 | 0 | 0 | 0 | 0 | 0 | 0 | 0 | 0 | [44 empty] | 0
3245-SW-Lighting-Primary Lighting SDG&E_COMPLIANCE | [15 empty] | 0 |  |  | #N/A | [26 empty] | 0% | 0% |  | 0 | 0 | 0 | 0 | 0 | 0 | 0 | 0 | 0 | 0 | 0 | [44 empty] | 0
3245-SW-Lighting-Primary Lighting SDG&E_COMPLIANCE | [15 empty] | 0 |  |  | #N/A | [26 empty] | 0% | 0% |  | 0 | 0 | 0 | 0 | 0 | 0 | 0 | 0 | 0 | 0 | 0 | [44 empty] | 0
3245-SW-Lighting-Primary Lighting SDG&E_COMPLIANCE | [15 empty] | 0 |  |  | #N/A | [26 empty] | 0% | 0% |  | 0 | 0 | 0 | 0 | 0 | 0 | 0 | 0 | 0 | 0 | 0 | [44 empty] | 0
3245-SW-Lighting-Primary Lighting SDG&E_COMPLIANCE | [15 empty] | 0 |  |  | #N/A | [26 empty] | 0% | 0% |  | 0 | 0 | 0 | 0 | 0 | 0 | 0 | 0 | 0 | 0 | 0 | [44 empty] | 0
3245-SW-Lighting-Primary Lighting SDG&E_COMPLIANCE | [15 empty] | 0 |  |  | #N/A | [26 empty] | 0% | 0% |  | 0 | 0 | 0 | 0 | 0 | 0 | 0 | 0 | 0 | 0 | 0 | [44 empty] | 0
3245-SW-Lighting-Primary Lighting SDG&E_COMPLIANCE | [15 empty] | 0 |  |  | #N/A | [26 empty] | 0% | 0% |  | 0 | 0 | 0 | 0 | 0 | 0 | 0 | 0 | 0 | 0 | 0 | [44 empty] | 0
3245-SW-Lighting-Primary Lighting SDG&E_COMPLIANCE | [15 empty] | 0 |  |  | #N/A | [26 empty] | 0% | 0% |  | 0 | 0 | 0 | 0 | 0 | 0 | 0 | 0 | 0 | 0 | 0 | [44 empty] | 0
3245-SW-Lighting-Primary Lighting SDG&E_COMPLIANCE | [15 empty] | 0 |  |  | #N/A | [26 empty] | 0% | 0% |  | 0 | 0 | 0 | 0 | 0 | 0 | 0 | 0 | 0 | 0 | 0 | [44 empty] | 0
3245-SW-Lighting-Primary Lighting SDG&E_COMPLIANCE | [15 empty] | 0 |  |  | #N/A | [26 empty] | 0% | 0% |  | 0 | 0 | 0 | 0 | 0 | 0 | 0 | 0 | 0 | 0 | 0 | [44 empty] | 0
3245-SW-Lighting-Primary Lighting SDG&E_COMPLIANCE | [15 empty] | 0 |  |  | #N/A | [26 empty] | 0% | 0% |  | 0 | 0 | 0 | 0 | 0 | 0 | 0 | 0 | 0 | 0 | 0 | [44 empty] | 0
3245-SW-Lighting-Primary Lighting SDG&E_COMPLIANCE | [15 empty] | 0 |  |  | #N/A | [26 empty] | 0% | 0% |  | 0 | 0 | 0 | 0 | 0 | 0 | 0 | 0 | 0 | 0 | 0 | [44 empty] | 0
3245-SW-Lighting-Primary Lighting SDG&E_COMPLIANCE | [15 empty] | 0 |  |  | #N/A | [26 empty] | 0% | 0% |  | 0 | 0 | 0 | 0 | 0 | 0 | 0 | 0 | 0 | 0 | 0 | [44 empty] | 0
3245-SW-Lighting-Primary Lighting SDG&E_COMPLIANCE | [15 empty] | 0 |  |  | #N/A | [26 empty] | 0% | 0% |  | 0 | 0 | 0 | 0 | 0 | 0 | 0 | 0 | 0 | 0 | 0 | [44 empty] | 0
3245-SW-Lighting-Primary Lighting SDG&E_COMPLIANCE | [15 empty] | 0 |  |  | #N/A | [26 empty] | 0% | 0% |  | 0 | 0 | 0 | 0 | 0 | 0 | 0 | 0 | 0 | 0 | 0 | [44 empty] | 0
3245-SW-Lighting-Primary Lighting SDG&E_COMPLIANCE | [15 empty] | 0 |  |  | #N/A | [26 empty] | 0% | 0% |  | 0 | 0 | 0 | 0 | 0 | 0 | 0 | 0 | 0 | 0 | 0 | [44 empty] | 0
3245-SW-Lighting-Primary Lighting SDG&E_COMPLIANCE | [15 empty] | 0 |  |  | #N/A | [26 empty] | 0% | 0% |  | 0 | 0 | 0 | 0 | 0 | 0 | 0 | 0 | 0 | 0 | 0 | [44 empty] | 0
3245-SW-Lighting-Primary Lighting SDG&E_COMPLIANCE | [15 empty] | 0 |  |  | #N/A | [26 empty] | 0% | 0% |  | 0 | 0 | 0 | 0 | 0 | 0 | 0 | 0 | 0 | 0 | 0 | [44 empty] | 0
3245-SW-Lighting-Primary Lighting SDG&E_COMPLIANCE | [15 empty] | 0 |  |  | #N/A | [26 empty] | 0% | 0% |  | 0 | 0 | 0 | 0 | 0 | 0 | 0 | 0 | 0 | 0 | 0 | [44 empty] | 0
3245-SW-Lighting-Primary Lighting SDG&E_COMPLIANCE | [15 empty] | 0 |  |  | #N/A | [26 empty] | 0% | 0% |  | 0 | 0 | 0 | 0 | 0 | 0 | 0 | 0 | 0 | 0 | 0 | [44 empty] | 0
3245-SW-Lighting-Primary Lighting SDG&E_COMPLIANCE | [15 empty] | 0 |  |  | #N/A | [26 empty] | 0% | 0% |  | 0 | 0 | 0 | 0 | 0 | 0 | 0 | 0 | 0 | 0 | 0 | [44 empty] | 0
3245-SW-Lighting-Primary Lighting SDG&E_COMPLIANCE | [15 empty] | 0 |  |  | #N/A | [26 empty] | 0% | 0% |  | 0 | 0 | 0 | 0 | 0 | 0 | 0 | 0 | 0 | 0 | 0 | [44 empty] | 0
3245-SW-Lighting-Primary Lighting SDG&E_COMPLIANCE | [15 empty] | 0 |  |  | #N/A | [26 empty] | 0% | 0% |  | 0 | 0 | 0 | 0 | 0 | 0 | 0 | 0 | 0 | 0 | 0 | [44 empty] | 0
3245-SW-Lighting-Primary Lighting SDG&E_COMPLIANCE | [15 empty] | 0 |  |  | #N/A | [26 empty] | 0% | 0% |  | 0 | 0 | 0 | 0 | 0 | 0 | 0 | 0 | 0 | 0 | 0 | [44 empty] | 0
3245-SW-Lighting-Primary Lighting SDG&E_COMPLIANCE | [15 empty] | 0 |  |  | #N/A | [26 empty] | 0% | 0% |  | 0 | 0 | 0 | 0 | 0 | 0 | 0 | 0 | 0 | 0 | 0 | [44 empty] | 0
3245-SW-Lighting-Primary Lighting SDG&E_COMPLIANCE | [15 empty] | 0 |  |  | #N/A | [26 empty] | 0% | 0% |  | 0 | 0 | 0 | 0 | 0 | 0 | 0 | 0 | 0 | 0 | 0 | [44 empty] | 0
3245-SW-Lighting-Primary Lighting SDG&E_COMPLIANCE | [15 empty] | 0 |  |  | #N/A | [26 empty] | 0% | 0% |  | 0 | 0 | 0 | 0 | 0 | 0 | 0 | 0 | 0 | 0 | 0 | [44 empty] | 0
3245-SW-Lighting-Primary Lighting SDG&E_COMPLIANCE | [15 empty] | 0 |  |  | #N/A | [26 empty] | 0% | 0% |  | 0 | 0 | 0 | 0 | 0 | 0 | 0 | 0 | 0 | 0 | 0 | [44 empty] | 0
3245-SW-Lighting-Primary Lighting SDG&E_COMPLIANCE | [15 empty] | 0 |  |  | #N/A | [26 empty] | 0% | 0% |  | 0 | 0 | 0 | 0 | 0 | 0 | 0 | 0 | 0 | 0 | 0 | [44 empty] | 0
3245-SW-Lighting-Primary Lighting SDG&E_COMPLIANCE | [15 empty] | 0 |  |  | #N/A | [26 empty] | 0% | 0% |  | 0 | 0 | 0 | 0 | 0 | 0 | 0 | 0 | 0 | 0 | 0 | [44 empty] | 0
3245-SW-Lighting-Primary Lighting SDG&E_COMPLIANCE | [15 empty] | 0 |  |  | #N/A | [26 empty] | 0% | 0% |  | 0 | 0 | 0 | 0 | 0 | 0 | 0 | 0 | 0 | 0 | 0 | [44 empty] | 0
3245-SW-Lighting-Primary Lighting SDG&E_COMPLIANCE | [15 empty] | 0 |  |  | #N/A | [26 empty] | 0% | 0% |  | 0 | 0 | 0 | 0 | 0 | 0 | 0 | 0 | 0 | 0 | 0 | [44 empty] | 0
3245-SW-Lighting-Primary Lighting SDG&E_COMPLIANCE | [15 empty] | 0 |  |  | #N/A | [26 empty] | 0% | 0% |  | 0 | 0 | 0 | 0 | 0 | 0 | 0 | 0 | 0 | 0 | 0 | [44 empty] | 0
3245-SW-Lighting-Primary Lighting SDG&E_COMPLIANCE | [15 empty] | 0 |  |  | #N/A | [26 empty] | 0% | 0% |  | 0 | 0 | 0 | 0 | 0 | 0 | 0 | 0 | 0 | 0 | 0 | [44 empty] | 0
3245-SW-Lighting-Primary Lighting SDG&E_COMPLIANCE | [15 empty] | 0 |  |  | #N/A | [26 empty] | 0% | 0% |  | 0 | 0 | 0 | 0 | 0 | 0 | 0 | 0 | 0 | 0 | 0 | [44 empty] | 0
3245-SW-Lighting-Primary Lighting SDG&E_COMPLIANCE | [15 empty] | 0 |  |  | #N/A | [26 empty] | 0% | 0% |  | 0 | 0 | 0 | 0 | 0 | 0 | 0 | 0 | 0 | 0 | 0 | [44 empty] | 0
3245-SW-Lighting-Primary Lighting SDG&E_COMPLIANCE | [15 empty] | 0 |  |  | #N/A | [26 empty] | 0% | 0% |  | 0 | 0 | 0 | 0 | 0 | 0 | 0 | 0 | 0 | 0 | 0 | [44 empty] | 0
3245-SW-Lighting-Primary Lighting SDG&E_COMPLIANCE | [15 empty] | 0 |  |  | #N/A | [26 empty] | 0% | 0% |  | 0 | 0 | 0 | 0 | 0 | 0 | 0 | 0 | 0 | 0 | 0 | [44 empty] | 0
3245-SW-Lighting-Primary Lighting SDG&E_COMPLIANCE | [15 empty] | 0 |  |  | #N/A | [26 empty] | 0% | 0% |  | 0 | 0 | 0 | 0 | 0 | 0 | 0 | 0 | 0 | 0 | 0 | [44 empty] | 0
3245-SW-Lighting-Primary Lighting SDG&E_COMPLIANCE | [15 empty] | 0 |  |  | #N/A | [26 empty] | 0% | 0% |  | 0 | 0 | 0 | 0 | 0 | 0 | 0 | 0 | 0 | 0 | 0 | [44 empty] | 0
3245-SW-Lighting-Primary Lighting SDG&E_COMPLIANCE | [15 empty] | 0 |  |  | #N/A | [26 empty] | 0% | 0% |  | 0 | 0 | 0 | 0 | 0 | 0 | 0 | 0 | 0 | 0 | 0 | [44 empty] | 0
3245-SW-Lighting-Primary Lighting SDG&E_COMPLIANCE | [15 empty] | 0 |  |  | #N/A | [26 empty] | 0% | 0% |  | 0 | 0 | 0 | 0 | 0 | 0 | 0 | 0 | 0 | 0 | 0 | [44 empty] | 0
3245-SW-Lighting-Primary Lighting SDG&E_COMPLIANCE | [15 empty] | 0 |  |  | #N/A | [26 empty] | 0% | 0% |  | 0 | 0 | 0 | 0 | 0 | 0 | 0 | 0 | 0 | 0 | 0 | [44 empty] | 0
3245-SW-Lighting-Primary Lighting SDG&E_COMPLIANCE | [15 empty] | 0 |  |  | #N/A | [26 empty] | 0% | 0% |  | 0 | 0 | 0 | 0 | 0 | 0 | 0 | 0 | 0 | 0 | 0 | [44 empty] | 0
3245-SW-Lighting-Primary Lighting SDG&E_COMPLIANCE | [15 empty] | 0 |  |  | #N/A | [26 empty] | 0% | 0% |  | 0 | 0 | 0 | 0 | 0 | 0 | 0 | 0 | 0 | 0 | 0 | [44 empty] | 0
3245-SW-Lighting-Primary Lighting SDG&E_COMPLIANCE | [15 empty] | 0 |  |  | #N/A | [26 empty] | 0% | 0% |  | 0 | 0 | 0 | 0 | 0 | 0 | 0 | 0 | 0 | 0 | 0 | [44 empty] | 0
3245-SW-Lighting-Primary Lighting SDG&E_COMPLIANCE | [15 empty] | 0 |  |  | #N/A | [26 empty] | 0% | 0% |  | 0 | 0 | 0 | 0 | 0 | 0 | 0 | 0 | 0 | 0 | 0 | [44 empty] | 0
3245-SW-Lighting-Primary Lighting SDG&E_COMPLIANCE | [15 empty] | 0 |  |  | #N/A | [26 empty] | 0% | 0% |  | 0 | 0 | 0 | 0 | 0 | 0 | 0 | 0 | 0 | 0 | 0 | [44 empty] | 0
3245-SW-Lighting-Primary Lighting SDG&E_COMPLIANCE | [15 empty] | 0 |  |  | #N/A | [26 empty] | 0% | 0% |  | 0 | 0 | 0 | 0 | 0 | 0 | 0 | 0 | 0 | 0 | 0 | [44 empty] | 0
3245-SW-Lighting-Primary Lighting SDG&E_COMPLIANCE | [15 empty] | 0 |  |  | #N/A | [26 empty] | 0% | 0% |  | 0 | 0 | 0 | 0 | 0 | 0 | 0 | 0 | 0 | 0 | 0 | [44 empty] | 0
3245-SW-Lighting-Primary Lighting SDG&E_COMPLIANCE | [15 empty] | 0 |  |  | #N/A | [26 empty] | 0% | 0% |  | 0 | 0 | 0 | 0 | 0 | 0 | 0 | 0 | 0 | 0 | 0 | [44 empty] | 0
3245-SW-Lighting-Primary Lighting SDG&E_COMPLIANCE | [15 empty] | 0 |  |  | #N/A | [26 empty] | 0% | 0% |  | 0 | 0 | 0 | 0 | 0 | 0 | 0 | 0 | 0 | 0 | 0 | [44 empty] | 0
3245-SW-Lighting-Primary Lighting SDG&E_COMPLIANCE | [15 empty] | 0 |  |  | #N/A | [26 empty] | 0% | 0% |  | 0 | 0 | 0 | 0 | 0 | 0 | 0 | 0 | 0 | 0 | 0 | [44 empty] | 0
3245-SW-Lighting-Primary Lighting SDG&E_COMPLIANCE | [15 empty] | 0 |  |  | #N/A | [26 empty] | 0% | 0% |  | 0 | 0 | 0 | 0 | 0 | 0 | 0 | 0 | 0 | 0 | 0 | [44 empty] | 0
3245-SW-Lighting-Primary Lighting SDG&E_COMPLIANCE | [15 empty] | 0 |  |  | #N/A | [26 empty] | 0% | 0% |  | 0 | 0 | 0 | 0 | 0 | 0 | 0 | 0 | 0 | 0 | 0 | [44 empty] | 0
3245-SW-Lighting-Primary Lighting SDG&E_COMPLIANCE | [15 empty] | 0 |  |  | #N/A | [26 empty] | 0% | 0% |  | 0 | 0 | 0 | 0 | 0 | 0 | 0 | 0 | 0 | 0 | 0 | [44 empty] | 0
3245-SW-Lighting-Primary Lighting SDG&E_COMPLIANCE | [15 empty] | 0 |  |  | #N/A | [26 empty] | 0% | 0% |  | 0 | 0 | 0 | 0 | 0 | 0 | 0 | 0 | 0 | 0 | 0 | [44 empty] | 0
3245-SW-Lighting-Primary Lighting SDG&E_COMPLIANCE | [15 empty] | 0 |  |  | #N/A | [26 empty] | 0% | 0% |  | 0 | 0 | 0 | 0 | 0 | 0 | 0 | 0 | 0 | 0 | 0 | [44 empty] | 0
3245-SW-Lighting-Primary Lighting SDG&E_COMPLIANCE | [15 empty] | 0 |  |  | #N/A | [26 empty] | 0% | 0% |  | 0 | 0 | 0 | 0 | 0 | 0 | 0 | 0 | 0 | 0 | 0 | [44 empty] | 0
3245-SW-Lighting-Primary Lighting SDG&E_COMPLIANCE | [15 empty] | 0 |  |  | #N/A | [26 empty] | 0% | 0% |  | 0 | 0 | 0 | 0 | 0 | 0 | 0 | 0 | 0 | 0 | 0 | [44 empty] | 0
3245-SW-Lighting-Primary Lighting SDG&E_COMPLIANCE | [15 empty] | 0 |  |  | #N/A | [26 empty] | 0% | 0% |  | 0 | 0 | 0 | 0 | 0 | 0 | 0 | 0 | 0 | 0 | 0 | [44 empty] | 0
3245-SW-Lighting-Primary Lighting SDG&E_COMPLIANCE | [15 empty] | 0 |  |  | #N/A | [26 empty] | 0% | 0% |  | 0 | 0 | 0 | 0 | 0 | 0 | 0 | 0 | 0 | 0 | 0 | [44 empty] | 0
3245-SW-Lighting-Primary Lighting SDG&E_COMPLIANCE | [15 empty] | 0 |  |  | #N/A | [26 empty] | 0% | 0% |  | 0 | 0 | 0 | 0 | 0 | 0 | 0 | 0 | 0 | 0 | 0 | [44 empty] | 0
3245-SW-Lighting-Primary Lighting SDG&E_COMPLIANCE | [15 empty] | 0 |  |  | #N/A | [26 empty] | 0% | 0% |  | 0 | 0 | 0 | 0 | 0 | 0 | 0 | 0 | 0 | 0 | 0 | [44 empty] | 0
3245-SW-Lighting-Primary Lighting SDG&E_COMPLIANCE | [15 empty] | 0 |  |  | #N/A | [26 empty] | 0% | 0% |  | 0 | 0 | 0 | 0 | 0 | 0 | 0 | 0 | 0 | 0 | 0 | [44 empty] | 0
3245-SW-Lighting-Primary Lighting SDG&E_COMPLIANCE | [15 empty] | 0 |  |  | #N/A | [26 empty] | 0% | 0% |  | 0 | 0 | 0 | 0 | 0 | 0 | 0 | 0 | 0 | 0 | 0 | [44 empty] | 0
3245-SW-Lighting-Primary Lighting SDG&E_COMPLIANCE | [15 empty] | 0 |  |  | #N/A | [26 empty] | 0% | 0% |  | 0 | 0 | 0 | 0 | 0 | 0 | 0 | 0 | 0 | 0 | 0 | [44 empty] | 0
3245-SW-Lighting-Primary Lighting SDG&E_COMPLIANCE | [15 empty] | 0 |  |  | #N/A | [26 empty] | 0% | 0% |  | 0 | 0 | 0 | 0 | 0 | 0 | 0 | 0 | 0 | 0 | 0 | [44 empty] | 0
3245-SW-Lighting-Primary Lighting SDG&E_COMPLIANCE | [15 empty] | 0 |  |  | #N/A | [26 empty] | 0% | 0% |  | 0 | 0 | 0 | 0 | 0 | 0 | 0 | 0 | 0 | 0 | 0 | [44 empty] | 0
3245-SW-Lighting-Primary Lighting SDG&E_COMPLIANCE | [15 empty] | 0 |  |  | #N/A | [26 empty] | 0% | 0% |  | 0 | 0 | 0 | 0 | 0 | 0 | 0 | 0 | 0 | 0 | 0 | [44 empty] | 0
3245-SW-Lighting-Primary Lighting SDG&E_COMPLIANCE | [15 empty] | 0 |  |  | #N/A | [26 empty] | 0% | 0% |  | 0 | 0 | 0 | 0 | 0 | 0 | 0 | 0 | 0 | 0 | 0 | [44 empty] | 0
3245-SW-Lighting-Primary Lighting SDG&E_COMPLIANCE | [15 empty] | 0 |  |  | #N/A | [26 empty] | 0% | 0% |  | 0 | 0 | 0 | 0 | 0 | 0 | 0 | 0 | 0 | 0 | 0 | [44 empty] | 0
3245-SW-Lighting-Primary Lighting SDG&E_COMPLIANCE | [15 empty] | 0 |  |  | #N/A | [26 empty] | 0% | 0% |  | 0 | 0 | 0 | 0 | 0 | 0 | 0 | 0 | 0 | 0 | 0 | [44 empty] | 0
3245-SW-Lighting-Primary Lighting SDG&E_COMPLIANCE | [15 empty] | 0 |  |  | #N/A | [26 empty] | 0% | 0% |  | 0 | 0 | 0 | 0 | 0 | 0 | 0 | 0 | 0 | 0 | 0 | [44 empty] | 0
3245-SW-Lighting-Primary Lighting SDG&E_COMPLIANCE | [15 empty] | 0 |  |  | #N/A | [26 empty] | 0% | 0% |  | 0 | 0 | 0 | 0 | 0 | 0 | 0 | 0 | 0 | 0 | 0 | [44 empty] | 0
3245-SW-Lighting-Primary Lighting SDG&E_COMPLIANCE | [15 empty] | 0 |  |  | #N/A | [26 empty] | 0% | 0% |  | 0 | 0 | 0 | 0 | 0 | 0 | 0 | 0 | 0 | 0 | 0 | [44 empty] | 0
3245-SW-Lighting-Primary Lighting SDG&E_COMPLIANCE | [15 empty] | 0 |  |  | #N/A | [26 empty] | 0% | 0% |  | 0 | 0 | 0 | 0 | 0 | 0 | 0 | 0 | 0 | 0 | 0 | [44 empty] | 0
3245-SW-Lighting-Primary Lighting SDG&E_COMPLIANCE | [15 empty] | 0 |  |  | #N/A | [26 empty] | 0% | 0% |  | 0 | 0 | 0 | 0 | 0 | 0 | 0 | 0 | 0 | 0 | 0 | [44 empty] | 0
3245-SW-Lighting-Primary Lighting SDG&E_COMPLIANCE | [15 empty] | 0 |  |  | #N/A | [26 empty] | 0% | 0% |  | 0 | 0 | 0 | 0 | 0 | 0 | 0 | 0 | 0 | 0 | 0 | [44 empty] | 0
3245-SW-Lighting-Primary Lighting SDG&E_COMPLIANCE | [15 empty] | 0 |  |  | #N/A | [26 empty] | 0% | 0% |  | 0 | 0 | 0 | 0 | 0 | 0 | 0 | 0 | 0 | 0 | 0 | [44 empty] | 0
3245-SW-Lighting-Primary Lighting SDG&E_COMPLIANCE | [15 empty] | 0 |  |  | #N/A | [26 empty] | 0% | 0% |  | 0 | 0 | 0 | 0 | 0 | 0 | 0 | 0 | 0 | 0 | 0 | [44 empty] | 0
3245-SW-Lighting-Primary Lighting SDG&E_COMPLIANCE | [15 empty] | 0 |  |  | #N/A | [26 empty] | 0% | 0% |  | 0 | 0 | 0 | 0 | 0 | 0 | 0 | 0 | 0 | 0 | 0 | [44 empty] | 0
3245-SW-Lighting-Primary Lighting SDG&E_COMPLIANCE | [15 empty] | 0 |  |  | #N/A | [26 empty] | 0% | 0% |  | 0 | 0 | 0 | 0 | 0 | 0 | 0 | 0 | 0 | 0 | 0 | [44 empty] | 0
3245-SW-Lighting-Primary Lighting SDG&E_COMPLIANCE | [15 empty] | 0 |  |  | #N/A | [26 empty] | 0% | 0% |  | 0 | 0 | 0 | 0 | 0 | 0 | 0 | 0 | 0 | 0 | 0 | [44 empty] | 0
3245-SW-Lighting-Primary Lighting SDG&E_COMPLIANCE | [15 empty] | 0 |  |  | #N/A | [26 empty] | 0% | 0% |  | 0 | 0 | 0 | 0 | 0 | 0 | 0 | 0 | 0 | 0 | 0 | [44 empty] | 0
3245-SW-Lighting-Primary Lighting SDG&E_COMPLIANCE | [15 empty] | 0 |  |  | #N/A | [26 empty] | 0% | 0% |  | 0 | 0 | 0 | 0 | 0 | 0 | 0 | 0 | 0 | 0 | 0 | [44 empty] | 0
3245-SW-Lighting-Primary Lighting SDG&E_COMPLIANCE | [15 empty] | 0 |  |  | #N/A | [26 empty] | 0% | 0% |  | 0 | 0 | 0 | 0 | 0 | 0 | 0 | 0 | 0 | 0 | 0 | [44 empty] | 0
3245-SW-Lighting-Primary Lighting SDG&E_COMPLIANCE | [15 empty] | 0 |  |  | #N/A | [26 empty] | 0% | 0% |  | 0 | 0 | 0 | 0 | 0 | 0 | 0 | 0 | 0 | 0 | 0 | [44 empty] | 0
3245-SW-Lighting-Primary Lighting SDG&E_COMPLIANCE | [15 empty] | 0 |  |  | #N/A | [26 empty] | 0% | 0% |  | 0 | 0 | 0 | 0 | 0 | 0 | 0 | 0 | 0 | 0 | 0 | [44 empty] | 0
3245-SW-Lighting-Primary Lighting SDG&E_COMPLIANCE | [15 empty] | 0 |  |  | #N/A | [26 empty] | 0% | 0% |  | 0 | 0 | 0 | 0 | 0 | 0 | 0 | 0 | 0 | 0 | 0 | [44 empty] | 0
3245-SW-Lighting-Primary Lighting SDG&E_COMPLIANCE | [15 empty] | 0 |  |  | #N/A | [26 empty] | 0% | 0% |  | 0 | 0 | 0 | 0 | 0 | 0 | 0 | 0 | 0 | 0 | 0 | [44 empty] | 0
3245-SW-Lighting-Primary Lighting SDG&E_COMPLIANCE | [15 empty] | 0 |  |  | #N/A | [26 empty] | 0% | 0% |  | 0 | 0 | 0 | 0 | 0 | 0 | 0 | 0 | 0 | 0 | 0 | [44 empty] | 0
3245-SW-Lighting-Primary Lighting SDG&E_COMPLIANCE | [15 empty] | 0 |  |  | #N/A | [26 empty] | 0% | 0% |  | 0 | 0 | 0 | 0 | 0 | 0 | 0 | 0 | 0 | 0 | 0 | [44 empty] | 0
3245-SW-Lighting-Primary Lighting SDG&E_COMPLIANCE | [15 empty] | 0 |  |  | #N/A | [26 empty] | 0% | 0% |  | 0 | 0 | 0 | 0 | 0 | 0 | 0 | 0 | 0 | 0 | 0 | [44 empty] | 0
3245-SW-Lighting-Primary Lighting SDG&E_COMPLIANCE | [15 empty] | 0 |  |  | #N/A | [26 empty] | 0% | 0% |  | 0 | 0 | 0 | 0 | 0 | 0 | 0 | 0 | 0 | 0 | 0 | [44 empty] | 0
3245-SW-Lighting-Primary Lighting SDG&E_COMPLIANCE | [15 empty] | 0 |  |  | #N/A | [26 empty] | 0% | 0% |  | 0 | 0 | 0 | 0 | 0 | 0 | 0 | 0 | 0 | 0 | 0 | [44 empty] | 0
3245-SW-Lighting-Primary Lighting SDG&E_COMPLIANCE | [15 empty] | 0 |  |  | #N/A | [26 empty] | 0% | 0% |  | 0 | 0 | 0 | 0 | 0 | 0 | 0 | 0 | 0 | 0 | 0 | [44 empty] | 0
3245-SW-Lighting-Primary Lighting SDG&E_COMPLIANCE | [15 empty] | 0 |  |  | #N/A | [26 empty] | 0% | 0% |  | 0 | 0 | 0 | 0 | 0 | 0 | 0 | 0 | 0 | 0 | 0 | [44 empty] | 0
3245-SW-Lighting-Primary Lighting SDG&E_COMPLIANCE | [15 empty] | 0 |  |  | #N/A | [26 empty] | 0% | 0% |  | 0 | 0 | 0 | 0 | 0 | 0 | 0 | 0 | 0 | 0 | 0 | [44 empty] | 0
3245-SW-Lighting-Primary Lighting SDG&E_COMPLIANCE | [15 empty] | 0 |  |  | #N/A | [26 empty] | 0% | 0% |  | 0 | 0 | 0 | 0 | 0 | 0 | 0 | 0 | 0 | 0 | 0 | [44 empty] | 0
3245-SW-Lighting-Primary Lighting SDG&E_COMPLIANCE | [15 empty] | 0 |  |  | #N/A | [26 empty] | 0% | 0% |  | 0 | 0 | 0 | 0 | 0 | 0 | 0 | 0 | 0 | 0 | 0 | [44 empty] | 0
3245-SW-Lighting-Primary Lighting SDG&E_COMPLIANCE | [15 empty] | 0 |  |  | #N/A | [26 empty] | 0% | 0% |  | 0 | 0 | 0 | 0 | 0 | 0 | 0 | 0 | 0 | 0 | 0 | [44 empty] | 0
3245-SW-Lighting-Primary Lighting SDG&E_COMPLIANCE | [15 empty] | 0 |  |  | #N/A | [26 empty] | 0% | 0% |  | 0 | 0 | 0 | 0 | 0 | 0 | 0 | 0 | 0 | 0 | 0 | [44 empty] | 0
3245-SW-Lighting-Primary Lighting SDG&E_COMPLIANCE | [15 empty] | 0 |  |  | #N/A | [26 empty] | 0% | 0% |  | 0 | 0 | 0 | 0 | 0 | 0 | 0 | 0 | 0 | 0 | 0 | [44 empty] | 0
3245-SW-Lighting-Primary Lighting SDG&E_COMPLIANCE | [15 empty] | 0 |  |  | #N/A | [26 empty] | 0% | 0% |  | 0 | 0 | 0 | 0 | 0 | 0 | 0 | 0 | 0 | 0 | 0 | [44 empty] | 0
3245-SW-Lighting-Primary Lighting SDG&E_COMPLIANCE | [15 empty] | 0 |  |  | #N/A | [26 empty] | 0% | 0% |  | 0 | 0 | 0 | 0 | 0 | 0 | 0 | 0 | 0 | 0 | 0 | [44 empty] | 0
3245-SW-Lighting-Primary Lighting SDG&E_COMPLIANCE | [15 empty] | 0 |  |  | #N/A | [26 empty] | 0% | 0% |  | 0 | 0 | 0 | 0 | 0 | 0 | 0 | 0 | 0 | 0 | 0 | [44 empty] | 0
3245-SW-Lighting-Primary Lighting SDG&E_COMPLIANCE | [15 empty] | 0 |  |  | #N/A | [26 empty] | 0% | 0% |  | 0 | 0 | 0 | 0 | 0 | 0 | 0 | 0 | 0 | 0 | 0 | [44 empty] | 0
3245-SW-Lighting-Primary Lighting SDG&E_COMPLIANCE | [15 empty] | 0 |  |  | #N/A | [26 empty] | 0% | 0% |  | 0 | 0 | 0 | 0 | 0 | 0 | 0 | 0 | 0 | 0 | 0 | [44 empty] | 0
3245-SW-Lighting-Primary Lighting SDG&E_COMPLIANCE | [15 empty] | 0 |  |  | #N/A | [26 empty] | 0% | 0% |  | 0 | 0 | 0 | 0 | 0 | 0 | 0 | 0 | 0 | 0 | 0 | [44 empty] | 0
3245-SW-Lighting-Primary Lighting SDG&E_COMPLIANCE | [15 empty] | 0 |  |  | #N/A | [26 empty] | 0% | 0% |  | 0 | 0 | 0 | 0 | 0 | 0 | 0 | 0 | 0 | 0 | 0 | [44 empty] | 0
3245-SW-Lighting-Primary Lighting SDG&E_COMPLIANCE | [15 empty] | 0 |  |  | #N/A | [26 empty] | 0% | 0% |  | 0 | 0 | 0 | 0 | 0 | 0 | 0 | 0 | 0 | 0 | 0 | [44 empty] | 0
3245-SW-Lighting-Primary Lighting SDG&E_COMPLIANCE | [15 empty] | 0 |  |  | #N/A | [26 empty] | 0% | 0% |  | 0 | 0 | 0 | 0 | 0 | 0 | 0 | 0 | 0 | 0 | 0 | [44 empty] | 0
3245-SW-Lighting-Primary Lighting SDG&E_COMPLIANCE | [15 empty] | 0 |  |  | #N/A | [26 empty] | 0% | 0% |  | 0 | 0 | 0 | 0 | 0 | 0 | 0 | 0 | 0 | 0 | 0 | [44 empty] | 0
3245-SW-Lighting-Primary Lighting SDG&E_COMPLIANCE | [15 empty] | 0 |  |  | #N/A | [26 empty] | 0% | 0% |  | 0 | 0 | 0 | 0 | 0 | 0 | 0 | 0 | 0 | 0 | 0 | [44 empty] | 0
3245-SW-Lighting-Primary Lighting SDG&E_COMPLIANCE | [15 empty] | 0 |  |  | #N/A | [26 empty] | 0% | 0% |  | 0 | 0 | 0 | 0 | 0 | 0 | 0 | 0 | 0 | 0 | 0 | [44 empty] | 0
3245-SW-Lighting-Primary Lighting SDG&E_COMPLIANCE | [15 empty] | 0 |  |  | #N/A | [26 empty] | 0% | 0% |  | 0 | 0 | 0 | 0 | 0 | 0 | 0 | 0 | 0 | 0 | 0 | [44 empty] | 0
3245-SW-Lighting-Primary Lighting SDG&E_COMPLIANCE | [15 empty] | 0 |  |  | #N/A | [26 empty] | 0% | 0% |  | 0 | 0 | 0 | 0 | 0 | 0 | 0 | 0 | 0 | 0 | 0 | [44 empty] | 0
3245-SW-Lighting-Primary Lighting SDG&E_COMPLIANCE | [15 empty] | 0 |  |  | #N/A | [26 empty] | 0% | 0% |  | 0 | 0 | 0 | 0 | 0 | 0 | 0 | 0 | 0 | 0 | 0 | [44 empty] | 0
3245-SW-Lighting-Primary Lighting SDG&E_COMPLIANCE | [15 empty] | 0 |  |  | #N/A | [26 empty] | 0% | 0% |  | 0 | 0 | 0 | 0 | 0 | 0 | 0 | 0 | 0 | 0 | 0 | [44 empty] | 0
3245-SW-Lighting-Primary Lighting SDG&E_COMPLIANCE | [15 empty] | 0 |  |  | #N/A | [26 empty] | 0% | 0% |  | 0 | 0 | 0 | 0 | 0 | 0 | 0 | 0 | 0 | 0 | 0 | [44 empty] | 0
3245-SW-Lighting-Primary Lighting SDG&E_COMPLIANCE | [15 empty] | 0 |  |  | #N/A | [26 empty] | 0% | 0% |  | 0 | 0 | 0 | 0 | 0 | 0 | 0 | 0 | 0 | 0 | 0 | [44 empty] | 0
3245-SW-Lighting-Primary Lighting SDG&E_COMPLIANCE | [15 empty] | 0 |  |  | #N/A | [26 empty] | 0% | 0% |  | 0 | 0 | 0 | 0 | 0 | 0 | 0 | 0 | 0 | 0 | 0 | [44 empty] | 0
3245-SW-Lighting-Primary Lighting SDG&E_COMPLIANCE | [15 empty] | 0 |  |  | #N/A | [26 empty] | 0% | 0% |  | 0 | 0 | 0 | 0 | 0 | 0 | 0 | 0 | 0 | 0 | 0 | [44 empty] | 0
3245-SW-Lighting-Primary Lighting SDG&E_COMPLIANCE | [15 empty] | 0 |  |  | #N/A | [26 empty] | 0% | 0% |  | 0 | 0 | 0 | 0 | 0 | 0 | 0 | 0 | 0 | 0 | 0 | [44 empty] | 0
3245-SW-Lighting-Primary Lighting SDG&E_COMPLIANCE | [15 empty] | 0 |  |  | #N/A | [26 empty] | 0% | 0% |  | 0 | 0 | 0 | 0 | 0 | 0 | 0 | 0 | 0 | 0 | 0 | [44 empty] | 0
3245-SW-Lighting-Primary Lighting SDG&E_COMPLIANCE | [15 empty] | 0 |  |  | #N/A | [26 empty] | 0% | 0% |  | 0 | 0 | 0 | 0 | 0 | 0 | 0 | 0 | 0 | 0 | 0 | [44 empty] | 0
3245-SW-Lighting-Primary Lighting SDG&E_COMPLIANCE | [15 empty] | 0 |  |  | #N/A | [26 empty] | 0% | 0% |  | 0 | 0 | 0 | 0 | 0 | 0 | 0 | 0 | 0 | 0 | 0 | [44 empty] | 0
3245-SW-Lighting-Primary Lighting SDG&E_COMPLIANCE | [15 empty] | 0 |  |  | #N/A | [26 empty] | 0% | 0% |  | 0 | 0 | 0 | 0 | 0 | 0 | 0 | 0 | 0 | 0 | 0 | [44 empty] | 0
3245-SW-Lighting-Primary Lighting SDG&E_COMPLIANCE | [15 empty] | 0 |  |  | #N/A | [26 empty] | 0% | 0% |  | 0 | 0 | 0 | 0 | 0 | 0 | 0 | 0 | 0 | 0 | 0 | [44 empty] | 0
3245-SW-Lighting-Primary Lighting SDG&E_COMPLIANCE | [15 empty] | 0 |  |  | #N/A | [26 empty] | 0% | 0% |  | 0 | 0 | 0 | 0 | 0 | 0 | 0 | 0 | 0 | 0 | 0 | [44 empty] | 0
3245-SW-Lighting-Primary Lighting SDG&E_COMPLIANCE | [15 empty] | 0 |  |  | #N/A | [26 empty] | 0% | 0% |  | 0 | 0 | 0 | 0 | 0 | 0 | 0 | 0 | 0 | 0 | 0 | [44 empty] | 0
3245-SW-Lighting-Primary Lighting SDG&E_COMPLIANCE | [15 empty] | 0 |  |  | #N/A | [26 empty] | 0% | 0% |  | 0 | 0 | 0 | 0 | 0 | 0 | 0 | 0 | 0 | 0 | 0 | [44 empty] | 0
3245-SW-Lighting-Primary Lighting SDG&E_COMPLIANCE | [15 empty] | 0 |  |  | #N/A | [26 empty] | 0% | 0% |  | 0 | 0 | 0 | 0 | 0 | 0 | 0 | 0 | 0 | 0 | 0 | [44 empty] | 0
3245-SW-Lighting-Primary Lighting SDG&E_COMPLIANCE | [15 empty] | 0 |  |  | #N/A | [26 empty] | 0% | 0% |  | 0 | 0 | 0 | 0 | 0 | 0 | 0 | 0 | 0 | 0 | 0 | [44 empty] | 0
3245-SW-Lighting-Primary Lighting SDG&E_COMPLIANCE | [15 empty] | 0 |  |  | #N/A | [26 empty] | 0% | 0% |  | 0 | 0 | 0 | 0 | 0 | 0 | 0 | 0 | 0 | 0 | 0 | [44 empty] | 0
3245-SW-Lighting-Primary Lighting SDG&E_COMPLIANCE | [15 empty] | 0 |  |  | #N/A | [26 empty] | 0% | 0% |  | 0 | 0 | 0 | 0 | 0 | 0 | 0 | 0 | 0 | 0 | 0 | [44 empty] | 0
3245-SW-Lighting-Primary Lighting SDG&E_COMPLIANCE | [15 empty] | 0 |  |  | #N/A | [26 empty] | 0% | 0% |  | 0 | 0 | 0 | 0 | 0 | 0 | 0 | 0 | 0 | 0 | 0 | [44 empty] | 0
3245-SW-Lighting-Primary Lighting SDG&E_COMPLIANCE | [15 empty] | 0 |  |  | #N/A | [26 empty] | 0% | 0% |  | 0 | 0 | 0 | 0 | 0 | 0 | 0 | 0 | 0 | 0 | 0 | [44 empty] | 0
3245-SW-Lighting-Primary Lighting SDG&E_COMPLIANCE | [15 empty] | 0 |  |  | #N/A | [26 empty] | 0% | 0% |  | 0 | 0 | 0 | 0 | 0 | 0 | 0 | 0 | 0 | 0 | 0 | [44 empty] | 0
3245-SW-Lighting-Primary Lighting SDG&E_COMPLIANCE | [15 empty] | 0 |  |  | #N/A | [26 empty] | 0% | 0% |  | 0 | 0 | 0 | 0 | 0 | 0 | 0 | 0 | 0 | 0 | 0 | [44 empty] | 0
3245-SW-Lighting-Primary Lighting SDG&E_COMPLIANCE | [15 empty] | 0 |  |  | #N/A | [26 empty] | 0% | 0% |  | 0 | 0 | 0 | 0 | 0 | 0 | 0 | 0 | 0 | 0 | 0 | [44 empty] | 0
3245-SW-Lighting-Primary Lighting SDG&E_COMPLIANCE | [15 empty] | 0 |  |  | #N/A | [26 empty] | 0% | 0% |  | 0 | 0 | 0 | 0 | 0 | 0 | 0 | 0 | 0 | 0 | 0 | [44 empty] | 0
3245-SW-Lighting-Primary Lighting SDG&E_COMPLIANCE | [15 empty] | 0 |  |  | #N/A | [26 empty] | 0% | 0% |  | 0 | 0 | 0 | 0 | 0 | 0 | 0 | 0 | 0 | 0 | 0 | [44 empty] | 0
Do NOT enter program data in this row or below. The Spreadsheet will not evaluate any such data. | bar: 2013 Qtr 1 to 2016 Qtr 4; 2018 Qtr 1 to 2018 Qtr 4; 2020 Qtr 1 to 2020 Qtr 4; 2022 Qtr 1 to 2022 Qtr 4
Lists of Dimensions and their Labels | bar: 2013 Qtr 2; 2015 Qtr 3; 2016 Qtr 1 to 2023 Qtr 4
|  |  | Climate Zones | Sectors | End Use Validation List |  | Measure Types for Measure Life | Measure Types for NTGR | Gas Sector | Gas Savings Profile | Combustor Type | bar: 2013 Qtr 2; 2015 Qtr 3; 2016 Qtr 2; 2018 Qtr 2; 2020 Qtr 2; 2022 Qtr 2
|  |  | 7 | RES | res:DEER:Indoor_CFL_Ltg |  | NONRESIDENTIAL MEASURES: |  | Residential | Summer Only | Large Boilers (>100 MMBtu/hr Heat Input):Uncontrolled | bar: 2013 Qtr 1 to 2013 Qtr 2; 2014 Qtr 4 to 2016 Qtr 2; 2017 Qtr 2; 2018 Qtr 1 to 2018 Qtr 2; 2019 Qtr 2; 2020 Qtr 1 to 2020 Qtr 2; 2021 Qtr 2; 2022 Qtr 1 to 2022 Qtr 2; 2023 Qtr 2 to 2023 Qtr 4
|  |  | 10 | NON_RES | res:DEER:Indoor_CFL_Ltg |  | **************************************************************** | NonRes-sAll-mCFL-dn | Commercial | Winter Only | Large Boilers (>100 MMBtu/hr Heat Input):Controlled Low NOx Burner | bar: 2013 Qtr 1 to 2013 Qtr 2; 2014 Qtr 4 to 2016 Qtr 2; 2017 Qtr 2; 2018 Qtr 1 to 2018 Qtr 2; 2019 Qtr 2; 2020 Qtr 1 to 2020 Qtr 2; 2021 Qtr 2; 2022 Qtr 1 to 2022 Qtr 2; 2023 Qtr 2 to 2023 Qtr 4
|  |  | 15 | Residential | res:DEER:Indoor_CFL_Ltg |  | Ballast – Dimmable: NR - 11 | NonRes-sAll-mCFL-ci | Core | Annual | Large Boilers (>100 MMBtu/hr Heat Input):Controlled – Flue Gas Recirculation | bar: 2013 Qtr 1 to 2013 Qtr 2; 2014 Qtr 4 to 2016 Qtr 2; 2017 Qtr 2; 2018 Qtr 1 to 2018 Qtr 2; 2019 Qtr 2; 2020 Qtr 1 to 2020 Qtr 2; 2021 Qtr 2; 2022 Qtr 1 to 2022 Qtr 2; 2023 Qtr 2 to 2023 Qtr 4
|  |  | 15 | Commercial | res:DEER:Indoor_CFL_Ltg |  | Ballast – Electronic: NR - 11 | NonRes-sAll-mCFL-dir |  |  | Small Boilers (<100 MMBtu/hr Heat Input):Uncontrolled | bar: 2013 Qtr 1 to 2013 Qtr 2; 2014 Qtr 4 to 2016 Qtr 2; 2017 Qtr 2; 2018 Qtr 1 to 2018 Qtr 2; 2019 Qtr 2; 2020 Qtr 1 to 2020 Qtr 2; 2021 Qtr 2; 2022 Qtr 1 to 2022 Qtr 2; 2023 Qtr 2 to 2023 Qtr 4
|  |  | System | Industrial | res:DEER:Indoor_CFL_Ltg |  | Fluorescent Fixture – T8: C/I/A - 11 | NonRes-sAll-mT5T8-dn |  |  | Small Boilers (<100 MMBtu/hr Heat Input):Controlled Low NOx Burner | bar: 2013 Qtr 1 to 2013 Qtr 2; 2014 Qtr 4 to 2016 Qtr 2; 2017 Qtr 2; 2018 Qtr 1 to 2018 Qtr 2; 2019 Qtr 2; 2020 Qtr 1 to 2020 Qtr 2; 2021 Qtr 2; 2022 Qtr 1 to 2022 Qtr 2; 2023 Qtr 2 to 2023 Qtr 4
|  |  |  | Agricultural | res:DEER:RefgFrzr_HighEff |  | Fixture: T8 Lamp & Electronic Ballast: C/I/A - 11 | NonRes-sAll-mT5T8-ci |  |  | Small Boilers (<100 MMBtu/hr Heat Input):Controlled – Flue Gas Recirculation | bar: 2013 Qtr 1 to 2013 Qtr 2; 2014 Qtr 4 to 2016 Qtr 2; 2017 Qtr 2; 2018 Qtr 1 to 2018 Qtr 2; 2019 Qtr 2; 2020 Qtr 1 to 2020 Qtr 2; 2021 Qtr 2; 2022 Qtr 1 to 2022 Qtr 2; 2023 Qtr 2 to 2023 Qtr 4
|  |  |  | Not Used | res:DEER:RefgFrzr_HighEff |  | T8 Fixtures – 17 Watt Lamp, 2ft or 32-watt Lamp, 4ft 11 | NonRes-sAll-mT8-dir |  |  | Residential Furnaces (<0.3):Uncontrolled | bar: 2013 Qtr 1 to 2013 Qtr 2; 2014 Qtr 4 to 2016 Qtr 2; 2017 Qtr 2; 2018 Qtr 1 to 2018 Qtr 2; 2019 Qtr 2; 2020 Qtr 1 to 2020 Qtr 2; 2021 Qtr 2; 2022 Qtr 1 to 2022 Qtr 2; 2023 Qtr 2 to 2023 Qtr 4
[5 empty] | res:DEER:RefgFrzr_HighEff |  | T8 Lamps: C/I/A - 5 | NonRes-sAll-mLtgCtrl | bar: 2013 Qtr 1 to 2013 Qtr 2; 2014 Qtr 4 to 2016 Qtr 2; 2017 Qtr 2; 2018 Qtr 1 to 2018 Qtr 2; 2019 Qtr 2; 2020 Qtr 1 to 2020 Qtr 2; 2021 Qtr 2; 2022 Qtr 1 to 2022 Qtr 2; 2023 Qtr 2 to 2023 Qtr 4
[5 empty] | res:DEER:RefgFrzr_HighEff |  | High Efficiency Lighting (HID): NR - 16 | NonRes-sAll-mLtgCtrl-htr | bar: 2013 Qtr 1 to 2013 Qtr 2; 2014 Qtr 4 to 2016 Qtr 2; 2017 Qtr 2; 2018 Qtr 1 to 2018 Qtr 2; 2019 Qtr 2; 2020 Qtr 1 to 2020 Qtr 2; 2021 Qtr 2; 2022 Qtr 1 to 2022 Qtr 2; 2023 Qtr 2 to 2023 Qtr 4
[5 empty] | res:DEER:RefgFrzr_HighEff |  | High Output T5 Fixture: NR - 16 |  | Electric Rate | Gas Rate | bar: 2013 Qtr 1 to 2013 Qtr 2; 2014 Qtr 4 to 2016 Qtr 2; 2017 Qtr 2; 2018 Qtr 1 to 2018 Qtr 2; 2019 Qtr 2; 2020 Qtr 1 to 2020 Qtr 2; 2021 Qtr 2; 2022 Qtr 1 to 2022 Qtr 2; 2023 Qtr 2 to 2023 Qtr 4
[5 empty] | res:DEER:RefgFrzr_Recyc-Conditioned |  | Indoor or Outdoor Lighting System Modification: NR - 13.5 | NonRes-sAll-mCFL | Residential | Residential | bar: 2013 Qtr 1 to 2013 Qtr 2; 2014 Qtr 4 to 2016 Qtr 2; 2017 Qtr 2; 2018 Qtr 1 to 2018 Qtr 2; 2019 Qtr 2; 2020 Qtr 1 to 2020 Qtr 2; 2021 Qtr 2; 2022 Qtr 1 to 2022 Qtr 2; 2023 Qtr 2 to 2023 Qtr 4
[5 empty] | res:DEER:RefgFrzr_Recyc-Conditioned |  | Lighting Controls: NR - 16 | Res-sAll-mCFL-up | Commercial | Not Used | bar: 2013 Qtr 1 to 2013 Qtr 2; 2014 Qtr 4 to 2016 Qtr 2; 2017 Qtr 2; 2018 Qtr 1 to 2018 Qtr 2; 2019 Qtr 2; 2020 Qtr 1 to 2020 Qtr 2; 2021 Qtr 2; 2022 Qtr 1 to 2022 Qtr 2; 2023 Qtr 2 to 2023 Qtr 4
[5 empty] | res:DEER:RefgFrzr_Recyc-Conditioned |  | Daylighting Controls; NR - 16 | NonRes-sAll-mHVAC-RCA | Not Used | Not Used | bar: 2013 Qtr 1 to 2013 Qtr 2; 2014 Qtr 4 to 2016 Qtr 2; 2017 Qtr 2; 2018 Qtr 1 to 2018 Qtr 2; 2019 Qtr 2; 2020 Qtr 1 to 2020 Qtr 2; 2021 Qtr 2; 2022 Qtr 1 to 2022 Qtr 2; 2023 Qtr 2 to 2023 Qtr 4
[5 empty] | res:DEER:RefgFrzr_Recyc-Conditioned |  | Lighting Power Density: NR - 11 | NonRes-sAll-mRCx-dn | Not Used | bar: 2013 Qtr 1 to 2013 Qtr 2; 2014 Qtr 4 to 2016 Qtr 2; 2017 Qtr 2; 2018 Qtr 1 to 2018 Qtr 2; 2019 Qtr 2; 2020 Qtr 1 to 2020 Qtr 2; 2021 Qtr 2; 2022 Qtr 1 to 2022 Qtr 2; 2023 Qtr 2 to 2023 Qtr 4
[5 empty] | res:DEER:RefgFrzr_Recyc-Conditioned |  | Exit Sign – CF Hardware Kit/LED/ Electro-Luminescent: NR - 16 | NonRes-sAll-mRCx-ci | Not Used | bar: 2013 Qtr 1 to 2013 Qtr 2; 2014 Qtr 4 to 2016 Qtr 2; 2017 Qtr 2; 2018 Qtr 1 to 2018 Qtr 2; 2019 Qtr 2; 2020 Qtr 1 to 2020 Qtr 2; 2021 Qtr 2; 2022 Qtr 1 to 2022 Qtr 2; 2023 Qtr 2 to 2023 Qtr 4
[5 empty] | res:DEER:RefgFrzr_Recyc-UnConditioned |  | Occupancy Sensor: NR - 8 | NonRes-sAll-mHVAC-Chiller | 0 | bar: 2013 Qtr 1 to 2013 Qtr 2; 2014 Qtr 4 to 2016 Qtr 2; 2017 Qtr 2; 2018 Qtr 1 to 2018 Qtr 2; 2019 Qtr 2; 2020 Qtr 1 to 2020 Qtr 2; 2021 Qtr 2; 2022 Qtr 1 to 2022 Qtr 2; 2023 Qtr 2 to 2023 Qtr 4
[5 empty] | res:DEER:RefgFrzr_Recyc-UnConditioned |  | Photocell: NR - 8 | NonRes-sAll-mHVAC-DX-up | bar: 2013 Qtr 1 to 2013 Qtr 2; 2014 Qtr 4 to 2016 Qtr 2; 2017 Qtr 2; 2018 Qtr 1 to 2018 Qtr 2; 2019 Qtr 2; 2020 Qtr 1 to 2020 Qtr 2; 2021 Qtr 2; 2022 Qtr 1 to 2022 Qtr 2; 2023 Qtr 2 to 2023 Qtr 4
[5 empty] | res:DEER:RefgFrzr_Recyc-UnConditioned |  | Time Clock – Lighting: NR - 8 | Res-sAll-mHVAC-RmAC-dn | bar: 2013 Qtr 2 to 2015 Qtr 2; 2016 Qtr 2 to 2017 Qtr 4; 2018 Qtr 2 to 2019 Qtr 4; 2020 Qtr 2 to 2021 Qtr 4; 2022 Qtr 2
[5 empty] | res:DEER:RefgFrzr_Recyc-UnConditioned |  | Induction Lamps: NR - 2 | Res-sAll-mDuctSeal | bar: 2013 Qtr 2 to 2015 Qtr 2; 2016 Qtr 2 to 2017 Qtr 4; 2018 Qtr 2 to 2019 Qtr 4; 2020 Qtr 2 to 2021 Qtr 4; 2022 Qtr 2
[5 empty] | res:DEER:RefgFrzr_Recyc-UnConditioned |  | Induction Fixture: NR - 16 | Res-sAll-mHVAC-RCA | bar: 2013 Qtr 2 to 2015 Qtr 2; 2016 Qtr 2 to 2017 Qtr 4; 2018 Qtr 2 to 2019 Qtr 4; 2020 Qtr 2 to 2021 Qtr 4; 2022 Qtr 2
[5 empty] | res:DEER:HVAC_Eff_AC |  | Delamp/reflectors: C/I - 11 | Res-sSF-mShellIns | bar: 2013 Qtr 2 to 2015 Qtr 2; 2016 Qtr 2 to 2017 Qtr 4; 2018 Qtr 2 to 2019 Qtr 4; 2020 Qtr 2 to 2021 Qtr 4; 2022 Qtr 2
[5 empty] | res:DEER:HVAC_Eff_AC |  | Optical Reflectors- new construction: Ind, NRNC - 12 | Res-sSF-mACgt14-dn | bar: 2013 Qtr 2 to 2015 Qtr 2; 2016 Qtr 2 to 2017 Qtr 4; 2018 Qtr 2 to 2019 Qtr 4; 2020 Qtr 2 to 2021 Qtr 4; 2022 Qtr 2
[5 empty] | res:DEER:HVAC_Eff_AC |  | Optical Reflectors- retrofit: NR - 10 | Res-sSF-mACgt16-dn | bar: 2013 Qtr 2 to 2015 Qtr 2; 2016 Qtr 2 to 2017 Qtr 4; 2018 Qtr 2 to 2019 Qtr 4; 2020 Qtr 2 to 2021 Qtr 4; 2022 Qtr 2
[5 empty] | res:DEER:HVAC_Eff_AC |  | HID fixture: Interior, >= 176 Watts lamp: Ind - 16 | Res-sSF-mHPes | bar: 2013 Qtr 2 to 2015 Qtr 2; 2016 Qtr 2 to 2017 Qtr 4; 2018 Qtr 2 to 2019 Qtr 4; 2020 Qtr 2 to 2021 Qtr 4; 2022 Qtr 2
[5 empty] | res:DEER:HVAC_Eff_AC |  | HID fixture: Interior, 251-400 Watt lamp: Com - 16 | NonRes-sAll-mPOC | bar: 2013 Qtr 2 to 2015 Qtr 2; 2016 Qtr 2 to 2017 Qtr 4; 2018 Qtr 2 to 2019 Qtr 4; 2020 Qtr 2 to 2021 Qtr 4; 2022 Qtr 2
[5 empty] | res:DEER:HVAC_Eff_HP |  | CFL Fixture: Pin based CFL fixture: Com - 12.0 | NonRes-sAll-mPipeIns | bar: 2013 Qtr 2 to 2015 Qtr 2; 2016 Qtr 2 to 2017 Qtr 4; 2018 Qtr 2 to 2019 Qtr 4; 2020 Qtr 2 to 2021 Qtr 4; 2022 Qtr 2
[5 empty] | res:DEER:HVAC_Eff_HP |  | Screw-in CFL: Education - Primary School: NR - 5.6 | NonRes-sAll-mStmTrp-dn | bar: 2013 Qtr 2 to 2015 Qtr 2; 2016 Qtr 2 to 2017 Qtr 4; 2018 Qtr 2 to 2019 Qtr 4; 2020 Qtr 2 to 2021 Qtr 4; 2022 Qtr 2
[5 empty] | res:DEER:HVAC_Eff_HP |  | Screw-in CFL: Education - Secondary School: NR - 3.5 | NonRes-sAll-mStmTrp-ci | bar: 2013 Qtr 2 to 2015 Qtr 2; 2016 Qtr 2 to 2017 Qtr 4; 2018 Qtr 2 to 2019 Qtr 4; 2020 Qtr 2 to 2021 Qtr 4; 2022 Qtr 2
[5 empty] | res:DEER:HVAC_Eff_HP |  | Screw-in CFL: Education - Community College: NR - 2.1 | NonRes-sAll-mCust | bar: 2013 Qtr 2 to 2015 Qtr 2; 2016 Qtr 2 to 2017 Qtr 4; 2018 Qtr 2 to 2019 Qtr 4; 2020 Qtr 2 to 2021 Qtr 4; 2022 Qtr 2
[5 empty] | res:DEER:HVAC_Eff_HP |  | Screw-in CFL: Education - University: NR - 2.6 | NonRes-sAll-mCustElec-bd | bar: 2013 Qtr 2 to 2015 Qtr 2; 2016 Qtr 2 to 2017 Qtr 4; 2018 Qtr 2 to 2019 Qtr 4; 2020 Qtr 2 to 2021 Qtr 4; 2022 Qtr 2
[5 empty] | res:DEER:HVAC_Duct_Sealing |  | Screw-in CFL: Grocery: NR - 1.4 | NonRes-sGHS-mHtCrtn-dn | bar: 2013 Qtr 2 to 2015 Qtr 2; 2016 Qtr 2 to 2017 Qtr 4; 2018 Qtr 2 to 2019 Qtr 4; 2020 Qtr 2 to 2021 Qtr 4; 2022 Qtr 2
[5 empty] | res:DEER:HVAC_Duct_Sealing |  | Screw-in CFL: Health/Medical - Hospital: NR - 0.9 | NonRes-sGHS-mHtCrtn-ci | bar: 2013 Qtr 2 to 2015 Qtr 2; 2016 Qtr 2 to 2017 Qtr 4; 2018 Qtr 2 to 2019 Qtr 4; 2020 Qtr 2 to 2021 Qtr 4; 2022 Qtr 2
[5 empty] | res:DEER:HVAC_Duct_Sealing |  | Screw-in CFL: Health/Medical - Nursing Home: NR - 0.9 | NonRes-sGHS-mIRF-dn | bar: 2013 Qtr 2 to 2015 Qtr 2; 2016 Qtr 2 to 2017 Qtr 4; 2018 Qtr 2 to 2019 Qtr 4; 2020 Qtr 2 to 2021 Qtr 4; 2022 Qtr 2
[5 empty] | res:DEER:HVAC_Duct_Sealing |  | Screw-in CFL: Lodging - Hotel: NR - 0.9 | NonRes-sGHS-mIRF-ci | bar: 2013 Qtr 2 to 2015 Qtr 2; 2016 Qtr 2 to 2017 Qtr 4; 2018 Qtr 2 to 2019 Qtr 4; 2020 Qtr 2 to 2021 Qtr 4; 2022 Qtr 2
[5 empty] | res:DEER:HVAC_Duct_Sealing |  | Screw-in CFL: Lodging - Motel: NR - 0.9 | NonRes-sAll-mPmpTst | bar: 2013 Qtr 2 to 2015 Qtr 2; 2016 Qtr 2 to 2017 Qtr 4; 2018 Qtr 2 to 2019 Qtr 4; 2020 Qtr 2 to 2021 Qtr 4; 2022 Qtr 2
[5 empty] | res:DEER:HVAC_Refrig_Charge |  | Screw-in CFL: Lodging - Guest Rooms: NR - 7.0 | NonRes-sAg-mCust-ci | bar: 2013 Qtr 2 to 2015 Qtr 2; 2016 Qtr 2 to 2017 Qtr 4; 2018 Qtr 2 to 2019 Qtr 4; 2020 Qtr 2 to 2021 Qtr 4; 2022 Qtr 2
[5 empty] | res:DEER:HVAC_Refrig_Charge |  | Screw-in CFL: Manufacturing - Light Industrial: NR - 2.8 | Res-sAll-mDHWshwr | bar: 2013 Qtr 2 to 2015 Qtr 2; 2016 Qtr 2 to 2017 Qtr 4; 2018 Qtr 2 to 2019 Qtr 4; 2020 Qtr 2 to 2021 Qtr 4; 2022 Qtr 2
[5 empty] | res:DEER:HVAC_Refrig_Charge |  | Screw-in CFL: Office - Large: NR - 2.9 | Res-sSF-mDHWaerator | bar: 2013 Qtr 3 to 2015 Qtr 3; 2016 Qtr 3 to 2017 Qtr 4; 2018 Qtr 3 to 2019 Qtr 4; 2020 Qtr 3 to 2021 Qtr 4
[5 empty] | res:DEER:HVAC_Refrig_Charge |  | Screw-in CFL: Office - Small: NR - 3.2 | Res-sMF-mDHWaerator | bar: 2013 Qtr 3 to 2015 Qtr 3; 2016 Qtr 3 to 2017 Qtr 4; 2018 Qtr 3 to 2019 Qtr 4; 2020 Qtr 3 to 2021 Qtr 4
[5 empty] | res:DEER:HVAC_Refrig_Charge |  | Screw-in CFL: Restaurant - Sit-Down: NR - 2.3 | Res-sAll-mDHWgt62 | bar: 2013 Qtr 3 to 2015 Qtr 3; 2016 Qtr 3 to 2017 Qtr 4; 2018 Qtr 3 to 2019 Qtr 4; 2020 Qtr 3 to 2021 Qtr 4
[5 empty] | res:DEER:Refg_Chrg_Duct_Seal |  | Screw-in CFL: Restaurant - Fast-Food: NR - 1.3 | Res-sAll-mCW | bar: 2013 Qtr 3 to 2015 Qtr 3; 2016 Qtr 3 to 2017 Qtr 4; 2018 Qtr 3 to 2019 Qtr 4; 2020 Qtr 3 to 2021 Qtr 4
[5 empty] | res:DEER:Refg_Chrg_Duct_Seal |  | Screw-in CFL: Retail - 3-Story Large: NR - 1.9 | Res-sAll-mRefgRec | bar: 2013 Qtr 3 to 2015 Qtr 3; 2016 Qtr 3 to 2017 Qtr 4; 2018 Qtr 3 to 2019 Qtr 4; 2020 Qtr 3 to 2021 Qtr 4
[5 empty] | res:DEER:Refg_Chrg_Duct_Seal |  | Screw-in CFL: Retail - Single-Story Large: NR - 1.8 | Res-sAll-mFrzrRec | bar: 2013 Qtr 3 to 2015 Qtr 3; 2016 Qtr 3 to 2017 Qtr 4; 2018 Qtr 3 to 2019 Qtr 4; 2020 Qtr 3 to 2021 Qtr 4
[5 empty] | res:DEER:Refg_Chrg_Duct_Seal |  | Screw-in CFL: Retail - Small: NR - 2.1 | NonRes-sAll-mRfg-DG | bar: 2013 Qtr 3 to 2015 Qtr 3; 2016 Qtr 3 to 2017 Qtr 4; 2018 Qtr 3 to 2019 Qtr 4; 2020 Qtr 3 to 2021 Qtr 4
[5 empty] | res:DEER:Refg_Chrg_Duct_Seal |  | Screw-in CFL: Storage - Conditioned: NR - 2.8 | NonRes-sAll-mRfg-SC | bar: 2013 Qtr 3 to 2015 Qtr 3; 2016 Qtr 3 to 2017 Qtr 4; 2018 Qtr 3 to 2019 Qtr 4; 2020 Qtr 3 to 2021 Qtr 4
[5 empty] | res:DEER:RefgFrzr_Recycling |  | Screw-in CFL: Storage - Unconditioned: NR - 2.8 | Res-Default>2 | bar: 2013 Qtr 3 to 2015 Qtr 3; 2016 Qtr 3 to 2017 Qtr 4; 2018 Qtr 3 to 2019 Qtr 4; 2020 Qtr 3 to 2021 Qtr 4
[5 empty] | res:DEER:RefgFrzr_Recycling |  | Screw-in CFL: Warehouse - Refrigerated: NR - 3.1 | Res-Default-HTG-di | bar: 2013 Qtr 3 to 2015 Qtr 3; 2016 Qtr 3 to 2017 Qtr 4; 2018 Qtr 3 to 2019 Qtr 4; 2020 Qtr 3 to 2021 Qtr 4
[5 empty] | res:DEER:RefgFrzr_Recycling |  |  | Com-Default>2yrs | bar: 2013 Qtr 3 to 2015 Qtr 3; 2016 Qtr 3 to 2017 Qtr 4; 2018 Qtr 3 to 2019 Qtr 4; 2020 Qtr 3 to 2021 Qtr 4
[5 empty] | res:DEER:RefgFrzr_Recycling |  | HVAC/Refrigeration – SPC: NR - 16 | Ind-Default>2yrs | bar: 2013 Qtr 3 to 2015 Qtr 3; 2016 Qtr 3 to 2017 Qtr 4; 2018 Qtr 3 to 2019 Qtr 4; 2020 Qtr 3 to 2021 Qtr 4
[5 empty] | res:DEER:RefgFrzr_Recycling |  | Chiller – High Efficiency: NR - 20 | Agric-Default>2yrs
[5 empty] | NON_res:DEER:Indoor_CFL_Ltg |  | Chiller – Variable Speed Drive: NR - 20 | Com-Default-HTG-di
[5 empty] | NON_res:DEER:Indoor_CFL_Ltg |  | Water Cooled Chillers: NR - 20 | Ind-Default-HTG-di
[5 empty] | NON_res:DEER:Indoor_CFL_Ltg |  | Air Conditioners – High Efficiency: NR - 15 | Agricult-Default-HTG-di
[5 empty] | NON_res:DEER:Indoor_CFL_Ltg |  | Packaged HVAC Systems: NR - 15 | ET-Default
[5 empty] | NON_res:DEER:Indoor_CFL_Ltg |  | Install HVAC EMS: Com - 14 | EUC-Default
[5 empty] | NON_res:DEER:Indoor_Non-CFL_Ltg |  | AC Packaged Terminal Units: NR - 15 | NonRes-sAll-mCust-Gas
[5 empty] | NON_res:DEER:Indoor_Non-CFL_Ltg |  | Evaporative Coolers: NR - 15 | NonRes-sAll-mCust-Elec
[5 empty] | NON_res:DEER:Indoor_Non-CFL_Ltg |  | Boiler – High Efficiency: NR - 20 | All-Default<=2yrs
[5 empty] | NON_res:DEER:Indoor_Non-CFL_Ltg |  | Cooling Towers/Evaporative Condenser: NR - 15 | 0
[5 empty] | NON_res:DEER:Indoor_Non-CFL_Ltg |  | Heat Pump – Split System: NR - 15 | -------------------------------
[5 empty] | NON_res:DEER:HVAC_Chillers |  | Heat Pump with Integrated Water Heating: NR - 10
[5 empty] | NON_res:DEER:HVAC_Chillers |  | Ground Source Heat Pump: NR - 15
[5 empty] | NON_res:DEER:HVAC_Chillers |  | Reduce Internal Load: NR - 15
[5 empty] | NON_res:DEER:HVAC_Chillers |  | Insulation: NR - 20
[5 empty] | NON_res:DEER:HVAC_Chillers |  | Insulation Package: NR - 20
[5 empty] | NON_res:DEER:HVAC_Refrig_Charge |  | Reflective Window Film: NR - 10
[5 empty] | NON_res:DEER:HVAC_Refrig_Charge |  | Bypass/Delay Timer(lighting): NR - 8
[5 empty] | NON_res:DEER:HVAC_Refrig_Charge |  | Set-Back Thermostat: NR - 11
[5 empty] | NON_res:DEER:HVAC_Refrig_Charge |  | Time Clock - HVAC: NR - 10
[5 empty] | NON_res:DEER:HVAC_Refrig_Charge |  | HVAC/Space Heating/Efficiency (Gas): NR - 18
[5 empty] | NON_res:DEER:HVAC_Split-Package_AC |  | Nonresidential Gas – AC: NR - 20
NON_res:DEER:HVAC_Split-Package_AC
[5 empty] | NON_res:DEER:HVAC_Split-Package_AC |  | Adjustable speed drive, application unknown: Ag - 10
[5 empty] | NON_res:DEER:HVAC_Split-Package_AC |  | Adjustable speed drive, application unknown: Com - 10
[5 empty] | NON_res:DEER:HVAC_Split-Package_AC |  | Adjustable Speed Drive: HVAC fan, 50 HP Max: Com - 10
[5 empty] | NON_res:DEER:HVAC_Split-Package_HP |  | Pump repair: Ag - 11
[5 empty] | NON_res:DEER:HVAC_Split-Package_HP |  | Injection molding machines: Ind - 15
[5 empty] | NON_res:DEER:HVAC_Split-Package_HP |  | Plastic extusion equipment: Ind - 15
[5 empty] | NON_res:DEER:HVAC_Split-Package_HP |  | Process cooling: Ind - 15
[5 empty] | NON_res:DEER:HVAC_Split-Package_HP |  | Process equipment insulation: Ind - 15
NON_res:DEER:HVAC_Duct_Sealing
[5 empty] | NON_res:DEER:HVAC_Duct_Sealing |  | Horizontal Clothes Washer: NR - 10
[5 empty] | NON_res:DEER:HVAC_Duct_Sealing |  | Efficient Dishwashing: NR - 5
[5 empty] | NON_res:DEER:HVAC_Duct_Sealing |  | Water Heater Controls: NR - 15
[5 empty] | NON_res:DEER:HVAC_Duct_Sealing |  | Cooking measures , Assorted: Com - 12
[5 empty] | res:DEER:Res_ClothesDishWasher |  | Water Heater – Gas: NR - 15
[5 empty] | res:DEER:Res_BldgShell_Ins |  | Domestic Hot Water Boiler (Gas): NR - 20
01-ALC-AllCommercial-Cooling
[5 empty] | 01-ALC-AllCommercial-ExtLight |  | Auto Closer for Cooler/Freezer: NR - 8
[5 empty] | 01-ALC-AllCommercial-IntLight |  | Door Gaskets: NR - 4
[5 empty] | 01-ALC-AllCommercial-OffEquip |  | Floating Head Pressure: NR - 16
[5 empty] | 01-ALC-AllCommercial-Refrig |  | Heatless Door: NR - 16
[5 empty] | 01-ALC-AllCommercial-Vent/Fan |  | Humidistat Control for Anti-Sweat Heater: NR - 12
[5 empty] | 02-ASM-Assembly-Cooling |  | Insulation on Refrigeration Suction Line: NR - 11
[5 empty] | 02-ASM-Assembly-Exit |  | Night Covers for Display Cases: NR - 5
[5 empty] | 02-ASM-Assembly-ExtLight |  | PSC Evaporator Motor – Walkin/ Display: NR - 15
[5 empty] | 02-ASM-Assembly-IntLight |  | Refrigeration Case Doors – Glass/Acrylic: NR - 12
[5 empty] | 03-BCR-BothResidentialandCommercial-COOL |  | Refrigerator Case with Doors: NR - 12
[5 empty] | 03-BCR-BothResidentialandCommercial-LIT_INT |  | Refrigerator Condensate Evaporator – Elec/Non Elec: NR - 8
[5 empty] | 03-BCR-BothResidentialandCommercial-OFF_EQ |  | Strip Curtains for Walk-Ins: NR - 4
[5 empty] | 03-BCR-BothResidentialandCommercial-LIT_EXT |  | Ballast: Electronic, for display case: NR - 11
[5 empty] | 03-BCR-BothResidentialandCommercial-REFG |  | Defrost: NR - 16
[5 empty] | 03-BCR-BothResidentialandCommercial-VENT |  | FHP & EFF Conditioner: NR - 16
[5 empty] | 04-DMO-ResidentialMobileHome–DoubleWide-CL_DRY |  | High-efficiency Liquid Suction Heat Exchangers: NR - 16
[5 empty] | 04-DMO-ResidentialMobileHome–DoubleWide-CL_WASH |  | Night Shields on Refrigerator and Freezer Cases: NR - 5
[5 empty] | 04-DMO-ResidentialMobileHome–DoubleWide-DSH_WASH |  | Walk-in Refrigerator or Freezer: Evaporative Fan Controller: NR - 5
[5 empty] | 04-DMO-ResidentialMobileHome–DoubleWide-FREEZ |  | Multiplec Refrigeration Systems/Supermarket Systems: NR - 10
04-DMO-ResidentialMobileHome–DoubleWide-LIGHT
[5 empty] | 04-DMO-ResidentialMobileHome–DoubleWide-POOL_PMP |  | Kiln/Oven/Furnace: NR - 18
[5 empty] | 04-DMO-ResidentialMobileHome–DoubleWide-REFG |  | Thermal Night Curtains: NR - 5
[5 empty] | 04-DMO-ResidentialMobileHome–DoubleWide-SP_COOL |  | Custom Measures – SPC: NR - 15
[5 empty] | 04-DMO-ResidentialMobileHome–DoubleWide-SP_HEAT |  | Local Government Partnership: NR - 11
[5 empty] | 04-DMO-ResidentialMobileHome–DoubleWide-WAT_HEAT |  | Audits: NR - 3
[5 empty] | 05-ECC-Education–CommunityCollege-COOL |  | Plug Load Sensor: NR - 10
[5 empty] | 05-ECC-Education–CommunityCollege-LIT_INT |  | Information: NR - 1
[5 empty] | 05-ECC-Education–CommunityCollege-OFF_EQ |  | High Efficiency Motors: NR - 15
[5 empty] | 05-ECC-Education–CommunityCollege-LIT_EXT |  | Process Overhaul: NR - 20
[5 empty] | 05-ECC-Education–CommunityCollege-REFG |  | System Controls: NR - 15
05-ECC-Education–CommunityCollege-VENT
06-EPR-Education–PrimarySchool-COOL
[5 empty] | 06-EPR-Education–PrimarySchool-LIT_INT |  | RESIDENTIAL MEASURES
[5 empty] | 06-EPR-Education–PrimarySchool-OFF_EQ |  | ****************************************************************
[5 empty] | 06-EPR-Education–PrimarySchool-LIT_EXT |  | T8 Fixtures ; lamp or ballast: Res - 15
[5 empty] | 06-EPR-Education–PrimarySchool-REFG |  | Pin based CFL Fixture: Res - 16
[5 empty] | 06-EPR-Education–PrimarySchool-VENT |  | CFL: Indoor Screw in: Res - 9.4
[5 empty] | 07-ESE-Education–SecondarySchool-COOL |  | CFL: Outdoor Screw in: Res - 7
[5 empty] | 07-ESE-Education–SecondarySchool-LIT_INT |  | Torchiere: Res - 9
07-ESE-Education–SecondarySchool-OFF_EQ
[5 empty] | 07-ESE-Education–SecondarySchool-LIT_EXT |  | Air Conditioners with SEER >= 11.0: Res - 18
[5 empty] | 07-ESE-Education–SecondarySchool-REFG |  | Central Air Conditioners: Res - 18
[5 empty] | 07-ESE-Education–SecondarySchool-VENT |  | Duct Testing: Res NC - 18
[5 empty] | 08-EUN-Education–University-COOL |  | High Energy Efficiency Ducts: Res - 18
[5 empty] | 08-EUN-Education–University-LIT_INT |  | Whole House Fan: Res - 15
[5 empty] | 08-EUN-Education–University-OFF_EQ |  | Evaporative Cooler: Res - 15
[5 empty] | 08-EUN-Education–University-LIT_EXT |  | Glazing - Low E Double / Low Shade Coefficient: Res - 20
[5 empty] | 08-EUN-Education–University-REFG |  | Heat Pump - Electric: Res - 15
[5 empty] | 08-EUN-Education–University-VENT |  | Insulation - Ceiling / Floor / Walls: Res - 20
[5 empty] | 09-GRO-Grocery-COOL |  | A/C with Integrated Water Heating: Res - 10
[5 empty] | 09-GRO-Grocery-LIT_INT |  | Programmable Thermostat: Res - 12
09-GRO-Grocery-OFF_EQ
[5 empty] | 09-GRO-Grocery-LIT_EXT |  | Audits: Res - 3
[5 empty] | 09-GRO-Grocery-REFG |  | Gas Cooktops: Res - 20
[5 empty] | 09-GRO-Grocery-VENT |  | Gas Dryer Stub: Res - 18
[5 empty] | 10-HSP-Health/Medical–Hospital-COOL |  | Energy-Efficient Furnaces: Res - 18
10-HSP-Health/Medical–Hospital-LIT_INT
[5 empty] | 10-HSP-Health/Medical–Hospital-OFF_EQ |  | Refrigerator Recycling: Res - 10
[5 empty] | 10-HSP-Health/Medical–Hospital-LIT_EXT |  | Refrigerator - Energy Efficient; 20% more efficient: Res - 18
[5 empty] | 10-HSP-Health/Medical–Hospital-REFG |  | Refrigerators: Res - 18
10-HSP-Health/Medical–Hospital-VENT
11-HTL-Lodging–Hotel(GuestRooms)-COOL
[5 empty] | 11-HTL-Lodging–Hotel(GuestRooms)-LIT_INT |  | GENERIC USEFUL LIVES:
[5 empty] | 11-HTL-Lodging–Hotel(GuestRooms)-OFF_EQ |  | ****************************************************************
[5 empty] | 11-HTL-Lodging–Hotel(GuestRooms)-LIT_EXT |  | 0.1
[5 empty] | 11-HTL-Lodging–Hotel(GuestRooms)-REFG |  | 0.2
[5 empty] | 11-HTL-Lodging–Hotel(GuestRooms)-VENT |  | 0.3
[5 empty] | 12-MBT-Manufacturing–Bio/Tech-AG_PUMP |  | 0.4
[5 empty] | 12-MBT-Manufacturing–Bio/Tech-COMP_AIR |  | 0.5
[5 empty] | 12-MBT-Manufacturing–Bio/Tech-COOL |  | 0.6
[5 empty] | 12-MBT-Manufacturing–Bio/Tech-LIGHT |  | 0.7
[5 empty] | 12-MBT-Manufacturing–Bio/Tech-MOTOR |  | 0.8
[5 empty] | 12-MBT-Manufacturing–Bio/Tech-PROC_OTH |  | 0.9
[5 empty] | 13-MFM-ResidentialMulti-family-CL_DRY |  | 1
[5 empty] | 13-MFM-ResidentialMulti-family-CL_WASH |  | 1.1
[5 empty] | 13-MFM-ResidentialMulti-family-DSH_WASH |  | 1.2
[5 empty] | 13-MFM-ResidentialMulti-family-FREEZ |  | 1.3
[5 empty] | 13-MFM-ResidentialMulti-family-LIGHT |  | 1.4
[5 empty] | 13-MFM-ResidentialMulti-family-POOL_PMP |  | 1.5
[5 empty] | 13-MFM-ResidentialMulti-family-REFG |  | 1.6
[5 empty] | 13-MFM-ResidentialMulti-family-SP_COOL |  | 1.7
[5 empty] | 13-MFM-ResidentialMulti-family-SP_HEAT |  | 1.8
[5 empty] | 13-MFM-ResidentialMulti-family-WAT_HEAT |  | 1.9
[5 empty] | 14-MLI-Manufacturing–LightIndustry-AG_PUMP |  | 2
[5 empty] | 14-MLI-Manufacturing–LightIndustry-COMP_AIR |  | 2.1
[5 empty] | 14-MLI-Manufacturing–LightIndustry-COOL |  | 2.2
[5 empty] | 14-MLI-Manufacturing–LightIndustry-LIGHT |  | 2.3
[5 empty] | 14-MLI-Manufacturing–LightIndustry-MOTOR |  | 2.4
[5 empty] | 14-MLI-Manufacturing–LightIndustry-PROC_OTH |  | 2.5
[5 empty] | 15-MTL-Lodging–Motel-COOL |  | 2.6
[5 empty] | 15-MTL-Lodging–Motel-LIT_INT |  | 2.7
[5 empty] | 15-MTL-Lodging–Motel-OFF_EQ |  | 2.8
[5 empty] | 15-MTL-Lodging–Motel-LIT_EXT |  | 2.9
[5 empty] | 15-MTL-Lodging–Motel-REFG |  | 3
[5 empty] | 15-MTL-Lodging–Motel-VENT |  | 3.1
[5 empty] | 16-NRS-Health/Medical–Clinic-COOL |  | 3.2
[5 empty] | 16-NRS-Health/Medical–Clinic-LIT_INT |  | 3.3
[5 empty] | 16-NRS-Health/Medical–Clinic-OFF_EQ |  | 3.4
[5 empty] | 16-NRS-Health/Medical–Clinic-LIT_EXT |  | 3.5
[5 empty] | 16-NRS-Health/Medical–Clinic-REFG |  | 3.6
[5 empty] | 16-NRS-Health/Medical–Clinic-VENT |  | 3.7
[5 empty] | 17-OFL-Office–Large-Cooling |  | 3.8
[5 empty] | 17-OFL-Office–Large-ExtLight |  | 3.9
[5 empty] | 17-OFL-Office–Large-IntLight |  | 4
[5 empty] | 17-OFL-Office–Large-OffEquip |  | 4.1
[5 empty] | 17-OFL-Office–Large-Refrig |  | 4.2
[5 empty] | 17-OFL-Office–Large-Vent/Fan |  | 4.3
[5 empty] | 18-OFS-Office–Small-Cooling |  | 4.4
[5 empty] | 18-OFS-Office–Small-ExtLight |  | 4.5
[5 empty] | 18-OFS-Office–Small-IntLight |  | 4.6
[5 empty] | 18-OFS-Office–Small-OffEquip |  | 4.7
[5 empty] | 18-OFS-Office–Small-Refrig |  | 4.8
[5 empty] | 18-OFS-Office–Small-Vent/Fan |  | 4.9
[5 empty] | 19-RES-AllResidential-CL_DRY |  | 5
[5 empty] | 19-RES-AllResidential-CL_WASH |  | 5.1
[5 empty] | 19-RES-AllResidential-DSH_WASH |  | 5.2
[5 empty] | 19-RES-AllResidential-FREEZ |  | 5.3
[5 empty] | 19-RES-AllResidential-LIGHT |  | 5.4
[5 empty] | 19-RES-AllResidential-POOL_PMP |  | 5.5
[5 empty] | 19-RES-AllResidential-REFG |  | 5.6
[5 empty] | 19-RES-AllResidential-SP_COOL |  | 5.7
[5 empty] | 19-RES-AllResidential-SP_HEAT |  | 5.8
[5 empty] | 19-RES-AllResidential-WAT_HEAT |  | 5.9
[5 empty] | 20-RFF-Restaurant–FastFood-Cooling |  | 6
[5 empty] | 20-RFF-Restaurant–FastFood-ExtLight |  | 6.1
[5 empty] | 20-RFF-Restaurant–FastFood-IntLight |  | 6.2
[5 empty] | 20-RFF-Restaurant–FastFood-OffEquip |  | 6.3
[5 empty] | 20-RFF-Restaurant–FastFood-Refrig |  | 6.4
[5 empty] | 20-RFF-Restaurant–FastFood-Vent/Fan |  | 6.5
[5 empty] | 21-RSD-Restaurant–SitDown-COOL |  | 6.6
[5 empty] | 21-RSD-Restaurant–SitDown-LIT_INT |  | 6.7
[5 empty] | 21-RSD-Restaurant–SitDown-OFF_EQ |  | 6.8
[5 empty] | 21-RSD-Restaurant–SitDown-LIT_EXT |  | 6.9
[5 empty] | 21-RSD-Restaurant–SitDown-PROC_OTH |  | 7
[5 empty] | 21-RSD-Restaurant–SitDown-REFG |  | 7.1
[5 empty] | 21-RSD-Restaurant–SitDown-VENT |  | 7.2
[5 empty] | 22-RT3-Retail–3StoryLarge-COOL |  | 7.3
[5 empty] | 22-RT3-Retail–3StoryLarge-LIT_INT |  | 7.4
[5 empty] | 22-RT3-Retail–3StoryLarge-OFF_EQ |  | 7.5
[5 empty] | 22-RT3-Retail–3StoryLarge-LIT_EXT |  | 7.6
[5 empty] | 22-RT3-Retail–3StoryLarge-REFG |  | 7.7
[5 empty] | 22-RT3-Retail–3StoryLarge-VENT |  | 7.8
[5 empty] | 23-RTL-Retail–SingleStorylarge-COOL |  | 7.9
[5 empty] | 23-RTL-Retail–SingleStorylarge-LIT_INT |  | 8
[5 empty] | 23-RTL-Retail–SingleStorylarge-OFF_EQ |  | 8.1
[5 empty] | 23-RTL-Retail–SingleStorylarge-LIT_EXT |  | 8.2
[5 empty] | 23-RTL-Retail–SingleStorylarge-REFG |  | 8.3
[5 empty] | 23-RTL-Retail–SingleStorylarge-VENT |  | 8.4
[5 empty] | 24-RTS-Retail–Small-COOL |  | 8.5
[5 empty] | 24-RTS-Retail–Small-LIT_INT |  | 8.6
[5 empty] | 24-RTS-Retail–Small-OFF_EQ |  | 8.7
[5 empty] | 24-RTS-Retail–Small-LIT_EXT |  | 8.8
[5 empty] | 24-RTS-Retail–Small-REFG |  | 8.9
[5 empty] | 24-RTS-Retail–Small-VENT |  | 9
[5 empty] | 25-SCN-Storage–Conditioned-Cooling |  | 9.1
[5 empty] | 25-SCN-Storage–Conditioned-Exit |  | 9.2
[5 empty] | 25-SCN-Storage–Conditioned-ExtLight |  | 9.3
[5 empty] | 26-SFM-ResidentialSingleFamily-CL_DRY |  | 9.4
[5 empty] | 26-SFM-ResidentialSingleFamily-CL_WASH |  | 9.5
[5 empty] | 26-SFM-ResidentialSingleFamily-DSH_WASH |  | 9.6
[5 empty] | 26-SFM-ResidentialSingleFamily-FREEZ |  | 9.7
[5 empty] | 26-SFM-ResidentialSingleFamily-LIGHT |  | 9.8
[5 empty] | 26-SFM-ResidentialSingleFamily-POOL_PMP |  | 9.9
[5 empty] | 26-SFM-ResidentialSingleFamily-REFG |  | 10
[5 empty] | 26-SFM-ResidentialSingleFamily-SP_COOL |  | 10.1
[5 empty] | 26-SFM-ResidentialSingleFamily-SP_HEAT |  | 10.2
[5 empty] | 26-SFM-ResidentialSingleFamily-WAT_HEAT |  | 10.3
[5 empty] | 27-SMO-ResidentialMobileHome–SingleWide-CL_DRY |  | 10.4
[5 empty] | 27-SMO-ResidentialMobileHome–SingleWide-CL_WASH |  | 10.5
[5 empty] | 27-SMO-ResidentialMobileHome–SingleWide-DSH_WASH |  | 10.6
[5 empty] | 27-SMO-ResidentialMobileHome–SingleWide-FREEZ |  | 10.7
[5 empty] | 27-SMO-ResidentialMobileHome–SingleWide-LIGHT |  | 10.8
[5 empty] | 27-SMO-ResidentialMobileHome–SingleWide-POOL_PMP |  | 10.9
[5 empty] | 27-SMO-ResidentialMobileHome–SingleWide-REFG |  | 11
[5 empty] | 27-SMO-ResidentialMobileHome–SingleWide-SP_COOL |  | 11.1
[5 empty] | 27-SMO-ResidentialMobileHome–SingleWide-SP_HEAT |  | 11.2
[5 empty] | 27-SMO-ResidentialMobileHome–SingleWide-WAT_HEAT |  | 11.3
[5 empty] | 28-SUN-Storage–Unconditioned-Exit |  | 11.4
[5 empty] | 28-SUN-Storage–Unconditioned-ExtLight |  | 11.5
[5 empty] | 29-WRF-Storage–Refrigerated-Cooling |  | 11.6
[5 empty] | 29-WRF-Storage–Refrigerated-Exit |  | 11.7
[5 empty] | 29-WRF-Storage–Refrigerated-ExtLight |  | 11.8
[5 empty] | 30-S20-SIC20Food&KindredProducts-AG_PUMP |  | 11.9
[5 empty] | 30-S20-SIC20Food&KindredProducts-COMP_AIR |  | 12
[5 empty] | 30-S20-SIC20Food&KindredProducts-COOL |  | 12.1
[5 empty] | 30-S20-SIC20Food&KindredProducts-LIGHT |  | 12.2
[5 empty] | 30-S20-SIC20Food&KindredProducts-MOTOR |  | 12.3
[5 empty] | 30-S20-SIC20Food&KindredProducts-PROC_OTH |  | 12.4
[5 empty] | 31-S26-SIC26Paper&AlliedProducts-AG_PUMP |  | 12.5
[5 empty] | 31-S26-SIC26Paper&AlliedProducts-COMP_AIR |  | 12.6
[5 empty] | 31-S26-SIC26Paper&AlliedProducts-COOL |  | 12.7
[5 empty] | 31-S26-SIC26Paper&AlliedProducts-LIGHT |  | 12.8
[5 empty] | 31-S26-SIC26Paper&AlliedProducts-MOTOR |  | 12.9
[5 empty] | 31-S26-SIC26Paper&AlliedProducts-PROC_OTH |  | 13
[5 empty] | 32-S28-SIC28Chemicals&AlliedProducts-AG_PUMP |  | 13.1
[5 empty] | 32-S28-SIC28Chemicals&AlliedProducts-COMP_AIR |  | 13.2
[5 empty] | 32-S28-SIC28Chemicals&AlliedProducts-COOL |  | 13.3
[5 empty] | 32-S28-SIC28Chemicals&AlliedProducts-LIGHT |  | 13.4
[5 empty] | 32-S28-SIC28Chemicals&AlliedProducts-MOTOR |  | 13.5
[5 empty] | 32-S28-SIC28Chemicals&AlliedProducts-PROC_OTH |  | 13.6
[5 empty] | 33-S29-SIC29Petroleum&CoalProducts-AG_PUMP |  | 13.7
[5 empty] | 33-S29-SIC29Petroleum&CoalProducts-COMP_AIR |  | 13.8
[5 empty] | 33-S29-SIC29Petroleum&CoalProducts-COOL |  | 13.9
[5 empty] | 33-S29-SIC29Petroleum&CoalProducts-LIGHT |  | 14
[5 empty] | 33-S29-SIC29Petroleum&CoalProducts-MOTOR |  | 14.1
[5 empty] | 33-S29-SIC29Petroleum&CoalProducts-PROC_OTH |  | 14.2
[5 empty] | 34-S33-SIC33Metals-AG_PUMP |  | 14.3
[5 empty] | 34-S33-SIC33Metals-COMP_AIR |  | 14.4
[5 empty] | 34-S33-SIC33Metals-COOL |  | 14.5
[5 empty] | 34-S33-SIC33Metals-LIGHT |  | 14.6
[5 empty] | 34-S33-SIC33Metals-MOTOR |  | 14.7
[5 empty] | 34-S33-SIC33Metals-PROC_OTH |  | 14.8
[5 empty] | 35-OTI-OtherIndustrial-AG_PUMP |  | 14.9
[5 empty] | 35-OTI-OtherIndustrial-COMP_AIR |  | 15
[5 empty] | 35-OTI-OtherIndustrial-COOL |  | 15.1
[5 empty] | 35-OTI-OtherIndustrial-LIGHT |  | 15.2
[5 empty] | 35-OTI-OtherIndustrial-MOTOR |  | 15.3
[5 empty] | 35-OTI-OtherIndustrial-PROC_OTH |  | 15.4
[5 empty] | 36-GST-Lodging-GuestRooms-Cooling |  | 15.5
[5 empty] | 36-GST-Lodging-GuestRooms-ExtLight |  | 15.6
[5 empty] | 36-GST-Lodging-GuestRooms-IntLight |  | 15.7
[5 empty] | 36-GST-Lodging-GuestRooms-OffEquip |  | 15.8
[5 empty] | 36-GST-Lodging-GuestRooms-Refrig |  | 15.9
[5 empty] | 36-GST-Lodging-GuestRooms-Vent/Fan |  | 16
16.1
16.2
16.3
16.4
16.5
16.6
16.7
16.8
16.9
17
17.1
17.2
17.3
17.4
17.5
17.6
17.7
17.8
17.9
18
18.1
18.2
18.3
18.4
18.5
18.6
18.7
18.8
18.9
19
19.1
19.2
19.3
19.4
19.5
19.6
19.7
19.8
19.9
20
21
22
23
24
25
26
27
28
29
30