## Export
PROGRAM NAME | 0
BUDGET
Administrative Costs
Overhead and G&A | 0
Other Administrative Costs | 0
Marketing/Outreach | 0
Direct Implementation
Incentives and Rebates
User Input Incentive | 0
Direct Install Rebate | 210950
Direct Install Labor | 0
Direct Install Materials | 0
Activity | 0
Installation | 0
Hardware & Materials | 0
Rebate Processing & Inspection | 0
EM&V Costs | 0
Budget | 210950
Costs recovered from other sources | 0
Budget (plus other costs) | 210950
PROGRAM IMPACTS
Program Reductions for Measures installed through 2008
User Entered kW (kW) | 536.1728
Net Jul-Sept Peak (kW) | 536.1728
Net Dec-Feb Peak (kW) | 48.7917
Net NCP (kW) | 536.1728
Net CEC (kW) | 0
Annual Net kWh | 489108.936
Lifecycle Net kWh | 8893307.552
Annual Net Therms | 38044.648
Lifecycle Net Therms | 672812.336
Cost Effectiveness for all measures installed through 2012
TRC
Costs | 278418.9475
Electric Benefits | 752230.6814
Gas Benefits | 348038.6012
Net Benefits (NPV) | 821850.335
BC Ratio | 3.9518
PAC
Costs | 183770.9352
Electric Benefits | 752230.6814
Gas Benefits | 348038.6012
Net Benefits (NPV) | 916498.3474
BC Ratio | 5.9872
Levelized Cost
Levelized Cost TRC ($/kWh )
Discounted kWh | 4439684.5051
Cost | 0.032202
Benefits | 0.16943
Benefit-Cost | 0.13723
Levelized Cost PAC ($/kWh)
Discounted kWh | 4439684.5051
Cost | 0.021621
Benefits | 0.16943
Benefit-Cost | 0.14781
Levelized Cost TRC ($/therm)
Discounted Therms | 341673.87
Cost | 0.39643
Benefits | 1.0186
Benefit-Cost | 0.6222
Levelized Cost PAC ($/therm)
Discounted Therms | 341673.87
Cost | 0.25691
Benefits | 1.0186
Benefit-Cost | 0.76172
Emission Annual Reductions (2006-2008)
Electric Annual CO2 (tons) - 2006 | 0
2007 | 296.2271
2008 | 0
Electric Lifecycle CO2 (tons) - 2006 | 0
2007 | 5386.1999
2008 | 0
Electric Annual NOX (tons) - 2006 | 0
2007 | 0.04182
2008 | 0
Electric Lifecycle NOX (tons) - 2006 | 0
2007 | 0.7604
2008 | 0
Electric Annual SO2 (lbs) - 2006
2007
2008
Electric Lifecycle SO2 (lbs) - 2006
2007
2008
Gas Annual CO2 (tons) - 2006 | 0
2007 | 222.5612
2008 | 0
Gas Lifecycle CO2 (tons) - 2006 | 0
2007 | 3935.9522
2008 | 0
Gas Annual NOX (tons) - 2006 | 0
2007 | 0.17501
2008 | 0
Gas Lifecycle NOX (tons) - 2006 | 0
2007 | 3.0949
2008 | 0
Gas Annual SO2 (lbs) - 2006
2007
2008
Gas Lifecycle SO2 (lbs) - 2006
2007
2008
Data below not currently used in Energy Division workbook
Levelized Cost RIM ($/therm)
Discounted Therms | 341673.87
Cost | 0.17013
Benefits | 1.0186
Benefit-Cost | 0.84849
Levelized Cost RIM ($/kWh)
Discounted kWh | 4439684.5051
Cost | 0.028299
Benefits | 0.16943
Benefit-Cost | 0.84849
RIM
Costs | 183770.9352
Electric Benefits | 752230.6814
Gas Benefits | 348038.6012
Net Benefits (NPV) | 916498.3474
BC Ratio | 5.9872
Impacts for all programs installed trhough 2012
Net July-Sept Peak (kW)
Clothes Dryer | 0
Clothes Washer | 0
Consumer Electronics | 0
Cooking | 0
Dishwasher | 0
Net Dec-Feb Pk (kW)
Clothes Dryer | 0
Clothes Washer | 0
Consumer Electronics | 0
Cooking | 0
Dishwasher | 0
0
Clothes Dryer | 0
Clothes Washer | 0
Consumer Electronics | 0
Cooking | 0
Dishwasher | 0
Annual Net kWh
Clothes Dryer | 0
Clothes Washer | 0
Consumer Electronics | 0
Cooking | 0
Dishwasher | 0
Lifecycle Net kWh
Clothes Dryer | 0
Clothes Washer | 0
Consumer Electronics | 0
Cooking | 0
Dishwasher | 0
Annual Net Therms
Clothes Dryer | 0
Clothes Washer | 14905.152
Consumer Electronics | 0
Cooking | 0
Dishwasher | 0
Lifecycle Net Therms
Clothes Dryer | 0
Clothes Washer | 223577.28
Consumer Electronics | 0
Cooking | 0
Dishwasher | 0

## Output by Measure
0
0
SoCal Gas | [7 empty] | Levelized Benefits less Costs (TRC) |  |  |  | Levelized Benefits less Costs (PAC) |  |  |  | Benefit Cost Ratios
Net Impacts by Measure | [7 empty] | No Allocated Admin |  | w/ Allocated Admin |  | No Allocated Admin |  | w/ Allocated Admin |  | No Allocated Admin |  | w/ Allocated Admin
| Net Avg Jul-Sep (kW) | Net Dec-Feb Pk (kW) | Net User Entered kW | Annual kWh adj for Net to gross | Lifecycle kWh (Annual * Measure Life) | Annual Therms | Lifecycle Therms | Electric ($/kWh) | Gas ($/Th) | Electric ($/kWh) | Gas ($/Th) | Electric ($/kWh) | Gas ($/Th) | Electric ($/kWh) | Gas ($/Th) | TRC | PAC | TRC | PAC
Total or Average | 536.1728 | 48.7917 | 536.1728 | 489108.936 | 8893307.552 | 38044.648 | 672812.336 | 0.13723 | 0.6222 | 0.13723 | 0.6222 | 0.14781 | 0.76172 | 0.14781 | 0.76172
316030-Single Family, Quality Insulation Installation, CZ 13 | 0.48003 | 0.043683 | 0.48003 | 437.896 | 8757.92 | 41.728 | 834.56 | 0.13252 | 0.86828 | 0.13252 | 0.86828 | 0.14534 | 0.95228 | 0.14534 | 0.95228 | 4.7589 | 7.4783 | 4.7589 | 7.4783
316030-Single Family, Quality Insulation Installation, CZ 13 | 0.48003 | 0.043683 | 0.48003 | 437.896 | 8757.92 | 41.728 | 834.56 | 0.13252 | 0.86828 | 0.13252 | 0.86828 | 0.14534 | 0.95228 | 0.14534 | 0.95228 | 4.7589 | 7.4783 | 4.7589 | 7.4783
316030-Single Family, Quality Insulation Installation, CZ 13 | 0.48003 | 0.043683 | 0.48003 | 437.896 | 8757.92 | 41.728 | 834.56 | 0.13252 | 0.86828 | 0.13252 | 0.86828 | 0.14534 | 0.95228 | 0.14534 | 0.95228 | 4.7589 | 7.4783 | 4.7589 | 7.4783
316030-Single Family, Quality Insulation Installation, CZ 13 | 0.48003 | 0.043683 | 0.48003 | 437.896 | 8757.92 | 41.728 | 834.56 | 0.13252 | 0.86828 | 0.13252 | 0.86828 | 0.14534 | 0.95228 | 0.14534 | 0.95228 | 4.7589 | 7.4783 | 4.7589 | 7.4783
316030-Single Family, Quality Insulation Installation, CZ 13 | 0.48003 | 0.043683 | 0.48003 | 437.896 | 8757.92 | 41.728 | 834.56 | 0.13252 | 0.86828 | 0.13252 | 0.86828 | 0.14534 | 0.95228 | 0.14534 | 0.95228 | 4.7589 | 7.4783 | 4.7589 | 7.4783
316030-Single Family, Quality Insulation Installation, CZ 13 | 0.48003 | 0.043683 | 0.48003 | 437.896 | 8757.92 | 41.728 | 834.56 | 0.13252 | 0.86828 | 0.13252 | 0.86828 | 0.14534 | 0.95228 | 0.14534 | 0.95228 | 4.7589 | 7.4783 | 4.7589 | 7.4783
316030-Single Family, Quality Insulation Installation, CZ 13 | 0.48003 | 0.043683 | 0.48003 | 437.896 | 8757.92 | 41.728 | 834.56 | 0.13252 | 0.86828 | 0.13252 | 0.86828 | 0.14534 | 0.95228 | 0.14534 | 0.95228 | 4.7589 | 7.4783 | 4.7589 | 7.4783
316030-Single Family, Quality Insulation Installation, CZ 13 | 0.48003 | 0.043683 | 0.48003 | 437.896 | 8757.92 | 41.728 | 834.56 | 0.13252 | 0.86828 | 0.13252 | 0.86828 | 0.14534 | 0.95228 | 0.14534 | 0.95228 | 4.7589 | 7.4783 | 4.7589 | 7.4783
316030-Single Family, Quality Insulation Installation, CZ 13 | 0.48003 | 0.043683 | 0.48003 | 437.896 | 8757.92 | 41.728 | 834.56 | 0.13252 | 0.86828 | 0.13252 | 0.86828 | 0.14534 | 0.95228 | 0.14534 | 0.95228 | 4.7589 | 7.4783 | 4.7589 | 7.4783
316030-Single Family, Quality Insulation Installation, CZ 13 | 0.48003 | 0.043683 | 0.48003 | 437.896 | 8757.92 | 41.728 | 834.56 | 0.13252 | 0.86828 | 0.13252 | 0.86828 | 0.14534 | 0.95228 | 0.14534 | 0.95228 | 4.7589 | 7.4783 | 4.7589 | 7.4783
316030-Single Family, Quality Insulation Installation, CZ 13 | 0.48003 | 0.043683 | 0.48003 | 437.896 | 8757.92 | 41.728 | 834.56 | 0.13252 | 0.86828 | 0.13252 | 0.86828 | 0.14534 | 0.95228 | 0.14534 | 0.95228 | 4.7589 | 7.4783 | 4.7589 | 7.4783
316030-Single Family, Quality Insulation Installation, CZ 13 | 0.48003 | 0.043683 | 0.48003 | 437.896 | 8757.92 | 41.728 | 834.56 | 0.13252 | 0.86828 | 0.13252 | 0.86828 | 0.14534 | 0.95228 | 0.14534 | 0.95228 | 4.7589 | 7.4783 | 4.7589 | 7.4783
316030-Single Family, Quality Insulation Installation, CZ 13 | 0.48003 | 0.043683 | 0.48003 | 437.896 | 8757.92 | 41.728 | 834.56 | 0.13252 | 0.86828 | 0.13252 | 0.86828 | 0.14534 | 0.95228 | 0.14534 | 0.95228 | 4.7589 | 7.4783 | 4.7589 | 7.4783
316030-Single Family, Quality Insulation Installation, CZ 13 | 0.48003 | 0.043683 | 0.48003 | 437.896 | 8757.92 | 41.728 | 834.56 | 0.13252 | 0.86828 | 0.13252 | 0.86828 | 0.14534 | 0.95228 | 0.14534 | 0.95228 | 4.7589 | 7.4783 | 4.7589 | 7.4783
316030-Single Family, Quality Insulation Installation, CZ 13 | 0.48003 | 0.043683 | 0.48003 | 437.896 | 8757.92 | 41.728 | 834.56 | 0.13252 | 0.86828 | 0.13252 | 0.86828 | 0.14534 | 0.95228 | 0.14534 | 0.95228 | 4.7589 | 7.4783 | 4.7589 | 7.4783
316030-Single Family, Quality Insulation Installation, CZ 13 | 0.48003 | 0.043683 | 0.48003 | 437.896 | 8757.92 | 41.728 | 834.56 | 0.13252 | 0.86828 | 0.13252 | 0.86828 | 0.14534 | 0.95228 | 0.14534 | 0.95228 | 4.7589 | 7.4783 | 4.7589 | 7.4783
316030-Single Family, Quality Insulation Installation, CZ 13 | 0.48003 | 0.043683 | 0.48003 | 437.896 | 8757.92 | 41.728 | 834.56 | 0.13252 | 0.86828 | 0.13252 | 0.86828 | 0.14534 | 0.95228 | 0.14534 | 0.95228 | 4.7589 | 7.4783 | 4.7589 | 7.4783
316030-Single Family, Quality Insulation Installation, CZ 13 | 0.48003 | 0.043683 | 0.48003 | 437.896 | 8757.92 | 41.728 | 834.56 | 0.13252 | 0.86828 | 0.13252 | 0.86828 | 0.14534 | 0.95228 | 0.14534 | 0.95228 | 4.7589 | 7.4783 | 4.7589 | 7.4783
316030-Single Family, Quality Insulation Installation, CZ 13 | 0.48003 | 0.043683 | 0.48003 | 437.896 | 8757.92 | 41.728 | 834.56 | 0.13252 | 0.86828 | 0.13252 | 0.86828 | 0.14534 | 0.95228 | 0.14534 | 0.95228 | 4.7589 | 7.4783 | 4.7589 | 7.4783
316030-Single Family, Quality Insulation Installation, CZ 13 | 0.48003 | 0.043683 | 0.48003 | 437.896 | 8757.92 | 41.728 | 834.56 | 0.13252 | 0.86828 | 0.13252 | 0.86828 | 0.14534 | 0.95228 | 0.14534 | 0.95228 | 4.7589 | 7.4783 | 4.7589 | 7.4783
316030-Single Family, Quality Insulation Installation, CZ 13 | 0.48003 | 0.043683 | 0.48003 | 437.896 | 8757.92 | 41.728 | 834.56 | 0.13252 | 0.86828 | 0.13252 | 0.86828 | 0.14534 | 0.95228 | 0.14534 | 0.95228 | 4.7589 | 7.4783 | 4.7589 | 7.4783
316030-Single Family, Quality Insulation Installation, CZ 13 | 0.48003 | 0.043683 | 0.48003 | 437.896 | 8757.92 | 41.728 | 834.56 | 0.13252 | 0.86828 | 0.13252 | 0.86828 | 0.14534 | 0.95228 | 0.14534 | 0.95228 | 4.7589 | 7.4783 | 4.7589 | 7.4783
316030-Single Family, Quality Insulation Installation, CZ 13 | 0.48003 | 0.043683 | 0.48003 | 437.896 | 8757.92 | 41.728 | 834.56 | 0.13252 | 0.86828 | 0.13252 | 0.86828 | 0.14534 | 0.95228 | 0.14534 | 0.95228 | 4.7589 | 7.4783 | 4.7589 | 7.4783
316030-Single Family, Quality Insulation Installation, CZ 13 | 0.48003 | 0.043683 | 0.48003 | 437.896 | 8757.92 | 41.728 | 834.56 | 0.13252 | 0.86828 | 0.13252 | 0.86828 | 0.14534 | 0.95228 | 0.14534 | 0.95228 | 4.7589 | 7.4783 | 4.7589 | 7.4783
316030-Single Family, Quality Insulation Installation, CZ 13 | 0.48003 | 0.043683 | 0.48003 | 437.896 | 8757.92 | 41.728 | 834.56 | 0.13252 | 0.86828 | 0.13252 | 0.86828 | 0.14534 | 0.95228 | 0.14534 | 0.95228 | 4.7589 | 7.4783 | 4.7589 | 7.4783
316030-Single Family, Quality Insulation Installation, CZ 13 | 0.48003 | 0.043683 | 0.48003 | 437.896 | 8757.92 | 41.728 | 834.56 | 0.13252 | 0.86828 | 0.13252 | 0.86828 | 0.14534 | 0.95228 | 0.14534 | 0.95228 | 4.7589 | 7.4783 | 4.7589 | 7.4783
316030-Single Family, Quality Insulation Installation, CZ 13 | 0.48003 | 0.043683 | 0.48003 | 437.896 | 8757.92 | 41.728 | 834.56 | 0.13252 | 0.86828 | 0.13252 | 0.86828 | 0.14534 | 0.95228 | 0.14534 | 0.95228 | 4.7589 | 7.4783 | 4.7589 | 7.4783
316030-Single Family, Quality Insulation Installation, CZ 13 | 0.48003 | 0.043683 | 0.48003 | 437.896 | 8757.92 | 41.728 | 834.56 | 0.13252 | 0.86828 | 0.13252 | 0.86828 | 0.14534 | 0.95228 | 0.14534 | 0.95228 | 4.7589 | 7.4783 | 4.7589 | 7.4783
316030-Single Family, Quality Insulation Installation, CZ 13 | 0.48003 | 0.043683 | 0.48003 | 437.896 | 8757.92 | 41.728 | 834.56 | 0.13252 | 0.86828 | 0.13252 | 0.86828 | 0.14534 | 0.95228 | 0.14534 | 0.95228 | 4.7589 | 7.4783 | 4.7589 | 7.4783
316030-Single Family, Quality Insulation Installation, CZ 13 | 0.48003 | 0.043683 | 0.48003 | 437.896 | 8757.92 | 41.728 | 834.56 | 0.13252 | 0.86828 | 0.13252 | 0.86828 | 0.14534 | 0.95228 | 0.14534 | 0.95228 | 4.7589 | 7.4783 | 4.7589 | 7.4783
316030-Single Family, Quality Insulation Installation, CZ 13 | 0.48003 | 0.043683 | 0.48003 | 437.896 | 8757.92 | 41.728 | 834.56 | 0.13252 | 0.86828 | 0.13252 | 0.86828 | 0.14534 | 0.95228 | 0.14534 | 0.95228 | 4.7589 | 7.4783 | 4.7589 | 7.4783
316030-Single Family, Quality Insulation Installation, CZ 13 | 0.48003 | 0.043683 | 0.48003 | 437.896 | 8757.92 | 41.728 | 834.56 | 0.13252 | 0.86828 | 0.13252 | 0.86828 | 0.14534 | 0.95228 | 0.14534 | 0.95228 | 4.7589 | 7.4783 | 4.7589 | 7.4783
316018-Single Family, Verified Ducting System, CZ 9 | 0.23851 | 0.021704 | 0.23851 | 217.576 | 3916.368 | 11.984 | 215.712 | 0.11715 | 0.78133 | 0.11715 | 0.78133 | 0.09783 | 0.65249 | 0.09783 | 0.65249 | 3.599 | 2.5193 | 3.599 | 2.5193
316028-Single Family, Quality Insulation Installation, CZ 9 | 0.22341 | 0.02033 | 0.22341 | 203.8 | 4076 | 11.56 | 231.2 | 0.075547 | 0.50386 | 0.075547 | 0.50386 | 0.10801 | 0.72038 | 0.10801 | 0.72038 | 1.8463 | 2.9013 | 1.8463 | 2.9013
316027-Single Family, Quality Insulation Installation, CZ 8 | 2.4002 | 0.21842 | 2.4002 | 2189.52 | 43790.4 | 334.08 | 6681.6 | 0.084395 | 0.57677 | 0.084395 | 0.57677 | 0.14556 | 0.99477 | 0.14556 | 0.99477 | 2.1039 | 10.5193 | 2.1039 | 10.5193
316027-Single Family, Quality Insulation Installation, CZ 8 | 2.4002 | 0.21842 | 2.4002 | 2189.52 | 43790.4 | 334.08 | 6681.6 | 0.084395 | 0.57677 | 0.084395 | 0.57677 | 0.14556 | 0.99477 | 0.14556 | 0.99477 | 2.1039 | 10.5193 | 2.1039 | 10.5193
316027-Single Family, Quality Insulation Installation, CZ 8 | 2.4002 | 0.21842 | 2.4002 | 2189.52 | 43790.4 | 334.08 | 6681.6 | 0.084395 | 0.57677 | 0.084395 | 0.57677 | 0.14556 | 0.99477 | 0.14556 | 0.99477 | 2.1039 | 10.5193 | 2.1039 | 10.5193
316017-Single Family, Verified Ducting System, CZ 8 | 0.098121 | 0.008929 | 0.098121 | 89.512 | 1611.216 | 10.712 | 192.816 | 0.087495 | 0.59882 | 0.087495 | 0.59882 | 0.09926 | 0.67934 | 0.09926 | 0.67934 | 2.2395 | 2.6874 | 2.2395 | 2.6874
316027-Single Family, Quality Insulation Installation, CZ 8 | 0.16001 | 0.014561 | 0.16001 | 145.968 | 2919.36 | 22.272 | 445.44 | 0.076749 | 0.52452 | 0.076749 | 0.52452 | 0.10733 | 0.73352 | 0.10733 | 0.73352 | 1.9126 | 3.0055 | 1.9126 | 3.0055
316017-Single Family, Verified Ducting System, CZ 8 | 0.098121 | 0.008929 | 0.098121 | 89.512 | 1611.216 | 10.712 | 192.816 | 0.087495 | 0.59882 | 0.087495 | 0.59882 | 0.09926 | 0.67934 | 0.09926 | 0.67934 | 2.2395 | 2.6874 | 2.2395 | 2.6874
316027-Single Family, Quality Insulation Installation, CZ 8 | 0.16001 | 0.014561 | 0.16001 | 145.968 | 2919.36 | 22.272 | 445.44 | 0.076749 | 0.52452 | 0.076749 | 0.52452 | 0.10733 | 0.73352 | 0.10733 | 0.73352 | 1.9126 | 3.0055 | 1.9126 | 3.0055
316017-Single Family, Verified Ducting System, CZ 8 | 0.098121 | 0.008929 | 0.098121 | 89.512 | 1611.216 | 10.712 | 192.816 | 0.087495 | 0.59882 | 0.087495 | 0.59882 | 0.09926 | 0.67934 | 0.09926 | 0.67934 | 2.2395 | 2.6874 | 2.2395 | 2.6874
316027-Single Family, Quality Insulation Installation, CZ 8 | 0.16001 | 0.014561 | 0.16001 | 145.968 | 2919.36 | 22.272 | 445.44 | 0.076749 | 0.52452 | 0.076749 | 0.52452 | 0.10733 | 0.73352 | 0.10733 | 0.73352 | 1.9126 | 3.0055 | 1.9126 | 3.0055
316017-Single Family, Verified Ducting System, CZ 8 | 0.098121 | 0.008929 | 0.098121 | 89.512 | 1611.216 | 10.712 | 192.816 | 0.087495 | 0.59882 | 0.087495 | 0.59882 | 0.09926 | 0.67934 | 0.09926 | 0.67934 | 2.2395 | 2.6874 | 2.2395 | 2.6874
316027-Single Family, Quality Insulation Installation, CZ 8 | 0.16001 | 0.014561 | 0.16001 | 145.968 | 2919.36 | 22.272 | 445.44 | 0.076749 | 0.52452 | 0.076749 | 0.52452 | 0.10733 | 0.73352 | 0.10733 | 0.73352 | 1.9126 | 3.0055 | 1.9126 | 3.0055
316017-Single Family, Verified Ducting System, CZ 8 | 0.098121 | 0.008929 | 0.098121 | 89.512 | 1611.216 | 10.712 | 192.816 | 0.087495 | 0.59882 | 0.087495 | 0.59882 | 0.09926 | 0.67934 | 0.09926 | 0.67934 | 2.2395 | 2.6874 | 2.2395 | 2.6874
316027-Single Family, Quality Insulation Installation, CZ 8 | 0.16001 | 0.014561 | 0.16001 | 145.968 | 2919.36 | 22.272 | 445.44 | 0.076749 | 0.52452 | 0.076749 | 0.52452 | 0.10733 | 0.73352 | 0.10733 | 0.73352 | 1.9126 | 3.0055 | 1.9126 | 3.0055
316017-Single Family, Verified Ducting System, CZ 8 | 0.098121 | 0.008929 | 0.098121 | 89.512 | 1611.216 | 10.712 | 192.816 | 0.087495 | 0.59882 | 0.087495 | 0.59882 | 0.09926 | 0.67934 | 0.09926 | 0.67934 | 2.2395 | 2.6874 | 2.2395 | 2.6874
316027-Single Family, Quality Insulation Installation, CZ 8 | 0.16001 | 0.014561 | 0.16001 | 145.968 | 2919.36 | 22.272 | 445.44 | 0.076749 | 0.52452 | 0.076749 | 0.52452 | 0.10733 | 0.73352 | 0.10733 | 0.73352 | 1.9126 | 3.0055 | 1.9126 | 3.0055
316017-Single Family, Verified Ducting System, CZ 8 | 0.098121 | 0.008929 | 0.098121 | 89.512 | 1611.216 | 10.712 | 192.816 | 0.087495 | 0.59882 | 0.087495 | 0.59882 | 0.09926 | 0.67934 | 0.09926 | 0.67934 | 2.2395 | 2.6874 | 2.2395 | 2.6874
316027-Single Family, Quality Insulation Installation, CZ 8 | 0.16001 | 0.014561 | 0.16001 | 145.968 | 2919.36 | 22.272 | 445.44 | 0.076749 | 0.52452 | 0.076749 | 0.52452 | 0.10733 | 0.73352 | 0.10733 | 0.73352 | 1.9126 | 3.0055 | 1.9126 | 3.0055
316017-Single Family, Verified Ducting System, CZ 8 | 0.098121 | 0.008929 | 0.098121 | 89.512 | 1611.216 | 10.712 | 192.816 | 0.087495 | 0.59882 | 0.087495 | 0.59882 | 0.09926 | 0.67934 | 0.09926 | 0.67934 | 2.2395 | 2.6874 | 2.2395 | 2.6874
316027-Single Family, Quality Insulation Installation, CZ 8 | 0.16001 | 0.014561 | 0.16001 | 145.968 | 2919.36 | 22.272 | 445.44 | 0.076749 | 0.52452 | 0.076749 | 0.52452 | 0.10733 | 0.73352 | 0.10733 | 0.73352 | 1.9126 | 3.0055 | 1.9126 | 3.0055
316017-Single Family, Verified Ducting System, CZ 8 | 0.098121 | 0.008929 | 0.098121 | 89.512 | 1611.216 | 10.712 | 192.816 | 0.087495 | 0.59882 | 0.087495 | 0.59882 | 0.09926 | 0.67934 | 0.09926 | 0.67934 | 2.2395 | 2.6874 | 2.2395 | 2.6874
316027-Single Family, Quality Insulation Installation, CZ 8 | 0.16001 | 0.014561 | 0.16001 | 145.968 | 2919.36 | 22.272 | 445.44 | 0.076749 | 0.52452 | 0.076749 | 0.52452 | 0.10733 | 0.73352 | 0.10733 | 0.73352 | 1.9126 | 3.0055 | 1.9126 | 3.0055
316017-Single Family, Verified Ducting System, CZ 8 | 0.098121 | 0.008929 | 0.098121 | 89.512 | 1611.216 | 10.712 | 192.816 | 0.087495 | 0.59882 | 0.087495 | 0.59882 | 0.09926 | 0.67934 | 0.09926 | 0.67934 | 2.2395 | 2.6874 | 2.2395 | 2.6874
316027-Single Family, Quality Insulation Installation, CZ 8 | 0.16001 | 0.014561 | 0.16001 | 145.968 | 2919.36 | 22.272 | 445.44 | 0.076749 | 0.52452 | 0.076749 | 0.52452 | 0.10733 | 0.73352 | 0.10733 | 0.73352 | 1.9126 | 3.0055 | 1.9126 | 3.0055
316017-Single Family, Verified Ducting System, CZ 8 | 0.098121 | 0.008929 | 0.098121 | 89.512 | 1611.216 | 10.712 | 192.816 | 0.087495 | 0.59882 | 0.087495 | 0.59882 | 0.09926 | 0.67934 | 0.09926 | 0.67934 | 2.2395 | 2.6874 | 2.2395 | 2.6874
316027-Single Family, Quality Insulation Installation, CZ 8 | 0.16001 | 0.014561 | 0.16001 | 145.968 | 2919.36 | 22.272 | 445.44 | 0.076749 | 0.52452 | 0.076749 | 0.52452 | 0.10733 | 0.73352 | 0.10733 | 0.73352 | 1.9126 | 3.0055 | 1.9126 | 3.0055
316017-Single Family, Verified Ducting System, CZ 8 | 0.098121 | 0.008929 | 0.098121 | 89.512 | 1611.216 | 10.712 | 192.816 | 0.087495 | 0.59882 | 0.087495 | 0.59882 | 0.09926 | 0.67934 | 0.09926 | 0.67934 | 2.2395 | 2.6874 | 2.2395 | 2.6874
316027-Single Family, Quality Insulation Installation, CZ 8 | 0.16001 | 0.014561 | 0.16001 | 145.968 | 2919.36 | 22.272 | 445.44 | 0.076749 | 0.52452 | 0.076749 | 0.52452 | 0.10733 | 0.73352 | 0.10733 | 0.73352 | 1.9126 | 3.0055 | 1.9126 | 3.0055
316017-Single Family, Verified Ducting System, CZ 8 | 0.098121 | 0.008929 | 0.098121 | 89.512 | 1611.216 | 10.712 | 192.816 | 0.087495 | 0.59882 | 0.087495 | 0.59882 | 0.09926 | 0.67934 | 0.09926 | 0.67934 | 2.2395 | 2.6874 | 2.2395 | 2.6874
316027-Single Family, Quality Insulation Installation, CZ 8 | 0.16001 | 0.014561 | 0.16001 | 145.968 | 2919.36 | 22.272 | 445.44 | 0.076749 | 0.52452 | 0.076749 | 0.52452 | 0.10733 | 0.73352 | 0.10733 | 0.73352 | 1.9126 | 3.0055 | 1.9126 | 3.0055
316017-Single Family, Verified Ducting System, CZ 8 | 0.098121 | 0.008929 | 0.098121 | 89.512 | 1611.216 | 10.712 | 192.816 | 0.087495 | 0.59882 | 0.087495 | 0.59882 | 0.09926 | 0.67934 | 0.09926 | 0.67934 | 2.2395 | 2.6874 | 2.2395 | 2.6874
316027-Single Family, Quality Insulation Installation, CZ 8 | 0.16001 | 0.014561 | 0.16001 | 145.968 | 2919.36 | 22.272 | 445.44 | 0.076749 | 0.52452 | 0.076749 | 0.52452 | 0.10733 | 0.73352 | 0.10733 | 0.73352 | 1.9126 | 3.0055 | 1.9126 | 3.0055
316017-Single Family, Verified Ducting System, CZ 8 | 0.098121 | 0.008929 | 0.098121 | 89.512 | 1611.216 | 10.712 | 192.816 | 0.087495 | 0.59882 | 0.087495 | 0.59882 | 0.09926 | 0.67934 | 0.09926 | 0.67934 | 2.2395 | 2.6874 | 2.2395 | 2.6874
316027-Single Family, Quality Insulation Installation, CZ 8 | 0.16001 | 0.014561 | 0.16001 | 145.968 | 2919.36 | 22.272 | 445.44 | 0.076749 | 0.52452 | 0.076749 | 0.52452 | 0.10733 | 0.73352 | 0.10733 | 0.73352 | 1.9126 | 3.0055 | 1.9126 | 3.0055
316017-Single Family, Verified Ducting System, CZ 8 | 0.098121 | 0.008929 | 0.098121 | 89.512 | 1611.216 | 10.712 | 192.816 | 0.087495 | 0.59882 | 0.087495 | 0.59882 | 0.09926 | 0.67934 | 0.09926 | 0.67934 | 2.2395 | 2.6874 | 2.2395 | 2.6874
316027-Single Family, Quality Insulation Installation, CZ 8 | 0.16001 | 0.014561 | 0.16001 | 145.968 | 2919.36 | 22.272 | 445.44 | 0.076749 | 0.52452 | 0.076749 | 0.52452 | 0.10733 | 0.73352 | 0.10733 | 0.73352 | 1.9126 | 3.0055 | 1.9126 | 3.0055
316017-Single Family, Verified Ducting System, CZ 8 | 0.098121 | 0.008929 | 0.098121 | 89.512 | 1611.216 | 10.712 | 192.816 | 0.087495 | 0.59882 | 0.087495 | 0.59882 | 0.09926 | 0.67934 | 0.09926 | 0.67934 | 2.2395 | 2.6874 | 2.2395 | 2.6874
316027-Single Family, Quality Insulation Installation, CZ 8 | 0.16001 | 0.014561 | 0.16001 | 145.968 | 2919.36 | 22.272 | 445.44 | 0.076749 | 0.52452 | 0.076749 | 0.52452 | 0.10733 | 0.73352 | 0.10733 | 0.73352 | 1.9126 | 3.0055 | 1.9126 | 3.0055
316032-Single Family, Quality Insulation Installation, CZ 15 | 1.114 | 0.10138 | 1.114 | 1016.256 | 20325.12 | 16.632 | 332.64 | 0.15141 | 0.9463 | 0.15141 | 0.9463 | 0.15955 | 0.99718 | 0.15955 | 0.99718 | 7.7636 | 12.1999 | 7.7636 | 12.1999
316032-Single Family, Quality Insulation Installation, CZ 15 | 1.114 | 0.10138 | 1.114 | 1016.256 | 20325.12 | 16.632 | 332.64 | 0.15141 | 0.9463 | 0.15141 | 0.9463 | 0.15955 | 0.99718 | 0.15955 | 0.99718 | 7.7636 | 12.1999 | 7.7636 | 12.1999
316032-Single Family, Quality Insulation Installation, CZ 15 | 1.114 | 0.10138 | 1.114 | 1016.256 | 20325.12 | 16.632 | 332.64 | 0.15141 | 0.9463 | 0.15141 | 0.9463 | 0.15955 | 0.99718 | 0.15955 | 0.99718 | 7.7636 | 12.1999 | 7.7636 | 12.1999
316032-Single Family, Quality Insulation Installation, CZ 15 | 1.114 | 0.10138 | 1.114 | 1016.256 | 20325.12 | 16.632 | 332.64 | 0.15141 | 0.9463 | 0.15141 | 0.9463 | 0.15955 | 0.99718 | 0.15955 | 0.99718 | 7.7636 | 12.1999 | 7.7636 | 12.1999
316032-Single Family, Quality Insulation Installation, CZ 15 | 1.114 | 0.10138 | 1.114 | 1016.256 | 20325.12 | 16.632 | 332.64 | 0.15141 | 0.9463 | 0.15141 | 0.9463 | 0.15955 | 0.99718 | 0.15955 | 0.99718 | 7.7636 | 12.1999 | 7.7636 | 12.1999
316032-Single Family, Quality Insulation Installation, CZ 15 | 1.114 | 0.10138 | 1.114 | 1016.256 | 20325.12 | 16.632 | 332.64 | 0.15141 | 0.9463 | 0.15141 | 0.9463 | 0.15955 | 0.99718 | 0.15955 | 0.99718 | 7.7636 | 12.1999 | 7.7636 | 12.1999
316032-Single Family, Quality Insulation Installation, CZ 15 | 1.114 | 0.10138 | 1.114 | 1016.256 | 20325.12 | 16.632 | 332.64 | 0.15141 | 0.9463 | 0.15141 | 0.9463 | 0.15955 | 0.99718 | 0.15955 | 0.99718 | 7.7636 | 12.1999 | 7.7636 | 12.1999
316032-Single Family, Quality Insulation Installation, CZ 15 | 1.114 | 0.10138 | 1.114 | 1016.256 | 20325.12 | 16.632 | 332.64 | 0.15141 | 0.9463 | 0.15141 | 0.9463 | 0.15955 | 0.99718 | 0.15955 | 0.99718 | 7.7636 | 12.1999 | 7.7636 | 12.1999
316032-Single Family, Quality Insulation Installation, CZ 15 | 1.114 | 0.10138 | 1.114 | 1016.256 | 20325.12 | 16.632 | 332.64 | 0.15141 | 0.9463 | 0.15141 | 0.9463 | 0.15955 | 0.99718 | 0.15955 | 0.99718 | 7.7636 | 12.1999 | 7.7636 | 12.1999
316032-Single Family, Quality Insulation Installation, CZ 15 | 1.114 | 0.10138 | 1.114 | 1016.256 | 20325.12 | 16.632 | 332.64 | 0.15141 | 0.9463 | 0.15141 | 0.9463 | 0.15955 | 0.99718 | 0.15955 | 0.99718 | 7.7636 | 12.1999 | 7.7636 | 12.1999
316032-Single Family, Quality Insulation Installation, CZ 15 | 1.114 | 0.10138 | 1.114 | 1016.256 | 20325.12 | 16.632 | 332.64 | 0.15141 | 0.9463 | 0.15141 | 0.9463 | 0.15955 | 0.99718 | 0.15955 | 0.99718 | 7.7636 | 12.1999 | 7.7636 | 12.1999
316032-Single Family, Quality Insulation Installation, CZ 15 | 1.114 | 0.10138 | 1.114 | 1016.256 | 20325.12 | 16.632 | 332.64 | 0.15141 | 0.9463 | 0.15141 | 0.9463 | 0.15955 | 0.99718 | 0.15955 | 0.99718 | 7.7636 | 12.1999 | 7.7636 | 12.1999
316032-Single Family, Quality Insulation Installation, CZ 15 | 1.114 | 0.10138 | 1.114 | 1016.256 | 20325.12 | 16.632 | 332.64 | 0.15141 | 0.9463 | 0.15141 | 0.9463 | 0.15955 | 0.99718 | 0.15955 | 0.99718 | 7.7636 | 12.1999 | 7.7636 | 12.1999
316032-Single Family, Quality Insulation Installation, CZ 15 | 1.114 | 0.10138 | 1.114 | 1016.256 | 20325.12 | 16.632 | 332.64 | 0.15141 | 0.9463 | 0.15141 | 0.9463 | 0.15955 | 0.99718 | 0.15955 | 0.99718 | 7.7636 | 12.1999 | 7.7636 | 12.1999
316032-Single Family, Quality Insulation Installation, CZ 15 | 1.114 | 0.10138 | 1.114 | 1016.256 | 20325.12 | 16.632 | 332.64 | 0.15141 | 0.9463 | 0.15141 | 0.9463 | 0.15955 | 0.99718 | 0.15955 | 0.99718 | 7.7636 | 12.1999 | 7.7636 | 12.1999
316032-Single Family, Quality Insulation Installation, CZ 15 | 1.114 | 0.10138 | 1.114 | 1016.256 | 20325.12 | 16.632 | 332.64 | 0.15141 | 0.9463 | 0.15141 | 0.9463 | 0.15955 | 0.99718 | 0.15955 | 0.99718 | 7.7636 | 12.1999 | 7.7636 | 12.1999
316032-Single Family, Quality Insulation Installation, CZ 15 | 1.114 | 0.10138 | 1.114 | 1016.256 | 20325.12 | 16.632 | 332.64 | 0.15141 | 0.9463 | 0.15141 | 0.9463 | 0.15955 | 0.99718 | 0.15955 | 0.99718 | 7.7636 | 12.1999 | 7.7636 | 12.1999
316032-Single Family, Quality Insulation Installation, CZ 15 | 1.114 | 0.10138 | 1.114 | 1016.256 | 20325.12 | 16.632 | 332.64 | 0.15141 | 0.9463 | 0.15141 | 0.9463 | 0.15955 | 0.99718 | 0.15955 | 0.99718 | 7.7636 | 12.1999 | 7.7636 | 12.1999
316032-Single Family, Quality Insulation Installation, CZ 15 | 1.114 | 0.10138 | 1.114 | 1016.256 | 20325.12 | 16.632 | 332.64 | 0.15141 | 0.9463 | 0.15141 | 0.9463 | 0.15955 | 0.99718 | 0.15955 | 0.99718 | 7.7636 | 12.1999 | 7.7636 | 12.1999
316032-Single Family, Quality Insulation Installation, CZ 15 | 1.114 | 0.10138 | 1.114 | 1016.256 | 20325.12 | 16.632 | 332.64 | 0.15141 | 0.9463 | 0.15141 | 0.9463 | 0.15955 | 0.99718 | 0.15955 | 0.99718 | 7.7636 | 12.1999 | 7.7636 | 12.1999
316032-Single Family, Quality Insulation Installation, CZ 15 | 1.114 | 0.10138 | 1.114 | 1016.256 | 20325.12 | 16.632 | 332.64 | 0.15141 | 0.9463 | 0.15141 | 0.9463 | 0.15955 | 0.99718 | 0.15955 | 0.99718 | 7.7636 | 12.1999 | 7.7636 | 12.1999
316032-Single Family, Quality Insulation Installation, CZ 15 | 1.114 | 0.10138 | 1.114 | 1016.256 | 20325.12 | 16.632 | 332.64 | 0.15141 | 0.9463 | 0.15141 | 0.9463 | 0.15955 | 0.99718 | 0.15955 | 0.99718 | 7.7636 | 12.1999 | 7.7636 | 12.1999
316032-Single Family, Quality Insulation Installation, CZ 15 | 1.114 | 0.10138 | 1.114 | 1016.256 | 20325.12 | 16.632 | 332.64 | 0.15141 | 0.9463 | 0.15141 | 0.9463 | 0.15955 | 0.99718 | 0.15955 | 0.99718 | 7.7636 | 12.1999 | 7.7636 | 12.1999
316032-Single Family, Quality Insulation Installation, CZ 15 | 1.114 | 0.10138 | 1.114 | 1016.256 | 20325.12 | 16.632 | 332.64 | 0.15141 | 0.9463 | 0.15141 | 0.9463 | 0.15955 | 0.99718 | 0.15955 | 0.99718 | 7.7636 | 12.1999 | 7.7636 | 12.1999
316032-Single Family, Quality Insulation Installation, CZ 15 | 1.114 | 0.10138 | 1.114 | 1016.256 | 20325.12 | 16.632 | 332.64 | 0.15141 | 0.9463 | 0.15141 | 0.9463 | 0.15955 | 0.99718 | 0.15955 | 0.99718 | 7.7636 | 12.1999 | 7.7636 | 12.1999
316032-Single Family, Quality Insulation Installation, CZ 15 | 1.114 | 0.10138 | 1.114 | 1016.256 | 20325.12 | 16.632 | 332.64 | 0.15141 | 0.9463 | 0.15141 | 0.9463 | 0.15955 | 0.99718 | 0.15955 | 0.99718 | 7.7636 | 12.1999 | 7.7636 | 12.1999
316032-Single Family, Quality Insulation Installation, CZ 15 | 1.114 | 0.10138 | 1.114 | 1016.256 | 20325.12 | 16.632 | 332.64 | 0.15141 | 0.9463 | 0.15141 | 0.9463 | 0.15955 | 0.99718 | 0.15955 | 0.99718 | 7.7636 | 12.1999 | 7.7636 | 12.1999
316032-Single Family, Quality Insulation Installation, CZ 15 | 1.114 | 0.10138 | 1.114 | 1016.256 | 20325.12 | 16.632 | 332.64 | 0.15141 | 0.9463 | 0.15141 | 0.9463 | 0.15955 | 0.99718 | 0.15955 | 0.99718 | 7.7636 | 12.1999 | 7.7636 | 12.1999
316032-Single Family, Quality Insulation Installation, CZ 15 | 1.114 | 0.10138 | 1.114 | 1016.256 | 20325.12 | 16.632 | 332.64 | 0.15141 | 0.9463 | 0.15141 | 0.9463 | 0.15955 | 0.99718 | 0.15955 | 0.99718 | 7.7636 | 12.1999 | 7.7636 | 12.1999
316032-Single Family, Quality Insulation Installation, CZ 15 | 1.114 | 0.10138 | 1.114 | 1016.256 | 20325.12 | 16.632 | 332.64 | 0.15141 | 0.9463 | 0.15141 | 0.9463 | 0.15955 | 0.99718 | 0.15955 | 0.99718 | 7.7636 | 12.1999 | 7.7636 | 12.1999
316032-Single Family, Quality Insulation Installation, CZ 15 | 1.114 | 0.10138 | 1.114 | 1016.256 | 20325.12 | 16.632 | 332.64 | 0.15141 | 0.9463 | 0.15141 | 0.9463 | 0.15955 | 0.99718 | 0.15955 | 0.99718 | 7.7636 | 12.1999 | 7.7636 | 12.1999
316032-Single Family, Quality Insulation Installation, CZ 15 | 1.114 | 0.10138 | 1.114 | 1016.256 | 20325.12 | 16.632 | 332.64 | 0.15141 | 0.9463 | 0.15141 | 0.9463 | 0.15955 | 0.99718 | 0.15955 | 0.99718 | 7.7636 | 12.1999 | 7.7636 | 12.1999
316032-Single Family, Quality Insulation Installation, CZ 15 | 1.114 | 0.10138 | 1.114 | 1016.256 | 20325.12 | 16.632 | 332.64 | 0.15141 | 0.9463 | 0.15141 | 0.9463 | 0.15955 | 0.99718 | 0.15955 | 0.99718 | 7.7636 | 12.1999 | 7.7636 | 12.1999
316032-Single Family, Quality Insulation Installation, CZ 15 | 1.114 | 0.10138 | 1.114 | 1016.256 | 20325.12 | 16.632 | 332.64 | 0.15141 | 0.9463 | 0.15141 | 0.9463 | 0.15955 | 0.99718 | 0.15955 | 0.99718 | 7.7636 | 12.1999 | 7.7636 | 12.1999
316032-Single Family, Quality Insulation Installation, CZ 15 | 1.114 | 0.10138 | 1.114 | 1016.256 | 20325.12 | 16.632 | 332.64 | 0.15141 | 0.9463 | 0.15141 | 0.9463 | 0.15955 | 0.99718 | 0.15955 | 0.99718 | 7.7636 | 12.1999 | 7.7636 | 12.1999
316032-Single Family, Quality Insulation Installation, CZ 15 | 1.114 | 0.10138 | 1.114 | 1016.256 | 20325.12 | 16.632 | 332.64 | 0.14864 | 0.95572 | 0.14864 | 0.95572 | 0.15676 | 1.0079 | 0.15676 | 1.0079 | 7.6578 | 12.0336 | 7.6578 | 12.0336
316032-Single Family, Quality Insulation Installation, CZ 15 | 1.114 | 0.10138 | 1.114 | 1016.256 | 20325.12 | 16.632 | 332.64 | 0.14864 | 0.95572 | 0.14864 | 0.95572 | 0.15676 | 1.0079 | 0.15676 | 1.0079 | 7.6578 | 12.0336 | 7.6578 | 12.0336
316032-Single Family, Quality Insulation Installation, CZ 15 | 1.114 | 0.10138 | 1.114 | 1016.256 | 20325.12 | 16.632 | 332.64 | 0.14864 | 0.95572 | 0.14864 | 0.95572 | 0.15676 | 1.0079 | 0.15676 | 1.0079 | 7.6578 | 12.0336 | 7.6578 | 12.0336
316032-Single Family, Quality Insulation Installation, CZ 15 | 1.114 | 0.10138 | 1.114 | 1016.256 | 20325.12 | 16.632 | 332.64 | 0.14864 | 0.95572 | 0.14864 | 0.95572 | 0.15676 | 1.0079 | 0.15676 | 1.0079 | 7.6578 | 12.0336 | 7.6578 | 12.0336
316032-Single Family, Quality Insulation Installation, CZ 15 | 1.114 | 0.10138 | 1.114 | 1016.256 | 20325.12 | 16.632 | 332.64 | 0.14864 | 0.95572 | 0.14864 | 0.95572 | 0.15676 | 1.0079 | 0.15676 | 1.0079 | 7.6578 | 12.0336 | 7.6578 | 12.0336
316032-Single Family, Quality Insulation Installation, CZ 15 | 1.114 | 0.10138 | 1.114 | 1016.256 | 20325.12 | 16.632 | 332.64 | 0.14864 | 0.95572 | 0.14864 | 0.95572 | 0.15676 | 1.0079 | 0.15676 | 1.0079 | 7.6578 | 12.0336 | 7.6578 | 12.0336
316032-Single Family, Quality Insulation Installation, CZ 15 | 1.114 | 0.10138 | 1.114 | 1016.256 | 20325.12 | 16.632 | 332.64 | 0.14864 | 0.95572 | 0.14864 | 0.95572 | 0.15676 | 1.0079 | 0.15676 | 1.0079 | 7.6578 | 12.0336 | 7.6578 | 12.0336
316032-Single Family, Quality Insulation Installation, CZ 15 | 1.114 | 0.10138 | 1.114 | 1016.256 | 20325.12 | 16.632 | 332.64 | 0.14864 | 0.95572 | 0.14864 | 0.95572 | 0.15676 | 1.0079 | 0.15676 | 1.0079 | 7.6578 | 12.0336 | 7.6578 | 12.0336
316032-Single Family, Quality Insulation Installation, CZ 15 | 1.114 | 0.10138 | 1.114 | 1016.256 | 20325.12 | 16.632 | 332.64 | 0.14864 | 0.95572 | 0.14864 | 0.95572 | 0.15676 | 1.0079 | 0.15676 | 1.0079 | 7.6578 | 12.0336 | 7.6578 | 12.0336
316032-Single Family, Quality Insulation Installation, CZ 15 | 1.114 | 0.10138 | 1.114 | 1016.256 | 20325.12 | 16.632 | 332.64 | 0.14864 | 0.95572 | 0.14864 | 0.95572 | 0.15676 | 1.0079 | 0.15676 | 1.0079 | 7.6578 | 12.0336 | 7.6578 | 12.0336
316032-Single Family, Quality Insulation Installation, CZ 15 | 1.114 | 0.10138 | 1.114 | 1016.256 | 20325.12 | 16.632 | 332.64 | 0.14864 | 0.95572 | 0.14864 | 0.95572 | 0.15676 | 1.0079 | 0.15676 | 1.0079 | 7.6578 | 12.0336 | 7.6578 | 12.0336
316032-Single Family, Quality Insulation Installation, CZ 15 | 1.114 | 0.10138 | 1.114 | 1016.256 | 20325.12 | 16.632 | 332.64 | 0.14864 | 0.95572 | 0.14864 | 0.95572 | 0.15676 | 1.0079 | 0.15676 | 1.0079 | 7.6578 | 12.0336 | 7.6578 | 12.0336
316032-Single Family, Quality Insulation Installation, CZ 15 | 1.114 | 0.10138 | 1.114 | 1016.256 | 20325.12 | 16.632 | 332.64 | 0.14864 | 0.95572 | 0.14864 | 0.95572 | 0.15676 | 1.0079 | 0.15676 | 1.0079 | 7.6578 | 12.0336 | 7.6578 | 12.0336
316032-Single Family, Quality Insulation Installation, CZ 15 | 1.114 | 0.10138 | 1.114 | 1016.256 | 20325.12 | 16.632 | 332.64 | 0.14864 | 0.95572 | 0.14864 | 0.95572 | 0.15676 | 1.0079 | 0.15676 | 1.0079 | 7.6578 | 12.0336 | 7.6578 | 12.0336
316032-Single Family, Quality Insulation Installation, CZ 15 | 1.114 | 0.10138 | 1.114 | 1016.256 | 20325.12 | 16.632 | 332.64 | 0.14864 | 0.95572 | 0.14864 | 0.95572 | 0.15676 | 1.0079 | 0.15676 | 1.0079 | 7.6578 | 12.0336 | 7.6578 | 12.0336
316032-Single Family, Quality Insulation Installation, CZ 15 | 1.114 | 0.10138 | 1.114 | 1016.256 | 20325.12 | 16.632 | 332.64 | 0.14864 | 0.95572 | 0.14864 | 0.95572 | 0.15676 | 1.0079 | 0.15676 | 1.0079 | 7.6578 | 12.0336 | 7.6578 | 12.0336
316032-Single Family, Quality Insulation Installation, CZ 15 | 1.114 | 0.10138 | 1.114 | 1016.256 | 20325.12 | 16.632 | 332.64 | 0.14864 | 0.95572 | 0.14864 | 0.95572 | 0.15676 | 1.0079 | 0.15676 | 1.0079 | 7.6578 | 12.0336 | 7.6578 | 12.0336
316030-Single Family, Quality Insulation Installation, CZ 13 | 0.48003 | 0.043683 | 0.48003 | 437.896 | 8757.92 | 41.728 | 834.56 | 0.1349 | 0.85923 | 0.1349 | 0.85923 | 0.14786 | 0.94177 | 0.14786 | 0.94177 | 4.7855 | 7.52 | 4.7855 | 7.52
316040-Single Family, Tank Less Water Heater, CZ 13 | 0 | 0 | 0 | 0 | 0 | 60.328 | 904.92 | 0 | 0.37881 | 0 | 0.37881 | 0 | 0.5534 | 0 | 0.5534 | 1.7232 | 2.5848 | 1.7232 | 2.5848
316030-Single Family, Quality Insulation Installation, CZ 13 | 0.48003 | 0.043683 | 0.48003 | 437.896 | 8757.92 | 41.728 | 834.56 | 0.1349 | 0.85923 | 0.1349 | 0.85923 | 0.14786 | 0.94177 | 0.14786 | 0.94177 | 4.7855 | 7.52 | 4.7855 | 7.52
316040-Single Family, Tank Less Water Heater, CZ 13 | 0 | 0 | 0 | 0 | 0 | 60.328 | 904.92 | 0 | 0.37881 | 0 | 0.37881 | 0 | 0.5534 | 0 | 0.5534 | 1.7232 | 2.5848 | 1.7232 | 2.5848
316030-Single Family, Quality Insulation Installation, CZ 13 | 0.48003 | 0.043683 | 0.48003 | 437.896 | 8757.92 | 41.728 | 834.56 | 0.1349 | 0.85923 | 0.1349 | 0.85923 | 0.14786 | 0.94177 | 0.14786 | 0.94177 | 4.7855 | 7.52 | 4.7855 | 7.52
316040-Single Family, Tank Less Water Heater, CZ 13 | 0 | 0 | 0 | 0 | 0 | 60.328 | 904.92 | 0 | 0.37881 | 0 | 0.37881 | 0 | 0.5534 | 0 | 0.5534 | 1.7232 | 2.5848 | 1.7232 | 2.5848
316030-Single Family, Quality Insulation Installation, CZ 13 | 0.48003 | 0.043683 | 0.48003 | 437.896 | 8757.92 | 41.728 | 834.56 | 0.1349 | 0.85923 | 0.1349 | 0.85923 | 0.14786 | 0.94177 | 0.14786 | 0.94177 | 4.7855 | 7.52 | 4.7855 | 7.52
316040-Single Family, Tank Less Water Heater, CZ 13 | 0 | 0 | 0 | 0 | 0 | 60.328 | 904.92 | 0 | 0.37881 | 0 | 0.37881 | 0 | 0.5534 | 0 | 0.5534 | 1.7232 | 2.5848 | 1.7232 | 2.5848
316030-Single Family, Quality Insulation Installation, CZ 13 | 0.48003 | 0.043683 | 0.48003 | 437.896 | 8757.92 | 41.728 | 834.56 | 0.1349 | 0.85923 | 0.1349 | 0.85923 | 0.14786 | 0.94177 | 0.14786 | 0.94177 | 4.7855 | 7.52 | 4.7855 | 7.52
316040-Single Family, Tank Less Water Heater, CZ 13 | 0 | 0 | 0 | 0 | 0 | 60.328 | 904.92 | 0 | 0.37881 | 0 | 0.37881 | 0 | 0.5534 | 0 | 0.5534 | 1.7232 | 2.5848 | 1.7232 | 2.5848
316030-Single Family, Quality Insulation Installation, CZ 13 | 0.48003 | 0.043683 | 0.48003 | 437.896 | 8757.92 | 41.728 | 834.56 | 0.1349 | 0.85923 | 0.1349 | 0.85923 | 0.14786 | 0.94177 | 0.14786 | 0.94177 | 4.7855 | 7.52 | 4.7855 | 7.52
316040-Single Family, Tank Less Water Heater, CZ 13 | 0 | 0 | 0 | 0 | 0 | 60.328 | 904.92 | 0 | 0.37881 | 0 | 0.37881 | 0 | 0.5534 | 0 | 0.5534 | 1.7232 | 2.5848 | 1.7232 | 2.5848
316030-Single Family, Quality Insulation Installation, CZ 13 | 0.48003 | 0.043683 | 0.48003 | 437.896 | 8757.92 | 41.728 | 834.56 | 0.1349 | 0.85923 | 0.1349 | 0.85923 | 0.14786 | 0.94177 | 0.14786 | 0.94177 | 4.7855 | 7.52 | 4.7855 | 7.52
316040-Single Family, Tank Less Water Heater, CZ 13 | 0 | 0 | 0 | 0 | 0 | 60.328 | 904.92 | 0 | 0.37881 | 0 | 0.37881 | 0 | 0.5534 | 0 | 0.5534 | 1.7232 | 2.5848 | 1.7232 | 2.5848
316030-Single Family, Quality Insulation Installation, CZ 13 | 0.48003 | 0.043683 | 0.48003 | 437.896 | 8757.92 | 41.728 | 834.56 | 0.1349 | 0.85923 | 0.1349 | 0.85923 | 0.14786 | 0.94177 | 0.14786 | 0.94177 | 4.7855 | 7.52 | 4.7855 | 7.52
316040-Single Family, Tank Less Water Heater, CZ 13 | 0 | 0 | 0 | 0 | 0 | 60.328 | 904.92 | 0 | 0.37881 | 0 | 0.37881 | 0 | 0.5534 | 0 | 0.5534 | 1.7232 | 2.5848 | 1.7232 | 2.5848
316030-Single Family, Quality Insulation Installation, CZ 13 | 0.48003 | 0.043683 | 0.48003 | 437.896 | 8757.92 | 41.728 | 834.56 | 0.1349 | 0.85923 | 0.1349 | 0.85923 | 0.14786 | 0.94177 | 0.14786 | 0.94177 | 4.7855 | 7.52 | 4.7855 | 7.52
316040-Single Family, Tank Less Water Heater, CZ 13 | 0 | 0 | 0 | 0 | 0 | 60.328 | 904.92 | 0 | 0.37881 | 0 | 0.37881 | 0 | 0.5534 | 0 | 0.5534 | 1.7232 | 2.5848 | 1.7232 | 2.5848
316030-Single Family, Quality Insulation Installation, CZ 13 | 0.48003 | 0.043683 | 0.48003 | 437.896 | 8757.92 | 41.728 | 834.56 | 0.1349 | 0.85923 | 0.1349 | 0.85923 | 0.14786 | 0.94177 | 0.14786 | 0.94177 | 4.7855 | 7.52 | 4.7855 | 7.52
316040-Single Family, Tank Less Water Heater, CZ 13 | 0 | 0 | 0 | 0 | 0 | 60.328 | 904.92 | 0 | 0.37881 | 0 | 0.37881 | 0 | 0.5534 | 0 | 0.5534 | 1.7232 | 2.5848 | 1.7232 | 2.5848
316030-Single Family, Quality Insulation Installation, CZ 13 | 0.48003 | 0.043683 | 0.48003 | 437.896 | 8757.92 | 41.728 | 834.56 | 0.1349 | 0.85923 | 0.1349 | 0.85923 | 0.14786 | 0.94177 | 0.14786 | 0.94177 | 4.7855 | 7.52 | 4.7855 | 7.52
316040-Single Family, Tank Less Water Heater, CZ 13 | 0 | 0 | 0 | 0 | 0 | 60.328 | 904.92 | 0 | 0.37881 | 0 | 0.37881 | 0 | 0.5534 | 0 | 0.5534 | 1.7232 | 2.5848 | 1.7232 | 2.5848
316030-Single Family, Quality Insulation Installation, CZ 13 | 0.48003 | 0.043683 | 0.48003 | 437.896 | 8757.92 | 41.728 | 834.56 | 0.1349 | 0.85923 | 0.1349 | 0.85923 | 0.14786 | 0.94177 | 0.14786 | 0.94177 | 4.7855 | 7.52 | 4.7855 | 7.52
316040-Single Family, Tank Less Water Heater, CZ 13 | 0 | 0 | 0 | 0 | 0 | 60.328 | 904.92 | 0 | 0.37881 | 0 | 0.37881 | 0 | 0.5534 | 0 | 0.5534 | 1.7232 | 2.5848 | 1.7232 | 2.5848
316030-Single Family, Quality Insulation Installation, CZ 13 | 0.48003 | 0.043683 | 0.48003 | 437.896 | 8757.92 | 41.728 | 834.56 | 0.1349 | 0.85923 | 0.1349 | 0.85923 | 0.14786 | 0.94177 | 0.14786 | 0.94177 | 4.7855 | 7.52 | 4.7855 | 7.52
316040-Single Family, Tank Less Water Heater, CZ 13 | 0 | 0 | 0 | 0 | 0 | 60.328 | 904.92 | 0 | 0.37881 | 0 | 0.37881 | 0 | 0.5534 | 0 | 0.5534 | 1.7232 | 2.5848 | 1.7232 | 2.5848
316030-Single Family, Quality Insulation Installation, CZ 13 | 0.48003 | 0.043683 | 0.48003 | 437.896 | 8757.92 | 41.728 | 834.56 | 0.1349 | 0.85923 | 0.1349 | 0.85923 | 0.14786 | 0.94177 | 0.14786 | 0.94177 | 4.7855 | 7.52 | 4.7855 | 7.52
316040-Single Family, Tank Less Water Heater, CZ 13 | 0 | 0 | 0 | 0 | 0 | 60.328 | 904.92 | 0 | 0.37881 | 0 | 0.37881 | 0 | 0.5534 | 0 | 0.5534 | 1.7232 | 2.5848 | 1.7232 | 2.5848
316030-Single Family, Quality Insulation Installation, CZ 13 | 0.48003 | 0.043683 | 0.48003 | 437.896 | 8757.92 | 41.728 | 834.56 | 0.1349 | 0.85923 | 0.1349 | 0.85923 | 0.14786 | 0.94177 | 0.14786 | 0.94177 | 4.7855 | 7.52 | 4.7855 | 7.52
316040-Single Family, Tank Less Water Heater, CZ 13 | 0 | 0 | 0 | 0 | 0 | 60.328 | 904.92 | 0 | 0.37881 | 0 | 0.37881 | 0 | 0.5534 | 0 | 0.5534 | 1.7232 | 2.5848 | 1.7232 | 2.5848
316030-Single Family, Quality Insulation Installation, CZ 13 | 0.48003 | 0.043683 | 0.48003 | 437.896 | 8757.92 | 41.728 | 834.56 | 0.1349 | 0.85923 | 0.1349 | 0.85923 | 0.14786 | 0.94177 | 0.14786 | 0.94177 | 4.7855 | 7.52 | 4.7855 | 7.52
316040-Single Family, Tank Less Water Heater, CZ 13 | 0 | 0 | 0 | 0 | 0 | 60.328 | 904.92 | 0 | 0.37881 | 0 | 0.37881 | 0 | 0.5534 | 0 | 0.5534 | 1.7232 | 2.5848 | 1.7232 | 2.5848
316030-Single Family, Quality Insulation Installation, CZ 13 | 0.48003 | 0.043683 | 0.48003 | 437.896 | 8757.92 | 41.728 | 834.56 | 0.1349 | 0.85923 | 0.1349 | 0.85923 | 0.14786 | 0.94177 | 0.14786 | 0.94177 | 4.7855 | 7.52 | 4.7855 | 7.52
316040-Single Family, Tank Less Water Heater, CZ 13 | 0 | 0 | 0 | 0 | 0 | 60.328 | 904.92 | 0 | 0.37881 | 0 | 0.37881 | 0 | 0.5534 | 0 | 0.5534 | 1.7232 | 2.5848 | 1.7232 | 2.5848
316030-Single Family, Quality Insulation Installation, CZ 13 | 0.48003 | 0.043683 | 0.48003 | 437.896 | 8757.92 | 41.728 | 834.56 | 0.1349 | 0.85923 | 0.1349 | 0.85923 | 0.14786 | 0.94177 | 0.14786 | 0.94177 | 4.7855 | 7.52 | 4.7855 | 7.52
316040-Single Family, Tank Less Water Heater, CZ 13 | 0 | 0 | 0 | 0 | 0 | 60.328 | 904.92 | 0 | 0.37881 | 0 | 0.37881 | 0 | 0.5534 | 0 | 0.5534 | 1.7232 | 2.5848 | 1.7232 | 2.5848
316030-Single Family, Quality Insulation Installation, CZ 13 | 0.48003 | 0.043683 | 0.48003 | 437.896 | 8757.92 | 41.728 | 834.56 | 0.1349 | 0.85923 | 0.1349 | 0.85923 | 0.14786 | 0.94177 | 0.14786 | 0.94177 | 4.7855 | 7.52 | 4.7855 | 7.52
316040-Single Family, Tank Less Water Heater, CZ 13 | 0 | 0 | 0 | 0 | 0 | 60.328 | 904.92 | 0 | 0.37881 | 0 | 0.37881 | 0 | 0.5534 | 0 | 0.5534 | 1.7232 | 2.5848 | 1.7232 | 2.5848
316030-Single Family, Quality Insulation Installation, CZ 13 | 0.48003 | 0.043683 | 0.48003 | 437.896 | 8757.92 | 41.728 | 834.56 | 0.1349 | 0.85923 | 0.1349 | 0.85923 | 0.14786 | 0.94177 | 0.14786 | 0.94177 | 4.7855 | 7.52 | 4.7855 | 7.52
316040-Single Family, Tank Less Water Heater, CZ 13 | 0 | 0 | 0 | 0 | 0 | 60.328 | 904.92 | 0 | 0.37881 | 0 | 0.37881 | 0 | 0.5534 | 0 | 0.5534 | 1.7232 | 2.5848 | 1.7232 | 2.5848
316030-Single Family, Quality Insulation Installation, CZ 13 | 0.48003 | 0.043683 | 0.48003 | 437.896 | 8757.92 | 41.728 | 834.56 | 0.1349 | 0.85923 | 0.1349 | 0.85923 | 0.14786 | 0.94177 | 0.14786 | 0.94177 | 4.7855 | 7.52 | 4.7855 | 7.52
316040-Single Family, Tank Less Water Heater, CZ 13 | 0 | 0 | 0 | 0 | 0 | 60.328 | 904.92 | 0 | 0.37881 | 0 | 0.37881 | 0 | 0.5534 | 0 | 0.5534 | 1.7232 | 2.5848 | 1.7232 | 2.5848
316030-Single Family, Quality Insulation Installation, CZ 13 | 0.48003 | 0.043683 | 0.48003 | 437.896 | 8757.92 | 41.728 | 834.56 | 0.1349 | 0.85923 | 0.1349 | 0.85923 | 0.14786 | 0.94177 | 0.14786 | 0.94177 | 4.7855 | 7.52 | 4.7855 | 7.52
316040-Single Family, Tank Less Water Heater, CZ 13 | 0 | 0 | 0 | 0 | 0 | 60.328 | 904.92 | 0 | 0.37881 | 0 | 0.37881 | 0 | 0.5534 | 0 | 0.5534 | 1.7232 | 2.5848 | 1.7232 | 2.5848
316030-Single Family, Quality Insulation Installation, CZ 13 | 0.48003 | 0.043683 | 0.48003 | 437.896 | 8757.92 | 41.728 | 834.56 | 0.1349 | 0.85923 | 0.1349 | 0.85923 | 0.14786 | 0.94177 | 0.14786 | 0.94177 | 4.7855 | 7.52 | 4.7855 | 7.52
316040-Single Family, Tank Less Water Heater, CZ 13 | 0 | 0 | 0 | 0 | 0 | 60.328 | 904.92 | 0 | 0.37881 | 0 | 0.37881 | 0 | 0.5534 | 0 | 0.5534 | 1.7232 | 2.5848 | 1.7232 | 2.5848
316030-Single Family, Quality Insulation Installation, CZ 13 | 0.48003 | 0.043683 | 0.48003 | 437.896 | 8757.92 | 41.728 | 834.56 | 0.1349 | 0.85923 | 0.1349 | 0.85923 | 0.14786 | 0.94177 | 0.14786 | 0.94177 | 4.7855 | 7.52 | 4.7855 | 7.52
316040-Single Family, Tank Less Water Heater, CZ 13 | 0 | 0 | 0 | 0 | 0 | 60.328 | 904.92 | 0 | 0.37881 | 0 | 0.37881 | 0 | 0.5534 | 0 | 0.5534 | 1.7232 | 2.5848 | 1.7232 | 2.5848
316030-Single Family, Quality Insulation Installation, CZ 13 | 0.48003 | 0.043683 | 0.48003 | 437.896 | 8757.92 | 41.728 | 834.56 | 0.1349 | 0.85923 | 0.1349 | 0.85923 | 0.14786 | 0.94177 | 0.14786 | 0.94177 | 4.7855 | 7.52 | 4.7855 | 7.52
316040-Single Family, Tank Less Water Heater, CZ 13 | 0 | 0 | 0 | 0 | 0 | 60.328 | 904.92 | 0 | 0.37881 | 0 | 0.37881 | 0 | 0.5534 | 0 | 0.5534 | 1.7232 | 2.5848 | 1.7232 | 2.5848
316030-Single Family, Quality Insulation Installation, CZ 13 | 0.48003 | 0.043683 | 0.48003 | 437.896 | 8757.92 | 41.728 | 834.56 | 0.1349 | 0.85923 | 0.1349 | 0.85923 | 0.14786 | 0.94177 | 0.14786 | 0.94177 | 4.7855 | 7.52 | 4.7855 | 7.52
316040-Single Family, Tank Less Water Heater, CZ 13 | 0 | 0 | 0 | 0 | 0 | 60.328 | 904.92 | 0 | 0.37881 | 0 | 0.37881 | 0 | 0.5534 | 0 | 0.5534 | 1.7232 | 2.5848 | 1.7232 | 2.5848
316030-Single Family, Quality Insulation Installation, CZ 13 | 0.48003 | 0.043683 | 0.48003 | 437.896 | 8757.92 | 41.728 | 834.56 | 0.1349 | 0.85923 | 0.1349 | 0.85923 | 0.14786 | 0.94177 | 0.14786 | 0.94177 | 4.7855 | 7.52 | 4.7855 | 7.52
316040-Single Family, Tank Less Water Heater, CZ 13 | 0 | 0 | 0 | 0 | 0 | 60.328 | 904.92 | 0 | 0.37881 | 0 | 0.37881 | 0 | 0.5534 | 0 | 0.5534 | 1.7232 | 2.5848 | 1.7232 | 2.5848
316030-Single Family, Quality Insulation Installation, CZ 13 | 0.48003 | 0.043683 | 0.48003 | 437.896 | 8757.92 | 41.728 | 834.56 | 0.1349 | 0.85923 | 0.1349 | 0.85923 | 0.14786 | 0.94177 | 0.14786 | 0.94177 | 4.7855 | 7.52 | 4.7855 | 7.52
316040-Single Family, Tank Less Water Heater, CZ 13 | 0 | 0 | 0 | 0 | 0 | 60.328 | 904.92 | 0 | 0.37881 | 0 | 0.37881 | 0 | 0.5534 | 0 | 0.5534 | 1.7232 | 2.5848 | 1.7232 | 2.5848
316030-Single Family, Quality Insulation Installation, CZ 13 | 0.48003 | 0.043683 | 0.48003 | 437.896 | 8757.92 | 41.728 | 834.56 | 0.1349 | 0.85923 | 0.1349 | 0.85923 | 0.14786 | 0.94177 | 0.14786 | 0.94177 | 4.7855 | 7.52 | 4.7855 | 7.52
316040-Single Family, Tank Less Water Heater, CZ 13 | 0 | 0 | 0 | 0 | 0 | 60.328 | 904.92 | 0 | 0.37881 | 0 | 0.37881 | 0 | 0.5534 | 0 | 0.5534 | 1.7232 | 2.5848 | 1.7232 | 2.5848
316030-Single Family, Quality Insulation Installation, CZ 13 | 0.48003 | 0.043683 | 0.48003 | 437.896 | 8757.92 | 41.728 | 834.56 | 0.1349 | 0.85923 | 0.1349 | 0.85923 | 0.14786 | 0.94177 | 0.14786 | 0.94177 | 4.7855 | 7.52 | 4.7855 | 7.52
316040-Single Family, Tank Less Water Heater, CZ 13 | 0 | 0 | 0 | 0 | 0 | 60.328 | 904.92 | 0 | 0.37881 | 0 | 0.37881 | 0 | 0.5534 | 0 | 0.5534 | 1.7232 | 2.5848 | 1.7232 | 2.5848
316030-Single Family, Quality Insulation Installation, CZ 13 | 0.48003 | 0.043683 | 0.48003 | 437.896 | 8757.92 | 41.728 | 834.56 | 0.1349 | 0.85923 | 0.1349 | 0.85923 | 0.14786 | 0.94177 | 0.14786 | 0.94177 | 4.7855 | 7.52 | 4.7855 | 7.52
316040-Single Family, Tank Less Water Heater, CZ 13 | 0 | 0 | 0 | 0 | 0 | 60.328 | 904.92 | 0 | 0.37881 | 0 | 0.37881 | 0 | 0.5534 | 0 | 0.5534 | 1.7232 | 2.5848 | 1.7232 | 2.5848
316030-Single Family, Quality Insulation Installation, CZ 13 | 0.48003 | 0.043683 | 0.48003 | 437.896 | 8757.92 | 41.728 | 834.56 | 0.1349 | 0.85923 | 0.1349 | 0.85923 | 0.14786 | 0.94177 | 0.14786 | 0.94177 | 4.7855 | 7.52 | 4.7855 | 7.52
316040-Single Family, Tank Less Water Heater, CZ 13 | 0 | 0 | 0 | 0 | 0 | 60.328 | 904.92 | 0 | 0.37881 | 0 | 0.37881 | 0 | 0.5534 | 0 | 0.5534 | 1.7232 | 2.5848 | 1.7232 | 2.5848
316030-Single Family, Quality Insulation Installation, CZ 13 | 0.48003 | 0.043683 | 0.48003 | 437.896 | 8757.92 | 41.728 | 834.56 | 0.1349 | 0.85923 | 0.1349 | 0.85923 | 0.14786 | 0.94177 | 0.14786 | 0.94177 | 4.7855 | 7.52 | 4.7855 | 7.52
316040-Single Family, Tank Less Water Heater, CZ 13 | 0 | 0 | 0 | 0 | 0 | 60.328 | 904.92 | 0 | 0.37881 | 0 | 0.37881 | 0 | 0.5534 | 0 | 0.5534 | 1.7232 | 2.5848 | 1.7232 | 2.5848
316030-Single Family, Quality Insulation Installation, CZ 13 | 0.48003 | 0.043683 | 0.48003 | 437.896 | 8757.92 | 41.728 | 834.56 | 0.1349 | 0.85923 | 0.1349 | 0.85923 | 0.14786 | 0.94177 | 0.14786 | 0.94177 | 4.7855 | 7.52 | 4.7855 | 7.52
316040-Single Family, Tank Less Water Heater, CZ 13 | 0 | 0 | 0 | 0 | 0 | 60.328 | 904.92 | 0 | 0.37881 | 0 | 0.37881 | 0 | 0.5534 | 0 | 0.5534 | 1.7232 | 2.5848 | 1.7232 | 2.5848
316030-Single Family, Quality Insulation Installation, CZ 13 | 0.48003 | 0.043683 | 0.48003 | 437.896 | 8757.92 | 41.728 | 834.56 | 0.1349 | 0.85923 | 0.1349 | 0.85923 | 0.14786 | 0.94177 | 0.14786 | 0.94177 | 4.7855 | 7.52 | 4.7855 | 7.52
316040-Single Family, Tank Less Water Heater, CZ 13 | 0 | 0 | 0 | 0 | 0 | 60.328 | 904.92 | 0 | 0.37881 | 0 | 0.37881 | 0 | 0.5534 | 0 | 0.5534 | 1.7232 | 2.5848 | 1.7232 | 2.5848
316030-Single Family, Quality Insulation Installation, CZ 13 | 0.48003 | 0.043683 | 0.48003 | 437.896 | 8757.92 | 41.728 | 834.56 | 0.1349 | 0.85923 | 0.1349 | 0.85923 | 0.14786 | 0.94177 | 0.14786 | 0.94177 | 4.7855 | 7.52 | 4.7855 | 7.52
316040-Single Family, Tank Less Water Heater, CZ 13 | 0 | 0 | 0 | 0 | 0 | 60.328 | 904.92 | 0 | 0.37881 | 0 | 0.37881 | 0 | 0.5534 | 0 | 0.5534 | 1.7232 | 2.5848 | 1.7232 | 2.5848
316030-Single Family, Quality Insulation Installation, CZ 13 | 0.48003 | 0.043683 | 0.48003 | 437.896 | 8757.92 | 41.728 | 834.56 | 0.1349 | 0.85923 | 0.1349 | 0.85923 | 0.14786 | 0.94177 | 0.14786 | 0.94177 | 4.7855 | 7.52 | 4.7855 | 7.52
316040-Single Family, Tank Less Water Heater, CZ 13 | 0 | 0 | 0 | 0 | 0 | 60.328 | 904.92 | 0 | 0.37881 | 0 | 0.37881 | 0 | 0.5534 | 0 | 0.5534 | 1.7232 | 2.5848 | 1.7232 | 2.5848
316030-Single Family, Quality Insulation Installation, CZ 13 | 0.48003 | 0.043683 | 0.48003 | 437.896 | 8757.92 | 41.728 | 834.56 | 0.1349 | 0.85923 | 0.1349 | 0.85923 | 0.14786 | 0.94177 | 0.14786 | 0.94177 | 4.7855 | 7.52 | 4.7855 | 7.52
316040-Single Family, Tank Less Water Heater, CZ 13 | 0 | 0 | 0 | 0 | 0 | 60.328 | 904.92 | 0 | 0.37881 | 0 | 0.37881 | 0 | 0.5534 | 0 | 0.5534 | 1.7232 | 2.5848 | 1.7232 | 2.5848
316030-Single Family, Quality Insulation Installation, CZ 13 | 0.48003 | 0.043683 | 0.48003 | 437.896 | 8757.92 | 41.728 | 834.56 | 0.1349 | 0.85923 | 0.1349 | 0.85923 | 0.14786 | 0.94177 | 0.14786 | 0.94177 | 4.7855 | 7.52 | 4.7855 | 7.52
316040-Single Family, Tank Less Water Heater, CZ 13 | 0 | 0 | 0 | 0 | 0 | 60.328 | 904.92 | 0 | 0.37881 | 0 | 0.37881 | 0 | 0.5534 | 0 | 0.5534 | 1.7232 | 2.5848 | 1.7232 | 2.5848
316030-Single Family, Quality Insulation Installation, CZ 13 | 0.48003 | 0.043683 | 0.48003 | 437.896 | 8757.92 | 41.728 | 834.56 | 0.1349 | 0.85923 | 0.1349 | 0.85923 | 0.14786 | 0.94177 | 0.14786 | 0.94177 | 4.7855 | 7.52 | 4.7855 | 7.52
316040-Single Family, Tank Less Water Heater, CZ 13 | 0 | 0 | 0 | 0 | 0 | 60.328 | 904.92 | 0 | 0.37881 | 0 | 0.37881 | 0 | 0.5534 | 0 | 0.5534 | 1.7232 | 2.5848 | 1.7232 | 2.5848
316030-Single Family, Quality Insulation Installation, CZ 13 | 0.48003 | 0.043683 | 0.48003 | 437.896 | 8757.92 | 41.728 | 834.56 | 0.1349 | 0.85923 | 0.1349 | 0.85923 | 0.14786 | 0.94177 | 0.14786 | 0.94177 | 4.7855 | 7.52 | 4.7855 | 7.52
316040-Single Family, Tank Less Water Heater, CZ 13 | 0 | 0 | 0 | 0 | 0 | 60.328 | 904.92 | 0 | 0.37881 | 0 | 0.37881 | 0 | 0.5534 | 0 | 0.5534 | 1.7232 | 2.5848 | 1.7232 | 2.5848
316040-Single Family, Tank Less Water Heater, CZ 13 | 0 | 0 | 0 | 0 | 0 | 60.328 | 904.92 | 0 | 0.3796 | 0 | 0.3796 | 0 | 0.55419 | 0 | 0.55419 | 1.7247 | 2.5871 | 1.7247 | 2.5871
316030-Single Family, Quality Insulation Installation, CZ 13 | 0.48003 | 0.043683 | 0.48003 | 437.896 | 8757.92 | 41.728 | 834.56 | 0.13252 | 0.86828 | 0.13252 | 0.86828 | 0.14534 | 0.95228 | 0.14534 | 0.95228 | 4.7589 | 7.4783 | 4.7589 | 7.4783
316030-Single Family, Quality Insulation Installation, CZ 13 | 0.48003 | 0.043683 | 0.48003 | 437.896 | 8757.92 | 41.728 | 834.56 | 0.13252 | 0.86828 | 0.13252 | 0.86828 | 0.14534 | 0.95228 | 0.14534 | 0.95228 | 4.7589 | 7.4783 | 4.7589 | 7.4783
316030-Single Family, Quality Insulation Installation, CZ 13 | 0.48003 | 0.043683 | 0.48003 | 437.896 | 8757.92 | 41.728 | 834.56 | 0.13252 | 0.86828 | 0.13252 | 0.86828 | 0.14534 | 0.95228 | 0.14534 | 0.95228 | 4.7589 | 7.4783 | 4.7589 | 7.4783
316040-Single Family, Tank Less Water Heater, CZ 13 | 0 | 0 | 0 | 0 | 0 | 60.328 | 904.92 | 0 | 0.3796 | 0 | 0.3796 | 0 | 0.55419 | 0 | 0.55419 | 1.7247 | 2.5871 | 1.7247 | 2.5871
316040-Single Family, Tank Less Water Heater, CZ 13 | 0 | 0 | 0 | 0 | 0 | 60.328 | 904.92 | 0 | 0.3796 | 0 | 0.3796 | 0 | 0.55419 | 0 | 0.55419 | 1.7247 | 2.5871 | 1.7247 | 2.5871
316040-Single Family, Tank Less Water Heater, CZ 13 | 0 | 0 | 0 | 0 | 0 | 60.328 | 904.92 | 0 | 0.3796 | 0 | 0.3796 | 0 | 0.55419 | 0 | 0.55419 | 1.7247 | 2.5871 | 1.7247 | 2.5871
316040-Single Family, Tank Less Water Heater, CZ 13 | 0 | 0 | 0 | 0 | 0 | 60.328 | 904.92 | 0 | 0.3796 | 0 | 0.3796 | 0 | 0.55419 | 0 | 0.55419 | 1.7247 | 2.5871 | 1.7247 | 2.5871
316030-Single Family, Quality Insulation Installation, CZ 13 | 0.48003 | 0.043683 | 0.48003 | 437.896 | 8757.92 | 41.728 | 834.56 | 0.13252 | 0.86828 | 0.13252 | 0.86828 | 0.14534 | 0.95228 | 0.14534 | 0.95228 | 4.7589 | 7.4783 | 4.7589 | 7.4783
316040-Single Family, Tank Less Water Heater, CZ 13 | 0 | 0 | 0 | 0 | 0 | 60.328 | 904.92 | 0 | 0.3796 | 0 | 0.3796 | 0 | 0.55419 | 0 | 0.55419 | 1.7247 | 2.5871 | 1.7247 | 2.5871
316030-Single Family, Quality Insulation Installation, CZ 13 | 0.48003 | 0.043683 | 0.48003 | 437.896 | 8757.92 | 41.728 | 834.56 | 0.13252 | 0.86828 | 0.13252 | 0.86828 | 0.14534 | 0.95228 | 0.14534 | 0.95228 | 4.7589 | 7.4783 | 4.7589 | 7.4783
316040-Single Family, Tank Less Water Heater, CZ 13 | 0 | 0 | 0 | 0 | 0 | 60.328 | 904.92 | 0 | 0.3796 | 0 | 0.3796 | 0 | 0.55419 | 0 | 0.55419 | 1.7247 | 2.5871 | 1.7247 | 2.5871
316030-Single Family, Quality Insulation Installation, CZ 13 | 0.48003 | 0.043683 | 0.48003 | 437.896 | 8757.92 | 41.728 | 834.56 | 0.13252 | 0.86828 | 0.13252 | 0.86828 | 0.14534 | 0.95228 | 0.14534 | 0.95228 | 4.7589 | 7.4783 | 4.7589 | 7.4783
316040-Single Family, Tank Less Water Heater, CZ 13 | 0 | 0 | 0 | 0 | 0 | 60.328 | 904.92 | 0 | 0.3796 | 0 | 0.3796 | 0 | 0.55419 | 0 | 0.55419 | 1.7247 | 2.5871 | 1.7247 | 2.5871
316030-Single Family, Quality Insulation Installation, CZ 13 | 0.48003 | 0.043683 | 0.48003 | 437.896 | 8757.92 | 41.728 | 834.56 | 0.13252 | 0.86828 | 0.13252 | 0.86828 | 0.14534 | 0.95228 | 0.14534 | 0.95228 | 4.7589 | 7.4783 | 4.7589 | 7.4783
316040-Single Family, Tank Less Water Heater, CZ 13 | 0 | 0 | 0 | 0 | 0 | 60.328 | 904.92 | 0 | 0.3796 | 0 | 0.3796 | 0 | 0.55419 | 0 | 0.55419 | 1.7247 | 2.5871 | 1.7247 | 2.5871
316030-Single Family, Quality Insulation Installation, CZ 13 | 0.48003 | 0.043683 | 0.48003 | 437.896 | 8757.92 | 41.728 | 834.56 | 0.13252 | 0.86828 | 0.13252 | 0.86828 | 0.14534 | 0.95228 | 0.14534 | 0.95228 | 4.7589 | 7.4783 | 4.7589 | 7.4783
316040-Single Family, Tank Less Water Heater, CZ 13 | 0 | 0 | 0 | 0 | 0 | 60.328 | 904.92 | 0 | 0.3796 | 0 | 0.3796 | 0 | 0.55419 | 0 | 0.55419 | 1.7247 | 2.5871 | 1.7247 | 2.5871
316030-Single Family, Quality Insulation Installation, CZ 13 | 0.48003 | 0.043683 | 0.48003 | 437.896 | 8757.92 | 41.728 | 834.56 | 0.13252 | 0.86828 | 0.13252 | 0.86828 | 0.14534 | 0.95228 | 0.14534 | 0.95228 | 4.7589 | 7.4783 | 4.7589 | 7.4783
316040-Single Family, Tank Less Water Heater, CZ 13 | 0 | 0 | 0 | 0 | 0 | 60.328 | 904.92 | 0 | 0.3796 | 0 | 0.3796 | 0 | 0.55419 | 0 | 0.55419 | 1.7247 | 2.5871 | 1.7247 | 2.5871
316030-Single Family, Quality Insulation Installation, CZ 13 | 0.48003 | 0.043683 | 0.48003 | 437.896 | 8757.92 | 41.728 | 834.56 | 0.13252 | 0.86828 | 0.13252 | 0.86828 | 0.14534 | 0.95228 | 0.14534 | 0.95228 | 4.7589 | 7.4783 | 4.7589 | 7.4783
316040-Single Family, Tank Less Water Heater, CZ 13 | 0 | 0 | 0 | 0 | 0 | 60.328 | 904.92 | 0 | 0.3796 | 0 | 0.3796 | 0 | 0.55419 | 0 | 0.55419 | 1.7247 | 2.5871 | 1.7247 | 2.5871
316030-Single Family, Quality Insulation Installation, CZ 13 | 0.48003 | 0.043683 | 0.48003 | 437.896 | 8757.92 | 41.728 | 834.56 | 0.13252 | 0.86828 | 0.13252 | 0.86828 | 0.14534 | 0.95228 | 0.14534 | 0.95228 | 4.7589 | 7.4783 | 4.7589 | 7.4783
316040-Single Family, Tank Less Water Heater, CZ 13 | 0 | 0 | 0 | 0 | 0 | 60.328 | 904.92 | 0 | 0.3796 | 0 | 0.3796 | 0 | 0.55419 | 0 | 0.55419 | 1.7247 | 2.5871 | 1.7247 | 2.5871
316030-Single Family, Quality Insulation Installation, CZ 13 | 0.48003 | 0.043683 | 0.48003 | 437.896 | 8757.92 | 41.728 | 834.56 | 0.13252 | 0.86828 | 0.13252 | 0.86828 | 0.14534 | 0.95228 | 0.14534 | 0.95228 | 4.7589 | 7.4783 | 4.7589 | 7.4783
316040-Single Family, Tank Less Water Heater, CZ 13 | 0 | 0 | 0 | 0 | 0 | 60.328 | 904.92 | 0 | 0.3796 | 0 | 0.3796 | 0 | 0.55419 | 0 | 0.55419 | 1.7247 | 2.5871 | 1.7247 | 2.5871
316030-Single Family, Quality Insulation Installation, CZ 13 | 0.48003 | 0.043683 | 0.48003 | 437.896 | 8757.92 | 41.728 | 834.56 | 0.13252 | 0.86828 | 0.13252 | 0.86828 | 0.14534 | 0.95228 | 0.14534 | 0.95228 | 4.7589 | 7.4783 | 4.7589 | 7.4783
316040-Single Family, Tank Less Water Heater, CZ 13 | 0 | 0 | 0 | 0 | 0 | 60.328 | 904.92 | 0 | 0.3796 | 0 | 0.3796 | 0 | 0.55419 | 0 | 0.55419 | 1.7247 | 2.5871 | 1.7247 | 2.5871
316030-Single Family, Quality Insulation Installation, CZ 13 | 0.48003 | 0.043683 | 0.48003 | 437.896 | 8757.92 | 41.728 | 834.56 | 0.13252 | 0.86828 | 0.13252 | 0.86828 | 0.14534 | 0.95228 | 0.14534 | 0.95228 | 4.7589 | 7.4783 | 4.7589 | 7.4783
316040-Single Family, Tank Less Water Heater, CZ 13 | 0 | 0 | 0 | 0 | 0 | 60.328 | 904.92 | 0 | 0.3796 | 0 | 0.3796 | 0 | 0.55419 | 0 | 0.55419 | 1.7247 | 2.5871 | 1.7247 | 2.5871
316030-Single Family, Quality Insulation Installation, CZ 13 | 0.48003 | 0.043683 | 0.48003 | 437.896 | 8757.92 | 41.728 | 834.56 | 0.13252 | 0.86828 | 0.13252 | 0.86828 | 0.14534 | 0.95228 | 0.14534 | 0.95228 | 4.7589 | 7.4783 | 4.7589 | 7.4783
316040-Single Family, Tank Less Water Heater, CZ 13 | 0 | 0 | 0 | 0 | 0 | 60.328 | 904.92 | 0 | 0.3796 | 0 | 0.3796 | 0 | 0.55419 | 0 | 0.55419 | 1.7247 | 2.5871 | 1.7247 | 2.5871
316030-Single Family, Quality Insulation Installation, CZ 13 | 0.48003 | 0.043683 | 0.48003 | 437.896 | 8757.92 | 41.728 | 834.56 | 0.13252 | 0.86828 | 0.13252 | 0.86828 | 0.14534 | 0.95228 | 0.14534 | 0.95228 | 4.7589 | 7.4783 | 4.7589 | 7.4783
316030-Single Family, Quality Insulation Installation, CZ 13 | 0.48003 | 0.043683 | 0.48003 | 437.896 | 8757.92 | 41.728 | 834.56 | 0.13252 | 0.86828 | 0.13252 | 0.86828 | 0.14534 | 0.95228 | 0.14534 | 0.95228 | 4.7589 | 7.4783 | 4.7589 | 7.4783
316040-Single Family, Tank Less Water Heater, CZ 13 | 0 | 0 | 0 | 0 | 0 | 60.328 | 904.92 | 0 | 0.3796 | 0 | 0.3796 | 0 | 0.55419 | 0 | 0.55419 | 1.7247 | 2.5871 | 1.7247 | 2.5871
316030-Single Family, Quality Insulation Installation, CZ 13 | 0.48003 | 0.043683 | 0.48003 | 437.896 | 8757.92 | 41.728 | 834.56 | 0.13252 | 0.86828 | 0.13252 | 0.86828 | 0.14534 | 0.95228 | 0.14534 | 0.95228 | 4.7589 | 7.4783 | 4.7589 | 7.4783
316040-Single Family, Tank Less Water Heater, CZ 13 | 0 | 0 | 0 | 0 | 0 | 60.328 | 904.92 | 0 | 0.3796 | 0 | 0.3796 | 0 | 0.55419 | 0 | 0.55419 | 1.7247 | 2.5871 | 1.7247 | 2.5871
316040-Single Family, Tank Less Water Heater, CZ 13 | 0 | 0 | 0 | 0 | 0 | 60.328 | 904.92 | 0 | 0.3796 | 0 | 0.3796 | 0 | 0.55419 | 0 | 0.55419 | 1.7247 | 2.5871 | 1.7247 | 2.5871
316030-Single Family, Quality Insulation Installation, CZ 13 | 0.48003 | 0.043683 | 0.48003 | 437.896 | 8757.92 | 41.728 | 834.56 | 0.13252 | 0.86828 | 0.13252 | 0.86828 | 0.14534 | 0.95228 | 0.14534 | 0.95228 | 4.7589 | 7.4783 | 4.7589 | 7.4783
316030-Single Family, Quality Insulation Installation, CZ 13 | 0.48003 | 0.043683 | 0.48003 | 437.896 | 8757.92 | 41.728 | 834.56 | 0.13252 | 0.86828 | 0.13252 | 0.86828 | 0.14534 | 0.95228 | 0.14534 | 0.95228 | 4.7589 | 7.4783 | 4.7589 | 7.4783
316040-Single Family, Tank Less Water Heater, CZ 13 | 0 | 0 | 0 | 0 | 0 | 60.328 | 904.92 | 0 | 0.3796 | 0 | 0.3796 | 0 | 0.55419 | 0 | 0.55419 | 1.7247 | 2.5871 | 1.7247 | 2.5871
316030-Single Family, Quality Insulation Installation, CZ 13 | 0.48003 | 0.043683 | 0.48003 | 437.896 | 8757.92 | 41.728 | 834.56 | 0.13252 | 0.86828 | 0.13252 | 0.86828 | 0.14534 | 0.95228 | 0.14534 | 0.95228 | 4.7589 | 7.4783 | 4.7589 | 7.4783
316040-Single Family, Tank Less Water Heater, CZ 13 | 0 | 0 | 0 | 0 | 0 | 60.328 | 904.92 | 0 | 0.3796 | 0 | 0.3796 | 0 | 0.55419 | 0 | 0.55419 | 1.7247 | 2.5871 | 1.7247 | 2.5871
316030-Single Family, Quality Insulation Installation, CZ 13 | 0.48003 | 0.043683 | 0.48003 | 437.896 | 8757.92 | 41.728 | 834.56 | 0.13252 | 0.86828 | 0.13252 | 0.86828 | 0.14534 | 0.95228 | 0.14534 | 0.95228 | 4.7589 | 7.4783 | 4.7589 | 7.4783
316040-Single Family, Tank Less Water Heater, CZ 13 | 0 | 0 | 0 | 0 | 0 | 60.328 | 904.92 | 0 | 0.3796 | 0 | 0.3796 | 0 | 0.55419 | 0 | 0.55419 | 1.7247 | 2.5871 | 1.7247 | 2.5871
316030-Single Family, Quality Insulation Installation, CZ 13 | 0.48003 | 0.043683 | 0.48003 | 437.896 | 8757.92 | 41.728 | 834.56 | 0.13252 | 0.86828 | 0.13252 | 0.86828 | 0.14534 | 0.95228 | 0.14534 | 0.95228 | 4.7589 | 7.4783 | 4.7589 | 7.4783
316040-Single Family, Tank Less Water Heater, CZ 13 | 0 | 0 | 0 | 0 | 0 | 60.328 | 904.92 | 0 | 0.3796 | 0 | 0.3796 | 0 | 0.55419 | 0 | 0.55419 | 1.7247 | 2.5871 | 1.7247 | 2.5871
316040-Single Family, Tank Less Water Heater, CZ 13 | 0 | 0 | 0 | 0 | 0 | 60.328 | 904.92 | 0 | 0.3796 | 0 | 0.3796 | 0 | 0.55419 | 0 | 0.55419 | 1.7247 | 2.5871 | 1.7247 | 2.5871
316030-Single Family, Quality Insulation Installation, CZ 13 | 0.48003 | 0.043683 | 0.48003 | 437.896 | 8757.92 | 41.728 | 834.56 | 0.13252 | 0.86828 | 0.13252 | 0.86828 | 0.14534 | 0.95228 | 0.14534 | 0.95228 | 4.7589 | 7.4783 | 4.7589 | 7.4783
316040-Single Family, Tank Less Water Heater, CZ 13 | 0 | 0 | 0 | 0 | 0 | 60.328 | 904.92 | 0 | 0.3796 | 0 | 0.3796 | 0 | 0.55419 | 0 | 0.55419 | 1.7247 | 2.5871 | 1.7247 | 2.5871
316030-Single Family, Quality Insulation Installation, CZ 13 | 0.48003 | 0.043683 | 0.48003 | 437.896 | 8757.92 | 41.728 | 834.56 | 0.13252 | 0.86828 | 0.13252 | 0.86828 | 0.14534 | 0.95228 | 0.14534 | 0.95228 | 4.7589 | 7.4783 | 4.7589 | 7.4783
316030-Single Family, Quality Insulation Installation, CZ 13 | 0.48003 | 0.043683 | 0.48003 | 437.896 | 8757.92 | 41.728 | 834.56 | 0.13252 | 0.86828 | 0.13252 | 0.86828 | 0.14534 | 0.95228 | 0.14534 | 0.95228 | 4.7589 | 7.4783 | 4.7589 | 7.4783
316040-Single Family, Tank Less Water Heater, CZ 13 | 0 | 0 | 0 | 0 | 0 | 60.328 | 904.92 | 0 | 0.3796 | 0 | 0.3796 | 0 | 0.55419 | 0 | 0.55419 | 1.7247 | 2.5871 | 1.7247 | 2.5871
316030-Single Family, Quality Insulation Installation, CZ 13 | 0.48003 | 0.043683 | 0.48003 | 437.896 | 8757.92 | 41.728 | 834.56 | 0.13252 | 0.86828 | 0.13252 | 0.86828 | 0.14534 | 0.95228 | 0.14534 | 0.95228 | 4.7589 | 7.4783 | 4.7589 | 7.4783
316040-Single Family, Tank Less Water Heater, CZ 13 | 0 | 0 | 0 | 0 | 0 | 60.328 | 904.92 | 0 | 0.3796 | 0 | 0.3796 | 0 | 0.55419 | 0 | 0.55419 | 1.7247 | 2.5871 | 1.7247 | 2.5871
316030-Single Family, Quality Insulation Installation, CZ 13 | 0.48003 | 0.043683 | 0.48003 | 437.896 | 8757.92 | 41.728 | 834.56 | 0.13252 | 0.86828 | 0.13252 | 0.86828 | 0.14534 | 0.95228 | 0.14534 | 0.95228 | 4.7589 | 7.4783 | 4.7589 | 7.4783
316040-Single Family, Tank Less Water Heater, CZ 13 | 0 | 0 | 0 | 0 | 0 | 60.328 | 904.92 | 0 | 0.3796 | 0 | 0.3796 | 0 | 0.55419 | 0 | 0.55419 | 1.7247 | 2.5871 | 1.7247 | 2.5871
316030-Single Family, Quality Insulation Installation, CZ 13 | 0.48003 | 0.043683 | 0.48003 | 437.896 | 8757.92 | 41.728 | 834.56 | 0.13252 | 0.86828 | 0.13252 | 0.86828 | 0.14534 | 0.95228 | 0.14534 | 0.95228 | 4.7589 | 7.4783 | 4.7589 | 7.4783
316040-Single Family, Tank Less Water Heater, CZ 13 | 0 | 0 | 0 | 0 | 0 | 60.328 | 904.92 | 0 | 0.3796 | 0 | 0.3796 | 0 | 0.55419 | 0 | 0.55419 | 1.7247 | 2.5871 | 1.7247 | 2.5871
316030-Single Family, Quality Insulation Installation, CZ 13 | 0.48003 | 0.043683 | 0.48003 | 437.896 | 8757.92 | 41.728 | 834.56 | 0.13252 | 0.86828 | 0.13252 | 0.86828 | 0.14534 | 0.95228 | 0.14534 | 0.95228 | 4.7589 | 7.4783 | 4.7589 | 7.4783
316040-Single Family, Tank Less Water Heater, CZ 13 | 0 | 0 | 0 | 0 | 0 | 60.328 | 904.92 | 0 | 0.3796 | 0 | 0.3796 | 0 | 0.55419 | 0 | 0.55419 | 1.7247 | 2.5871 | 1.7247 | 2.5871
316040-Single Family, Tank Less Water Heater, CZ 13 | 0 | 0 | 0 | 0 | 0 | 60.328 | 904.92 | 0 | 0.37881 | 0 | 0.37881 | 0 | 0.5534 | 0 | 0.5534 | 1.7232 | 2.5848 | 1.7232 | 2.5848
316030-Single Family, Quality Insulation Installation, CZ 13 | 0.48003 | 0.043683 | 0.48003 | 437.896 | 8757.92 | 41.728 | 834.56 | 0.13252 | 0.86828 | 0.13252 | 0.86828 | 0.14534 | 0.95228 | 0.14534 | 0.95228 | 4.7589 | 7.4783 | 4.7589 | 7.4783
316040-Single Family, Tank Less Water Heater, CZ 13 | 0 | 0 | 0 | 0 | 0 | 60.328 | 904.92 | 0 | 0.37881 | 0 | 0.37881 | 0 | 0.5534 | 0 | 0.5534 | 1.7232 | 2.5848 | 1.7232 | 2.5848
316030-Single Family, Quality Insulation Installation, CZ 13 | 0.48003 | 0.043683 | 0.48003 | 437.896 | 8757.92 | 41.728 | 834.56 | 0.13252 | 0.86828 | 0.13252 | 0.86828 | 0.14534 | 0.95228 | 0.14534 | 0.95228 | 4.7589 | 7.4783 | 4.7589 | 7.4783
316040-Single Family, Tank Less Water Heater, CZ 13 | 0 | 0 | 0 | 0 | 0 | 60.328 | 904.92 | 0 | 0.37881 | 0 | 0.37881 | 0 | 0.5534 | 0 | 0.5534 | 1.7232 | 2.5848 | 1.7232 | 2.5848
316030-Single Family, Quality Insulation Installation, CZ 13 | 0.48003 | 0.043683 | 0.48003 | 437.896 | 8757.92 | 41.728 | 834.56 | 0.13252 | 0.86828 | 0.13252 | 0.86828 | 0.14534 | 0.95228 | 0.14534 | 0.95228 | 4.7589 | 7.4783 | 4.7589 | 7.4783
316030-Single Family, Quality Insulation Installation, CZ 13 | 0.48003 | 0.043683 | 0.48003 | 437.896 | 8757.92 | 41.728 | 834.56 | 0.13252 | 0.86828 | 0.13252 | 0.86828 | 0.14534 | 0.95228 | 0.14534 | 0.95228 | 4.7589 | 7.4783 | 4.7589 | 7.4783
316040-Single Family, Tank Less Water Heater, CZ 13 | 0 | 0 | 0 | 0 | 0 | 60.328 | 904.92 | 0 | 0.3796 | 0 | 0.3796 | 0 | 0.55419 | 0 | 0.55419 | 1.7247 | 2.5871 | 1.7247 | 2.5871
316030-Single Family, Quality Insulation Installation, CZ 13 | 0.48003 | 0.043683 | 0.48003 | 437.896 | 8757.92 | 41.728 | 834.56 | 0.13252 | 0.86828 | 0.13252 | 0.86828 | 0.14534 | 0.95228 | 0.14534 | 0.95228 | 4.7589 | 7.4783 | 4.7589 | 7.4783
316040-Single Family, Tank Less Water Heater, CZ 13 | 0 | 0 | 0 | 0 | 0 | 60.328 | 904.92 | 0 | 0.3796 | 0 | 0.3796 | 0 | 0.55419 | 0 | 0.55419 | 1.7247 | 2.5871 | 1.7247 | 2.5871
316040-Single Family, Tank Less Water Heater, CZ 13 | 0 | 0 | 0 | 0 | 0 | 60.328 | 904.92 | 0 | 0.3796 | 0 | 0.3796 | 0 | 0.55419 | 0 | 0.55419 | 1.7247 | 2.5871 | 1.7247 | 2.5871
316030-Single Family, Quality Insulation Installation, CZ 13 | 0.48003 | 0.043683 | 0.48003 | 437.896 | 8757.92 | 41.728 | 834.56 | 0.13252 | 0.86828 | 0.13252 | 0.86828 | 0.14534 | 0.95228 | 0.14534 | 0.95228 | 4.7589 | 7.4783 | 4.7589 | 7.4783
316040-Single Family, Tank Less Water Heater, CZ 13 | 0 | 0 | 0 | 0 | 0 | 60.328 | 904.92 | 0 | 0.3796 | 0 | 0.3796 | 0 | 0.55419 | 0 | 0.55419 | 1.7247 | 2.5871 | 1.7247 | 2.5871
316030-Single Family, Quality Insulation Installation, CZ 13 | 0.48003 | 0.043683 | 0.48003 | 437.896 | 8757.92 | 41.728 | 834.56 | 0.1349 | 0.85923 | 0.1349 | 0.85923 | 0.14786 | 0.94177 | 0.14786 | 0.94177 | 4.7855 | 7.52 | 4.7855 | 7.52
316030-Single Family, Quality Insulation Installation, CZ 13 | 0.48003 | 0.043683 | 0.48003 | 437.896 | 8757.92 | 41.728 | 834.56 | 0.1349 | 0.85923 | 0.1349 | 0.85923 | 0.14786 | 0.94177 | 0.14786 | 0.94177 | 4.7855 | 7.52 | 4.7855 | 7.52
316040-Single Family, Tank Less Water Heater, CZ 13 | 0 | 0 | 0 | 0 | 0 | 60.328 | 904.92 | 0 | 0.3796 | 0 | 0.3796 | 0 | 0.55419 | 0 | 0.55419 | 1.7247 | 2.5871 | 1.7247 | 2.5871
316040-Single Family, Tank Less Water Heater, CZ 13 | 0 | 0 | 0 | 0 | 0 | 60.328 | 904.92 | 0 | 0.3796 | 0 | 0.3796 | 0 | 0.55419 | 0 | 0.55419 | 1.7247 | 2.5871 | 1.7247 | 2.5871
316030-Single Family, Quality Insulation Installation, CZ 13 | 0.48003 | 0.043683 | 0.48003 | 437.896 | 8757.92 | 41.728 | 834.56 | 0.13252 | 0.86828 | 0.13252 | 0.86828 | 0.14534 | 0.95228 | 0.14534 | 0.95228 | 4.7589 | 7.4783 | 4.7589 | 7.4783
316030-Single Family, Quality Insulation Installation, CZ 13 | 0.48003 | 0.043683 | 0.48003 | 437.896 | 8757.92 | 41.728 | 834.56 | 0.1349 | 0.85923 | 0.1349 | 0.85923 | 0.14786 | 0.94177 | 0.14786 | 0.94177 | 4.7855 | 7.52 | 4.7855 | 7.52
316040-Single Family, Tank Less Water Heater, CZ 13 | 0 | 0 | 0 | 0 | 0 | 60.328 | 904.92 | 0 | 0.3796 | 0 | 0.3796 | 0 | 0.55419 | 0 | 0.55419 | 1.7247 | 2.5871 | 1.7247 | 2.5871
316030-Single Family, Quality Insulation Installation, CZ 13 | 0.48003 | 0.043683 | 0.48003 | 437.896 | 8757.92 | 41.728 | 834.56 | 0.13252 | 0.86828 | 0.13252 | 0.86828 | 0.14534 | 0.95228 | 0.14534 | 0.95228 | 4.7589 | 7.4783 | 4.7589 | 7.4783
316040-Single Family, Tank Less Water Heater, CZ 13 | 0 | 0 | 0 | 0 | 0 | 60.328 | 904.92 | 0 | 0.3796 | 0 | 0.3796 | 0 | 0.55419 | 0 | 0.55419 | 1.7247 | 2.5871 | 1.7247 | 2.5871
316030-Single Family, Quality Insulation Installation, CZ 13 | 0.48003 | 0.043683 | 0.48003 | 437.896 | 8757.92 | 41.728 | 834.56 | 0.13252 | 0.86828 | 0.13252 | 0.86828 | 0.14534 | 0.95228 | 0.14534 | 0.95228 | 4.7589 | 7.4783 | 4.7589 | 7.4783
316040-Single Family, Tank Less Water Heater, CZ 13 | 0 | 0 | 0 | 0 | 0 | 60.328 | 904.92 | 0 | 0.3796 | 0 | 0.3796 | 0 | 0.55419 | 0 | 0.55419 | 1.7247 | 2.5871 | 1.7247 | 2.5871
316030-Single Family, Quality Insulation Installation, CZ 13 | 0.48003 | 0.043683 | 0.48003 | 437.896 | 8757.92 | 41.728 | 834.56 | 0.13252 | 0.86828 | 0.13252 | 0.86828 | 0.14534 | 0.95228 | 0.14534 | 0.95228 | 4.7589 | 7.4783 | 4.7589 | 7.4783
316040-Single Family, Tank Less Water Heater, CZ 13 | 0 | 0 | 0 | 0 | 0 | 60.328 | 904.92 | 0 | 0.3796 | 0 | 0.3796 | 0 | 0.55419 | 0 | 0.55419 | 1.7247 | 2.5871 | 1.7247 | 2.5871
316030-Single Family, Quality Insulation Installation, CZ 13 | 0.48003 | 0.043683 | 0.48003 | 437.896 | 8757.92 | 41.728 | 834.56 | 0.13252 | 0.86828 | 0.13252 | 0.86828 | 0.14534 | 0.95228 | 0.14534 | 0.95228 | 4.7589 | 7.4783 | 4.7589 | 7.4783
316040-Single Family, Tank Less Water Heater, CZ 13 | 0 | 0 | 0 | 0 | 0 | 60.328 | 904.92 | 0 | 0.3796 | 0 | 0.3796 | 0 | 0.55419 | 0 | 0.55419 | 1.7247 | 2.5871 | 1.7247 | 2.5871
316030-Single Family, Quality Insulation Installation, CZ 13 | 0.48003 | 0.043683 | 0.48003 | 437.896 | 8757.92 | 41.728 | 834.56 | 0.13252 | 0.86828 | 0.13252 | 0.86828 | 0.14534 | 0.95228 | 0.14534 | 0.95228 | 4.7589 | 7.4783 | 4.7589 | 7.4783
316040-Single Family, Tank Less Water Heater, CZ 13 | 0 | 0 | 0 | 0 | 0 | 60.328 | 904.92 | 0 | 0.3796 | 0 | 0.3796 | 0 | 0.55419 | 0 | 0.55419 | 1.7247 | 2.5871 | 1.7247 | 2.5871
316030-Single Family, Quality Insulation Installation, CZ 13 | 0.48003 | 0.043683 | 0.48003 | 437.896 | 8757.92 | 41.728 | 834.56 | 0.13252 | 0.86828 | 0.13252 | 0.86828 | 0.14534 | 0.95228 | 0.14534 | 0.95228 | 4.7589 | 7.4783 | 4.7589 | 7.4783
316040-Single Family, Tank Less Water Heater, CZ 13 | 0 | 0 | 0 | 0 | 0 | 60.328 | 904.92 | 0 | 0.3796 | 0 | 0.3796 | 0 | 0.55419 | 0 | 0.55419 | 1.7247 | 2.5871 | 1.7247 | 2.5871
316030-Single Family, Quality Insulation Installation, CZ 13 | 0.48003 | 0.043683 | 0.48003 | 437.896 | 8757.92 | 41.728 | 834.56 | 0.13252 | 0.86828 | 0.13252 | 0.86828 | 0.14534 | 0.95228 | 0.14534 | 0.95228 | 4.7589 | 7.4783 | 4.7589 | 7.4783
316040-Single Family, Tank Less Water Heater, CZ 13 | 0 | 0 | 0 | 0 | 0 | 60.328 | 904.92 | 0 | 0.3796 | 0 | 0.3796 | 0 | 0.55419 | 0 | 0.55419 | 1.7247 | 2.5871 | 1.7247 | 2.5871
316030-Single Family, Quality Insulation Installation, CZ 13 | 0.48003 | 0.043683 | 0.48003 | 437.896 | 8757.92 | 41.728 | 834.56 | 0.13391 | 0.8352 | 0.13391 | 0.8352 | 0.14697 | 0.91667 | 0.14697 | 0.91667 | 4.7281 | 7.4299 | 4.7281 | 7.4299
316030-Single Family, Quality Insulation Installation, CZ 13 | 0.48003 | 0.043683 | 0.48003 | 437.896 | 8757.92 | 41.728 | 834.56 | 0.13391 | 0.8352 | 0.13391 | 0.8352 | 0.14697 | 0.91667 | 0.14697 | 0.91667 | 4.7281 | 7.4299 | 4.7281 | 7.4299
316030-Single Family, Quality Insulation Installation, CZ 13 | 0.48003 | 0.043683 | 0.48003 | 437.896 | 8757.92 | 41.728 | 834.56 | 0.13391 | 0.8352 | 0.13391 | 0.8352 | 0.14697 | 0.91667 | 0.14697 | 0.91667 | 4.7281 | 7.4299 | 4.7281 | 7.4299
316030-Single Family, Quality Insulation Installation, CZ 13 | 0.48003 | 0.043683 | 0.48003 | 437.896 | 8757.92 | 41.728 | 834.56 | 0.13391 | 0.8352 | 0.13391 | 0.8352 | 0.14697 | 0.91667 | 0.14697 | 0.91667 | 4.7281 | 7.4299 | 4.7281 | 7.4299
316030-Single Family, Quality Insulation Installation, CZ 13 | 0.48003 | 0.043683 | 0.48003 | 437.896 | 8757.92 | 41.728 | 834.56 | 0.13391 | 0.8352 | 0.13391 | 0.8352 | 0.14697 | 0.91667 | 0.14697 | 0.91667 | 4.7281 | 7.4299 | 4.7281 | 7.4299
316030-Single Family, Quality Insulation Installation, CZ 13 | 0.48003 | 0.043683 | 0.48003 | 437.896 | 8757.92 | 41.728 | 834.56 | 0.13391 | 0.8352 | 0.13391 | 0.8352 | 0.14697 | 0.91667 | 0.14697 | 0.91667 | 4.7281 | 7.4299 | 4.7281 | 7.4299
316030-Single Family, Quality Insulation Installation, CZ 13 | 0.48003 | 0.043683 | 0.48003 | 437.896 | 8757.92 | 41.728 | 834.56 | 0.13391 | 0.8352 | 0.13391 | 0.8352 | 0.14697 | 0.91667 | 0.14697 | 0.91667 | 4.7281 | 7.4299 | 4.7281 | 7.4299
316030-Single Family, Quality Insulation Installation, CZ 13 | 0.48003 | 0.043683 | 0.48003 | 437.896 | 8757.92 | 41.728 | 834.56 | 0.13391 | 0.8352 | 0.13391 | 0.8352 | 0.14697 | 0.91667 | 0.14697 | 0.91667 | 4.7281 | 7.4299 | 4.7281 | 7.4299
316030-Single Family, Quality Insulation Installation, CZ 13 | 0.48003 | 0.043683 | 0.48003 | 437.896 | 8757.92 | 41.728 | 834.56 | 0.13391 | 0.8352 | 0.13391 | 0.8352 | 0.14697 | 0.91667 | 0.14697 | 0.91667 | 4.7281 | 7.4299 | 4.7281 | 7.4299
316030-Single Family, Quality Insulation Installation, CZ 13 | 0.48003 | 0.043683 | 0.48003 | 437.896 | 8757.92 | 41.728 | 834.56 | 0.13391 | 0.8352 | 0.13391 | 0.8352 | 0.14697 | 0.91667 | 0.14697 | 0.91667 | 4.7281 | 7.4299 | 4.7281 | 7.4299
316030-Single Family, Quality Insulation Installation, CZ 13 | 0.48003 | 0.043683 | 0.48003 | 437.896 | 8757.92 | 41.728 | 834.56 | 0.13391 | 0.8352 | 0.13391 | 0.8352 | 0.14697 | 0.91667 | 0.14697 | 0.91667 | 4.7281 | 7.4299 | 4.7281 | 7.4299
316030-Single Family, Quality Insulation Installation, CZ 13 | 0.48003 | 0.043683 | 0.48003 | 437.896 | 8757.92 | 41.728 | 834.56 | 0.13391 | 0.8352 | 0.13391 | 0.8352 | 0.14697 | 0.91667 | 0.14697 | 0.91667 | 4.7281 | 7.4299 | 4.7281 | 7.4299
316030-Single Family, Quality Insulation Installation, CZ 13 | 0.48003 | 0.043683 | 0.48003 | 437.896 | 8757.92 | 41.728 | 834.56 | 0.13391 | 0.8352 | 0.13391 | 0.8352 | 0.14697 | 0.91667 | 0.14697 | 0.91667 | 4.7281 | 7.4299 | 4.7281 | 7.4299
316030-Single Family, Quality Insulation Installation, CZ 13 | 0.48003 | 0.043683 | 0.48003 | 437.896 | 8757.92 | 41.728 | 834.56 | 0.13391 | 0.8352 | 0.13391 | 0.8352 | 0.14697 | 0.91667 | 0.14697 | 0.91667 | 4.7281 | 7.4299 | 4.7281 | 7.4299
316040-Single Family, Tank Less Water Heater, CZ 13 | 0 | 0 | 0 | 0 | 0 | 60.328 | 904.92 | 0 | 0.37626 | 0 | 0.37626 | 0 | 0.55085 | 0 | 0.55085 | 1.7184 | 2.5775 | 1.7184 | 2.5775
316040-Single Family, Tank Less Water Heater, CZ 13 | 0 | 0 | 0 | 0 | 0 | 60.328 | 904.92 | 0 | 0.37626 | 0 | 0.37626 | 0 | 0.55085 | 0 | 0.55085 | 1.7184 | 2.5775 | 1.7184 | 2.5775
316040-Single Family, Tank Less Water Heater, CZ 13 | 0 | 0 | 0 | 0 | 0 | 60.328 | 904.92 | 0 | 0.37626 | 0 | 0.37626 | 0 | 0.55085 | 0 | 0.55085 | 1.7184 | 2.5775 | 1.7184 | 2.5775
316040-Single Family, Tank Less Water Heater, CZ 13 | 0 | 0 | 0 | 0 | 0 | 60.328 | 904.92 | 0 | 0.37626 | 0 | 0.37626 | 0 | 0.55085 | 0 | 0.55085 | 1.7184 | 2.5775 | 1.7184 | 2.5775
316040-Single Family, Tank Less Water Heater, CZ 13 | 0 | 0 | 0 | 0 | 0 | 60.328 | 904.92 | 0 | 0.37626 | 0 | 0.37626 | 0 | 0.55085 | 0 | 0.55085 | 1.7184 | 2.5775 | 1.7184 | 2.5775
316040-Single Family, Tank Less Water Heater, CZ 13 | 0 | 0 | 0 | 0 | 0 | 60.328 | 904.92 | 0 | 0.37626 | 0 | 0.37626 | 0 | 0.55085 | 0 | 0.55085 | 1.7184 | 2.5775 | 1.7184 | 2.5775
316040-Single Family, Tank Less Water Heater, CZ 13 | 0 | 0 | 0 | 0 | 0 | 60.328 | 904.92 | 0 | 0.37626 | 0 | 0.37626 | 0 | 0.55085 | 0 | 0.55085 | 1.7184 | 2.5775 | 1.7184 | 2.5775
316030-Single Family, Quality Insulation Installation, CZ 13 | 0.48003 | 0.043683 | 0.48003 | 437.896 | 8757.92 | 41.728 | 834.56 | 0.13391 | 0.8352 | 0.13391 | 0.8352 | 0.14697 | 0.91667 | 0.14697 | 0.91667 | 4.7281 | 7.4299 | 4.7281 | 7.4299
316040-Single Family, Tank Less Water Heater, CZ 13 | 0 | 0 | 0 | 0 | 0 | 60.328 | 904.92 | 0 | 0.37626 | 0 | 0.37626 | 0 | 0.55085 | 0 | 0.55085 | 1.7184 | 2.5775 | 1.7184 | 2.5775
316040-Single Family, Tank Less Water Heater, CZ 13 | 0 | 0 | 0 | 0 | 0 | 60.328 | 904.92 | 0 | 0.37626 | 0 | 0.37626 | 0 | 0.55085 | 0 | 0.55085 | 1.7184 | 2.5775 | 1.7184 | 2.5775
316040-Single Family, Tank Less Water Heater, CZ 13 | 0 | 0 | 0 | 0 | 0 | 60.328 | 904.92 | 0 | 0.37626 | 0 | 0.37626 | 0 | 0.55085 | 0 | 0.55085 | 1.7184 | 2.5775 | 1.7184 | 2.5775
316040-Single Family, Tank Less Water Heater, CZ 13 | 0 | 0 | 0 | 0 | 0 | 60.328 | 904.92 | 0 | 0.37626 | 0 | 0.37626 | 0 | 0.55085 | 0 | 0.55085 | 1.7184 | 2.5775 | 1.7184 | 2.5775
316040-Single Family, Tank Less Water Heater, CZ 13 | 0 | 0 | 0 | 0 | 0 | 60.328 | 904.92 | 0 | 0.37626 | 0 | 0.37626 | 0 | 0.55085 | 0 | 0.55085 | 1.7184 | 2.5775 | 1.7184 | 2.5775
316040-Single Family, Tank Less Water Heater, CZ 13 | 0 | 0 | 0 | 0 | 0 | 60.328 | 904.92 | 0 | 0.37626 | 0 | 0.37626 | 0 | 0.55085 | 0 | 0.55085 | 1.7184 | 2.5775 | 1.7184 | 2.5775
316040-Single Family, Tank Less Water Heater, CZ 13 | 0 | 0 | 0 | 0 | 0 | 60.328 | 904.92 | 0 | 0.37626 | 0 | 0.37626 | 0 | 0.55085 | 0 | 0.55085 | 1.7184 | 2.5775 | 1.7184 | 2.5775
316040-Single Family, Tank Less Water Heater, CZ 13 | 0 | 0 | 0 | 0 | 0 | 60.328 | 904.92 | 0 | 0.37626 | 0 | 0.37626 | 0 | 0.55085 | 0 | 0.55085 | 1.7184 | 2.5775 | 1.7184 | 2.5775
316040-Single Family, Tank Less Water Heater, CZ 13 | 0 | 0 | 0 | 0 | 0 | 60.328 | 904.92 | 0 | 0.37626 | 0 | 0.37626 | 0 | 0.55085 | 0 | 0.55085 | 1.7184 | 2.5775 | 1.7184 | 2.5775
316040-Single Family, Tank Less Water Heater, CZ 13 | 0 | 0 | 0 | 0 | 0 | 60.328 | 904.92 | 0 | 0.37626 | 0 | 0.37626 | 0 | 0.55085 | 0 | 0.55085 | 1.7184 | 2.5775 | 1.7184 | 2.5775
316030-Single Family, Quality Insulation Installation, CZ 13 | 0.48003 | 0.043683 | 0.48003 | 437.896 | 8757.92 | 41.728 | 834.56 | 0.13391 | 0.8352 | 0.13391 | 0.8352 | 0.14697 | 0.91667 | 0.14697 | 0.91667 | 4.7281 | 7.4299 | 4.7281 | 7.4299
316040-Single Family, Tank Less Water Heater, CZ 13 | 0 | 0 | 0 | 0 | 0 | 60.328 | 904.92 | 0 | 0.37626 | 0 | 0.37626 | 0 | 0.55085 | 0 | 0.55085 | 1.7184 | 2.5775 | 1.7184 | 2.5775
316040-Single Family, Tank Less Water Heater, CZ 13 | 0 | 0 | 0 | 0 | 0 | 60.328 | 904.92 | 0 | 0.37626 | 0 | 0.37626 | 0 | 0.55085 | 0 | 0.55085 | 1.7184 | 2.5775 | 1.7184 | 2.5775
316030-Single Family, Quality Insulation Installation, CZ 13 | 0.48003 | 0.043683 | 0.48003 | 437.896 | 8757.92 | 41.728 | 834.56 | 0.13391 | 0.8352 | 0.13391 | 0.8352 | 0.14697 | 0.91667 | 0.14697 | 0.91667 | 4.7281 | 7.4299 | 4.7281 | 7.4299
316040-Single Family, Tank Less Water Heater, CZ 13 | 0 | 0 | 0 | 0 | 0 | 60.328 | 904.92 | 0 | 0.37626 | 0 | 0.37626 | 0 | 0.55085 | 0 | 0.55085 | 1.7184 | 2.5775 | 1.7184 | 2.5775
316040-Single Family, Tank Less Water Heater, CZ 13 | 0 | 0 | 0 | 0 | 0 | 60.328 | 904.92 | 0 | 0.37626 | 0 | 0.37626 | 0 | 0.55085 | 0 | 0.55085 | 1.7184 | 2.5775 | 1.7184 | 2.5775
316030-Single Family, Quality Insulation Installation, CZ 13 | 0.48003 | 0.043683 | 0.48003 | 437.896 | 8757.92 | 41.728 | 834.56 | 0.13391 | 0.8352 | 0.13391 | 0.8352 | 0.14697 | 0.91667 | 0.14697 | 0.91667 | 4.7281 | 7.4299 | 4.7281 | 7.4299
316040-Single Family, Tank Less Water Heater, CZ 13 | 0 | 0 | 0 | 0 | 0 | 60.328 | 904.92 | 0 | 0.37626 | 0 | 0.37626 | 0 | 0.55085 | 0 | 0.55085 | 1.7184 | 2.5775 | 1.7184 | 2.5775
316030-Single Family, Quality Insulation Installation, CZ 13 | 0.48003 | 0.043683 | 0.48003 | 437.896 | 8757.92 | 41.728 | 834.56 | 0.13391 | 0.8352 | 0.13391 | 0.8352 | 0.14697 | 0.91667 | 0.14697 | 0.91667 | 4.7281 | 7.4299 | 4.7281 | 7.4299
316040-Single Family, Tank Less Water Heater, CZ 13 | 0 | 0 | 0 | 0 | 0 | 60.328 | 904.92 | 0 | 0.37626 | 0 | 0.37626 | 0 | 0.55085 | 0 | 0.55085 | 1.7184 | 2.5775 | 1.7184 | 2.5775
316030-Single Family, Quality Insulation Installation, CZ 13 | 0.48003 | 0.043683 | 0.48003 | 437.896 | 8757.92 | 41.728 | 834.56 | 0.13391 | 0.8352 | 0.13391 | 0.8352 | 0.14697 | 0.91667 | 0.14697 | 0.91667 | 4.7281 | 7.4299 | 4.7281 | 7.4299
316040-Single Family, Tank Less Water Heater, CZ 13 | 0 | 0 | 0 | 0 | 0 | 60.328 | 904.92 | 0 | 0.37626 | 0 | 0.37626 | 0 | 0.55085 | 0 | 0.55085 | 1.7184 | 2.5775 | 1.7184 | 2.5775
316030-Single Family, Quality Insulation Installation, CZ 13 | 0.48003 | 0.043683 | 0.48003 | 437.896 | 8757.92 | 41.728 | 834.56 | 0.13391 | 0.8352 | 0.13391 | 0.8352 | 0.14697 | 0.91667 | 0.14697 | 0.91667 | 4.7281 | 7.4299 | 4.7281 | 7.4299
316040-Single Family, Tank Less Water Heater, CZ 13 | 0 | 0 | 0 | 0 | 0 | 60.328 | 904.92 | 0 | 0.37626 | 0 | 0.37626 | 0 | 0.55085 | 0 | 0.55085 | 1.7184 | 2.5775 | 1.7184 | 2.5775
316040-Single Family, Tank Less Water Heater, CZ 13 | 0 | 0 | 0 | 0 | 0 | 60.328 | 904.92 | 0 | 0.37626 | 0 | 0.37626 | 0 | 0.55085 | 0 | 0.55085 | 1.7184 | 2.5775 | 1.7184 | 2.5775
316030-Single Family, Quality Insulation Installation, CZ 13 | 0.48003 | 0.043683 | 0.48003 | 437.896 | 8757.92 | 41.728 | 834.56 | 0.13391 | 0.8352 | 0.13391 | 0.8352 | 0.14697 | 0.91667 | 0.14697 | 0.91667 | 4.7281 | 7.4299 | 4.7281 | 7.4299
316030-Single Family, Quality Insulation Installation, CZ 13 | 0.48003 | 0.043683 | 0.48003 | 437.896 | 8757.92 | 41.728 | 834.56 | 0.13391 | 0.8352 | 0.13391 | 0.8352 | 0.14697 | 0.91667 | 0.14697 | 0.91667 | 4.7281 | 7.4299 | 4.7281 | 7.4299
316030-Single Family, Quality Insulation Installation, CZ 13 | 0.48003 | 0.043683 | 0.48003 | 437.896 | 8757.92 | 41.728 | 834.56 | 0.13391 | 0.8352 | 0.13391 | 0.8352 | 0.14697 | 0.91667 | 0.14697 | 0.91667 | 4.7281 | 7.4299 | 4.7281 | 7.4299
316030-Single Family, Quality Insulation Installation, CZ 13 | 0.48003 | 0.043683 | 0.48003 | 437.896 | 8757.92 | 41.728 | 834.56 | 0.13391 | 0.8352 | 0.13391 | 0.8352 | 0.14697 | 0.91667 | 0.14697 | 0.91667 | 4.7281 | 7.4299 | 4.7281 | 7.4299
316030-Single Family, Quality Insulation Installation, CZ 13 | 0.48003 | 0.043683 | 0.48003 | 437.896 | 8757.92 | 41.728 | 834.56 | 0.13391 | 0.8352 | 0.13391 | 0.8352 | 0.14697 | 0.91667 | 0.14697 | 0.91667 | 4.7281 | 7.4299 | 4.7281 | 7.4299
316030-Single Family, Quality Insulation Installation, CZ 13 | 0.48003 | 0.043683 | 0.48003 | 437.896 | 8757.92 | 41.728 | 834.56 | 0.13252 | 0.86828 | 0.13252 | 0.86828 | 0.14534 | 0.95228 | 0.14534 | 0.95228 | 4.7589 | 7.4783 | 4.7589 | 7.4783
316040-Single Family, Tank Less Water Heater, CZ 13 | 0 | 0 | 0 | 0 | 0 | 60.328 | 904.92 | 0 | 0.3796 | 0 | 0.3796 | 0 | 0.55419 | 0 | 0.55419 | 1.7247 | 2.5871 | 1.7247 | 2.5871
316030-Single Family, Quality Insulation Installation, CZ 13 | 0.48003 | 0.043683 | 0.48003 | 437.896 | 8757.92 | 41.728 | 834.56 | 0.13252 | 0.86828 | 0.13252 | 0.86828 | 0.14534 | 0.95228 | 0.14534 | 0.95228 | 4.7589 | 7.4783 | 4.7589 | 7.4783
316040-Single Family, Tank Less Water Heater, CZ 13 | 0 | 0 | 0 | 0 | 0 | 60.328 | 904.92 | 0 | 0.3796 | 0 | 0.3796 | 0 | 0.55419 | 0 | 0.55419 | 1.7247 | 2.5871 | 1.7247 | 2.5871
316030-Single Family, Quality Insulation Installation, CZ 13 | 0.48003 | 0.043683 | 0.48003 | 437.896 | 8757.92 | 41.728 | 834.56 | 0.13252 | 0.86828 | 0.13252 | 0.86828 | 0.14534 | 0.95228 | 0.14534 | 0.95228 | 4.7589 | 7.4783 | 4.7589 | 7.4783
316040-Single Family, Tank Less Water Heater, CZ 13 | 0 | 0 | 0 | 0 | 0 | 60.328 | 904.92 | 0 | 0.3796 | 0 | 0.3796 | 0 | 0.55419 | 0 | 0.55419 | 1.7247 | 2.5871 | 1.7247 | 2.5871
316030-Single Family, Quality Insulation Installation, CZ 13 | 0.48003 | 0.043683 | 0.48003 | 437.896 | 8757.92 | 41.728 | 834.56 | 0.13252 | 0.86828 | 0.13252 | 0.86828 | 0.14534 | 0.95228 | 0.14534 | 0.95228 | 4.7589 | 7.4783 | 4.7589 | 7.4783
316040-Single Family, Tank Less Water Heater, CZ 13 | 0 | 0 | 0 | 0 | 0 | 60.328 | 904.92 | 0 | 0.3796 | 0 | 0.3796 | 0 | 0.55419 | 0 | 0.55419 | 1.7247 | 2.5871 | 1.7247 | 2.5871
316030-Single Family, Quality Insulation Installation, CZ 13 | 0.48003 | 0.043683 | 0.48003 | 437.896 | 8757.92 | 41.728 | 834.56 | 0.13252 | 0.86828 | 0.13252 | 0.86828 | 0.14534 | 0.95228 | 0.14534 | 0.95228 | 4.7589 | 7.4783 | 4.7589 | 7.4783
316040-Single Family, Tank Less Water Heater, CZ 13 | 0 | 0 | 0 | 0 | 0 | 60.328 | 904.92 | 0 | 0.3796 | 0 | 0.3796 | 0 | 0.55419 | 0 | 0.55419 | 1.7247 | 2.5871 | 1.7247 | 2.5871
316030-Single Family, Quality Insulation Installation, CZ 13 | 0.48003 | 0.043683 | 0.48003 | 437.896 | 8757.92 | 41.728 | 834.56 | 0.13252 | 0.86828 | 0.13252 | 0.86828 | 0.14534 | 0.95228 | 0.14534 | 0.95228 | 4.7589 | 7.4783 | 4.7589 | 7.4783
316040-Single Family, Tank Less Water Heater, CZ 13 | 0 | 0 | 0 | 0 | 0 | 60.328 | 904.92 | 0 | 0.3796 | 0 | 0.3796 | 0 | 0.55419 | 0 | 0.55419 | 1.7247 | 2.5871 | 1.7247 | 2.5871
316030-Single Family, Quality Insulation Installation, CZ 13 | 0.48003 | 0.043683 | 0.48003 | 437.896 | 8757.92 | 41.728 | 834.56 | 0.13252 | 0.86828 | 0.13252 | 0.86828 | 0.14534 | 0.95228 | 0.14534 | 0.95228 | 4.7589 | 7.4783 | 4.7589 | 7.4783
316040-Single Family, Tank Less Water Heater, CZ 13 | 0 | 0 | 0 | 0 | 0 | 60.328 | 904.92 | 0 | 0.3796 | 0 | 0.3796 | 0 | 0.55419 | 0 | 0.55419 | 1.7247 | 2.5871 | 1.7247 | 2.5871
316030-Single Family, Quality Insulation Installation, CZ 13 | 0.48003 | 0.043683 | 0.48003 | 437.896 | 8757.92 | 41.728 | 834.56 | 0.13252 | 0.86828 | 0.13252 | 0.86828 | 0.14534 | 0.95228 | 0.14534 | 0.95228 | 4.7589 | 7.4783 | 4.7589 | 7.4783
316040-Single Family, Tank Less Water Heater, CZ 13 | 0 | 0 | 0 | 0 | 0 | 60.328 | 904.92 | 0 | 0.3796 | 0 | 0.3796 | 0 | 0.55419 | 0 | 0.55419 | 1.7247 | 2.5871 | 1.7247 | 2.5871
316030-Single Family, Quality Insulation Installation, CZ 13 | 0.48003 | 0.043683 | 0.48003 | 437.896 | 8757.92 | 41.728 | 834.56 | 0.13252 | 0.86828 | 0.13252 | 0.86828 | 0.14534 | 0.95228 | 0.14534 | 0.95228 | 4.7589 | 7.4783 | 4.7589 | 7.4783
316040-Single Family, Tank Less Water Heater, CZ 13 | 0 | 0 | 0 | 0 | 0 | 60.328 | 904.92 | 0 | 0.3796 | 0 | 0.3796 | 0 | 0.55419 | 0 | 0.55419 | 1.7247 | 2.5871 | 1.7247 | 2.5871
316030-Single Family, Quality Insulation Installation, CZ 13 | 0.48003 | 0.043683 | 0.48003 | 437.896 | 8757.92 | 41.728 | 834.56 | 0.13252 | 0.86828 | 0.13252 | 0.86828 | 0.14534 | 0.95228 | 0.14534 | 0.95228 | 4.7589 | 7.4783 | 4.7589 | 7.4783
316040-Single Family, Tank Less Water Heater, CZ 13 | 0 | 0 | 0 | 0 | 0 | 60.328 | 904.92 | 0 | 0.3796 | 0 | 0.3796 | 0 | 0.55419 | 0 | 0.55419 | 1.7247 | 2.5871 | 1.7247 | 2.5871
316030-Single Family, Quality Insulation Installation, CZ 13 | 0.48003 | 0.043683 | 0.48003 | 437.896 | 8757.92 | 41.728 | 834.56 | 0.13252 | 0.86828 | 0.13252 | 0.86828 | 0.14534 | 0.95228 | 0.14534 | 0.95228 | 4.7589 | 7.4783 | 4.7589 | 7.4783
316040-Single Family, Tank Less Water Heater, CZ 13 | 0 | 0 | 0 | 0 | 0 | 60.328 | 904.92 | 0 | 0.3796 | 0 | 0.3796 | 0 | 0.55419 | 0 | 0.55419 | 1.7247 | 2.5871 | 1.7247 | 2.5871
316030-Single Family, Quality Insulation Installation, CZ 13 | 0.48003 | 0.043683 | 0.48003 | 437.896 | 8757.92 | 41.728 | 834.56 | 0.13252 | 0.86828 | 0.13252 | 0.86828 | 0.14534 | 0.95228 | 0.14534 | 0.95228 | 4.7589 | 7.4783 | 4.7589 | 7.4783
316040-Single Family, Tank Less Water Heater, CZ 13 | 0 | 0 | 0 | 0 | 0 | 60.328 | 904.92 | 0 | 0.3796 | 0 | 0.3796 | 0 | 0.55419 | 0 | 0.55419 | 1.7247 | 2.5871 | 1.7247 | 2.5871
316030-Single Family, Quality Insulation Installation, CZ 13 | 0.48003 | 0.043683 | 0.48003 | 437.896 | 8757.92 | 41.728 | 834.56 | 0.13252 | 0.86828 | 0.13252 | 0.86828 | 0.14534 | 0.95228 | 0.14534 | 0.95228 | 4.7589 | 7.4783 | 4.7589 | 7.4783
316040-Single Family, Tank Less Water Heater, CZ 13 | 0 | 0 | 0 | 0 | 0 | 60.328 | 904.92 | 0 | 0.3796 | 0 | 0.3796 | 0 | 0.55419 | 0 | 0.55419 | 1.7247 | 2.5871 | 1.7247 | 2.5871
316030-Single Family, Quality Insulation Installation, CZ 13 | 0.48003 | 0.043683 | 0.48003 | 437.896 | 8757.92 | 41.728 | 834.56 | 0.13252 | 0.86828 | 0.13252 | 0.86828 | 0.14534 | 0.95228 | 0.14534 | 0.95228 | 4.7589 | 7.4783 | 4.7589 | 7.4783
316040-Single Family, Tank Less Water Heater, CZ 13 | 0 | 0 | 0 | 0 | 0 | 60.328 | 904.92 | 0 | 0.3796 | 0 | 0.3796 | 0 | 0.55419 | 0 | 0.55419 | 1.7247 | 2.5871 | 1.7247 | 2.5871
316030-Single Family, Quality Insulation Installation, CZ 13 | 0.48003 | 0.043683 | 0.48003 | 437.896 | 8757.92 | 41.728 | 834.56 | 0.13252 | 0.86828 | 0.13252 | 0.86828 | 0.14534 | 0.95228 | 0.14534 | 0.95228 | 4.7589 | 7.4783 | 4.7589 | 7.4783
316040-Single Family, Tank Less Water Heater, CZ 13 | 0 | 0 | 0 | 0 | 0 | 60.328 | 904.92 | 0 | 0.3796 | 0 | 0.3796 | 0 | 0.55419 | 0 | 0.55419 | 1.7247 | 2.5871 | 1.7247 | 2.5871
316030-Single Family, Quality Insulation Installation, CZ 13 | 0.48003 | 0.043683 | 0.48003 | 437.896 | 8757.92 | 41.728 | 834.56 | 0.13252 | 0.86828 | 0.13252 | 0.86828 | 0.14534 | 0.95228 | 0.14534 | 0.95228 | 4.7589 | 7.4783 | 4.7589 | 7.4783
316040-Single Family, Tank Less Water Heater, CZ 13 | 0 | 0 | 0 | 0 | 0 | 60.328 | 904.92 | 0 | 0.3796 | 0 | 0.3796 | 0 | 0.55419 | 0 | 0.55419 | 1.7247 | 2.5871 | 1.7247 | 2.5871
316030-Single Family, Quality Insulation Installation, CZ 13 | 0.48003 | 0.043683 | 0.48003 | 437.896 | 8757.92 | 41.728 | 834.56 | 0.13252 | 0.86828 | 0.13252 | 0.86828 | 0.14534 | 0.95228 | 0.14534 | 0.95228 | 4.7589 | 7.4783 | 4.7589 | 7.4783
316040-Single Family, Tank Less Water Heater, CZ 13 | 0 | 0 | 0 | 0 | 0 | 60.328 | 904.92 | 0 | 0.3796 | 0 | 0.3796 | 0 | 0.55419 | 0 | 0.55419 | 1.7247 | 2.5871 | 1.7247 | 2.5871
316030-Single Family, Quality Insulation Installation, CZ 13 | 0.48003 | 0.043683 | 0.48003 | 437.896 | 8757.92 | 41.728 | 834.56 | 0.1349 | 0.85923 | 0.1349 | 0.85923 | 0.14786 | 0.94177 | 0.14786 | 0.94177 | 4.7855 | 7.52 | 4.7855 | 7.52
316030-Single Family, Quality Insulation Installation, CZ 13 | 0.48003 | 0.043683 | 0.48003 | 437.896 | 8757.92 | 41.728 | 834.56 | 0.1349 | 0.85923 | 0.1349 | 0.85923 | 0.14786 | 0.94177 | 0.14786 | 0.94177 | 4.7855 | 7.52 | 4.7855 | 7.52
316030-Single Family, Quality Insulation Installation, CZ 13 | 0.48003 | 0.043683 | 0.48003 | 437.896 | 8757.92 | 41.728 | 834.56 | 0.1349 | 0.85923 | 0.1349 | 0.85923 | 0.14786 | 0.94177 | 0.14786 | 0.94177 | 4.7855 | 7.52 | 4.7855 | 7.52
316030-Single Family, Quality Insulation Installation, CZ 13 | 0.48003 | 0.043683 | 0.48003 | 437.896 | 8757.92 | 41.728 | 834.56 | 0.1349 | 0.85923 | 0.1349 | 0.85923 | 0.14786 | 0.94177 | 0.14786 | 0.94177 | 4.7855 | 7.52 | 4.7855 | 7.52
316030-Single Family, Quality Insulation Installation, CZ 13 | 0.48003 | 0.043683 | 0.48003 | 437.896 | 8757.92 | 41.728 | 834.56 | 0.1349 | 0.85923 | 0.1349 | 0.85923 | 0.14786 | 0.94177 | 0.14786 | 0.94177 | 4.7855 | 7.52 | 4.7855 | 7.52
316030-Single Family, Quality Insulation Installation, CZ 13 | 0.48003 | 0.043683 | 0.48003 | 437.896 | 8757.92 | 41.728 | 834.56 | 0.1349 | 0.85923 | 0.1349 | 0.85923 | 0.14786 | 0.94177 | 0.14786 | 0.94177 | 4.7855 | 7.52 | 4.7855 | 7.52
316030-Single Family, Quality Insulation Installation, CZ 13 | 0.48003 | 0.043683 | 0.48003 | 437.896 | 8757.92 | 41.728 | 834.56 | 0.1349 | 0.85923 | 0.1349 | 0.85923 | 0.14786 | 0.94177 | 0.14786 | 0.94177 | 4.7855 | 7.52 | 4.7855 | 7.52
316030-Single Family, Quality Insulation Installation, CZ 13 | 0.48003 | 0.043683 | 0.48003 | 437.896 | 8757.92 | 41.728 | 834.56 | 0.1349 | 0.85923 | 0.1349 | 0.85923 | 0.14786 | 0.94177 | 0.14786 | 0.94177 | 4.7855 | 7.52 | 4.7855 | 7.52
316030-Single Family, Quality Insulation Installation, CZ 13 | 0.48003 | 0.043683 | 0.48003 | 437.896 | 8757.92 | 41.728 | 834.56 | 0.1349 | 0.85923 | 0.1349 | 0.85923 | 0.14786 | 0.94177 | 0.14786 | 0.94177 | 4.7855 | 7.52 | 4.7855 | 7.52
316030-Single Family, Quality Insulation Installation, CZ 13 | 0.48003 | 0.043683 | 0.48003 | 437.896 | 8757.92 | 41.728 | 834.56 | 0.1349 | 0.85923 | 0.1349 | 0.85923 | 0.14786 | 0.94177 | 0.14786 | 0.94177 | 4.7855 | 7.52 | 4.7855 | 7.52
316030-Single Family, Quality Insulation Installation, CZ 13 | 0.48003 | 0.043683 | 0.48003 | 437.896 | 8757.92 | 41.728 | 834.56 | 0.1349 | 0.85923 | 0.1349 | 0.85923 | 0.14786 | 0.94177 | 0.14786 | 0.94177 | 4.7855 | 7.52 | 4.7855 | 7.52
316030-Single Family, Quality Insulation Installation, CZ 13 | 0.48003 | 0.043683 | 0.48003 | 437.896 | 8757.92 | 41.728 | 834.56 | 0.1349 | 0.85923 | 0.1349 | 0.85923 | 0.14786 | 0.94177 | 0.14786 | 0.94177 | 4.7855 | 7.52 | 4.7855 | 7.52
316030-Single Family, Quality Insulation Installation, CZ 13 | 0.48003 | 0.043683 | 0.48003 | 437.896 | 8757.92 | 41.728 | 834.56 | 0.1349 | 0.85923 | 0.1349 | 0.85923 | 0.14786 | 0.94177 | 0.14786 | 0.94177 | 4.7855 | 7.52 | 4.7855 | 7.52
316030-Single Family, Quality Insulation Installation, CZ 13 | 0.48003 | 0.043683 | 0.48003 | 437.896 | 8757.92 | 41.728 | 834.56 | 0.1349 | 0.85923 | 0.1349 | 0.85923 | 0.14786 | 0.94177 | 0.14786 | 0.94177 | 4.7855 | 7.52 | 4.7855 | 7.52
316030-Single Family, Quality Insulation Installation, CZ 13 | 0.48003 | 0.043683 | 0.48003 | 437.896 | 8757.92 | 41.728 | 834.56 | 0.1349 | 0.85923 | 0.1349 | 0.85923 | 0.14786 | 0.94177 | 0.14786 | 0.94177 | 4.7855 | 7.52 | 4.7855 | 7.52
316030-Single Family, Quality Insulation Installation, CZ 13 | 0.48003 | 0.043683 | 0.48003 | 437.896 | 8757.92 | 41.728 | 834.56 | 0.1349 | 0.85923 | 0.1349 | 0.85923 | 0.14786 | 0.94177 | 0.14786 | 0.94177 | 4.7855 | 7.52 | 4.7855 | 7.52
316030-Single Family, Quality Insulation Installation, CZ 13 | 0.48003 | 0.043683 | 0.48003 | 437.896 | 8757.92 | 41.728 | 834.56 | 0.1349 | 0.85923 | 0.1349 | 0.85923 | 0.14786 | 0.94177 | 0.14786 | 0.94177 | 4.7855 | 7.52 | 4.7855 | 7.52
316030-Single Family, Quality Insulation Installation, CZ 13 | 0.48003 | 0.043683 | 0.48003 | 437.896 | 8757.92 | 41.728 | 834.56 | 0.1349 | 0.85923 | 0.1349 | 0.85923 | 0.14786 | 0.94177 | 0.14786 | 0.94177 | 4.7855 | 7.52 | 4.7855 | 7.52
316030-Single Family, Quality Insulation Installation, CZ 13 | 0.48003 | 0.043683 | 0.48003 | 437.896 | 8757.92 | 41.728 | 834.56 | 0.1349 | 0.85923 | 0.1349 | 0.85923 | 0.14786 | 0.94177 | 0.14786 | 0.94177 | 4.7855 | 7.52 | 4.7855 | 7.52
316030-Single Family, Quality Insulation Installation, CZ 13 | 0.48003 | 0.043683 | 0.48003 | 437.896 | 8757.92 | 41.728 | 834.56 | 0.1349 | 0.85923 | 0.1349 | 0.85923 | 0.14786 | 0.94177 | 0.14786 | 0.94177 | 4.7855 | 7.52 | 4.7855 | 7.52
316019-Single Family, Verified Ducting System, CZ 10 | 0.47702 | 0.043408 | 0.47702 | 435.144 | 7832.592 | 16.496 | 296.928 | 0.14645 | 0.94501 | 0.14645 | 0.94501 | 0.14999 | 0.96783 | 0.14999 | 0.96783 | 7.9009 | 9.481 | 7.9009 | 9.481
316029-Single Family, Quality Insulation Installation, CZ 10 | 0.41059 | 0.037364 | 0.41059 | 374.552 | 7491.04 | 30.728 | 614.56 | 0.12629 | 0.81645 | 0.12629 | 0.81645 | 0.1422 | 0.91929 | 0.1422 | 0.91929 | 3.8868 | 6.1079 | 3.8868 | 6.1079
316019-Single Family, Verified Ducting System, CZ 10 | 0.47702 | 0.043408 | 0.47702 | 435.144 | 7832.592 | 16.496 | 296.928 | 0.14645 | 0.94501 | 0.14645 | 0.94501 | 0.14999 | 0.96783 | 0.14999 | 0.96783 | 7.9009 | 9.481 | 7.9009 | 9.481
316029-Single Family, Quality Insulation Installation, CZ 10 | 0.41059 | 0.037364 | 0.41059 | 374.552 | 7491.04 | 30.728 | 614.56 | 0.12629 | 0.81645 | 0.12629 | 0.81645 | 0.1422 | 0.91929 | 0.1422 | 0.91929 | 3.8868 | 6.1079 | 3.8868 | 6.1079
316019-Single Family, Verified Ducting System, CZ 10 | 0.47702 | 0.043408 | 0.47702 | 435.144 | 7832.592 | 16.496 | 296.928 | 0.14645 | 0.94501 | 0.14645 | 0.94501 | 0.14999 | 0.96783 | 0.14999 | 0.96783 | 7.9009 | 9.481 | 7.9009 | 9.481
316029-Single Family, Quality Insulation Installation, CZ 10 | 0.41059 | 0.037364 | 0.41059 | 374.552 | 7491.04 | 30.728 | 614.56 | 0.12629 | 0.81645 | 0.12629 | 0.81645 | 0.1422 | 0.91929 | 0.1422 | 0.91929 | 3.8868 | 6.1079 | 3.8868 | 6.1079
316019-Single Family, Verified Ducting System, CZ 10 | 0.47702 | 0.043408 | 0.47702 | 435.144 | 7832.592 | 16.496 | 296.928 | 0.14645 | 0.94501 | 0.14645 | 0.94501 | 0.14999 | 0.96783 | 0.14999 | 0.96783 | 7.9009 | 9.481 | 7.9009 | 9.481
316029-Single Family, Quality Insulation Installation, CZ 10 | 0.41059 | 0.037364 | 0.41059 | 374.552 | 7491.04 | 30.728 | 614.56 | 0.12629 | 0.81645 | 0.12629 | 0.81645 | 0.1422 | 0.91929 | 0.1422 | 0.91929 | 3.8868 | 6.1079 | 3.8868 | 6.1079
316019-Single Family, Verified Ducting System, CZ 10 | 0.47702 | 0.043408 | 0.47702 | 435.144 | 7832.592 | 16.496 | 296.928 | 0.14645 | 0.94501 | 0.14645 | 0.94501 | 0.14999 | 0.96783 | 0.14999 | 0.96783 | 7.9009 | 9.481 | 7.9009 | 9.481
316029-Single Family, Quality Insulation Installation, CZ 10 | 0.41059 | 0.037364 | 0.41059 | 374.552 | 7491.04 | 30.728 | 614.56 | 0.12629 | 0.81645 | 0.12629 | 0.81645 | 0.1422 | 0.91929 | 0.1422 | 0.91929 | 3.8868 | 6.1079 | 3.8868 | 6.1079
316019-Single Family, Verified Ducting System, CZ 10 | 0.47702 | 0.043408 | 0.47702 | 435.144 | 7832.592 | 16.496 | 296.928 | 0.14645 | 0.94501 | 0.14645 | 0.94501 | 0.14999 | 0.96783 | 0.14999 | 0.96783 | 7.9009 | 9.481 | 7.9009 | 9.481
316029-Single Family, Quality Insulation Installation, CZ 10 | 0.41059 | 0.037364 | 0.41059 | 374.552 | 7491.04 | 30.728 | 614.56 | 0.12629 | 0.81645 | 0.12629 | 0.81645 | 0.1422 | 0.91929 | 0.1422 | 0.91929 | 3.8868 | 6.1079 | 3.8868 | 6.1079
316019-Single Family, Verified Ducting System, CZ 10 | 0.47702 | 0.043408 | 0.47702 | 435.144 | 7832.592 | 16.496 | 296.928 | 0.14645 | 0.94501 | 0.14645 | 0.94501 | 0.14999 | 0.96783 | 0.14999 | 0.96783 | 7.9009 | 9.481 | 7.9009 | 9.481
316029-Single Family, Quality Insulation Installation, CZ 10 | 0.41059 | 0.037364 | 0.41059 | 374.552 | 7491.04 | 30.728 | 614.56 | 0.12629 | 0.81645 | 0.12629 | 0.81645 | 0.1422 | 0.91929 | 0.1422 | 0.91929 | 3.8868 | 6.1079 | 3.8868 | 6.1079
316019-Single Family, Verified Ducting System, CZ 10 | 0.47702 | 0.043408 | 0.47702 | 435.144 | 7832.592 | 16.496 | 296.928 | 0.14645 | 0.94501 | 0.14645 | 0.94501 | 0.14999 | 0.96783 | 0.14999 | 0.96783 | 7.9009 | 9.481 | 7.9009 | 9.481
316029-Single Family, Quality Insulation Installation, CZ 10 | 0.41059 | 0.037364 | 0.41059 | 374.552 | 7491.04 | 30.728 | 614.56 | 0.12629 | 0.81645 | 0.12629 | 0.81645 | 0.1422 | 0.91929 | 0.1422 | 0.91929 | 3.8868 | 6.1079 | 3.8868 | 6.1079
316019-Single Family, Verified Ducting System, CZ 10 | 0.47702 | 0.043408 | 0.47702 | 435.144 | 7832.592 | 16.496 | 296.928 | 0.14645 | 0.94501 | 0.14645 | 0.94501 | 0.14999 | 0.96783 | 0.14999 | 0.96783 | 7.9009 | 9.481 | 7.9009 | 9.481
316029-Single Family, Quality Insulation Installation, CZ 10 | 0.41059 | 0.037364 | 0.41059 | 374.552 | 7491.04 | 30.728 | 614.56 | 0.12629 | 0.81645 | 0.12629 | 0.81645 | 0.1422 | 0.91929 | 0.1422 | 0.91929 | 3.8868 | 6.1079 | 3.8868 | 6.1079
316019-Single Family, Verified Ducting System, CZ 10 | 0.47702 | 0.043408 | 0.47702 | 435.144 | 7832.592 | 16.496 | 296.928 | 0.14645 | 0.94501 | 0.14645 | 0.94501 | 0.14999 | 0.96783 | 0.14999 | 0.96783 | 7.9009 | 9.481 | 7.9009 | 9.481
316029-Single Family, Quality Insulation Installation, CZ 10 | 0.41059 | 0.037364 | 0.41059 | 374.552 | 7491.04 | 30.728 | 614.56 | 0.12629 | 0.81645 | 0.12629 | 0.81645 | 0.1422 | 0.91929 | 0.1422 | 0.91929 | 3.8868 | 6.1079 | 3.8868 | 6.1079
316019-Single Family, Verified Ducting System, CZ 10 | 0.47702 | 0.043408 | 0.47702 | 435.144 | 7832.592 | 16.496 | 296.928 | 0.14645 | 0.94501 | 0.14645 | 0.94501 | 0.14999 | 0.96783 | 0.14999 | 0.96783 | 7.9009 | 9.481 | 7.9009 | 9.481
316029-Single Family, Quality Insulation Installation, CZ 10 | 0.41059 | 0.037364 | 0.41059 | 374.552 | 7491.04 | 30.728 | 614.56 | 0.12629 | 0.81645 | 0.12629 | 0.81645 | 0.1422 | 0.91929 | 0.1422 | 0.91929 | 3.8868 | 6.1079 | 3.8868 | 6.1079
316029-Single Family, Quality Insulation Installation, CZ 10 | 0.41059 | 0.037364 | 0.41059 | 374.552 | 7491.04 | 30.728 | 614.56 | 0.12629 | 0.81645 | 0.12629 | 0.81645 | 0.1422 | 0.91929 | 0.1422 | 0.91929 | 3.8868 | 6.1079 | 3.8868 | 6.1079
316029-Single Family, Quality Insulation Installation, CZ 10 | 0.41059 | 0.037364 | 0.41059 | 374.552 | 7491.04 | 30.728 | 614.56 | 0.12629 | 0.81645 | 0.12629 | 0.81645 | 0.1422 | 0.91929 | 0.1422 | 0.91929 | 3.8868 | 6.1079 | 3.8868 | 6.1079
316019-Single Family, Verified Ducting System, CZ 10 | 0.47702 | 0.043408 | 0.47702 | 435.144 | 7832.592 | 16.496 | 296.928 | 0.1491 | 0.93443 | 0.1491 | 0.93443 | 0.15265 | 0.95673 | 0.15265 | 0.95673 | 7.9857 | 9.5829 | 7.9857 | 9.5829
316019-Single Family, Verified Ducting System, CZ 10 | 0.47702 | 0.043408 | 0.47702 | 435.144 | 7832.592 | 16.496 | 296.928 | 0.1491 | 0.93443 | 0.1491 | 0.93443 | 0.15265 | 0.95673 | 0.15265 | 0.95673 | 7.9857 | 9.5829 | 7.9857 | 9.5829
316029-Single Family, Quality Insulation Installation, CZ 10 | 0.41059 | 0.037364 | 0.41059 | 374.552 | 7491.04 | 30.728 | 614.56 | 0.12629 | 0.81645 | 0.12629 | 0.81645 | 0.1422 | 0.91929 | 0.1422 | 0.91929 | 3.8868 | 6.1079 | 3.8868 | 6.1079
316019-Single Family, Verified Ducting System, CZ 10 | 0.47702 | 0.043408 | 0.47702 | 435.144 | 7832.592 | 16.496 | 296.928 | 0.1491 | 0.93443 | 0.1491 | 0.93443 | 0.15265 | 0.95673 | 0.15265 | 0.95673 | 7.9857 | 9.5829 | 7.9857 | 9.5829
316019-Single Family, Verified Ducting System, CZ 10 | 0.47702 | 0.043408 | 0.47702 | 435.144 | 7832.592 | 16.496 | 296.928 | 0.1491 | 0.93443 | 0.1491 | 0.93443 | 0.15265 | 0.95673 | 0.15265 | 0.95673 | 7.9857 | 9.5829 | 7.9857 | 9.5829
316019-Single Family, Verified Ducting System, CZ 10 | 0.47702 | 0.043408 | 0.47702 | 435.144 | 7832.592 | 16.496 | 296.928 | 0.1491 | 0.93443 | 0.1491 | 0.93443 | 0.15265 | 0.95673 | 0.15265 | 0.95673 | 7.9857 | 9.5829 | 7.9857 | 9.5829
316019-Single Family, Verified Ducting System, CZ 10 | 0.47702 | 0.043408 | 0.47702 | 435.144 | 7832.592 | 16.496 | 296.928 | 0.1491 | 0.93443 | 0.1491 | 0.93443 | 0.15265 | 0.95673 | 0.15265 | 0.95673 | 7.9857 | 9.5829 | 7.9857 | 9.5829
316029-Single Family, Quality Insulation Installation, CZ 10 | 0.41059 | 0.037364 | 0.41059 | 374.552 | 7491.04 | 30.728 | 614.56 | 0.12629 | 0.81645 | 0.12629 | 0.81645 | 0.1422 | 0.91929 | 0.1422 | 0.91929 | 3.8868 | 6.1079 | 3.8868 | 6.1079
316019-Single Family, Verified Ducting System, CZ 10 | 0.47702 | 0.043408 | 0.47702 | 435.144 | 7832.592 | 16.496 | 296.928 | 0.1491 | 0.93443 | 0.1491 | 0.93443 | 0.15265 | 0.95673 | 0.15265 | 0.95673 | 7.9857 | 9.5829 | 7.9857 | 9.5829
316019-Single Family, Verified Ducting System, CZ 10 | 0.47702 | 0.043408 | 0.47702 | 435.144 | 7832.592 | 16.496 | 296.928 | 0.1491 | 0.93443 | 0.1491 | 0.93443 | 0.15265 | 0.95673 | 0.15265 | 0.95673 | 7.9857 | 9.5829 | 7.9857 | 9.5829
316019-Single Family, Verified Ducting System, CZ 10 | 0.47702 | 0.043408 | 0.47702 | 435.144 | 7832.592 | 16.496 | 296.928 | 0.1491 | 0.93443 | 0.1491 | 0.93443 | 0.15265 | 0.95673 | 0.15265 | 0.95673 | 7.9857 | 9.5829 | 7.9857 | 9.5829
316019-Single Family, Verified Ducting System, CZ 10 | 0.47702 | 0.043408 | 0.47702 | 435.144 | 7832.592 | 16.496 | 296.928 | 0.1491 | 0.93443 | 0.1491 | 0.93443 | 0.15265 | 0.95673 | 0.15265 | 0.95673 | 7.9857 | 9.5829 | 7.9857 | 9.5829
316019-Single Family, Verified Ducting System, CZ 10 | 0.47702 | 0.043408 | 0.47702 | 435.144 | 7832.592 | 16.496 | 296.928 | 0.1491 | 0.93443 | 0.1491 | 0.93443 | 0.15265 | 0.95673 | 0.15265 | 0.95673 | 7.9857 | 9.5829 | 7.9857 | 9.5829
316019-Single Family, Verified Ducting System, CZ 10 | 0.47702 | 0.043408 | 0.47702 | 435.144 | 7832.592 | 16.496 | 296.928 | 0.1491 | 0.93443 | 0.1491 | 0.93443 | 0.15265 | 0.95673 | 0.15265 | 0.95673 | 7.9857 | 9.5829 | 7.9857 | 9.5829
316019-Single Family, Verified Ducting System, CZ 10 | 0.47702 | 0.043408 | 0.47702 | 435.144 | 7832.592 | 16.496 | 296.928 | 0.1491 | 0.93443 | 0.1491 | 0.93443 | 0.15265 | 0.95673 | 0.15265 | 0.95673 | 7.9857 | 9.5829 | 7.9857 | 9.5829
316019-Single Family, Verified Ducting System, CZ 10 | 0.47702 | 0.043408 | 0.47702 | 435.144 | 7832.592 | 16.496 | 296.928 | 0.1491 | 0.93443 | 0.1491 | 0.93443 | 0.15265 | 0.95673 | 0.15265 | 0.95673 | 7.9857 | 9.5829 | 7.9857 | 9.5829
316019-Single Family, Verified Ducting System, CZ 10 | 0.47702 | 0.043408 | 0.47702 | 435.144 | 7832.592 | 16.496 | 296.928 | 0.1491 | 0.93443 | 0.1491 | 0.93443 | 0.15265 | 0.95673 | 0.15265 | 0.95673 | 7.9857 | 9.5829 | 7.9857 | 9.5829
316019-Single Family, Verified Ducting System, CZ 10 | 0.47702 | 0.043408 | 0.47702 | 435.144 | 7832.592 | 16.496 | 296.928 | 0.1491 | 0.93443 | 0.1491 | 0.93443 | 0.15265 | 0.95673 | 0.15265 | 0.95673 | 7.9857 | 9.5829 | 7.9857 | 9.5829
316019-Single Family, Verified Ducting System, CZ 10 | 0.47702 | 0.043408 | 0.47702 | 435.144 | 7832.592 | 16.496 | 296.928 | 0.1491 | 0.93443 | 0.1491 | 0.93443 | 0.15265 | 0.95673 | 0.15265 | 0.95673 | 7.9857 | 9.5829 | 7.9857 | 9.5829
316019-Single Family, Verified Ducting System, CZ 10 | 0.47702 | 0.043408 | 0.47702 | 435.144 | 7832.592 | 16.496 | 296.928 | 0.1491 | 0.93443 | 0.1491 | 0.93443 | 0.15265 | 0.95673 | 0.15265 | 0.95673 | 7.9857 | 9.5829 | 7.9857 | 9.5829
316019-Single Family, Verified Ducting System, CZ 10 | 0.47702 | 0.043408 | 0.47702 | 435.144 | 7832.592 | 16.496 | 296.928 | 0.1491 | 0.93443 | 0.1491 | 0.93443 | 0.15265 | 0.95673 | 0.15265 | 0.95673 | 7.9857 | 9.5829 | 7.9857 | 9.5829
316019-Single Family, Verified Ducting System, CZ 10 | 0.47702 | 0.043408 | 0.47702 | 435.144 | 7832.592 | 16.496 | 296.928 | 0.1491 | 0.93443 | 0.1491 | 0.93443 | 0.15265 | 0.95673 | 0.15265 | 0.95673 | 7.9857 | 9.5829 | 7.9857 | 9.5829
316019-Single Family, Verified Ducting System, CZ 10 | 0.47702 | 0.043408 | 0.47702 | 435.144 | 7832.592 | 16.496 | 296.928 | 0.1491 | 0.93443 | 0.1491 | 0.93443 | 0.15265 | 0.95673 | 0.15265 | 0.95673 | 7.9857 | 9.5829 | 7.9857 | 9.5829
316019-Single Family, Verified Ducting System, CZ 10 | 0.47702 | 0.043408 | 0.47702 | 435.144 | 7832.592 | 16.496 | 296.928 | 0.1491 | 0.93443 | 0.1491 | 0.93443 | 0.15265 | 0.95673 | 0.15265 | 0.95673 | 7.9857 | 9.5829 | 7.9857 | 9.5829
316019-Single Family, Verified Ducting System, CZ 10 | 0.47702 | 0.043408 | 0.47702 | 435.144 | 7832.592 | 16.496 | 296.928 | 0.1491 | 0.93443 | 0.1491 | 0.93443 | 0.15265 | 0.95673 | 0.15265 | 0.95673 | 7.9857 | 9.5829 | 7.9857 | 9.5829
316018-Single Family, Verified Ducting System, CZ 9 | 0.23851 | 0.021704 | 0.23851 | 217.576 | 3916.368 | 11.984 | 215.712 | 0.12489 | 0.79383 | 0.12489 | 0.79383 | 0.13141 | 0.83528 | 0.13141 | 0.83528 | 4.1918 | 5.0301 | 4.1918 | 5.0301
316038-Single Family, Tank Less Water Heater, CZ 9 | 0 | 0 | 0 | 0 | 0 | 66.816 | 1002.24 | 0 | 0.42712 | 0 | 0.42712 | 0 | 0.58476 | 0 | 0.58476 | 1.9032 | 2.8547 | 1.9032 | 2.8547
316018-Single Family, Verified Ducting System, CZ 9 | 0.23851 | 0.021704 | 0.23851 | 217.576 | 3916.368 | 11.984 | 215.712 | 0.12489 | 0.79383 | 0.12489 | 0.79383 | 0.13141 | 0.83528 | 0.13141 | 0.83528 | 4.1918 | 5.0301 | 4.1918 | 5.0301
316038-Single Family, Tank Less Water Heater, CZ 9 | 0 | 0 | 0 | 0 | 0 | 66.816 | 1002.24 | 0 | 0.42712 | 0 | 0.42712 | 0 | 0.58476 | 0 | 0.58476 | 1.9032 | 2.8547 | 1.9032 | 2.8547
316018-Single Family, Verified Ducting System, CZ 9 | 0.23851 | 0.021704 | 0.23851 | 217.576 | 3916.368 | 11.984 | 215.712 | 0.12489 | 0.79383 | 0.12489 | 0.79383 | 0.13141 | 0.83528 | 0.13141 | 0.83528 | 4.1918 | 5.0301 | 4.1918 | 5.0301
316038-Single Family, Tank Less Water Heater, CZ 9 | 0 | 0 | 0 | 0 | 0 | 66.816 | 1002.24 | 0 | 0.42712 | 0 | 0.42712 | 0 | 0.58476 | 0 | 0.58476 | 1.9032 | 2.8547 | 1.9032 | 2.8547
316018-Single Family, Verified Ducting System, CZ 9 | 0.23851 | 0.021704 | 0.23851 | 217.576 | 3916.368 | 11.984 | 215.712 | 0.12489 | 0.79383 | 0.12489 | 0.79383 | 0.13141 | 0.83528 | 0.13141 | 0.83528 | 4.1918 | 5.0301 | 4.1918 | 5.0301
316038-Single Family, Tank Less Water Heater, CZ 9 | 0 | 0 | 0 | 0 | 0 | 66.816 | 1002.24 | 0 | 0.42712 | 0 | 0.42712 | 0 | 0.58476 | 0 | 0.58476 | 1.9032 | 2.8547 | 1.9032 | 2.8547
316018-Single Family, Verified Ducting System, CZ 9 | 0.23851 | 0.021704 | 0.23851 | 217.576 | 3916.368 | 11.984 | 215.712 | 0.12489 | 0.79383 | 0.12489 | 0.79383 | 0.13141 | 0.83528 | 0.13141 | 0.83528 | 4.1918 | 5.0301 | 4.1918 | 5.0301
316038-Single Family, Tank Less Water Heater, CZ 9 | 0 | 0 | 0 | 0 | 0 | 66.816 | 1002.24 | 0 | 0.42712 | 0 | 0.42712 | 0 | 0.58476 | 0 | 0.58476 | 1.9032 | 2.8547 | 1.9032 | 2.8547
316018-Single Family, Verified Ducting System, CZ 9 | 0.23851 | 0.021704 | 0.23851 | 217.576 | 3916.368 | 11.984 | 215.712 | 0.12489 | 0.79383 | 0.12489 | 0.79383 | 0.13141 | 0.83528 | 0.13141 | 0.83528 | 4.1918 | 5.0301 | 4.1918 | 5.0301
316038-Single Family, Tank Less Water Heater, CZ 9 | 0 | 0 | 0 | 0 | 0 | 66.816 | 1002.24 | 0 | 0.42712 | 0 | 0.42712 | 0 | 0.58476 | 0 | 0.58476 | 1.9032 | 2.8547 | 1.9032 | 2.8547
316018-Single Family, Verified Ducting System, CZ 9 | 0.23851 | 0.021704 | 0.23851 | 217.576 | 3916.368 | 11.984 | 215.712 | 0.12489 | 0.79383 | 0.12489 | 0.79383 | 0.13141 | 0.83528 | 0.13141 | 0.83528 | 4.1918 | 5.0301 | 4.1918 | 5.0301
316038-Single Family, Tank Less Water Heater, CZ 9 | 0 | 0 | 0 | 0 | 0 | 66.816 | 1002.24 | 0 | 0.42712 | 0 | 0.42712 | 0 | 0.58476 | 0 | 0.58476 | 1.9032 | 2.8547 | 1.9032 | 2.8547
316069-Multi-family, Verified Ducting System, CZ 10 | 5.4578 | 0.49666 | 5.4578 | 4978.752 | 89617.536 | 168 | 3024 | 0.13166 | 0.84952 | 0.13166 | 0.84952 | 0.13924 | 0.89845 | 0.13924 | 0.89845 | 4.6551 | 5.8964 | 4.6551 | 5.8964
316079-Multi-family, High Quality Insulation Installation, CZ 10 | 2.6501 | 0.24116 | 2.6501 | 2417.472 | 48349.44 | 156.096 | 3121.92 | 0.11489 | 0.722 | 0.11489 | 0.722 | 0.14065 | 0.88387 | 0.14065 | 0.88387 | 2.9823 | 5.3682 | 2.9823 | 5.3682
316069-Multi-family, Verified Ducting System, CZ 10 | 1.8193 | 0.16555 | 1.8193 | 1659.584 | 29872.512 | 56 | 1008 | 0.13166 | 0.84952 | 0.13166 | 0.84952 | 0.13924 | 0.89845 | 0.13924 | 0.89845 | 4.6551 | 5.8964 | 4.6551 | 5.8964
316079-Multi-family, High Quality Insulation Installation, CZ 10 | 0.88337 | 0.080386 | 0.88337 | 805.824 | 16116.48 | 52.032 | 1040.64 | 0.11489 | 0.722 | 0.11489 | 0.722 | 0.14065 | 0.88387 | 0.14065 | 0.88387 | 2.9823 | 5.3682 | 2.9823 | 5.3682
316069-Multi-family, Verified Ducting System, CZ 10 | 5.4578 | 0.49666 | 5.4578 | 4978.752 | 89617.536 | 168 | 3024 | 0.13166 | 0.84952 | 0.13166 | 0.84952 | 0.13924 | 0.89845 | 0.13924 | 0.89845 | 4.6551 | 5.8964 | 4.6551 | 5.8964
316079-Multi-family, High Quality Insulation Installation, CZ 10 | 2.6501 | 0.24116 | 2.6501 | 2417.472 | 48349.44 | 156.096 | 3121.92 | 0.11489 | 0.722 | 0.11489 | 0.722 | 0.14065 | 0.88387 | 0.14065 | 0.88387 | 2.9823 | 5.3682 | 2.9823 | 5.3682
316069-Multi-family, Verified Ducting System, CZ 10 | 5.4578 | 0.49666 | 5.4578 | 4978.752 | 89617.536 | 168 | 3024 | 0.13166 | 0.84952 | 0.13166 | 0.84952 | 0.13924 | 0.89845 | 0.13924 | 0.89845 | 4.6551 | 5.8964 | 4.6551 | 5.8964
316079-Multi-family, High Quality Insulation Installation, CZ 10 | 2.6501 | 0.24116 | 2.6501 | 2417.472 | 48349.44 | 156.096 | 3121.92 | 0.11489 | 0.722 | 0.11489 | 0.722 | 0.14065 | 0.88387 | 0.14065 | 0.88387 | 2.9823 | 5.3682 | 2.9823 | 5.3682
316069-Multi-family, Verified Ducting System, CZ 10 | 2.7289 | 0.24833 | 2.7289 | 2489.376 | 44808.768 | 84 | 1512 | 0.13166 | 0.84952 | 0.13166 | 0.84952 | 0.13924 | 0.89845 | 0.13924 | 0.89845 | 4.6551 | 5.8964 | 4.6551 | 5.8964
316079-Multi-family, High Quality Insulation Installation, CZ 10 | 1.325 | 0.12058 | 1.325 | 1208.736 | 24174.72 | 78.048 | 1560.96 | 0.11489 | 0.722 | 0.11489 | 0.722 | 0.14065 | 0.88387 | 0.14065 | 0.88387 | 2.9823 | 5.3682 | 2.9823 | 5.3682
316069-Multi-family, Verified Ducting System, CZ 10 | 4.5482 | 0.41389 | 4.5482 | 4148.96 | 74681.28 | 140 | 2520 | 0.13166 | 0.84952 | 0.13166 | 0.84952 | 0.13924 | 0.89845 | 0.13924 | 0.89845 | 4.6551 | 5.8964 | 4.6551 | 5.8964
316079-Multi-family, High Quality Insulation Installation, CZ 10 | 2.2084 | 0.20097 | 2.2084 | 2014.56 | 40291.2 | 130.08 | 2601.6 | 0.11489 | 0.722 | 0.11489 | 0.722 | 0.14065 | 0.88387 | 0.14065 | 0.88387 | 2.9823 | 5.3682 | 2.9823 | 5.3682
316069-Multi-family, Verified Ducting System, CZ 10 | 4.5482 | 0.41389 | 4.5482 | 4148.96 | 74681.28 | 140 | 2520 | 0.13166 | 0.84952 | 0.13166 | 0.84952 | 0.13924 | 0.89845 | 0.13924 | 0.89845 | 4.6551 | 5.8964 | 4.6551 | 5.8964
316079-Multi-family, High Quality Insulation Installation, CZ 10 | 2.2084 | 0.20097 | 2.2084 | 2014.56 | 40291.2 | 130.08 | 2601.6 | 0.11489 | 0.722 | 0.11489 | 0.722 | 0.14065 | 0.88387 | 0.14065 | 0.88387 | 2.9823 | 5.3682 | 2.9823 | 5.3682
316079-Multi-family, High Quality Insulation Installation, CZ 10 | 0.22084 | 0.020097 | 0.22084 | 201.456 | 4029.12 | 13.008 | 260.16 | 0.11489 | 0.722 | 0.11489 | 0.722 | 0.14065 | 0.88387 | 0.14065 | 0.88387 | 2.9823 | 5.3682 | 2.9823 | 5.3682
316069-Multi-family, Verified Ducting System, CZ 10 | 4.5482 | 0.41389 | 4.5482 | 4148.96 | 74681.28 | 140 | 2520 | 0.13166 | 0.84952 | 0.13166 | 0.84952 | 0.13924 | 0.89845 | 0.13924 | 0.89845 | 4.6551 | 5.8964 | 4.6551 | 5.8964
316079-Multi-family, High Quality Insulation Installation, CZ 10 | 2.2084 | 0.20097 | 2.2084 | 2014.56 | 40291.2 | 130.08 | 2601.6 | 0.11489 | 0.722 | 0.11489 | 0.722 | 0.14065 | 0.88387 | 0.14065 | 0.88387 | 2.9823 | 5.3682 | 2.9823 | 5.3682
316079-Multi-family, High Quality Insulation Installation, CZ 10 | 0.88337 | 0.080386 | 0.88337 | 805.824 | 16116.48 | 52.032 | 1040.64 | 0.11489 | 0.722 | 0.11489 | 0.722 | 0.14065 | 0.88387 | 0.14065 | 0.88387 | 2.9823 | 5.3682 | 2.9823 | 5.3682
316069-Multi-family, Verified Ducting System, CZ 10 | 4.5482 | 0.41389 | 4.5482 | 4148.96 | 74681.28 | 140 | 2520 | 0.13166 | 0.84952 | 0.13166 | 0.84952 | 0.13924 | 0.89845 | 0.13924 | 0.89845 | 4.6551 | 5.8964 | 4.6551 | 5.8964
316079-Multi-family, High Quality Insulation Installation, CZ 10 | 2.2084 | 0.20097 | 2.2084 | 2014.56 | 40291.2 | 130.08 | 2601.6 | 0.11489 | 0.722 | 0.11489 | 0.722 | 0.14065 | 0.88387 | 0.14065 | 0.88387 | 2.9823 | 5.3682 | 2.9823 | 5.3682
316079-Multi-family, High Quality Insulation Installation, CZ 10 | 0.22084 | 0.020097 | 0.22084 | 201.456 | 4029.12 | 13.008 | 260.16 | 0.11489 | 0.722 | 0.11489 | 0.722 | 0.14065 | 0.88387 | 0.14065 | 0.88387 | 2.9823 | 5.3682 | 2.9823 | 5.3682
316079-Multi-family, High Quality Insulation Installation, CZ 10 | 0.22084 | 0.020097 | 0.22084 | 201.456 | 4029.12 | 13.008 | 260.16 | 0.11489 | 0.722 | 0.11489 | 0.722 | 0.14065 | 0.88387 | 0.14065 | 0.88387 | 2.9823 | 5.3682 | 2.9823 | 5.3682
316069-Multi-family, Verified Ducting System, CZ 10 | 4.5482 | 0.41389 | 4.5482 | 4148.96 | 74681.28 | 140 | 2520 | 0.13166 | 0.84952 | 0.13166 | 0.84952 | 0.13924 | 0.89845 | 0.13924 | 0.89845 | 4.6551 | 5.8964 | 4.6551 | 5.8964
316079-Multi-family, High Quality Insulation Installation, CZ 10 | 2.2084 | 0.20097 | 2.2084 | 2014.56 | 40291.2 | 130.08 | 2601.6 | 0.11489 | 0.722 | 0.11489 | 0.722 | 0.14065 | 0.88387 | 0.14065 | 0.88387 | 2.9823 | 5.3682 | 2.9823 | 5.3682
316069-Multi-family, Verified Ducting System, CZ 10 | 4.5482 | 0.41389 | 4.5482 | 4148.96 | 74681.28 | 140 | 2520 | 0.13166 | 0.84952 | 0.13166 | 0.84952 | 0.13924 | 0.89845 | 0.13924 | 0.89845 | 4.6551 | 5.8964 | 4.6551 | 5.8964
316079-Multi-family, High Quality Insulation Installation, CZ 10 | 2.2084 | 0.20097 | 2.2084 | 2014.56 | 40291.2 | 130.08 | 2601.6 | 0.11489 | 0.722 | 0.11489 | 0.722 | 0.14065 | 0.88387 | 0.14065 | 0.88387 | 2.9823 | 5.3682 | 2.9823 | 5.3682
316069-Multi-family, Verified Ducting System, CZ 10 | 0.45482 | 0.041389 | 0.45482 | 414.896 | 7468.128 | 14 | 252 | 0.13166 | 0.84952 | 0.13166 | 0.84952 | 0.13924 | 0.89845 | 0.13924 | 0.89845 | 4.6551 | 5.8964 | 4.6551 | 5.8964
316079-Multi-family, High Quality Insulation Installation, CZ 10 | 0.22084 | 0.020097 | 0.22084 | 201.456 | 4029.12 | 13.008 | 260.16 | 0.11489 | 0.722 | 0.11489 | 0.722 | 0.14065 | 0.88387 | 0.14065 | 0.88387 | 2.9823 | 5.3682 | 2.9823 | 5.3682
316079-Multi-family, High Quality Insulation Installation, CZ 10 | 0.22084 | 0.020097 | 0.22084 | 201.456 | 4029.12 | 13.008 | 260.16 | 0.11489 | 0.722 | 0.11489 | 0.722 | 0.14065 | 0.88387 | 0.14065 | 0.88387 | 2.9823 | 5.3682 | 2.9823 | 5.3682
316069-Multi-family, Verified Ducting System, CZ 10 | 1.8193 | 0.16555 | 1.8193 | 1659.584 | 29872.512 | 56 | 1008 | 0.13166 | 0.84952 | 0.13166 | 0.84952 | 0.13924 | 0.89845 | 0.13924 | 0.89845 | 4.6551 | 5.8964 | 4.6551 | 5.8964
316079-Multi-family, High Quality Insulation Installation, CZ 10 | 0.88337 | 0.080386 | 0.88337 | 805.824 | 16116.48 | 52.032 | 1040.64 | 0.11489 | 0.722 | 0.11489 | 0.722 | 0.14065 | 0.88387 | 0.14065 | 0.88387 | 2.9823 | 5.3682 | 2.9823 | 5.3682
316069-Multi-family, Verified Ducting System, CZ 10 | 4.5482 | 0.41389 | 4.5482 | 4148.96 | 74681.28 | 140 | 2520 | 0.13166 | 0.84952 | 0.13166 | 0.84952 | 0.13924 | 0.89845 | 0.13924 | 0.89845 | 4.6551 | 5.8964 | 4.6551 | 5.8964
316079-Multi-family, High Quality Insulation Installation, CZ 10 | 2.2084 | 0.20097 | 2.2084 | 2014.56 | 40291.2 | 130.08 | 2601.6 | 0.11489 | 0.722 | 0.11489 | 0.722 | 0.14065 | 0.88387 | 0.14065 | 0.88387 | 2.9823 | 5.3682 | 2.9823 | 5.3682
316069-Multi-family, Verified Ducting System, CZ 10 | 4.5482 | 0.41389 | 4.5482 | 4148.96 | 74681.28 | 140 | 2520 | 0.13166 | 0.84952 | 0.13166 | 0.84952 | 0.13924 | 0.89845 | 0.13924 | 0.89845 | 4.6551 | 5.8964 | 4.6551 | 5.8964
316079-Multi-family, High Quality Insulation Installation, CZ 10 | 2.2084 | 0.20097 | 2.2084 | 2014.56 | 40291.2 | 130.08 | 2601.6 | 0.11489 | 0.722 | 0.11489 | 0.722 | 0.14065 | 0.88387 | 0.14065 | 0.88387 | 2.9823 | 5.3682 | 2.9823 | 5.3682
316069-Multi-family, Verified Ducting System, CZ 10 | 72.7711 | 6.6222 | 72.7711 | 66383.36 | 1194900.48 | 2240 | 40320 | 0.13423 | 0.84128 | 0.13423 | 0.84128 | 0.14186 | 0.88905 | 0.14186 | 0.88905 | 4.7075 | 5.9628 | 4.7075 | 5.9628
316069-Multi-family, Verified Ducting System, CZ 10 | 2.2741 | 0.20694 | 2.2741 | 2074.48 | 37340.64 | 70 | 1260 | 0.13423 | 0.84128 | 0.13423 | 0.84128 | 0.14186 | 0.88905 | 0.14186 | 0.88905 | 4.7075 | 5.9628 | 4.7075 | 5.9628
316069-Multi-family, Verified Ducting System, CZ 10 | 2.2741 | 0.20694 | 2.2741 | 2074.48 | 37340.64 | 70 | 1260 | 0.13423 | 0.84128 | 0.13423 | 0.84128 | 0.14186 | 0.88905 | 0.14186 | 0.88905 | 4.7075 | 5.9628 | 4.7075 | 5.9628
316069-Multi-family, Verified Ducting System, CZ 10 | 2.2741 | 0.20694 | 2.2741 | 2074.48 | 37340.64 | 70 | 1260 | 0.13423 | 0.84128 | 0.13423 | 0.84128 | 0.14186 | 0.88905 | 0.14186 | 0.88905 | 4.7075 | 5.9628 | 4.7075 | 5.9628
316069-Multi-family, Verified Ducting System, CZ 10 | 2.2741 | 0.20694 | 2.2741 | 2074.48 | 37340.64 | 70 | 1260 | 0.13423 | 0.84128 | 0.13423 | 0.84128 | 0.14186 | 0.88905 | 0.14186 | 0.88905 | 4.7075 | 5.9628 | 4.7075 | 5.9628
316069-Multi-family, Verified Ducting System, CZ 10 | 2.2741 | 0.20694 | 2.2741 | 2074.48 | 37340.64 | 70 | 1260 | 0.13423 | 0.84128 | 0.13423 | 0.84128 | 0.14186 | 0.88905 | 0.14186 | 0.88905 | 4.7075 | 5.9628 | 4.7075 | 5.9628
316029-Single Family, Quality Insulation Installation, CZ 10 | 0.41059 | 0.037364 | 0.41059 | 374.552 | 7491.04 | 30.728 | 614.56 | 0.12629 | 0.81645 | 0.12629 | 0.81645 | 0.1422 | 0.91929 | 0.1422 | 0.91929 | 3.8868 | 6.1079 | 3.8868 | 6.1079
316039-Single Family, Tank Less Water Heater, CZ 10 | 0 | 0 | 0 | 0 | 0 | 66.816 | 1002.24 | 0 | 0.43046 | 0 | 0.43046 | 0 | 0.5881 | 0 | 0.5881 | 1.9102 | 2.8653 | 1.9102 | 2.8653
316029-Single Family, Quality Insulation Installation, CZ 10 | 0.41059 | 0.037364 | 0.41059 | 374.552 | 7491.04 | 30.728 | 614.56 | 0.12629 | 0.81645 | 0.12629 | 0.81645 | 0.1422 | 0.91929 | 0.1422 | 0.91929 | 3.8868 | 6.1079 | 3.8868 | 6.1079
316039-Single Family, Tank Less Water Heater, CZ 10 | 0 | 0 | 0 | 0 | 0 | 66.816 | 1002.24 | 0 | 0.43046 | 0 | 0.43046 | 0 | 0.5881 | 0 | 0.5881 | 1.9102 | 2.8653 | 1.9102 | 2.8653
316029-Single Family, Quality Insulation Installation, CZ 10 | 0.41059 | 0.037364 | 0.41059 | 374.552 | 7491.04 | 30.728 | 614.56 | 0.12629 | 0.81645 | 0.12629 | 0.81645 | 0.1422 | 0.91929 | 0.1422 | 0.91929 | 3.8868 | 6.1079 | 3.8868 | 6.1079
316039-Single Family, Tank Less Water Heater, CZ 10 | 0 | 0 | 0 | 0 | 0 | 66.816 | 1002.24 | 0 | 0.43046 | 0 | 0.43046 | 0 | 0.5881 | 0 | 0.5881 | 1.9102 | 2.8653 | 1.9102 | 2.8653
316029-Single Family, Quality Insulation Installation, CZ 10 | 0.41059 | 0.037364 | 0.41059 | 374.552 | 7491.04 | 30.728 | 614.56 | 0.12629 | 0.81645 | 0.12629 | 0.81645 | 0.1422 | 0.91929 | 0.1422 | 0.91929 | 3.8868 | 6.1079 | 3.8868 | 6.1079
316039-Single Family, Tank Less Water Heater, CZ 10 | 0 | 0 | 0 | 0 | 0 | 66.816 | 1002.24 | 0 | 0.43046 | 0 | 0.43046 | 0 | 0.5881 | 0 | 0.5881 | 1.9102 | 2.8653 | 1.9102 | 2.8653
316029-Single Family, Quality Insulation Installation, CZ 10 | 0.41059 | 0.037364 | 0.41059 | 374.552 | 7491.04 | 30.728 | 614.56 | 0.12629 | 0.81645 | 0.12629 | 0.81645 | 0.1422 | 0.91929 | 0.1422 | 0.91929 | 3.8868 | 6.1079 | 3.8868 | 6.1079
316039-Single Family, Tank Less Water Heater, CZ 10 | 0 | 0 | 0 | 0 | 0 | 66.816 | 1002.24 | 0 | 0.43046 | 0 | 0.43046 | 0 | 0.5881 | 0 | 0.5881 | 1.9102 | 2.8653 | 1.9102 | 2.8653
316029-Single Family, Quality Insulation Installation, CZ 10 | 0.41059 | 0.037364 | 0.41059 | 374.552 | 7491.04 | 30.728 | 614.56 | 0.12629 | 0.81645 | 0.12629 | 0.81645 | 0.1422 | 0.91929 | 0.1422 | 0.91929 | 3.8868 | 6.1079 | 3.8868 | 6.1079
316039-Single Family, Tank Less Water Heater, CZ 10 | 0 | 0 | 0 | 0 | 0 | 66.816 | 1002.24 | 0 | 0.43046 | 0 | 0.43046 | 0 | 0.5881 | 0 | 0.5881 | 1.9102 | 2.8653 | 1.9102 | 2.8653
316029-Single Family, Quality Insulation Installation, CZ 10 | 0.41059 | 0.037364 | 0.41059 | 374.552 | 7491.04 | 30.728 | 614.56 | 0.12629 | 0.81645 | 0.12629 | 0.81645 | 0.1422 | 0.91929 | 0.1422 | 0.91929 | 3.8868 | 6.1079 | 3.8868 | 6.1079
316039-Single Family, Tank Less Water Heater, CZ 10 | 0 | 0 | 0 | 0 | 0 | 66.816 | 1002.24 | 0 | 0.43046 | 0 | 0.43046 | 0 | 0.5881 | 0 | 0.5881 | 1.9102 | 2.8653 | 1.9102 | 2.8653
316029-Single Family, Quality Insulation Installation, CZ 10 | 0.41059 | 0.037364 | 0.41059 | 374.552 | 7491.04 | 30.728 | 614.56 | 0.12629 | 0.81645 | 0.12629 | 0.81645 | 0.1422 | 0.91929 | 0.1422 | 0.91929 | 3.8868 | 6.1079 | 3.8868 | 6.1079
316039-Single Family, Tank Less Water Heater, CZ 10 | 0 | 0 | 0 | 0 | 0 | 66.816 | 1002.24 | 0 | 0.43046 | 0 | 0.43046 | 0 | 0.5881 | 0 | 0.5881 | 1.9102 | 2.8653 | 1.9102 | 2.8653
316029-Single Family, Quality Insulation Installation, CZ 10 | 0.41059 | 0.037364 | 0.41059 | 374.552 | 7491.04 | 30.728 | 614.56 | 0.12629 | 0.81645 | 0.12629 | 0.81645 | 0.1422 | 0.91929 | 0.1422 | 0.91929 | 3.8868 | 6.1079 | 3.8868 | 6.1079
316039-Single Family, Tank Less Water Heater, CZ 10 | 0 | 0 | 0 | 0 | 0 | 66.816 | 1002.24 | 0 | 0.43046 | 0 | 0.43046 | 0 | 0.5881 | 0 | 0.5881 | 1.9102 | 2.8653 | 1.9102 | 2.8653
316029-Single Family, Quality Insulation Installation, CZ 10 | 0.41059 | 0.037364 | 0.41059 | 374.552 | 7491.04 | 30.728 | 614.56 | 0.12629 | 0.81645 | 0.12629 | 0.81645 | 0.1422 | 0.91929 | 0.1422 | 0.91929 | 3.8868 | 6.1079 | 3.8868 | 6.1079
316039-Single Family, Tank Less Water Heater, CZ 10 | 0 | 0 | 0 | 0 | 0 | 66.816 | 1002.24 | 0 | 0.43046 | 0 | 0.43046 | 0 | 0.5881 | 0 | 0.5881 | 1.9102 | 2.8653 | 1.9102 | 2.8653
316029-Single Family, Quality Insulation Installation, CZ 10 | 0.41059 | 0.037364 | 0.41059 | 374.552 | 7491.04 | 30.728 | 614.56 | 0.12629 | 0.81645 | 0.12629 | 0.81645 | 0.1422 | 0.91929 | 0.1422 | 0.91929 | 3.8868 | 6.1079 | 3.8868 | 6.1079
316039-Single Family, Tank Less Water Heater, CZ 10 | 0 | 0 | 0 | 0 | 0 | 66.816 | 1002.24 | 0 | 0.43046 | 0 | 0.43046 | 0 | 0.5881 | 0 | 0.5881 | 1.9102 | 2.8653 | 1.9102 | 2.8653
316029-Single Family, Quality Insulation Installation, CZ 10 | 0.41059 | 0.037364 | 0.41059 | 374.552 | 7491.04 | 30.728 | 614.56 | 0.12629 | 0.81645 | 0.12629 | 0.81645 | 0.1422 | 0.91929 | 0.1422 | 0.91929 | 3.8868 | 6.1079 | 3.8868 | 6.1079
316039-Single Family, Tank Less Water Heater, CZ 10 | 0 | 0 | 0 | 0 | 0 | 66.816 | 1002.24 | 0 | 0.43046 | 0 | 0.43046 | 0 | 0.5881 | 0 | 0.5881 | 1.9102 | 2.8653 | 1.9102 | 2.8653
316029-Single Family, Quality Insulation Installation, CZ 10 | 0.41059 | 0.037364 | 0.41059 | 374.552 | 7491.04 | 30.728 | 614.56 | 0.12867 | 0.80861 | 0.12867 | 0.80861 | 0.14474 | 0.90955 | 0.14474 | 0.90955 | 3.9128 | 6.1486 | 3.9128 | 6.1486
316039-Single Family, Tank Less Water Heater, CZ 10 | 0 | 0 | 0 | 0 | 0 | 66.816 | 1002.24 | 0 | 0.42967 | 0 | 0.42967 | 0 | 0.58731 | 0 | 0.58731 | 1.9086 | 2.8628 | 1.9086 | 2.8628
316029-Single Family, Quality Insulation Installation, CZ 10 | 0.41059 | 0.037364 | 0.41059 | 374.552 | 7491.04 | 30.728 | 614.56 | 0.12867 | 0.80861 | 0.12867 | 0.80861 | 0.14474 | 0.90955 | 0.14474 | 0.90955 | 3.9128 | 6.1486 | 3.9128 | 6.1486
316039-Single Family, Tank Less Water Heater, CZ 10 | 0 | 0 | 0 | 0 | 0 | 66.816 | 1002.24 | 0 | 0.42967 | 0 | 0.42967 | 0 | 0.58731 | 0 | 0.58731 | 1.9086 | 2.8628 | 1.9086 | 2.8628
316029-Single Family, Quality Insulation Installation, CZ 10 | 0.41059 | 0.037364 | 0.41059 | 374.552 | 7491.04 | 30.728 | 614.56 | 0.12867 | 0.80861 | 0.12867 | 0.80861 | 0.14474 | 0.90955 | 0.14474 | 0.90955 | 3.9128 | 6.1486 | 3.9128 | 6.1486
316039-Single Family, Tank Less Water Heater, CZ 10 | 0 | 0 | 0 | 0 | 0 | 66.816 | 1002.24 | 0 | 0.42967 | 0 | 0.42967 | 0 | 0.58731 | 0 | 0.58731 | 1.9086 | 2.8628 | 1.9086 | 2.8628
316029-Single Family, Quality Insulation Installation, CZ 10 | 0.41059 | 0.037364 | 0.41059 | 374.552 | 7491.04 | 30.728 | 614.56 | 0.12867 | 0.80861 | 0.12867 | 0.80861 | 0.14474 | 0.90955 | 0.14474 | 0.90955 | 3.9128 | 6.1486 | 3.9128 | 6.1486
316039-Single Family, Tank Less Water Heater, CZ 10 | 0 | 0 | 0 | 0 | 0 | 66.816 | 1002.24 | 0 | 0.42967 | 0 | 0.42967 | 0 | 0.58731 | 0 | 0.58731 | 1.9086 | 2.8628 | 1.9086 | 2.8628
316029-Single Family, Quality Insulation Installation, CZ 10 | 0.41059 | 0.037364 | 0.41059 | 374.552 | 7491.04 | 30.728 | 614.56 | 0.12867 | 0.80861 | 0.12867 | 0.80861 | 0.14474 | 0.90955 | 0.14474 | 0.90955 | 3.9128 | 6.1486 | 3.9128 | 6.1486
316039-Single Family, Tank Less Water Heater, CZ 10 | 0 | 0 | 0 | 0 | 0 | 66.816 | 1002.24 | 0 | 0.42967 | 0 | 0.42967 | 0 | 0.58731 | 0 | 0.58731 | 1.9086 | 2.8628 | 1.9086 | 2.8628
316029-Single Family, Quality Insulation Installation, CZ 10 | 0.41059 | 0.037364 | 0.41059 | 374.552 | 7491.04 | 30.728 | 614.56 | 0.12867 | 0.80861 | 0.12867 | 0.80861 | 0.14474 | 0.90955 | 0.14474 | 0.90955 | 3.9128 | 6.1486 | 3.9128 | 6.1486
316039-Single Family, Tank Less Water Heater, CZ 10 | 0 | 0 | 0 | 0 | 0 | 66.816 | 1002.24 | 0 | 0.42967 | 0 | 0.42967 | 0 | 0.58731 | 0 | 0.58731 | 1.9086 | 2.8628 | 1.9086 | 2.8628
316029-Single Family, Quality Insulation Installation, CZ 10 | 0.41059 | 0.037364 | 0.41059 | 374.552 | 7491.04 | 30.728 | 614.56 | 0.12867 | 0.80861 | 0.12867 | 0.80861 | 0.14474 | 0.90955 | 0.14474 | 0.90955 | 3.9128 | 6.1486 | 3.9128 | 6.1486
316039-Single Family, Tank Less Water Heater, CZ 10 | 0 | 0 | 0 | 0 | 0 | 66.816 | 1002.24 | 0 | 0.42967 | 0 | 0.42967 | 0 | 0.58731 | 0 | 0.58731 | 1.9086 | 2.8628 | 1.9086 | 2.8628
316029-Single Family, Quality Insulation Installation, CZ 10 | 0.41059 | 0.037364 | 0.41059 | 374.552 | 7491.04 | 30.728 | 614.56 | 0.12867 | 0.80861 | 0.12867 | 0.80861 | 0.14474 | 0.90955 | 0.14474 | 0.90955 | 3.9128 | 6.1486 | 3.9128 | 6.1486
316039-Single Family, Tank Less Water Heater, CZ 10 | 0 | 0 | 0 | 0 | 0 | 66.816 | 1002.24 | 0 | 0.42967 | 0 | 0.42967 | 0 | 0.58731 | 0 | 0.58731 | 1.9086 | 2.8628 | 1.9086 | 2.8628
316029-Single Family, Quality Insulation Installation, CZ 10 | 0.41059 | 0.037364 | 0.41059 | 374.552 | 7491.04 | 30.728 | 614.56 | 0.12867 | 0.80861 | 0.12867 | 0.80861 | 0.14474 | 0.90955 | 0.14474 | 0.90955 | 3.9128 | 6.1486 | 3.9128 | 6.1486
316039-Single Family, Tank Less Water Heater, CZ 10 | 0 | 0 | 0 | 0 | 0 | 66.816 | 1002.24 | 0 | 0.42967 | 0 | 0.42967 | 0 | 0.58731 | 0 | 0.58731 | 1.9086 | 2.8628 | 1.9086 | 2.8628
316029-Single Family, Quality Insulation Installation, CZ 10 | 0.41059 | 0.037364 | 0.41059 | 374.552 | 7491.04 | 30.728 | 614.56 | 0.12867 | 0.80861 | 0.12867 | 0.80861 | 0.14474 | 0.90955 | 0.14474 | 0.90955 | 3.9128 | 6.1486 | 3.9128 | 6.1486
316039-Single Family, Tank Less Water Heater, CZ 10 | 0 | 0 | 0 | 0 | 0 | 66.816 | 1002.24 | 0 | 0.42967 | 0 | 0.42967 | 0 | 0.58731 | 0 | 0.58731 | 1.9086 | 2.8628 | 1.9086 | 2.8628
316029-Single Family, Quality Insulation Installation, CZ 10 | 0.41059 | 0.037364 | 0.41059 | 374.552 | 7491.04 | 30.728 | 614.56 | 0.12867 | 0.80861 | 0.12867 | 0.80861 | 0.14474 | 0.90955 | 0.14474 | 0.90955 | 3.9128 | 6.1486 | 3.9128 | 6.1486
316039-Single Family, Tank Less Water Heater, CZ 10 | 0 | 0 | 0 | 0 | 0 | 66.816 | 1002.24 | 0 | 0.42967 | 0 | 0.42967 | 0 | 0.58731 | 0 | 0.58731 | 1.9086 | 2.8628 | 1.9086 | 2.8628
316029-Single Family, Quality Insulation Installation, CZ 10 | 0.41059 | 0.037364 | 0.41059 | 374.552 | 7491.04 | 30.728 | 614.56 | 0.12867 | 0.80861 | 0.12867 | 0.80861 | 0.14474 | 0.90955 | 0.14474 | 0.90955 | 3.9128 | 6.1486 | 3.9128 | 6.1486
316039-Single Family, Tank Less Water Heater, CZ 10 | 0 | 0 | 0 | 0 | 0 | 66.816 | 1002.24 | 0 | 0.42967 | 0 | 0.42967 | 0 | 0.58731 | 0 | 0.58731 | 1.9086 | 2.8628 | 1.9086 | 2.8628
316029-Single Family, Quality Insulation Installation, CZ 10 | 0.41059 | 0.037364 | 0.41059 | 374.552 | 7491.04 | 30.728 | 614.56 | 0.12867 | 0.80861 | 0.12867 | 0.80861 | 0.14474 | 0.90955 | 0.14474 | 0.90955 | 3.9128 | 6.1486 | 3.9128 | 6.1486
316039-Single Family, Tank Less Water Heater, CZ 10 | 0 | 0 | 0 | 0 | 0 | 66.816 | 1002.24 | 0 | 0.42967 | 0 | 0.42967 | 0 | 0.58731 | 0 | 0.58731 | 1.9086 | 2.8628 | 1.9086 | 2.8628
316029-Single Family, Quality Insulation Installation, CZ 10 | 0.41059 | 0.037364 | 0.41059 | 374.552 | 7491.04 | 30.728 | 614.56 | 0.12867 | 0.80861 | 0.12867 | 0.80861 | 0.14474 | 0.90955 | 0.14474 | 0.90955 | 3.9128 | 6.1486 | 3.9128 | 6.1486
316039-Single Family, Tank Less Water Heater, CZ 10 | 0 | 0 | 0 | 0 | 0 | 66.816 | 1002.24 | 0 | 0.42967 | 0 | 0.42967 | 0 | 0.58731 | 0 | 0.58731 | 1.9086 | 2.8628 | 1.9086 | 2.8628
316029-Single Family, Quality Insulation Installation, CZ 10 | 0.41059 | 0.037364 | 0.41059 | 374.552 | 7491.04 | 30.728 | 614.56 | 0.12867 | 0.80861 | 0.12867 | 0.80861 | 0.14474 | 0.90955 | 0.14474 | 0.90955 | 3.9128 | 6.1486 | 3.9128 | 6.1486
316039-Single Family, Tank Less Water Heater, CZ 10 | 0 | 0 | 0 | 0 | 0 | 66.816 | 1002.24 | 0 | 0.42967 | 0 | 0.42967 | 0 | 0.58731 | 0 | 0.58731 | 1.9086 | 2.8628 | 1.9086 | 2.8628
316029-Single Family, Quality Insulation Installation, CZ 10 | 0.41059 | 0.037364 | 0.41059 | 374.552 | 7491.04 | 30.728 | 614.56 | 0.12867 | 0.80861 | 0.12867 | 0.80861 | 0.14474 | 0.90955 | 0.14474 | 0.90955 | 3.9128 | 6.1486 | 3.9128 | 6.1486
316039-Single Family, Tank Less Water Heater, CZ 10 | 0 | 0 | 0 | 0 | 0 | 66.816 | 1002.24 | 0 | 0.42967 | 0 | 0.42967 | 0 | 0.58731 | 0 | 0.58731 | 1.9086 | 2.8628 | 1.9086 | 2.8628
316029-Single Family, Quality Insulation Installation, CZ 10 | 0.41059 | 0.037364 | 0.41059 | 374.552 | 7491.04 | 30.728 | 614.56 | 0.12867 | 0.80861 | 0.12867 | 0.80861 | 0.14474 | 0.90955 | 0.14474 | 0.90955 | 3.9128 | 6.1486 | 3.9128 | 6.1486
316039-Single Family, Tank Less Water Heater, CZ 10 | 0 | 0 | 0 | 0 | 0 | 66.816 | 1002.24 | 0 | 0.42967 | 0 | 0.42967 | 0 | 0.58731 | 0 | 0.58731 | 1.9086 | 2.8628 | 1.9086 | 2.8628
316029-Single Family, Quality Insulation Installation, CZ 10 | 0.41059 | 0.037364 | 0.41059 | 374.552 | 7491.04 | 30.728 | 614.56 | 0.12867 | 0.80861 | 0.12867 | 0.80861 | 0.14474 | 0.90955 | 0.14474 | 0.90955 | 3.9128 | 6.1486 | 3.9128 | 6.1486
316039-Single Family, Tank Less Water Heater, CZ 10 | 0 | 0 | 0 | 0 | 0 | 66.816 | 1002.24 | 0 | 0.42967 | 0 | 0.42967 | 0 | 0.58731 | 0 | 0.58731 | 1.9086 | 2.8628 | 1.9086 | 2.8628
316029-Single Family, Quality Insulation Installation, CZ 10 | 0.41059 | 0.037364 | 0.41059 | 374.552 | 7491.04 | 30.728 | 614.56 | 0.12867 | 0.80861 | 0.12867 | 0.80861 | 0.14474 | 0.90955 | 0.14474 | 0.90955 | 3.9128 | 6.1486 | 3.9128 | 6.1486
316039-Single Family, Tank Less Water Heater, CZ 10 | 0 | 0 | 0 | 0 | 0 | 66.816 | 1002.24 | 0 | 0.42967 | 0 | 0.42967 | 0 | 0.58731 | 0 | 0.58731 | 1.9086 | 2.8628 | 1.9086 | 2.8628
316029-Single Family, Quality Insulation Installation, CZ 10 | 0.41059 | 0.037364 | 0.41059 | 374.552 | 7491.04 | 30.728 | 614.56 | 0.12867 | 0.80861 | 0.12867 | 0.80861 | 0.14474 | 0.90955 | 0.14474 | 0.90955 | 3.9128 | 6.1486 | 3.9128 | 6.1486
316039-Single Family, Tank Less Water Heater, CZ 10 | 0 | 0 | 0 | 0 | 0 | 66.816 | 1002.24 | 0 | 0.42967 | 0 | 0.42967 | 0 | 0.58731 | 0 | 0.58731 | 1.9086 | 2.8628 | 1.9086 | 2.8628
316029-Single Family, Quality Insulation Installation, CZ 10 | 0.41059 | 0.037364 | 0.41059 | 374.552 | 7491.04 | 30.728 | 614.56 | 0.12867 | 0.80861 | 0.12867 | 0.80861 | 0.14474 | 0.90955 | 0.14474 | 0.90955 | 3.9128 | 6.1486 | 3.9128 | 6.1486
316039-Single Family, Tank Less Water Heater, CZ 10 | 0 | 0 | 0 | 0 | 0 | 66.816 | 1002.24 | 0 | 0.42967 | 0 | 0.42967 | 0 | 0.58731 | 0 | 0.58731 | 1.9086 | 2.8628 | 1.9086 | 2.8628
316029-Single Family, Quality Insulation Installation, CZ 10 | 0.41059 | 0.037364 | 0.41059 | 374.552 | 7491.04 | 30.728 | 614.56 | 0.12867 | 0.80861 | 0.12867 | 0.80861 | 0.14474 | 0.90955 | 0.14474 | 0.90955 | 3.9128 | 6.1486 | 3.9128 | 6.1486
316039-Single Family, Tank Less Water Heater, CZ 10 | 0 | 0 | 0 | 0 | 0 | 66.816 | 1002.24 | 0 | 0.42967 | 0 | 0.42967 | 0 | 0.58731 | 0 | 0.58731 | 1.9086 | 2.8628 | 1.9086 | 2.8628
316029-Single Family, Quality Insulation Installation, CZ 10 | 0.41059 | 0.037364 | 0.41059 | 374.552 | 7491.04 | 30.728 | 614.56 | 0.12867 | 0.80861 | 0.12867 | 0.80861 | 0.14474 | 0.90955 | 0.14474 | 0.90955 | 3.9128 | 6.1486 | 3.9128 | 6.1486
316039-Single Family, Tank Less Water Heater, CZ 10 | 0 | 0 | 0 | 0 | 0 | 66.816 | 1002.24 | 0 | 0.42967 | 0 | 0.42967 | 0 | 0.58731 | 0 | 0.58731 | 1.9086 | 2.8628 | 1.9086 | 2.8628
316029-Single Family, Quality Insulation Installation, CZ 10 | 0.41059 | 0.037364 | 0.41059 | 374.552 | 7491.04 | 30.728 | 614.56 | 0.12629 | 0.81645 | 0.12629 | 0.81645 | 0.1422 | 0.91929 | 0.1422 | 0.91929 | 3.8868 | 6.1079 | 3.8868 | 6.1079
316039-Single Family, Tank Less Water Heater, CZ 10 | 0 | 0 | 0 | 0 | 0 | 66.816 | 1002.24 | 0 | 0.43046 | 0 | 0.43046 | 0 | 0.5881 | 0 | 0.5881 | 1.9102 | 2.8653 | 1.9102 | 2.8653
316029-Single Family, Quality Insulation Installation, CZ 10 | 0.41059 | 0.037364 | 0.41059 | 374.552 | 7491.04 | 30.728 | 614.56 | 0.12629 | 0.81645 | 0.12629 | 0.81645 | 0.1422 | 0.91929 | 0.1422 | 0.91929 | 3.8868 | 6.1079 | 3.8868 | 6.1079
316039-Single Family, Tank Less Water Heater, CZ 10 | 0 | 0 | 0 | 0 | 0 | 66.816 | 1002.24 | 0 | 0.43046 | 0 | 0.43046 | 0 | 0.5881 | 0 | 0.5881 | 1.9102 | 2.8653 | 1.9102 | 2.8653
316029-Single Family, Quality Insulation Installation, CZ 10 | 0.41059 | 0.037364 | 0.41059 | 374.552 | 7491.04 | 30.728 | 614.56 | 0.12629 | 0.81645 | 0.12629 | 0.81645 | 0.1422 | 0.91929 | 0.1422 | 0.91929 | 3.8868 | 6.1079 | 3.8868 | 6.1079
316039-Single Family, Tank Less Water Heater, CZ 10 | 0 | 0 | 0 | 0 | 0 | 66.816 | 1002.24 | 0 | 0.43046 | 0 | 0.43046 | 0 | 0.5881 | 0 | 0.5881 | 1.9102 | 2.8653 | 1.9102 | 2.8653
316029-Single Family, Quality Insulation Installation, CZ 10 | 0.41059 | 0.037364 | 0.41059 | 374.552 | 7491.04 | 30.728 | 614.56 | 0.12629 | 0.81645 | 0.12629 | 0.81645 | 0.1422 | 0.91929 | 0.1422 | 0.91929 | 3.8868 | 6.1079 | 3.8868 | 6.1079
316039-Single Family, Tank Less Water Heater, CZ 10 | 0 | 0 | 0 | 0 | 0 | 66.816 | 1002.24 | 0 | 0.43046 | 0 | 0.43046 | 0 | 0.5881 | 0 | 0.5881 | 1.9102 | 2.8653 | 1.9102 | 2.8653
316029-Single Family, Quality Insulation Installation, CZ 10 | 0.41059 | 0.037364 | 0.41059 | 374.552 | 7491.04 | 30.728 | 614.56 | 0.12629 | 0.81645 | 0.12629 | 0.81645 | 0.1422 | 0.91929 | 0.1422 | 0.91929 | 3.8868 | 6.1079 | 3.8868 | 6.1079
316039-Single Family, Tank Less Water Heater, CZ 10 | 0 | 0 | 0 | 0 | 0 | 66.816 | 1002.24 | 0 | 0.43046 | 0 | 0.43046 | 0 | 0.5881 | 0 | 0.5881 | 1.9102 | 2.8653 | 1.9102 | 2.8653
316078-Multi-family, High Quality Insulation Installation, CZ 9 | 3.1719 | 0.28864 | 3.1719 | 2893.472 | 57869.44 | 184.224 | 3684.48 | 0.089793 | 0.57123 | 0.089793 | 0.57123 | 0.12389 | 0.78812 | 0.12389 | 0.78812 | 2.1705 | 3.907 | 2.1705 | 3.907
316023-Single Family, Quality Insulation Installation, CZ 4 | 0.084532 | 0.0076924 | 0.084532 | 77.112 | 1542.24 | 42.008 | 840.16 | 0.093349 | 0.61873 | 0.093349 | 0.61873 | 0.119 | 0.78873 | 0.119 | 0.78873 | 2.3235 | 3.6513 | 2.3235 | 3.6513
316033-Single Family, Tank Less Water Heater, CZ 4 | 0 | 0 | 0 | 0 | 0 | 63.992 | 959.88 | 0 | 0.4088 | 0 | 0.4088 | 0 | 0.5734 | 0 | 0.5734 | 1.8279 | 2.7418 | 1.8279 | 2.7418
316023-Single Family, Quality Insulation Installation, CZ 4 | 0.084532 | 0.0076924 | 0.084532 | 77.112 | 1542.24 | 42.008 | 840.16 | 0.093349 | 0.61873 | 0.093349 | 0.61873 | 0.119 | 0.78873 | 0.119 | 0.78873 | 2.3235 | 3.6513 | 2.3235 | 3.6513
316033-Single Family, Tank Less Water Heater, CZ 4 | 0 | 0 | 0 | 0 | 0 | 63.992 | 959.88 | 0 | 0.4088 | 0 | 0.4088 | 0 | 0.5734 | 0 | 0.5734 | 1.8279 | 2.7418 | 1.8279 | 2.7418
316023-Single Family, Quality Insulation Installation, CZ 4 | 0.084532 | 0.0076924 | 0.084532 | 77.112 | 1542.24 | 42.008 | 840.16 | 0.093349 | 0.61873 | 0.093349 | 0.61873 | 0.119 | 0.78873 | 0.119 | 0.78873 | 2.3235 | 3.6513 | 2.3235 | 3.6513
316033-Single Family, Tank Less Water Heater, CZ 4 | 0 | 0 | 0 | 0 | 0 | 63.992 | 959.88 | 0 | 0.4088 | 0 | 0.4088 | 0 | 0.5734 | 0 | 0.5734 | 1.8279 | 2.7418 | 1.8279 | 2.7418
316023-Single Family, Quality Insulation Installation, CZ 4 | 0.084532 | 0.0076924 | 0.084532 | 77.112 | 1542.24 | 42.008 | 840.16 | 0.093349 | 0.61873 | 0.093349 | 0.61873 | 0.119 | 0.78873 | 0.119 | 0.78873 | 2.3235 | 3.6513 | 2.3235 | 3.6513
316033-Single Family, Tank Less Water Heater, CZ 4 | 0 | 0 | 0 | 0 | 0 | 63.992 | 959.88 | 0 | 0.4088 | 0 | 0.4088 | 0 | 0.5734 | 0 | 0.5734 | 1.8279 | 2.7418 | 1.8279 | 2.7418
316023-Single Family, Quality Insulation Installation, CZ 4 | 0.084532 | 0.0076924 | 0.084532 | 77.112 | 1542.24 | 42.008 | 840.16 | 0.093349 | 0.61873 | 0.093349 | 0.61873 | 0.119 | 0.78873 | 0.119 | 0.78873 | 2.3235 | 3.6513 | 2.3235 | 3.6513
316033-Single Family, Tank Less Water Heater, CZ 4 | 0 | 0 | 0 | 0 | 0 | 63.992 | 959.88 | 0 | 0.4088 | 0 | 0.4088 | 0 | 0.5734 | 0 | 0.5734 | 1.8279 | 2.7418 | 1.8279 | 2.7418
316023-Single Family, Quality Insulation Installation, CZ 4 | 0.084532 | 0.0076924 | 0.084532 | 77.112 | 1542.24 | 42.008 | 840.16 | 0.093349 | 0.61873 | 0.093349 | 0.61873 | 0.119 | 0.78873 | 0.119 | 0.78873 | 2.3235 | 3.6513 | 2.3235 | 3.6513
316033-Single Family, Tank Less Water Heater, CZ 4 | 0 | 0 | 0 | 0 | 0 | 63.992 | 959.88 | 0 | 0.4088 | 0 | 0.4088 | 0 | 0.5734 | 0 | 0.5734 | 1.8279 | 2.7418 | 1.8279 | 2.7418
316023-Single Family, Quality Insulation Installation, CZ 4 | 0.084532 | 0.0076924 | 0.084532 | 77.112 | 1542.24 | 42.008 | 840.16 | 0.093349 | 0.61873 | 0.093349 | 0.61873 | 0.119 | 0.78873 | 0.119 | 0.78873 | 2.3235 | 3.6513 | 2.3235 | 3.6513
316033-Single Family, Tank Less Water Heater, CZ 4 | 0 | 0 | 0 | 0 | 0 | 63.992 | 959.88 | 0 | 0.4088 | 0 | 0.4088 | 0 | 0.5734 | 0 | 0.5734 | 1.8279 | 2.7418 | 1.8279 | 2.7418
316023-Single Family, Quality Insulation Installation, CZ 4 | 0.084532 | 0.0076924 | 0.084532 | 77.112 | 1542.24 | 42.008 | 840.16 | 0.093349 | 0.61873 | 0.093349 | 0.61873 | 0.119 | 0.78873 | 0.119 | 0.78873 | 2.3235 | 3.6513 | 2.3235 | 3.6513
316033-Single Family, Tank Less Water Heater, CZ 4 | 0 | 0 | 0 | 0 | 0 | 63.992 | 959.88 | 0 | 0.4088 | 0 | 0.4088 | 0 | 0.5734 | 0 | 0.5734 | 1.8279 | 2.7418 | 1.8279 | 2.7418
316023-Single Family, Quality Insulation Installation, CZ 4 | 0.084532 | 0.0076924 | 0.084532 | 77.112 | 1542.24 | 42.008 | 840.16 | 0.093349 | 0.61873 | 0.093349 | 0.61873 | 0.119 | 0.78873 | 0.119 | 0.78873 | 2.3235 | 3.6513 | 2.3235 | 3.6513
316033-Single Family, Tank Less Water Heater, CZ 4 | 0 | 0 | 0 | 0 | 0 | 63.992 | 959.88 | 0 | 0.4088 | 0 | 0.4088 | 0 | 0.5734 | 0 | 0.5734 | 1.8279 | 2.7418 | 1.8279 | 2.7418
316023-Single Family, Quality Insulation Installation, CZ 4 | 0.084532 | 0.0076924 | 0.084532 | 77.112 | 1542.24 | 42.008 | 840.16 | 0.093349 | 0.61873 | 0.093349 | 0.61873 | 0.119 | 0.78873 | 0.119 | 0.78873 | 2.3235 | 3.6513 | 2.3235 | 3.6513
316033-Single Family, Tank Less Water Heater, CZ 4 | 0 | 0 | 0 | 0 | 0 | 63.992 | 959.88 | 0 | 0.4088 | 0 | 0.4088 | 0 | 0.5734 | 0 | 0.5734 | 1.8279 | 2.7418 | 1.8279 | 2.7418
316023-Single Family, Quality Insulation Installation, CZ 4 | 0.084532 | 0.0076924 | 0.084532 | 77.112 | 1542.24 | 42.008 | 840.16 | 0.093349 | 0.61873 | 0.093349 | 0.61873 | 0.119 | 0.78873 | 0.119 | 0.78873 | 2.3235 | 3.6513 | 2.3235 | 3.6513
316033-Single Family, Tank Less Water Heater, CZ 4 | 0 | 0 | 0 | 0 | 0 | 63.992 | 959.88 | 0 | 0.4088 | 0 | 0.4088 | 0 | 0.5734 | 0 | 0.5734 | 1.8279 | 2.7418 | 1.8279 | 2.7418
316023-Single Family, Quality Insulation Installation, CZ 4 | 0.084532 | 0.0076924 | 0.084532 | 77.112 | 1542.24 | 42.008 | 840.16 | 0.093349 | 0.61873 | 0.093349 | 0.61873 | 0.119 | 0.78873 | 0.119 | 0.78873 | 2.3235 | 3.6513 | 2.3235 | 3.6513
316033-Single Family, Tank Less Water Heater, CZ 4 | 0 | 0 | 0 | 0 | 0 | 63.992 | 959.88 | 0 | 0.4088 | 0 | 0.4088 | 0 | 0.5734 | 0 | 0.5734 | 1.8279 | 2.7418 | 1.8279 | 2.7418
316023-Single Family, Quality Insulation Installation, CZ 4 | 0.084532 | 0.0076924 | 0.084532 | 77.112 | 1542.24 | 42.008 | 840.16 | 0.093349 | 0.61873 | 0.093349 | 0.61873 | 0.119 | 0.78873 | 0.119 | 0.78873 | 2.3235 | 3.6513 | 2.3235 | 3.6513
316033-Single Family, Tank Less Water Heater, CZ 4 | 0 | 0 | 0 | 0 | 0 | 63.992 | 959.88 | 0 | 0.4088 | 0 | 0.4088 | 0 | 0.5734 | 0 | 0.5734 | 1.8279 | 2.7418 | 1.8279 | 2.7418
316023-Single Family, Quality Insulation Installation, CZ 4 | 0.084532 | 0.0076924 | 0.084532 | 77.112 | 1542.24 | 42.008 | 840.16 | 0.093349 | 0.61873 | 0.093349 | 0.61873 | 0.119 | 0.78873 | 0.119 | 0.78873 | 2.3235 | 3.6513 | 2.3235 | 3.6513
316033-Single Family, Tank Less Water Heater, CZ 4 | 0 | 0 | 0 | 0 | 0 | 63.992 | 959.88 | 0 | 0.4088 | 0 | 0.4088 | 0 | 0.5734 | 0 | 0.5734 | 1.8279 | 2.7418 | 1.8279 | 2.7418
316023-Single Family, Quality Insulation Installation, CZ 4 | 0.084532 | 0.0076924 | 0.084532 | 77.112 | 1542.24 | 42.008 | 840.16 | 0.093349 | 0.61873 | 0.093349 | 0.61873 | 0.119 | 0.78873 | 0.119 | 0.78873 | 2.3235 | 3.6513 | 2.3235 | 3.6513
316033-Single Family, Tank Less Water Heater, CZ 4 | 0 | 0 | 0 | 0 | 0 | 63.992 | 959.88 | 0 | 0.4088 | 0 | 0.4088 | 0 | 0.5734 | 0 | 0.5734 | 1.8279 | 2.7418 | 1.8279 | 2.7418
316023-Single Family, Quality Insulation Installation, CZ 4 | 0.084532 | 0.0076924 | 0.084532 | 77.112 | 1542.24 | 42.008 | 840.16 | 0.093349 | 0.61873 | 0.093349 | 0.61873 | 0.119 | 0.78873 | 0.119 | 0.78873 | 2.3235 | 3.6513 | 2.3235 | 3.6513
316033-Single Family, Tank Less Water Heater, CZ 4 | 0 | 0 | 0 | 0 | 0 | 63.992 | 959.88 | 0 | 0.4088 | 0 | 0.4088 | 0 | 0.5734 | 0 | 0.5734 | 1.8279 | 2.7418 | 1.8279 | 2.7418
316023-Single Family, Quality Insulation Installation, CZ 4 | 0.084532 | 0.0076924 | 0.084532 | 77.112 | 1542.24 | 42.008 | 840.16 | 0.093349 | 0.61873 | 0.093349 | 0.61873 | 0.119 | 0.78873 | 0.119 | 0.78873 | 2.3235 | 3.6513 | 2.3235 | 3.6513
316033-Single Family, Tank Less Water Heater, CZ 4 | 0 | 0 | 0 | 0 | 0 | 63.992 | 959.88 | 0 | 0.4088 | 0 | 0.4088 | 0 | 0.5734 | 0 | 0.5734 | 1.8279 | 2.7418 | 1.8279 | 2.7418
316023-Single Family, Quality Insulation Installation, CZ 4 | 0.084532 | 0.0076924 | 0.084532 | 77.112 | 1542.24 | 42.008 | 840.16 | 0.093349 | 0.61873 | 0.093349 | 0.61873 | 0.119 | 0.78873 | 0.119 | 0.78873 | 2.3235 | 3.6513 | 2.3235 | 3.6513
316033-Single Family, Tank Less Water Heater, CZ 4 | 0 | 0 | 0 | 0 | 0 | 63.992 | 959.88 | 0 | 0.4088 | 0 | 0.4088 | 0 | 0.5734 | 0 | 0.5734 | 1.8279 | 2.7418 | 1.8279 | 2.7418
316023-Single Family, Quality Insulation Installation, CZ 4 | 0.084532 | 0.0076924 | 0.084532 | 77.112 | 1542.24 | 42.008 | 840.16 | 0.093349 | 0.61873 | 0.093349 | 0.61873 | 0.119 | 0.78873 | 0.119 | 0.78873 | 2.3235 | 3.6513 | 2.3235 | 3.6513
316033-Single Family, Tank Less Water Heater, CZ 4 | 0 | 0 | 0 | 0 | 0 | 63.992 | 959.88 | 0 | 0.4088 | 0 | 0.4088 | 0 | 0.5734 | 0 | 0.5734 | 1.8279 | 2.7418 | 1.8279 | 2.7418
316023-Single Family, Quality Insulation Installation, CZ 4 | 0.084532 | 0.0076924 | 0.084532 | 77.112 | 1542.24 | 42.008 | 840.16 | 0.093349 | 0.61873 | 0.093349 | 0.61873 | 0.119 | 0.78873 | 0.119 | 0.78873 | 2.3235 | 3.6513 | 2.3235 | 3.6513
316033-Single Family, Tank Less Water Heater, CZ 4 | 0 | 0 | 0 | 0 | 0 | 63.992 | 959.88 | 0 | 0.4088 | 0 | 0.4088 | 0 | 0.5734 | 0 | 0.5734 | 1.8279 | 2.7418 | 1.8279 | 2.7418
316023-Single Family, Quality Insulation Installation, CZ 4 | 0.084532 | 0.0076924 | 0.084532 | 77.112 | 1542.24 | 42.008 | 840.16 | 0.093349 | 0.61873 | 0.093349 | 0.61873 | 0.119 | 0.78873 | 0.119 | 0.78873 | 2.3235 | 3.6513 | 2.3235 | 3.6513
316033-Single Family, Tank Less Water Heater, CZ 4 | 0 | 0 | 0 | 0 | 0 | 63.992 | 959.88 | 0 | 0.4088 | 0 | 0.4088 | 0 | 0.5734 | 0 | 0.5734 | 1.8279 | 2.7418 | 1.8279 | 2.7418
316023-Single Family, Quality Insulation Installation, CZ 4 | 0.084532 | 0.0076924 | 0.084532 | 77.112 | 1542.24 | 42.008 | 840.16 | 0.093349 | 0.61873 | 0.093349 | 0.61873 | 0.119 | 0.78873 | 0.119 | 0.78873 | 2.3235 | 3.6513 | 2.3235 | 3.6513
316033-Single Family, Tank Less Water Heater, CZ 4 | 0 | 0 | 0 | 0 | 0 | 63.992 | 959.88 | 0 | 0.4088 | 0 | 0.4088 | 0 | 0.5734 | 0 | 0.5734 | 1.8279 | 2.7418 | 1.8279 | 2.7418
316023-Single Family, Quality Insulation Installation, CZ 4 | 0.084532 | 0.0076924 | 0.084532 | 77.112 | 1542.24 | 42.008 | 840.16 | 0.093349 | 0.61873 | 0.093349 | 0.61873 | 0.119 | 0.78873 | 0.119 | 0.78873 | 2.3235 | 3.6513 | 2.3235 | 3.6513
316033-Single Family, Tank Less Water Heater, CZ 4 | 0 | 0 | 0 | 0 | 0 | 63.992 | 959.88 | 0 | 0.4088 | 0 | 0.4088 | 0 | 0.5734 | 0 | 0.5734 | 1.8279 | 2.7418 | 1.8279 | 2.7418
316023-Single Family, Quality Insulation Installation, CZ 4 | 0.084532 | 0.0076924 | 0.084532 | 77.112 | 1542.24 | 42.008 | 840.16 | 0.093349 | 0.61873 | 0.093349 | 0.61873 | 0.119 | 0.78873 | 0.119 | 0.78873 | 2.3235 | 3.6513 | 2.3235 | 3.6513
316033-Single Family, Tank Less Water Heater, CZ 4 | 0 | 0 | 0 | 0 | 0 | 63.992 | 959.88 | 0 | 0.4088 | 0 | 0.4088 | 0 | 0.5734 | 0 | 0.5734 | 1.8279 | 2.7418 | 1.8279 | 2.7418
316023-Single Family, Quality Insulation Installation, CZ 4 | 0.084532 | 0.0076924 | 0.084532 | 77.112 | 1542.24 | 42.008 | 840.16 | 0.093349 | 0.61873 | 0.093349 | 0.61873 | 0.119 | 0.78873 | 0.119 | 0.78873 | 2.3235 | 3.6513 | 2.3235 | 3.6513
316033-Single Family, Tank Less Water Heater, CZ 4 | 0 | 0 | 0 | 0 | 0 | 63.992 | 959.88 | 0 | 0.4088 | 0 | 0.4088 | 0 | 0.5734 | 0 | 0.5734 | 1.8279 | 2.7418 | 1.8279 | 2.7418
316023-Single Family, Quality Insulation Installation, CZ 4 | 0.084532 | 0.0076924 | 0.084532 | 77.112 | 1542.24 | 42.008 | 840.16 | 0.093349 | 0.61873 | 0.093349 | 0.61873 | 0.119 | 0.78873 | 0.119 | 0.78873 | 2.3235 | 3.6513 | 2.3235 | 3.6513
316033-Single Family, Tank Less Water Heater, CZ 4 | 0 | 0 | 0 | 0 | 0 | 63.992 | 959.88 | 0 | 0.4088 | 0 | 0.4088 | 0 | 0.5734 | 0 | 0.5734 | 1.8279 | 2.7418 | 1.8279 | 2.7418
316023-Single Family, Quality Insulation Installation, CZ 4 | 0.084532 | 0.0076924 | 0.084532 | 77.112 | 1542.24 | 42.008 | 840.16 | 0.093349 | 0.61873 | 0.093349 | 0.61873 | 0.119 | 0.78873 | 0.119 | 0.78873 | 2.3235 | 3.6513 | 2.3235 | 3.6513
316033-Single Family, Tank Less Water Heater, CZ 4 | 0 | 0 | 0 | 0 | 0 | 63.992 | 959.88 | 0 | 0.4088 | 0 | 0.4088 | 0 | 0.5734 | 0 | 0.5734 | 1.8279 | 2.7418 | 1.8279 | 2.7418
316023-Single Family, Quality Insulation Installation, CZ 4 | 0.084532 | 0.0076924 | 0.084532 | 77.112 | 1542.24 | 42.008 | 840.16 | 0.093349 | 0.61873 | 0.093349 | 0.61873 | 0.119 | 0.78873 | 0.119 | 0.78873 | 2.3235 | 3.6513 | 2.3235 | 3.6513
316033-Single Family, Tank Less Water Heater, CZ 4 | 0 | 0 | 0 | 0 | 0 | 63.992 | 959.88 | 0 | 0.4088 | 0 | 0.4088 | 0 | 0.5734 | 0 | 0.5734 | 1.8279 | 2.7418 | 1.8279 | 2.7418
316023-Single Family, Quality Insulation Installation, CZ 4 | 0.084532 | 0.0076924 | 0.084532 | 77.112 | 1542.24 | 42.008 | 840.16 | 0.093349 | 0.61873 | 0.093349 | 0.61873 | 0.119 | 0.78873 | 0.119 | 0.78873 | 2.3235 | 3.6513 | 2.3235 | 3.6513
316033-Single Family, Tank Less Water Heater, CZ 4 | 0 | 0 | 0 | 0 | 0 | 63.992 | 959.88 | 0 | 0.4088 | 0 | 0.4088 | 0 | 0.5734 | 0 | 0.5734 | 1.8279 | 2.7418 | 1.8279 | 2.7418
316023-Single Family, Quality Insulation Installation, CZ 4 | 0.084532 | 0.0076924 | 0.084532 | 77.112 | 1542.24 | 42.008 | 840.16 | 0.093349 | 0.61873 | 0.093349 | 0.61873 | 0.119 | 0.78873 | 0.119 | 0.78873 | 2.3235 | 3.6513 | 2.3235 | 3.6513
316033-Single Family, Tank Less Water Heater, CZ 4 | 0 | 0 | 0 | 0 | 0 | 63.992 | 959.88 | 0 | 0.4088 | 0 | 0.4088 | 0 | 0.5734 | 0 | 0.5734 | 1.8279 | 2.7418 | 1.8279 | 2.7418
316023-Single Family, Quality Insulation Installation, CZ 4 | 0.084532 | 0.0076924 | 0.084532 | 77.112 | 1542.24 | 42.008 | 840.16 | 0.093349 | 0.61873 | 0.093349 | 0.61873 | 0.119 | 0.78873 | 0.119 | 0.78873 | 2.3235 | 3.6513 | 2.3235 | 3.6513
316033-Single Family, Tank Less Water Heater, CZ 4 | 0 | 0 | 0 | 0 | 0 | 63.992 | 959.88 | 0 | 0.4088 | 0 | 0.4088 | 0 | 0.5734 | 0 | 0.5734 | 1.8279 | 2.7418 | 1.8279 | 2.7418
316023-Single Family, Quality Insulation Installation, CZ 4 | 0.084532 | 0.0076924 | 0.084532 | 77.112 | 1542.24 | 42.008 | 840.16 | 0.093349 | 0.61873 | 0.093349 | 0.61873 | 0.119 | 0.78873 | 0.119 | 0.78873 | 2.3235 | 3.6513 | 2.3235 | 3.6513
316033-Single Family, Tank Less Water Heater, CZ 4 | 0 | 0 | 0 | 0 | 0 | 63.992 | 959.88 | 0 | 0.4088 | 0 | 0.4088 | 0 | 0.5734 | 0 | 0.5734 | 1.8279 | 2.7418 | 1.8279 | 2.7418
316023-Single Family, Quality Insulation Installation, CZ 4 | 0.084532 | 0.0076924 | 0.084532 | 77.112 | 1542.24 | 42.008 | 840.16 | 0.093349 | 0.61873 | 0.093349 | 0.61873 | 0.119 | 0.78873 | 0.119 | 0.78873 | 2.3235 | 3.6513 | 2.3235 | 3.6513
316033-Single Family, Tank Less Water Heater, CZ 4 | 0 | 0 | 0 | 0 | 0 | 63.992 | 959.88 | 0 | 0.4088 | 0 | 0.4088 | 0 | 0.5734 | 0 | 0.5734 | 1.8279 | 2.7418 | 1.8279 | 2.7418
316023-Single Family, Quality Insulation Installation, CZ 4 | 0.084532 | 0.0076924 | 0.084532 | 77.112 | 1542.24 | 42.008 | 840.16 | 0.093349 | 0.61873 | 0.093349 | 0.61873 | 0.119 | 0.78873 | 0.119 | 0.78873 | 2.3235 | 3.6513 | 2.3235 | 3.6513
316033-Single Family, Tank Less Water Heater, CZ 4 | 0 | 0 | 0 | 0 | 0 | 63.992 | 959.88 | 0 | 0.4088 | 0 | 0.4088 | 0 | 0.5734 | 0 | 0.5734 | 1.8279 | 2.7418 | 1.8279 | 2.7418
316023-Single Family, Quality Insulation Installation, CZ 4 | 0.084532 | 0.0076924 | 0.084532 | 77.112 | 1542.24 | 42.008 | 840.16 | 0.093349 | 0.61873 | 0.093349 | 0.61873 | 0.119 | 0.78873 | 0.119 | 0.78873 | 2.3235 | 3.6513 | 2.3235 | 3.6513
316033-Single Family, Tank Less Water Heater, CZ 4 | 0 | 0 | 0 | 0 | 0 | 63.992 | 959.88 | 0 | 0.4088 | 0 | 0.4088 | 0 | 0.5734 | 0 | 0.5734 | 1.8279 | 2.7418 | 1.8279 | 2.7418
316023-Single Family, Quality Insulation Installation, CZ 4 | 0.084532 | 0.0076924 | 0.084532 | 77.112 | 1542.24 | 42.008 | 840.16 | 0.093349 | 0.61873 | 0.093349 | 0.61873 | 0.119 | 0.78873 | 0.119 | 0.78873 | 2.3235 | 3.6513 | 2.3235 | 3.6513
316033-Single Family, Tank Less Water Heater, CZ 4 | 0 | 0 | 0 | 0 | 0 | 63.992 | 959.88 | 0 | 0.4088 | 0 | 0.4088 | 0 | 0.5734 | 0 | 0.5734 | 1.8279 | 2.7418 | 1.8279 | 2.7418
316023-Single Family, Quality Insulation Installation, CZ 4 | 0.084532 | 0.0076924 | 0.084532 | 77.112 | 1542.24 | 42.008 | 840.16 | 0.093349 | 0.61873 | 0.093349 | 0.61873 | 0.119 | 0.78873 | 0.119 | 0.78873 | 2.3235 | 3.6513 | 2.3235 | 3.6513
316033-Single Family, Tank Less Water Heater, CZ 4 | 0 | 0 | 0 | 0 | 0 | 63.992 | 959.88 | 0 | 0.4088 | 0 | 0.4088 | 0 | 0.5734 | 0 | 0.5734 | 1.8279 | 2.7418 | 1.8279 | 2.7418
316023-Single Family, Quality Insulation Installation, CZ 4 | 0.084532 | 0.0076924 | 0.084532 | 77.112 | 1542.24 | 42.008 | 840.16 | 0.093349 | 0.61873 | 0.093349 | 0.61873 | 0.119 | 0.78873 | 0.119 | 0.78873 | 2.3235 | 3.6513 | 2.3235 | 3.6513
316033-Single Family, Tank Less Water Heater, CZ 4 | 0 | 0 | 0 | 0 | 0 | 63.992 | 959.88 | 0 | 0.4088 | 0 | 0.4088 | 0 | 0.5734 | 0 | 0.5734 | 1.8279 | 2.7418 | 1.8279 | 2.7418
316023-Single Family, Quality Insulation Installation, CZ 4 | 0.084532 | 0.0076924 | 0.084532 | 77.112 | 1542.24 | 42.008 | 840.16 | 0.093349 | 0.61873 | 0.093349 | 0.61873 | 0.119 | 0.78873 | 0.119 | 0.78873 | 2.3235 | 3.6513 | 2.3235 | 3.6513
316033-Single Family, Tank Less Water Heater, CZ 4 | 0 | 0 | 0 | 0 | 0 | 63.992 | 959.88 | 0 | 0.4088 | 0 | 0.4088 | 0 | 0.5734 | 0 | 0.5734 | 1.8279 | 2.7418 | 1.8279 | 2.7418
316023-Single Family, Quality Insulation Installation, CZ 4 | 0.084532 | 0.0076924 | 0.084532 | 77.112 | 1542.24 | 42.008 | 840.16 | 0.093349 | 0.61873 | 0.093349 | 0.61873 | 0.119 | 0.78873 | 0.119 | 0.78873 | 2.3235 | 3.6513 | 2.3235 | 3.6513
316033-Single Family, Tank Less Water Heater, CZ 4 | 0 | 0 | 0 | 0 | 0 | 63.992 | 959.88 | 0 | 0.4088 | 0 | 0.4088 | 0 | 0.5734 | 0 | 0.5734 | 1.8279 | 2.7418 | 1.8279 | 2.7418
316023-Single Family, Quality Insulation Installation, CZ 4 | 0.084532 | 0.0076924 | 0.084532 | 77.112 | 1542.24 | 42.008 | 840.16 | 0.093349 | 0.61873 | 0.093349 | 0.61873 | 0.119 | 0.78873 | 0.119 | 0.78873 | 2.3235 | 3.6513 | 2.3235 | 3.6513
316033-Single Family, Tank Less Water Heater, CZ 4 | 0 | 0 | 0 | 0 | 0 | 63.992 | 959.88 | 0 | 0.4088 | 0 | 0.4088 | 0 | 0.5734 | 0 | 0.5734 | 1.8279 | 2.7418 | 1.8279 | 2.7418
316023-Single Family, Quality Insulation Installation, CZ 4 | 0.084532 | 0.0076924 | 0.084532 | 77.112 | 1542.24 | 42.008 | 840.16 | 0.093349 | 0.61873 | 0.093349 | 0.61873 | 0.119 | 0.78873 | 0.119 | 0.78873 | 2.3235 | 3.6513 | 2.3235 | 3.6513
316033-Single Family, Tank Less Water Heater, CZ 4 | 0 | 0 | 0 | 0 | 0 | 63.992 | 959.88 | 0 | 0.4088 | 0 | 0.4088 | 0 | 0.5734 | 0 | 0.5734 | 1.8279 | 2.7418 | 1.8279 | 2.7418
316023-Single Family, Quality Insulation Installation, CZ 4 | 0.084532 | 0.0076924 | 0.084532 | 77.112 | 1542.24 | 42.008 | 840.16 | 0.093349 | 0.61873 | 0.093349 | 0.61873 | 0.119 | 0.78873 | 0.119 | 0.78873 | 2.3235 | 3.6513 | 2.3235 | 3.6513
316033-Single Family, Tank Less Water Heater, CZ 4 | 0 | 0 | 0 | 0 | 0 | 63.992 | 959.88 | 0 | 0.4088 | 0 | 0.4088 | 0 | 0.5734 | 0 | 0.5734 | 1.8279 | 2.7418 | 1.8279 | 2.7418
316023-Single Family, Quality Insulation Installation, CZ 4 | 0.084532 | 0.0076924 | 0.084532 | 77.112 | 1542.24 | 42.008 | 840.16 | 0.093349 | 0.61873 | 0.093349 | 0.61873 | 0.119 | 0.78873 | 0.119 | 0.78873 | 2.3235 | 3.6513 | 2.3235 | 3.6513
316033-Single Family, Tank Less Water Heater, CZ 4 | 0 | 0 | 0 | 0 | 0 | 63.992 | 959.88 | 0 | 0.4088 | 0 | 0.4088 | 0 | 0.5734 | 0 | 0.5734 | 1.8279 | 2.7418 | 1.8279 | 2.7418
316023-Single Family, Quality Insulation Installation, CZ 4 | 0.084532 | 0.0076924 | 0.084532 | 77.112 | 1542.24 | 42.008 | 840.16 | 0.093349 | 0.61873 | 0.093349 | 0.61873 | 0.119 | 0.78873 | 0.119 | 0.78873 | 2.3235 | 3.6513 | 2.3235 | 3.6513
316033-Single Family, Tank Less Water Heater, CZ 4 | 0 | 0 | 0 | 0 | 0 | 63.992 | 959.88 | 0 | 0.4088 | 0 | 0.4088 | 0 | 0.5734 | 0 | 0.5734 | 1.8279 | 2.7418 | 1.8279 | 2.7418
316023-Single Family, Quality Insulation Installation, CZ 4 | 0.084532 | 0.0076924 | 0.084532 | 77.112 | 1542.24 | 42.008 | 840.16 | 0.093349 | 0.61873 | 0.093349 | 0.61873 | 0.119 | 0.78873 | 0.119 | 0.78873 | 2.3235 | 3.6513 | 2.3235 | 3.6513
316033-Single Family, Tank Less Water Heater, CZ 4 | 0 | 0 | 0 | 0 | 0 | 63.992 | 959.88 | 0 | 0.4088 | 0 | 0.4088 | 0 | 0.5734 | 0 | 0.5734 | 1.8279 | 2.7418 | 1.8279 | 2.7418
316023-Single Family, Quality Insulation Installation, CZ 4 | 0.084532 | 0.0076924 | 0.084532 | 77.112 | 1542.24 | 42.008 | 840.16 | 0.093349 | 0.61873 | 0.093349 | 0.61873 | 0.119 | 0.78873 | 0.119 | 0.78873 | 2.3235 | 3.6513 | 2.3235 | 3.6513
316033-Single Family, Tank Less Water Heater, CZ 4 | 0 | 0 | 0 | 0 | 0 | 63.992 | 959.88 | 0 | 0.4088 | 0 | 0.4088 | 0 | 0.5734 | 0 | 0.5734 | 1.8279 | 2.7418 | 1.8279 | 2.7418
316023-Single Family, Quality Insulation Installation, CZ 4 | 0.084532 | 0.0076924 | 0.084532 | 77.112 | 1542.24 | 42.008 | 840.16 | 0.093349 | 0.61873 | 0.093349 | 0.61873 | 0.119 | 0.78873 | 0.119 | 0.78873 | 2.3235 | 3.6513 | 2.3235 | 3.6513
316033-Single Family, Tank Less Water Heater, CZ 4 | 0 | 0 | 0 | 0 | 0 | 63.992 | 959.88 | 0 | 0.4088 | 0 | 0.4088 | 0 | 0.5734 | 0 | 0.5734 | 1.8279 | 2.7418 | 1.8279 | 2.7418
316023-Single Family, Quality Insulation Installation, CZ 4 | 0.084532 | 0.0076924 | 0.084532 | 77.112 | 1542.24 | 42.008 | 840.16 | 0.093349 | 0.61873 | 0.093349 | 0.61873 | 0.119 | 0.78873 | 0.119 | 0.78873 | 2.3235 | 3.6513 | 2.3235 | 3.6513
316033-Single Family, Tank Less Water Heater, CZ 4 | 0 | 0 | 0 | 0 | 0 | 63.992 | 959.88 | 0 | 0.4088 | 0 | 0.4088 | 0 | 0.5734 | 0 | 0.5734 | 1.8279 | 2.7418 | 1.8279 | 2.7418
316023-Single Family, Quality Insulation Installation, CZ 4 | 0.084532 | 0.0076924 | 0.084532 | 77.112 | 1542.24 | 42.008 | 840.16 | 0.093349 | 0.61873 | 0.093349 | 0.61873 | 0.119 | 0.78873 | 0.119 | 0.78873 | 2.3235 | 3.6513 | 2.3235 | 3.6513
316033-Single Family, Tank Less Water Heater, CZ 4 | 0 | 0 | 0 | 0 | 0 | 63.992 | 959.88 | 0 | 0.4088 | 0 | 0.4088 | 0 | 0.5734 | 0 | 0.5734 | 1.8279 | 2.7418 | 1.8279 | 2.7418
316023-Single Family, Quality Insulation Installation, CZ 4 | 0.084532 | 0.0076924 | 0.084532 | 77.112 | 1542.24 | 42.008 | 840.16 | 0.093349 | 0.61873 | 0.093349 | 0.61873 | 0.119 | 0.78873 | 0.119 | 0.78873 | 2.3235 | 3.6513 | 2.3235 | 3.6513
316033-Single Family, Tank Less Water Heater, CZ 4 | 0 | 0 | 0 | 0 | 0 | 63.992 | 959.88 | 0 | 0.4088 | 0 | 0.4088 | 0 | 0.5734 | 0 | 0.5734 | 1.8279 | 2.7418 | 1.8279 | 2.7418
316023-Single Family, Quality Insulation Installation, CZ 4 | 0.084532 | 0.0076924 | 0.084532 | 77.112 | 1542.24 | 42.008 | 840.16 | 0.093349 | 0.61873 | 0.093349 | 0.61873 | 0.119 | 0.78873 | 0.119 | 0.78873 | 2.3235 | 3.6513 | 2.3235 | 3.6513
316033-Single Family, Tank Less Water Heater, CZ 4 | 0 | 0 | 0 | 0 | 0 | 63.992 | 959.88 | 0 | 0.4088 | 0 | 0.4088 | 0 | 0.5734 | 0 | 0.5734 | 1.8279 | 2.7418 | 1.8279 | 2.7418
316018-Single Family, Verified Ducting System, CZ 9 | 0.23851 | 0.021704 | 0.23851 | 217.576 | 3916.368 | 11.984 | 215.712 | 0.12595 | 0.81596 | 0.12595 | 0.81596 | 0.13244 | 0.858 | 0.13244 | 0.858 | 4.2349 | 5.0819 | 4.2349 | 5.0819
316028-Single Family, Quality Insulation Installation, CZ 9 | 0.22341 | 0.02033 | 0.22341 | 203.8 | 4076 | 11.56 | 231.2 | 0.077568 | 0.50293 | 0.077568 | 0.50293 | 0.11028 | 0.71504 | 0.11028 | 0.71504 | 1.8623 | 2.9264 | 1.8623 | 2.9264
316018-Single Family, Verified Ducting System, CZ 9 | 0.23851 | 0.021704 | 0.23851 | 217.576 | 3916.368 | 11.984 | 215.712 | 0.12595 | 0.81596 | 0.12595 | 0.81596 | 0.13244 | 0.858 | 0.13244 | 0.858 | 4.2349 | 5.0819 | 4.2349 | 5.0819
316028-Single Family, Quality Insulation Installation, CZ 9 | 0.22341 | 0.02033 | 0.22341 | 203.8 | 4076 | 11.56 | 231.2 | 0.077568 | 0.50293 | 0.077568 | 0.50293 | 0.11028 | 0.71504 | 0.11028 | 0.71504 | 1.8623 | 2.9264 | 1.8623 | 2.9264
316018-Single Family, Verified Ducting System, CZ 9 | 0.23851 | 0.021704 | 0.23851 | 217.576 | 3916.368 | 11.984 | 215.712 | 0.12595 | 0.81596 | 0.12595 | 0.81596 | 0.13244 | 0.858 | 0.13244 | 0.858 | 4.2349 | 5.0819 | 4.2349 | 5.0819
316028-Single Family, Quality Insulation Installation, CZ 9 | 0.22341 | 0.02033 | 0.22341 | 203.8 | 4076 | 11.56 | 231.2 | 0.077568 | 0.50293 | 0.077568 | 0.50293 | 0.11028 | 0.71504 | 0.11028 | 0.71504 | 1.8623 | 2.9264 | 1.8623 | 2.9264
316018-Single Family, Verified Ducting System, CZ 9 | 0.23851 | 0.021704 | 0.23851 | 217.576 | 3916.368 | 11.984 | 215.712 | 0.12595 | 0.81596 | 0.12595 | 0.81596 | 0.13244 | 0.858 | 0.13244 | 0.858 | 4.2349 | 5.0819 | 4.2349 | 5.0819
316018-Single Family, Verified Ducting System, CZ 9 | 0.23851 | 0.021704 | 0.23851 | 217.576 | 3916.368 | 11.984 | 215.712 | 0.12595 | 0.81596 | 0.12595 | 0.81596 | 0.13244 | 0.858 | 0.13244 | 0.858 | 4.2349 | 5.0819 | 4.2349 | 5.0819
316018-Single Family, Verified Ducting System, CZ 9 | 0.23851 | 0.021704 | 0.23851 | 217.576 | 3916.368 | 11.984 | 215.712 | 0.12595 | 0.81596 | 0.12595 | 0.81596 | 0.13244 | 0.858 | 0.13244 | 0.858 | 4.2349 | 5.0819 | 4.2349 | 5.0819
316028-Single Family, Quality Insulation Installation, CZ 9 | 0.22341 | 0.02033 | 0.22341 | 203.8 | 4076 | 11.56 | 231.2 | 0.077568 | 0.50293 | 0.077568 | 0.50293 | 0.11028 | 0.71504 | 0.11028 | 0.71504 | 1.8623 | 2.9264 | 1.8623 | 2.9264
316018-Single Family, Verified Ducting System, CZ 9 | 0.23851 | 0.021704 | 0.23851 | 217.576 | 3916.368 | 11.984 | 215.712 | 0.12595 | 0.81596 | 0.12595 | 0.81596 | 0.13244 | 0.858 | 0.13244 | 0.858 | 4.2349 | 5.0819 | 4.2349 | 5.0819
316028-Single Family, Quality Insulation Installation, CZ 9 | 0.22341 | 0.02033 | 0.22341 | 203.8 | 4076 | 11.56 | 231.2 | 0.077568 | 0.50293 | 0.077568 | 0.50293 | 0.11028 | 0.71504 | 0.11028 | 0.71504 | 1.8623 | 2.9264 | 1.8623 | 2.9264
316018-Single Family, Verified Ducting System, CZ 9 | 0.23851 | 0.021704 | 0.23851 | 217.576 | 3916.368 | 11.984 | 215.712 | 0.12595 | 0.81596 | 0.12595 | 0.81596 | 0.13244 | 0.858 | 0.13244 | 0.858 | 4.2349 | 5.0819 | 4.2349 | 5.0819
316028-Single Family, Quality Insulation Installation, CZ 9 | 0.22341 | 0.02033 | 0.22341 | 203.8 | 4076 | 11.56 | 231.2 | 0.077568 | 0.50293 | 0.077568 | 0.50293 | 0.11028 | 0.71504 | 0.11028 | 0.71504 | 1.8623 | 2.9264 | 1.8623 | 2.9264
316018-Single Family, Verified Ducting System, CZ 9 | 0.23851 | 0.021704 | 0.23851 | 217.576 | 3916.368 | 11.984 | 215.712 | 0.12595 | 0.81596 | 0.12595 | 0.81596 | 0.13244 | 0.858 | 0.13244 | 0.858 | 4.2349 | 5.0819 | 4.2349 | 5.0819
316028-Single Family, Quality Insulation Installation, CZ 9 | 0.22341 | 0.02033 | 0.22341 | 203.8 | 4076 | 11.56 | 231.2 | 0.077568 | 0.50293 | 0.077568 | 0.50293 | 0.11028 | 0.71504 | 0.11028 | 0.71504 | 1.8623 | 2.9264 | 1.8623 | 2.9264
316018-Single Family, Verified Ducting System, CZ 9 | 0.23851 | 0.021704 | 0.23851 | 217.576 | 3916.368 | 11.984 | 215.712 | 0.12595 | 0.81596 | 0.12595 | 0.81596 | 0.13244 | 0.858 | 0.13244 | 0.858 | 4.2349 | 5.0819 | 4.2349 | 5.0819
316028-Single Family, Quality Insulation Installation, CZ 9 | 0.22341 | 0.02033 | 0.22341 | 203.8 | 4076 | 11.56 | 231.2 | 0.077568 | 0.50293 | 0.077568 | 0.50293 | 0.11028 | 0.71504 | 0.11028 | 0.71504 | 1.8623 | 2.9264 | 1.8623 | 2.9264
316018-Single Family, Verified Ducting System, CZ 9 | 0.23851 | 0.021704 | 0.23851 | 217.576 | 3916.368 | 11.984 | 215.712 | 0.12595 | 0.81596 | 0.12595 | 0.81596 | 0.13244 | 0.858 | 0.13244 | 0.858 | 4.2349 | 5.0819 | 4.2349 | 5.0819
316028-Single Family, Quality Insulation Installation, CZ 9 | 0.22341 | 0.02033 | 0.22341 | 203.8 | 4076 | 11.56 | 231.2 | 0.077568 | 0.50293 | 0.077568 | 0.50293 | 0.11028 | 0.71504 | 0.11028 | 0.71504 | 1.8623 | 2.9264 | 1.8623 | 2.9264
316018-Single Family, Verified Ducting System, CZ 9 | 0.23851 | 0.021704 | 0.23851 | 217.576 | 3916.368 | 11.984 | 215.712 | 0.12595 | 0.81596 | 0.12595 | 0.81596 | 0.13244 | 0.858 | 0.13244 | 0.858 | 4.2349 | 5.0819 | 4.2349 | 5.0819
316028-Single Family, Quality Insulation Installation, CZ 9 | 0.22341 | 0.02033 | 0.22341 | 203.8 | 4076 | 11.56 | 231.2 | 0.077568 | 0.50293 | 0.077568 | 0.50293 | 0.11028 | 0.71504 | 0.11028 | 0.71504 | 1.8623 | 2.9264 | 1.8623 | 2.9264
316028-Single Family, Quality Insulation Installation, CZ 9 | 0.22341 | 0.02033 | 0.22341 | 203.8 | 4076 | 11.56 | 231.2 | 0.077568 | 0.50293 | 0.077568 | 0.50293 | 0.11028 | 0.71504 | 0.11028 | 0.71504 | 1.8623 | 2.9264 | 1.8623 | 2.9264
316018-Single Family, Verified Ducting System, CZ 9 | 0.23851 | 0.021704 | 0.23851 | 217.576 | 3916.368 | 11.984 | 215.712 | 0.12595 | 0.81596 | 0.12595 | 0.81596 | 0.13244 | 0.858 | 0.13244 | 0.858 | 4.2349 | 5.0819 | 4.2349 | 5.0819
316028-Single Family, Quality Insulation Installation, CZ 9 | 0.22341 | 0.02033 | 0.22341 | 203.8 | 4076 | 11.56 | 231.2 | 0.077568 | 0.50293 | 0.077568 | 0.50293 | 0.11028 | 0.71504 | 0.11028 | 0.71504 | 1.8623 | 2.9264 | 1.8623 | 2.9264
316018-Single Family, Verified Ducting System, CZ 9 | 0.23851 | 0.021704 | 0.23851 | 217.576 | 3916.368 | 11.984 | 215.712 | 0.12595 | 0.81596 | 0.12595 | 0.81596 | 0.13244 | 0.858 | 0.13244 | 0.858 | 4.2349 | 5.0819 | 4.2349 | 5.0819
316028-Single Family, Quality Insulation Installation, CZ 9 | 0.22341 | 0.02033 | 0.22341 | 203.8 | 4076 | 11.56 | 231.2 | 0.077568 | 0.50293 | 0.077568 | 0.50293 | 0.11028 | 0.71504 | 0.11028 | 0.71504 | 1.8623 | 2.9264 | 1.8623 | 2.9264
316018-Single Family, Verified Ducting System, CZ 9 | 0.23851 | 0.021704 | 0.23851 | 217.576 | 3916.368 | 11.984 | 215.712 | 0.12595 | 0.81596 | 0.12595 | 0.81596 | 0.13244 | 0.858 | 0.13244 | 0.858 | 4.2349 | 5.0819 | 4.2349 | 5.0819
316018-Single Family, Verified Ducting System, CZ 9 | 0.23851 | 0.021704 | 0.23851 | 217.576 | 3916.368 | 11.984 | 215.712 | 0.12595 | 0.81596 | 0.12595 | 0.81596 | 0.13244 | 0.858 | 0.13244 | 0.858 | 4.2349 | 5.0819 | 4.2349 | 5.0819
316028-Single Family, Quality Insulation Installation, CZ 9 | 0.22341 | 0.02033 | 0.22341 | 203.8 | 4076 | 11.56 | 231.2 | 0.077568 | 0.50293 | 0.077568 | 0.50293 | 0.11028 | 0.71504 | 0.11028 | 0.71504 | 1.8623 | 2.9264 | 1.8623 | 2.9264
316018-Single Family, Verified Ducting System, CZ 9 | 0.23851 | 0.021704 | 0.23851 | 217.576 | 3916.368 | 11.984 | 215.712 | 0.12595 | 0.81596 | 0.12595 | 0.81596 | 0.13244 | 0.858 | 0.13244 | 0.858 | 4.2349 | 5.0819 | 4.2349 | 5.0819
316028-Single Family, Quality Insulation Installation, CZ 9 | 0.22341 | 0.02033 | 0.22341 | 203.8 | 4076 | 11.56 | 231.2 | 0.077568 | 0.50293 | 0.077568 | 0.50293 | 0.11028 | 0.71504 | 0.11028 | 0.71504 | 1.8623 | 2.9264 | 1.8623 | 2.9264
316028-Single Family, Quality Insulation Installation, CZ 9 | 0.22341 | 0.02033 | 0.22341 | 203.8 | 4076 | 11.56 | 231.2 | 0.077568 | 0.50293 | 0.077568 | 0.50293 | 0.11028 | 0.71504 | 0.11028 | 0.71504 | 1.8623 | 2.9264 | 1.8623 | 2.9264
316028-Single Family, Quality Insulation Installation, CZ 9 | 0.22341 | 0.02033 | 0.22341 | 203.8 | 4076 | 11.56 | 231.2 | 0.077568 | 0.50293 | 0.077568 | 0.50293 | 0.11028 | 0.71504 | 0.11028 | 0.71504 | 1.8623 | 2.9264 | 1.8623 | 2.9264
316018-Single Family, Verified Ducting System, CZ 9 | 0.23851 | 0.021704 | 0.23851 | 217.576 | 3916.368 | 11.984 | 215.712 | 0.12595 | 0.81596 | 0.12595 | 0.81596 | 0.13244 | 0.858 | 0.13244 | 0.858 | 4.2349 | 5.0819 | 4.2349 | 5.0819
316028-Single Family, Quality Insulation Installation, CZ 9 | 0.22341 | 0.02033 | 0.22341 | 203.8 | 4076 | 11.56 | 231.2 | 0.077568 | 0.50293 | 0.077568 | 0.50293 | 0.11028 | 0.71504 | 0.11028 | 0.71504 | 1.8623 | 2.9264 | 1.8623 | 2.9264
316018-Single Family, Verified Ducting System, CZ 9 | 0.23851 | 0.021704 | 0.23851 | 217.576 | 3916.368 | 11.984 | 215.712 | 0.12595 | 0.81596 | 0.12595 | 0.81596 | 0.13244 | 0.858 | 0.13244 | 0.858 | 4.2349 | 5.0819 | 4.2349 | 5.0819
316018-Single Family, Verified Ducting System, CZ 9 | 0.23851 | 0.021704 | 0.23851 | 217.576 | 3916.368 | 11.984 | 215.712 | 0.12595 | 0.81596 | 0.12595 | 0.81596 | 0.13244 | 0.858 | 0.13244 | 0.858 | 4.2349 | 5.0819 | 4.2349 | 5.0819
316018-Single Family, Verified Ducting System, CZ 9 | 0.23851 | 0.021704 | 0.23851 | 217.576 | 3916.368 | 11.984 | 215.712 | 0.12595 | 0.81596 | 0.12595 | 0.81596 | 0.13244 | 0.858 | 0.13244 | 0.858 | 4.2349 | 5.0819 | 4.2349 | 5.0819
316018-Single Family, Verified Ducting System, CZ 9 | 0.23851 | 0.021704 | 0.23851 | 217.576 | 3916.368 | 11.984 | 215.712 | 0.12595 | 0.81596 | 0.12595 | 0.81596 | 0.13244 | 0.858 | 0.13244 | 0.858 | 4.2349 | 5.0819 | 4.2349 | 5.0819
316018-Single Family, Verified Ducting System, CZ 9 | 0.23851 | 0.021704 | 0.23851 | 217.576 | 3916.368 | 11.984 | 215.712 | 0.12595 | 0.81596 | 0.12595 | 0.81596 | 0.13244 | 0.858 | 0.13244 | 0.858 | 4.2349 | 5.0819 | 4.2349 | 5.0819
316018-Single Family, Verified Ducting System, CZ 9 | 0.23851 | 0.021704 | 0.23851 | 217.576 | 3916.368 | 11.984 | 215.712 | 0.12595 | 0.81596 | 0.12595 | 0.81596 | 0.13244 | 0.858 | 0.13244 | 0.858 | 4.2349 | 5.0819 | 4.2349 | 5.0819
316018-Single Family, Verified Ducting System, CZ 9 | 0.23851 | 0.021704 | 0.23851 | 217.576 | 3916.368 | 11.984 | 215.712 | 0.12595 | 0.81596 | 0.12595 | 0.81596 | 0.13244 | 0.858 | 0.13244 | 0.858 | 4.2349 | 5.0819 | 4.2349 | 5.0819
316018-Single Family, Verified Ducting System, CZ 9 | 0.23851 | 0.021704 | 0.23851 | 217.576 | 3916.368 | 11.984 | 215.712 | 0.12595 | 0.81596 | 0.12595 | 0.81596 | 0.13244 | 0.858 | 0.13244 | 0.858 | 4.2349 | 5.0819 | 4.2349 | 5.0819
316018-Single Family, Verified Ducting System, CZ 9 | 0.23851 | 0.021704 | 0.23851 | 217.576 | 3916.368 | 11.984 | 215.712 | 0.12595 | 0.81596 | 0.12595 | 0.81596 | 0.13244 | 0.858 | 0.13244 | 0.858 | 4.2349 | 5.0819 | 4.2349 | 5.0819
316018-Single Family, Verified Ducting System, CZ 9 | 0.23851 | 0.021704 | 0.23851 | 217.576 | 3916.368 | 11.984 | 215.712 | 0.12595 | 0.81596 | 0.12595 | 0.81596 | 0.13244 | 0.858 | 0.13244 | 0.858 | 4.2349 | 5.0819 | 4.2349 | 5.0819
316018-Single Family, Verified Ducting System, CZ 9 | 0.23851 | 0.021704 | 0.23851 | 217.576 | 3916.368 | 11.984 | 215.712 | 0.12595 | 0.81596 | 0.12595 | 0.81596 | 0.13244 | 0.858 | 0.13244 | 0.858 | 4.2349 | 5.0819 | 4.2349 | 5.0819
316028-Single Family, Quality Insulation Installation, CZ 9 | 0.22341 | 0.02033 | 0.22341 | 203.8 | 4076 | 11.56 | 231.2 | 0.077568 | 0.50293 | 0.077568 | 0.50293 | 0.11028 | 0.71504 | 0.11028 | 0.71504 | 1.8623 | 2.9264 | 1.8623 | 2.9264
316018-Single Family, Verified Ducting System, CZ 9 | 0.23851 | 0.021704 | 0.23851 | 217.576 | 3916.368 | 11.984 | 215.712 | 0.12595 | 0.81596 | 0.12595 | 0.81596 | 0.13244 | 0.858 | 0.13244 | 0.858 | 4.2349 | 5.0819 | 4.2349 | 5.0819
316028-Single Family, Quality Insulation Installation, CZ 9 | 0.22341 | 0.02033 | 0.22341 | 203.8 | 4076 | 11.56 | 231.2 | 0.077568 | 0.50293 | 0.077568 | 0.50293 | 0.11028 | 0.71504 | 0.11028 | 0.71504 | 1.8623 | 2.9264 | 1.8623 | 2.9264
316018-Single Family, Verified Ducting System, CZ 9 | 0.23851 | 0.021704 | 0.23851 | 217.576 | 3916.368 | 11.984 | 215.712 | 0.12595 | 0.81596 | 0.12595 | 0.81596 | 0.13244 | 0.858 | 0.13244 | 0.858 | 4.2349 | 5.0819 | 4.2349 | 5.0819
316018-Single Family, Verified Ducting System, CZ 9 | 0.23851 | 0.021704 | 0.23851 | 217.576 | 3916.368 | 11.984 | 215.712 | 0.12595 | 0.81596 | 0.12595 | 0.81596 | 0.13244 | 0.858 | 0.13244 | 0.858 | 4.2349 | 5.0819 | 4.2349 | 5.0819
316028-Single Family, Quality Insulation Installation, CZ 9 | 0.22341 | 0.02033 | 0.22341 | 203.8 | 4076 | 11.56 | 231.2 | 0.077568 | 0.50293 | 0.077568 | 0.50293 | 0.11028 | 0.71504 | 0.11028 | 0.71504 | 1.8623 | 2.9264 | 1.8623 | 2.9264
316018-Single Family, Verified Ducting System, CZ 9 | 0.23851 | 0.021704 | 0.23851 | 217.576 | 3916.368 | 11.984 | 215.712 | 0.12595 | 0.81596 | 0.12595 | 0.81596 | 0.13244 | 0.858 | 0.13244 | 0.858 | 4.2349 | 5.0819 | 4.2349 | 5.0819
316018-Single Family, Verified Ducting System, CZ 9 | 0.23851 | 0.021704 | 0.23851 | 217.576 | 3916.368 | 11.984 | 215.712 | 0.12595 | 0.81596 | 0.12595 | 0.81596 | 0.13244 | 0.858 | 0.13244 | 0.858 | 4.2349 | 5.0819 | 4.2349 | 5.0819
316018-Single Family, Verified Ducting System, CZ 9 | 0.23851 | 0.021704 | 0.23851 | 217.576 | 3916.368 | 11.984 | 215.712 | 0.12595 | 0.81596 | 0.12595 | 0.81596 | 0.13244 | 0.858 | 0.13244 | 0.858 | 4.2349 | 5.0819 | 4.2349 | 5.0819
316028-Single Family, Quality Insulation Installation, CZ 9 | 0.22341 | 0.02033 | 0.22341 | 203.8 | 4076 | 11.56 | 231.2 | 0.077568 | 0.50293 | 0.077568 | 0.50293 | 0.11028 | 0.71504 | 0.11028 | 0.71504 | 1.8623 | 2.9264 | 1.8623 | 2.9264
316018-Single Family, Verified Ducting System, CZ 9 | 0.23851 | 0.021704 | 0.23851 | 217.576 | 3916.368 | 11.984 | 215.712 | 0.12595 | 0.81596 | 0.12595 | 0.81596 | 0.13244 | 0.858 | 0.13244 | 0.858 | 4.2349 | 5.0819 | 4.2349 | 5.0819
316028-Single Family, Quality Insulation Installation, CZ 9 | 0.22341 | 0.02033 | 0.22341 | 203.8 | 4076 | 11.56 | 231.2 | 0.077568 | 0.50293 | 0.077568 | 0.50293 | 0.11028 | 0.71504 | 0.11028 | 0.71504 | 1.8623 | 2.9264 | 1.8623 | 2.9264
316018-Single Family, Verified Ducting System, CZ 9 | 0.23851 | 0.021704 | 0.23851 | 217.576 | 3916.368 | 11.984 | 215.712 | 0.12595 | 0.81596 | 0.12595 | 0.81596 | 0.13244 | 0.858 | 0.13244 | 0.858 | 4.2349 | 5.0819 | 4.2349 | 5.0819
316028-Single Family, Quality Insulation Installation, CZ 9 | 0.22341 | 0.02033 | 0.22341 | 203.8 | 4076 | 11.56 | 231.2 | 0.077568 | 0.50293 | 0.077568 | 0.50293 | 0.11028 | 0.71504 | 0.11028 | 0.71504 | 1.8623 | 2.9264 | 1.8623 | 2.9264
316018-Single Family, Verified Ducting System, CZ 9 | 0.23851 | 0.021704 | 0.23851 | 217.576 | 3916.368 | 11.984 | 215.712 | 0.12595 | 0.81596 | 0.12595 | 0.81596 | 0.13244 | 0.858 | 0.13244 | 0.858 | 4.2349 | 5.0819 | 4.2349 | 5.0819
316018-Single Family, Verified Ducting System, CZ 9 | 0.23851 | 0.021704 | 0.23851 | 217.576 | 3916.368 | 11.984 | 215.712 | 0.12595 | 0.81596 | 0.12595 | 0.81596 | 0.13244 | 0.858 | 0.13244 | 0.858 | 4.2349 | 5.0819 | 4.2349 | 5.0819
316092-Multi-family, Tank Less Water Heater, CZ 15 | 0 | 0 | 0 | 0 | 0 | 94.784 | 1421.76 | 0 | -1.7636 | 0 | -1.7636 | 0 | -0.87461 | 0 | -0.87461 | 0.33873 | 0.50809 | 0.33873 | 0.50809
316092-Multi-family, Tank Less Water Heater, CZ 15 | 0 | 0 | 0 | 0 | 0 | 94.784 | 1421.76 | 0 | -1.7636 | 0 | -1.7636 | 0 | -0.87461 | 0 | -0.87461 | 0.33873 | 0.50809 | 0.33873 | 0.50809
316092-Multi-family, Tank Less Water Heater, CZ 15 | 0 | 0 | 0 | 0 | 0 | 94.784 | 1421.76 | 0 | -1.7636 | 0 | -1.7636 | 0 | -0.87461 | 0 | -0.87461 | 0.33873 | 0.50809 | 0.33873 | 0.50809
316092-Multi-family, Tank Less Water Heater, CZ 15 | 0 | 0 | 0 | 0 | 0 | 94.784 | 1421.76 | 0 | -1.7636 | 0 | -1.7636 | 0 | -0.87461 | 0 | -0.87461 | 0.33873 | 0.50809 | 0.33873 | 0.50809
316092-Multi-family, Tank Less Water Heater, CZ 15 | 0 | 0 | 0 | 0 | 0 | 94.784 | 1421.76 | 0 | -1.7636 | 0 | -1.7636 | 0 | -0.87461 | 0 | -0.87461 | 0.33873 | 0.50809 | 0.33873 | 0.50809
316062-Multi-family, Maximum Cooling Capacity, CZ 15 | 25.1332 | 2.2871 | 25.1332 | 22927.104 | 343906.56 | 55.04 | 825.6 | 0.15793 | 0.9796 | 0.15793 | 0.9796 | 0.16082 | 0.99757 | 0.16082 | 0.99757 | 16.5752 | 23.2052 | 16.5752 | 23.2052
316082-Multi-family, High Quality Insulation Installation, CZ 15 | 4.2696 | 0.38853 | 4.2696 | 3894.784 | 77895.68 | 54.016 | 1080.32 | 0.14277 | 0.8923 | 0.14277 | 0.8923 | 0.15656 | 0.97849 | 0.15656 | 0.97849 | 5.6017 | 10.083 | 5.6017 | 10.083
316062-Multi-family, Maximum Cooling Capacity, CZ 15 | 12.5666 | 1.1436 | 12.5666 | 11463.552 | 171953.28 | 27.52 | 412.8 | 0.15793 | 0.9796 | 0.15793 | 0.9796 | 0.16082 | 0.99757 | 0.16082 | 0.99757 | 16.5752 | 23.2052 | 16.5752 | 23.2052
316082-Multi-family, High Quality Insulation Installation, CZ 15 | 2.1348 | 0.19426 | 2.1348 | 1947.392 | 38947.84 | 27.008 | 540.16 | 0.14277 | 0.8923 | 0.14277 | 0.8923 | 0.15656 | 0.97849 | 0.15656 | 0.97849 | 5.6017 | 10.083 | 5.6017 | 10.083
316062-Multi-family, Maximum Cooling Capacity, CZ 15 | 12.5666 | 1.1436 | 12.5666 | 11463.552 | 171953.28 | 27.52 | 412.8 | 0.15793 | 0.9796 | 0.15793 | 0.9796 | 0.16082 | 0.99757 | 0.16082 | 0.99757 | 16.5752 | 23.2052 | 16.5752 | 23.2052
316082-Multi-family, High Quality Insulation Installation, CZ 15 | 2.1348 | 0.19426 | 2.1348 | 1947.392 | 38947.84 | 27.008 | 540.16 | 0.14277 | 0.8923 | 0.14277 | 0.8923 | 0.15656 | 0.97849 | 0.15656 | 0.97849 | 5.6017 | 10.083 | 5.6017 | 10.083
316062-Multi-family, Maximum Cooling Capacity, CZ 15 | 12.5666 | 1.1436 | 12.5666 | 11463.552 | 171953.28 | 27.52 | 412.8 | 0.15793 | 0.9796 | 0.15793 | 0.9796 | 0.16082 | 0.99757 | 0.16082 | 0.99757 | 16.5752 | 23.2052 | 16.5752 | 23.2052
316062-Multi-family, Maximum Cooling Capacity, CZ 15 | 12.5666 | 1.1436 | 12.5666 | 11463.552 | 171953.28 | 27.52 | 412.8 | 0.15793 | 0.9796 | 0.15793 | 0.9796 | 0.16082 | 0.99757 | 0.16082 | 0.99757 | 16.5752 | 23.2052 | 16.5752 | 23.2052
316082-Multi-family, High Quality Insulation Installation, CZ 15 | 2.1348 | 0.19426 | 2.1348 | 1947.392 | 38947.84 | 27.008 | 540.16 | 0.14277 | 0.8923 | 0.14277 | 0.8923 | 0.15656 | 0.97849 | 0.15656 | 0.97849 | 5.6017 | 10.083 | 5.6017 | 10.083
316062-Multi-family, Maximum Cooling Capacity, CZ 15 | 25.1332 | 2.2871 | 25.1332 | 22927.104 | 343906.56 | 55.04 | 825.6 | 0.15793 | 0.9796 | 0.15793 | 0.9796 | 0.16082 | 0.99757 | 0.16082 | 0.99757 | 16.5752 | 23.2052 | 16.5752 | 23.2052
316082-Multi-family, High Quality Insulation Installation, CZ 15 | 4.2696 | 0.38853 | 4.2696 | 3894.784 | 77895.68 | 54.016 | 1080.32 | 0.14277 | 0.8923 | 0.14277 | 0.8923 | 0.15656 | 0.97849 | 0.15656 | 0.97849 | 5.6017 | 10.083 | 5.6017 | 10.083
316062-Multi-family, Maximum Cooling Capacity, CZ 15 | 25.1332 | 2.2871 | 25.1332 | 22927.104 | 343906.56 | 55.04 | 825.6 | 0.15793 | 0.9796 | 0.15793 | 0.9796 | 0.16082 | 0.99757 | 0.16082 | 0.99757 | 16.5752 | 23.2052 | 16.5752 | 23.2052
316014-Single Family, Verified Ducting System, CZ 5 | 0.016606 | 0.0015111 | 0.016606 | 15.152 | 272.736 | 27.632 | 497.376 | 0.10319 | 0.68402 | 0.10319 | 0.68402 | 0.11285 | 0.74805 | 0.11285 | 0.74805 | 2.7805 | 3.3366 | 2.7805 | 3.3366
316024-Single Family, Quality Insulation Installation, CZ 5 | 0.033211 | 0.0030222 | 0.033211 | 30.296 | 605.92 | 45.672 | 913.44 | 0.088577 | 0.5871 | 0.088577 | 0.5871 | 0.11596 | 0.7686 | 0.11596 | 0.7686 | 2.1763 | 3.4199 | 2.1763 | 3.4199
316014-Single Family, Verified Ducting System, CZ 5 | 0.016606 | 0.0015111 | 0.016606 | 15.152 | 272.736 | 27.632 | 497.376 | 0.10319 | 0.68402 | 0.10319 | 0.68402 | 0.11285 | 0.74805 | 0.11285 | 0.74805 | 2.7805 | 3.3366 | 2.7805 | 3.3366
316024-Single Family, Quality Insulation Installation, CZ 5 | 0.033211 | 0.0030222 | 0.033211 | 30.296 | 605.92 | 45.672 | 913.44 | 0.088577 | 0.5871 | 0.088577 | 0.5871 | 0.11596 | 0.7686 | 0.11596 | 0.7686 | 2.1763 | 3.4199 | 2.1763 | 3.4199
316014-Single Family, Verified Ducting System, CZ 5 | 0.016606 | 0.0015111 | 0.016606 | 15.152 | 272.736 | 27.632 | 497.376 | 0.10319 | 0.68402 | 0.10319 | 0.68402 | 0.11285 | 0.74805 | 0.11285 | 0.74805 | 2.7805 | 3.3366 | 2.7805 | 3.3366
316024-Single Family, Quality Insulation Installation, CZ 5 | 0.033211 | 0.0030222 | 0.033211 | 30.296 | 605.92 | 45.672 | 913.44 | 0.088577 | 0.5871 | 0.088577 | 0.5871 | 0.11596 | 0.7686 | 0.11596 | 0.7686 | 2.1763 | 3.4199 | 2.1763 | 3.4199
316014-Single Family, Verified Ducting System, CZ 5 | 0.016606 | 0.0015111 | 0.016606 | 15.152 | 272.736 | 27.632 | 497.376 | 0.10319 | 0.68402 | 0.10319 | 0.68402 | 0.11285 | 0.74805 | 0.11285 | 0.74805 | 2.7805 | 3.3366 | 2.7805 | 3.3366
316024-Single Family, Quality Insulation Installation, CZ 5 | 0.033211 | 0.0030222 | 0.033211 | 30.296 | 605.92 | 45.672 | 913.44 | 0.088577 | 0.5871 | 0.088577 | 0.5871 | 0.11596 | 0.7686 | 0.11596 | 0.7686 | 2.1763 | 3.4199 | 2.1763 | 3.4199
316014-Single Family, Verified Ducting System, CZ 5 | 0.016606 | 0.0015111 | 0.016606 | 15.152 | 272.736 | 27.632 | 497.376 | 0.10319 | 0.68402 | 0.10319 | 0.68402 | 0.11285 | 0.74805 | 0.11285 | 0.74805 | 2.7805 | 3.3366 | 2.7805 | 3.3366
316024-Single Family, Quality Insulation Installation, CZ 5 | 0.033211 | 0.0030222 | 0.033211 | 30.296 | 605.92 | 45.672 | 913.44 | 0.088577 | 0.5871 | 0.088577 | 0.5871 | 0.11596 | 0.7686 | 0.11596 | 0.7686 | 2.1763 | 3.4199 | 2.1763 | 3.4199
316014-Single Family, Verified Ducting System, CZ 5 | 0.016606 | 0.0015111 | 0.016606 | 15.152 | 272.736 | 27.632 | 497.376 | 0.10319 | 0.68402 | 0.10319 | 0.68402 | 0.11285 | 0.74805 | 0.11285 | 0.74805 | 2.7805 | 3.3366 | 2.7805 | 3.3366
316024-Single Family, Quality Insulation Installation, CZ 5 | 0.033211 | 0.0030222 | 0.033211 | 30.296 | 605.92 | 45.672 | 913.44 | 0.088577 | 0.5871 | 0.088577 | 0.5871 | 0.11596 | 0.7686 | 0.11596 | 0.7686 | 2.1763 | 3.4199 | 2.1763 | 3.4199
316014-Single Family, Verified Ducting System, CZ 5 | 0.016606 | 0.0015111 | 0.016606 | 15.152 | 272.736 | 27.632 | 497.376 | 0.10319 | 0.68402 | 0.10319 | 0.68402 | 0.11285 | 0.74805 | 0.11285 | 0.74805 | 2.7805 | 3.3366 | 2.7805 | 3.3366
316024-Single Family, Quality Insulation Installation, CZ 5 | 0.033211 | 0.0030222 | 0.033211 | 30.296 | 605.92 | 45.672 | 913.44 | 0.088577 | 0.5871 | 0.088577 | 0.5871 | 0.11596 | 0.7686 | 0.11596 | 0.7686 | 2.1763 | 3.4199 | 2.1763 | 3.4199
316014-Single Family, Verified Ducting System, CZ 5 | 0.016606 | 0.0015111 | 0.016606 | 15.152 | 272.736 | 27.632 | 497.376 | 0.10319 | 0.68402 | 0.10319 | 0.68402 | 0.11285 | 0.74805 | 0.11285 | 0.74805 | 2.7805 | 3.3366 | 2.7805 | 3.3366
316024-Single Family, Quality Insulation Installation, CZ 5 | 0.033211 | 0.0030222 | 0.033211 | 30.296 | 605.92 | 45.672 | 913.44 | 0.088577 | 0.5871 | 0.088577 | 0.5871 | 0.11596 | 0.7686 | 0.11596 | 0.7686 | 2.1763 | 3.4199 | 2.1763 | 3.4199
316014-Single Family, Verified Ducting System, CZ 5 | 0.016606 | 0.0015111 | 0.016606 | 15.152 | 272.736 | 27.632 | 497.376 | 0.10319 | 0.68402 | 0.10319 | 0.68402 | 0.11285 | 0.74805 | 0.11285 | 0.74805 | 2.7805 | 3.3366 | 2.7805 | 3.3366
316024-Single Family, Quality Insulation Installation, CZ 5 | 0.033211 | 0.0030222 | 0.033211 | 30.296 | 605.92 | 45.672 | 913.44 | 0.088577 | 0.5871 | 0.088577 | 0.5871 | 0.11596 | 0.7686 | 0.11596 | 0.7686 | 2.1763 | 3.4199 | 2.1763 | 3.4199
316014-Single Family, Verified Ducting System, CZ 5 | 0.016606 | 0.0015111 | 0.016606 | 15.152 | 272.736 | 27.632 | 497.376 | 0.10319 | 0.68402 | 0.10319 | 0.68402 | 0.11285 | 0.74805 | 0.11285 | 0.74805 | 2.7805 | 3.3366 | 2.7805 | 3.3366
316024-Single Family, Quality Insulation Installation, CZ 5 | 0.033211 | 0.0030222 | 0.033211 | 30.296 | 605.92 | 45.672 | 913.44 | 0.088577 | 0.5871 | 0.088577 | 0.5871 | 0.11596 | 0.7686 | 0.11596 | 0.7686 | 2.1763 | 3.4199 | 2.1763 | 3.4199
316014-Single Family, Verified Ducting System, CZ 5 | 0.016606 | 0.0015111 | 0.016606 | 15.152 | 272.736 | 27.632 | 497.376 | 0.10319 | 0.68402 | 0.10319 | 0.68402 | 0.11285 | 0.74805 | 0.11285 | 0.74805 | 2.7805 | 3.3366 | 2.7805 | 3.3366
316024-Single Family, Quality Insulation Installation, CZ 5 | 0.033211 | 0.0030222 | 0.033211 | 30.296 | 605.92 | 45.672 | 913.44 | 0.088577 | 0.5871 | 0.088577 | 0.5871 | 0.11596 | 0.7686 | 0.11596 | 0.7686 | 2.1763 | 3.4199 | 2.1763 | 3.4199
316014-Single Family, Verified Ducting System, CZ 5 | 0.016606 | 0.0015111 | 0.016606 | 15.152 | 272.736 | 27.632 | 497.376 | 0.10319 | 0.68402 | 0.10319 | 0.68402 | 0.11285 | 0.74805 | 0.11285 | 0.74805 | 2.7805 | 3.3366 | 2.7805 | 3.3366
316024-Single Family, Quality Insulation Installation, CZ 5 | 0.033211 | 0.0030222 | 0.033211 | 30.296 | 605.92 | 45.672 | 913.44 | 0.088577 | 0.5871 | 0.088577 | 0.5871 | 0.11596 | 0.7686 | 0.11596 | 0.7686 | 2.1763 | 3.4199 | 2.1763 | 3.4199
316014-Single Family, Verified Ducting System, CZ 5 | 0.016606 | 0.0015111 | 0.016606 | 15.152 | 272.736 | 27.632 | 497.376 | 0.10319 | 0.68402 | 0.10319 | 0.68402 | 0.11285 | 0.74805 | 0.11285 | 0.74805 | 2.7805 | 3.3366 | 2.7805 | 3.3366

## Output
Program Summary |  | Nominal | Present Value | [5 empty] | Avoided Cost Version
Proposer Name |  | 0 | [6 empty] | 2006-06-01
Program Name |  | 0 | [6 empty] | 2006-06-05
Total Program Budget ($) |  | 210950 | 183770.9352 | [5 empty] | Base Year
2006
Net Participant Cost ($) |  | 108560 | 94648.0124 | [5 empty] | SoCalGas Tool NTG 4f2 (800).xls
2010-07-13 14:32
Program Impacts
| Annual Net kWh | Lifecycle Net kWh | Annual Net Therms | Lifecycle Net Therms | Net Jul-Sept Pk (kW) | Net Dec-Feb Pk (kW) | Net CEC (kW) | User Entered kW
2006-2008 | 489108.936 | 8893307.552 | 38044.648 | 672812.336 | 536.1728 | 48.7917 | 0 | 536.1728
2009-2012 | 0 | 0 | 0 | 0 | 0 | 0 | 0 | 0
2013-2016 | 0 | 0 | 0 | 0 | 0 | 0 | 0 | 0
Cost Effectiveness (Lifecycle Present Value Dollars)
|  | Benefits |  |  | Benefit - Cost
| Cost | Electric | Gas | Incentives | NPV | B/C Ratio | Notes
Program TRC ($) | 278418.9475 | 752230.6814 | 348038.6012 | NA | 821850.335 | 3.9518 | *1
Program PAC ($) | 183770.9352 | 752230.6814 | 348038.6012 | NA | 916498.3474 | 5.9872 | *1,2
Program RIM ($) | 183770.9352 | 752230.6814 | 348038.6012 | NA | 916498.3474 | 5.9872 | *1
*1 B/C Ratio is an approximation because any supply cost increases are treated as negative benefits rather than as a cost as in the Standard Practice Manual
*2 PAC benefits include environmental costs. This is to be consistent with the TRC benefits, but is not strictly consistent with the Standard Practice Manual.
Levelized Cost and Benefit (All Measures Installed through 2016)
| Discounted Savings |  |  |  | Benefit - Cost
| kWh | Therms | Cost | Benefits | NPV
TRC ($/kWh ) | 4439684.5051 |  | 0.032202 | 0.16943 | 0.13723
PAC ($/kWh) | 4439684.5051 |  | 0.021621 | 0.16943 | 0.14781
RIM ($/kWh) | 4439684.5051 |  | 0.028299 | 0.16943 | 0.14113
TRC ($/therm) |  | 341673.87 | 0.39643 | 1.0186 | 0.6222
PAC ($/therm) |  | 341673.87 | 0.25691 | 1.0186 | 0.76172
RIM ($/therm) |  | 341673.87 | 0.17013 | 1.0186 | 0.84849
Emissions Reductions
| Electric Reductions |  |  | Gas Reductions
Annual Reductions | CO2 (tons) | NOX (lbs) | PM-10 (lbs) | CO2 (tons) | NOX (lbs)
2006 | 0 | 0 | 0 | 0 | 0 | * annual reductions are the units
2007 | 296.2271 | 83.64 | 37.604 | 222.5612 | 350.0108 | implemented in the year, times
2008 | 0 | 0 | 0 | 0 | 0 | the annual emission reduction
2009 | 0 | 0 | 0 | 0 | 0 | for the measure.
2010 | 0 | 0 | 0 | 0 | 0
2011 | 0 | 0 | 0 | 0 | 0
2012 | 0 | 0 | 0 | 0 | 0
2013 | 0 | 0 | 0 | 0 | 0
2014 | 0 | 0 | 0 | 0 | 0
2015 | 0 | 0 | 0 | 0 | 0
2016 | 0 | 0 | 0 | 0 | 0
Total Annual | 296.2271 | 83.64 | 37.604 | 222.5612 | 350.0108
Lifecycle Reductions
2006 | 0 | 0 | 0 | 0 | 0
2007 | 5386.1999 | 1520.7992 | 683.7413 | 3935.9522 | 6189.8735
2008 | 0 | 0 | 0 | 0 | 0
2009 | 0 | 0 | 0 | 0 | 0
2010 | 0 | 0 | 0 | 0 | 0
2011 | 0 | 0 | 0 | 0 | 0
2012 | 0 | 0 | 0 | 0 | 0
2013 | 0 | 0 | 0 | 0 | 0
2014 | 0 | 0 | 0 | 0 | 0
2015 | 0 | 0 | 0 | 0 | 0
2016 | 0 | 0 | 0 | 0 | 0
Total Lifecycle | 5386.1999 | 1520.7992 | 683.7413 | 3935.9522 | 6189.8735
Reductions based on total annual installations
| Annual Net kWh | Lifecycle Net kWh | Annual Net Therms | Lifecycle Net Therms | Net July-Sept Peak (kW) | Net Dec-Feb (kW) |  | User Entered kW | Net Annual NCP (kW)
2006 | 0 | 0 | 0 | 0 | 0 | 0 |  | 0 | 0
2007 | 489108.936 | 8893307.552 | 38044.648 | 672812.336 | 536.1728 | 48.7917 |  | 536.1728 | 17.3223
2008 | 0 | 0 | 0 | 0 | 0 | 0 |  | 0 | 518.8505
2009 | 0 | 0 | 0 | 0 | 0 | 0 |  | 0 | 0
2010 | 0 | 0 | 0 | 0 | 0 | 0 |  | 0 | 0
2011 | 0 | 0 | 0 | 0 | 0 | 0 |  | 0 | 0
2012 | 0 | 0 | 0 | 0 | 0 | 0 |  | 0 | 0
2013 | 0 | 0 | 0 | 0 | 0 | 0 |  | 0 | 0
2014 | 0 | 0 | 0 | 0 | 0 | 0 |  | 0 | 0
2015 | 0 | 0 | 0 | 0 | 0 | 0 |  | 0 | 0
2016 | 0 | 0 | 0 | 0 | 0 | 0 |  | 0 | 0
Total | 489108.936 | 8893307.552 | 38044.648 | 672812.336 | 536.1728 | 48.7917 |  | 536.1728 | 536.1728
Net Impacts by Sector (All Measures Installed through 2016)
| Annual Net kWh | Lifecycle Net kWh | Annual Net Therms | Lifecycle Net Therms | Net July-Sept Peak (kW) | Net Dec-Feb (kW) |  | User Entered kW | TRC Lifecycle Net Benefits* ($)
Total | 489108.936 | 8893307.552 | 38044.648 | 672812.336 | 536.1728 | 48.7917 |  | 536.1728 | 821850.335
Residential | 489108.936 | 8893307.552 | 38044.648 | 672812.336 | 536.1728 | 48.7917 |  | 536.1728 | 821850.335
Retail | 0 | 0 | 0 | 0 | 0 | 0 |  | 0 | 0
Office | 0 | 0 | 0 | 0 | 0 | 0 |  | 0 | 0
Misc._Commercial | 0 | 0 | 0 | 0 | 0 | 0 |  | 0 | 0
Not Used | 0 | 0 | 0 | 0 | 0 | 0 |  | 0 | 0
Not Used | 0 | 0 | 0 | 0 | 0 | 0 |  | 0 | 0
Not Used | 0 | 0 | 0 | 0 | 0 | 0 |  | 0 | 0
0 | 0 | 0 | 0 | 0 | 0 | 0 |  | 0 | 0
0 | 0 | 0 | 0 | 0 | 0 | 0 |  | 0 | 0
0 | 0 | 0 | 0 | 0 | 0 | 0 |  | 0 | 0
0 | 0 | 0 | 0 | 0 | 0 | 0 |  | 0 | 0
0 | 0 | 0 | 0 | 0 | 0 | 0 |  | 0 | 0
0 | 0 | 0 | 0 | 0 | 0 | 0 |  | 0 | 0
0 | 0 | 0 | 0 | 0 | 0 | 0 |  | 0 | 0
0 | 0 | 0 | 0 | 0 | 0 | 0 |  | 0 | 0
0 | 0 | 0 | 0 | 0 | 0 | 0 |  | 0 | 0
0 | 0 | 0 | 0 | 0 | 0 | 0 |  | 0 | 0
0 | 0 | 0 | 0 | 0 | 0 | 0 |  | 0 | 0
0 | 0 | 0 | 0 | 0 | 0 | 0 |  | 0 | 0
0 | 0 | 0 | 0 | 0 | 0 | 0 |  | 0 | 0
0 | 0 | 0 | 0 | 0 | 0 | 0 |  | 0 | 0
0 | 0 | 0 | 0 | 0 | 0 | 0 |  | 0 | 0
0 | 0 | 0 | 0 | 0 | 0 | 0 |  | 0 | 0
0 | 0 | 0 | 0 | 0 | 0 | 0 |  | 0 | 0
* Include program-level and admin costs allocated based to total gas and electric programs at the measure level.
Net Impacts by CPUC End Use Categories (All Measures Installed through 2016)
| Annual Net kWh | Lifecycle Net kWh | Annual Net Therms | Lifecycle Net Therms | Net July-Sept Peak (kW) | Net Dec-Feb Pk (kW) |  | User Entered kW | TRC Lifecycle Net Benefits* ($)
Total | 489108.936 | 8893307.552 | 38044.648 | 672812.336 | 536.1728 | 48.7917 |  | 536.1728 | 821850.335
Clothes Dryer | 0 | 0 | 0 | 0 | 0 | 0 |  | 0 | 0
Clothes Washer | 0 | 0 | 14905.152 | 223577.28 | 0 | 0 |  | 0 | 40549.8486
Consumer Electronics | 0 | 0 | 0 | 0 | 0 | 0 |  | 0 | 0
Cooking | 0 | 0 | 0 | 0 | 0 | 0 |  | 0 | 0
Dishwasher | 0 | 0 | 0 | 0 | 0 | 0 |  | 0 | 0
Other Appliance | 0 | 0 | 0 | 0 | 0 | 0 |  | 0 | 0
Office Equipment | 0 | 0 | 0 | 0 | 0 | 0 |  | 0 | 0
Building shell | 0 | 0 | 0 | 0 | 0 | 0 |  | 0 | 0
Space Cooling | 489108.936 | 8893307.552 | 23139.496 | 449235.056 | 536.1728 | 48.7917 |  | 536.1728 | 781300.4865
Space Heating | 0 | 0 | 0 | 0 | 0 | 0 |  | 0 | 0
Ventilation | 0 | 0 | 0 | 0 | 0 | 0 |  | 0 | 0
Interior Lighting | 0 | 0 | 0 | 0 | 0 | 0 |  | 0 | 0
Exterior Lighting | 0 | 0 | 0 | 0 | 0 | 0 |  | 0 | 0
Daylighting | 0 | 0 | 0 | 0 | 0 | 0 |  | 0 | 0
Motors | 0 | 0 | 0 | 0 | 0 | 0 |  | 0 | 0
Process | 0 | 0 | 0 | 0 | 0 | 0 |  | 0 | 0
Compressed Air | 0 | 0 | 0 | 0 | 0 | 0 |  | 0 | 0
Food Processor | 0 | 0 | 0 | 0 | 0 | 0 |  | 0 | 0
Refrigeration | 0 | 0 | 0 | 0 | 0 | 0 |  | 0 | 0
Freezers | 0 | 0 | 0 | 0 | 0 | 0 |  | 0 | 0
Pumps | 0 | 0 | 0 | 0 | 0 | 0 |  | 0 | 0
Pool Pump | 0 | 0 | 0 | 0 | 0 | 0 |  | 0 | 0
Domestic Hot Water | 0 | 0 | 0 | 0 | 0 | 0 |  | 0 | 0
Water Heating | 0 | 0 | 0 | 0 | 0 | 0 |  | 0 | 0
Other or unspecified | 0 | 0 | -5.2387e-10 | 4.773e-09 | 0 | 0 |  | 0 | -2.0955e-09
* Include program-level and admin costs allocated based to total gas and electric programs at the measure level.
Net Impacts by Climate Zone (All Measures Installed through 2016)
| Annual Net kWh | Lifecycle Net kWh | Annual Net Therms | Lifecycle Net Therms | Net July-Sept Peak (kW) | Net dec-Feb Pk (kW) |  | User Entered kW | TRC Lifecycle Net Benefits* ($)
Total | 489108.936 | 8893307.552 | 38044.648 | 672812.336 | 536.1728 | 48.7917 |  | 536.1728 | 821850.335
6 | 4009.824 | 80196.48 | 5512 | 93602.08 | 4.3957 | 0.40001 |  | 4.3957 | 27449.9575
8 | 10571.72 | 208390.992 | 1562.968 | 30895.152 | 11.5889 | 1.0546 |  | 11.5889 | 16873.5692
9 | 18214.544 | 343838.736 | 1504.184 | 26618.624 | 19.967 | 1.817 |  | 19.967 | 26301.9126
10 | 194504.776 | 3598291.456 | 11155.656 | 199780.192 | 213.221 | 19.4031 |  | 213.221 | 307290.3688
13 | 80134.968 | 1602699.36 | 15599.52 | 272173.92 | 87.8459 | 7.994 |  | 87.8459 | 191332.3499
14 | 0 | 0 | 0 | 0 | 0 | 0 |  | 0 | 0
15 | 181112.576 | 3049073.92 | 1803.04 | 32315.2 | 198.54 | 18.0671 |  | 198.54 | 246861.3457
16 | 0 | 0 | 0 | 0 | 0 | 0 |  | 0 | 0
System | 560.528 | 10816.608 | 907.28 | 17427.168 | 0.61441 | 0.055911 |  | 0.61441 | 5740.8314
0 | 0 | 0 | 0 | 0 | 0 | 0 | 0 | 0 | 0
0 | 0 | 0 | 0 | 0 | 0 | 0 | 0 | 0 | 0
* Include program-level and admin costs allocated based to total gas and electric programs at the measure level.
Persistent reductions in the summer (3rd Qtr) or winter (4th Qtr) of each year
| Net July-Sept Peak (kW) | Net Annual Dec-Feb (kW)
2006 | 0 | 0
2007 | 17.3223 | 48.7917
2008 | 536.1728 | 48.7917
2009 | 536.1728 | 48.7917
2010 | 536.1728 | 48.7917
2011 | 536.1728 | 48.7917
2012 | 536.1728 | 48.7917
2013 | 536.1728 | 48.7917
2014 | 536.1728 | 48.7917
2015 | 536.1728 | 48.7917
2016 | 536.1728 | 48.7917
2017 | 536.1728 | 48.7917
Monthly Impacts
First Year for Impact Table: | 2006
| Quarter | Monthly Five Hour Avg or TOU Peak | Net Monthly NCP (kW) |  | Monthly Net kWh | Monthly Net Therms
2006-01-01 | 1 | 0 | 0 |  | 0 | 0
2006-02-01 | 1 | 0 | 0 |  | 0 | 0
2006-03-01 | 1 | 0 | 0 |  | 0 | 0
2006-04-01 | 2 | 0 | 0 |  | 0 | 0
2006-05-01 | 2 | 0 | 0 |  | 0 | 0
2006-06-01 | 2 | 0 | 0 |  | 0 | 0
2006-07-01 | 3 | 0 | 0 |  | 0 | 0
2006-08-01 | 3 | 0 | 0 |  | 0 | 0
2006-09-01 | 3 | 0 | 0 |  | 0 | 0
2006-10-01 | 4 | 0 | 0 |  | 0 | 0
2006-11-01 | 4 | 0 | 0 |  | 0 | 0
2006-12-01 | 4 | 0 | 0 |  | 0 | 0
2007-01-01 | 5 | 0 | 0 |  | 0 | 0
2007-02-01 | 5 | 0 | 0 |  | 0 | 0
2007-03-01 | 5 | 0 | 0 |  | 0 | 0
2007-04-01 | 6 | 1.5763 | 1.5763 |  | 406.8963 | 169.6867
2007-05-01 | 6 | 1.5763 | 1.5763 |  | 406.8963 | 169.6867
2007-06-01 | 6 | 17.3223 | 17.3223 |  | 3136.6573 | 169.6867
2007-07-01 | 7 | 17.3223 | 17.3223 |  | 3136.6573 | 169.6867
2007-08-01 | 7 | 17.3223 | 17.3223 |  | 3136.6573 | 169.6867
2007-09-01 | 7 | 17.3223 | 17.3223 |  | 3136.6573 | 169.6867
2007-10-01 | 8 | 15.5539 | 15.5539 |  | 4014.9194 | 2299.156
2007-11-01 | 8 | 15.5539 | 15.5539 |  | 4014.9194 | 2299.156
2007-12-01 | 8 | 15.5539 | 15.5539 |  | 4014.9194 | 2299.156
2008-01-01 | 9 | 48.7917 | 48.7917 |  | 12594.5551 | 5098.6787
2008-02-01 | 9 | 48.7917 | 48.7917 |  | 12594.5551 | 5098.6787
2008-03-01 | 9 | 48.7917 | 48.7917 |  | 12594.5551 | 5098.6787
2008-04-01 | 10 | 48.7917 | 48.7917 |  | 12594.5551 | 1242.096
2008-05-01 | 10 | 48.7917 | 48.7917 |  | 12594.5551 | 1242.096
2008-06-01 | 10 | 536.1728 | 536.1728 |  | 97088.1238 | 1242.096
2008-07-01 | 11 | 536.1728 | 536.1728 |  | 97088.1238 | 1242.096
2008-08-01 | 11 | 536.1728 | 536.1728 |  | 97088.1238 | 1242.096
2008-09-01 | 11 | 536.1728 | 536.1728 |  | 97088.1238 | 1242.096
2008-10-01 | 12 | 48.7917 | 48.7917 |  | 12594.5551 | 5098.6787
2008-11-01 | 12 | 48.7917 | 48.7917 |  | 12594.5551 | 5098.6787
2008-12-01 | 12 | 48.7917 | 48.7917 |  | 12594.5551 | 5098.6787
2009-01-01 | 13 | 48.7917 | 48.7917 |  | 12594.5551 | 5098.6787
2009-02-01 | 13 | 48.7917 | 48.7917 |  | 12594.5551 | 5098.6787
2009-03-01 | 13 | 48.7917 | 48.7917 |  | 12594.5551 | 5098.6787
2009-04-01 | 14 | 48.7917 | 48.7917 |  | 12594.5551 | 1242.096
2009-05-01 | 14 | 48.7917 | 48.7917 |  | 12594.5551 | 1242.096
2009-06-01 | 14 | 536.1728 | 536.1728 |  | 97088.1238 | 1242.096
2009-07-01 | 15 | 536.1728 | 536.1728 |  | 97088.1238 | 1242.096
2009-08-01 | 15 | 536.1728 | 536.1728 |  | 97088.1238 | 1242.096
2009-09-01 | 15 | 536.1728 | 536.1728 |  | 97088.1238 | 1242.096
2009-10-01 | 16 | 48.7917 | 48.7917 |  | 12594.5551 | 5098.6787
2009-11-01 | 16 | 48.7917 | 48.7917 |  | 12594.5551 | 5098.6787
2009-12-01 | 16 | 48.7917 | 48.7917 |  | 12594.5551 | 5098.6787
2010-01-01 | 17 | 48.7917 | 48.7917 |  | 12594.5551 | 5098.6787
2010-02-01 | 17 | 48.7917 | 48.7917 |  | 12594.5551 | 5098.6787
2010-03-01 | 17 | 48.7917 | 48.7917 |  | 12594.5551 | 5098.6787
2010-04-01 | 18 | 48.7917 | 48.7917 |  | 12594.5551 | 1242.096
2010-05-01 | 18 | 48.7917 | 48.7917 |  | 12594.5551 | 1242.096
2010-06-01 | 18 | 536.1728 | 536.1728 |  | 97088.1238 | 1242.096
2010-07-01 | 19 | 536.1728 | 536.1728 |  | 97088.1238 | 1242.096
2010-08-01 | 19 | 536.1728 | 536.1728 |  | 97088.1238 | 1242.096
2010-09-01 | 19 | 536.1728 | 536.1728 |  | 97088.1238 | 1242.096
2010-10-01 | 20 | 48.7917 | 48.7917 |  | 12594.5551 | 5098.6787
2010-11-01 | 20 | 48.7917 | 48.7917 |  | 12594.5551 | 5098.6787
2010-12-01 | 20 | 48.7917 | 48.7917 |  | 12594.5551 | 5098.6787
2011-01-01 | 21 | 48.7917 | 48.7917 |  | 12594.5551 | 5098.6787
2011-02-01 | 21 | 48.7917 | 48.7917 |  | 12594.5551 | 5098.6787
2011-03-01 | 21 | 48.7917 | 48.7917 |  | 12594.5551 | 5098.6787
2011-04-01 | 22 | 48.7917 | 48.7917 |  | 12594.5551 | 1242.096
2011-05-01 | 22 | 48.7917 | 48.7917 |  | 12594.5551 | 1242.096
2011-06-01 | 22 | 536.1728 | 536.1728 |  | 97088.1238 | 1242.096
2011-07-01 | 23 | 536.1728 | 536.1728 |  | 97088.1238 | 1242.096
2011-08-01 | 23 | 536.1728 | 536.1728 |  | 97088.1238 | 1242.096
2011-09-01 | 23 | 536.1728 | 536.1728 |  | 97088.1238 | 1242.096
2011-10-01 | 24 | 48.7917 | 48.7917 |  | 12594.5551 | 5098.6787
2011-11-01 | 24 | 48.7917 | 48.7917 |  | 12594.5551 | 5098.6787
2011-12-01 | 24 | 48.7917 | 48.7917 |  | 12594.5551 | 5098.6787
2012-01-01 | 25 | 48.7917 | 48.7917 |  | 12594.5551 | 5098.6787
2012-02-01 | 25 | 48.7917 | 48.7917 |  | 12594.5551 | 5098.6787
2012-03-01 | 25 | 48.7917 | 48.7917 |  | 12594.5551 | 5098.6787
2012-04-01 | 26 | 48.7917 | 48.7917 |  | 12594.5551 | 1242.096
2012-05-01 | 26 | 48.7917 | 48.7917 |  | 12594.5551 | 1242.096
2012-06-01 | 26 | 536.1728 | 536.1728 |  | 97088.1238 | 1242.096
2012-07-01 | 27 | 536.1728 | 536.1728 |  | 97088.1238 | 1242.096
2012-08-01 | 27 | 536.1728 | 536.1728 |  | 97088.1238 | 1242.096
2012-09-01 | 27 | 536.1728 | 536.1728 |  | 97088.1238 | 1242.096
2012-10-01 | 28 | 48.7917 | 48.7917 |  | 12594.5551 | 5098.6787
2012-11-01 | 28 | 48.7917 | 48.7917 |  | 12594.5551 | 5098.6787
2012-12-01 | 28 | 48.7917 | 48.7917 |  | 12594.5551 | 5098.6787
2013-01-01 | 29 | 48.7917 | 48.7917 |  | 12594.5551 | 5098.6787
2013-02-01 | 29 | 48.7917 | 48.7917 |  | 12594.5551 | 5098.6787
2013-03-01 | 29 | 48.7917 | 48.7917 |  | 12594.5551 | 5098.6787
2013-04-01 | 30 | 48.7917 | 48.7917 |  | 12594.5551 | 1242.096
2013-05-01 | 30 | 48.7917 | 48.7917 |  | 12594.5551 | 1242.096
2013-06-01 | 30 | 536.1728 | 536.1728 |  | 97088.1238 | 1242.096
2013-07-01 | 31 | 536.1728 | 536.1728 |  | 97088.1238 | 1242.096
2013-08-01 | 31 | 536.1728 | 536.1728 |  | 97088.1238 | 1242.096
2013-09-01 | 31 | 536.1728 | 536.1728 |  | 97088.1238 | 1242.096
2013-10-01 | 32 | 48.7917 | 48.7917 |  | 12594.5551 | 5098.6787
2013-11-01 | 32 | 48.7917 | 48.7917 |  | 12594.5551 | 5098.6787
2013-12-01 | 32 | 48.7917 | 48.7917 |  | 12594.5551 | 5098.6787
2014-01-01 | 33 | 48.7917 | 48.7917 |  | 12594.5551 | 5098.6787
2014-02-01 | 33 | 48.7917 | 48.7917 |  | 12594.5551 | 5098.6787
2014-03-01 | 33 | 48.7917 | 48.7917 |  | 12594.5551 | 5098.6787
2014-04-01 | 34 | 48.7917 | 48.7917 |  | 12594.5551 | 1242.096
2014-05-01 | 34 | 48.7917 | 48.7917 |  | 12594.5551 | 1242.096
2014-06-01 | 34 | 536.1728 | 536.1728 |  | 97088.1238 | 1242.096
2014-07-01 | 35 | 536.1728 | 536.1728 |  | 97088.1238 | 1242.096
2014-08-01 | 35 | 536.1728 | 536.1728 |  | 97088.1238 | 1242.096
2014-09-01 | 35 | 536.1728 | 536.1728 |  | 97088.1238 | 1242.096
2014-10-01 | 36 | 48.7917 | 48.7917 |  | 12594.5551 | 5098.6787
2014-11-01 | 36 | 48.7917 | 48.7917 |  | 12594.5551 | 5098.6787
2014-12-01 | 36 | 48.7917 | 48.7917 |  | 12594.5551 | 5098.6787
2015-01-01 | 37 | 48.7917 | 48.7917 |  | 12594.5551 | 5098.6787
2015-02-01 | 37 | 48.7917 | 48.7917 |  | 12594.5551 | 5098.6787
2015-03-01 | 37 | 48.7917 | 48.7917 |  | 12594.5551 | 5098.6787
2015-04-01 | 38 | 48.7917 | 48.7917 |  | 12594.5551 | 1242.096
2015-05-01 | 38 | 48.7917 | 48.7917 |  | 12594.5551 | 1242.096
2015-06-01 | 38 | 536.1728 | 536.1728 |  | 97088.1238 | 1242.096
2015-07-01 | 39 | 536.1728 | 536.1728 |  | 97088.1238 | 1242.096
2015-08-01 | 39 | 536.1728 | 536.1728 |  | 97088.1238 | 1242.096
2015-09-01 | 39 | 536.1728 | 536.1728 |  | 97088.1238 | 1242.096
2015-10-01 | 40 | 48.7917 | 48.7917 |  | 12594.5551 | 5098.6787
2015-11-01 | 40 | 48.7917 | 48.7917 |  | 12594.5551 | 5098.6787
2015-12-01 | 40 | 48.7917 | 48.7917 |  | 12594.5551 | 5098.6787
2016-01-01 | 41 | 48.7917 | 48.7917 |  | 12594.5551 | 5098.6787
2016-02-01 | 41 | 48.7917 | 48.7917 |  | 12594.5551 | 5098.6787
2016-03-01 | 41 | 48.7917 | 48.7917 |  | 12594.5551 | 5098.6787
2016-04-01 | 42 | 48.7917 | 48.7917 |  | 12594.5551 | 1242.096
2016-05-01 | 42 | 48.7917 | 48.7917 |  | 12594.5551 | 1242.096
2016-06-01 | 42 | 536.1728 | 536.1728 |  | 97088.1238 | 1242.096
2016-07-01 | 43 | 536.1728 | 536.1728 |  | 97088.1238 | 1242.096
2016-08-01 | 43 | 536.1728 | 536.1728 |  | 97088.1238 | 1242.096
2016-09-01 | 43 | 536.1728 | 536.1728 |  | 97088.1238 | 1242.096
2016-10-01 | 44 | 48.7917 | 48.7917 |  | 12594.5551 | 5098.6787
2016-11-01 | 44 | 48.7917 | 48.7917 |  | 12594.5551 | 5098.6787
2016-12-01 | 44 | 48.7917 | 48.7917 |  | 12594.5551 | 5098.6787

## Input
| SoCalGas Tool NTG 4f2 (800).xls |  |  |  | Program Budget ($) |  |  | NPV Factor for lump-sum admin costs: | 100%
a. Administrative Costs
| Proposer General Information |  |  |  | a.i. Overhead and G&A |  | d. Incentives and Rebates ($) | Nominal | NPV
| Proposer Name |  |  |  | a.ii. Other Admin costs |  | d.i. User Input Incentive |  | 0 | Note: User Input Incentives are treated like Admin costs and are NOT adjusted by the net to gross ratio in the TRC test.
| Program Name |  |  |  | b. Marketing/Outreach |  | d.ii. Rebate | 210950 | 183770.9352
| Service Territory |  | SoCal Gas |  | c. Direct Implementation (non incentive) |  | d.iii. Direct Install Labor | 0 | 0
| First Year of Program Implementation |  |  | 2006 | c.i. Activity |  | d.iv. Direct Install Materials | 0 | 0
| Contact Information |  |  |  | c.ii. Installation |  | d.v. Upstream payments | 0 | 0
| Name |  |  |  | c.iii. Hardware & Materials |  | Subtotal Direct Install | 210950 | 183770.9352
| Address |  |  |  | c.iv. Rebate Processing and Inspection
| ZIP code |  |  |  | d. Total Incentives and Rebates | 210950
| Telephone |  |  |  | e. EM&V |  | f. Costs recovered from other sources |  | 0
| Email |  |  |  | Total | 210950 | Program Budget w/ Other Costs (a to f) | 210950 | 183770.9352
Quarterly Installation Schedule
| Program Inputs | [10 empty] | Transfer | Admin | Admin | Admin | Participant | [8 empty] | Placeholders, not currently used | [10 empty] | Annual Installation Schedule | [10 empty] | 2006 |  |  |  | 2007 |  |  |  | 2008 |  |  |  | 2009 |  |  |  | 2010 |  |  |  | 2011 |  |  |  | 2012 |  |  |  | 2013 |  |  |  | 2014 |  |  |  | 2015 |  |  |  | 2016
| Measure Name | DEER RunID | Climate Zone | Target sector | Measure Electric End Use Shape | CZ, Sector, Measure combination found? | Measure Type (To Look up Measure Life) | Program Type (To look up Net-to-gross Ratio) | Unit Definition (e.g. homes) | Program Type (NEW/ROB or Early Repl(RET)) | Gross Measure Cost ($/unit) | Rebate to end use customer or its assignee ($/unit) | Incentives to entities other than the end use customer or its assignee($/unit) | Direct Install Labor ($/unit) | Direct Install Material ($/unit) | Participant Cost ($/unit) | Gross Unit Annual Electricity Savings (kwh/unit) | Electric Rate Schedule | Demand Scaler | User Entered kW Savings per unit (kW/unit) | Gross Unit Annual Gas Savings (therm/unit) | Gas Sector | Gas Rate Schedule | Gas Savings Profile | Avg remaining life on replaced units (yrs) | Early retrofit incremental kWh savings (kWh/unit) | Early retrofit incremental kW savings (kW/unit) | Early retrofit incremental Th savings (Th/unit) | Combustion Type | Effective Useful Life (years) | Net-to-Gross Ratio - kWh | Net-to-Gross Ratio - kW | Net-to-Gross Ratio - Therms | Net-to-Gross Ratio - Costs | % Eligible for TOU AC adjustment | 2006 | 2007 | 2008 | 2009 | 2010 | 2011 | 2012 | 2013 | 2014 | 2015 | 2016 | Qtr 1 | Qtr 2 | Qtr 3 | Qtr 4 | Qtr 1 | Qtr 2 | Qtr 3 | Qtr 4 | Qtr 1 | Qtr 2 | Qtr 3 | Qtr 4 | Qtr 1 | Qtr 2 | Qtr 3 | Qtr 4 | Qtr 1 | Qtr 2 | Qtr 3 | Qtr 4 | Qtr 1 | Qtr 2 | Qtr 3 | Qtr 4 | Qtr 1 | Qtr 2 | Qtr 3 | Qtr 4 | Qtr 1 | Qtr 2 | Qtr 3 | Qtr 4 | Qtr 1 | Qtr 2 | Qtr 3 | Qtr 4 | Qtr 1 | Qtr 2 | Qtr 3 | Qtr 4 | Qtr 1 | Qtr 2 | Qtr 3 | Qtr 4 | Total Number of Units | Comments
0 | 316030-Single Family, Quality Insulation Installation, CZ 13 |  | 13 | Residential | AC_Cooling | 0 |  |  |  |  | 300 | 175 | 0 | 0 | 0 | 125 | 547.37 |  | kW | 0.60004 | 52.16 | Residential |  | Winter Only | [5 empty] | 20 | 0.8 |  |  |  | 0 | 0 | 1 | 0 | 0 | 0 | 0 | 0 | 0 | 0 | 0 | 0 | 0 | 0 | 0 | 0 | 0 | 0 | 1 | 0 | 0 | 0 | 0 | 0 | 0 | 0 | 0 | 0 | 0 | 0 | 0 | 0 | 0 | 0 | 0 | 0 | 0 | 0 | 0 | 0 | [16 empty] | 1
0 | 316030-Single Family, Quality Insulation Installation, CZ 13 |  | 13 | Residential | AC_Cooling | 0 |  |  |  |  | 300 | 175 | 0 | 0 | 0 | 125 | 547.37 |  | kW | 0.60004 | 52.16 | Residential |  | Winter Only | [5 empty] | 20 | 0.8 |  |  |  | 0 | 0 | 1 | 0 | 0 | 0 | 0 | 0 | 0 | 0 | 0 | 0 | 0 | 0 | 0 | 0 | 0 | 0 | 1 | 0 | 0 | 0 | 0 | 0 | 0 | 0 | 0 | 0 | 0 | 0 | 0 | 0 | 0 | 0 | 0 | 0 | 0 | 0 | 0 | 0 | [16 empty] | 1
0 | 316030-Single Family, Quality Insulation Installation, CZ 13 |  | 13 | Residential | AC_Cooling | 0 |  |  |  |  | 300 | 175 | 0 | 0 | 0 | 125 | 547.37 |  | kW | 0.60004 | 52.16 | Residential |  | Winter Only | [5 empty] | 20 | 0.8 |  |  |  | 0 | 0 | 1 | 0 | 0 | 0 | 0 | 0 | 0 | 0 | 0 | 0 | 0 | 0 | 0 | 0 | 0 | 0 | 1 | 0 | 0 | 0 | 0 | 0 | 0 | 0 | 0 | 0 | 0 | 0 | 0 | 0 | 0 | 0 | 0 | 0 | 0 | 0 | 0 | 0 | [16 empty] | 1
0 | 316030-Single Family, Quality Insulation Installation, CZ 13 |  | 13 | Residential | AC_Cooling | 0 |  |  |  |  | 300 | 175 | 0 | 0 | 0 | 125 | 547.37 |  | kW | 0.60004 | 52.16 | Residential |  | Winter Only | [5 empty] | 20 | 0.8 |  |  |  | 0 | 0 | 1 | 0 | 0 | 0 | 0 | 0 | 0 | 0 | 0 | 0 | 0 | 0 | 0 | 0 | 0 | 0 | 1 | 0 | 0 | 0 | 0 | 0 | 0 | 0 | 0 | 0 | 0 | 0 | 0 | 0 | 0 | 0 | 0 | 0 | 0 | 0 | 0 | 0 | [16 empty] | 1
0 | 316030-Single Family, Quality Insulation Installation, CZ 13 |  | 13 | Residential | AC_Cooling | 0 |  |  |  |  | 300 | 175 | 0 | 0 | 0 | 125 | 547.37 |  | kW | 0.60004 | 52.16 | Residential |  | Winter Only | [5 empty] | 20 | 0.8 |  |  |  | 0 | 0 | 1 | 0 | 0 | 0 | 0 | 0 | 0 | 0 | 0 | 0 | 0 | 0 | 0 | 0 | 0 | 0 | 1 | 0 | 0 | 0 | 0 | 0 | 0 | 0 | 0 | 0 | 0 | 0 | 0 | 0 | 0 | 0 | 0 | 0 | 0 | 0 | 0 | 0 | [16 empty] | 1
0 | 316030-Single Family, Quality Insulation Installation, CZ 13 |  | 13 | Residential | AC_Cooling | 0 |  |  |  |  | 300 | 175 | 0 | 0 | 0 | 125 | 547.37 |  | kW | 0.60004 | 52.16 | Residential |  | Winter Only | [5 empty] | 20 | 0.8 |  |  |  | 0 | 0 | 1 | 0 | 0 | 0 | 0 | 0 | 0 | 0 | 0 | 0 | 0 | 0 | 0 | 0 | 0 | 0 | 1 | 0 | 0 | 0 | 0 | 0 | 0 | 0 | 0 | 0 | 0 | 0 | 0 | 0 | 0 | 0 | 0 | 0 | 0 | 0 | 0 | 0 | [16 empty] | 1
0 | 316030-Single Family, Quality Insulation Installation, CZ 13 |  | 13 | Residential | AC_Cooling | 0 |  |  |  |  | 300 | 175 | 0 | 0 | 0 | 125 | 547.37 |  | kW | 0.60004 | 52.16 | Residential |  | Winter Only | [5 empty] | 20 | 0.8 |  |  |  | 0 | 0 | 1 | 0 | 0 | 0 | 0 | 0 | 0 | 0 | 0 | 0 | 0 | 0 | 0 | 0 | 0 | 0 | 1 | 0 | 0 | 0 | 0 | 0 | 0 | 0 | 0 | 0 | 0 | 0 | 0 | 0 | 0 | 0 | 0 | 0 | 0 | 0 | 0 | 0 | [16 empty] | 1
0 | 316030-Single Family, Quality Insulation Installation, CZ 13 |  | 13 | Residential | AC_Cooling | 0 |  |  |  |  | 300 | 175 | 0 | 0 | 0 | 125 | 547.37 |  | kW | 0.60004 | 52.16 | Residential |  | Winter Only | [5 empty] | 20 | 0.8 |  |  |  | 0 | 0 | 1 | 0 | 0 | 0 | 0 | 0 | 0 | 0 | 0 | 0 | 0 | 0 | 0 | 0 | 0 | 0 | 1 | 0 | 0 | 0 | 0 | 0 | 0 | 0 | 0 | 0 | 0 | 0 | 0 | 0 | 0 | 0 | 0 | 0 | 0 | 0 | 0 | 0 | [16 empty] | 1
0 | 316030-Single Family, Quality Insulation Installation, CZ 13 |  | 13 | Residential | AC_Cooling | 0 |  |  |  |  | 300 | 175 | 0 | 0 | 0 | 125 | 547.37 |  | kW | 0.60004 | 52.16 | Residential |  | Winter Only | [5 empty] | 20 | 0.8 |  |  |  | 0 | 0 | 1 | 0 | 0 | 0 | 0 | 0 | 0 | 0 | 0 | 0 | 0 | 0 | 0 | 0 | 0 | 0 | 1 | 0 | 0 | 0 | 0 | 0 | 0 | 0 | 0 | 0 | 0 | 0 | 0 | 0 | 0 | 0 | 0 | 0 | 0 | 0 | 0 | 0 | [16 empty] | 1
0 | 316030-Single Family, Quality Insulation Installation, CZ 13 |  | 13 | Residential | AC_Cooling | 0 |  |  |  |  | 300 | 175 | 0 | 0 | 0 | 125 | 547.37 |  | kW | 0.60004 | 52.16 | Residential |  | Winter Only | [5 empty] | 20 | 0.8 |  |  |  | 0 | 0 | 1 | 0 | 0 | 0 | 0 | 0 | 0 | 0 | 0 | 0 | 0 | 0 | 0 | 0 | 0 | 0 | 1 | 0 | 0 | 0 | 0 | 0 | 0 | 0 | 0 | 0 | 0 | 0 | 0 | 0 | 0 | 0 | 0 | 0 | 0 | 0 | 0 | 0 | [16 empty] | 1
0 | 316030-Single Family, Quality Insulation Installation, CZ 13 |  | 13 | Residential | AC_Cooling | 0 |  |  |  |  | 300 | 175 | 0 | 0 | 0 | 125 | 547.37 |  | kW | 0.60004 | 52.16 | Residential |  | Winter Only | [5 empty] | 20 | 0.8 |  |  |  | 0 | 0 | 1 | 0 | 0 | 0 | 0 | 0 | 0 | 0 | 0 | 0 | 0 | 0 | 0 | 0 | 0 | 0 | 1 | 0 | 0 | 0 | 0 | 0 | 0 | 0 | 0 | 0 | 0 | 0 | 0 | 0 | 0 | 0 | 0 | 0 | 0 | 0 | 0 | 0 | [16 empty] | 1
0 | 316030-Single Family, Quality Insulation Installation, CZ 13 |  | 13 | Residential | AC_Cooling | 0 |  |  |  |  | 300 | 175 | 0 | 0 | 0 | 125 | 547.37 |  | kW | 0.60004 | 52.16 | Residential |  | Winter Only | [5 empty] | 20 | 0.8 |  |  |  | 0 | 0 | 1 | 0 | 0 | 0 | 0 | 0 | 0 | 0 | 0 | 0 | 0 | 0 | 0 | 0 | 0 | 0 | 1 | 0 | 0 | 0 | 0 | 0 | 0 | 0 | 0 | 0 | 0 | 0 | 0 | 0 | 0 | 0 | 0 | 0 | 0 | 0 | 0 | 0 | [16 empty] | 1
0 | 316030-Single Family, Quality Insulation Installation, CZ 13 |  | 13 | Residential | AC_Cooling | 0 |  |  |  |  | 300 | 175 | 0 | 0 | 0 | 125 | 547.37 |  | kW | 0.60004 | 52.16 | Residential |  | Winter Only | [5 empty] | 20 | 0.8 |  |  |  | 0 | 0 | 1 | 0 | 0 | 0 | 0 | 0 | 0 | 0 | 0 | 0 | 0 | 0 | 0 | 0 | 0 | 0 | 1 | 0 | 0 | 0 | 0 | 0 | 0 | 0 | 0 | 0 | 0 | 0 | 0 | 0 | 0 | 0 | 0 | 0 | 0 | 0 | 0 | 0 | [16 empty] | 1
0 | 316030-Single Family, Quality Insulation Installation, CZ 13 |  | 13 | Residential | AC_Cooling | 0 |  |  |  |  | 300 | 175 | 0 | 0 | 0 | 125 | 547.37 |  | kW | 0.60004 | 52.16 | Residential |  | Winter Only | [5 empty] | 20 | 0.8 |  |  |  | 0 | 0 | 1 | 0 | 0 | 0 | 0 | 0 | 0 | 0 | 0 | 0 | 0 | 0 | 0 | 0 | 0 | 0 | 1 | 0 | 0 | 0 | 0 | 0 | 0 | 0 | 0 | 0 | 0 | 0 | 0 | 0 | 0 | 0 | 0 | 0 | 0 | 0 | 0 | 0 | [16 empty] | 1
0 | 316030-Single Family, Quality Insulation Installation, CZ 13 |  | 13 | Residential | AC_Cooling | 0 |  |  |  |  | 300 | 175 | 0 | 0 | 0 | 125 | 547.37 |  | kW | 0.60004 | 52.16 | Residential |  | Winter Only | [5 empty] | 20 | 0.8 |  |  |  | 0 | 0 | 1 | 0 | 0 | 0 | 0 | 0 | 0 | 0 | 0 | 0 | 0 | 0 | 0 | 0 | 0 | 0 | 1 | 0 | 0 | 0 | 0 | 0 | 0 | 0 | 0 | 0 | 0 | 0 | 0 | 0 | 0 | 0 | 0 | 0 | 0 | 0 | 0 | 0 | [16 empty] | 1
0 | 316030-Single Family, Quality Insulation Installation, CZ 13 |  | 13 | Residential | AC_Cooling | 0 |  |  |  |  | 300 | 175 | 0 | 0 | 0 | 125 | 547.37 |  | kW | 0.60004 | 52.16 | Residential |  | Winter Only | [5 empty] | 20 | 0.8 |  |  |  | 0 | 0 | 1 | 0 | 0 | 0 | 0 | 0 | 0 | 0 | 0 | 0 | 0 | 0 | 0 | 0 | 0 | 0 | 1 | 0 | 0 | 0 | 0 | 0 | 0 | 0 | 0 | 0 | 0 | 0 | 0 | 0 | 0 | 0 | 0 | 0 | 0 | 0 | 0 | 0 | [16 empty] | 1
0 | 316030-Single Family, Quality Insulation Installation, CZ 13 |  | 13 | Residential | AC_Cooling | 0 |  |  |  |  | 300 | 175 | 0 | 0 | 0 | 125 | 547.37 |  | kW | 0.60004 | 52.16 | Residential |  | Winter Only | [5 empty] | 20 | 0.8 |  |  |  | 0 | 0 | 1 | 0 | 0 | 0 | 0 | 0 | 0 | 0 | 0 | 0 | 0 | 0 | 0 | 0 | 0 | 0 | 1 | 0 | 0 | 0 | 0 | 0 | 0 | 0 | 0 | 0 | 0 | 0 | 0 | 0 | 0 | 0 | 0 | 0 | 0 | 0 | 0 | 0 | [16 empty] | 1
0 | 316030-Single Family, Quality Insulation Installation, CZ 13 |  | 13 | Residential | AC_Cooling | 0 |  |  |  |  | 300 | 175 | 0 | 0 | 0 | 125 | 547.37 |  | kW | 0.60004 | 52.16 | Residential |  | Winter Only | [5 empty] | 20 | 0.8 |  |  |  | 0 | 0 | 1 | 0 | 0 | 0 | 0 | 0 | 0 | 0 | 0 | 0 | 0 | 0 | 0 | 0 | 0 | 0 | 1 | 0 | 0 | 0 | 0 | 0 | 0 | 0 | 0 | 0 | 0 | 0 | 0 | 0 | 0 | 0 | 0 | 0 | 0 | 0 | 0 | 0 | [16 empty] | 1
0 | 316030-Single Family, Quality Insulation Installation, CZ 13 |  | 13 | Residential | AC_Cooling | 0 |  |  |  |  | 300 | 175 | 0 | 0 | 0 | 125 | 547.37 |  | kW | 0.60004 | 52.16 | Residential |  | Winter Only | [5 empty] | 20 | 0.8 |  |  |  | 0 | 0 | 1 | 0 | 0 | 0 | 0 | 0 | 0 | 0 | 0 | 0 | 0 | 0 | 0 | 0 | 0 | 0 | 1 | 0 | 0 | 0 | 0 | 0 | 0 | 0 | 0 | 0 | 0 | 0 | 0 | 0 | 0 | 0 | 0 | 0 | 0 | 0 | 0 | 0 | [16 empty] | 1
0 | 316030-Single Family, Quality Insulation Installation, CZ 13 |  | 13 | Residential | AC_Cooling | 0 |  |  |  |  | 300 | 175 | 0 | 0 | 0 | 125 | 547.37 |  | kW | 0.60004 | 52.16 | Residential |  | Winter Only | [5 empty] | 20 | 0.8 |  |  |  | 0 | 0 | 1 | 0 | 0 | 0 | 0 | 0 | 0 | 0 | 0 | 0 | 0 | 0 | 0 | 0 | 0 | 0 | 1 | 0 | 0 | 0 | 0 | 0 | 0 | 0 | 0 | 0 | 0 | 0 | 0 | 0 | 0 | 0 | 0 | 0 | 0 | 0 | 0 | 0 | [16 empty] | 1
0 | 316030-Single Family, Quality Insulation Installation, CZ 13 |  | 13 | Residential | AC_Cooling | 0 |  |  |  |  | 300 | 175 | 0 | 0 | 0 | 125 | 547.37 |  | kW | 0.60004 | 52.16 | Residential |  | Winter Only | [5 empty] | 20 | 0.8 |  |  |  | 0 | 0 | 1 | 0 | 0 | 0 | 0 | 0 | 0 | 0 | 0 | 0 | 0 | 0 | 0 | 0 | 0 | 0 | 1 | 0 | 0 | 0 | 0 | 0 | 0 | 0 | 0 | 0 | 0 | 0 | 0 | 0 | 0 | 0 | 0 | 0 | 0 | 0 | 0 | 0 | [16 empty] | 1
0 | 316030-Single Family, Quality Insulation Installation, CZ 13 |  | 13 | Residential | AC_Cooling | 0 |  |  |  |  | 300 | 175 | 0 | 0 | 0 | 125 | 547.37 |  | kW | 0.60004 | 52.16 | Residential |  | Winter Only | [5 empty] | 20 | 0.8 |  |  |  | 0 | 0 | 1 | 0 | 0 | 0 | 0 | 0 | 0 | 0 | 0 | 0 | 0 | 0 | 0 | 0 | 0 | 0 | 1 | 0 | 0 | 0 | 0 | 0 | 0 | 0 | 0 | 0 | 0 | 0 | 0 | 0 | 0 | 0 | 0 | 0 | 0 | 0 | 0 | 0 | [16 empty] | 1
0 | 316030-Single Family, Quality Insulation Installation, CZ 13 |  | 13 | Residential | AC_Cooling | 0 |  |  |  |  | 300 | 175 | 0 | 0 | 0 | 125 | 547.37 |  | kW | 0.60004 | 52.16 | Residential |  | Winter Only | [5 empty] | 20 | 0.8 |  |  |  | 0 | 0 | 1 | 0 | 0 | 0 | 0 | 0 | 0 | 0 | 0 | 0 | 0 | 0 | 0 | 0 | 0 | 0 | 1 | 0 | 0 | 0 | 0 | 0 | 0 | 0 | 0 | 0 | 0 | 0 | 0 | 0 | 0 | 0 | 0 | 0 | 0 | 0 | 0 | 0 | [16 empty] | 1
0 | 316030-Single Family, Quality Insulation Installation, CZ 13 |  | 13 | Residential | AC_Cooling | 0 |  |  |  |  | 300 | 175 | 0 | 0 | 0 | 125 | 547.37 |  | kW | 0.60004 | 52.16 | Residential |  | Winter Only | [5 empty] | 20 | 0.8 |  |  |  | 0 | 0 | 1 | 0 | 0 | 0 | 0 | 0 | 0 | 0 | 0 | 0 | 0 | 0 | 0 | 0 | 0 | 0 | 1 | 0 | 0 | 0 | 0 | 0 | 0 | 0 | 0 | 0 | 0 | 0 | 0 | 0 | 0 | 0 | 0 | 0 | 0 | 0 | 0 | 0 | [16 empty] | 1
0 | 316030-Single Family, Quality Insulation Installation, CZ 13 |  | 13 | Residential | AC_Cooling | 0 |  |  |  |  | 300 | 175 | 0 | 0 | 0 | 125 | 547.37 |  | kW | 0.60004 | 52.16 | Residential |  | Winter Only | [5 empty] | 20 | 0.8 |  |  |  | 0 | 0 | 1 | 0 | 0 | 0 | 0 | 0 | 0 | 0 | 0 | 0 | 0 | 0 | 0 | 0 | 0 | 0 | 1 | 0 | 0 | 0 | 0 | 0 | 0 | 0 | 0 | 0 | 0 | 0 | 0 | 0 | 0 | 0 | 0 | 0 | 0 | 0 | 0 | 0 | [16 empty] | 1
0 | 316030-Single Family, Quality Insulation Installation, CZ 13 |  | 13 | Residential | AC_Cooling | 0 |  |  |  |  | 300 | 175 | 0 | 0 | 0 | 125 | 547.37 |  | kW | 0.60004 | 52.16 | Residential |  | Winter Only | [5 empty] | 20 | 0.8 |  |  |  | 0 | 0 | 1 | 0 | 0 | 0 | 0 | 0 | 0 | 0 | 0 | 0 | 0 | 0 | 0 | 0 | 0 | 0 | 1 | 0 | 0 | 0 | 0 | 0 | 0 | 0 | 0 | 0 | 0 | 0 | 0 | 0 | 0 | 0 | 0 | 0 | 0 | 0 | 0 | 0 | [16 empty] | 1
0 | 316030-Single Family, Quality Insulation Installation, CZ 13 |  | 13 | Residential | AC_Cooling | 0 |  |  |  |  | 300 | 175 | 0 | 0 | 0 | 125 | 547.37 |  | kW | 0.60004 | 52.16 | Residential |  | Winter Only | [5 empty] | 20 | 0.8 |  |  |  | 0 | 0 | 1 | 0 | 0 | 0 | 0 | 0 | 0 | 0 | 0 | 0 | 0 | 0 | 0 | 0 | 0 | 0 | 1 | 0 | 0 | 0 | 0 | 0 | 0 | 0 | 0 | 0 | 0 | 0 | 0 | 0 | 0 | 0 | 0 | 0 | 0 | 0 | 0 | 0 | [16 empty] | 1
0 | 316030-Single Family, Quality Insulation Installation, CZ 13 |  | 13 | Residential | AC_Cooling | 0 |  |  |  |  | 300 | 175 | 0 | 0 | 0 | 125 | 547.37 |  | kW | 0.60004 | 52.16 | Residential |  | Winter Only | [5 empty] | 20 | 0.8 |  |  |  | 0 | 0 | 1 | 0 | 0 | 0 | 0 | 0 | 0 | 0 | 0 | 0 | 0 | 0 | 0 | 0 | 0 | 0 | 1 | 0 | 0 | 0 | 0 | 0 | 0 | 0 | 0 | 0 | 0 | 0 | 0 | 0 | 0 | 0 | 0 | 0 | 0 | 0 | 0 | 0 | [16 empty] | 1
0 | 316030-Single Family, Quality Insulation Installation, CZ 13 |  | 13 | Residential | AC_Cooling | 0 |  |  |  |  | 300 | 175 | 0 | 0 | 0 | 125 | 547.37 |  | kW | 0.60004 | 52.16 | Residential |  | Winter Only | [5 empty] | 20 | 0.8 |  |  |  | 0 | 0 | 1 | 0 | 0 | 0 | 0 | 0 | 0 | 0 | 0 | 0 | 0 | 0 | 0 | 0 | 0 | 0 | 1 | 0 | 0 | 0 | 0 | 0 | 0 | 0 | 0 | 0 | 0 | 0 | 0 | 0 | 0 | 0 | 0 | 0 | 0 | 0 | 0 | 0 | [16 empty] | 1
0 | 316030-Single Family, Quality Insulation Installation, CZ 13 |  | 13 | Residential | AC_Cooling | 0 |  |  |  |  | 300 | 175 | 0 | 0 | 0 | 125 | 547.37 |  | kW | 0.60004 | 52.16 | Residential |  | Winter Only | [5 empty] | 20 | 0.8 |  |  |  | 0 | 0 | 1 | 0 | 0 | 0 | 0 | 0 | 0 | 0 | 0 | 0 | 0 | 0 | 0 | 0 | 0 | 0 | 1 | 0 | 0 | 0 | 0 | 0 | 0 | 0 | 0 | 0 | 0 | 0 | 0 | 0 | 0 | 0 | 0 | 0 | 0 | 0 | 0 | 0 | [16 empty] | 1
0 | 316030-Single Family, Quality Insulation Installation, CZ 13 |  | 13 | Residential | AC_Cooling | 0 |  |  |  |  | 300 | 175 | 0 | 0 | 0 | 125 | 547.37 |  | kW | 0.60004 | 52.16 | Residential |  | Winter Only | [5 empty] | 20 | 0.8 |  |  |  | 0 | 0 | 1 | 0 | 0 | 0 | 0 | 0 | 0 | 0 | 0 | 0 | 0 | 0 | 0 | 0 | 0 | 0 | 1 | 0 | 0 | 0 | 0 | 0 | 0 | 0 | 0 | 0 | 0 | 0 | 0 | 0 | 0 | 0 | 0 | 0 | 0 | 0 | 0 | 0 | [16 empty] | 1
0 | 316030-Single Family, Quality Insulation Installation, CZ 13 |  | 13 | Residential | AC_Cooling | 0 |  |  |  |  | 300 | 175 | 0 | 0 | 0 | 125 | 547.37 |  | kW | 0.60004 | 52.16 | Residential |  | Winter Only | [5 empty] | 20 | 0.8 |  |  |  | 0 | 0 | 1 | 0 | 0 | 0 | 0 | 0 | 0 | 0 | 0 | 0 | 0 | 0 | 0 | 0 | 0 | 0 | 1 | 0 | 0 | 0 | 0 | 0 | 0 | 0 | 0 | 0 | 0 | 0 | 0 | 0 | 0 | 0 | 0 | 0 | 0 | 0 | 0 | 0 | [16 empty] | 1
0 | 316018-Single Family, Verified Ducting System, CZ 9 |  | 9 | Residential | AC_Cooling | 0 |  |  |  |  | 125 | 200 | 0 | 0 | 0 | -75 | 271.97 |  | kW | 0.29813 | 14.98 | Residential |  | Winter Only | [5 empty] | 18 | 0.8 |  |  |  | 0 | 0 | 1 | 0 | 0 | 0 | 0 | 0 | 0 | 0 | 0 | 0 | 0 | 0 | 0 | 0 | 0 | 0 | 1 | 0 | 0 | 0 | 0 | 0 | 0 | 0 | 0 | 0 | 0 | 0 | 0 | 0 | 0 | 0 | 0 | 0 | 0 | 0 | 0 | 0 | [16 empty] | 1
0 | 316028-Single Family, Quality Insulation Installation, CZ 9 |  | 9 | Residential | AC_Cooling | 0 |  |  |  |  | 300 | 175 | 0 | 0 | 0 | 125 | 254.75 |  | kW | 0.27926 | 14.45 | Residential |  | Winter Only | [5 empty] | 20 | 0.8 |  |  |  | 0 | 0 | 1 | 0 | 0 | 0 | 0 | 0 | 0 | 0 | 0 | 0 | 0 | 0 | 0 | 0 | 0 | 0 | 1 | 0 | 0 | 0 | 0 | 0 | 0 | 0 | 0 | 0 | 0 | 0 | 0 | 0 | 0 | 0 | 0 | 0 | 0 | 0 | 0 | 0 | [16 empty] | 1
0 | 316027-Single Family, Quality Insulation Installation, CZ 8 |  | 8 | Residential | AC_Cooling | 0 |  |  |  |  | 300 | 50 | 0 | 0 | 0 | 250 | 182.46 |  | kW | 0.20002 | 27.84 | Residential |  | Winter Only | [5 empty] | 20 | 0.8 |  |  |  | 0 | 0 | 15 | 0 | 0 | 0 | 0 | 0 | 0 | 0 | 0 | 0 | 0 | 0 | 0 | 0 | 0 | 0 | 15 | 0 | 0 | 0 | 0 | 0 | 0 | 0 | 0 | 0 | 0 | 0 | 0 | 0 | 0 | 0 | 0 | 0 | 0 | 0 | 0 | 0 | [16 empty] | 15
0 | 316027-Single Family, Quality Insulation Installation, CZ 8 |  | 8 | Residential | AC_Cooling | 0 |  |  |  |  | 300 | 50 | 0 | 0 | 0 | 250 | 182.46 |  | kW | 0.20002 | 27.84 | Residential |  | Winter Only | [5 empty] | 20 | 0.8 |  |  |  | 0 | 0 | 15 | 0 | 0 | 0 | 0 | 0 | 0 | 0 | 0 | 0 | 0 | 0 | 0 | 0 | 0 | 0 | 15 | 0 | 0 | 0 | 0 | 0 | 0 | 0 | 0 | 0 | 0 | 0 | 0 | 0 | 0 | 0 | 0 | 0 | 0 | 0 | 0 | 0 | [16 empty] | 15
0 | 316027-Single Family, Quality Insulation Installation, CZ 8 |  | 8 | Residential | AC_Cooling | 0 |  |  |  |  | 300 | 50 | 0 | 0 | 0 | 250 | 182.46 |  | kW | 0.20002 | 27.84 | Residential |  | Winter Only | [5 empty] | 20 | 0.8 |  |  |  | 0 | 0 | 15 | 0 | 0 | 0 | 0 | 0 | 0 | 0 | 0 | 0 | 0 | 0 | 0 | 0 | 0 | 0 | 15 | 0 | 0 | 0 | 0 | 0 | 0 | 0 | 0 | 0 | 0 | 0 | 0 | 0 | 0 | 0 | 0 | 0 | 0 | 0 | 0 | 0 | [16 empty] | 15
0 | 316017-Single Family, Verified Ducting System, CZ 8 |  | 8 | Residential | AC_Cooling | 0 |  |  |  |  | 125 | 100 | 0 | 0 | 0 | 25 | 111.89 |  | kW | 0.12265 | 13.39 | Residential |  | Winter Only | [5 empty] | 18 | 0.8 |  |  |  | 0 | 0 | 1 | 0 | 0 | 0 | 0 | 0 | 0 | 0 | 0 | 0 | 0 | 0 | 0 | 0 | 0 | 0 | 1 | 0 | 0 | 0 | 0 | 0 | 0 | 0 | 0 | 0 | 0 | 0 | 0 | 0 | 0 | 0 | 0 | 0 | 0 | 0 | 0 | 0 | [16 empty] | 1
0 | 316027-Single Family, Quality Insulation Installation, CZ 8 |  | 8 | Residential | AC_Cooling | 0 |  |  |  |  | 300 | 175 | 0 | 0 | 0 | 125 | 182.46 |  | kW | 0.20002 | 27.84 | Residential |  | Winter Only | [5 empty] | 20 | 0.8 |  |  |  | 0 | 0 | 1 | 0 | 0 | 0 | 0 | 0 | 0 | 0 | 0 | 0 | 0 | 0 | 0 | 0 | 0 | 0 | 1 | 0 | 0 | 0 | 0 | 0 | 0 | 0 | 0 | 0 | 0 | 0 | 0 | 0 | 0 | 0 | 0 | 0 | 0 | 0 | 0 | 0 | [16 empty] | 1
0 | 316017-Single Family, Verified Ducting System, CZ 8 |  | 8 | Residential | AC_Cooling | 0 |  |  |  |  | 125 | 100 | 0 | 0 | 0 | 25 | 111.89 |  | kW | 0.12265 | 13.39 | Residential |  | Winter Only | [5 empty] | 18 | 0.8 |  |  |  | 0 | 0 | 1 | 0 | 0 | 0 | 0 | 0 | 0 | 0 | 0 | 0 | 0 | 0 | 0 | 0 | 0 | 0 | 1 | 0 | 0 | 0 | 0 | 0 | 0 | 0 | 0 | 0 | 0 | 0 | 0 | 0 | 0 | 0 | 0 | 0 | 0 | 0 | 0 | 0 | [16 empty] | 1
0 | 316027-Single Family, Quality Insulation Installation, CZ 8 |  | 8 | Residential | AC_Cooling | 0 |  |  |  |  | 300 | 175 | 0 | 0 | 0 | 125 | 182.46 |  | kW | 0.20002 | 27.84 | Residential |  | Winter Only | [5 empty] | 20 | 0.8 |  |  |  | 0 | 0 | 1 | 0 | 0 | 0 | 0 | 0 | 0 | 0 | 0 | 0 | 0 | 0 | 0 | 0 | 0 | 0 | 1 | 0 | 0 | 0 | 0 | 0 | 0 | 0 | 0 | 0 | 0 | 0 | 0 | 0 | 0 | 0 | 0 | 0 | 0 | 0 | 0 | 0 | [16 empty] | 1
0 | 316017-Single Family, Verified Ducting System, CZ 8 |  | 8 | Residential | AC_Cooling | 0 |  |  |  |  | 125 | 100 | 0 | 0 | 0 | 25 | 111.89 |  | kW | 0.12265 | 13.39 | Residential |  | Winter Only | [5 empty] | 18 | 0.8 |  |  |  | 0 | 0 | 1 | 0 | 0 | 0 | 0 | 0 | 0 | 0 | 0 | 0 | 0 | 0 | 0 | 0 | 0 | 0 | 1 | 0 | 0 | 0 | 0 | 0 | 0 | 0 | 0 | 0 | 0 | 0 | 0 | 0 | 0 | 0 | 0 | 0 | 0 | 0 | 0 | 0 | [16 empty] | 1
0 | 316027-Single Family, Quality Insulation Installation, CZ 8 |  | 8 | Residential | AC_Cooling | 0 |  |  |  |  | 300 | 175 | 0 | 0 | 0 | 125 | 182.46 |  | kW | 0.20002 | 27.84 | Residential |  | Winter Only | [5 empty] | 20 | 0.8 |  |  |  | 0 | 0 | 1 | 0 | 0 | 0 | 0 | 0 | 0 | 0 | 0 | 0 | 0 | 0 | 0 | 0 | 0 | 0 | 1 | 0 | 0 | 0 | 0 | 0 | 0 | 0 | 0 | 0 | 0 | 0 | 0 | 0 | 0 | 0 | 0 | 0 | 0 | 0 | 0 | 0 | [16 empty] | 1
0 | 316017-Single Family, Verified Ducting System, CZ 8 |  | 8 | Residential | AC_Cooling | 0 |  |  |  |  | 125 | 100 | 0 | 0 | 0 | 25 | 111.89 |  | kW | 0.12265 | 13.39 | Residential |  | Winter Only | [5 empty] | 18 | 0.8 |  |  |  | 0 | 0 | 1 | 0 | 0 | 0 | 0 | 0 | 0 | 0 | 0 | 0 | 0 | 0 | 0 | 0 | 0 | 0 | 1 | 0 | 0 | 0 | 0 | 0 | 0 | 0 | 0 | 0 | 0 | 0 | 0 | 0 | 0 | 0 | 0 | 0 | 0 | 0 | 0 | 0 | [16 empty] | 1
0 | 316027-Single Family, Quality Insulation Installation, CZ 8 |  | 8 | Residential | AC_Cooling | 0 |  |  |  |  | 300 | 175 | 0 | 0 | 0 | 125 | 182.46 |  | kW | 0.20002 | 27.84 | Residential |  | Winter Only | [5 empty] | 20 | 0.8 |  |  |  | 0 | 0 | 1 | 0 | 0 | 0 | 0 | 0 | 0 | 0 | 0 | 0 | 0 | 0 | 0 | 0 | 0 | 0 | 1 | 0 | 0 | 0 | 0 | 0 | 0 | 0 | 0 | 0 | 0 | 0 | 0 | 0 | 0 | 0 | 0 | 0 | 0 | 0 | 0 | 0 | [16 empty] | 1
0 | 316017-Single Family, Verified Ducting System, CZ 8 |  | 8 | Residential | AC_Cooling | 0 |  |  |  |  | 125 | 100 | 0 | 0 | 0 | 25 | 111.89 |  | kW | 0.12265 | 13.39 | Residential |  | Winter Only | [5 empty] | 18 | 0.8 |  |  |  | 0 | 0 | 1 | 0 | 0 | 0 | 0 | 0 | 0 | 0 | 0 | 0 | 0 | 0 | 0 | 0 | 0 | 0 | 1 | 0 | 0 | 0 | 0 | 0 | 0 | 0 | 0 | 0 | 0 | 0 | 0 | 0 | 0 | 0 | 0 | 0 | 0 | 0 | 0 | 0 | [16 empty] | 1
0 | 316027-Single Family, Quality Insulation Installation, CZ 8 |  | 8 | Residential | AC_Cooling | 0 |  |  |  |  | 300 | 175 | 0 | 0 | 0 | 125 | 182.46 |  | kW | 0.20002 | 27.84 | Residential |  | Winter Only | [5 empty] | 20 | 0.8 |  |  |  | 0 | 0 | 1 | 0 | 0 | 0 | 0 | 0 | 0 | 0 | 0 | 0 | 0 | 0 | 0 | 0 | 0 | 0 | 1 | 0 | 0 | 0 | 0 | 0 | 0 | 0 | 0 | 0 | 0 | 0 | 0 | 0 | 0 | 0 | 0 | 0 | 0 | 0 | 0 | 0 | [16 empty] | 1
0 | 316017-Single Family, Verified Ducting System, CZ 8 |  | 8 | Residential | AC_Cooling | 0 |  |  |  |  | 125 | 100 | 0 | 0 | 0 | 25 | 111.89 |  | kW | 0.12265 | 13.39 | Residential |  | Winter Only | [5 empty] | 18 | 0.8 |  |  |  | 0 | 0 | 1 | 0 | 0 | 0 | 0 | 0 | 0 | 0 | 0 | 0 | 0 | 0 | 0 | 0 | 0 | 0 | 1 | 0 | 0 | 0 | 0 | 0 | 0 | 0 | 0 | 0 | 0 | 0 | 0 | 0 | 0 | 0 | 0 | 0 | 0 | 0 | 0 | 0 | [16 empty] | 1
0 | 316027-Single Family, Quality Insulation Installation, CZ 8 |  | 8 | Residential | AC_Cooling | 0 |  |  |  |  | 300 | 175 | 0 | 0 | 0 | 125 | 182.46 |  | kW | 0.20002 | 27.84 | Residential |  | Winter Only | [5 empty] | 20 | 0.8 |  |  |  | 0 | 0 | 1 | 0 | 0 | 0 | 0 | 0 | 0 | 0 | 0 | 0 | 0 | 0 | 0 | 0 | 0 | 0 | 1 | 0 | 0 | 0 | 0 | 0 | 0 | 0 | 0 | 0 | 0 | 0 | 0 | 0 | 0 | 0 | 0 | 0 | 0 | 0 | 0 | 0 | [16 empty] | 1
0 | 316017-Single Family, Verified Ducting System, CZ 8 |  | 8 | Residential | AC_Cooling | 0 |  |  |  |  | 125 | 100 | 0 | 0 | 0 | 25 | 111.89 |  | kW | 0.12265 | 13.39 | Residential |  | Winter Only | [5 empty] | 18 | 0.8 |  |  |  | 0 | 0 | 1 | 0 | 0 | 0 | 0 | 0 | 0 | 0 | 0 | 0 | 0 | 0 | 0 | 0 | 0 | 0 | 1 | 0 | 0 | 0 | 0 | 0 | 0 | 0 | 0 | 0 | 0 | 0 | 0 | 0 | 0 | 0 | 0 | 0 | 0 | 0 | 0 | 0 | [16 empty] | 1
0 | 316027-Single Family, Quality Insulation Installation, CZ 8 |  | 8 | Residential | AC_Cooling | 0 |  |  |  |  | 300 | 175 | 0 | 0 | 0 | 125 | 182.46 |  | kW | 0.20002 | 27.84 | Residential |  | Winter Only | [5 empty] | 20 | 0.8 |  |  |  | 0 | 0 | 1 | 0 | 0 | 0 | 0 | 0 | 0 | 0 | 0 | 0 | 0 | 0 | 0 | 0 | 0 | 0 | 1 | 0 | 0 | 0 | 0 | 0 | 0 | 0 | 0 | 0 | 0 | 0 | 0 | 0 | 0 | 0 | 0 | 0 | 0 | 0 | 0 | 0 | [16 empty] | 1
0 | 316017-Single Family, Verified Ducting System, CZ 8 |  | 8 | Residential | AC_Cooling | 0 |  |  |  |  | 125 | 100 | 0 | 0 | 0 | 25 | 111.89 |  | kW | 0.12265 | 13.39 | Residential |  | Winter Only | [5 empty] | 18 | 0.8 |  |  |  | 0 | 0 | 1 | 0 | 0 | 0 | 0 | 0 | 0 | 0 | 0 | 0 | 0 | 0 | 0 | 0 | 0 | 0 | 1 | 0 | 0 | 0 | 0 | 0 | 0 | 0 | 0 | 0 | 0 | 0 | 0 | 0 | 0 | 0 | 0 | 0 | 0 | 0 | 0 | 0 | [16 empty] | 1
0 | 316027-Single Family, Quality Insulation Installation, CZ 8 |  | 8 | Residential | AC_Cooling | 0 |  |  |  |  | 300 | 175 | 0 | 0 | 0 | 125 | 182.46 |  | kW | 0.20002 | 27.84 | Residential |  | Winter Only | [5 empty] | 20 | 0.8 |  |  |  | 0 | 0 | 1 | 0 | 0 | 0 | 0 | 0 | 0 | 0 | 0 | 0 | 0 | 0 | 0 | 0 | 0 | 0 | 1 | 0 | 0 | 0 | 0 | 0 | 0 | 0 | 0 | 0 | 0 | 0 | 0 | 0 | 0 | 0 | 0 | 0 | 0 | 0 | 0 | 0 | [16 empty] | 1
0 | 316017-Single Family, Verified Ducting System, CZ 8 |  | 8 | Residential | AC_Cooling | 0 |  |  |  |  | 125 | 100 | 0 | 0 | 0 | 25 | 111.89 |  | kW | 0.12265 | 13.39 | Residential |  | Winter Only | [5 empty] | 18 | 0.8 |  |  |  | 0 | 0 | 1 | 0 | 0 | 0 | 0 | 0 | 0 | 0 | 0 | 0 | 0 | 0 | 0 | 0 | 0 | 0 | 1 | 0 | 0 | 0 | 0 | 0 | 0 | 0 | 0 | 0 | 0 | 0 | 0 | 0 | 0 | 0 | 0 | 0 | 0 | 0 | 0 | 0 | [16 empty] | 1
0 | 316027-Single Family, Quality Insulation Installation, CZ 8 |  | 8 | Residential | AC_Cooling | 0 |  |  |  |  | 300 | 175 | 0 | 0 | 0 | 125 | 182.46 |  | kW | 0.20002 | 27.84 | Residential |  | Winter Only | [5 empty] | 20 | 0.8 |  |  |  | 0 | 0 | 1 | 0 | 0 | 0 | 0 | 0 | 0 | 0 | 0 | 0 | 0 | 0 | 0 | 0 | 0 | 0 | 1 | 0 | 0 | 0 | 0 | 0 | 0 | 0 | 0 | 0 | 0 | 0 | 0 | 0 | 0 | 0 | 0 | 0 | 0 | 0 | 0 | 0 | [16 empty] | 1
0 | 316017-Single Family, Verified Ducting System, CZ 8 |  | 8 | Residential | AC_Cooling | 0 |  |  |  |  | 125 | 100 | 0 | 0 | 0 | 25 | 111.89 |  | kW | 0.12265 | 13.39 | Residential |  | Winter Only | [5 empty] | 18 | 0.8 |  |  |  | 0 | 0 | 1 | 0 | 0 | 0 | 0 | 0 | 0 | 0 | 0 | 0 | 0 | 0 | 0 | 0 | 0 | 0 | 1 | 0 | 0 | 0 | 0 | 0 | 0 | 0 | 0 | 0 | 0 | 0 | 0 | 0 | 0 | 0 | 0 | 0 | 0 | 0 | 0 | 0 | [16 empty] | 1
0 | 316027-Single Family, Quality Insulation Installation, CZ 8 |  | 8 | Residential | AC_Cooling | 0 |  |  |  |  | 300 | 175 | 0 | 0 | 0 | 125 | 182.46 |  | kW | 0.20002 | 27.84 | Residential |  | Winter Only | [5 empty] | 20 | 0.8 |  |  |  | 0 | 0 | 1 | 0 | 0 | 0 | 0 | 0 | 0 | 0 | 0 | 0 | 0 | 0 | 0 | 0 | 0 | 0 | 1 | 0 | 0 | 0 | 0 | 0 | 0 | 0 | 0 | 0 | 0 | 0 | 0 | 0 | 0 | 0 | 0 | 0 | 0 | 0 | 0 | 0 | [16 empty] | 1
0 | 316017-Single Family, Verified Ducting System, CZ 8 |  | 8 | Residential | AC_Cooling | 0 |  |  |  |  | 125 | 100 | 0 | 0 | 0 | 25 | 111.89 |  | kW | 0.12265 | 13.39 | Residential |  | Winter Only | [5 empty] | 18 | 0.8 |  |  |  | 0 | 0 | 1 | 0 | 0 | 0 | 0 | 0 | 0 | 0 | 0 | 0 | 0 | 0 | 0 | 0 | 0 | 0 | 1 | 0 | 0 | 0 | 0 | 0 | 0 | 0 | 0 | 0 | 0 | 0 | 0 | 0 | 0 | 0 | 0 | 0 | 0 | 0 | 0 | 0 | [16 empty] | 1
0 | 316027-Single Family, Quality Insulation Installation, CZ 8 |  | 8 | Residential | AC_Cooling | 0 |  |  |  |  | 300 | 175 | 0 | 0 | 0 | 125 | 182.46 |  | kW | 0.20002 | 27.84 | Residential |  | Winter Only | [5 empty] | 20 | 0.8 |  |  |  | 0 | 0 | 1 | 0 | 0 | 0 | 0 | 0 | 0 | 0 | 0 | 0 | 0 | 0 | 0 | 0 | 0 | 0 | 1 | 0 | 0 | 0 | 0 | 0 | 0 | 0 | 0 | 0 | 0 | 0 | 0 | 0 | 0 | 0 | 0 | 0 | 0 | 0 | 0 | 0 | [16 empty] | 1
0 | 316017-Single Family, Verified Ducting System, CZ 8 |  | 8 | Residential | AC_Cooling | 0 |  |  |  |  | 125 | 100 | 0 | 0 | 0 | 25 | 111.89 |  | kW | 0.12265 | 13.39 | Residential |  | Winter Only | [5 empty] | 18 | 0.8 |  |  |  | 0 | 0 | 1 | 0 | 0 | 0 | 0 | 0 | 0 | 0 | 0 | 0 | 0 | 0 | 0 | 0 | 0 | 0 | 1 | 0 | 0 | 0 | 0 | 0 | 0 | 0 | 0 | 0 | 0 | 0 | 0 | 0 | 0 | 0 | 0 | 0 | 0 | 0 | 0 | 0 | [16 empty] | 1
0 | 316027-Single Family, Quality Insulation Installation, CZ 8 |  | 8 | Residential | AC_Cooling | 0 |  |  |  |  | 300 | 175 | 0 | 0 | 0 | 125 | 182.46 |  | kW | 0.20002 | 27.84 | Residential |  | Winter Only | [5 empty] | 20 | 0.8 |  |  |  | 0 | 0 | 1 | 0 | 0 | 0 | 0 | 0 | 0 | 0 | 0 | 0 | 0 | 0 | 0 | 0 | 0 | 0 | 1 | 0 | 0 | 0 | 0 | 0 | 0 | 0 | 0 | 0 | 0 | 0 | 0 | 0 | 0 | 0 | 0 | 0 | 0 | 0 | 0 | 0 | [16 empty] | 1
0 | 316017-Single Family, Verified Ducting System, CZ 8 |  | 8 | Residential | AC_Cooling | 0 |  |  |  |  | 125 | 100 | 0 | 0 | 0 | 25 | 111.89 |  | kW | 0.12265 | 13.39 | Residential |  | Winter Only | [5 empty] | 18 | 0.8 |  |  |  | 0 | 0 | 1 | 0 | 0 | 0 | 0 | 0 | 0 | 0 | 0 | 0 | 0 | 0 | 0 | 0 | 0 | 0 | 1 | 0 | 0 | 0 | 0 | 0 | 0 | 0 | 0 | 0 | 0 | 0 | 0 | 0 | 0 | 0 | 0 | 0 | 0 | 0 | 0 | 0 | [16 empty] | 1
0 | 316027-Single Family, Quality Insulation Installation, CZ 8 |  | 8 | Residential | AC_Cooling | 0 |  |  |  |  | 300 | 175 | 0 | 0 | 0 | 125 | 182.46 |  | kW | 0.20002 | 27.84 | Residential |  | Winter Only | [5 empty] | 20 | 0.8 |  |  |  | 0 | 0 | 1 | 0 | 0 | 0 | 0 | 0 | 0 | 0 | 0 | 0 | 0 | 0 | 0 | 0 | 0 | 0 | 1 | 0 | 0 | 0 | 0 | 0 | 0 | 0 | 0 | 0 | 0 | 0 | 0 | 0 | 0 | 0 | 0 | 0 | 0 | 0 | 0 | 0 | [16 empty] | 1
0 | 316017-Single Family, Verified Ducting System, CZ 8 |  | 8 | Residential | AC_Cooling | 0 |  |  |  |  | 125 | 100 | 0 | 0 | 0 | 25 | 111.89 |  | kW | 0.12265 | 13.39 | Residential |  | Winter Only | [5 empty] | 18 | 0.8 |  |  |  | 0 | 0 | 1 | 0 | 0 | 0 | 0 | 0 | 0 | 0 | 0 | 0 | 0 | 0 | 0 | 0 | 0 | 0 | 1 | 0 | 0 | 0 | 0 | 0 | 0 | 0 | 0 | 0 | 0 | 0 | 0 | 0 | 0 | 0 | 0 | 0 | 0 | 0 | 0 | 0 | [16 empty] | 1
0 | 316027-Single Family, Quality Insulation Installation, CZ 8 |  | 8 | Residential | AC_Cooling | 0 |  |  |  |  | 300 | 175 | 0 | 0 | 0 | 125 | 182.46 |  | kW | 0.20002 | 27.84 | Residential |  | Winter Only | [5 empty] | 20 | 0.8 |  |  |  | 0 | 0 | 1 | 0 | 0 | 0 | 0 | 0 | 0 | 0 | 0 | 0 | 0 | 0 | 0 | 0 | 0 | 0 | 1 | 0 | 0 | 0 | 0 | 0 | 0 | 0 | 0 | 0 | 0 | 0 | 0 | 0 | 0 | 0 | 0 | 0 | 0 | 0 | 0 | 0 | [16 empty] | 1
0 | 316017-Single Family, Verified Ducting System, CZ 8 |  | 8 | Residential | AC_Cooling | 0 |  |  |  |  | 125 | 100 | 0 | 0 | 0 | 25 | 111.89 |  | kW | 0.12265 | 13.39 | Residential |  | Winter Only | [5 empty] | 18 | 0.8 |  |  |  | 0 | 0 | 1 | 0 | 0 | 0 | 0 | 0 | 0 | 0 | 0 | 0 | 0 | 0 | 0 | 0 | 0 | 0 | 1 | 0 | 0 | 0 | 0 | 0 | 0 | 0 | 0 | 0 | 0 | 0 | 0 | 0 | 0 | 0 | 0 | 0 | 0 | 0 | 0 | 0 | [16 empty] | 1
0 | 316027-Single Family, Quality Insulation Installation, CZ 8 |  | 8 | Residential | AC_Cooling | 0 |  |  |  |  | 300 | 175 | 0 | 0 | 0 | 125 | 182.46 |  | kW | 0.20002 | 27.84 | Residential |  | Winter Only | [5 empty] | 20 | 0.8 |  |  |  | 0 | 0 | 1 | 0 | 0 | 0 | 0 | 0 | 0 | 0 | 0 | 0 | 0 | 0 | 0 | 0 | 0 | 0 | 1 | 0 | 0 | 0 | 0 | 0 | 0 | 0 | 0 | 0 | 0 | 0 | 0 | 0 | 0 | 0 | 0 | 0 | 0 | 0 | 0 | 0 | [16 empty] | 1
0 | 316017-Single Family, Verified Ducting System, CZ 8 |  | 8 | Residential | AC_Cooling | 0 |  |  |  |  | 125 | 100 | 0 | 0 | 0 | 25 | 111.89 |  | kW | 0.12265 | 13.39 | Residential |  | Winter Only | [5 empty] | 18 | 0.8 |  |  |  | 0 | 0 | 1 | 0 | 0 | 0 | 0 | 0 | 0 | 0 | 0 | 0 | 0 | 0 | 0 | 0 | 0 | 0 | 1 | 0 | 0 | 0 | 0 | 0 | 0 | 0 | 0 | 0 | 0 | 0 | 0 | 0 | 0 | 0 | 0 | 0 | 0 | 0 | 0 | 0 | [16 empty] | 1
0 | 316027-Single Family, Quality Insulation Installation, CZ 8 |  | 8 | Residential | AC_Cooling | 0 |  |  |  |  | 300 | 175 | 0 | 0 | 0 | 125 | 182.46 |  | kW | 0.20002 | 27.84 | Residential |  | Winter Only | [5 empty] | 20 | 0.8 |  |  |  | 0 | 0 | 1 | 0 | 0 | 0 | 0 | 0 | 0 | 0 | 0 | 0 | 0 | 0 | 0 | 0 | 0 | 0 | 1 | 0 | 0 | 0 | 0 | 0 | 0 | 0 | 0 | 0 | 0 | 0 | 0 | 0 | 0 | 0 | 0 | 0 | 0 | 0 | 0 | 0 | [16 empty] | 1
0 | 316017-Single Family, Verified Ducting System, CZ 8 |  | 8 | Residential | AC_Cooling | 0 |  |  |  |  | 125 | 100 | 0 | 0 | 0 | 25 | 111.89 |  | kW | 0.12265 | 13.39 | Residential |  | Winter Only | [5 empty] | 18 | 0.8 |  |  |  | 0 | 0 | 1 | 0 | 0 | 0 | 0 | 0 | 0 | 0 | 0 | 0 | 0 | 0 | 0 | 0 | 0 | 0 | 1 | 0 | 0 | 0 | 0 | 0 | 0 | 0 | 0 | 0 | 0 | 0 | 0 | 0 | 0 | 0 | 0 | 0 | 0 | 0 | 0 | 0 | [16 empty] | 1
0 | 316027-Single Family, Quality Insulation Installation, CZ 8 |  | 8 | Residential | AC_Cooling | 0 |  |  |  |  | 300 | 175 | 0 | 0 | 0 | 125 | 182.46 |  | kW | 0.20002 | 27.84 | Residential |  | Winter Only | [5 empty] | 20 | 0.8 |  |  |  | 0 | 0 | 1 | 0 | 0 | 0 | 0 | 0 | 0 | 0 | 0 | 0 | 0 | 0 | 0 | 0 | 0 | 0 | 1 | 0 | 0 | 0 | 0 | 0 | 0 | 0 | 0 | 0 | 0 | 0 | 0 | 0 | 0 | 0 | 0 | 0 | 0 | 0 | 0 | 0 | [16 empty] | 1
0 | 316032-Single Family, Quality Insulation Installation, CZ 15 |  | 15 | Residential | AC_Cooling | 0 |  |  |  |  | 300 | 175 | 0 | 0 | 0 | 125 | 1270.32 |  | kW | 1.3926 | 20.79 | Residential |  | Winter Only | [5 empty] | 20 | 0.8 |  |  |  | 0 | 0 | 1 | 0 | 0 | 0 | 0 | 0 | 0 | 0 | 0 | 0 | 0 | 0 | 0 | 0 | 0 | 0 | 0 | 1 | 0 | 0 | 0 | 0 | 0 | 0 | 0 | 0 | 0 | 0 | 0 | 0 | 0 | 0 | 0 | 0 | 0 | 0 | 0 | 0 | [16 empty] | 1
0 | 316032-Single Family, Quality Insulation Installation, CZ 15 |  | 15 | Residential | AC_Cooling | 0 |  |  |  |  | 300 | 175 | 0 | 0 | 0 | 125 | 1270.32 |  | kW | 1.3926 | 20.79 | Residential |  | Winter Only | [5 empty] | 20 | 0.8 |  |  |  | 0 | 0 | 1 | 0 | 0 | 0 | 0 | 0 | 0 | 0 | 0 | 0 | 0 | 0 | 0 | 0 | 0 | 0 | 0 | 1 | 0 | 0 | 0 | 0 | 0 | 0 | 0 | 0 | 0 | 0 | 0 | 0 | 0 | 0 | 0 | 0 | 0 | 0 | 0 | 0 | [16 empty] | 1
0 | 316032-Single Family, Quality Insulation Installation, CZ 15 |  | 15 | Residential | AC_Cooling | 0 |  |  |  |  | 300 | 175 | 0 | 0 | 0 | 125 | 1270.32 |  | kW | 1.3926 | 20.79 | Residential |  | Winter Only | [5 empty] | 20 | 0.8 |  |  |  | 0 | 0 | 1 | 0 | 0 | 0 | 0 | 0 | 0 | 0 | 0 | 0 | 0 | 0 | 0 | 0 | 0 | 0 | 0 | 1 | 0 | 0 | 0 | 0 | 0 | 0 | 0 | 0 | 0 | 0 | 0 | 0 | 0 | 0 | 0 | 0 | 0 | 0 | 0 | 0 | [16 empty] | 1
0 | 316032-Single Family, Quality Insulation Installation, CZ 15 |  | 15 | Residential | AC_Cooling | 0 |  |  |  |  | 300 | 175 | 0 | 0 | 0 | 125 | 1270.32 |  | kW | 1.3926 | 20.79 | Residential |  | Winter Only | [5 empty] | 20 | 0.8 |  |  |  | 0 | 0 | 1 | 0 | 0 | 0 | 0 | 0 | 0 | 0 | 0 | 0 | 0 | 0 | 0 | 0 | 0 | 0 | 0 | 1 | 0 | 0 | 0 | 0 | 0 | 0 | 0 | 0 | 0 | 0 | 0 | 0 | 0 | 0 | 0 | 0 | 0 | 0 | 0 | 0 | [16 empty] | 1
0 | 316032-Single Family, Quality Insulation Installation, CZ 15 |  | 15 | Residential | AC_Cooling | 0 |  |  |  |  | 300 | 175 | 0 | 0 | 0 | 125 | 1270.32 |  | kW | 1.3926 | 20.79 | Residential |  | Winter Only | [5 empty] | 20 | 0.8 |  |  |  | 0 | 0 | 1 | 0 | 0 | 0 | 0 | 0 | 0 | 0 | 0 | 0 | 0 | 0 | 0 | 0 | 0 | 0 | 0 | 1 | 0 | 0 | 0 | 0 | 0 | 0 | 0 | 0 | 0 | 0 | 0 | 0 | 0 | 0 | 0 | 0 | 0 | 0 | 0 | 0 | [16 empty] | 1
0 | 316032-Single Family, Quality Insulation Installation, CZ 15 |  | 15 | Residential | AC_Cooling | 0 |  |  |  |  | 300 | 175 | 0 | 0 | 0 | 125 | 1270.32 |  | kW | 1.3926 | 20.79 | Residential |  | Winter Only | [5 empty] | 20 | 0.8 |  |  |  | 0 | 0 | 1 | 0 | 0 | 0 | 0 | 0 | 0 | 0 | 0 | 0 | 0 | 0 | 0 | 0 | 0 | 0 | 0 | 1 | 0 | 0 | 0 | 0 | 0 | 0 | 0 | 0 | 0 | 0 | 0 | 0 | 0 | 0 | 0 | 0 | 0 | 0 | 0 | 0 | [16 empty] | 1
0 | 316032-Single Family, Quality Insulation Installation, CZ 15 |  | 15 | Residential | AC_Cooling | 0 |  |  |  |  | 300 | 175 | 0 | 0 | 0 | 125 | 1270.32 |  | kW | 1.3926 | 20.79 | Residential |  | Winter Only | [5 empty] | 20 | 0.8 |  |  |  | 0 | 0 | 1 | 0 | 0 | 0 | 0 | 0 | 0 | 0 | 0 | 0 | 0 | 0 | 0 | 0 | 0 | 0 | 0 | 1 | 0 | 0 | 0 | 0 | 0 | 0 | 0 | 0 | 0 | 0 | 0 | 0 | 0 | 0 | 0 | 0 | 0 | 0 | 0 | 0 | [16 empty] | 1
0 | 316032-Single Family, Quality Insulation Installation, CZ 15 |  | 15 | Residential | AC_Cooling | 0 |  |  |  |  | 300 | 175 | 0 | 0 | 0 | 125 | 1270.32 |  | kW | 1.3926 | 20.79 | Residential |  | Winter Only | [5 empty] | 20 | 0.8 |  |  |  | 0 | 0 | 1 | 0 | 0 | 0 | 0 | 0 | 0 | 0 | 0 | 0 | 0 | 0 | 0 | 0 | 0 | 0 | 0 | 1 | 0 | 0 | 0 | 0 | 0 | 0 | 0 | 0 | 0 | 0 | 0 | 0 | 0 | 0 | 0 | 0 | 0 | 0 | 0 | 0 | [16 empty] | 1
0 | 316032-Single Family, Quality Insulation Installation, CZ 15 |  | 15 | Residential | AC_Cooling | 0 |  |  |  |  | 300 | 175 | 0 | 0 | 0 | 125 | 1270.32 |  | kW | 1.3926 | 20.79 | Residential |  | Winter Only | [5 empty] | 20 | 0.8 |  |  |  | 0 | 0 | 1 | 0 | 0 | 0 | 0 | 0 | 0 | 0 | 0 | 0 | 0 | 0 | 0 | 0 | 0 | 0 | 0 | 1 | 0 | 0 | 0 | 0 | 0 | 0 | 0 | 0 | 0 | 0 | 0 | 0 | 0 | 0 | 0 | 0 | 0 | 0 | 0 | 0 | [16 empty] | 1
0 | 316032-Single Family, Quality Insulation Installation, CZ 15 |  | 15 | Residential | AC_Cooling | 0 |  |  |  |  | 300 | 175 | 0 | 0 | 0 | 125 | 1270.32 |  | kW | 1.3926 | 20.79 | Residential |  | Winter Only | [5 empty] | 20 | 0.8 |  |  |  | 0 | 0 | 1 | 0 | 0 | 0 | 0 | 0 | 0 | 0 | 0 | 0 | 0 | 0 | 0 | 0 | 0 | 0 | 0 | 1 | 0 | 0 | 0 | 0 | 0 | 0 | 0 | 0 | 0 | 0 | 0 | 0 | 0 | 0 | 0 | 0 | 0 | 0 | 0 | 0 | [16 empty] | 1
0 | 316032-Single Family, Quality Insulation Installation, CZ 15 |  | 15 | Residential | AC_Cooling | 0 |  |  |  |  | 300 | 175 | 0 | 0 | 0 | 125 | 1270.32 |  | kW | 1.3926 | 20.79 | Residential |  | Winter Only | [5 empty] | 20 | 0.8 |  |  |  | 0 | 0 | 1 | 0 | 0 | 0 | 0 | 0 | 0 | 0 | 0 | 0 | 0 | 0 | 0 | 0 | 0 | 0 | 0 | 1 | 0 | 0 | 0 | 0 | 0 | 0 | 0 | 0 | 0 | 0 | 0 | 0 | 0 | 0 | 0 | 0 | 0 | 0 | 0 | 0 | [16 empty] | 1
0 | 316032-Single Family, Quality Insulation Installation, CZ 15 |  | 15 | Residential | AC_Cooling | 0 |  |  |  |  | 300 | 175 | 0 | 0 | 0 | 125 | 1270.32 |  | kW | 1.3926 | 20.79 | Residential |  | Winter Only | [5 empty] | 20 | 0.8 |  |  |  | 0 | 0 | 1 | 0 | 0 | 0 | 0 | 0 | 0 | 0 | 0 | 0 | 0 | 0 | 0 | 0 | 0 | 0 | 0 | 1 | 0 | 0 | 0 | 0 | 0 | 0 | 0 | 0 | 0 | 0 | 0 | 0 | 0 | 0 | 0 | 0 | 0 | 0 | 0 | 0 | [16 empty] | 1
0 | 316032-Single Family, Quality Insulation Installation, CZ 15 |  | 15 | Residential | AC_Cooling | 0 |  |  |  |  | 300 | 175 | 0 | 0 | 0 | 125 | 1270.32 |  | kW | 1.3926 | 20.79 | Residential |  | Winter Only | [5 empty] | 20 | 0.8 |  |  |  | 0 | 0 | 1 | 0 | 0 | 0 | 0 | 0 | 0 | 0 | 0 | 0 | 0 | 0 | 0 | 0 | 0 | 0 | 0 | 1 | 0 | 0 | 0 | 0 | 0 | 0 | 0 | 0 | 0 | 0 | 0 | 0 | 0 | 0 | 0 | 0 | 0 | 0 | 0 | 0 | [16 empty] | 1
0 | 316032-Single Family, Quality Insulation Installation, CZ 15 |  | 15 | Residential | AC_Cooling | 0 |  |  |  |  | 300 | 175 | 0 | 0 | 0 | 125 | 1270.32 |  | kW | 1.3926 | 20.79 | Residential |  | Winter Only | [5 empty] | 20 | 0.8 |  |  |  | 0 | 0 | 1 | 0 | 0 | 0 | 0 | 0 | 0 | 0 | 0 | 0 | 0 | 0 | 0 | 0 | 0 | 0 | 0 | 1 | 0 | 0 | 0 | 0 | 0 | 0 | 0 | 0 | 0 | 0 | 0 | 0 | 0 | 0 | 0 | 0 | 0 | 0 | 0 | 0 | [16 empty] | 1
0 | 316032-Single Family, Quality Insulation Installation, CZ 15 |  | 15 | Residential | AC_Cooling | 0 |  |  |  |  | 300 | 175 | 0 | 0 | 0 | 125 | 1270.32 |  | kW | 1.3926 | 20.79 | Residential |  | Winter Only | [5 empty] | 20 | 0.8 |  |  |  | 0 | 0 | 1 | 0 | 0 | 0 | 0 | 0 | 0 | 0 | 0 | 0 | 0 | 0 | 0 | 0 | 0 | 0 | 0 | 1 | 0 | 0 | 0 | 0 | 0 | 0 | 0 | 0 | 0 | 0 | 0 | 0 | 0 | 0 | 0 | 0 | 0 | 0 | 0 | 0 | [16 empty] | 1
0 | 316032-Single Family, Quality Insulation Installation, CZ 15 |  | 15 | Residential | AC_Cooling | 0 |  |  |  |  | 300 | 175 | 0 | 0 | 0 | 125 | 1270.32 |  | kW | 1.3926 | 20.79 | Residential |  | Winter Only | [5 empty] | 20 | 0.8 |  |  |  | 0 | 0 | 1 | 0 | 0 | 0 | 0 | 0 | 0 | 0 | 0 | 0 | 0 | 0 | 0 | 0 | 0 | 0 | 0 | 1 | 0 | 0 | 0 | 0 | 0 | 0 | 0 | 0 | 0 | 0 | 0 | 0 | 0 | 0 | 0 | 0 | 0 | 0 | 0 | 0 | [16 empty] | 1
0 | 316032-Single Family, Quality Insulation Installation, CZ 15 |  | 15 | Residential | AC_Cooling | 0 |  |  |  |  | 300 | 175 | 0 | 0 | 0 | 125 | 1270.32 |  | kW | 1.3926 | 20.79 | Residential |  | Winter Only | [5 empty] | 20 | 0.8 |  |  |  | 0 | 0 | 1 | 0 | 0 | 0 | 0 | 0 | 0 | 0 | 0 | 0 | 0 | 0 | 0 | 0 | 0 | 0 | 0 | 1 | 0 | 0 | 0 | 0 | 0 | 0 | 0 | 0 | 0 | 0 | 0 | 0 | 0 | 0 | 0 | 0 | 0 | 0 | 0 | 0 | [16 empty] | 1
0 | 316032-Single Family, Quality Insulation Installation, CZ 15 |  | 15 | Residential | AC_Cooling | 0 |  |  |  |  | 300 | 175 | 0 | 0 | 0 | 125 | 1270.32 |  | kW | 1.3926 | 20.79 | Residential |  | Winter Only | [5 empty] | 20 | 0.8 |  |  |  | 0 | 0 | 1 | 0 | 0 | 0 | 0 | 0 | 0 | 0 | 0 | 0 | 0 | 0 | 0 | 0 | 0 | 0 | 0 | 1 | 0 | 0 | 0 | 0 | 0 | 0 | 0 | 0 | 0 | 0 | 0 | 0 | 0 | 0 | 0 | 0 | 0 | 0 | 0 | 0 | [16 empty] | 1
0 | 316032-Single Family, Quality Insulation Installation, CZ 15 |  | 15 | Residential | AC_Cooling | 0 |  |  |  |  | 300 | 175 | 0 | 0 | 0 | 125 | 1270.32 |  | kW | 1.3926 | 20.79 | Residential |  | Winter Only | [5 empty] | 20 | 0.8 |  |  |  | 0 | 0 | 1 | 0 | 0 | 0 | 0 | 0 | 0 | 0 | 0 | 0 | 0 | 0 | 0 | 0 | 0 | 0 | 0 | 1 | 0 | 0 | 0 | 0 | 0 | 0 | 0 | 0 | 0 | 0 | 0 | 0 | 0 | 0 | 0 | 0 | 0 | 0 | 0 | 0 | [16 empty] | 1
0 | 316032-Single Family, Quality Insulation Installation, CZ 15 |  | 15 | Residential | AC_Cooling | 0 |  |  |  |  | 300 | 175 | 0 | 0 | 0 | 125 | 1270.32 |  | kW | 1.3926 | 20.79 | Residential |  | Winter Only | [5 empty] | 20 | 0.8 |  |  |  | 0 | 0 | 1 | 0 | 0 | 0 | 0 | 0 | 0 | 0 | 0 | 0 | 0 | 0 | 0 | 0 | 0 | 0 | 0 | 1 | 0 | 0 | 0 | 0 | 0 | 0 | 0 | 0 | 0 | 0 | 0 | 0 | 0 | 0 | 0 | 0 | 0 | 0 | 0 | 0 | [16 empty] | 1
0 | 316032-Single Family, Quality Insulation Installation, CZ 15 |  | 15 | Residential | AC_Cooling | 0 |  |  |  |  | 300 | 175 | 0 | 0 | 0 | 125 | 1270.32 |  | kW | 1.3926 | 20.79 | Residential |  | Winter Only | [5 empty] | 20 | 0.8 |  |  |  | 0 | 0 | 1 | 0 | 0 | 0 | 0 | 0 | 0 | 0 | 0 | 0 | 0 | 0 | 0 | 0 | 0 | 0 | 0 | 1 | 0 | 0 | 0 | 0 | 0 | 0 | 0 | 0 | 0 | 0 | 0 | 0 | 0 | 0 | 0 | 0 | 0 | 0 | 0 | 0 | [16 empty] | 1
0 | 316032-Single Family, Quality Insulation Installation, CZ 15 |  | 15 | Residential | AC_Cooling | 0 |  |  |  |  | 300 | 175 | 0 | 0 | 0 | 125 | 1270.32 |  | kW | 1.3926 | 20.79 | Residential |  | Winter Only | [5 empty] | 20 | 0.8 |  |  |  | 0 | 0 | 1 | 0 | 0 | 0 | 0 | 0 | 0 | 0 | 0 | 0 | 0 | 0 | 0 | 0 | 0 | 0 | 0 | 1 | 0 | 0 | 0 | 0 | 0 | 0 | 0 | 0 | 0 | 0 | 0 | 0 | 0 | 0 | 0 | 0 | 0 | 0 | 0 | 0 | [16 empty] | 1
0 | 316032-Single Family, Quality Insulation Installation, CZ 15 |  | 15 | Residential | AC_Cooling | 0 |  |  |  |  | 300 | 175 | 0 | 0 | 0 | 125 | 1270.32 |  | kW | 1.3926 | 20.79 | Residential |  | Winter Only | [5 empty] | 20 | 0.8 |  |  |  | 0 | 0 | 1 | 0 | 0 | 0 | 0 | 0 | 0 | 0 | 0 | 0 | 0 | 0 | 0 | 0 | 0 | 0 | 0 | 1 | 0 | 0 | 0 | 0 | 0 | 0 | 0 | 0 | 0 | 0 | 0 | 0 | 0 | 0 | 0 | 0 | 0 | 0 | 0 | 0 | [16 empty] | 1
0 | 316032-Single Family, Quality Insulation Installation, CZ 15 |  | 15 | Residential | AC_Cooling | 0 |  |  |  |  | 300 | 175 | 0 | 0 | 0 | 125 | 1270.32 |  | kW | 1.3926 | 20.79 | Residential |  | Winter Only | [5 empty] | 20 | 0.8 |  |  |  | 0 | 0 | 1 | 0 | 0 | 0 | 0 | 0 | 0 | 0 | 0 | 0 | 0 | 0 | 0 | 0 | 0 | 0 | 0 | 1 | 0 | 0 | 0 | 0 | 0 | 0 | 0 | 0 | 0 | 0 | 0 | 0 | 0 | 0 | 0 | 0 | 0 | 0 | 0 | 0 | [16 empty] | 1
0 | 316032-Single Family, Quality Insulation Installation, CZ 15 |  | 15 | Residential | AC_Cooling | 0 |  |  |  |  | 300 | 175 | 0 | 0 | 0 | 125 | 1270.32 |  | kW | 1.3926 | 20.79 | Residential |  | Winter Only | [5 empty] | 20 | 0.8 |  |  |  | 0 | 0 | 1 | 0 | 0 | 0 | 0 | 0 | 0 | 0 | 0 | 0 | 0 | 0 | 0 | 0 | 0 | 0 | 0 | 1 | 0 | 0 | 0 | 0 | 0 | 0 | 0 | 0 | 0 | 0 | 0 | 0 | 0 | 0 | 0 | 0 | 0 | 0 | 0 | 0 | [16 empty] | 1
0 | 316032-Single Family, Quality Insulation Installation, CZ 15 |  | 15 | Residential | AC_Cooling | 0 |  |  |  |  | 300 | 175 | 0 | 0 | 0 | 125 | 1270.32 |  | kW | 1.3926 | 20.79 | Residential |  | Winter Only | [5 empty] | 20 | 0.8 |  |  |  | 0 | 0 | 1 | 0 | 0 | 0 | 0 | 0 | 0 | 0 | 0 | 0 | 0 | 0 | 0 | 0 | 0 | 0 | 0 | 1 | 0 | 0 | 0 | 0 | 0 | 0 | 0 | 0 | 0 | 0 | 0 | 0 | 0 | 0 | 0 | 0 | 0 | 0 | 0 | 0 | [16 empty] | 1
0 | 316032-Single Family, Quality Insulation Installation, CZ 15 |  | 15 | Residential | AC_Cooling | 0 |  |  |  |  | 300 | 175 | 0 | 0 | 0 | 125 | 1270.32 |  | kW | 1.3926 | 20.79 | Residential |  | Winter Only | [5 empty] | 20 | 0.8 |  |  |  | 0 | 0 | 1 | 0 | 0 | 0 | 0 | 0 | 0 | 0 | 0 | 0 | 0 | 0 | 0 | 0 | 0 | 0 | 0 | 1 | 0 | 0 | 0 | 0 | 0 | 0 | 0 | 0 | 0 | 0 | 0 | 0 | 0 | 0 | 0 | 0 | 0 | 0 | 0 | 0 | [16 empty] | 1
0 | 316032-Single Family, Quality Insulation Installation, CZ 15 |  | 15 | Residential | AC_Cooling | 0 |  |  |  |  | 300 | 175 | 0 | 0 | 0 | 125 | 1270.32 |  | kW | 1.3926 | 20.79 | Residential |  | Winter Only | [5 empty] | 20 | 0.8 |  |  |  | 0 | 0 | 1 | 0 | 0 | 0 | 0 | 0 | 0 | 0 | 0 | 0 | 0 | 0 | 0 | 0 | 0 | 0 | 0 | 1 | 0 | 0 | 0 | 0 | 0 | 0 | 0 | 0 | 0 | 0 | 0 | 0 | 0 | 0 | 0 | 0 | 0 | 0 | 0 | 0 | [16 empty] | 1
0 | 316032-Single Family, Quality Insulation Installation, CZ 15 |  | 15 | Residential | AC_Cooling | 0 |  |  |  |  | 300 | 175 | 0 | 0 | 0 | 125 | 1270.32 |  | kW | 1.3926 | 20.79 | Residential |  | Winter Only | [5 empty] | 20 | 0.8 |  |  |  | 0 | 0 | 1 | 0 | 0 | 0 | 0 | 0 | 0 | 0 | 0 | 0 | 0 | 0 | 0 | 0 | 0 | 0 | 0 | 1 | 0 | 0 | 0 | 0 | 0 | 0 | 0 | 0 | 0 | 0 | 0 | 0 | 0 | 0 | 0 | 0 | 0 | 0 | 0 | 0 | [16 empty] | 1
0 | 316032-Single Family, Quality Insulation Installation, CZ 15 |  | 15 | Residential | AC_Cooling | 0 |  |  |  |  | 300 | 175 | 0 | 0 | 0 | 125 | 1270.32 |  | kW | 1.3926 | 20.79 | Residential |  | Winter Only | [5 empty] | 20 | 0.8 |  |  |  | 0 | 0 | 1 | 0 | 0 | 0 | 0 | 0 | 0 | 0 | 0 | 0 | 0 | 0 | 0 | 0 | 0 | 0 | 0 | 1 | 0 | 0 | 0 | 0 | 0 | 0 | 0 | 0 | 0 | 0 | 0 | 0 | 0 | 0 | 0 | 0 | 0 | 0 | 0 | 0 | [16 empty] | 1
0 | 316032-Single Family, Quality Insulation Installation, CZ 15 |  | 15 | Residential | AC_Cooling | 0 |  |  |  |  | 300 | 175 | 0 | 0 | 0 | 125 | 1270.32 |  | kW | 1.3926 | 20.79 | Residential |  | Winter Only | [5 empty] | 20 | 0.8 |  |  |  | 0 | 0 | 1 | 0 | 0 | 0 | 0 | 0 | 0 | 0 | 0 | 0 | 0 | 0 | 0 | 0 | 0 | 0 | 0 | 1 | 0 | 0 | 0 | 0 | 0 | 0 | 0 | 0 | 0 | 0 | 0 | 0 | 0 | 0 | 0 | 0 | 0 | 0 | 0 | 0 | [16 empty] | 1
0 | 316032-Single Family, Quality Insulation Installation, CZ 15 |  | 15 | Residential | AC_Cooling | 0 |  |  |  |  | 300 | 175 | 0 | 0 | 0 | 125 | 1270.32 |  | kW | 1.3926 | 20.79 | Residential |  | Winter Only | [5 empty] | 20 | 0.8 |  |  |  | 0 | 0 | 1 | 0 | 0 | 0 | 0 | 0 | 0 | 0 | 0 | 0 | 0 | 0 | 0 | 0 | 0 | 0 | 0 | 1 | 0 | 0 | 0 | 0 | 0 | 0 | 0 | 0 | 0 | 0 | 0 | 0 | 0 | 0 | 0 | 0 | 0 | 0 | 0 | 0 | [16 empty] | 1
0 | 316032-Single Family, Quality Insulation Installation, CZ 15 |  | 15 | Residential | AC_Cooling | 0 |  |  |  |  | 300 | 175 | 0 | 0 | 0 | 125 | 1270.32 |  | kW | 1.3926 | 20.79 | Residential |  | Winter Only | [5 empty] | 20 | 0.8 |  |  |  | 0 | 0 | 1 | 0 | 0 | 0 | 0 | 0 | 0 | 0 | 0 | 0 | 0 | 0 | 0 | 0 | 0 | 0 | 0 | 1 | 0 | 0 | 0 | 0 | 0 | 0 | 0 | 0 | 0 | 0 | 0 | 0 | 0 | 0 | 0 | 0 | 0 | 0 | 0 | 0 | [16 empty] | 1
0 | 316032-Single Family, Quality Insulation Installation, CZ 15 |  | 15 | Residential | AC_Cooling | 0 |  |  |  |  | 300 | 175 | 0 | 0 | 0 | 125 | 1270.32 |  | kW | 1.3926 | 20.79 | Residential |  | Winter Only | [5 empty] | 20 | 0.8 |  |  |  | 0 | 0 | 1 | 0 | 0 | 0 | 0 | 0 | 0 | 0 | 0 | 0 | 0 | 0 | 0 | 0 | 0 | 0 | 0 | 1 | 0 | 0 | 0 | 0 | 0 | 0 | 0 | 0 | 0 | 0 | 0 | 0 | 0 | 0 | 0 | 0 | 0 | 0 | 0 | 0 | [16 empty] | 1
0 | 316032-Single Family, Quality Insulation Installation, CZ 15 |  | 15 | Residential | AC_Cooling | 0 |  |  |  |  | 300 | 175 | 0 | 0 | 0 | 125 | 1270.32 |  | kW | 1.3926 | 20.79 | Residential |  | Winter Only | [5 empty] | 20 | 0.8 |  |  |  | 0 | 0 | 1 | 0 | 0 | 0 | 0 | 0 | 0 | 0 | 0 | 0 | 0 | 0 | 0 | 0 | 0 | 0 | 0 | 1 | 0 | 0 | 0 | 0 | 0 | 0 | 0 | 0 | 0 | 0 | 0 | 0 | 0 | 0 | 0 | 0 | 0 | 0 | 0 | 0 | [16 empty] | 1
0 | 316032-Single Family, Quality Insulation Installation, CZ 15 |  | 15 | Residential | AC_Cooling | 0 |  |  |  |  | 300 | 175 | 0 | 0 | 0 | 125 | 1270.32 |  | kW | 1.3926 | 20.79 | Residential |  | Winter Only | [5 empty] | 20 | 0.8 |  |  |  | 0 | 0 | 1 | 0 | 0 | 0 | 0 | 0 | 0 | 0 | 0 | 0 | 0 | 0 | 0 | 0 | 0 | 0 | 1 | 0 | 0 | 0 | 0 | 0 | 0 | 0 | 0 | 0 | 0 | 0 | 0 | 0 | 0 | 0 | 0 | 0 | 0 | 0 | 0 | 0 | [16 empty] | 1
0 | 316032-Single Family, Quality Insulation Installation, CZ 15 |  | 15 | Residential | AC_Cooling | 0 |  |  |  |  | 300 | 175 | 0 | 0 | 0 | 125 | 1270.32 |  | kW | 1.3926 | 20.79 | Residential |  | Winter Only | [5 empty] | 20 | 0.8 |  |  |  | 0 | 0 | 1 | 0 | 0 | 0 | 0 | 0 | 0 | 0 | 0 | 0 | 0 | 0 | 0 | 0 | 0 | 0 | 1 | 0 | 0 | 0 | 0 | 0 | 0 | 0 | 0 | 0 | 0 | 0 | 0 | 0 | 0 | 0 | 0 | 0 | 0 | 0 | 0 | 0 | [16 empty] | 1
0 | 316032-Single Family, Quality Insulation Installation, CZ 15 |  | 15 | Residential | AC_Cooling | 0 |  |  |  |  | 300 | 175 | 0 | 0 | 0 | 125 | 1270.32 |  | kW | 1.3926 | 20.79 | Residential |  | Winter Only | [5 empty] | 20 | 0.8 |  |  |  | 0 | 0 | 1 | 0 | 0 | 0 | 0 | 0 | 0 | 0 | 0 | 0 | 0 | 0 | 0 | 0 | 0 | 0 | 1 | 0 | 0 | 0 | 0 | 0 | 0 | 0 | 0 | 0 | 0 | 0 | 0 | 0 | 0 | 0 | 0 | 0 | 0 | 0 | 0 | 0 | [16 empty] | 1
0 | 316032-Single Family, Quality Insulation Installation, CZ 15 |  | 15 | Residential | AC_Cooling | 0 |  |  |  |  | 300 | 175 | 0 | 0 | 0 | 125 | 1270.32 |  | kW | 1.3926 | 20.79 | Residential |  | Winter Only | [5 empty] | 20 | 0.8 |  |  |  | 0 | 0 | 1 | 0 | 0 | 0 | 0 | 0 | 0 | 0 | 0 | 0 | 0 | 0 | 0 | 0 | 0 | 0 | 1 | 0 | 0 | 0 | 0 | 0 | 0 | 0 | 0 | 0 | 0 | 0 | 0 | 0 | 0 | 0 | 0 | 0 | 0 | 0 | 0 | 0 | [16 empty] | 1
0 | 316032-Single Family, Quality Insulation Installation, CZ 15 |  | 15 | Residential | AC_Cooling | 0 |  |  |  |  | 300 | 175 | 0 | 0 | 0 | 125 | 1270.32 |  | kW | 1.3926 | 20.79 | Residential |  | Winter Only | [5 empty] | 20 | 0.8 |  |  |  | 0 | 0 | 1 | 0 | 0 | 0 | 0 | 0 | 0 | 0 | 0 | 0 | 0 | 0 | 0 | 0 | 0 | 0 | 1 | 0 | 0 | 0 | 0 | 0 | 0 | 0 | 0 | 0 | 0 | 0 | 0 | 0 | 0 | 0 | 0 | 0 | 0 | 0 | 0 | 0 | [16 empty] | 1
0 | 316032-Single Family, Quality Insulation Installation, CZ 15 |  | 15 | Residential | AC_Cooling | 0 |  |  |  |  | 300 | 175 | 0 | 0 | 0 | 125 | 1270.32 |  | kW | 1.3926 | 20.79 | Residential |  | Winter Only | [5 empty] | 20 | 0.8 |  |  |  | 0 | 0 | 1 | 0 | 0 | 0 | 0 | 0 | 0 | 0 | 0 | 0 | 0 | 0 | 0 | 0 | 0 | 0 | 1 | 0 | 0 | 0 | 0 | 0 | 0 | 0 | 0 | 0 | 0 | 0 | 0 | 0 | 0 | 0 | 0 | 0 | 0 | 0 | 0 | 0 | [16 empty] | 1
0 | 316032-Single Family, Quality Insulation Installation, CZ 15 |  | 15 | Residential | AC_Cooling | 0 |  |  |  |  | 300 | 175 | 0 | 0 | 0 | 125 | 1270.32 |  | kW | 1.3926 | 20.79 | Residential |  | Winter Only | [5 empty] | 20 | 0.8 |  |  |  | 0 | 0 | 1 | 0 | 0 | 0 | 0 | 0 | 0 | 0 | 0 | 0 | 0 | 0 | 0 | 0 | 0 | 0 | 1 | 0 | 0 | 0 | 0 | 0 | 0 | 0 | 0 | 0 | 0 | 0 | 0 | 0 | 0 | 0 | 0 | 0 | 0 | 0 | 0 | 0 | [16 empty] | 1
0 | 316032-Single Family, Quality Insulation Installation, CZ 15 |  | 15 | Residential | AC_Cooling | 0 |  |  |  |  | 300 | 175 | 0 | 0 | 0 | 125 | 1270.32 |  | kW | 1.3926 | 20.79 | Residential |  | Winter Only | [5 empty] | 20 | 0.8 |  |  |  | 0 | 0 | 1 | 0 | 0 | 0 | 0 | 0 | 0 | 0 | 0 | 0 | 0 | 0 | 0 | 0 | 0 | 0 | 1 | 0 | 0 | 0 | 0 | 0 | 0 | 0 | 0 | 0 | 0 | 0 | 0 | 0 | 0 | 0 | 0 | 0 | 0 | 0 | 0 | 0 | [16 empty] | 1
0 | 316032-Single Family, Quality Insulation Installation, CZ 15 |  | 15 | Residential | AC_Cooling | 0 |  |  |  |  | 300 | 175 | 0 | 0 | 0 | 125 | 1270.32 |  | kW | 1.3926 | 20.79 | Residential |  | Winter Only | [5 empty] | 20 | 0.8 |  |  |  | 0 | 0 | 1 | 0 | 0 | 0 | 0 | 0 | 0 | 0 | 0 | 0 | 0 | 0 | 0 | 0 | 0 | 0 | 1 | 0 | 0 | 0 | 0 | 0 | 0 | 0 | 0 | 0 | 0 | 0 | 0 | 0 | 0 | 0 | 0 | 0 | 0 | 0 | 0 | 0 | [16 empty] | 1
0 | 316032-Single Family, Quality Insulation Installation, CZ 15 |  | 15 | Residential | AC_Cooling | 0 |  |  |  |  | 300 | 175 | 0 | 0 | 0 | 125 | 1270.32 |  | kW | 1.3926 | 20.79 | Residential |  | Winter Only | [5 empty] | 20 | 0.8 |  |  |  | 0 | 0 | 1 | 0 | 0 | 0 | 0 | 0 | 0 | 0 | 0 | 0 | 0 | 0 | 0 | 0 | 0 | 0 | 1 | 0 | 0 | 0 | 0 | 0 | 0 | 0 | 0 | 0 | 0 | 0 | 0 | 0 | 0 | 0 | 0 | 0 | 0 | 0 | 0 | 0 | [16 empty] | 1
0 | 316032-Single Family, Quality Insulation Installation, CZ 15 |  | 15 | Residential | AC_Cooling | 0 |  |  |  |  | 300 | 175 | 0 | 0 | 0 | 125 | 1270.32 |  | kW | 1.3926 | 20.79 | Residential |  | Winter Only | [5 empty] | 20 | 0.8 |  |  |  | 0 | 0 | 1 | 0 | 0 | 0 | 0 | 0 | 0 | 0 | 0 | 0 | 0 | 0 | 0 | 0 | 0 | 0 | 1 | 0 | 0 | 0 | 0 | 0 | 0 | 0 | 0 | 0 | 0 | 0 | 0 | 0 | 0 | 0 | 0 | 0 | 0 | 0 | 0 | 0 | [16 empty] | 1
0 | 316032-Single Family, Quality Insulation Installation, CZ 15 |  | 15 | Residential | AC_Cooling | 0 |  |  |  |  | 300 | 175 | 0 | 0 | 0 | 125 | 1270.32 |  | kW | 1.3926 | 20.79 | Residential |  | Winter Only | [5 empty] | 20 | 0.8 |  |  |  | 0 | 0 | 1 | 0 | 0 | 0 | 0 | 0 | 0 | 0 | 0 | 0 | 0 | 0 | 0 | 0 | 0 | 0 | 1 | 0 | 0 | 0 | 0 | 0 | 0 | 0 | 0 | 0 | 0 | 0 | 0 | 0 | 0 | 0 | 0 | 0 | 0 | 0 | 0 | 0 | [16 empty] | 1
0 | 316032-Single Family, Quality Insulation Installation, CZ 15 |  | 15 | Residential | AC_Cooling | 0 |  |  |  |  | 300 | 175 | 0 | 0 | 0 | 125 | 1270.32 |  | kW | 1.3926 | 20.79 | Residential |  | Winter Only | [5 empty] | 20 | 0.8 |  |  |  | 0 | 0 | 1 | 0 | 0 | 0 | 0 | 0 | 0 | 0 | 0 | 0 | 0 | 0 | 0 | 0 | 0 | 0 | 1 | 0 | 0 | 0 | 0 | 0 | 0 | 0 | 0 | 0 | 0 | 0 | 0 | 0 | 0 | 0 | 0 | 0 | 0 | 0 | 0 | 0 | [16 empty] | 1
0 | 316032-Single Family, Quality Insulation Installation, CZ 15 |  | 15 | Residential | AC_Cooling | 0 |  |  |  |  | 300 | 175 | 0 | 0 | 0 | 125 | 1270.32 |  | kW | 1.3926 | 20.79 | Residential |  | Winter Only | [5 empty] | 20 | 0.8 |  |  |  | 0 | 0 | 1 | 0 | 0 | 0 | 0 | 0 | 0 | 0 | 0 | 0 | 0 | 0 | 0 | 0 | 0 | 0 | 1 | 0 | 0 | 0 | 0 | 0 | 0 | 0 | 0 | 0 | 0 | 0 | 0 | 0 | 0 | 0 | 0 | 0 | 0 | 0 | 0 | 0 | [16 empty] | 1
0 | 316032-Single Family, Quality Insulation Installation, CZ 15 |  | 15 | Residential | AC_Cooling | 0 |  |  |  |  | 300 | 175 | 0 | 0 | 0 | 125 | 1270.32 |  | kW | 1.3926 | 20.79 | Residential |  | Winter Only | [5 empty] | 20 | 0.8 |  |  |  | 0 | 0 | 1 | 0 | 0 | 0 | 0 | 0 | 0 | 0 | 0 | 0 | 0 | 0 | 0 | 0 | 0 | 0 | 1 | 0 | 0 | 0 | 0 | 0 | 0 | 0 | 0 | 0 | 0 | 0 | 0 | 0 | 0 | 0 | 0 | 0 | 0 | 0 | 0 | 0 | [16 empty] | 1
0 | 316032-Single Family, Quality Insulation Installation, CZ 15 |  | 15 | Residential | AC_Cooling | 0 |  |  |  |  | 300 | 175 | 0 | 0 | 0 | 125 | 1270.32 |  | kW | 1.3926 | 20.79 | Residential |  | Winter Only | [5 empty] | 20 | 0.8 |  |  |  | 0 | 0 | 1 | 0 | 0 | 0 | 0 | 0 | 0 | 0 | 0 | 0 | 0 | 0 | 0 | 0 | 0 | 0 | 1 | 0 | 0 | 0 | 0 | 0 | 0 | 0 | 0 | 0 | 0 | 0 | 0 | 0 | 0 | 0 | 0 | 0 | 0 | 0 | 0 | 0 | [16 empty] | 1
0 | 316032-Single Family, Quality Insulation Installation, CZ 15 |  | 15 | Residential | AC_Cooling | 0 |  |  |  |  | 300 | 175 | 0 | 0 | 0 | 125 | 1270.32 |  | kW | 1.3926 | 20.79 | Residential |  | Winter Only | [5 empty] | 20 | 0.8 |  |  |  | 0 | 0 | 1 | 0 | 0 | 0 | 0 | 0 | 0 | 0 | 0 | 0 | 0 | 0 | 0 | 0 | 0 | 0 | 1 | 0 | 0 | 0 | 0 | 0 | 0 | 0 | 0 | 0 | 0 | 0 | 0 | 0 | 0 | 0 | 0 | 0 | 0 | 0 | 0 | 0 | [16 empty] | 1
0 | 316030-Single Family, Quality Insulation Installation, CZ 13 |  | 13 | Residential | AC_Cooling | 0 |  |  |  |  | 300 | 175 | 0 | 0 | 0 | 125 | 547.37 |  | kW | 0.60004 | 52.16 | Residential |  | Winter Only | [5 empty] | 20 | 0.8 |  |  |  | 0 | 0 | 1 | 0 | 0 | 0 | 0 | 0 | 0 | 0 | 0 | 0 | 0 | 0 | 0 | 0 | 0 | 0 | 0 | 1 | 0 | 0 | 0 | 0 | 0 | 0 | 0 | 0 | 0 | 0 | 0 | 0 | 0 | 0 | 0 | 0 | 0 | 0 | 0 | 0 | [16 empty] | 1
0 | 316040-Single Family, Tank Less Water Heater, CZ 13 |  | 13 | Residential | HorizAxisClothesWasher | 0 |  |  |  |  | 325 | 200 | 0 | 0 | 0 | 125 | 0 |  | kW | 0 | 75.41 | Residential |  | Annual | [5 empty] | 15 | 0.8 |  |  |  | 0 | 0 | 1 | 0 | 0 | 0 | 0 | 0 | 0 | 0 | 0 | 0 | 0 | 0 | 0 | 0 | 0 | 0 | 0 | 1 | 0 | 0 | 0 | 0 | 0 | 0 | 0 | 0 | 0 | 0 | 0 | 0 | 0 | 0 | 0 | 0 | 0 | 0 | 0 | 0 | [16 empty] | 1
0 | 316030-Single Family, Quality Insulation Installation, CZ 13 |  | 13 | Residential | AC_Cooling | 0 |  |  |  |  | 300 | 175 | 0 | 0 | 0 | 125 | 547.37 |  | kW | 0.60004 | 52.16 | Residential |  | Winter Only | [5 empty] | 20 | 0.8 |  |  |  | 0 | 0 | 1 | 0 | 0 | 0 | 0 | 0 | 0 | 0 | 0 | 0 | 0 | 0 | 0 | 0 | 0 | 0 | 0 | 1 | 0 | 0 | 0 | 0 | 0 | 0 | 0 | 0 | 0 | 0 | 0 | 0 | 0 | 0 | 0 | 0 | 0 | 0 | 0 | 0 | [16 empty] | 1
0 | 316040-Single Family, Tank Less Water Heater, CZ 13 |  | 13 | Residential | HorizAxisClothesWasher | 0 |  |  |  |  | 325 | 200 | 0 | 0 | 0 | 125 | 0 |  | kW | 0 | 75.41 | Residential |  | Annual | [5 empty] | 15 | 0.8 |  |  |  | 0 | 0 | 1 | 0 | 0 | 0 | 0 | 0 | 0 | 0 | 0 | 0 | 0 | 0 | 0 | 0 | 0 | 0 | 0 | 1 | 0 | 0 | 0 | 0 | 0 | 0 | 0 | 0 | 0 | 0 | 0 | 0 | 0 | 0 | 0 | 0 | 0 | 0 | 0 | 0 | [16 empty] | 1
0 | 316030-Single Family, Quality Insulation Installation, CZ 13 |  | 13 | Residential | AC_Cooling | 0 |  |  |  |  | 300 | 175 | 0 | 0 | 0 | 125 | 547.37 |  | kW | 0.60004 | 52.16 | Residential |  | Winter Only | [5 empty] | 20 | 0.8 |  |  |  | 0 | 0 | 1 | 0 | 0 | 0 | 0 | 0 | 0 | 0 | 0 | 0 | 0 | 0 | 0 | 0 | 0 | 0 | 0 | 1 | 0 | 0 | 0 | 0 | 0 | 0 | 0 | 0 | 0 | 0 | 0 | 0 | 0 | 0 | 0 | 0 | 0 | 0 | 0 | 0 | [16 empty] | 1
0 | 316040-Single Family, Tank Less Water Heater, CZ 13 |  | 13 | Residential | HorizAxisClothesWasher | 0 |  |  |  |  | 325 | 200 | 0 | 0 | 0 | 125 | 0 |  | kW | 0 | 75.41 | Residential |  | Annual | [5 empty] | 15 | 0.8 |  |  |  | 0 | 0 | 1 | 0 | 0 | 0 | 0 | 0 | 0 | 0 | 0 | 0 | 0 | 0 | 0 | 0 | 0 | 0 | 0 | 1 | 0 | 0 | 0 | 0 | 0 | 0 | 0 | 0 | 0 | 0 | 0 | 0 | 0 | 0 | 0 | 0 | 0 | 0 | 0 | 0 | [16 empty] | 1
0 | 316030-Single Family, Quality Insulation Installation, CZ 13 |  | 13 | Residential | AC_Cooling | 0 |  |  |  |  | 300 | 175 | 0 | 0 | 0 | 125 | 547.37 |  | kW | 0.60004 | 52.16 | Residential |  | Winter Only | [5 empty] | 20 | 0.8 |  |  |  | 0 | 0 | 1 | 0 | 0 | 0 | 0 | 0 | 0 | 0 | 0 | 0 | 0 | 0 | 0 | 0 | 0 | 0 | 0 | 1 | 0 | 0 | 0 | 0 | 0 | 0 | 0 | 0 | 0 | 0 | 0 | 0 | 0 | 0 | 0 | 0 | 0 | 0 | 0 | 0 | [16 empty] | 1
0 | 316040-Single Family, Tank Less Water Heater, CZ 13 |  | 13 | Residential | HorizAxisClothesWasher | 0 |  |  |  |  | 325 | 200 | 0 | 0 | 0 | 125 | 0 |  | kW | 0 | 75.41 | Residential |  | Annual | [5 empty] | 15 | 0.8 |  |  |  | 0 | 0 | 1 | 0 | 0 | 0 | 0 | 0 | 0 | 0 | 0 | 0 | 0 | 0 | 0 | 0 | 0 | 0 | 0 | 1 | 0 | 0 | 0 | 0 | 0 | 0 | 0 | 0 | 0 | 0 | 0 | 0 | 0 | 0 | 0 | 0 | 0 | 0 | 0 | 0 | [16 empty] | 1
0 | 316030-Single Family, Quality Insulation Installation, CZ 13 |  | 13 | Residential | AC_Cooling | 0 |  |  |  |  | 300 | 175 | 0 | 0 | 0 | 125 | 547.37 |  | kW | 0.60004 | 52.16 | Residential |  | Winter Only | [5 empty] | 20 | 0.8 |  |  |  | 0 | 0 | 1 | 0 | 0 | 0 | 0 | 0 | 0 | 0 | 0 | 0 | 0 | 0 | 0 | 0 | 0 | 0 | 0 | 1 | 0 | 0 | 0 | 0 | 0 | 0 | 0 | 0 | 0 | 0 | 0 | 0 | 0 | 0 | 0 | 0 | 0 | 0 | 0 | 0 | [16 empty] | 1
0 | 316040-Single Family, Tank Less Water Heater, CZ 13 |  | 13 | Residential | HorizAxisClothesWasher | 0 |  |  |  |  | 325 | 200 | 0 | 0 | 0 | 125 | 0 |  | kW | 0 | 75.41 | Residential |  | Annual | [5 empty] | 15 | 0.8 |  |  |  | 0 | 0 | 1 | 0 | 0 | 0 | 0 | 0 | 0 | 0 | 0 | 0 | 0 | 0 | 0 | 0 | 0 | 0 | 0 | 1 | 0 | 0 | 0 | 0 | 0 | 0 | 0 | 0 | 0 | 0 | 0 | 0 | 0 | 0 | 0 | 0 | 0 | 0 | 0 | 0 | [16 empty] | 1
0 | 316030-Single Family, Quality Insulation Installation, CZ 13 |  | 13 | Residential | AC_Cooling | 0 |  |  |  |  | 300 | 175 | 0 | 0 | 0 | 125 | 547.37 |  | kW | 0.60004 | 52.16 | Residential |  | Winter Only | [5 empty] | 20 | 0.8 |  |  |  | 0 | 0 | 1 | 0 | 0 | 0 | 0 | 0 | 0 | 0 | 0 | 0 | 0 | 0 | 0 | 0 | 0 | 0 | 0 | 1 | 0 | 0 | 0 | 0 | 0 | 0 | 0 | 0 | 0 | 0 | 0 | 0 | 0 | 0 | 0 | 0 | 0 | 0 | 0 | 0 | [16 empty] | 1
0 | 316040-Single Family, Tank Less Water Heater, CZ 13 |  | 13 | Residential | HorizAxisClothesWasher | 0 |  |  |  |  | 325 | 200 | 0 | 0 | 0 | 125 | 0 |  | kW | 0 | 75.41 | Residential |  | Annual | [5 empty] | 15 | 0.8 |  |  |  | 0 | 0 | 1 | 0 | 0 | 0 | 0 | 0 | 0 | 0 | 0 | 0 | 0 | 0 | 0 | 0 | 0 | 0 | 0 | 1 | 0 | 0 | 0 | 0 | 0 | 0 | 0 | 0 | 0 | 0 | 0 | 0 | 0 | 0 | 0 | 0 | 0 | 0 | 0 | 0 | [16 empty] | 1
0 | 316030-Single Family, Quality Insulation Installation, CZ 13 |  | 13 | Residential | AC_Cooling | 0 |  |  |  |  | 300 | 175 | 0 | 0 | 0 | 125 | 547.37 |  | kW | 0.60004 | 52.16 | Residential |  | Winter Only | [5 empty] | 20 | 0.8 |  |  |  | 0 | 0 | 1 | 0 | 0 | 0 | 0 | 0 | 0 | 0 | 0 | 0 | 0 | 0 | 0 | 0 | 0 | 0 | 0 | 1 | 0 | 0 | 0 | 0 | 0 | 0 | 0 | 0 | 0 | 0 | 0 | 0 | 0 | 0 | 0 | 0 | 0 | 0 | 0 | 0 | [16 empty] | 1
0 | 316040-Single Family, Tank Less Water Heater, CZ 13 |  | 13 | Residential | HorizAxisClothesWasher | 0 |  |  |  |  | 325 | 200 | 0 | 0 | 0 | 125 | 0 |  | kW | 0 | 75.41 | Residential |  | Annual | [5 empty] | 15 | 0.8 |  |  |  | 0 | 0 | 1 | 0 | 0 | 0 | 0 | 0 | 0 | 0 | 0 | 0 | 0 | 0 | 0 | 0 | 0 | 0 | 0 | 1 | 0 | 0 | 0 | 0 | 0 | 0 | 0 | 0 | 0 | 0 | 0 | 0 | 0 | 0 | 0 | 0 | 0 | 0 | 0 | 0 | [16 empty] | 1
0 | 316030-Single Family, Quality Insulation Installation, CZ 13 |  | 13 | Residential | AC_Cooling | 0 |  |  |  |  | 300 | 175 | 0 | 0 | 0 | 125 | 547.37 |  | kW | 0.60004 | 52.16 | Residential |  | Winter Only | [5 empty] | 20 | 0.8 |  |  |  | 0 | 0 | 1 | 0 | 0 | 0 | 0 | 0 | 0 | 0 | 0 | 0 | 0 | 0 | 0 | 0 | 0 | 0 | 0 | 1 | 0 | 0 | 0 | 0 | 0 | 0 | 0 | 0 | 0 | 0 | 0 | 0 | 0 | 0 | 0 | 0 | 0 | 0 | 0 | 0 | [16 empty] | 1
0 | 316040-Single Family, Tank Less Water Heater, CZ 13 |  | 13 | Residential | HorizAxisClothesWasher | 0 |  |  |  |  | 325 | 200 | 0 | 0 | 0 | 125 | 0 |  | kW | 0 | 75.41 | Residential |  | Annual | [5 empty] | 15 | 0.8 |  |  |  | 0 | 0 | 1 | 0 | 0 | 0 | 0 | 0 | 0 | 0 | 0 | 0 | 0 | 0 | 0 | 0 | 0 | 0 | 0 | 1 | 0 | 0 | 0 | 0 | 0 | 0 | 0 | 0 | 0 | 0 | 0 | 0 | 0 | 0 | 0 | 0 | 0 | 0 | 0 | 0 | [16 empty] | 1
0 | 316030-Single Family, Quality Insulation Installation, CZ 13 |  | 13 | Residential | AC_Cooling | 0 |  |  |  |  | 300 | 175 | 0 | 0 | 0 | 125 | 547.37 |  | kW | 0.60004 | 52.16 | Residential |  | Winter Only | [5 empty] | 20 | 0.8 |  |  |  | 0 | 0 | 1 | 0 | 0 | 0 | 0 | 0 | 0 | 0 | 0 | 0 | 0 | 0 | 0 | 0 | 0 | 0 | 0 | 1 | 0 | 0 | 0 | 0 | 0 | 0 | 0 | 0 | 0 | 0 | 0 | 0 | 0 | 0 | 0 | 0 | 0 | 0 | 0 | 0 | [16 empty] | 1
0 | 316040-Single Family, Tank Less Water Heater, CZ 13 |  | 13 | Residential | HorizAxisClothesWasher | 0 |  |  |  |  | 325 | 200 | 0 | 0 | 0 | 125 | 0 |  | kW | 0 | 75.41 | Residential |  | Annual | [5 empty] | 15 | 0.8 |  |  |  | 0 | 0 | 1 | 0 | 0 | 0 | 0 | 0 | 0 | 0 | 0 | 0 | 0 | 0 | 0 | 0 | 0 | 0 | 0 | 1 | 0 | 0 | 0 | 0 | 0 | 0 | 0 | 0 | 0 | 0 | 0 | 0 | 0 | 0 | 0 | 0 | 0 | 0 | 0 | 0 | [16 empty] | 1
0 | 316030-Single Family, Quality Insulation Installation, CZ 13 |  | 13 | Residential | AC_Cooling | 0 |  |  |  |  | 300 | 175 | 0 | 0 | 0 | 125 | 547.37 |  | kW | 0.60004 | 52.16 | Residential |  | Winter Only | [5 empty] | 20 | 0.8 |  |  |  | 0 | 0 | 1 | 0 | 0 | 0 | 0 | 0 | 0 | 0 | 0 | 0 | 0 | 0 | 0 | 0 | 0 | 0 | 0 | 1 | 0 | 0 | 0 | 0 | 0 | 0 | 0 | 0 | 0 | 0 | 0 | 0 | 0 | 0 | 0 | 0 | 0 | 0 | 0 | 0 | [16 empty] | 1
0 | 316040-Single Family, Tank Less Water Heater, CZ 13 |  | 13 | Residential | HorizAxisClothesWasher | 0 |  |  |  |  | 325 | 200 | 0 | 0 | 0 | 125 | 0 |  | kW | 0 | 75.41 | Residential |  | Annual | [5 empty] | 15 | 0.8 |  |  |  | 0 | 0 | 1 | 0 | 0 | 0 | 0 | 0 | 0 | 0 | 0 | 0 | 0 | 0 | 0 | 0 | 0 | 0 | 0 | 1 | 0 | 0 | 0 | 0 | 0 | 0 | 0 | 0 | 0 | 0 | 0 | 0 | 0 | 0 | 0 | 0 | 0 | 0 | 0 | 0 | [16 empty] | 1
0 | 316030-Single Family, Quality Insulation Installation, CZ 13 |  | 13 | Residential | AC_Cooling | 0 |  |  |  |  | 300 | 175 | 0 | 0 | 0 | 125 | 547.37 |  | kW | 0.60004 | 52.16 | Residential |  | Winter Only | [5 empty] | 20 | 0.8 |  |  |  | 0 | 0 | 1 | 0 | 0 | 0 | 0 | 0 | 0 | 0 | 0 | 0 | 0 | 0 | 0 | 0 | 0 | 0 | 0 | 1 | 0 | 0 | 0 | 0 | 0 | 0 | 0 | 0 | 0 | 0 | 0 | 0 | 0 | 0 | 0 | 0 | 0 | 0 | 0 | 0 | [16 empty] | 1
0 | 316040-Single Family, Tank Less Water Heater, CZ 13 |  | 13 | Residential | HorizAxisClothesWasher | 0 |  |  |  |  | 325 | 200 | 0 | 0 | 0 | 125 | 0 |  | kW | 0 | 75.41 | Residential |  | Annual | [5 empty] | 15 | 0.8 |  |  |  | 0 | 0 | 1 | 0 | 0 | 0 | 0 | 0 | 0 | 0 | 0 | 0 | 0 | 0 | 0 | 0 | 0 | 0 | 0 | 1 | 0 | 0 | 0 | 0 | 0 | 0 | 0 | 0 | 0 | 0 | 0 | 0 | 0 | 0 | 0 | 0 | 0 | 0 | 0 | 0 | [16 empty] | 1
0 | 316030-Single Family, Quality Insulation Installation, CZ 13 |  | 13 | Residential | AC_Cooling | 0 |  |  |  |  | 300 | 175 | 0 | 0 | 0 | 125 | 547.37 |  | kW | 0.60004 | 52.16 | Residential |  | Winter Only | [5 empty] | 20 | 0.8 |  |  |  | 0 | 0 | 1 | 0 | 0 | 0 | 0 | 0 | 0 | 0 | 0 | 0 | 0 | 0 | 0 | 0 | 0 | 0 | 0 | 1 | 0 | 0 | 0 | 0 | 0 | 0 | 0 | 0 | 0 | 0 | 0 | 0 | 0 | 0 | 0 | 0 | 0 | 0 | 0 | 0 | [16 empty] | 1
0 | 316040-Single Family, Tank Less Water Heater, CZ 13 |  | 13 | Residential | HorizAxisClothesWasher | 0 |  |  |  |  | 325 | 200 | 0 | 0 | 0 | 125 | 0 |  | kW | 0 | 75.41 | Residential |  | Annual | [5 empty] | 15 | 0.8 |  |  |  | 0 | 0 | 1 | 0 | 0 | 0 | 0 | 0 | 0 | 0 | 0 | 0 | 0 | 0 | 0 | 0 | 0 | 0 | 0 | 1 | 0 | 0 | 0 | 0 | 0 | 0 | 0 | 0 | 0 | 0 | 0 | 0 | 0 | 0 | 0 | 0 | 0 | 0 | 0 | 0 | [16 empty] | 1
0 | 316030-Single Family, Quality Insulation Installation, CZ 13 |  | 13 | Residential | AC_Cooling | 0 |  |  |  |  | 300 | 175 | 0 | 0 | 0 | 125 | 547.37 |  | kW | 0.60004 | 52.16 | Residential |  | Winter Only | [5 empty] | 20 | 0.8 |  |  |  | 0 | 0 | 1 | 0 | 0 | 0 | 0 | 0 | 0 | 0 | 0 | 0 | 0 | 0 | 0 | 0 | 0 | 0 | 0 | 1 | 0 | 0 | 0 | 0 | 0 | 0 | 0 | 0 | 0 | 0 | 0 | 0 | 0 | 0 | 0 | 0 | 0 | 0 | 0 | 0 | [16 empty] | 1
0 | 316040-Single Family, Tank Less Water Heater, CZ 13 |  | 13 | Residential | HorizAxisClothesWasher | 0 |  |  |  |  | 325 | 200 | 0 | 0 | 0 | 125 | 0 |  | kW | 0 | 75.41 | Residential |  | Annual | [5 empty] | 15 | 0.8 |  |  |  | 0 | 0 | 1 | 0 | 0 | 0 | 0 | 0 | 0 | 0 | 0 | 0 | 0 | 0 | 0 | 0 | 0 | 0 | 0 | 1 | 0 | 0 | 0 | 0 | 0 | 0 | 0 | 0 | 0 | 0 | 0 | 0 | 0 | 0 | 0 | 0 | 0 | 0 | 0 | 0 | [16 empty] | 1
0 | 316030-Single Family, Quality Insulation Installation, CZ 13 |  | 13 | Residential | AC_Cooling | 0 |  |  |  |  | 300 | 175 | 0 | 0 | 0 | 125 | 547.37 |  | kW | 0.60004 | 52.16 | Residential |  | Winter Only | [5 empty] | 20 | 0.8 |  |  |  | 0 | 0 | 1 | 0 | 0 | 0 | 0 | 0 | 0 | 0 | 0 | 0 | 0 | 0 | 0 | 0 | 0 | 0 | 0 | 1 | 0 | 0 | 0 | 0 | 0 | 0 | 0 | 0 | 0 | 0 | 0 | 0 | 0 | 0 | 0 | 0 | 0 | 0 | 0 | 0 | [16 empty] | 1
0 | 316040-Single Family, Tank Less Water Heater, CZ 13 |  | 13 | Residential | HorizAxisClothesWasher | 0 |  |  |  |  | 325 | 200 | 0 | 0 | 0 | 125 | 0 |  | kW | 0 | 75.41 | Residential |  | Annual | [5 empty] | 15 | 0.8 |  |  |  | 0 | 0 | 1 | 0 | 0 | 0 | 0 | 0 | 0 | 0 | 0 | 0 | 0 | 0 | 0 | 0 | 0 | 0 | 0 | 1 | 0 | 0 | 0 | 0 | 0 | 0 | 0 | 0 | 0 | 0 | 0 | 0 | 0 | 0 | 0 | 0 | 0 | 0 | 0 | 0 | [16 empty] | 1
0 | 316030-Single Family, Quality Insulation Installation, CZ 13 |  | 13 | Residential | AC_Cooling | 0 |  |  |  |  | 300 | 175 | 0 | 0 | 0 | 125 | 547.37 |  | kW | 0.60004 | 52.16 | Residential |  | Winter Only | [5 empty] | 20 | 0.8 |  |  |  | 0 | 0 | 1 | 0 | 0 | 0 | 0 | 0 | 0 | 0 | 0 | 0 | 0 | 0 | 0 | 0 | 0 | 0 | 0 | 1 | 0 | 0 | 0 | 0 | 0 | 0 | 0 | 0 | 0 | 0 | 0 | 0 | 0 | 0 | 0 | 0 | 0 | 0 | 0 | 0 | [16 empty] | 1
0 | 316040-Single Family, Tank Less Water Heater, CZ 13 |  | 13 | Residential | HorizAxisClothesWasher | 0 |  |  |  |  | 325 | 200 | 0 | 0 | 0 | 125 | 0 |  | kW | 0 | 75.41 | Residential |  | Annual | [5 empty] | 15 | 0.8 |  |  |  | 0 | 0 | 1 | 0 | 0 | 0 | 0 | 0 | 0 | 0 | 0 | 0 | 0 | 0 | 0 | 0 | 0 | 0 | 0 | 1 | 0 | 0 | 0 | 0 | 0 | 0 | 0 | 0 | 0 | 0 | 0 | 0 | 0 | 0 | 0 | 0 | 0 | 0 | 0 | 0 | [16 empty] | 1
0 | 316030-Single Family, Quality Insulation Installation, CZ 13 |  | 13 | Residential | AC_Cooling | 0 |  |  |  |  | 300 | 175 | 0 | 0 | 0 | 125 | 547.37 |  | kW | 0.60004 | 52.16 | Residential |  | Winter Only | [5 empty] | 20 | 0.8 |  |  |  | 0 | 0 | 1 | 0 | 0 | 0 | 0 | 0 | 0 | 0 | 0 | 0 | 0 | 0 | 0 | 0 | 0 | 0 | 0 | 1 | 0 | 0 | 0 | 0 | 0 | 0 | 0 | 0 | 0 | 0 | 0 | 0 | 0 | 0 | 0 | 0 | 0 | 0 | 0 | 0 | [16 empty] | 1
0 | 316040-Single Family, Tank Less Water Heater, CZ 13 |  | 13 | Residential | HorizAxisClothesWasher | 0 |  |  |  |  | 325 | 200 | 0 | 0 | 0 | 125 | 0 |  | kW | 0 | 75.41 | Residential |  | Annual | [5 empty] | 15 | 0.8 |  |  |  | 0 | 0 | 1 | 0 | 0 | 0 | 0 | 0 | 0 | 0 | 0 | 0 | 0 | 0 | 0 | 0 | 0 | 0 | 0 | 1 | 0 | 0 | 0 | 0 | 0 | 0 | 0 | 0 | 0 | 0 | 0 | 0 | 0 | 0 | 0 | 0 | 0 | 0 | 0 | 0 | [16 empty] | 1
0 | 316030-Single Family, Quality Insulation Installation, CZ 13 |  | 13 | Residential | AC_Cooling | 0 |  |  |  |  | 300 | 175 | 0 | 0 | 0 | 125 | 547.37 |  | kW | 0.60004 | 52.16 | Residential |  | Winter Only | [5 empty] | 20 | 0.8 |  |  |  | 0 | 0 | 1 | 0 | 0 | 0 | 0 | 0 | 0 | 0 | 0 | 0 | 0 | 0 | 0 | 0 | 0 | 0 | 0 | 1 | 0 | 0 | 0 | 0 | 0 | 0 | 0 | 0 | 0 | 0 | 0 | 0 | 0 | 0 | 0 | 0 | 0 | 0 | 0 | 0 | [16 empty] | 1
0 | 316040-Single Family, Tank Less Water Heater, CZ 13 |  | 13 | Residential | HorizAxisClothesWasher | 0 |  |  |  |  | 325 | 200 | 0 | 0 | 0 | 125 | 0 |  | kW | 0 | 75.41 | Residential |  | Annual | [5 empty] | 15 | 0.8 |  |  |  | 0 | 0 | 1 | 0 | 0 | 0 | 0 | 0 | 0 | 0 | 0 | 0 | 0 | 0 | 0 | 0 | 0 | 0 | 0 | 1 | 0 | 0 | 0 | 0 | 0 | 0 | 0 | 0 | 0 | 0 | 0 | 0 | 0 | 0 | 0 | 0 | 0 | 0 | 0 | 0 | [16 empty] | 1
0 | 316030-Single Family, Quality Insulation Installation, CZ 13 |  | 13 | Residential | AC_Cooling | 0 |  |  |  |  | 300 | 175 | 0 | 0 | 0 | 125 | 547.37 |  | kW | 0.60004 | 52.16 | Residential |  | Winter Only | [5 empty] | 20 | 0.8 |  |  |  | 0 | 0 | 1 | 0 | 0 | 0 | 0 | 0 | 0 | 0 | 0 | 0 | 0 | 0 | 0 | 0 | 0 | 0 | 0 | 1 | 0 | 0 | 0 | 0 | 0 | 0 | 0 | 0 | 0 | 0 | 0 | 0 | 0 | 0 | 0 | 0 | 0 | 0 | 0 | 0 | [16 empty] | 1
0 | 316040-Single Family, Tank Less Water Heater, CZ 13 |  | 13 | Residential | HorizAxisClothesWasher | 0 |  |  |  |  | 325 | 200 | 0 | 0 | 0 | 125 | 0 |  | kW | 0 | 75.41 | Residential |  | Annual | [5 empty] | 15 | 0.8 |  |  |  | 0 | 0 | 1 | 0 | 0 | 0 | 0 | 0 | 0 | 0 | 0 | 0 | 0 | 0 | 0 | 0 | 0 | 0 | 0 | 1 | 0 | 0 | 0 | 0 | 0 | 0 | 0 | 0 | 0 | 0 | 0 | 0 | 0 | 0 | 0 | 0 | 0 | 0 | 0 | 0 | [16 empty] | 1
0 | 316030-Single Family, Quality Insulation Installation, CZ 13 |  | 13 | Residential | AC_Cooling | 0 |  |  |  |  | 300 | 175 | 0 | 0 | 0 | 125 | 547.37 |  | kW | 0.60004 | 52.16 | Residential |  | Winter Only | [5 empty] | 20 | 0.8 |  |  |  | 0 | 0 | 1 | 0 | 0 | 0 | 0 | 0 | 0 | 0 | 0 | 0 | 0 | 0 | 0 | 0 | 0 | 0 | 0 | 1 | 0 | 0 | 0 | 0 | 0 | 0 | 0 | 0 | 0 | 0 | 0 | 0 | 0 | 0 | 0 | 0 | 0 | 0 | 0 | 0 | [16 empty] | 1
0 | 316040-Single Family, Tank Less Water Heater, CZ 13 |  | 13 | Residential | HorizAxisClothesWasher | 0 |  |  |  |  | 325 | 200 | 0 | 0 | 0 | 125 | 0 |  | kW | 0 | 75.41 | Residential |  | Annual | [5 empty] | 15 | 0.8 |  |  |  | 0 | 0 | 1 | 0 | 0 | 0 | 0 | 0 | 0 | 0 | 0 | 0 | 0 | 0 | 0 | 0 | 0 | 0 | 0 | 1 | 0 | 0 | 0 | 0 | 0 | 0 | 0 | 0 | 0 | 0 | 0 | 0 | 0 | 0 | 0 | 0 | 0 | 0 | 0 | 0 | [16 empty] | 1
0 | 316030-Single Family, Quality Insulation Installation, CZ 13 |  | 13 | Residential | AC_Cooling | 0 |  |  |  |  | 300 | 175 | 0 | 0 | 0 | 125 | 547.37 |  | kW | 0.60004 | 52.16 | Residential |  | Winter Only | [5 empty] | 20 | 0.8 |  |  |  | 0 | 0 | 1 | 0 | 0 | 0 | 0 | 0 | 0 | 0 | 0 | 0 | 0 | 0 | 0 | 0 | 0 | 0 | 0 | 1 | 0 | 0 | 0 | 0 | 0 | 0 | 0 | 0 | 0 | 0 | 0 | 0 | 0 | 0 | 0 | 0 | 0 | 0 | 0 | 0 | [16 empty] | 1
0 | 316040-Single Family, Tank Less Water Heater, CZ 13 |  | 13 | Residential | HorizAxisClothesWasher | 0 |  |  |  |  | 325 | 200 | 0 | 0 | 0 | 125 | 0 |  | kW | 0 | 75.41 | Residential |  | Annual | [5 empty] | 15 | 0.8 |  |  |  | 0 | 0 | 1 | 0 | 0 | 0 | 0 | 0 | 0 | 0 | 0 | 0 | 0 | 0 | 0 | 0 | 0 | 0 | 0 | 1 | 0 | 0 | 0 | 0 | 0 | 0 | 0 | 0 | 0 | 0 | 0 | 0 | 0 | 0 | 0 | 0 | 0 | 0 | 0 | 0 | [16 empty] | 1
0 | 316030-Single Family, Quality Insulation Installation, CZ 13 |  | 13 | Residential | AC_Cooling | 0 |  |  |  |  | 300 | 175 | 0 | 0 | 0 | 125 | 547.37 |  | kW | 0.60004 | 52.16 | Residential |  | Winter Only | [5 empty] | 20 | 0.8 |  |  |  | 0 | 0 | 1 | 0 | 0 | 0 | 0 | 0 | 0 | 0 | 0 | 0 | 0 | 0 | 0 | 0 | 0 | 0 | 0 | 1 | 0 | 0 | 0 | 0 | 0 | 0 | 0 | 0 | 0 | 0 | 0 | 0 | 0 | 0 | 0 | 0 | 0 | 0 | 0 | 0 | [16 empty] | 1
0 | 316040-Single Family, Tank Less Water Heater, CZ 13 |  | 13 | Residential | HorizAxisClothesWasher | 0 |  |  |  |  | 325 | 200 | 0 | 0 | 0 | 125 | 0 |  | kW | 0 | 75.41 | Residential |  | Annual | [5 empty] | 15 | 0.8 |  |  |  | 0 | 0 | 1 | 0 | 0 | 0 | 0 | 0 | 0 | 0 | 0 | 0 | 0 | 0 | 0 | 0 | 0 | 0 | 0 | 1 | 0 | 0 | 0 | 0 | 0 | 0 | 0 | 0 | 0 | 0 | 0 | 0 | 0 | 0 | 0 | 0 | 0 | 0 | 0 | 0 | [16 empty] | 1
0 | 316030-Single Family, Quality Insulation Installation, CZ 13 |  | 13 | Residential | AC_Cooling | 0 |  |  |  |  | 300 | 175 | 0 | 0 | 0 | 125 | 547.37 |  | kW | 0.60004 | 52.16 | Residential |  | Winter Only | [5 empty] | 20 | 0.8 |  |  |  | 0 | 0 | 1 | 0 | 0 | 0 | 0 | 0 | 0 | 0 | 0 | 0 | 0 | 0 | 0 | 0 | 0 | 0 | 0 | 1 | 0 | 0 | 0 | 0 | 0 | 0 | 0 | 0 | 0 | 0 | 0 | 0 | 0 | 0 | 0 | 0 | 0 | 0 | 0 | 0 | [16 empty] | 1
0 | 316040-Single Family, Tank Less Water Heater, CZ 13 |  | 13 | Residential | HorizAxisClothesWasher | 0 |  |  |  |  | 325 | 200 | 0 | 0 | 0 | 125 | 0 |  | kW | 0 | 75.41 | Residential |  | Annual | [5 empty] | 15 | 0.8 |  |  |  | 0 | 0 | 1 | 0 | 0 | 0 | 0 | 0 | 0 | 0 | 0 | 0 | 0 | 0 | 0 | 0 | 0 | 0 | 0 | 1 | 0 | 0 | 0 | 0 | 0 | 0 | 0 | 0 | 0 | 0 | 0 | 0 | 0 | 0 | 0 | 0 | 0 | 0 | 0 | 0 | [16 empty] | 1
0 | 316030-Single Family, Quality Insulation Installation, CZ 13 |  | 13 | Residential | AC_Cooling | 0 |  |  |  |  | 300 | 175 | 0 | 0 | 0 | 125 | 547.37 |  | kW | 0.60004 | 52.16 | Residential |  | Winter Only | [5 empty] | 20 | 0.8 |  |  |  | 0 | 0 | 1 | 0 | 0 | 0 | 0 | 0 | 0 | 0 | 0 | 0 | 0 | 0 | 0 | 0 | 0 | 0 | 0 | 1 | 0 | 0 | 0 | 0 | 0 | 0 | 0 | 0 | 0 | 0 | 0 | 0 | 0 | 0 | 0 | 0 | 0 | 0 | 0 | 0 | [16 empty] | 1
0 | 316040-Single Family, Tank Less Water Heater, CZ 13 |  | 13 | Residential | HorizAxisClothesWasher | 0 |  |  |  |  | 325 | 200 | 0 | 0 | 0 | 125 | 0 |  | kW | 0 | 75.41 | Residential |  | Annual | [5 empty] | 15 | 0.8 |  |  |  | 0 | 0 | 1 | 0 | 0 | 0 | 0 | 0 | 0 | 0 | 0 | 0 | 0 | 0 | 0 | 0 | 0 | 0 | 0 | 1 | 0 | 0 | 0 | 0 | 0 | 0 | 0 | 0 | 0 | 0 | 0 | 0 | 0 | 0 | 0 | 0 | 0 | 0 | 0 | 0 | [16 empty] | 1
0 | 316030-Single Family, Quality Insulation Installation, CZ 13 |  | 13 | Residential | AC_Cooling | 0 |  |  |  |  | 300 | 175 | 0 | 0 | 0 | 125 | 547.37 |  | kW | 0.60004 | 52.16 | Residential |  | Winter Only | [5 empty] | 20 | 0.8 |  |  |  | 0 | 0 | 1 | 0 | 0 | 0 | 0 | 0 | 0 | 0 | 0 | 0 | 0 | 0 | 0 | 0 | 0 | 0 | 0 | 1 | 0 | 0 | 0 | 0 | 0 | 0 | 0 | 0 | 0 | 0 | 0 | 0 | 0 | 0 | 0 | 0 | 0 | 0 | 0 | 0 | [16 empty] | 1
0 | 316040-Single Family, Tank Less Water Heater, CZ 13 |  | 13 | Residential | HorizAxisClothesWasher | 0 |  |  |  |  | 325 | 200 | 0 | 0 | 0 | 125 | 0 |  | kW | 0 | 75.41 | Residential |  | Annual | [5 empty] | 15 | 0.8 |  |  |  | 0 | 0 | 1 | 0 | 0 | 0 | 0 | 0 | 0 | 0 | 0 | 0 | 0 | 0 | 0 | 0 | 0 | 0 | 0 | 1 | 0 | 0 | 0 | 0 | 0 | 0 | 0 | 0 | 0 | 0 | 0 | 0 | 0 | 0 | 0 | 0 | 0 | 0 | 0 | 0 | [16 empty] | 1
0 | 316030-Single Family, Quality Insulation Installation, CZ 13 |  | 13 | Residential | AC_Cooling | 0 |  |  |  |  | 300 | 175 | 0 | 0 | 0 | 125 | 547.37 |  | kW | 0.60004 | 52.16 | Residential |  | Winter Only | [5 empty] | 20 | 0.8 |  |  |  | 0 | 0 | 1 | 0 | 0 | 0 | 0 | 0 | 0 | 0 | 0 | 0 | 0 | 0 | 0 | 0 | 0 | 0 | 0 | 1 | 0 | 0 | 0 | 0 | 0 | 0 | 0 | 0 | 0 | 0 | 0 | 0 | 0 | 0 | 0 | 0 | 0 | 0 | 0 | 0 | [16 empty] | 1
0 | 316040-Single Family, Tank Less Water Heater, CZ 13 |  | 13 | Residential | HorizAxisClothesWasher | 0 |  |  |  |  | 325 | 200 | 0 | 0 | 0 | 125 | 0 |  | kW | 0 | 75.41 | Residential |  | Annual | [5 empty] | 15 | 0.8 |  |  |  | 0 | 0 | 1 | 0 | 0 | 0 | 0 | 0 | 0 | 0 | 0 | 0 | 0 | 0 | 0 | 0 | 0 | 0 | 0 | 1 | 0 | 0 | 0 | 0 | 0 | 0 | 0 | 0 | 0 | 0 | 0 | 0 | 0 | 0 | 0 | 0 | 0 | 0 | 0 | 0 | [16 empty] | 1
0 | 316030-Single Family, Quality Insulation Installation, CZ 13 |  | 13 | Residential | AC_Cooling | 0 |  |  |  |  | 300 | 175 | 0 | 0 | 0 | 125 | 547.37 |  | kW | 0.60004 | 52.16 | Residential |  | Winter Only | [5 empty] | 20 | 0.8 |  |  |  | 0 | 0 | 1 | 0 | 0 | 0 | 0 | 0 | 0 | 0 | 0 | 0 | 0 | 0 | 0 | 0 | 0 | 0 | 0 | 1 | 0 | 0 | 0 | 0 | 0 | 0 | 0 | 0 | 0 | 0 | 0 | 0 | 0 | 0 | 0 | 0 | 0 | 0 | 0 | 0 | [16 empty] | 1
0 | 316040-Single Family, Tank Less Water Heater, CZ 13 |  | 13 | Residential | HorizAxisClothesWasher | 0 |  |  |  |  | 325 | 200 | 0 | 0 | 0 | 125 | 0 |  | kW | 0 | 75.41 | Residential |  | Annual | [5 empty] | 15 | 0.8 |  |  |  | 0 | 0 | 1 | 0 | 0 | 0 | 0 | 0 | 0 | 0 | 0 | 0 | 0 | 0 | 0 | 0 | 0 | 0 | 0 | 1 | 0 | 0 | 0 | 0 | 0 | 0 | 0 | 0 | 0 | 0 | 0 | 0 | 0 | 0 | 0 | 0 | 0 | 0 | 0 | 0 | [16 empty] | 1
0 | 316030-Single Family, Quality Insulation Installation, CZ 13 |  | 13 | Residential | AC_Cooling | 0 |  |  |  |  | 300 | 175 | 0 | 0 | 0 | 125 | 547.37 |  | kW | 0.60004 | 52.16 | Residential |  | Winter Only | [5 empty] | 20 | 0.8 |  |  |  | 0 | 0 | 1 | 0 | 0 | 0 | 0 | 0 | 0 | 0 | 0 | 0 | 0 | 0 | 0 | 0 | 0 | 0 | 0 | 1 | 0 | 0 | 0 | 0 | 0 | 0 | 0 | 0 | 0 | 0 | 0 | 0 | 0 | 0 | 0 | 0 | 0 | 0 | 0 | 0 | [16 empty] | 1
0 | 316040-Single Family, Tank Less Water Heater, CZ 13 |  | 13 | Residential | HorizAxisClothesWasher | 0 |  |  |  |  | 325 | 200 | 0 | 0 | 0 | 125 | 0 |  | kW | 0 | 75.41 | Residential |  | Annual | [5 empty] | 15 | 0.8 |  |  |  | 0 | 0 | 1 | 0 | 0 | 0 | 0 | 0 | 0 | 0 | 0 | 0 | 0 | 0 | 0 | 0 | 0 | 0 | 0 | 1 | 0 | 0 | 0 | 0 | 0 | 0 | 0 | 0 | 0 | 0 | 0 | 0 | 0 | 0 | 0 | 0 | 0 | 0 | 0 | 0 | [16 empty] | 1
0 | 316030-Single Family, Quality Insulation Installation, CZ 13 |  | 13 | Residential | AC_Cooling | 0 |  |  |  |  | 300 | 175 | 0 | 0 | 0 | 125 | 547.37 |  | kW | 0.60004 | 52.16 | Residential |  | Winter Only | [5 empty] | 20 | 0.8 |  |  |  | 0 | 0 | 1 | 0 | 0 | 0 | 0 | 0 | 0 | 0 | 0 | 0 | 0 | 0 | 0 | 0 | 0 | 0 | 0 | 1 | 0 | 0 | 0 | 0 | 0 | 0 | 0 | 0 | 0 | 0 | 0 | 0 | 0 | 0 | 0 | 0 | 0 | 0 | 0 | 0 | [16 empty] | 1
0 | 316040-Single Family, Tank Less Water Heater, CZ 13 |  | 13 | Residential | HorizAxisClothesWasher | 0 |  |  |  |  | 325 | 200 | 0 | 0 | 0 | 125 | 0 |  | kW | 0 | 75.41 | Residential |  | Annual | [5 empty] | 15 | 0.8 |  |  |  | 0 | 0 | 1 | 0 | 0 | 0 | 0 | 0 | 0 | 0 | 0 | 0 | 0 | 0 | 0 | 0 | 0 | 0 | 0 | 1 | 0 | 0 | 0 | 0 | 0 | 0 | 0 | 0 | 0 | 0 | 0 | 0 | 0 | 0 | 0 | 0 | 0 | 0 | 0 | 0 | [16 empty] | 1
0 | 316030-Single Family, Quality Insulation Installation, CZ 13 |  | 13 | Residential | AC_Cooling | 0 |  |  |  |  | 300 | 175 | 0 | 0 | 0 | 125 | 547.37 |  | kW | 0.60004 | 52.16 | Residential |  | Winter Only | [5 empty] | 20 | 0.8 |  |  |  | 0 | 0 | 1 | 0 | 0 | 0 | 0 | 0 | 0 | 0 | 0 | 0 | 0 | 0 | 0 | 0 | 0 | 0 | 0 | 1 | 0 | 0 | 0 | 0 | 0 | 0 | 0 | 0 | 0 | 0 | 0 | 0 | 0 | 0 | 0 | 0 | 0 | 0 | 0 | 0 | [16 empty] | 1
0 | 316040-Single Family, Tank Less Water Heater, CZ 13 |  | 13 | Residential | HorizAxisClothesWasher | 0 |  |  |  |  | 325 | 200 | 0 | 0 | 0 | 125 | 0 |  | kW | 0 | 75.41 | Residential |  | Annual | [5 empty] | 15 | 0.8 |  |  |  | 0 | 0 | 1 | 0 | 0 | 0 | 0 | 0 | 0 | 0 | 0 | 0 | 0 | 0 | 0 | 0 | 0 | 0 | 0 | 1 | 0 | 0 | 0 | 0 | 0 | 0 | 0 | 0 | 0 | 0 | 0 | 0 | 0 | 0 | 0 | 0 | 0 | 0 | 0 | 0 | [16 empty] | 1
0 | 316030-Single Family, Quality Insulation Installation, CZ 13 |  | 13 | Residential | AC_Cooling | 0 |  |  |  |  | 300 | 175 | 0 | 0 | 0 | 125 | 547.37 |  | kW | 0.60004 | 52.16 | Residential |  | Winter Only | [5 empty] | 20 | 0.8 |  |  |  | 0 | 0 | 1 | 0 | 0 | 0 | 0 | 0 | 0 | 0 | 0 | 0 | 0 | 0 | 0 | 0 | 0 | 0 | 0 | 1 | 0 | 0 | 0 | 0 | 0 | 0 | 0 | 0 | 0 | 0 | 0 | 0 | 0 | 0 | 0 | 0 | 0 | 0 | 0 | 0 | [16 empty] | 1
0 | 316040-Single Family, Tank Less Water Heater, CZ 13 |  | 13 | Residential | HorizAxisClothesWasher | 0 |  |  |  |  | 325 | 200 | 0 | 0 | 0 | 125 | 0 |  | kW | 0 | 75.41 | Residential |  | Annual | [5 empty] | 15 | 0.8 |  |  |  | 0 | 0 | 1 | 0 | 0 | 0 | 0 | 0 | 0 | 0 | 0 | 0 | 0 | 0 | 0 | 0 | 0 | 0 | 0 | 1 | 0 | 0 | 0 | 0 | 0 | 0 | 0 | 0 | 0 | 0 | 0 | 0 | 0 | 0 | 0 | 0 | 0 | 0 | 0 | 0 | [16 empty] | 1
0 | 316030-Single Family, Quality Insulation Installation, CZ 13 |  | 13 | Residential | AC_Cooling | 0 |  |  |  |  | 300 | 175 | 0 | 0 | 0 | 125 | 547.37 |  | kW | 0.60004 | 52.16 | Residential |  | Winter Only | [5 empty] | 20 | 0.8 |  |  |  | 0 | 0 | 1 | 0 | 0 | 0 | 0 | 0 | 0 | 0 | 0 | 0 | 0 | 0 | 0 | 0 | 0 | 0 | 0 | 1 | 0 | 0 | 0 | 0 | 0 | 0 | 0 | 0 | 0 | 0 | 0 | 0 | 0 | 0 | 0 | 0 | 0 | 0 | 0 | 0 | [16 empty] | 1
0 | 316040-Single Family, Tank Less Water Heater, CZ 13 |  | 13 | Residential | HorizAxisClothesWasher | 0 |  |  |  |  | 325 | 200 | 0 | 0 | 0 | 125 | 0 |  | kW | 0 | 75.41 | Residential |  | Annual | [5 empty] | 15 | 0.8 |  |  |  | 0 | 0 | 1 | 0 | 0 | 0 | 0 | 0 | 0 | 0 | 0 | 0 | 0 | 0 | 0 | 0 | 0 | 0 | 0 | 1 | 0 | 0 | 0 | 0 | 0 | 0 | 0 | 0 | 0 | 0 | 0 | 0 | 0 | 0 | 0 | 0 | 0 | 0 | 0 | 0 | [16 empty] | 1
0 | 316030-Single Family, Quality Insulation Installation, CZ 13 |  | 13 | Residential | AC_Cooling | 0 |  |  |  |  | 300 | 175 | 0 | 0 | 0 | 125 | 547.37 |  | kW | 0.60004 | 52.16 | Residential |  | Winter Only | [5 empty] | 20 | 0.8 |  |  |  | 0 | 0 | 1 | 0 | 0 | 0 | 0 | 0 | 0 | 0 | 0 | 0 | 0 | 0 | 0 | 0 | 0 | 0 | 0 | 1 | 0 | 0 | 0 | 0 | 0 | 0 | 0 | 0 | 0 | 0 | 0 | 0 | 0 | 0 | 0 | 0 | 0 | 0 | 0 | 0 | [16 empty] | 1
0 | 316040-Single Family, Tank Less Water Heater, CZ 13 |  | 13 | Residential | HorizAxisClothesWasher | 0 |  |  |  |  | 325 | 200 | 0 | 0 | 0 | 125 | 0 |  | kW | 0 | 75.41 | Residential |  | Annual | [5 empty] | 15 | 0.8 |  |  |  | 0 | 0 | 1 | 0 | 0 | 0 | 0 | 0 | 0 | 0 | 0 | 0 | 0 | 0 | 0 | 0 | 0 | 0 | 0 | 1 | 0 | 0 | 0 | 0 | 0 | 0 | 0 | 0 | 0 | 0 | 0 | 0 | 0 | 0 | 0 | 0 | 0 | 0 | 0 | 0 | [16 empty] | 1
0 | 316030-Single Family, Quality Insulation Installation, CZ 13 |  | 13 | Residential | AC_Cooling | 0 |  |  |  |  | 300 | 175 | 0 | 0 | 0 | 125 | 547.37 |  | kW | 0.60004 | 52.16 | Residential |  | Winter Only | [5 empty] | 20 | 0.8 |  |  |  | 0 | 0 | 1 | 0 | 0 | 0 | 0 | 0 | 0 | 0 | 0 | 0 | 0 | 0 | 0 | 0 | 0 | 0 | 0 | 1 | 0 | 0 | 0 | 0 | 0 | 0 | 0 | 0 | 0 | 0 | 0 | 0 | 0 | 0 | 0 | 0 | 0 | 0 | 0 | 0 | [16 empty] | 1
0 | 316040-Single Family, Tank Less Water Heater, CZ 13 |  | 13 | Residential | HorizAxisClothesWasher | 0 |  |  |  |  | 325 | 200 | 0 | 0 | 0 | 125 | 0 |  | kW | 0 | 75.41 | Residential |  | Annual | [5 empty] | 15 | 0.8 |  |  |  | 0 | 0 | 1 | 0 | 0 | 0 | 0 | 0 | 0 | 0 | 0 | 0 | 0 | 0 | 0 | 0 | 0 | 0 | 0 | 1 | 0 | 0 | 0 | 0 | 0 | 0 | 0 | 0 | 0 | 0 | 0 | 0 | 0 | 0 | 0 | 0 | 0 | 0 | 0 | 0 | [16 empty] | 1
0 | 316030-Single Family, Quality Insulation Installation, CZ 13 |  | 13 | Residential | AC_Cooling | 0 |  |  |  |  | 300 | 175 | 0 | 0 | 0 | 125 | 547.37 |  | kW | 0.60004 | 52.16 | Residential |  | Winter Only | [5 empty] | 20 | 0.8 |  |  |  | 0 | 0 | 1 | 0 | 0 | 0 | 0 | 0 | 0 | 0 | 0 | 0 | 0 | 0 | 0 | 0 | 0 | 0 | 0 | 1 | 0 | 0 | 0 | 0 | 0 | 0 | 0 | 0 | 0 | 0 | 0 | 0 | 0 | 0 | 0 | 0 | 0 | 0 | 0 | 0 | [16 empty] | 1
0 | 316040-Single Family, Tank Less Water Heater, CZ 13 |  | 13 | Residential | HorizAxisClothesWasher | 0 |  |  |  |  | 325 | 200 | 0 | 0 | 0 | 125 | 0 |  | kW | 0 | 75.41 | Residential |  | Annual | [5 empty] | 15 | 0.8 |  |  |  | 0 | 0 | 1 | 0 | 0 | 0 | 0 | 0 | 0 | 0 | 0 | 0 | 0 | 0 | 0 | 0 | 0 | 0 | 0 | 1 | 0 | 0 | 0 | 0 | 0 | 0 | 0 | 0 | 0 | 0 | 0 | 0 | 0 | 0 | 0 | 0 | 0 | 0 | 0 | 0 | [16 empty] | 1
0 | 316030-Single Family, Quality Insulation Installation, CZ 13 |  | 13 | Residential | AC_Cooling | 0 |  |  |  |  | 300 | 175 | 0 | 0 | 0 | 125 | 547.37 |  | kW | 0.60004 | 52.16 | Residential |  | Winter Only | [5 empty] | 20 | 0.8 |  |  |  | 0 | 0 | 1 | 0 | 0 | 0 | 0 | 0 | 0 | 0 | 0 | 0 | 0 | 0 | 0 | 0 | 0 | 0 | 0 | 1 | 0 | 0 | 0 | 0 | 0 | 0 | 0 | 0 | 0 | 0 | 0 | 0 | 0 | 0 | 0 | 0 | 0 | 0 | 0 | 0 | [16 empty] | 1
0 | 316040-Single Family, Tank Less Water Heater, CZ 13 |  | 13 | Residential | HorizAxisClothesWasher | 0 |  |  |  |  | 325 | 200 | 0 | 0 | 0 | 125 | 0 |  | kW | 0 | 75.41 | Residential |  | Annual | [5 empty] | 15 | 0.8 |  |  |  | 0 | 0 | 1 | 0 | 0 | 0 | 0 | 0 | 0 | 0 | 0 | 0 | 0 | 0 | 0 | 0 | 0 | 0 | 0 | 1 | 0 | 0 | 0 | 0 | 0 | 0 | 0 | 0 | 0 | 0 | 0 | 0 | 0 | 0 | 0 | 0 | 0 | 0 | 0 | 0 | [16 empty] | 1
0 | 316030-Single Family, Quality Insulation Installation, CZ 13 |  | 13 | Residential | AC_Cooling | 0 |  |  |  |  | 300 | 175 | 0 | 0 | 0 | 125 | 547.37 |  | kW | 0.60004 | 52.16 | Residential |  | Winter Only | [5 empty] | 20 | 0.8 |  |  |  | 0 | 0 | 1 | 0 | 0 | 0 | 0 | 0 | 0 | 0 | 0 | 0 | 0 | 0 | 0 | 0 | 0 | 0 | 0 | 1 | 0 | 0 | 0 | 0 | 0 | 0 | 0 | 0 | 0 | 0 | 0 | 0 | 0 | 0 | 0 | 0 | 0 | 0 | 0 | 0 | [16 empty] | 1
0 | 316040-Single Family, Tank Less Water Heater, CZ 13 |  | 13 | Residential | HorizAxisClothesWasher | 0 |  |  |  |  | 325 | 200 | 0 | 0 | 0 | 125 | 0 |  | kW | 0 | 75.41 | Residential |  | Annual | [5 empty] | 15 | 0.8 |  |  |  | 0 | 0 | 1 | 0 | 0 | 0 | 0 | 0 | 0 | 0 | 0 | 0 | 0 | 0 | 0 | 0 | 0 | 0 | 0 | 1 | 0 | 0 | 0 | 0 | 0 | 0 | 0 | 0 | 0 | 0 | 0 | 0 | 0 | 0 | 0 | 0 | 0 | 0 | 0 | 0 | [16 empty] | 1
0 | 316030-Single Family, Quality Insulation Installation, CZ 13 |  | 13 | Residential | AC_Cooling | 0 |  |  |  |  | 300 | 175 | 0 | 0 | 0 | 125 | 547.37 |  | kW | 0.60004 | 52.16 | Residential |  | Winter Only | [5 empty] | 20 | 0.8 |  |  |  | 0 | 0 | 1 | 0 | 0 | 0 | 0 | 0 | 0 | 0 | 0 | 0 | 0 | 0 | 0 | 0 | 0 | 0 | 0 | 1 | 0 | 0 | 0 | 0 | 0 | 0 | 0 | 0 | 0 | 0 | 0 | 0 | 0 | 0 | 0 | 0 | 0 | 0 | 0 | 0 | [16 empty] | 1
0 | 316040-Single Family, Tank Less Water Heater, CZ 13 |  | 13 | Residential | HorizAxisClothesWasher | 0 |  |  |  |  | 325 | 200 | 0 | 0 | 0 | 125 | 0 |  | kW | 0 | 75.41 | Residential |  | Annual | [5 empty] | 15 | 0.8 |  |  |  | 0 | 0 | 1 | 0 | 0 | 0 | 0 | 0 | 0 | 0 | 0 | 0 | 0 | 0 | 0 | 0 | 0 | 0 | 0 | 1 | 0 | 0 | 0 | 0 | 0 | 0 | 0 | 0 | 0 | 0 | 0 | 0 | 0 | 0 | 0 | 0 | 0 | 0 | 0 | 0 | [16 empty] | 1
0 | 316030-Single Family, Quality Insulation Installation, CZ 13 |  | 13 | Residential | AC_Cooling | 0 |  |  |  |  | 300 | 175 | 0 | 0 | 0 | 125 | 547.37 |  | kW | 0.60004 | 52.16 | Residential |  | Winter Only | [5 empty] | 20 | 0.8 |  |  |  | 0 | 0 | 1 | 0 | 0 | 0 | 0 | 0 | 0 | 0 | 0 | 0 | 0 | 0 | 0 | 0 | 0 | 0 | 0 | 1 | 0 | 0 | 0 | 0 | 0 | 0 | 0 | 0 | 0 | 0 | 0 | 0 | 0 | 0 | 0 | 0 | 0 | 0 | 0 | 0 | [16 empty] | 1
0 | 316040-Single Family, Tank Less Water Heater, CZ 13 |  | 13 | Residential | HorizAxisClothesWasher | 0 |  |  |  |  | 325 | 200 | 0 | 0 | 0 | 125 | 0 |  | kW | 0 | 75.41 | Residential |  | Annual | [5 empty] | 15 | 0.8 |  |  |  | 0 | 0 | 1 | 0 | 0 | 0 | 0 | 0 | 0 | 0 | 0 | 0 | 0 | 0 | 0 | 0 | 0 | 0 | 0 | 1 | 0 | 0 | 0 | 0 | 0 | 0 | 0 | 0 | 0 | 0 | 0 | 0 | 0 | 0 | 0 | 0 | 0 | 0 | 0 | 0 | [16 empty] | 1
0 | 316030-Single Family, Quality Insulation Installation, CZ 13 |  | 13 | Residential | AC_Cooling | 0 |  |  |  |  | 300 | 175 | 0 | 0 | 0 | 125 | 547.37 |  | kW | 0.60004 | 52.16 | Residential |  | Winter Only | [5 empty] | 20 | 0.8 |  |  |  | 0 | 0 | 1 | 0 | 0 | 0 | 0 | 0 | 0 | 0 | 0 | 0 | 0 | 0 | 0 | 0 | 0 | 0 | 0 | 1 | 0 | 0 | 0 | 0 | 0 | 0 | 0 | 0 | 0 | 0 | 0 | 0 | 0 | 0 | 0 | 0 | 0 | 0 | 0 | 0 | [16 empty] | 1
0 | 316040-Single Family, Tank Less Water Heater, CZ 13 |  | 13 | Residential | HorizAxisClothesWasher | 0 |  |  |  |  | 325 | 200 | 0 | 0 | 0 | 125 | 0 |  | kW | 0 | 75.41 | Residential |  | Annual | [5 empty] | 15 | 0.8 |  |  |  | 0 | 0 | 1 | 0 | 0 | 0 | 0 | 0 | 0 | 0 | 0 | 0 | 0 | 0 | 0 | 0 | 0 | 0 | 0 | 1 | 0 | 0 | 0 | 0 | 0 | 0 | 0 | 0 | 0 | 0 | 0 | 0 | 0 | 0 | 0 | 0 | 0 | 0 | 0 | 0 | [16 empty] | 1
0 | 316030-Single Family, Quality Insulation Installation, CZ 13 |  | 13 | Residential | AC_Cooling | 0 |  |  |  |  | 300 | 175 | 0 | 0 | 0 | 125 | 547.37 |  | kW | 0.60004 | 52.16 | Residential |  | Winter Only | [5 empty] | 20 | 0.8 |  |  |  | 0 | 0 | 1 | 0 | 0 | 0 | 0 | 0 | 0 | 0 | 0 | 0 | 0 | 0 | 0 | 0 | 0 | 0 | 0 | 1 | 0 | 0 | 0 | 0 | 0 | 0 | 0 | 0 | 0 | 0 | 0 | 0 | 0 | 0 | 0 | 0 | 0 | 0 | 0 | 0 | [16 empty] | 1
0 | 316040-Single Family, Tank Less Water Heater, CZ 13 |  | 13 | Residential | HorizAxisClothesWasher | 0 |  |  |  |  | 325 | 200 | 0 | 0 | 0 | 125 | 0 |  | kW | 0 | 75.41 | Residential |  | Annual | [5 empty] | 15 | 0.8 |  |  |  | 0 | 0 | 1 | 0 | 0 | 0 | 0 | 0 | 0 | 0 | 0 | 0 | 0 | 0 | 0 | 0 | 0 | 0 | 0 | 1 | 0 | 0 | 0 | 0 | 0 | 0 | 0 | 0 | 0 | 0 | 0 | 0 | 0 | 0 | 0 | 0 | 0 | 0 | 0 | 0 | [16 empty] | 1
0 | 316030-Single Family, Quality Insulation Installation, CZ 13 |  | 13 | Residential | AC_Cooling | 0 |  |  |  |  | 300 | 175 | 0 | 0 | 0 | 125 | 547.37 |  | kW | 0.60004 | 52.16 | Residential |  | Winter Only | [5 empty] | 20 | 0.8 |  |  |  | 0 | 0 | 1 | 0 | 0 | 0 | 0 | 0 | 0 | 0 | 0 | 0 | 0 | 0 | 0 | 0 | 0 | 0 | 0 | 1 | 0 | 0 | 0 | 0 | 0 | 0 | 0 | 0 | 0 | 0 | 0 | 0 | 0 | 0 | 0 | 0 | 0 | 0 | 0 | 0 | [16 empty] | 1
0 | 316040-Single Family, Tank Less Water Heater, CZ 13 |  | 13 | Residential | HorizAxisClothesWasher | 0 |  |  |  |  | 325 | 200 | 0 | 0 | 0 | 125 | 0 |  | kW | 0 | 75.41 | Residential |  | Annual | [5 empty] | 15 | 0.8 |  |  |  | 0 | 0 | 1 | 0 | 0 | 0 | 0 | 0 | 0 | 0 | 0 | 0 | 0 | 0 | 0 | 0 | 0 | 0 | 0 | 1 | 0 | 0 | 0 | 0 | 0 | 0 | 0 | 0 | 0 | 0 | 0 | 0 | 0 | 0 | 0 | 0 | 0 | 0 | 0 | 0 | [16 empty] | 1
0 | 316040-Single Family, Tank Less Water Heater, CZ 13 |  | 13 | Residential | HorizAxisClothesWasher | 0 |  |  |  |  | 325 | 200 | 0 | 0 | 0 | 125 | 0 |  | kW | 0 | 75.41 | Residential |  | Annual | [5 empty] | 15 | 0.8 |  |  |  | 0 | 0 | 1 | 0 | 0 | 0 | 0 | 0 | 0 | 0 | 0 | 0 | 0 | 0 | 0 | 0 | 0 | 0 | 1 | 0 | 0 | 0 | 0 | 0 | 0 | 0 | 0 | 0 | 0 | 0 | 0 | 0 | 0 | 0 | 0 | 0 | 0 | 0 | 0 | 0 | [16 empty] | 1
0 | 316030-Single Family, Quality Insulation Installation, CZ 13 |  | 13 | Residential | AC_Cooling | 0 |  |  |  |  | 300 | 175 | 0 | 0 | 0 | 125 | 547.37 |  | kW | 0.60004 | 52.16 | Residential |  | Winter Only | [5 empty] | 20 | 0.8 |  |  |  | 0 | 0 | 1 | 0 | 0 | 0 | 0 | 0 | 0 | 0 | 0 | 0 | 0 | 0 | 0 | 0 | 0 | 0 | 1 | 0 | 0 | 0 | 0 | 0 | 0 | 0 | 0 | 0 | 0 | 0 | 0 | 0 | 0 | 0 | 0 | 0 | 0 | 0 | 0 | 0 | [16 empty] | 1
0 | 316030-Single Family, Quality Insulation Installation, CZ 13 |  | 13 | Residential | AC_Cooling | 0 |  |  |  |  | 300 | 175 | 0 | 0 | 0 | 125 | 547.37 |  | kW | 0.60004 | 52.16 | Residential |  | Winter Only | [5 empty] | 20 | 0.8 |  |  |  | 0 | 0 | 1 | 0 | 0 | 0 | 0 | 0 | 0 | 0 | 0 | 0 | 0 | 0 | 0 | 0 | 0 | 0 | 1 | 0 | 0 | 0 | 0 | 0 | 0 | 0 | 0 | 0 | 0 | 0 | 0 | 0 | 0 | 0 | 0 | 0 | 0 | 0 | 0 | 0 | [16 empty] | 1
0 | 316030-Single Family, Quality Insulation Installation, CZ 13 |  | 13 | Residential | AC_Cooling | 0 |  |  |  |  | 300 | 175 | 0 | 0 | 0 | 125 | 547.37 |  | kW | 0.60004 | 52.16 | Residential |  | Winter Only | [5 empty] | 20 | 0.8 |  |  |  | 0 | 0 | 1 | 0 | 0 | 0 | 0 | 0 | 0 | 0 | 0 | 0 | 0 | 0 | 0 | 0 | 0 | 0 | 1 | 0 | 0 | 0 | 0 | 0 | 0 | 0 | 0 | 0 | 0 | 0 | 0 | 0 | 0 | 0 | 0 | 0 | 0 | 0 | 0 | 0 | [16 empty] | 1
0 | 316040-Single Family, Tank Less Water Heater, CZ 13 |  | 13 | Residential | HorizAxisClothesWasher | 0 |  |  |  |  | 325 | 200 | 0 | 0 | 0 | 125 | 0 |  | kW | 0 | 75.41 | Residential |  | Annual | [5 empty] | 15 | 0.8 |  |  |  | 0 | 0 | 1 | 0 | 0 | 0 | 0 | 0 | 0 | 0 | 0 | 0 | 0 | 0 | 0 | 0 | 0 | 0 | 1 | 0 | 0 | 0 | 0 | 0 | 0 | 0 | 0 | 0 | 0 | 0 | 0 | 0 | 0 | 0 | 0 | 0 | 0 | 0 | 0 | 0 | [16 empty] | 1
0 | 316040-Single Family, Tank Less Water Heater, CZ 13 |  | 13 | Residential | HorizAxisClothesWasher | 0 |  |  |  |  | 325 | 200 | 0 | 0 | 0 | 125 | 0 |  | kW | 0 | 75.41 | Residential |  | Annual | [5 empty] | 15 | 0.8 |  |  |  | 0 | 0 | 1 | 0 | 0 | 0 | 0 | 0 | 0 | 0 | 0 | 0 | 0 | 0 | 0 | 0 | 0 | 0 | 1 | 0 | 0 | 0 | 0 | 0 | 0 | 0 | 0 | 0 | 0 | 0 | 0 | 0 | 0 | 0 | 0 | 0 | 0 | 0 | 0 | 0 | [16 empty] | 1
0 | 316040-Single Family, Tank Less Water Heater, CZ 13 |  | 13 | Residential | HorizAxisClothesWasher | 0 |  |  |  |  | 325 | 200 | 0 | 0 | 0 | 125 | 0 |  | kW | 0 | 75.41 | Residential |  | Annual | [5 empty] | 15 | 0.8 |  |  |  | 0 | 0 | 1 | 0 | 0 | 0 | 0 | 0 | 0 | 0 | 0 | 0 | 0 | 0 | 0 | 0 | 0 | 0 | 1 | 0 | 0 | 0 | 0 | 0 | 0 | 0 | 0 | 0 | 0 | 0 | 0 | 0 | 0 | 0 | 0 | 0 | 0 | 0 | 0 | 0 | [16 empty] | 1
0 | 316040-Single Family, Tank Less Water Heater, CZ 13 |  | 13 | Residential | HorizAxisClothesWasher | 0 |  |  |  |  | 325 | 200 | 0 | 0 | 0 | 125 | 0 |  | kW | 0 | 75.41 | Residential |  | Annual | [5 empty] | 15 | 0.8 |  |  |  | 0 | 0 | 1 | 0 | 0 | 0 | 0 | 0 | 0 | 0 | 0 | 0 | 0 | 0 | 0 | 0 | 0 | 0 | 1 | 0 | 0 | 0 | 0 | 0 | 0 | 0 | 0 | 0 | 0 | 0 | 0 | 0 | 0 | 0 | 0 | 0 | 0 | 0 | 0 | 0 | [16 empty] | 1
0 | 316030-Single Family, Quality Insulation Installation, CZ 13 |  | 13 | Residential | AC_Cooling | 0 |  |  |  |  | 300 | 175 | 0 | 0 | 0 | 125 | 547.37 |  | kW | 0.60004 | 52.16 | Residential |  | Winter Only | [5 empty] | 20 | 0.8 |  |  |  | 0 | 0 | 1 | 0 | 0 | 0 | 0 | 0 | 0 | 0 | 0 | 0 | 0 | 0 | 0 | 0 | 0 | 0 | 1 | 0 | 0 | 0 | 0 | 0 | 0 | 0 | 0 | 0 | 0 | 0 | 0 | 0 | 0 | 0 | 0 | 0 | 0 | 0 | 0 | 0 | [16 empty] | 1
0 | 316040-Single Family, Tank Less Water Heater, CZ 13 |  | 13 | Residential | HorizAxisClothesWasher | 0 |  |  |  |  | 325 | 200 | 0 | 0 | 0 | 125 | 0 |  | kW | 0 | 75.41 | Residential |  | Annual | [5 empty] | 15 | 0.8 |  |  |  | 0 | 0 | 1 | 0 | 0 | 0 | 0 | 0 | 0 | 0 | 0 | 0 | 0 | 0 | 0 | 0 | 0 | 0 | 1 | 0 | 0 | 0 | 0 | 0 | 0 | 0 | 0 | 0 | 0 | 0 | 0 | 0 | 0 | 0 | 0 | 0 | 0 | 0 | 0 | 0 | [16 empty] | 1
0 | 316030-Single Family, Quality Insulation Installation, CZ 13 |  | 13 | Residential | AC_Cooling | 0 |  |  |  |  | 300 | 175 | 0 | 0 | 0 | 125 | 547.37 |  | kW | 0.60004 | 52.16 | Residential |  | Winter Only | [5 empty] | 20 | 0.8 |  |  |  | 0 | 0 | 1 | 0 | 0 | 0 | 0 | 0 | 0 | 0 | 0 | 0 | 0 | 0 | 0 | 0 | 0 | 0 | 1 | 0 | 0 | 0 | 0 | 0 | 0 | 0 | 0 | 0 | 0 | 0 | 0 | 0 | 0 | 0 | 0 | 0 | 0 | 0 | 0 | 0 | [16 empty] | 1
0 | 316040-Single Family, Tank Less Water Heater, CZ 13 |  | 13 | Residential | HorizAxisClothesWasher | 0 |  |  |  |  | 325 | 200 | 0 | 0 | 0 | 125 | 0 |  | kW | 0 | 75.41 | Residential |  | Annual | [5 empty] | 15 | 0.8 |  |  |  | 0 | 0 | 1 | 0 | 0 | 0 | 0 | 0 | 0 | 0 | 0 | 0 | 0 | 0 | 0 | 0 | 0 | 0 | 1 | 0 | 0 | 0 | 0 | 0 | 0 | 0 | 0 | 0 | 0 | 0 | 0 | 0 | 0 | 0 | 0 | 0 | 0 | 0 | 0 | 0 | [16 empty] | 1
0 | 316030-Single Family, Quality Insulation Installation, CZ 13 |  | 13 | Residential | AC_Cooling | 0 |  |  |  |  | 300 | 175 | 0 | 0 | 0 | 125 | 547.37 |  | kW | 0.60004 | 52.16 | Residential |  | Winter Only | [5 empty] | 20 | 0.8 |  |  |  | 0 | 0 | 1 | 0 | 0 | 0 | 0 | 0 | 0 | 0 | 0 | 0 | 0 | 0 | 0 | 0 | 0 | 0 | 1 | 0 | 0 | 0 | 0 | 0 | 0 | 0 | 0 | 0 | 0 | 0 | 0 | 0 | 0 | 0 | 0 | 0 | 0 | 0 | 0 | 0 | [16 empty] | 1
0 | 316040-Single Family, Tank Less Water Heater, CZ 13 |  | 13 | Residential | HorizAxisClothesWasher | 0 |  |  |  |  | 325 | 200 | 0 | 0 | 0 | 125 | 0 |  | kW | 0 | 75.41 | Residential |  | Annual | [5 empty] | 15 | 0.8 |  |  |  | 0 | 0 | 1 | 0 | 0 | 0 | 0 | 0 | 0 | 0 | 0 | 0 | 0 | 0 | 0 | 0 | 0 | 0 | 1 | 0 | 0 | 0 | 0 | 0 | 0 | 0 | 0 | 0 | 0 | 0 | 0 | 0 | 0 | 0 | 0 | 0 | 0 | 0 | 0 | 0 | [16 empty] | 1
0 | 316030-Single Family, Quality Insulation Installation, CZ 13 |  | 13 | Residential | AC_Cooling | 0 |  |  |  |  | 300 | 175 | 0 | 0 | 0 | 125 | 547.37 |  | kW | 0.60004 | 52.16 | Residential |  | Winter Only | [5 empty] | 20 | 0.8 |  |  |  | 0 | 0 | 1 | 0 | 0 | 0 | 0 | 0 | 0 | 0 | 0 | 0 | 0 | 0 | 0 | 0 | 0 | 0 | 1 | 0 | 0 | 0 | 0 | 0 | 0 | 0 | 0 | 0 | 0 | 0 | 0 | 0 | 0 | 0 | 0 | 0 | 0 | 0 | 0 | 0 | [16 empty] | 1
0 | 316040-Single Family, Tank Less Water Heater, CZ 13 |  | 13 | Residential | HorizAxisClothesWasher | 0 |  |  |  |  | 325 | 200 | 0 | 0 | 0 | 125 | 0 |  | kW | 0 | 75.41 | Residential |  | Annual | [5 empty] | 15 | 0.8 |  |  |  | 0 | 0 | 1 | 0 | 0 | 0 | 0 | 0 | 0 | 0 | 0 | 0 | 0 | 0 | 0 | 0 | 0 | 0 | 1 | 0 | 0 | 0 | 0 | 0 | 0 | 0 | 0 | 0 | 0 | 0 | 0 | 0 | 0 | 0 | 0 | 0 | 0 | 0 | 0 | 0 | [16 empty] | 1
0 | 316030-Single Family, Quality Insulation Installation, CZ 13 |  | 13 | Residential | AC_Cooling | 0 |  |  |  |  | 300 | 175 | 0 | 0 | 0 | 125 | 547.37 |  | kW | 0.60004 | 52.16 | Residential |  | Winter Only | [5 empty] | 20 | 0.8 |  |  |  | 0 | 0 | 1 | 0 | 0 | 0 | 0 | 0 | 0 | 0 | 0 | 0 | 0 | 0 | 0 | 0 | 0 | 0 | 1 | 0 | 0 | 0 | 0 | 0 | 0 | 0 | 0 | 0 | 0 | 0 | 0 | 0 | 0 | 0 | 0 | 0 | 0 | 0 | 0 | 0 | [16 empty] | 1
0 | 316040-Single Family, Tank Less Water Heater, CZ 13 |  | 13 | Residential | HorizAxisClothesWasher | 0 |  |  |  |  | 325 | 200 | 0 | 0 | 0 | 125 | 0 |  | kW | 0 | 75.41 | Residential |  | Annual | [5 empty] | 15 | 0.8 |  |  |  | 0 | 0 | 1 | 0 | 0 | 0 | 0 | 0 | 0 | 0 | 0 | 0 | 0 | 0 | 0 | 0 | 0 | 0 | 1 | 0 | 0 | 0 | 0 | 0 | 0 | 0 | 0 | 0 | 0 | 0 | 0 | 0 | 0 | 0 | 0 | 0 | 0 | 0 | 0 | 0 | [16 empty] | 1
0 | 316030-Single Family, Quality Insulation Installation, CZ 13 |  | 13 | Residential | AC_Cooling | 0 |  |  |  |  | 300 | 175 | 0 | 0 | 0 | 125 | 547.37 |  | kW | 0.60004 | 52.16 | Residential |  | Winter Only | [5 empty] | 20 | 0.8 |  |  |  | 0 | 0 | 1 | 0 | 0 | 0 | 0 | 0 | 0 | 0 | 0 | 0 | 0 | 0 | 0 | 0 | 0 | 0 | 1 | 0 | 0 | 0 | 0 | 0 | 0 | 0 | 0 | 0 | 0 | 0 | 0 | 0 | 0 | 0 | 0 | 0 | 0 | 0 | 0 | 0 | [16 empty] | 1
0 | 316040-Single Family, Tank Less Water Heater, CZ 13 |  | 13 | Residential | HorizAxisClothesWasher | 0 |  |  |  |  | 325 | 200 | 0 | 0 | 0 | 125 | 0 |  | kW | 0 | 75.41 | Residential |  | Annual | [5 empty] | 15 | 0.8 |  |  |  | 0 | 0 | 1 | 0 | 0 | 0 | 0 | 0 | 0 | 0 | 0 | 0 | 0 | 0 | 0 | 0 | 0 | 0 | 1 | 0 | 0 | 0 | 0 | 0 | 0 | 0 | 0 | 0 | 0 | 0 | 0 | 0 | 0 | 0 | 0 | 0 | 0 | 0 | 0 | 0 | [16 empty] | 1
0 | 316030-Single Family, Quality Insulation Installation, CZ 13 |  | 13 | Residential | AC_Cooling | 0 |  |  |  |  | 300 | 175 | 0 | 0 | 0 | 125 | 547.37 |  | kW | 0.60004 | 52.16 | Residential |  | Winter Only | [5 empty] | 20 | 0.8 |  |  |  | 0 | 0 | 1 | 0 | 0 | 0 | 0 | 0 | 0 | 0 | 0 | 0 | 0 | 0 | 0 | 0 | 0 | 0 | 1 | 0 | 0 | 0 | 0 | 0 | 0 | 0 | 0 | 0 | 0 | 0 | 0 | 0 | 0 | 0 | 0 | 0 | 0 | 0 | 0 | 0 | [16 empty] | 1
0 | 316040-Single Family, Tank Less Water Heater, CZ 13 |  | 13 | Residential | HorizAxisClothesWasher | 0 |  |  |  |  | 325 | 200 | 0 | 0 | 0 | 125 | 0 |  | kW | 0 | 75.41 | Residential |  | Annual | [5 empty] | 15 | 0.8 |  |  |  | 0 | 0 | 1 | 0 | 0 | 0 | 0 | 0 | 0 | 0 | 0 | 0 | 0 | 0 | 0 | 0 | 0 | 0 | 1 | 0 | 0 | 0 | 0 | 0 | 0 | 0 | 0 | 0 | 0 | 0 | 0 | 0 | 0 | 0 | 0 | 0 | 0 | 0 | 0 | 0 | [16 empty] | 1
0 | 316030-Single Family, Quality Insulation Installation, CZ 13 |  | 13 | Residential | AC_Cooling | 0 |  |  |  |  | 300 | 175 | 0 | 0 | 0 | 125 | 547.37 |  | kW | 0.60004 | 52.16 | Residential |  | Winter Only | [5 empty] | 20 | 0.8 |  |  |  | 0 | 0 | 1 | 0 | 0 | 0 | 0 | 0 | 0 | 0 | 0 | 0 | 0 | 0 | 0 | 0 | 0 | 0 | 1 | 0 | 0 | 0 | 0 | 0 | 0 | 0 | 0 | 0 | 0 | 0 | 0 | 0 | 0 | 0 | 0 | 0 | 0 | 0 | 0 | 0 | [16 empty] | 1
0 | 316040-Single Family, Tank Less Water Heater, CZ 13 |  | 13 | Residential | HorizAxisClothesWasher | 0 |  |  |  |  | 325 | 200 | 0 | 0 | 0 | 125 | 0 |  | kW | 0 | 75.41 | Residential |  | Annual | [5 empty] | 15 | 0.8 |  |  |  | 0 | 0 | 1 | 0 | 0 | 0 | 0 | 0 | 0 | 0 | 0 | 0 | 0 | 0 | 0 | 0 | 0 | 0 | 1 | 0 | 0 | 0 | 0 | 0 | 0 | 0 | 0 | 0 | 0 | 0 | 0 | 0 | 0 | 0 | 0 | 0 | 0 | 0 | 0 | 0 | [16 empty] | 1
0 | 316030-Single Family, Quality Insulation Installation, CZ 13 |  | 13 | Residential | AC_Cooling | 0 |  |  |  |  | 300 | 175 | 0 | 0 | 0 | 125 | 547.37 |  | kW | 0.60004 | 52.16 | Residential |  | Winter Only | [5 empty] | 20 | 0.8 |  |  |  | 0 | 0 | 1 | 0 | 0 | 0 | 0 | 0 | 0 | 0 | 0 | 0 | 0 | 0 | 0 | 0 | 0 | 0 | 1 | 0 | 0 | 0 | 0 | 0 | 0 | 0 | 0 | 0 | 0 | 0 | 0 | 0 | 0 | 0 | 0 | 0 | 0 | 0 | 0 | 0 | [16 empty] | 1
0 | 316040-Single Family, Tank Less Water Heater, CZ 13 |  | 13 | Residential | HorizAxisClothesWasher | 0 |  |  |  |  | 325 | 200 | 0 | 0 | 0 | 125 | 0 |  | kW | 0 | 75.41 | Residential |  | Annual | [5 empty] | 15 | 0.8 |  |  |  | 0 | 0 | 1 | 0 | 0 | 0 | 0 | 0 | 0 | 0 | 0 | 0 | 0 | 0 | 0 | 0 | 0 | 0 | 1 | 0 | 0 | 0 | 0 | 0 | 0 | 0 | 0 | 0 | 0 | 0 | 0 | 0 | 0 | 0 | 0 | 0 | 0 | 0 | 0 | 0 | [16 empty] | 1
0 | 316030-Single Family, Quality Insulation Installation, CZ 13 |  | 13 | Residential | AC_Cooling | 0 |  |  |  |  | 300 | 175 | 0 | 0 | 0 | 125 | 547.37 |  | kW | 0.60004 | 52.16 | Residential |  | Winter Only | [5 empty] | 20 | 0.8 |  |  |  | 0 | 0 | 1 | 0 | 0 | 0 | 0 | 0 | 0 | 0 | 0 | 0 | 0 | 0 | 0 | 0 | 0 | 0 | 1 | 0 | 0 | 0 | 0 | 0 | 0 | 0 | 0 | 0 | 0 | 0 | 0 | 0 | 0 | 0 | 0 | 0 | 0 | 0 | 0 | 0 | [16 empty] | 1
0 | 316040-Single Family, Tank Less Water Heater, CZ 13 |  | 13 | Residential | HorizAxisClothesWasher | 0 |  |  |  |  | 325 | 200 | 0 | 0 | 0 | 125 | 0 |  | kW | 0 | 75.41 | Residential |  | Annual | [5 empty] | 15 | 0.8 |  |  |  | 0 | 0 | 1 | 0 | 0 | 0 | 0 | 0 | 0 | 0 | 0 | 0 | 0 | 0 | 0 | 0 | 0 | 0 | 1 | 0 | 0 | 0 | 0 | 0 | 0 | 0 | 0 | 0 | 0 | 0 | 0 | 0 | 0 | 0 | 0 | 0 | 0 | 0 | 0 | 0 | [16 empty] | 1
0 | 316030-Single Family, Quality Insulation Installation, CZ 13 |  | 13 | Residential | AC_Cooling | 0 |  |  |  |  | 300 | 175 | 0 | 0 | 0 | 125 | 547.37 |  | kW | 0.60004 | 52.16 | Residential |  | Winter Only | [5 empty] | 20 | 0.8 |  |  |  | 0 | 0 | 1 | 0 | 0 | 0 | 0 | 0 | 0 | 0 | 0 | 0 | 0 | 0 | 0 | 0 | 0 | 0 | 1 | 0 | 0 | 0 | 0 | 0 | 0 | 0 | 0 | 0 | 0 | 0 | 0 | 0 | 0 | 0 | 0 | 0 | 0 | 0 | 0 | 0 | [16 empty] | 1
0 | 316040-Single Family, Tank Less Water Heater, CZ 13 |  | 13 | Residential | HorizAxisClothesWasher | 0 |  |  |  |  | 325 | 200 | 0 | 0 | 0 | 125 | 0 |  | kW | 0 | 75.41 | Residential |  | Annual | [5 empty] | 15 | 0.8 |  |  |  | 0 | 0 | 1 | 0 | 0 | 0 | 0 | 0 | 0 | 0 | 0 | 0 | 0 | 0 | 0 | 0 | 0 | 0 | 1 | 0 | 0 | 0 | 0 | 0 | 0 | 0 | 0 | 0 | 0 | 0 | 0 | 0 | 0 | 0 | 0 | 0 | 0 | 0 | 0 | 0 | [16 empty] | 1
0 | 316030-Single Family, Quality Insulation Installation, CZ 13 |  | 13 | Residential | AC_Cooling | 0 |  |  |  |  | 300 | 175 | 0 | 0 | 0 | 125 | 547.37 |  | kW | 0.60004 | 52.16 | Residential |  | Winter Only | [5 empty] | 20 | 0.8 |  |  |  | 0 | 0 | 1 | 0 | 0 | 0 | 0 | 0 | 0 | 0 | 0 | 0 | 0 | 0 | 0 | 0 | 0 | 0 | 1 | 0 | 0 | 0 | 0 | 0 | 0 | 0 | 0 | 0 | 0 | 0 | 0 | 0 | 0 | 0 | 0 | 0 | 0 | 0 | 0 | 0 | [16 empty] | 1
0 | 316040-Single Family, Tank Less Water Heater, CZ 13 |  | 13 | Residential | HorizAxisClothesWasher | 0 |  |  |  |  | 325 | 200 | 0 | 0 | 0 | 125 | 0 |  | kW | 0 | 75.41 | Residential |  | Annual | [5 empty] | 15 | 0.8 |  |  |  | 0 | 0 | 1 | 0 | 0 | 0 | 0 | 0 | 0 | 0 | 0 | 0 | 0 | 0 | 0 | 0 | 0 | 0 | 1 | 0 | 0 | 0 | 0 | 0 | 0 | 0 | 0 | 0 | 0 | 0 | 0 | 0 | 0 | 0 | 0 | 0 | 0 | 0 | 0 | 0 | [16 empty] | 1
0 | 316030-Single Family, Quality Insulation Installation, CZ 13 |  | 13 | Residential | AC_Cooling | 0 |  |  |  |  | 300 | 175 | 0 | 0 | 0 | 125 | 547.37 |  | kW | 0.60004 | 52.16 | Residential |  | Winter Only | [5 empty] | 20 | 0.8 |  |  |  | 0 | 0 | 1 | 0 | 0 | 0 | 0 | 0 | 0 | 0 | 0 | 0 | 0 | 0 | 0 | 0 | 0 | 0 | 1 | 0 | 0 | 0 | 0 | 0 | 0 | 0 | 0 | 0 | 0 | 0 | 0 | 0 | 0 | 0 | 0 | 0 | 0 | 0 | 0 | 0 | [16 empty] | 1
0 | 316030-Single Family, Quality Insulation Installation, CZ 13 |  | 13 | Residential | AC_Cooling | 0 |  |  |  |  | 300 | 175 | 0 | 0 | 0 | 125 | 547.37 |  | kW | 0.60004 | 52.16 | Residential |  | Winter Only | [5 empty] | 20 | 0.8 |  |  |  | 0 | 0 | 1 | 0 | 0 | 0 | 0 | 0 | 0 | 0 | 0 | 0 | 0 | 0 | 0 | 0 | 0 | 0 | 1 | 0 | 0 | 0 | 0 | 0 | 0 | 0 | 0 | 0 | 0 | 0 | 0 | 0 | 0 | 0 | 0 | 0 | 0 | 0 | 0 | 0 | [16 empty] | 1
0 | 316040-Single Family, Tank Less Water Heater, CZ 13 |  | 13 | Residential | HorizAxisClothesWasher | 0 |  |  |  |  | 325 | 200 | 0 | 0 | 0 | 125 | 0 |  | kW | 0 | 75.41 | Residential |  | Annual | [5 empty] | 15 | 0.8 |  |  |  | 0 | 0 | 1 | 0 | 0 | 0 | 0 | 0 | 0 | 0 | 0 | 0 | 0 | 0 | 0 | 0 | 0 | 0 | 1 | 0 | 0 | 0 | 0 | 0 | 0 | 0 | 0 | 0 | 0 | 0 | 0 | 0 | 0 | 0 | 0 | 0 | 0 | 0 | 0 | 0 | [16 empty] | 1
0 | 316030-Single Family, Quality Insulation Installation, CZ 13 |  | 13 | Residential | AC_Cooling | 0 |  |  |  |  | 300 | 175 | 0 | 0 | 0 | 125 | 547.37 |  | kW | 0.60004 | 52.16 | Residential |  | Winter Only | [5 empty] | 20 | 0.8 |  |  |  | 0 | 0 | 1 | 0 | 0 | 0 | 0 | 0 | 0 | 0 | 0 | 0 | 0 | 0 | 0 | 0 | 0 | 0 | 1 | 0 | 0 | 0 | 0 | 0 | 0 | 0 | 0 | 0 | 0 | 0 | 0 | 0 | 0 | 0 | 0 | 0 | 0 | 0 | 0 | 0 | [16 empty] | 1
0 | 316040-Single Family, Tank Less Water Heater, CZ 13 |  | 13 | Residential | HorizAxisClothesWasher | 0 |  |  |  |  | 325 | 200 | 0 | 0 | 0 | 125 | 0 |  | kW | 0 | 75.41 | Residential |  | Annual | [5 empty] | 15 | 0.8 |  |  |  | 0 | 0 | 1 | 0 | 0 | 0 | 0 | 0 | 0 | 0 | 0 | 0 | 0 | 0 | 0 | 0 | 0 | 0 | 1 | 0 | 0 | 0 | 0 | 0 | 0 | 0 | 0 | 0 | 0 | 0 | 0 | 0 | 0 | 0 | 0 | 0 | 0 | 0 | 0 | 0 | [16 empty] | 1
0 | 316040-Single Family, Tank Less Water Heater, CZ 13 |  | 13 | Residential | HorizAxisClothesWasher | 0 |  |  |  |  | 325 | 200 | 0 | 0 | 0 | 125 | 0 |  | kW | 0 | 75.41 | Residential |  | Annual | [5 empty] | 15 | 0.8 |  |  |  | 0 | 0 | 1 | 0 | 0 | 0 | 0 | 0 | 0 | 0 | 0 | 0 | 0 | 0 | 0 | 0 | 0 | 0 | 1 | 0 | 0 | 0 | 0 | 0 | 0 | 0 | 0 | 0 | 0 | 0 | 0 | 0 | 0 | 0 | 0 | 0 | 0 | 0 | 0 | 0 | [16 empty] | 1
0 | 316030-Single Family, Quality Insulation Installation, CZ 13 |  | 13 | Residential | AC_Cooling | 0 |  |  |  |  | 300 | 175 | 0 | 0 | 0 | 125 | 547.37 |  | kW | 0.60004 | 52.16 | Residential |  | Winter Only | [5 empty] | 20 | 0.8 |  |  |  | 0 | 0 | 1 | 0 | 0 | 0 | 0 | 0 | 0 | 0 | 0 | 0 | 0 | 0 | 0 | 0 | 0 | 0 | 1 | 0 | 0 | 0 | 0 | 0 | 0 | 0 | 0 | 0 | 0 | 0 | 0 | 0 | 0 | 0 | 0 | 0 | 0 | 0 | 0 | 0 | [16 empty] | 1
0 | 316030-Single Family, Quality Insulation Installation, CZ 13 |  | 13 | Residential | AC_Cooling | 0 |  |  |  |  | 300 | 175 | 0 | 0 | 0 | 125 | 547.37 |  | kW | 0.60004 | 52.16 | Residential |  | Winter Only | [5 empty] | 20 | 0.8 |  |  |  | 0 | 0 | 1 | 0 | 0 | 0 | 0 | 0 | 0 | 0 | 0 | 0 | 0 | 0 | 0 | 0 | 0 | 0 | 1 | 0 | 0 | 0 | 0 | 0 | 0 | 0 | 0 | 0 | 0 | 0 | 0 | 0 | 0 | 0 | 0 | 0 | 0 | 0 | 0 | 0 | [16 empty] | 1
0 | 316040-Single Family, Tank Less Water Heater, CZ 13 |  | 13 | Residential | HorizAxisClothesWasher | 0 |  |  |  |  | 325 | 200 | 0 | 0 | 0 | 125 | 0 |  | kW | 0 | 75.41 | Residential |  | Annual | [5 empty] | 15 | 0.8 |  |  |  | 0 | 0 | 1 | 0 | 0 | 0 | 0 | 0 | 0 | 0 | 0 | 0 | 0 | 0 | 0 | 0 | 0 | 0 | 1 | 0 | 0 | 0 | 0 | 0 | 0 | 0 | 0 | 0 | 0 | 0 | 0 | 0 | 0 | 0 | 0 | 0 | 0 | 0 | 0 | 0 | [16 empty] | 1
0 | 316030-Single Family, Quality Insulation Installation, CZ 13 |  | 13 | Residential | AC_Cooling | 0 |  |  |  |  | 300 | 175 | 0 | 0 | 0 | 125 | 547.37 |  | kW | 0.60004 | 52.16 | Residential |  | Winter Only | [5 empty] | 20 | 0.8 |  |  |  | 0 | 0 | 1 | 0 | 0 | 0 | 0 | 0 | 0 | 0 | 0 | 0 | 0 | 0 | 0 | 0 | 0 | 0 | 1 | 0 | 0 | 0 | 0 | 0 | 0 | 0 | 0 | 0 | 0 | 0 | 0 | 0 | 0 | 0 | 0 | 0 | 0 | 0 | 0 | 0 | [16 empty] | 1
0 | 316040-Single Family, Tank Less Water Heater, CZ 13 |  | 13 | Residential | HorizAxisClothesWasher | 0 |  |  |  |  | 325 | 200 | 0 | 0 | 0 | 125 | 0 |  | kW | 0 | 75.41 | Residential |  | Annual | [5 empty] | 15 | 0.8 |  |  |  | 0 | 0 | 1 | 0 | 0 | 0 | 0 | 0 | 0 | 0 | 0 | 0 | 0 | 0 | 0 | 0 | 0 | 0 | 1 | 0 | 0 | 0 | 0 | 0 | 0 | 0 | 0 | 0 | 0 | 0 | 0 | 0 | 0 | 0 | 0 | 0 | 0 | 0 | 0 | 0 | [16 empty] | 1
0 | 316030-Single Family, Quality Insulation Installation, CZ 13 |  | 13 | Residential | AC_Cooling | 0 |  |  |  |  | 300 | 175 | 0 | 0 | 0 | 125 | 547.37 |  | kW | 0.60004 | 52.16 | Residential |  | Winter Only | [5 empty] | 20 | 0.8 |  |  |  | 0 | 0 | 1 | 0 | 0 | 0 | 0 | 0 | 0 | 0 | 0 | 0 | 0 | 0 | 0 | 0 | 0 | 0 | 1 | 0 | 0 | 0 | 0 | 0 | 0 | 0 | 0 | 0 | 0 | 0 | 0 | 0 | 0 | 0 | 0 | 0 | 0 | 0 | 0 | 0 | [16 empty] | 1
0 | 316040-Single Family, Tank Less Water Heater, CZ 13 |  | 13 | Residential | HorizAxisClothesWasher | 0 |  |  |  |  | 325 | 200 | 0 | 0 | 0 | 125 | 0 |  | kW | 0 | 75.41 | Residential |  | Annual | [5 empty] | 15 | 0.8 |  |  |  | 0 | 0 | 1 | 0 | 0 | 0 | 0 | 0 | 0 | 0 | 0 | 0 | 0 | 0 | 0 | 0 | 0 | 0 | 1 | 0 | 0 | 0 | 0 | 0 | 0 | 0 | 0 | 0 | 0 | 0 | 0 | 0 | 0 | 0 | 0 | 0 | 0 | 0 | 0 | 0 | [16 empty] | 1
0 | 316030-Single Family, Quality Insulation Installation, CZ 13 |  | 13 | Residential | AC_Cooling | 0 |  |  |  |  | 300 | 175 | 0 | 0 | 0 | 125 | 547.37 |  | kW | 0.60004 | 52.16 | Residential |  | Winter Only | [5 empty] | 20 | 0.8 |  |  |  | 0 | 0 | 1 | 0 | 0 | 0 | 0 | 0 | 0 | 0 | 0 | 0 | 0 | 0 | 0 | 0 | 0 | 0 | 1 | 0 | 0 | 0 | 0 | 0 | 0 | 0 | 0 | 0 | 0 | 0 | 0 | 0 | 0 | 0 | 0 | 0 | 0 | 0 | 0 | 0 | [16 empty] | 1
0 | 316040-Single Family, Tank Less Water Heater, CZ 13 |  | 13 | Residential | HorizAxisClothesWasher | 0 |  |  |  |  | 325 | 200 | 0 | 0 | 0 | 125 | 0 |  | kW | 0 | 75.41 | Residential |  | Annual | [5 empty] | 15 | 0.8 |  |  |  | 0 | 0 | 1 | 0 | 0 | 0 | 0 | 0 | 0 | 0 | 0 | 0 | 0 | 0 | 0 | 0 | 0 | 0 | 1 | 0 | 0 | 0 | 0 | 0 | 0 | 0 | 0 | 0 | 0 | 0 | 0 | 0 | 0 | 0 | 0 | 0 | 0 | 0 | 0 | 0 | [16 empty] | 1
0 | 316040-Single Family, Tank Less Water Heater, CZ 13 |  | 13 | Residential | HorizAxisClothesWasher | 0 |  |  |  |  | 325 | 200 | 0 | 0 | 0 | 125 | 0 |  | kW | 0 | 75.41 | Residential |  | Annual | [5 empty] | 15 | 0.8 |  |  |  | 0 | 0 | 1 | 0 | 0 | 0 | 0 | 0 | 0 | 0 | 0 | 0 | 0 | 0 | 0 | 0 | 0 | 0 | 1 | 0 | 0 | 0 | 0 | 0 | 0 | 0 | 0 | 0 | 0 | 0 | 0 | 0 | 0 | 0 | 0 | 0 | 0 | 0 | 0 | 0 | [16 empty] | 1
0 | 316030-Single Family, Quality Insulation Installation, CZ 13 |  | 13 | Residential | AC_Cooling | 0 |  |  |  |  | 300 | 175 | 0 | 0 | 0 | 125 | 547.37 |  | kW | 0.60004 | 52.16 | Residential |  | Winter Only | [5 empty] | 20 | 0.8 |  |  |  | 0 | 0 | 1 | 0 | 0 | 0 | 0 | 0 | 0 | 0 | 0 | 0 | 0 | 0 | 0 | 0 | 0 | 0 | 1 | 0 | 0 | 0 | 0 | 0 | 0 | 0 | 0 | 0 | 0 | 0 | 0 | 0 | 0 | 0 | 0 | 0 | 0 | 0 | 0 | 0 | [16 empty] | 1
0 | 316040-Single Family, Tank Less Water Heater, CZ 13 |  | 13 | Residential | HorizAxisClothesWasher | 0 |  |  |  |  | 325 | 200 | 0 | 0 | 0 | 125 | 0 |  | kW | 0 | 75.41 | Residential |  | Annual | [5 empty] | 15 | 0.8 |  |  |  | 0 | 0 | 1 | 0 | 0 | 0 | 0 | 0 | 0 | 0 | 0 | 0 | 0 | 0 | 0 | 0 | 0 | 0 | 1 | 0 | 0 | 0 | 0 | 0 | 0 | 0 | 0 | 0 | 0 | 0 | 0 | 0 | 0 | 0 | 0 | 0 | 0 | 0 | 0 | 0 | [16 empty] | 1
0 | 316030-Single Family, Quality Insulation Installation, CZ 13 |  | 13 | Residential | AC_Cooling | 0 |  |  |  |  | 300 | 175 | 0 | 0 | 0 | 125 | 547.37 |  | kW | 0.60004 | 52.16 | Residential |  | Winter Only | [5 empty] | 20 | 0.8 |  |  |  | 0 | 0 | 1 | 0 | 0 | 0 | 0 | 0 | 0 | 0 | 0 | 0 | 0 | 0 | 0 | 0 | 0 | 0 | 1 | 0 | 0 | 0 | 0 | 0 | 0 | 0 | 0 | 0 | 0 | 0 | 0 | 0 | 0 | 0 | 0 | 0 | 0 | 0 | 0 | 0 | [16 empty] | 1
0 | 316030-Single Family, Quality Insulation Installation, CZ 13 |  | 13 | Residential | AC_Cooling | 0 |  |  |  |  | 300 | 175 | 0 | 0 | 0 | 125 | 547.37 |  | kW | 0.60004 | 52.16 | Residential |  | Winter Only | [5 empty] | 20 | 0.8 |  |  |  | 0 | 0 | 1 | 0 | 0 | 0 | 0 | 0 | 0 | 0 | 0 | 0 | 0 | 0 | 0 | 0 | 0 | 0 | 1 | 0 | 0 | 0 | 0 | 0 | 0 | 0 | 0 | 0 | 0 | 0 | 0 | 0 | 0 | 0 | 0 | 0 | 0 | 0 | 0 | 0 | [16 empty] | 1
0 | 316040-Single Family, Tank Less Water Heater, CZ 13 |  | 13 | Residential | HorizAxisClothesWasher | 0 |  |  |  |  | 325 | 200 | 0 | 0 | 0 | 125 | 0 |  | kW | 0 | 75.41 | Residential |  | Annual | [5 empty] | 15 | 0.8 |  |  |  | 0 | 0 | 1 | 0 | 0 | 0 | 0 | 0 | 0 | 0 | 0 | 0 | 0 | 0 | 0 | 0 | 0 | 0 | 1 | 0 | 0 | 0 | 0 | 0 | 0 | 0 | 0 | 0 | 0 | 0 | 0 | 0 | 0 | 0 | 0 | 0 | 0 | 0 | 0 | 0 | [16 empty] | 1
0 | 316030-Single Family, Quality Insulation Installation, CZ 13 |  | 13 | Residential | AC_Cooling | 0 |  |  |  |  | 300 | 175 | 0 | 0 | 0 | 125 | 547.37 |  | kW | 0.60004 | 52.16 | Residential |  | Winter Only | [5 empty] | 20 | 0.8 |  |  |  | 0 | 0 | 1 | 0 | 0 | 0 | 0 | 0 | 0 | 0 | 0 | 0 | 0 | 0 | 0 | 0 | 0 | 0 | 1 | 0 | 0 | 0 | 0 | 0 | 0 | 0 | 0 | 0 | 0 | 0 | 0 | 0 | 0 | 0 | 0 | 0 | 0 | 0 | 0 | 0 | [16 empty] | 1
0 | 316040-Single Family, Tank Less Water Heater, CZ 13 |  | 13 | Residential | HorizAxisClothesWasher | 0 |  |  |  |  | 325 | 200 | 0 | 0 | 0 | 125 | 0 |  | kW | 0 | 75.41 | Residential |  | Annual | [5 empty] | 15 | 0.8 |  |  |  | 0 | 0 | 1 | 0 | 0 | 0 | 0 | 0 | 0 | 0 | 0 | 0 | 0 | 0 | 0 | 0 | 0 | 0 | 1 | 0 | 0 | 0 | 0 | 0 | 0 | 0 | 0 | 0 | 0 | 0 | 0 | 0 | 0 | 0 | 0 | 0 | 0 | 0 | 0 | 0 | [16 empty] | 1
0 | 316030-Single Family, Quality Insulation Installation, CZ 13 |  | 13 | Residential | AC_Cooling | 0 |  |  |  |  | 300 | 175 | 0 | 0 | 0 | 125 | 547.37 |  | kW | 0.60004 | 52.16 | Residential |  | Winter Only | [5 empty] | 20 | 0.8 |  |  |  | 0 | 0 | 1 | 0 | 0 | 0 | 0 | 0 | 0 | 0 | 0 | 0 | 0 | 0 | 0 | 0 | 0 | 0 | 1 | 0 | 0 | 0 | 0 | 0 | 0 | 0 | 0 | 0 | 0 | 0 | 0 | 0 | 0 | 0 | 0 | 0 | 0 | 0 | 0 | 0 | [16 empty] | 1
0 | 316040-Single Family, Tank Less Water Heater, CZ 13 |  | 13 | Residential | HorizAxisClothesWasher | 0 |  |  |  |  | 325 | 200 | 0 | 0 | 0 | 125 | 0 |  | kW | 0 | 75.41 | Residential |  | Annual | [5 empty] | 15 | 0.8 |  |  |  | 0 | 0 | 1 | 0 | 0 | 0 | 0 | 0 | 0 | 0 | 0 | 0 | 0 | 0 | 0 | 0 | 0 | 0 | 1 | 0 | 0 | 0 | 0 | 0 | 0 | 0 | 0 | 0 | 0 | 0 | 0 | 0 | 0 | 0 | 0 | 0 | 0 | 0 | 0 | 0 | [16 empty] | 1
0 | 316030-Single Family, Quality Insulation Installation, CZ 13 |  | 13 | Residential | AC_Cooling | 0 |  |  |  |  | 300 | 175 | 0 | 0 | 0 | 125 | 547.37 |  | kW | 0.60004 | 52.16 | Residential |  | Winter Only | [5 empty] | 20 | 0.8 |  |  |  | 0 | 0 | 1 | 0 | 0 | 0 | 0 | 0 | 0 | 0 | 0 | 0 | 0 | 0 | 0 | 0 | 0 | 0 | 1 | 0 | 0 | 0 | 0 | 0 | 0 | 0 | 0 | 0 | 0 | 0 | 0 | 0 | 0 | 0 | 0 | 0 | 0 | 0 | 0 | 0 | [16 empty] | 1
0 | 316040-Single Family, Tank Less Water Heater, CZ 13 |  | 13 | Residential | HorizAxisClothesWasher | 0 |  |  |  |  | 325 | 200 | 0 | 0 | 0 | 125 | 0 |  | kW | 0 | 75.41 | Residential |  | Annual | [5 empty] | 15 | 0.8 |  |  |  | 0 | 0 | 1 | 0 | 0 | 0 | 0 | 0 | 0 | 0 | 0 | 0 | 0 | 0 | 0 | 0 | 0 | 0 | 1 | 0 | 0 | 0 | 0 | 0 | 0 | 0 | 0 | 0 | 0 | 0 | 0 | 0 | 0 | 0 | 0 | 0 | 0 | 0 | 0 | 0 | [16 empty] | 1
0 | 316030-Single Family, Quality Insulation Installation, CZ 13 |  | 13 | Residential | AC_Cooling | 0 |  |  |  |  | 300 | 175 | 0 | 0 | 0 | 125 | 547.37 |  | kW | 0.60004 | 52.16 | Residential |  | Winter Only | [5 empty] | 20 | 0.8 |  |  |  | 0 | 0 | 1 | 0 | 0 | 0 | 0 | 0 | 0 | 0 | 0 | 0 | 0 | 0 | 0 | 0 | 0 | 0 | 1 | 0 | 0 | 0 | 0 | 0 | 0 | 0 | 0 | 0 | 0 | 0 | 0 | 0 | 0 | 0 | 0 | 0 | 0 | 0 | 0 | 0 | [16 empty] | 1
0 | 316040-Single Family, Tank Less Water Heater, CZ 13 |  | 13 | Residential | HorizAxisClothesWasher | 0 |  |  |  |  | 325 | 200 | 0 | 0 | 0 | 125 | 0 |  | kW | 0 | 75.41 | Residential |  | Annual | [5 empty] | 15 | 0.8 |  |  |  | 0 | 0 | 1 | 0 | 0 | 0 | 0 | 0 | 0 | 0 | 0 | 0 | 0 | 0 | 0 | 0 | 0 | 0 | 1 | 0 | 0 | 0 | 0 | 0 | 0 | 0 | 0 | 0 | 0 | 0 | 0 | 0 | 0 | 0 | 0 | 0 | 0 | 0 | 0 | 0 | [16 empty] | 1
0 | 316040-Single Family, Tank Less Water Heater, CZ 13 |  | 13 | Residential | HorizAxisClothesWasher | 0 |  |  |  |  | 325 | 200 | 0 | 0 | 0 | 125 | 0 |  | kW | 0 | 75.41 | Residential |  | Annual | [5 empty] | 15 | 0.8 |  |  |  | 0 | 0 | 1 | 0 | 0 | 0 | 0 | 0 | 0 | 0 | 0 | 0 | 0 | 0 | 0 | 0 | 0 | 0 | 0 | 1 | 0 | 0 | 0 | 0 | 0 | 0 | 0 | 0 | 0 | 0 | 0 | 0 | 0 | 0 | 0 | 0 | 0 | 0 | 0 | 0 | [16 empty] | 1
0 | 316030-Single Family, Quality Insulation Installation, CZ 13 |  | 13 | Residential | AC_Cooling | 0 |  |  |  |  | 300 | 175 | 0 | 0 | 0 | 125 | 547.37 |  | kW | 0.60004 | 52.16 | Residential |  | Winter Only | [5 empty] | 20 | 0.8 |  |  |  | 0 | 0 | 1 | 0 | 0 | 0 | 0 | 0 | 0 | 0 | 0 | 0 | 0 | 0 | 0 | 0 | 0 | 0 | 1 | 0 | 0 | 0 | 0 | 0 | 0 | 0 | 0 | 0 | 0 | 0 | 0 | 0 | 0 | 0 | 0 | 0 | 0 | 0 | 0 | 0 | [16 empty] | 1
0 | 316040-Single Family, Tank Less Water Heater, CZ 13 |  | 13 | Residential | HorizAxisClothesWasher | 0 |  |  |  |  | 325 | 200 | 0 | 0 | 0 | 125 | 0 |  | kW | 0 | 75.41 | Residential |  | Annual | [5 empty] | 15 | 0.8 |  |  |  | 0 | 0 | 1 | 0 | 0 | 0 | 0 | 0 | 0 | 0 | 0 | 0 | 0 | 0 | 0 | 0 | 0 | 0 | 0 | 1 | 0 | 0 | 0 | 0 | 0 | 0 | 0 | 0 | 0 | 0 | 0 | 0 | 0 | 0 | 0 | 0 | 0 | 0 | 0 | 0 | [16 empty] | 1
0 | 316030-Single Family, Quality Insulation Installation, CZ 13 |  | 13 | Residential | AC_Cooling | 0 |  |  |  |  | 300 | 175 | 0 | 0 | 0 | 125 | 547.37 |  | kW | 0.60004 | 52.16 | Residential |  | Winter Only | [5 empty] | 20 | 0.8 |  |  |  | 0 | 0 | 1 | 0 | 0 | 0 | 0 | 0 | 0 | 0 | 0 | 0 | 0 | 0 | 0 | 0 | 0 | 0 | 1 | 0 | 0 | 0 | 0 | 0 | 0 | 0 | 0 | 0 | 0 | 0 | 0 | 0 | 0 | 0 | 0 | 0 | 0 | 0 | 0 | 0 | [16 empty] | 1
0 | 316040-Single Family, Tank Less Water Heater, CZ 13 |  | 13 | Residential | HorizAxisClothesWasher | 0 |  |  |  |  | 325 | 200 | 0 | 0 | 0 | 125 | 0 |  | kW | 0 | 75.41 | Residential |  | Annual | [5 empty] | 15 | 0.8 |  |  |  | 0 | 0 | 1 | 0 | 0 | 0 | 0 | 0 | 0 | 0 | 0 | 0 | 0 | 0 | 0 | 0 | 0 | 0 | 0 | 1 | 0 | 0 | 0 | 0 | 0 | 0 | 0 | 0 | 0 | 0 | 0 | 0 | 0 | 0 | 0 | 0 | 0 | 0 | 0 | 0 | [16 empty] | 1
0 | 316030-Single Family, Quality Insulation Installation, CZ 13 |  | 13 | Residential | AC_Cooling | 0 |  |  |  |  | 300 | 175 | 0 | 0 | 0 | 125 | 547.37 |  | kW | 0.60004 | 52.16 | Residential |  | Winter Only | [5 empty] | 20 | 0.8 |  |  |  | 0 | 0 | 1 | 0 | 0 | 0 | 0 | 0 | 0 | 0 | 0 | 0 | 0 | 0 | 0 | 0 | 0 | 0 | 1 | 0 | 0 | 0 | 0 | 0 | 0 | 0 | 0 | 0 | 0 | 0 | 0 | 0 | 0 | 0 | 0 | 0 | 0 | 0 | 0 | 0 | [16 empty] | 1
0 | 316030-Single Family, Quality Insulation Installation, CZ 13 |  | 13 | Residential | AC_Cooling | 0 |  |  |  |  | 300 | 175 | 0 | 0 | 0 | 125 | 547.37 |  | kW | 0.60004 | 52.16 | Residential |  | Winter Only | [5 empty] | 20 | 0.8 |  |  |  | 0 | 0 | 1 | 0 | 0 | 0 | 0 | 0 | 0 | 0 | 0 | 0 | 0 | 0 | 0 | 0 | 0 | 0 | 1 | 0 | 0 | 0 | 0 | 0 | 0 | 0 | 0 | 0 | 0 | 0 | 0 | 0 | 0 | 0 | 0 | 0 | 0 | 0 | 0 | 0 | [16 empty] | 1
0 | 316040-Single Family, Tank Less Water Heater, CZ 13 |  | 13 | Residential | HorizAxisClothesWasher | 0 |  |  |  |  | 325 | 200 | 0 | 0 | 0 | 125 | 0 |  | kW | 0 | 75.41 | Residential |  | Annual | [5 empty] | 15 | 0.8 |  |  |  | 0 | 0 | 1 | 0 | 0 | 0 | 0 | 0 | 0 | 0 | 0 | 0 | 0 | 0 | 0 | 0 | 0 | 0 | 1 | 0 | 0 | 0 | 0 | 0 | 0 | 0 | 0 | 0 | 0 | 0 | 0 | 0 | 0 | 0 | 0 | 0 | 0 | 0 | 0 | 0 | [16 empty] | 1
0 | 316030-Single Family, Quality Insulation Installation, CZ 13 |  | 13 | Residential | AC_Cooling | 0 |  |  |  |  | 300 | 175 | 0 | 0 | 0 | 125 | 547.37 |  | kW | 0.60004 | 52.16 | Residential |  | Winter Only | [5 empty] | 20 | 0.8 |  |  |  | 0 | 0 | 1 | 0 | 0 | 0 | 0 | 0 | 0 | 0 | 0 | 0 | 0 | 0 | 0 | 0 | 0 | 0 | 1 | 0 | 0 | 0 | 0 | 0 | 0 | 0 | 0 | 0 | 0 | 0 | 0 | 0 | 0 | 0 | 0 | 0 | 0 | 0 | 0 | 0 | [16 empty] | 1
0 | 316040-Single Family, Tank Less Water Heater, CZ 13 |  | 13 | Residential | HorizAxisClothesWasher | 0 |  |  |  |  | 325 | 200 | 0 | 0 | 0 | 125 | 0 |  | kW | 0 | 75.41 | Residential |  | Annual | [5 empty] | 15 | 0.8 |  |  |  | 0 | 0 | 1 | 0 | 0 | 0 | 0 | 0 | 0 | 0 | 0 | 0 | 0 | 0 | 0 | 0 | 0 | 0 | 1 | 0 | 0 | 0 | 0 | 0 | 0 | 0 | 0 | 0 | 0 | 0 | 0 | 0 | 0 | 0 | 0 | 0 | 0 | 0 | 0 | 0 | [16 empty] | 1
0 | 316040-Single Family, Tank Less Water Heater, CZ 13 |  | 13 | Residential | HorizAxisClothesWasher | 0 |  |  |  |  | 325 | 200 | 0 | 0 | 0 | 125 | 0 |  | kW | 0 | 75.41 | Residential |  | Annual | [5 empty] | 15 | 0.8 |  |  |  | 0 | 0 | 1 | 0 | 0 | 0 | 0 | 0 | 0 | 0 | 0 | 0 | 0 | 0 | 0 | 0 | 0 | 0 | 1 | 0 | 0 | 0 | 0 | 0 | 0 | 0 | 0 | 0 | 0 | 0 | 0 | 0 | 0 | 0 | 0 | 0 | 0 | 0 | 0 | 0 | [16 empty] | 1
0 | 316030-Single Family, Quality Insulation Installation, CZ 13 |  | 13 | Residential | AC_Cooling | 0 |  |  |  |  | 300 | 175 | 0 | 0 | 0 | 125 | 547.37 |  | kW | 0.60004 | 52.16 | Residential |  | Winter Only | [5 empty] | 20 | 0.8 |  |  |  | 0 | 0 | 1 | 0 | 0 | 0 | 0 | 0 | 0 | 0 | 0 | 0 | 0 | 0 | 0 | 0 | 0 | 0 | 1 | 0 | 0 | 0 | 0 | 0 | 0 | 0 | 0 | 0 | 0 | 0 | 0 | 0 | 0 | 0 | 0 | 0 | 0 | 0 | 0 | 0 | [16 empty] | 1
0 | 316040-Single Family, Tank Less Water Heater, CZ 13 |  | 13 | Residential | HorizAxisClothesWasher | 0 |  |  |  |  | 325 | 200 | 0 | 0 | 0 | 125 | 0 |  | kW | 0 | 75.41 | Residential |  | Annual | [5 empty] | 15 | 0.8 |  |  |  | 0 | 0 | 1 | 0 | 0 | 0 | 0 | 0 | 0 | 0 | 0 | 0 | 0 | 0 | 0 | 0 | 0 | 0 | 1 | 0 | 0 | 0 | 0 | 0 | 0 | 0 | 0 | 0 | 0 | 0 | 0 | 0 | 0 | 0 | 0 | 0 | 0 | 0 | 0 | 0 | [16 empty] | 1
0 | 316030-Single Family, Quality Insulation Installation, CZ 13 |  | 13 | Residential | AC_Cooling | 0 |  |  |  |  | 300 | 175 | 0 | 0 | 0 | 125 | 547.37 |  | kW | 0.60004 | 52.16 | Residential |  | Winter Only | [5 empty] | 20 | 0.8 |  |  |  | 0 | 0 | 1 | 0 | 0 | 0 | 0 | 0 | 0 | 0 | 0 | 0 | 0 | 0 | 0 | 0 | 0 | 0 | 0 | 1 | 0 | 0 | 0 | 0 | 0 | 0 | 0 | 0 | 0 | 0 | 0 | 0 | 0 | 0 | 0 | 0 | 0 | 0 | 0 | 0 | [16 empty] | 1
0 | 316030-Single Family, Quality Insulation Installation, CZ 13 |  | 13 | Residential | AC_Cooling | 0 |  |  |  |  | 300 | 175 | 0 | 0 | 0 | 125 | 547.37 |  | kW | 0.60004 | 52.16 | Residential |  | Winter Only | [5 empty] | 20 | 0.8 |  |  |  | 0 | 0 | 1 | 0 | 0 | 0 | 0 | 0 | 0 | 0 | 0 | 0 | 0 | 0 | 0 | 0 | 0 | 0 | 0 | 1 | 0 | 0 | 0 | 0 | 0 | 0 | 0 | 0 | 0 | 0 | 0 | 0 | 0 | 0 | 0 | 0 | 0 | 0 | 0 | 0 | [16 empty] | 1
0 | 316040-Single Family, Tank Less Water Heater, CZ 13 |  | 13 | Residential | HorizAxisClothesWasher | 0 |  |  |  |  | 325 | 200 | 0 | 0 | 0 | 125 | 0 |  | kW | 0 | 75.41 | Residential |  | Annual | [5 empty] | 15 | 0.8 |  |  |  | 0 | 0 | 1 | 0 | 0 | 0 | 0 | 0 | 0 | 0 | 0 | 0 | 0 | 0 | 0 | 0 | 0 | 0 | 1 | 0 | 0 | 0 | 0 | 0 | 0 | 0 | 0 | 0 | 0 | 0 | 0 | 0 | 0 | 0 | 0 | 0 | 0 | 0 | 0 | 0 | [16 empty] | 1
0 | 316040-Single Family, Tank Less Water Heater, CZ 13 |  | 13 | Residential | HorizAxisClothesWasher | 0 |  |  |  |  | 325 | 200 | 0 | 0 | 0 | 125 | 0 |  | kW | 0 | 75.41 | Residential |  | Annual | [5 empty] | 15 | 0.8 |  |  |  | 0 | 0 | 1 | 0 | 0 | 0 | 0 | 0 | 0 | 0 | 0 | 0 | 0 | 0 | 0 | 0 | 0 | 0 | 1 | 0 | 0 | 0 | 0 | 0 | 0 | 0 | 0 | 0 | 0 | 0 | 0 | 0 | 0 | 0 | 0 | 0 | 0 | 0 | 0 | 0 | [16 empty] | 1
0 | 316030-Single Family, Quality Insulation Installation, CZ 13 |  | 13 | Residential | AC_Cooling | 0 |  |  |  |  | 300 | 175 | 0 | 0 | 0 | 125 | 547.37 |  | kW | 0.60004 | 52.16 | Residential |  | Winter Only | [5 empty] | 20 | 0.8 |  |  |  | 0 | 0 | 1 | 0 | 0 | 0 | 0 | 0 | 0 | 0 | 0 | 0 | 0 | 0 | 0 | 0 | 0 | 0 | 1 | 0 | 0 | 0 | 0 | 0 | 0 | 0 | 0 | 0 | 0 | 0 | 0 | 0 | 0 | 0 | 0 | 0 | 0 | 0 | 0 | 0 | [16 empty] | 1
0 | 316030-Single Family, Quality Insulation Installation, CZ 13 |  | 13 | Residential | AC_Cooling | 0 |  |  |  |  | 300 | 175 | 0 | 0 | 0 | 125 | 547.37 |  | kW | 0.60004 | 52.16 | Residential |  | Winter Only | [5 empty] | 20 | 0.8 |  |  |  | 0 | 0 | 1 | 0 | 0 | 0 | 0 | 0 | 0 | 0 | 0 | 0 | 0 | 0 | 0 | 0 | 0 | 0 | 0 | 1 | 0 | 0 | 0 | 0 | 0 | 0 | 0 | 0 | 0 | 0 | 0 | 0 | 0 | 0 | 0 | 0 | 0 | 0 | 0 | 0 | [16 empty] | 1
0 | 316040-Single Family, Tank Less Water Heater, CZ 13 |  | 13 | Residential | HorizAxisClothesWasher | 0 |  |  |  |  | 325 | 200 | 0 | 0 | 0 | 125 | 0 |  | kW | 0 | 75.41 | Residential |  | Annual | [5 empty] | 15 | 0.8 |  |  |  | 0 | 0 | 1 | 0 | 0 | 0 | 0 | 0 | 0 | 0 | 0 | 0 | 0 | 0 | 0 | 0 | 0 | 0 | 1 | 0 | 0 | 0 | 0 | 0 | 0 | 0 | 0 | 0 | 0 | 0 | 0 | 0 | 0 | 0 | 0 | 0 | 0 | 0 | 0 | 0 | [16 empty] | 1
0 | 316030-Single Family, Quality Insulation Installation, CZ 13 |  | 13 | Residential | AC_Cooling | 0 |  |  |  |  | 300 | 175 | 0 | 0 | 0 | 125 | 547.37 |  | kW | 0.60004 | 52.16 | Residential |  | Winter Only | [5 empty] | 20 | 0.8 |  |  |  | 0 | 0 | 1 | 0 | 0 | 0 | 0 | 0 | 0 | 0 | 0 | 0 | 0 | 0 | 0 | 0 | 0 | 0 | 1 | 0 | 0 | 0 | 0 | 0 | 0 | 0 | 0 | 0 | 0 | 0 | 0 | 0 | 0 | 0 | 0 | 0 | 0 | 0 | 0 | 0 | [16 empty] | 1
0 | 316040-Single Family, Tank Less Water Heater, CZ 13 |  | 13 | Residential | HorizAxisClothesWasher | 0 |  |  |  |  | 325 | 200 | 0 | 0 | 0 | 125 | 0 |  | kW | 0 | 75.41 | Residential |  | Annual | [5 empty] | 15 | 0.8 |  |  |  | 0 | 0 | 1 | 0 | 0 | 0 | 0 | 0 | 0 | 0 | 0 | 0 | 0 | 0 | 0 | 0 | 0 | 0 | 1 | 0 | 0 | 0 | 0 | 0 | 0 | 0 | 0 | 0 | 0 | 0 | 0 | 0 | 0 | 0 | 0 | 0 | 0 | 0 | 0 | 0 | [16 empty] | 1
0 | 316030-Single Family, Quality Insulation Installation, CZ 13 |  | 13 | Residential | AC_Cooling | 0 |  |  |  |  | 300 | 175 | 0 | 0 | 0 | 125 | 547.37 |  | kW | 0.60004 | 52.16 | Residential |  | Winter Only | [5 empty] | 20 | 0.8 |  |  |  | 0 | 0 | 1 | 0 | 0 | 0 | 0 | 0 | 0 | 0 | 0 | 0 | 0 | 0 | 0 | 0 | 0 | 0 | 1 | 0 | 0 | 0 | 0 | 0 | 0 | 0 | 0 | 0 | 0 | 0 | 0 | 0 | 0 | 0 | 0 | 0 | 0 | 0 | 0 | 0 | [16 empty] | 1
0 | 316040-Single Family, Tank Less Water Heater, CZ 13 |  | 13 | Residential | HorizAxisClothesWasher | 0 |  |  |  |  | 325 | 200 | 0 | 0 | 0 | 125 | 0 |  | kW | 0 | 75.41 | Residential |  | Annual | [5 empty] | 15 | 0.8 |  |  |  | 0 | 0 | 1 | 0 | 0 | 0 | 0 | 0 | 0 | 0 | 0 | 0 | 0 | 0 | 0 | 0 | 0 | 0 | 1 | 0 | 0 | 0 | 0 | 0 | 0 | 0 | 0 | 0 | 0 | 0 | 0 | 0 | 0 | 0 | 0 | 0 | 0 | 0 | 0 | 0 | [16 empty] | 1
0 | 316030-Single Family, Quality Insulation Installation, CZ 13 |  | 13 | Residential | AC_Cooling | 0 |  |  |  |  | 300 | 175 | 0 | 0 | 0 | 125 | 547.37 |  | kW | 0.60004 | 52.16 | Residential |  | Winter Only | [5 empty] | 20 | 0.8 |  |  |  | 0 | 0 | 1 | 0 | 0 | 0 | 0 | 0 | 0 | 0 | 0 | 0 | 0 | 0 | 0 | 0 | 0 | 0 | 1 | 0 | 0 | 0 | 0 | 0 | 0 | 0 | 0 | 0 | 0 | 0 | 0 | 0 | 0 | 0 | 0 | 0 | 0 | 0 | 0 | 0 | [16 empty] | 1
0 | 316040-Single Family, Tank Less Water Heater, CZ 13 |  | 13 | Residential | HorizAxisClothesWasher | 0 |  |  |  |  | 325 | 200 | 0 | 0 | 0 | 125 | 0 |  | kW | 0 | 75.41 | Residential |  | Annual | [5 empty] | 15 | 0.8 |  |  |  | 0 | 0 | 1 | 0 | 0 | 0 | 0 | 0 | 0 | 0 | 0 | 0 | 0 | 0 | 0 | 0 | 0 | 0 | 1 | 0 | 0 | 0 | 0 | 0 | 0 | 0 | 0 | 0 | 0 | 0 | 0 | 0 | 0 | 0 | 0 | 0 | 0 | 0 | 0 | 0 | [16 empty] | 1
0 | 316030-Single Family, Quality Insulation Installation, CZ 13 |  | 13 | Residential | AC_Cooling | 0 |  |  |  |  | 300 | 175 | 0 | 0 | 0 | 125 | 547.37 |  | kW | 0.60004 | 52.16 | Residential |  | Winter Only | [5 empty] | 20 | 0.8 |  |  |  | 0 | 0 | 1 | 0 | 0 | 0 | 0 | 0 | 0 | 0 | 0 | 0 | 0 | 0 | 0 | 0 | 0 | 0 | 1 | 0 | 0 | 0 | 0 | 0 | 0 | 0 | 0 | 0 | 0 | 0 | 0 | 0 | 0 | 0 | 0 | 0 | 0 | 0 | 0 | 0 | [16 empty] | 1
0 | 316040-Single Family, Tank Less Water Heater, CZ 13 |  | 13 | Residential | HorizAxisClothesWasher | 0 |  |  |  |  | 325 | 200 | 0 | 0 | 0 | 125 | 0 |  | kW | 0 | 75.41 | Residential |  | Annual | [5 empty] | 15 | 0.8 |  |  |  | 0 | 0 | 1 | 0 | 0 | 0 | 0 | 0 | 0 | 0 | 0 | 0 | 0 | 0 | 0 | 0 | 0 | 0 | 1 | 0 | 0 | 0 | 0 | 0 | 0 | 0 | 0 | 0 | 0 | 0 | 0 | 0 | 0 | 0 | 0 | 0 | 0 | 0 | 0 | 0 | [16 empty] | 1
0 | 316030-Single Family, Quality Insulation Installation, CZ 13 |  | 13 | Residential | AC_Cooling | 0 |  |  |  |  | 300 | 175 | 0 | 0 | 0 | 125 | 547.37 |  | kW | 0.60004 | 52.16 | Residential |  | Winter Only | [5 empty] | 20 | 0.8 |  |  |  | 0 | 0 | 1 | 0 | 0 | 0 | 0 | 0 | 0 | 0 | 0 | 0 | 0 | 0 | 0 | 0 | 0 | 0 | 1 | 0 | 0 | 0 | 0 | 0 | 0 | 0 | 0 | 0 | 0 | 0 | 0 | 0 | 0 | 0 | 0 | 0 | 0 | 0 | 0 | 0 | [16 empty] | 1
0 | 316040-Single Family, Tank Less Water Heater, CZ 13 |  | 13 | Residential | HorizAxisClothesWasher | 0 |  |  |  |  | 325 | 200 | 0 | 0 | 0 | 125 | 0 |  | kW | 0 | 75.41 | Residential |  | Annual | [5 empty] | 15 | 0.8 |  |  |  | 0 | 0 | 1 | 0 | 0 | 0 | 0 | 0 | 0 | 0 | 0 | 0 | 0 | 0 | 0 | 0 | 0 | 0 | 1 | 0 | 0 | 0 | 0 | 0 | 0 | 0 | 0 | 0 | 0 | 0 | 0 | 0 | 0 | 0 | 0 | 0 | 0 | 0 | 0 | 0 | [16 empty] | 1
0 | 316030-Single Family, Quality Insulation Installation, CZ 13 |  | 13 | Residential | AC_Cooling | 0 |  |  |  |  | 300 | 175 | 0 | 0 | 0 | 125 | 547.37 |  | kW | 0.60004 | 52.16 | Residential |  | Winter Only | [5 empty] | 20 | 0.8 |  |  |  | 0 | 0 | 1 | 0 | 0 | 0 | 0 | 0 | 0 | 0 | 0 | 0 | 0 | 0 | 0 | 0 | 0 | 0 | 1 | 0 | 0 | 0 | 0 | 0 | 0 | 0 | 0 | 0 | 0 | 0 | 0 | 0 | 0 | 0 | 0 | 0 | 0 | 0 | 0 | 0 | [16 empty] | 1
0 | 316040-Single Family, Tank Less Water Heater, CZ 13 |  | 13 | Residential | HorizAxisClothesWasher | 0 |  |  |  |  | 325 | 200 | 0 | 0 | 0 | 125 | 0 |  | kW | 0 | 75.41 | Residential |  | Annual | [5 empty] | 15 | 0.8 |  |  |  | 0 | 0 | 1 | 0 | 0 | 0 | 0 | 0 | 0 | 0 | 0 | 0 | 0 | 0 | 0 | 0 | 0 | 0 | 1 | 0 | 0 | 0 | 0 | 0 | 0 | 0 | 0 | 0 | 0 | 0 | 0 | 0 | 0 | 0 | 0 | 0 | 0 | 0 | 0 | 0 | [16 empty] | 1
0 | 316030-Single Family, Quality Insulation Installation, CZ 13 |  | 13 | Residential | AC_Cooling | 0 |  |  |  |  | 300 | 175 | 0 | 0 | 0 | 125 | 547.37 |  | kW | 0.60004 | 52.16 | Residential |  | Winter Only | [5 empty] | 20 | 0.8 |  |  |  | 0 | 0 | 1 | 0 | 0 | 0 | 0 | 0 | 0 | 0 | 0 | 0 | 0 | 0 | 0 | 0 | 0 | 0 | 1 | 0 | 0 | 0 | 0 | 0 | 0 | 0 | 0 | 0 | 0 | 0 | 0 | 0 | 0 | 0 | 0 | 0 | 0 | 0 | 0 | 0 | [16 empty] | 1
0 | 316040-Single Family, Tank Less Water Heater, CZ 13 |  | 13 | Residential | HorizAxisClothesWasher | 0 |  |  |  |  | 325 | 200 | 0 | 0 | 0 | 125 | 0 |  | kW | 0 | 75.41 | Residential |  | Annual | [5 empty] | 15 | 0.8 |  |  |  | 0 | 0 | 1 | 0 | 0 | 0 | 0 | 0 | 0 | 0 | 0 | 0 | 0 | 0 | 0 | 0 | 0 | 0 | 1 | 0 | 0 | 0 | 0 | 0 | 0 | 0 | 0 | 0 | 0 | 0 | 0 | 0 | 0 | 0 | 0 | 0 | 0 | 0 | 0 | 0 | [16 empty] | 1
0 | 316030-Single Family, Quality Insulation Installation, CZ 13 |  | 13 | Residential | AC_Cooling | 0 |  |  |  |  | 300 | 175 | 0 | 0 | 0 | 125 | 547.37 |  | kW | 0.60004 | 52.16 | Residential |  | Winter Only | [5 empty] | 20 | 0.8 |  |  |  | 0 | 0 | 1 | 0 | 0 | 0 | 0 | 0 | 0 | 0 | 0 | 0 | 2006 Qtr 1: 0; 2006 Qtr 2: 0; 2006 Qtr 3: 0; 2006 Qtr 4: 0; 2007 Qtr 1: 1; 2007 Qtr 2: 0; 2007 Qtr 3: 0; 2007 Qtr 4: 0; 2008 Qtr 1: 0; 2008 Qtr 2: 0; 2008 Qtr 3: 0; 2008 Qtr 4: 0 | 1
0 | 316030-Single Family, Quality Insulation Installation, CZ 13 |  | 13 | Residential | AC_Cooling | 0 |  |  |  |  | 300 | 175 | 0 | 0 | 0 | 125 | 547.37 |  | kW | 0.60004 | 52.16 | Residential |  | Winter Only | [5 empty] | 20 | 0.8 |  |  |  | 0 | 0 | 1 | 0 | 0 | 0 | 0 | 0 | 0 | 0 | 0 | 0 | 2006 Qtr 1: 0; 2006 Qtr 2: 0; 2006 Qtr 3: 0; 2006 Qtr 4: 0; 2007 Qtr 1: 1; 2007 Qtr 2: 0; 2007 Qtr 3: 0; 2007 Qtr 4: 0; 2008 Qtr 1: 0; 2008 Qtr 2: 0; 2008 Qtr 3: 0; 2008 Qtr 4: 0 | 1
0 | 316030-Single Family, Quality Insulation Installation, CZ 13 |  | 13 | Residential | AC_Cooling | 0 |  |  |  |  | 300 | 175 | 0 | 0 | 0 | 125 | 547.37 |  | kW | 0.60004 | 52.16 | Residential |  | Winter Only | [5 empty] | 20 | 0.8 |  |  |  | 0 | 0 | 1 | 0 | 0 | 0 | 0 | 0 | 0 | 0 | 0 | 0 | 2006 Qtr 1: 0; 2006 Qtr 2: 0; 2006 Qtr 3: 0; 2006 Qtr 4: 0; 2007 Qtr 1: 1; 2007 Qtr 2: 0; 2007 Qtr 3: 0; 2007 Qtr 4: 0; 2008 Qtr 1: 0; 2008 Qtr 2: 0; 2008 Qtr 3: 0; 2008 Qtr 4: 0 | 1
0 | 316030-Single Family, Quality Insulation Installation, CZ 13 |  | 13 | Residential | AC_Cooling | 0 |  |  |  |  | 300 | 175 | 0 | 0 | 0 | 125 | 547.37 |  | kW | 0.60004 | 52.16 | Residential |  | Winter Only | [5 empty] | 20 | 0.8 |  |  |  | 0 | 0 | 1 | 0 | 0 | 0 | 0 | 0 | 0 | 0 | 0 | 0 | 2006 Qtr 1: 0; 2006 Qtr 2: 0; 2006 Qtr 3: 0; 2006 Qtr 4: 0; 2007 Qtr 1: 1; 2007 Qtr 2: 0; 2007 Qtr 3: 0; 2007 Qtr 4: 0; 2008 Qtr 1: 0; 2008 Qtr 2: 0; 2008 Qtr 3: 0; 2008 Qtr 4: 0 | 1
0 | 316030-Single Family, Quality Insulation Installation, CZ 13 |  | 13 | Residential | AC_Cooling | 0 |  |  |  |  | 300 | 175 | 0 | 0 | 0 | 125 | 547.37 |  | kW | 0.60004 | 52.16 | Residential |  | Winter Only | [5 empty] | 20 | 0.8 |  |  |  | 0 | 0 | 1 | 0 | 0 | 0 | 0 | 0 | 0 | 0 | 0 | 0 | 2006 Qtr 1: 0; 2006 Qtr 2: 0; 2006 Qtr 3: 0; 2006 Qtr 4: 0; 2007 Qtr 1: 1; 2007 Qtr 2: 0; 2007 Qtr 3: 0; 2007 Qtr 4: 0; 2008 Qtr 1: 0; 2008 Qtr 2: 0; 2008 Qtr 3: 0; 2008 Qtr 4: 0 | 1
0 | 316030-Single Family, Quality Insulation Installation, CZ 13 |  | 13 | Residential | AC_Cooling | 0 |  |  |  |  | 300 | 175 | 0 | 0 | 0 | 125 | 547.37 |  | kW | 0.60004 | 52.16 | Residential |  | Winter Only | [5 empty] | 20 | 0.8 |  |  |  | 0 | 0 | 1 | 0 | 0 | 0 | 0 | 0 | 0 | 0 | 0 | 0 | 2006 Qtr 1: 0; 2006 Qtr 2: 0; 2006 Qtr 3: 0; 2006 Qtr 4: 0; 2007 Qtr 1: 1; 2007 Qtr 2: 0; 2007 Qtr 3: 0; 2007 Qtr 4: 0; 2008 Qtr 1: 0; 2008 Qtr 2: 0; 2008 Qtr 3: 0; 2008 Qtr 4: 0 | 1
0 | 316030-Single Family, Quality Insulation Installation, CZ 13 |  | 13 | Residential | AC_Cooling | 0 |  |  |  |  | 300 | 175 | 0 | 0 | 0 | 125 | 547.37 |  | kW | 0.60004 | 52.16 | Residential |  | Winter Only | [5 empty] | 20 | 0.8 |  |  |  | 0 | 0 | 1 | 0 | 0 | 0 | 0 | 0 | 0 | 0 | 0 | 0 | 2006 Qtr 1: 0; 2006 Qtr 2: 0; 2006 Qtr 3: 0; 2006 Qtr 4: 0; 2007 Qtr 1: 1; 2007 Qtr 2: 0; 2007 Qtr 3: 0; 2007 Qtr 4: 0; 2008 Qtr 1: 0; 2008 Qtr 2: 0; 2008 Qtr 3: 0; 2008 Qtr 4: 0 | 1
0 | 316030-Single Family, Quality Insulation Installation, CZ 13 |  | 13 | Residential | AC_Cooling | 0 |  |  |  |  | 300 | 175 | 0 | 0 | 0 | 125 | 547.37 |  | kW | 0.60004 | 52.16 | Residential |  | Winter Only | [5 empty] | 20 | 0.8 |  |  |  | 0 | 0 | 1 | 0 | 0 | 0 | 0 | 0 | 0 | 0 | 0 | 0 | 2006 Qtr 1: 0; 2006 Qtr 2: 0; 2006 Qtr 3: 0; 2006 Qtr 4: 0; 2007 Qtr 1: 1; 2007 Qtr 2: 0; 2007 Qtr 3: 0; 2007 Qtr 4: 0; 2008 Qtr 1: 0; 2008 Qtr 2: 0; 2008 Qtr 3: 0; 2008 Qtr 4: 0 | 1
0 | 316030-Single Family, Quality Insulation Installation, CZ 13 |  | 13 | Residential | AC_Cooling | 0 |  |  |  |  | 300 | 175 | 0 | 0 | 0 | 125 | 547.37 |  | kW | 0.60004 | 52.16 | Residential |  | Winter Only | [5 empty] | 20 | 0.8 |  |  |  | 0 | 0 | 1 | 0 | 0 | 0 | 0 | 0 | 0 | 0 | 0 | 0 | 2006 Qtr 1: 0; 2006 Qtr 2: 0; 2006 Qtr 3: 0; 2006 Qtr 4: 0; 2007 Qtr 1: 1; 2007 Qtr 2: 0; 2007 Qtr 3: 0; 2007 Qtr 4: 0; 2008 Qtr 1: 0; 2008 Qtr 2: 0; 2008 Qtr 3: 0; 2008 Qtr 4: 0 | 1
0 | 316030-Single Family, Quality Insulation Installation, CZ 13 |  | 13 | Residential | AC_Cooling | 0 |  |  |  |  | 300 | 175 | 0 | 0 | 0 | 125 | 547.37 |  | kW | 0.60004 | 52.16 | Residential |  | Winter Only | [5 empty] | 20 | 0.8 |  |  |  | 0 | 0 | 1 | 0 | 0 | 0 | 0 | 0 | 0 | 0 | 0 | 0 | 2006 Qtr 1: 0; 2006 Qtr 2: 0; 2006 Qtr 3: 0; 2006 Qtr 4: 0; 2007 Qtr 1: 1; 2007 Qtr 2: 0; 2007 Qtr 3: 0; 2007 Qtr 4: 0; 2008 Qtr 1: 0; 2008 Qtr 2: 0; 2008 Qtr 3: 0; 2008 Qtr 4: 0 | 1
0 | 316030-Single Family, Quality Insulation Installation, CZ 13 |  | 13 | Residential | AC_Cooling | 0 |  |  |  |  | 300 | 175 | 0 | 0 | 0 | 125 | 547.37 |  | kW | 0.60004 | 52.16 | Residential |  | Winter Only | [5 empty] | 20 | 0.8 |  |  |  | 0 | 0 | 1 | 0 | 0 | 0 | 0 | 0 | 0 | 0 | 0 | 0 | 2006 Qtr 1: 0; 2006 Qtr 2: 0; 2006 Qtr 3: 0; 2006 Qtr 4: 0; 2007 Qtr 1: 1; 2007 Qtr 2: 0; 2007 Qtr 3: 0; 2007 Qtr 4: 0; 2008 Qtr 1: 0; 2008 Qtr 2: 0; 2008 Qtr 3: 0; 2008 Qtr 4: 0 | 1
0 | 316030-Single Family, Quality Insulation Installation, CZ 13 |  | 13 | Residential | AC_Cooling | 0 |  |  |  |  | 300 | 175 | 0 | 0 | 0 | 125 | 547.37 |  | kW | 0.60004 | 52.16 | Residential |  | Winter Only | [5 empty] | 20 | 0.8 |  |  |  | 0 | 0 | 1 | 0 | 0 | 0 | 0 | 0 | 0 | 0 | 0 | 0 | 2006 Qtr 1: 0; 2006 Qtr 2: 0; 2006 Qtr 3: 0; 2006 Qtr 4: 0; 2007 Qtr 1: 1; 2007 Qtr 2: 0; 2007 Qtr 3: 0; 2007 Qtr 4: 0; 2008 Qtr 1: 0; 2008 Qtr 2: 0; 2008 Qtr 3: 0; 2008 Qtr 4: 0 | 1
0 | 316030-Single Family, Quality Insulation Installation, CZ 13 |  | 13 | Residential | AC_Cooling | 0 |  |  |  |  | 300 | 175 | 0 | 0 | 0 | 125 | 547.37 |  | kW | 0.60004 | 52.16 | Residential |  | Winter Only | [5 empty] | 20 | 0.8 |  |  |  | 0 | 0 | 1 | 0 | 0 | 0 | 0 | 0 | 0 | 0 | 0 | 0 | 2006 Qtr 1: 0; 2006 Qtr 2: 0; 2006 Qtr 3: 0; 2006 Qtr 4: 0; 2007 Qtr 1: 1; 2007 Qtr 2: 0; 2007 Qtr 3: 0; 2007 Qtr 4: 0; 2008 Qtr 1: 0; 2008 Qtr 2: 0; 2008 Qtr 3: 0; 2008 Qtr 4: 0 | 1
0 | 316030-Single Family, Quality Insulation Installation, CZ 13 |  | 13 | Residential | AC_Cooling | 0 |  |  |  |  | 300 | 175 | 0 | 0 | 0 | 125 | 547.37 |  | kW | 0.60004 | 52.16 | Residential |  | Winter Only | [5 empty] | 20 | 0.8 |  |  |  | 0 | 0 | 1 | 0 | 0 | 0 | 0 | 0 | 0 | 0 | 0 | 0 | 2006 Qtr 1: 0; 2006 Qtr 2: 0; 2006 Qtr 3: 0; 2006 Qtr 4: 0; 2007 Qtr 1: 1; 2007 Qtr 2: 0; 2007 Qtr 3: 0; 2007 Qtr 4: 0; 2008 Qtr 1: 0; 2008 Qtr 2: 0; 2008 Qtr 3: 0; 2008 Qtr 4: 0 | 1
0 | 316040-Single Family, Tank Less Water Heater, CZ 13 |  | 13 | Residential | HorizAxisClothesWasher | 0 |  |  |  |  | 325 | 200 | 0 | 0 | 0 | 125 | 0 |  | kW | 0 | 75.41 | Residential |  | Annual | [5 empty] | 15 | 0.8 |  |  |  | 0 | 0 | 1 | 0 | 0 | 0 | 0 | 0 | 0 | 0 | 0 | 0 | 2006 Qtr 1: 0; 2006 Qtr 2: 0; 2006 Qtr 3: 0; 2006 Qtr 4: 0; 2007 Qtr 1: 1; 2007 Qtr 2: 0; 2007 Qtr 3: 0; 2007 Qtr 4: 0; 2008 Qtr 1: 0; 2008 Qtr 2: 0; 2008 Qtr 3: 0; 2008 Qtr 4: 0 | 1
0 | 316040-Single Family, Tank Less Water Heater, CZ 13 |  | 13 | Residential | HorizAxisClothesWasher | 0 |  |  |  |  | 325 | 200 | 0 | 0 | 0 | 125 | 0 |  | kW | 0 | 75.41 | Residential |  | Annual | [5 empty] | 15 | 0.8 |  |  |  | 0 | 0 | 1 | 0 | 0 | 0 | 0 | 0 | 0 | 0 | 0 | 0 | 2006 Qtr 1: 0; 2006 Qtr 2: 0; 2006 Qtr 3: 0; 2006 Qtr 4: 0; 2007 Qtr 1: 1; 2007 Qtr 2: 0; 2007 Qtr 3: 0; 2007 Qtr 4: 0; 2008 Qtr 1: 0; 2008 Qtr 2: 0; 2008 Qtr 3: 0; 2008 Qtr 4: 0 | 1
0 | 316040-Single Family, Tank Less Water Heater, CZ 13 |  | 13 | Residential | HorizAxisClothesWasher | 0 |  |  |  |  | 325 | 200 | 0 | 0 | 0 | 125 | 0 |  | kW | 0 | 75.41 | Residential |  | Annual | [5 empty] | 15 | 0.8 |  |  |  | 0 | 0 | 1 | 0 | 0 | 0 | 0 | 0 | 0 | 0 | 0 | 0 | 2006 Qtr 1: 0; 2006 Qtr 2: 0; 2006 Qtr 3: 0; 2006 Qtr 4: 0; 2007 Qtr 1: 1; 2007 Qtr 2: 0; 2007 Qtr 3: 0; 2007 Qtr 4: 0; 2008 Qtr 1: 0; 2008 Qtr 2: 0; 2008 Qtr 3: 0; 2008 Qtr 4: 0 | 1
0 | 316040-Single Family, Tank Less Water Heater, CZ 13 |  | 13 | Residential | HorizAxisClothesWasher | 0 |  |  |  |  | 325 | 200 | 0 | 0 | 0 | 125 | 0 |  | kW | 0 | 75.41 | Residential |  | Annual | [5 empty] | 15 | 0.8 |  |  |  | 0 | 0 | 1 | 0 | 0 | 0 | 0 | 0 | 0 | 0 | 0 | 0 | 2006 Qtr 1: 0; 2006 Qtr 2: 0; 2006 Qtr 3: 0; 2006 Qtr 4: 0; 2007 Qtr 1: 1; 2007 Qtr 2: 0; 2007 Qtr 3: 0; 2007 Qtr 4: 0; 2008 Qtr 1: 0; 2008 Qtr 2: 0; 2008 Qtr 3: 0; 2008 Qtr 4: 0 | 1
0 | 316040-Single Family, Tank Less Water Heater, CZ 13 |  | 13 | Residential | HorizAxisClothesWasher | 0 |  |  |  |  | 325 | 200 | 0 | 0 | 0 | 125 | 0 |  | kW | 0 | 75.41 | Residential |  | Annual | [5 empty] | 15 | 0.8 |  |  |  | 0 | 0 | 1 | 0 | 0 | 0 | 0 | 0 | 0 | 0 | 0 | 0 | 2006 Qtr 1: 0; 2006 Qtr 2: 0; 2006 Qtr 3: 0; 2006 Qtr 4: 0; 2007 Qtr 1: 1; 2007 Qtr 2: 0; 2007 Qtr 3: 0; 2007 Qtr 4: 0; 2008 Qtr 1: 0; 2008 Qtr 2: 0; 2008 Qtr 3: 0; 2008 Qtr 4: 0 | 1
0 | 316040-Single Family, Tank Less Water Heater, CZ 13 |  | 13 | Residential | HorizAxisClothesWasher | 0 |  |  |  |  | 325 | 200 | 0 | 0 | 0 | 125 | 0 |  | kW | 0 | 75.41 | Residential |  | Annual | [5 empty] | 15 | 0.8 |  |  |  | 0 | 0 | 1 | 0 | 0 | 0 | 0 | 0 | 0 | 0 | 0 | 0 | 2006 Qtr 1: 0; 2006 Qtr 2: 0; 2006 Qtr 3: 0; 2006 Qtr 4: 0; 2007 Qtr 1: 1; 2007 Qtr 2: 0; 2007 Qtr 3: 0; 2007 Qtr 4: 0; 2008 Qtr 1: 0; 2008 Qtr 2: 0; 2008 Qtr 3: 0; 2008 Qtr 4: 0 | 1
0 | 316040-Single Family, Tank Less Water Heater, CZ 13 |  | 13 | Residential | HorizAxisClothesWasher | 0 |  |  |  |  | 325 | 200 | 0 | 0 | 0 | 125 | 0 |  | kW | 0 | 75.41 | Residential |  | Annual | [5 empty] | 15 | 0.8 |  |  |  | 0 | 0 | 1 | 0 | 0 | 0 | 0 | 0 | 0 | 0 | 0 | 0 | 2006 Qtr 1: 0; 2006 Qtr 2: 0; 2006 Qtr 3: 0; 2006 Qtr 4: 0; 2007 Qtr 1: 1; 2007 Qtr 2: 0; 2007 Qtr 3: 0; 2007 Qtr 4: 0; 2008 Qtr 1: 0; 2008 Qtr 2: 0; 2008 Qtr 3: 0; 2008 Qtr 4: 0 | 1
0 | 316030-Single Family, Quality Insulation Installation, CZ 13 |  | 13 | Residential | AC_Cooling | 0 |  |  |  |  | 300 | 175 | 0 | 0 | 0 | 125 | 547.37 |  | kW | 0.60004 | 52.16 | Residential |  | Winter Only | [5 empty] | 20 | 0.8 |  |  |  | 0 | 0 | 1 | 0 | 0 | 0 | 0 | 0 | 0 | 0 | 0 | 0 | 2006 Qtr 1: 0; 2006 Qtr 2: 0; 2006 Qtr 3: 0; 2006 Qtr 4: 0; 2007 Qtr 1: 1; 2007 Qtr 2: 0; 2007 Qtr 3: 0; 2007 Qtr 4: 0; 2008 Qtr 1: 0; 2008 Qtr 2: 0; 2008 Qtr 3: 0; 2008 Qtr 4: 0 | 1
0 | 316040-Single Family, Tank Less Water Heater, CZ 13 |  | 13 | Residential | HorizAxisClothesWasher | 0 |  |  |  |  | 325 | 200 | 0 | 0 | 0 | 125 | 0 |  | kW | 0 | 75.41 | Residential |  | Annual | [5 empty] | 15 | 0.8 |  |  |  | 0 | 0 | 1 | 0 | 0 | 0 | 0 | 0 | 0 | 0 | 0 | 0 | 2006 Qtr 1: 0; 2006 Qtr 2: 0; 2006 Qtr 3: 0; 2006 Qtr 4: 0; 2007 Qtr 1: 1; 2007 Qtr 2: 0; 2007 Qtr 3: 0; 2007 Qtr 4: 0; 2008 Qtr 1: 0; 2008 Qtr 2: 0; 2008 Qtr 3: 0; 2008 Qtr 4: 0 | 1
0 | 316040-Single Family, Tank Less Water Heater, CZ 13 |  | 13 | Residential | HorizAxisClothesWasher | 0 |  |  |  |  | 325 | 200 | 0 | 0 | 0 | 125 | 0 |  | kW | 0 | 75.41 | Residential |  | Annual | [5 empty] | 15 | 0.8 |  |  |  | 0 | 0 | 1 | 0 | 0 | 0 | 0 | 0 | 0 | 0 | 0 | 0 | 2006 Qtr 1: 0; 2006 Qtr 2: 0; 2006 Qtr 3: 0; 2006 Qtr 4: 0; 2007 Qtr 1: 1; 2007 Qtr 2: 0; 2007 Qtr 3: 0; 2007 Qtr 4: 0; 2008 Qtr 1: 0; 2008 Qtr 2: 0; 2008 Qtr 3: 0; 2008 Qtr 4: 0 | 1
0 | 316040-Single Family, Tank Less Water Heater, CZ 13 |  | 13 | Residential | HorizAxisClothesWasher | 0 |  |  |  |  | 325 | 200 | 0 | 0 | 0 | 125 | 0 |  | kW | 0 | 75.41 | Residential |  | Annual | [5 empty] | 15 | 0.8 |  |  |  | 0 | 0 | 1 | 0 | 0 | 0 | 0 | 0 | 0 | 0 | 0 | 0 | 2006 Qtr 1: 0; 2006 Qtr 2: 0; 2006 Qtr 3: 0; 2006 Qtr 4: 0; 2007 Qtr 1: 1; 2007 Qtr 2: 0; 2007 Qtr 3: 0; 2007 Qtr 4: 0; 2008 Qtr 1: 0; 2008 Qtr 2: 0; 2008 Qtr 3: 0; 2008 Qtr 4: 0 | 1
0 | 316040-Single Family, Tank Less Water Heater, CZ 13 |  | 13 | Residential | HorizAxisClothesWasher | 0 |  |  |  |  | 325 | 200 | 0 | 0 | 0 | 125 | 0 |  | kW | 0 | 75.41 | Residential |  | Annual | [5 empty] | 15 | 0.8 |  |  |  | 0 | 0 | 1 | 0 | 0 | 0 | 0 | 0 | 0 | 0 | 0 | 0 | 2006 Qtr 1: 0; 2006 Qtr 2: 0; 2006 Qtr 3: 0; 2006 Qtr 4: 0; 2007 Qtr 1: 1; 2007 Qtr 2: 0; 2007 Qtr 3: 0; 2007 Qtr 4: 0; 2008 Qtr 1: 0; 2008 Qtr 2: 0; 2008 Qtr 3: 0; 2008 Qtr 4: 0 | 1
0 | 316040-Single Family, Tank Less Water Heater, CZ 13 |  | 13 | Residential | HorizAxisClothesWasher | 0 |  |  |  |  | 325 | 200 | 0 | 0 | 0 | 125 | 0 |  | kW | 0 | 75.41 | Residential |  | Annual | [5 empty] | 15 | 0.8 |  |  |  | 0 | 0 | 1 | 0 | 0 | 0 | 0 | 0 | 0 | 0 | 0 | 0 | 2006 Qtr 1: 0; 2006 Qtr 2: 0; 2006 Qtr 3: 0; 2006 Qtr 4: 0; 2007 Qtr 1: 1; 2007 Qtr 2: 0; 2007 Qtr 3: 0; 2007 Qtr 4: 0; 2008 Qtr 1: 0; 2008 Qtr 2: 0; 2008 Qtr 3: 0; 2008 Qtr 4: 0 | 1
0 | 316040-Single Family, Tank Less Water Heater, CZ 13 |  | 13 | Residential | HorizAxisClothesWasher | 0 |  |  |  |  | 325 | 200 | 0 | 0 | 0 | 125 | 0 |  | kW | 0 | 75.41 | Residential |  | Annual | [5 empty] | 15 | 0.8 |  |  |  | 0 | 0 | 1 | 0 | 0 | 0 | 0 | 0 | 0 | 0 | 0 | 0 | 2006 Qtr 1: 0; 2006 Qtr 2: 0; 2006 Qtr 3: 0; 2006 Qtr 4: 0; 2007 Qtr 1: 1; 2007 Qtr 2: 0; 2007 Qtr 3: 0; 2007 Qtr 4: 0; 2008 Qtr 1: 0; 2008 Qtr 2: 0; 2008 Qtr 3: 0; 2008 Qtr 4: 0 | 1
0 | 316040-Single Family, Tank Less Water Heater, CZ 13 |  | 13 | Residential | HorizAxisClothesWasher | 0 |  |  |  |  | 325 | 200 | 0 | 0 | 0 | 125 | 0 |  | kW | 0 | 75.41 | Residential |  | Annual | [5 empty] | 15 | 0.8 |  |  |  | 0 | 0 | 1 | 0 | 0 | 0 | 0 | 0 | 0 | 0 | 0 | 0 | 2006 Qtr 1: 0; 2006 Qtr 2: 0; 2006 Qtr 3: 0; 2006 Qtr 4: 0; 2007 Qtr 1: 1; 2007 Qtr 2: 0; 2007 Qtr 3: 0; 2007 Qtr 4: 0; 2008 Qtr 1: 0; 2008 Qtr 2: 0; 2008 Qtr 3: 0; 2008 Qtr 4: 0 | 1
0 | 316040-Single Family, Tank Less Water Heater, CZ 13 |  | 13 | Residential | HorizAxisClothesWasher | 0 |  |  |  |  | 325 | 200 | 0 | 0 | 0 | 125 | 0 |  | kW | 0 | 75.41 | Residential |  | Annual | [5 empty] | 15 | 0.8 |  |  |  | 0 | 0 | 1 | 0 | 0 | 0 | 0 | 0 | 0 | 0 | 0 | 0 | 2006 Qtr 1: 0; 2006 Qtr 2: 0; 2006 Qtr 3: 0; 2006 Qtr 4: 0; 2007 Qtr 1: 1; 2007 Qtr 2: 0; 2007 Qtr 3: 0; 2007 Qtr 4: 0; 2008 Qtr 1: 0; 2008 Qtr 2: 0; 2008 Qtr 3: 0; 2008 Qtr 4: 0 | 1
0 | 316040-Single Family, Tank Less Water Heater, CZ 13 |  | 13 | Residential | HorizAxisClothesWasher | 0 |  |  |  |  | 325 | 200 | 0 | 0 | 0 | 125 | 0 |  | kW | 0 | 75.41 | Residential |  | Annual | [5 empty] | 15 | 0.8 |  |  |  | 0 | 0 | 1 | 0 | 0 | 0 | 0 | 0 | 0 | 0 | 0 | 0 | 2006 Qtr 1: 0; 2006 Qtr 2: 0; 2006 Qtr 3: 0; 2006 Qtr 4: 0; 2007 Qtr 1: 1; 2007 Qtr 2: 0; 2007 Qtr 3: 0; 2007 Qtr 4: 0; 2008 Qtr 1: 0; 2008 Qtr 2: 0; 2008 Qtr 3: 0; 2008 Qtr 4: 0 | 1
0 | 316040-Single Family, Tank Less Water Heater, CZ 13 |  | 13 | Residential | HorizAxisClothesWasher | 0 |  |  |  |  | 325 | 200 | 0 | 0 | 0 | 125 | 0 |  | kW | 0 | 75.41 | Residential |  | Annual | [5 empty] | 15 | 0.8 |  |  |  | 0 | 0 | 1 | 0 | 0 | 0 | 0 | 0 | 0 | 0 | 0 | 0 | 2006 Qtr 1: 0; 2006 Qtr 2: 0; 2006 Qtr 3: 0; 2006 Qtr 4: 0; 2007 Qtr 1: 1; 2007 Qtr 2: 0; 2007 Qtr 3: 0; 2007 Qtr 4: 0; 2008 Qtr 1: 0; 2008 Qtr 2: 0; 2008 Qtr 3: 0; 2008 Qtr 4: 0 | 1
0 | 316030-Single Family, Quality Insulation Installation, CZ 13 |  | 13 | Residential | AC_Cooling | 0 |  |  |  |  | 300 | 175 | 0 | 0 | 0 | 125 | 547.37 |  | kW | 0.60004 | 52.16 | Residential |  | Winter Only | [5 empty] | 20 | 0.8 |  |  |  | 0 | 0 | 1 | 0 | 0 | 0 | 0 | 0 | 0 | 0 | 0 | 0 | 2006 Qtr 1: 0; 2006 Qtr 2: 0; 2006 Qtr 3: 0; 2006 Qtr 4: 0; 2007 Qtr 1: 1; 2007 Qtr 2: 0; 2007 Qtr 3: 0; 2007 Qtr 4: 0; 2008 Qtr 1: 0; 2008 Qtr 2: 0; 2008 Qtr 3: 0; 2008 Qtr 4: 0 | 1
0 | 316040-Single Family, Tank Less Water Heater, CZ 13 |  | 13 | Residential | HorizAxisClothesWasher | 0 |  |  |  |  | 325 | 200 | 0 | 0 | 0 | 125 | 0 |  | kW | 0 | 75.41 | Residential |  | Annual | [5 empty] | 15 | 0.8 |  |  |  | 0 | 0 | 1 | 0 | 0 | 0 | 0 | 0 | 0 | 0 | 0 | 0 | 2006 Qtr 1: 0; 2006 Qtr 2: 0; 2006 Qtr 3: 0; 2006 Qtr 4: 0; 2007 Qtr 1: 1; 2007 Qtr 2: 0; 2007 Qtr 3: 0; 2007 Qtr 4: 0; 2008 Qtr 1: 0; 2008 Qtr 2: 0; 2008 Qtr 3: 0; 2008 Qtr 4: 0 | 1
0 | 316040-Single Family, Tank Less Water Heater, CZ 13 |  | 13 | Residential | HorizAxisClothesWasher | 0 |  |  |  |  | 325 | 200 | 0 | 0 | 0 | 125 | 0 |  | kW | 0 | 75.41 | Residential |  | Annual | [5 empty] | 15 | 0.8 |  |  |  | 0 | 0 | 1 | 0 | 0 | 0 | 0 | 0 | 0 | 0 | 0 | 0 | 2006 Qtr 1: 0; 2006 Qtr 2: 0; 2006 Qtr 3: 0; 2006 Qtr 4: 0; 2007 Qtr 1: 1; 2007 Qtr 2: 0; 2007 Qtr 3: 0; 2007 Qtr 4: 0; 2008 Qtr 1: 0; 2008 Qtr 2: 0; 2008 Qtr 3: 0; 2008 Qtr 4: 0 | 1
0 | 316030-Single Family, Quality Insulation Installation, CZ 13 |  | 13 | Residential | AC_Cooling | 0 |  |  |  |  | 300 | 175 | 0 | 0 | 0 | 125 | 547.37 |  | kW | 0.60004 | 52.16 | Residential |  | Winter Only | [5 empty] | 20 | 0.8 |  |  |  | 0 | 0 | 1 | 0 | 0 | 0 | 0 | 0 | 0 | 0 | 0 | 0 | 2006 Qtr 1: 0; 2006 Qtr 2: 0; 2006 Qtr 3: 0; 2006 Qtr 4: 0; 2007 Qtr 1: 1; 2007 Qtr 2: 0; 2007 Qtr 3: 0; 2007 Qtr 4: 0; 2008 Qtr 1: 0; 2008 Qtr 2: 0; 2008 Qtr 3: 0; 2008 Qtr 4: 0 | 1
0 | 316040-Single Family, Tank Less Water Heater, CZ 13 |  | 13 | Residential | HorizAxisClothesWasher | 0 |  |  |  |  | 325 | 200 | 0 | 0 | 0 | 125 | 0 |  | kW | 0 | 75.41 | Residential |  | Annual | [5 empty] | 15 | 0.8 |  |  |  | 0 | 0 | 1 | 0 | 0 | 0 | 0 | 0 | 0 | 0 | 0 | 0 | 2006 Qtr 1: 0; 2006 Qtr 2: 0; 2006 Qtr 3: 0; 2006 Qtr 4: 0; 2007 Qtr 1: 1; 2007 Qtr 2: 0; 2007 Qtr 3: 0; 2007 Qtr 4: 0; 2008 Qtr 1: 0; 2008 Qtr 2: 0; 2008 Qtr 3: 0; 2008 Qtr 4: 0 | 1
0 | 316040-Single Family, Tank Less Water Heater, CZ 13 |  | 13 | Residential | HorizAxisClothesWasher | 0 |  |  |  |  | 325 | 200 | 0 | 0 | 0 | 125 | 0 |  | kW | 0 | 75.41 | Residential |  | Annual | [5 empty] | 15 | 0.8 |  |  |  | 0 | 0 | 1 | 0 | 0 | 0 | 0 | 0 | 0 | 0 | 0 | 0 | 2006 Qtr 1: 0; 2006 Qtr 2: 0; 2006 Qtr 3: 0; 2006 Qtr 4: 0; 2007 Qtr 1: 1; 2007 Qtr 2: 0; 2007 Qtr 3: 0; 2007 Qtr 4: 0; 2008 Qtr 1: 0; 2008 Qtr 2: 0; 2008 Qtr 3: 0; 2008 Qtr 4: 0 | 1
0 | 316030-Single Family, Quality Insulation Installation, CZ 13 |  | 13 | Residential | AC_Cooling | 0 |  |  |  |  | 300 | 175 | 0 | 0 | 0 | 125 | 547.37 |  | kW | 0.60004 | 52.16 | Residential |  | Winter Only | [5 empty] | 20 | 0.8 |  |  |  | 0 | 0 | 1 | 0 | 0 | 0 | 0 | 0 | 0 | 0 | 0 | 0 | 2006 Qtr 1: 0; 2006 Qtr 2: 0; 2006 Qtr 3: 0; 2006 Qtr 4: 0; 2007 Qtr 1: 1; 2007 Qtr 2: 0; 2007 Qtr 3: 0; 2007 Qtr 4: 0; 2008 Qtr 1: 0; 2008 Qtr 2: 0; 2008 Qtr 3: 0; 2008 Qtr 4: 0 | 1
0 | 316040-Single Family, Tank Less Water Heater, CZ 13 |  | 13 | Residential | HorizAxisClothesWasher | 0 |  |  |  |  | 325 | 200 | 0 | 0 | 0 | 125 | 0 |  | kW | 0 | 75.41 | Residential |  | Annual | [5 empty] | 15 | 0.8 |  |  |  | 0 | 0 | 1 | 0 | 0 | 0 | 0 | 0 | 0 | 0 | 0 | 0 | 2006 Qtr 1: 0; 2006 Qtr 2: 0; 2006 Qtr 3: 0; 2006 Qtr 4: 0; 2007 Qtr 1: 1; 2007 Qtr 2: 0; 2007 Qtr 3: 0; 2007 Qtr 4: 0; 2008 Qtr 1: 0; 2008 Qtr 2: 0; 2008 Qtr 3: 0; 2008 Qtr 4: 0 | 1
0 | 316030-Single Family, Quality Insulation Installation, CZ 13 |  | 13 | Residential | AC_Cooling | 0 |  |  |  |  | 300 | 175 | 0 | 0 | 0 | 125 | 547.37 |  | kW | 0.60004 | 52.16 | Residential |  | Winter Only | [5 empty] | 20 | 0.8 |  |  |  | 0 | 0 | 1 | 0 | 0 | 0 | 0 | 0 | 0 | 0 | 0 | 0 | 2006 Qtr 1: 0; 2006 Qtr 2: 0; 2006 Qtr 3: 0; 2006 Qtr 4: 0; 2007 Qtr 1: 1; 2007 Qtr 2: 0; 2007 Qtr 3: 0; 2007 Qtr 4: 0; 2008 Qtr 1: 0; 2008 Qtr 2: 0; 2008 Qtr 3: 0; 2008 Qtr 4: 0 | 1
0 | 316040-Single Family, Tank Less Water Heater, CZ 13 |  | 13 | Residential | HorizAxisClothesWasher | 0 |  |  |  |  | 325 | 200 | 0 | 0 | 0 | 125 | 0 |  | kW | 0 | 75.41 | Residential |  | Annual | [5 empty] | 15 | 0.8 |  |  |  | 0 | 0 | 1 | 0 | 0 | 0 | 0 | 0 | 0 | 0 | 0 | 0 | 2006 Qtr 1: 0; 2006 Qtr 2: 0; 2006 Qtr 3: 0; 2006 Qtr 4: 0; 2007 Qtr 1: 1; 2007 Qtr 2: 0; 2007 Qtr 3: 0; 2007 Qtr 4: 0; 2008 Qtr 1: 0; 2008 Qtr 2: 0; 2008 Qtr 3: 0; 2008 Qtr 4: 0 | 1
0 | 316030-Single Family, Quality Insulation Installation, CZ 13 |  | 13 | Residential | AC_Cooling | 0 |  |  |  |  | 300 | 175 | 0 | 0 | 0 | 125 | 547.37 |  | kW | 0.60004 | 52.16 | Residential |  | Winter Only | [5 empty] | 20 | 0.8 |  |  |  | 0 | 0 | 1 | 0 | 0 | 0 | 0 | 0 | 0 | 0 | 0 | 0 | 2006 Qtr 1: 0; 2006 Qtr 2: 0; 2006 Qtr 3: 0; 2006 Qtr 4: 0; 2007 Qtr 1: 1; 2007 Qtr 2: 0; 2007 Qtr 3: 0; 2007 Qtr 4: 0; 2008 Qtr 1: 0; 2008 Qtr 2: 0; 2008 Qtr 3: 0; 2008 Qtr 4: 0 | 1
0 | 316040-Single Family, Tank Less Water Heater, CZ 13 |  | 13 | Residential | HorizAxisClothesWasher | 0 |  |  |  |  | 325 | 200 | 0 | 0 | 0 | 125 | 0 |  | kW | 0 | 75.41 | Residential |  | Annual | [5 empty] | 15 | 0.8 |  |  |  | 0 | 0 | 1 | 0 | 0 | 0 | 0 | 0 | 0 | 0 | 0 | 0 | 2006 Qtr 1: 0; 2006 Qtr 2: 0; 2006 Qtr 3: 0; 2006 Qtr 4: 0; 2007 Qtr 1: 1; 2007 Qtr 2: 0; 2007 Qtr 3: 0; 2007 Qtr 4: 0; 2008 Qtr 1: 0; 2008 Qtr 2: 0; 2008 Qtr 3: 0; 2008 Qtr 4: 0 | 1
0 | 316030-Single Family, Quality Insulation Installation, CZ 13 |  | 13 | Residential | AC_Cooling | 0 |  |  |  |  | 300 | 175 | 0 | 0 | 0 | 125 | 547.37 |  | kW | 0.60004 | 52.16 | Residential |  | Winter Only | [5 empty] | 20 | 0.8 |  |  |  | 0 | 0 | 1 | 0 | 0 | 0 | 0 | 0 | 0 | 0 | 0 | 0 | 2006 Qtr 1: 0; 2006 Qtr 2: 0; 2006 Qtr 3: 0; 2006 Qtr 4: 0; 2007 Qtr 1: 1; 2007 Qtr 2: 0; 2007 Qtr 3: 0; 2007 Qtr 4: 0; 2008 Qtr 1: 0; 2008 Qtr 2: 0; 2008 Qtr 3: 0; 2008 Qtr 4: 0 | 1
0 | 316040-Single Family, Tank Less Water Heater, CZ 13 |  | 13 | Residential | HorizAxisClothesWasher | 0 |  |  |  |  | 325 | 200 | 0 | 0 | 0 | 125 | 0 |  | kW | 0 | 75.41 | Residential |  | Annual | [5 empty] | 15 | 0.8 |  |  |  | 0 | 0 | 1 | 0 | 0 | 0 | 0 | 0 | 0 | 0 | 0 | 0 | 2006 Qtr 1: 0; 2006 Qtr 2: 0; 2006 Qtr 3: 0; 2006 Qtr 4: 0; 2007 Qtr 1: 1; 2007 Qtr 2: 0; 2007 Qtr 3: 0; 2007 Qtr 4: 0; 2008 Qtr 1: 0; 2008 Qtr 2: 0; 2008 Qtr 3: 0; 2008 Qtr 4: 0 | 1
0 | 316040-Single Family, Tank Less Water Heater, CZ 13 |  | 13 | Residential | HorizAxisClothesWasher | 0 |  |  |  |  | 325 | 200 | 0 | 0 | 0 | 125 | 0 |  | kW | 0 | 75.41 | Residential |  | Annual | [5 empty] | 15 | 0.8 |  |  |  | 0 | 0 | 1 | 0 | 0 | 0 | 0 | 0 | 0 | 0 | 0 | 0 | 2006 Qtr 1: 0; 2006 Qtr 2: 0; 2006 Qtr 3: 0; 2006 Qtr 4: 0; 2007 Qtr 1: 1; 2007 Qtr 2: 0; 2007 Qtr 3: 0; 2007 Qtr 4: 0; 2008 Qtr 1: 0; 2008 Qtr 2: 0; 2008 Qtr 3: 0; 2008 Qtr 4: 0 | 1
0 | 316030-Single Family, Quality Insulation Installation, CZ 13 |  | 13 | Residential | AC_Cooling | 0 |  |  |  |  | 300 | 175 | 0 | 0 | 0 | 125 | 547.37 |  | kW | 0.60004 | 52.16 | Residential |  | Winter Only | [5 empty] | 20 | 0.8 |  |  |  | 0 | 0 | 1 | 0 | 0 | 0 | 0 | 0 | 0 | 0 | 0 | 0 | 2006 Qtr 1: 0; 2006 Qtr 2: 0; 2006 Qtr 3: 0; 2006 Qtr 4: 0; 2007 Qtr 1: 1; 2007 Qtr 2: 0; 2007 Qtr 3: 0; 2007 Qtr 4: 0; 2008 Qtr 1: 0; 2008 Qtr 2: 0; 2008 Qtr 3: 0; 2008 Qtr 4: 0 | 1
0 | 316030-Single Family, Quality Insulation Installation, CZ 13 |  | 13 | Residential | AC_Cooling | 0 |  |  |  |  | 300 | 175 | 0 | 0 | 0 | 125 | 547.37 |  | kW | 0.60004 | 52.16 | Residential |  | Winter Only | [5 empty] | 20 | 0.8 |  |  |  | 0 | 0 | 1 | 0 | 0 | 0 | 0 | 0 | 0 | 0 | 0 | 0 | 2006 Qtr 1: 0; 2006 Qtr 2: 0; 2006 Qtr 3: 0; 2006 Qtr 4: 0; 2007 Qtr 1: 1; 2007 Qtr 2: 0; 2007 Qtr 3: 0; 2007 Qtr 4: 0; 2008 Qtr 1: 0; 2008 Qtr 2: 0; 2008 Qtr 3: 0; 2008 Qtr 4: 0 | 1
0 | 316030-Single Family, Quality Insulation Installation, CZ 13 |  | 13 | Residential | AC_Cooling | 0 |  |  |  |  | 300 | 175 | 0 | 0 | 0 | 125 | 547.37 |  | kW | 0.60004 | 52.16 | Residential |  | Winter Only | [5 empty] | 20 | 0.8 |  |  |  | 0 | 0 | 1 | 0 | 0 | 0 | 0 | 0 | 0 | 0 | 0 | 0 | 2006 Qtr 1: 0; 2006 Qtr 2: 0; 2006 Qtr 3: 0; 2006 Qtr 4: 0; 2007 Qtr 1: 1; 2007 Qtr 2: 0; 2007 Qtr 3: 0; 2007 Qtr 4: 0; 2008 Qtr 1: 0; 2008 Qtr 2: 0; 2008 Qtr 3: 0; 2008 Qtr 4: 0 | 1
0 | 316030-Single Family, Quality Insulation Installation, CZ 13 |  | 13 | Residential | AC_Cooling | 0 |  |  |  |  | 300 | 175 | 0 | 0 | 0 | 125 | 547.37 |  | kW | 0.60004 | 52.16 | Residential |  | Winter Only | [5 empty] | 20 | 0.8 |  |  |  | 0 | 0 | 1 | 0 | 0 | 0 | 0 | 0 | 0 | 0 | 0 | 0 | 2006 Qtr 1: 0; 2006 Qtr 2: 0; 2006 Qtr 3: 0; 2006 Qtr 4: 0; 2007 Qtr 1: 1; 2007 Qtr 2: 0; 2007 Qtr 3: 0; 2007 Qtr 4: 0; 2008 Qtr 1: 0; 2008 Qtr 2: 0; 2008 Qtr 3: 0; 2008 Qtr 4: 0 | 1
0 | 316030-Single Family, Quality Insulation Installation, CZ 13 |  | 13 | Residential | AC_Cooling | 0 |  |  |  |  | 300 | 175 | 0 | 0 | 0 | 125 | 547.37 |  | kW | 0.60004 | 52.16 | Residential |  | Winter Only | [5 empty] | 20 | 0.8 |  |  |  | 0 | 0 | 1 | 0 | 0 | 0 | 0 | 0 | 0 | 0 | 0 | 0 | 2006 Qtr 1: 0; 2006 Qtr 2: 0; 2006 Qtr 3: 0; 2006 Qtr 4: 0; 2007 Qtr 1: 1; 2007 Qtr 2: 0; 2007 Qtr 3: 0; 2007 Qtr 4: 0; 2008 Qtr 1: 0; 2008 Qtr 2: 0; 2008 Qtr 3: 0; 2008 Qtr 4: 0 | 1
0 | 316030-Single Family, Quality Insulation Installation, CZ 13 |  | 13 | Residential | AC_Cooling | 0 |  |  |  |  | 300 | 175 | 0 | 0 | 0 | 125 | 547.37 |  | kW | 0.60004 | 52.16 | Residential |  | Winter Only | [5 empty] | 20 | 0.8 |  |  |  | 0 | 0 | 1 | 0 | 0 | 0 | 0 | 0 | 0 | 0 | 0 | 0 | 2006 Qtr 1: 0; 2006 Qtr 2: 0; 2006 Qtr 3: 0; 2006 Qtr 4: 0; 2007 Qtr 1: 0; 2007 Qtr 2: 0; 2007 Qtr 3: 1; 2007 Qtr 4: 0; 2008 Qtr 1: 0; 2008 Qtr 2: 0; 2008 Qtr 3: 0; 2008 Qtr 4: 0 | 1
0 | 316040-Single Family, Tank Less Water Heater, CZ 13 |  | 13 | Residential | HorizAxisClothesWasher | 0 |  |  |  |  | 325 | 200 | 0 | 0 | 0 | 125 | 0 |  | kW | 0 | 75.41 | Residential |  | Annual | [5 empty] | 15 | 0.8 |  |  |  | 0 | 0 | 1 | 0 | 0 | 0 | 0 | 0 | 0 | 0 | 0 | 0 | 2006 Qtr 1: 0; 2006 Qtr 2: 0; 2006 Qtr 3: 0; 2006 Qtr 4: 0; 2007 Qtr 1: 0; 2007 Qtr 2: 0; 2007 Qtr 3: 1; 2007 Qtr 4: 0; 2008 Qtr 1: 0; 2008 Qtr 2: 0; 2008 Qtr 3: 0; 2008 Qtr 4: 0 | 1
0 | 316030-Single Family, Quality Insulation Installation, CZ 13 |  | 13 | Residential | AC_Cooling | 0 |  |  |  |  | 300 | 175 | 0 | 0 | 0 | 125 | 547.37 |  | kW | 0.60004 | 52.16 | Residential |  | Winter Only | [5 empty] | 20 | 0.8 |  |  |  | 0 | 0 | 1 | 0 | 0 | 0 | 0 | 0 | 0 | 0 | 0 | 0 | 2006 Qtr 1: 0; 2006 Qtr 2: 0; 2006 Qtr 3: 0; 2006 Qtr 4: 0; 2007 Qtr 1: 0; 2007 Qtr 2: 0; 2007 Qtr 3: 1; 2007 Qtr 4: 0; 2008 Qtr 1: 0; 2008 Qtr 2: 0; 2008 Qtr 3: 0; 2008 Qtr 4: 0 | 1
0 | 316040-Single Family, Tank Less Water Heater, CZ 13 |  | 13 | Residential | HorizAxisClothesWasher | 0 |  |  |  |  | 325 | 200 | 0 | 0 | 0 | 125 | 0 |  | kW | 0 | 75.41 | Residential |  | Annual | [5 empty] | 15 | 0.8 |  |  |  | 0 | 0 | 1 | 0 | 0 | 0 | 0 | 0 | 0 | 0 | 0 | 0 | 2006 Qtr 1: 0; 2006 Qtr 2: 0; 2006 Qtr 3: 0; 2006 Qtr 4: 0; 2007 Qtr 1: 0; 2007 Qtr 2: 0; 2007 Qtr 3: 1; 2007 Qtr 4: 0; 2008 Qtr 1: 0; 2008 Qtr 2: 0; 2008 Qtr 3: 0; 2008 Qtr 4: 0 | 1
0 | 316030-Single Family, Quality Insulation Installation, CZ 13 |  | 13 | Residential | AC_Cooling | 0 |  |  |  |  | 300 | 175 | 0 | 0 | 0 | 125 | 547.37 |  | kW | 0.60004 | 52.16 | Residential |  | Winter Only | [5 empty] | 20 | 0.8 |  |  |  | 0 | 0 | 1 | 0 | 0 | 0 | 0 | 0 | 0 | 0 | 0 | 0 | 2006 Qtr 1: 0; 2006 Qtr 2: 0; 2006 Qtr 3: 0; 2006 Qtr 4: 0; 2007 Qtr 1: 0; 2007 Qtr 2: 0; 2007 Qtr 3: 1; 2007 Qtr 4: 0; 2008 Qtr 1: 0; 2008 Qtr 2: 0; 2008 Qtr 3: 0; 2008 Qtr 4: 0 | 1
0 | 316040-Single Family, Tank Less Water Heater, CZ 13 |  | 13 | Residential | HorizAxisClothesWasher | 0 |  |  |  |  | 325 | 200 | 0 | 0 | 0 | 125 | 0 |  | kW | 0 | 75.41 | Residential |  | Annual | [5 empty] | 15 | 0.8 |  |  |  | 0 | 0 | 1 | 0 | 0 | 0 | 0 | 0 | 0 | 0 | 0 | 0 | 2006 Qtr 1: 0; 2006 Qtr 2: 0; 2006 Qtr 3: 0; 2006 Qtr 4: 0; 2007 Qtr 1: 0; 2007 Qtr 2: 0; 2007 Qtr 3: 1; 2007 Qtr 4: 0; 2008 Qtr 1: 0; 2008 Qtr 2: 0; 2008 Qtr 3: 0; 2008 Qtr 4: 0 | 1
0 | 316030-Single Family, Quality Insulation Installation, CZ 13 |  | 13 | Residential | AC_Cooling | 0 |  |  |  |  | 300 | 175 | 0 | 0 | 0 | 125 | 547.37 |  | kW | 0.60004 | 52.16 | Residential |  | Winter Only | [5 empty] | 20 | 0.8 |  |  |  | 0 | 0 | 1 | 0 | 0 | 0 | 0 | 0 | 0 | 0 | 0 | 0 | 2006 Qtr 1: 0; 2006 Qtr 2: 0; 2006 Qtr 3: 0; 2006 Qtr 4: 0; 2007 Qtr 1: 0; 2007 Qtr 2: 0; 2007 Qtr 3: 1; 2007 Qtr 4: 0; 2008 Qtr 1: 0; 2008 Qtr 2: 0; 2008 Qtr 3: 0; 2008 Qtr 4: 0 | 1
0 | 316040-Single Family, Tank Less Water Heater, CZ 13 |  | 13 | Residential | HorizAxisClothesWasher | 0 |  |  |  |  | 325 | 200 | 0 | 0 | 0 | 125 | 0 |  | kW | 0 | 75.41 | Residential |  | Annual | [5 empty] | 15 | 0.8 |  |  |  | 0 | 0 | 1 | 0 | 0 | 0 | 0 | 0 | 0 | 0 | 0 | 0 | 2006 Qtr 1: 0; 2006 Qtr 2: 0; 2006 Qtr 3: 0; 2006 Qtr 4: 0; 2007 Qtr 1: 0; 2007 Qtr 2: 0; 2007 Qtr 3: 1; 2007 Qtr 4: 0; 2008 Qtr 1: 0; 2008 Qtr 2: 0; 2008 Qtr 3: 0; 2008 Qtr 4: 0 | 1
0 | 316030-Single Family, Quality Insulation Installation, CZ 13 |  | 13 | Residential | AC_Cooling | 0 |  |  |  |  | 300 | 175 | 0 | 0 | 0 | 125 | 547.37 |  | kW | 0.60004 | 52.16 | Residential |  | Winter Only | [5 empty] | 20 | 0.8 |  |  |  | 0 | 0 | 1 | 0 | 0 | 0 | 0 | 0 | 0 | 0 | 0 | 0 | 2006 Qtr 1: 0; 2006 Qtr 2: 0; 2006 Qtr 3: 0; 2006 Qtr 4: 0; 2007 Qtr 1: 0; 2007 Qtr 2: 0; 2007 Qtr 3: 1; 2007 Qtr 4: 0; 2008 Qtr 1: 0; 2008 Qtr 2: 0; 2008 Qtr 3: 0; 2008 Qtr 4: 0 | 1
0 | 316040-Single Family, Tank Less Water Heater, CZ 13 |  | 13 | Residential | HorizAxisClothesWasher | 0 |  |  |  |  | 325 | 200 | 0 | 0 | 0 | 125 | 0 |  | kW | 0 | 75.41 | Residential |  | Annual | [5 empty] | 15 | 0.8 |  |  |  | 0 | 0 | 1 | 0 | 0 | 0 | 0 | 0 | 0 | 0 | 0 | 0 | 2006 Qtr 1: 0; 2006 Qtr 2: 0; 2006 Qtr 3: 0; 2006 Qtr 4: 0; 2007 Qtr 1: 0; 2007 Qtr 2: 0; 2007 Qtr 3: 1; 2007 Qtr 4: 0; 2008 Qtr 1: 0; 2008 Qtr 2: 0; 2008 Qtr 3: 0; 2008 Qtr 4: 0 | 1
0 | 316030-Single Family, Quality Insulation Installation, CZ 13 |  | 13 | Residential | AC_Cooling | 0 |  |  |  |  | 300 | 175 | 0 | 0 | 0 | 125 | 547.37 |  | kW | 0.60004 | 52.16 | Residential |  | Winter Only | [5 empty] | 20 | 0.8 |  |  |  | 0 | 0 | 1 | 0 | 0 | 0 | 0 | 0 | 0 | 0 | 0 | 0 | 2006 Qtr 1: 0; 2006 Qtr 2: 0; 2006 Qtr 3: 0; 2006 Qtr 4: 0; 2007 Qtr 1: 0; 2007 Qtr 2: 0; 2007 Qtr 3: 1; 2007 Qtr 4: 0; 2008 Qtr 1: 0; 2008 Qtr 2: 0; 2008 Qtr 3: 0; 2008 Qtr 4: 0 | 1
0 | 316040-Single Family, Tank Less Water Heater, CZ 13 |  | 13 | Residential | HorizAxisClothesWasher | 0 |  |  |  |  | 325 | 200 | 0 | 0 | 0 | 125 | 0 |  | kW | 0 | 75.41 | Residential |  | Annual | [5 empty] | 15 | 0.8 |  |  |  | 0 | 0 | 1 | 0 | 0 | 0 | 0 | 0 | 0 | 0 | 0 | 0 | 2006 Qtr 1: 0; 2006 Qtr 2: 0; 2006 Qtr 3: 0; 2006 Qtr 4: 0; 2007 Qtr 1: 0; 2007 Qtr 2: 0; 2007 Qtr 3: 1; 2007 Qtr 4: 0; 2008 Qtr 1: 0; 2008 Qtr 2: 0; 2008 Qtr 3: 0; 2008 Qtr 4: 0 | 1
0 | 316030-Single Family, Quality Insulation Installation, CZ 13 |  | 13 | Residential | AC_Cooling | 0 |  |  |  |  | 300 | 175 | 0 | 0 | 0 | 125 | 547.37 |  | kW | 0.60004 | 52.16 | Residential |  | Winter Only | [5 empty] | 20 | 0.8 |  |  |  | 0 | 0 | 1 | 0 | 0 | 0 | 0 | 0 | 0 | 0 | 0 | 0 | 2006 Qtr 1: 0; 2006 Qtr 2: 0; 2006 Qtr 3: 0; 2006 Qtr 4: 0; 2007 Qtr 1: 0; 2007 Qtr 2: 0; 2007 Qtr 3: 1; 2007 Qtr 4: 0; 2008 Qtr 1: 0; 2008 Qtr 2: 0; 2008 Qtr 3: 0; 2008 Qtr 4: 0 | 1
0 | 316040-Single Family, Tank Less Water Heater, CZ 13 |  | 13 | Residential | HorizAxisClothesWasher | 0 |  |  |  |  | 325 | 200 | 0 | 0 | 0 | 125 | 0 |  | kW | 0 | 75.41 | Residential |  | Annual | [5 empty] | 15 | 0.8 |  |  |  | 0 | 0 | 1 | 0 | 0 | 0 | 0 | 0 | 0 | 0 | 0 | 0 | 2006 Qtr 1: 0; 2006 Qtr 2: 0; 2006 Qtr 3: 0; 2006 Qtr 4: 0; 2007 Qtr 1: 0; 2007 Qtr 2: 0; 2007 Qtr 3: 1; 2007 Qtr 4: 0; 2008 Qtr 1: 0; 2008 Qtr 2: 0; 2008 Qtr 3: 0; 2008 Qtr 4: 0 | 1
0 | 316030-Single Family, Quality Insulation Installation, CZ 13 |  | 13 | Residential | AC_Cooling | 0 |  |  |  |  | 300 | 175 | 0 | 0 | 0 | 125 | 547.37 |  | kW | 0.60004 | 52.16 | Residential |  | Winter Only | [5 empty] | 20 | 0.8 |  |  |  | 0 | 0 | 1 | 0 | 0 | 0 | 0 | 0 | 0 | 0 | 0 | 0 | 2006 Qtr 1: 0; 2006 Qtr 2: 0; 2006 Qtr 3: 0; 2006 Qtr 4: 0; 2007 Qtr 1: 0; 2007 Qtr 2: 0; 2007 Qtr 3: 1; 2007 Qtr 4: 0; 2008 Qtr 1: 0; 2008 Qtr 2: 0; 2008 Qtr 3: 0; 2008 Qtr 4: 0 | 1
0 | 316040-Single Family, Tank Less Water Heater, CZ 13 |  | 13 | Residential | HorizAxisClothesWasher | 0 |  |  |  |  | 325 | 200 | 0 | 0 | 0 | 125 | 0 |  | kW | 0 | 75.41 | Residential |  | Annual | [5 empty] | 15 | 0.8 |  |  |  | 0 | 0 | 1 | 0 | 0 | 0 | 0 | 0 | 0 | 0 | 0 | 0 | 2006 Qtr 1: 0; 2006 Qtr 2: 0; 2006 Qtr 3: 0; 2006 Qtr 4: 0; 2007 Qtr 1: 0; 2007 Qtr 2: 0; 2007 Qtr 3: 1; 2007 Qtr 4: 0; 2008 Qtr 1: 0; 2008 Qtr 2: 0; 2008 Qtr 3: 0; 2008 Qtr 4: 0 | 1
0 | 316030-Single Family, Quality Insulation Installation, CZ 13 |  | 13 | Residential | AC_Cooling | 0 |  |  |  |  | 300 | 175 | 0 | 0 | 0 | 125 | 547.37 |  | kW | 0.60004 | 52.16 | Residential |  | Winter Only | [5 empty] | 20 | 0.8 |  |  |  | 0 | 0 | 1 | 0 | 0 | 0 | 0 | 0 | 0 | 0 | 0 | 0 | 2006 Qtr 1: 0; 2006 Qtr 2: 0; 2006 Qtr 3: 0; 2006 Qtr 4: 0; 2007 Qtr 1: 0; 2007 Qtr 2: 0; 2007 Qtr 3: 1; 2007 Qtr 4: 0; 2008 Qtr 1: 0; 2008 Qtr 2: 0; 2008 Qtr 3: 0; 2008 Qtr 4: 0 | 1
0 | 316040-Single Family, Tank Less Water Heater, CZ 13 |  | 13 | Residential | HorizAxisClothesWasher | 0 |  |  |  |  | 325 | 200 | 0 | 0 | 0 | 125 | 0 |  | kW | 0 | 75.41 | Residential |  | Annual | [5 empty] | 15 | 0.8 |  |  |  | 0 | 0 | 1 | 0 | 0 | 0 | 0 | 0 | 0 | 0 | 0 | 0 | 2006 Qtr 1: 0; 2006 Qtr 2: 0; 2006 Qtr 3: 0; 2006 Qtr 4: 0; 2007 Qtr 1: 0; 2007 Qtr 2: 0; 2007 Qtr 3: 1; 2007 Qtr 4: 0; 2008 Qtr 1: 0; 2008 Qtr 2: 0; 2008 Qtr 3: 0; 2008 Qtr 4: 0 | 1
0 | 316030-Single Family, Quality Insulation Installation, CZ 13 |  | 13 | Residential | AC_Cooling | 0 |  |  |  |  | 300 | 175 | 0 | 0 | 0 | 125 | 547.37 |  | kW | 0.60004 | 52.16 | Residential |  | Winter Only | [5 empty] | 20 | 0.8 |  |  |  | 0 | 0 | 1 | 0 | 0 | 0 | 0 | 0 | 0 | 0 | 0 | 0 | 2006 Qtr 1: 0; 2006 Qtr 2: 0; 2006 Qtr 3: 0; 2006 Qtr 4: 0; 2007 Qtr 1: 0; 2007 Qtr 2: 0; 2007 Qtr 3: 1; 2007 Qtr 4: 0; 2008 Qtr 1: 0; 2008 Qtr 2: 0; 2008 Qtr 3: 0; 2008 Qtr 4: 0 | 1
0 | 316040-Single Family, Tank Less Water Heater, CZ 13 |  | 13 | Residential | HorizAxisClothesWasher | 0 |  |  |  |  | 325 | 200 | 0 | 0 | 0 | 125 | 0 |  | kW | 0 | 75.41 | Residential |  | Annual | [5 empty] | 15 | 0.8 |  |  |  | 0 | 0 | 1 | 0 | 0 | 0 | 0 | 0 | 0 | 0 | 0 | 0 | 2006 Qtr 1: 0; 2006 Qtr 2: 0; 2006 Qtr 3: 0; 2006 Qtr 4: 0; 2007 Qtr 1: 0; 2007 Qtr 2: 0; 2007 Qtr 3: 1; 2007 Qtr 4: 0; 2008 Qtr 1: 0; 2008 Qtr 2: 0; 2008 Qtr 3: 0; 2008 Qtr 4: 0 | 1
0 | 316030-Single Family, Quality Insulation Installation, CZ 13 |  | 13 | Residential | AC_Cooling | 0 |  |  |  |  | 300 | 175 | 0 | 0 | 0 | 125 | 547.37 |  | kW | 0.60004 | 52.16 | Residential |  | Winter Only | [5 empty] | 20 | 0.8 |  |  |  | 0 | 0 | 1 | 0 | 0 | 0 | 0 | 0 | 0 | 0 | 0 | 0 | 2006 Qtr 1: 0; 2006 Qtr 2: 0; 2006 Qtr 3: 0; 2006 Qtr 4: 0; 2007 Qtr 1: 0; 2007 Qtr 2: 0; 2007 Qtr 3: 1; 2007 Qtr 4: 0; 2008 Qtr 1: 0; 2008 Qtr 2: 0; 2008 Qtr 3: 0; 2008 Qtr 4: 0 | 1
0 | 316040-Single Family, Tank Less Water Heater, CZ 13 |  | 13 | Residential | HorizAxisClothesWasher | 0 |  |  |  |  | 325 | 200 | 0 | 0 | 0 | 125 | 0 |  | kW | 0 | 75.41 | Residential |  | Annual | [5 empty] | 15 | 0.8 |  |  |  | 0 | 0 | 1 | 0 | 0 | 0 | 0 | 0 | 0 | 0 | 0 | 0 | 2006 Qtr 1: 0; 2006 Qtr 2: 0; 2006 Qtr 3: 0; 2006 Qtr 4: 0; 2007 Qtr 1: 0; 2007 Qtr 2: 0; 2007 Qtr 3: 1; 2007 Qtr 4: 0; 2008 Qtr 1: 0; 2008 Qtr 2: 0; 2008 Qtr 3: 0; 2008 Qtr 4: 0 | 1
0 | 316030-Single Family, Quality Insulation Installation, CZ 13 |  | 13 | Residential | AC_Cooling | 0 |  |  |  |  | 300 | 175 | 0 | 0 | 0 | 125 | 547.37 |  | kW | 0.60004 | 52.16 | Residential |  | Winter Only | [5 empty] | 20 | 0.8 |  |  |  | 0 | 0 | 1 | 0 | 0 | 0 | 0 | 0 | 0 | 0 | 0 | 0 | 2006 Qtr 1: 0; 2006 Qtr 2: 0; 2006 Qtr 3: 0; 2006 Qtr 4: 0; 2007 Qtr 1: 0; 2007 Qtr 2: 0; 2007 Qtr 3: 1; 2007 Qtr 4: 0; 2008 Qtr 1: 0; 2008 Qtr 2: 0; 2008 Qtr 3: 0; 2008 Qtr 4: 0 | 1
0 | 316040-Single Family, Tank Less Water Heater, CZ 13 |  | 13 | Residential | HorizAxisClothesWasher | 0 |  |  |  |  | 325 | 200 | 0 | 0 | 0 | 125 | 0 |  | kW | 0 | 75.41 | Residential |  | Annual | [5 empty] | 15 | 0.8 |  |  |  | 0 | 0 | 1 | 0 | 0 | 0 | 0 | 0 | 0 | 0 | 0 | 0 | 2006 Qtr 1: 0; 2006 Qtr 2: 0; 2006 Qtr 3: 0; 2006 Qtr 4: 0; 2007 Qtr 1: 0; 2007 Qtr 2: 0; 2007 Qtr 3: 1; 2007 Qtr 4: 0; 2008 Qtr 1: 0; 2008 Qtr 2: 0; 2008 Qtr 3: 0; 2008 Qtr 4: 0 | 1
0 | 316030-Single Family, Quality Insulation Installation, CZ 13 |  | 13 | Residential | AC_Cooling | 0 |  |  |  |  | 300 | 175 | 0 | 0 | 0 | 125 | 547.37 |  | kW | 0.60004 | 52.16 | Residential |  | Winter Only | [5 empty] | 20 | 0.8 |  |  |  | 0 | 0 | 1 | 0 | 0 | 0 | 0 | 0 | 0 | 0 | 0 | 0 | 2006 Qtr 1: 0; 2006 Qtr 2: 0; 2006 Qtr 3: 0; 2006 Qtr 4: 0; 2007 Qtr 1: 0; 2007 Qtr 2: 0; 2007 Qtr 3: 1; 2007 Qtr 4: 0; 2008 Qtr 1: 0; 2008 Qtr 2: 0; 2008 Qtr 3: 0; 2008 Qtr 4: 0 | 1
0 | 316040-Single Family, Tank Less Water Heater, CZ 13 |  | 13 | Residential | HorizAxisClothesWasher | 0 |  |  |  |  | 325 | 200 | 0 | 0 | 0 | 125 | 0 |  | kW | 0 | 75.41 | Residential |  | Annual | [5 empty] | 15 | 0.8 |  |  |  | 0 | 0 | 1 | 0 | 0 | 0 | 0 | 0 | 0 | 0 | 0 | 0 | 2006 Qtr 1: 0; 2006 Qtr 2: 0; 2006 Qtr 3: 0; 2006 Qtr 4: 0; 2007 Qtr 1: 0; 2007 Qtr 2: 0; 2007 Qtr 3: 1; 2007 Qtr 4: 0; 2008 Qtr 1: 0; 2008 Qtr 2: 0; 2008 Qtr 3: 0; 2008 Qtr 4: 0 | 1
0 | 316030-Single Family, Quality Insulation Installation, CZ 13 |  | 13 | Residential | AC_Cooling | 0 |  |  |  |  | 300 | 175 | 0 | 0 | 0 | 125 | 547.37 |  | kW | 0.60004 | 52.16 | Residential |  | Winter Only | [5 empty] | 20 | 0.8 |  |  |  | 0 | 0 | 1 | 0 | 0 | 0 | 0 | 0 | 0 | 0 | 0 | 0 | 2006 Qtr 1: 0; 2006 Qtr 2: 0; 2006 Qtr 3: 0; 2006 Qtr 4: 0; 2007 Qtr 1: 0; 2007 Qtr 2: 0; 2007 Qtr 3: 1; 2007 Qtr 4: 0; 2008 Qtr 1: 0; 2008 Qtr 2: 0; 2008 Qtr 3: 0; 2008 Qtr 4: 0 | 1
0 | 316040-Single Family, Tank Less Water Heater, CZ 13 |  | 13 | Residential | HorizAxisClothesWasher | 0 |  |  |  |  | 325 | 200 | 0 | 0 | 0 | 125 | 0 |  | kW | 0 | 75.41 | Residential |  | Annual | [5 empty] | 15 | 0.8 |  |  |  | 0 | 0 | 1 | 0 | 0 | 0 | 0 | 0 | 0 | 0 | 0 | 0 | 2006 Qtr 1: 0; 2006 Qtr 2: 0; 2006 Qtr 3: 0; 2006 Qtr 4: 0; 2007 Qtr 1: 0; 2007 Qtr 2: 0; 2007 Qtr 3: 1; 2007 Qtr 4: 0; 2008 Qtr 1: 0; 2008 Qtr 2: 0; 2008 Qtr 3: 0; 2008 Qtr 4: 0 | 1
0 | 316030-Single Family, Quality Insulation Installation, CZ 13 |  | 13 | Residential | AC_Cooling | 0 |  |  |  |  | 300 | 175 | 0 | 0 | 0 | 125 | 547.37 |  | kW | 0.60004 | 52.16 | Residential |  | Winter Only | [5 empty] | 20 | 0.8 |  |  |  | 0 | 0 | 1 | 0 | 0 | 0 | 0 | 0 | 0 | 0 | 0 | 0 | 2006 Qtr 1: 0; 2006 Qtr 2: 0; 2006 Qtr 3: 0; 2006 Qtr 4: 0; 2007 Qtr 1: 0; 2007 Qtr 2: 0; 2007 Qtr 3: 1; 2007 Qtr 4: 0; 2008 Qtr 1: 0; 2008 Qtr 2: 0; 2008 Qtr 3: 0; 2008 Qtr 4: 0 | 1
0 | 316040-Single Family, Tank Less Water Heater, CZ 13 |  | 13 | Residential | HorizAxisClothesWasher | 0 |  |  |  |  | 325 | 200 | 0 | 0 | 0 | 125 | 0 |  | kW | 0 | 75.41 | Residential |  | Annual | [5 empty] | 15 | 0.8 |  |  |  | 0 | 0 | 1 | 0 | 0 | 0 | 0 | 0 | 0 | 0 | 0 | 0 | 2006 Qtr 1: 0; 2006 Qtr 2: 0; 2006 Qtr 3: 0; 2006 Qtr 4: 0; 2007 Qtr 1: 0; 2007 Qtr 2: 0; 2007 Qtr 3: 1; 2007 Qtr 4: 0; 2008 Qtr 1: 0; 2008 Qtr 2: 0; 2008 Qtr 3: 0; 2008 Qtr 4: 0 | 1
0 | 316030-Single Family, Quality Insulation Installation, CZ 13 |  | 13 | Residential | AC_Cooling | 0 |  |  |  |  | 300 | 175 | 0 | 0 | 0 | 125 | 547.37 |  | kW | 0.60004 | 52.16 | Residential |  | Winter Only | [5 empty] | 20 | 0.8 |  |  |  | 0 | 0 | 1 | 0 | 0 | 0 | 0 | 0 | 0 | 0 | 0 | 0 | 2006 Qtr 1: 0; 2006 Qtr 2: 0; 2006 Qtr 3: 0; 2006 Qtr 4: 0; 2007 Qtr 1: 0; 2007 Qtr 2: 0; 2007 Qtr 3: 1; 2007 Qtr 4: 0; 2008 Qtr 1: 0; 2008 Qtr 2: 0; 2008 Qtr 3: 0; 2008 Qtr 4: 0 | 1
0 | 316040-Single Family, Tank Less Water Heater, CZ 13 |  | 13 | Residential | HorizAxisClothesWasher | 0 |  |  |  |  | 325 | 200 | 0 | 0 | 0 | 125 | 0 |  | kW | 0 | 75.41 | Residential |  | Annual | [5 empty] | 15 | 0.8 |  |  |  | 0 | 0 | 1 | 0 | 0 | 0 | 0 | 0 | 0 | 0 | 0 | 0 | 2006 Qtr 1: 0; 2006 Qtr 2: 0; 2006 Qtr 3: 0; 2006 Qtr 4: 0; 2007 Qtr 1: 0; 2007 Qtr 2: 0; 2007 Qtr 3: 1; 2007 Qtr 4: 0; 2008 Qtr 1: 0; 2008 Qtr 2: 0; 2008 Qtr 3: 0; 2008 Qtr 4: 0 | 1
0 | 316030-Single Family, Quality Insulation Installation, CZ 13 |  | 13 | Residential | AC_Cooling | 0 |  |  |  |  | 300 | 175 | 0 | 0 | 0 | 125 | 547.37 |  | kW | 0.60004 | 52.16 | Residential |  | Winter Only | [5 empty] | 20 | 0.8 |  |  |  | 0 | 0 | 1 | 0 | 0 | 0 | 0 | 0 | 0 | 0 | 0 | 0 | 2006 Qtr 1: 0; 2006 Qtr 2: 0; 2006 Qtr 3: 0; 2006 Qtr 4: 0; 2007 Qtr 1: 0; 2007 Qtr 2: 0; 2007 Qtr 3: 1; 2007 Qtr 4: 0; 2008 Qtr 1: 0; 2008 Qtr 2: 0; 2008 Qtr 3: 0; 2008 Qtr 4: 0 | 1
0 | 316040-Single Family, Tank Less Water Heater, CZ 13 |  | 13 | Residential | HorizAxisClothesWasher | 0 |  |  |  |  | 325 | 200 | 0 | 0 | 0 | 125 | 0 |  | kW | 0 | 75.41 | Residential |  | Annual | [5 empty] | 15 | 0.8 |  |  |  | 0 | 0 | 1 | 0 | 0 | 0 | 0 | 0 | 0 | 0 | 0 | 0 | 2006 Qtr 1: 0; 2006 Qtr 2: 0; 2006 Qtr 3: 0; 2006 Qtr 4: 0; 2007 Qtr 1: 0; 2007 Qtr 2: 0; 2007 Qtr 3: 1; 2007 Qtr 4: 0; 2008 Qtr 1: 0; 2008 Qtr 2: 0; 2008 Qtr 3: 0; 2008 Qtr 4: 0 | 1
0 | 316030-Single Family, Quality Insulation Installation, CZ 13 |  | 13 | Residential | AC_Cooling | 0 |  |  |  |  | 300 | 175 | 0 | 0 | 0 | 125 | 547.37 |  | kW | 0.60004 | 52.16 | Residential |  | Winter Only | [5 empty] | 20 | 0.8 |  |  |  | 0 | 0 | 1 | 0 | 0 | 0 | 0 | 0 | 0 | 0 | 0 | 0 | 2006 Qtr 1: 0; 2006 Qtr 2: 0; 2006 Qtr 3: 0; 2006 Qtr 4: 0; 2007 Qtr 1: 0; 2007 Qtr 2: 0; 2007 Qtr 3: 0; 2007 Qtr 4: 1; 2008 Qtr 1: 0; 2008 Qtr 2: 0; 2008 Qtr 3: 0; 2008 Qtr 4: 0 | 1
0 | 316030-Single Family, Quality Insulation Installation, CZ 13 |  | 13 | Residential | AC_Cooling | 0 |  |  |  |  | 300 | 175 | 0 | 0 | 0 | 125 | 547.37 |  | kW | 0.60004 | 52.16 | Residential |  | Winter Only | [5 empty] | 20 | 0.8 |  |  |  | 0 | 0 | 1 | 0 | 0 | 0 | 0 | 0 | 0 | 0 | 0 | 0 | 2006 Qtr 1: 0; 2006 Qtr 2: 0; 2006 Qtr 3: 0; 2006 Qtr 4: 0; 2007 Qtr 1: 0; 2007 Qtr 2: 0; 2007 Qtr 3: 0; 2007 Qtr 4: 1; 2008 Qtr 1: 0; 2008 Qtr 2: 0; 2008 Qtr 3: 0; 2008 Qtr 4: 0 | 1
0 | 316030-Single Family, Quality Insulation Installation, CZ 13 |  | 13 | Residential | AC_Cooling | 0 |  |  |  |  | 300 | 175 | 0 | 0 | 0 | 125 | 547.37 |  | kW | 0.60004 | 52.16 | Residential |  | Winter Only | [5 empty] | 20 | 0.8 |  |  |  | 0 | 0 | 1 | 0 | 0 | 0 | 0 | 0 | 0 | 0 | 0 | 0 | 2006 Qtr 1: 0; 2006 Qtr 2: 0; 2006 Qtr 3: 0; 2006 Qtr 4: 0; 2007 Qtr 1: 0; 2007 Qtr 2: 0; 2007 Qtr 3: 0; 2007 Qtr 4: 1; 2008 Qtr 1: 0; 2008 Qtr 2: 0; 2008 Qtr 3: 0; 2008 Qtr 4: 0 | 1
0 | 316030-Single Family, Quality Insulation Installation, CZ 13 |  | 13 | Residential | AC_Cooling | 0 |  |  |  |  | 300 | 175 | 0 | 0 | 0 | 125 | 547.37 |  | kW | 0.60004 | 52.16 | Residential |  | Winter Only | [5 empty] | 20 | 0.8 |  |  |  | 0 | 0 | 1 | 0 | 0 | 0 | 0 | 0 | 0 | 0 | 0 | 0 | 2006 Qtr 1: 0; 2006 Qtr 2: 0; 2006 Qtr 3: 0; 2006 Qtr 4: 0; 2007 Qtr 1: 0; 2007 Qtr 2: 0; 2007 Qtr 3: 0; 2007 Qtr 4: 1; 2008 Qtr 1: 0; 2008 Qtr 2: 0; 2008 Qtr 3: 0; 2008 Qtr 4: 0 | 1
0 | 316030-Single Family, Quality Insulation Installation, CZ 13 |  | 13 | Residential | AC_Cooling | 0 |  |  |  |  | 300 | 175 | 0 | 0 | 0 | 125 | 547.37 |  | kW | 0.60004 | 52.16 | Residential |  | Winter Only | [5 empty] | 20 | 0.8 |  |  |  | 0 | 0 | 1 | 0 | 0 | 0 | 0 | 0 | 0 | 0 | 0 | 0 | 2006 Qtr 1: 0; 2006 Qtr 2: 0; 2006 Qtr 3: 0; 2006 Qtr 4: 0; 2007 Qtr 1: 0; 2007 Qtr 2: 0; 2007 Qtr 3: 0; 2007 Qtr 4: 1; 2008 Qtr 1: 0; 2008 Qtr 2: 0; 2008 Qtr 3: 0; 2008 Qtr 4: 0 | 1
0 | 316030-Single Family, Quality Insulation Installation, CZ 13 |  | 13 | Residential | AC_Cooling | 0 |  |  |  |  | 300 | 175 | 0 | 0 | 0 | 125 | 547.37 |  | kW | 0.60004 | 52.16 | Residential |  | Winter Only | [5 empty] | 20 | 0.8 |  |  |  | 0 | 0 | 1 | 0 | 0 | 0 | 0 | 0 | 0 | 0 | 0 | 0 | 2006 Qtr 1: 0; 2006 Qtr 2: 0; 2006 Qtr 3: 0; 2006 Qtr 4: 0; 2007 Qtr 1: 0; 2007 Qtr 2: 0; 2007 Qtr 3: 0; 2007 Qtr 4: 1; 2008 Qtr 1: 0; 2008 Qtr 2: 0; 2008 Qtr 3: 0; 2008 Qtr 4: 0 | 1
0 | 316030-Single Family, Quality Insulation Installation, CZ 13 |  | 13 | Residential | AC_Cooling | 0 |  |  |  |  | 300 | 175 | 0 | 0 | 0 | 125 | 547.37 |  | kW | 0.60004 | 52.16 | Residential |  | Winter Only | [5 empty] | 20 | 0.8 |  |  |  | 0 | 0 | 1 | 0 | 0 | 0 | 0 | 0 | 0 | 0 | 0 | 0 | 2006 Qtr 1: 0; 2006 Qtr 2: 0; 2006 Qtr 3: 0; 2006 Qtr 4: 0; 2007 Qtr 1: 0; 2007 Qtr 2: 0; 2007 Qtr 3: 0; 2007 Qtr 4: 1; 2008 Qtr 1: 0; 2008 Qtr 2: 0; 2008 Qtr 3: 0; 2008 Qtr 4: 0 | 1
0 | 316030-Single Family, Quality Insulation Installation, CZ 13 |  | 13 | Residential | AC_Cooling | 0 |  |  |  |  | 300 | 175 | 0 | 0 | 0 | 125 | 547.37 |  | kW | 0.60004 | 52.16 | Residential |  | Winter Only | [5 empty] | 20 | 0.8 |  |  |  | 0 | 0 | 1 | 0 | 0 | 0 | 0 | 0 | 0 | 0 | 0 | 0 | 2006 Qtr 1: 0; 2006 Qtr 2: 0; 2006 Qtr 3: 0; 2006 Qtr 4: 0; 2007 Qtr 1: 0; 2007 Qtr 2: 0; 2007 Qtr 3: 0; 2007 Qtr 4: 1; 2008 Qtr 1: 0; 2008 Qtr 2: 0; 2008 Qtr 3: 0; 2008 Qtr 4: 0 | 1
0 | 316030-Single Family, Quality Insulation Installation, CZ 13 |  | 13 | Residential | AC_Cooling | 0 |  |  |  |  | 300 | 175 | 0 | 0 | 0 | 125 | 547.37 |  | kW | 0.60004 | 52.16 | Residential |  | Winter Only | [5 empty] | 20 | 0.8 |  |  |  | 0 | 0 | 1 | 0 | 0 | 0 | 0 | 0 | 0 | 0 | 0 | 0 | 2006 Qtr 1: 0; 2006 Qtr 2: 0; 2006 Qtr 3: 0; 2006 Qtr 4: 0; 2007 Qtr 1: 0; 2007 Qtr 2: 0; 2007 Qtr 3: 0; 2007 Qtr 4: 1; 2008 Qtr 1: 0; 2008 Qtr 2: 0; 2008 Qtr 3: 0; 2008 Qtr 4: 0 | 1
0 | 316030-Single Family, Quality Insulation Installation, CZ 13 |  | 13 | Residential | AC_Cooling | 0 |  |  |  |  | 300 | 175 | 0 | 0 | 0 | 125 | 547.37 |  | kW | 0.60004 | 52.16 | Residential |  | Winter Only | [5 empty] | 20 | 0.8 |  |  |  | 0 | 0 | 1 | 0 | 0 | 0 | 0 | 0 | 0 | 0 | 0 | 0 | 2006 Qtr 1: 0; 2006 Qtr 2: 0; 2006 Qtr 3: 0; 2006 Qtr 4: 0; 2007 Qtr 1: 0; 2007 Qtr 2: 0; 2007 Qtr 3: 0; 2007 Qtr 4: 1; 2008 Qtr 1: 0; 2008 Qtr 2: 0; 2008 Qtr 3: 0; 2008 Qtr 4: 0 | 1
0 | 316030-Single Family, Quality Insulation Installation, CZ 13 |  | 13 | Residential | AC_Cooling | 0 |  |  |  |  | 300 | 175 | 0 | 0 | 0 | 125 | 547.37 |  | kW | 0.60004 | 52.16 | Residential |  | Winter Only | [5 empty] | 20 | 0.8 |  |  |  | 0 | 0 | 1 | 0 | 0 | 0 | 0 | 0 | 0 | 0 | 0 | 0 | 2006 Qtr 1: 0; 2006 Qtr 2: 0; 2006 Qtr 3: 0; 2006 Qtr 4: 0; 2007 Qtr 1: 0; 2007 Qtr 2: 0; 2007 Qtr 3: 0; 2007 Qtr 4: 1; 2008 Qtr 1: 0; 2008 Qtr 2: 0; 2008 Qtr 3: 0; 2008 Qtr 4: 0 | 1
0 | 316030-Single Family, Quality Insulation Installation, CZ 13 |  | 13 | Residential | AC_Cooling | 0 |  |  |  |  | 300 | 175 | 0 | 0 | 0 | 125 | 547.37 |  | kW | 0.60004 | 52.16 | Residential |  | Winter Only | [5 empty] | 20 | 0.8 |  |  |  | 0 | 0 | 1 | 0 | 0 | 0 | 0 | 0 | 0 | 0 | 0 | 0 | 2006 Qtr 1: 0; 2006 Qtr 2: 0; 2006 Qtr 3: 0; 2006 Qtr 4: 0; 2007 Qtr 1: 0; 2007 Qtr 2: 0; 2007 Qtr 3: 0; 2007 Qtr 4: 1; 2008 Qtr 1: 0; 2008 Qtr 2: 0; 2008 Qtr 3: 0; 2008 Qtr 4: 0 | 1
0 | 316030-Single Family, Quality Insulation Installation, CZ 13 |  | 13 | Residential | AC_Cooling | 0 |  |  |  |  | 300 | 175 | 0 | 0 | 0 | 125 | 547.37 |  | kW | 0.60004 | 52.16 | Residential |  | Winter Only | [5 empty] | 20 | 0.8 |  |  |  | 0 | 0 | 1 | 0 | 0 | 0 | 0 | 0 | 0 | 0 | 0 | 0 | 2006 Qtr 1: 0; 2006 Qtr 2: 0; 2006 Qtr 3: 0; 2006 Qtr 4: 0; 2007 Qtr 1: 0; 2007 Qtr 2: 0; 2007 Qtr 3: 0; 2007 Qtr 4: 1; 2008 Qtr 1: 0; 2008 Qtr 2: 0; 2008 Qtr 3: 0; 2008 Qtr 4: 0 | 1
0 | 316030-Single Family, Quality Insulation Installation, CZ 13 |  | 13 | Residential | AC_Cooling | 0 |  |  |  |  | 300 | 175 | 0 | 0 | 0 | 125 | 547.37 |  | kW | 0.60004 | 52.16 | Residential |  | Winter Only | [5 empty] | 20 | 0.8 |  |  |  | 0 | 0 | 1 | 0 | 0 | 0 | 0 | 0 | 0 | 0 | 0 | 0 | 2006 Qtr 1: 0; 2006 Qtr 2: 0; 2006 Qtr 3: 0; 2006 Qtr 4: 0; 2007 Qtr 1: 0; 2007 Qtr 2: 0; 2007 Qtr 3: 0; 2007 Qtr 4: 1; 2008 Qtr 1: 0; 2008 Qtr 2: 0; 2008 Qtr 3: 0; 2008 Qtr 4: 0 | 1
0 | 316030-Single Family, Quality Insulation Installation, CZ 13 |  | 13 | Residential | AC_Cooling | 0 |  |  |  |  | 300 | 175 | 0 | 0 | 0 | 125 | 547.37 |  | kW | 0.60004 | 52.16 | Residential |  | Winter Only | [5 empty] | 20 | 0.8 |  |  |  | 0 | 0 | 1 | 0 | 0 | 0 | 0 | 0 | 0 | 0 | 0 | 0 | 2006 Qtr 1: 0; 2006 Qtr 2: 0; 2006 Qtr 3: 0; 2006 Qtr 4: 0; 2007 Qtr 1: 0; 2007 Qtr 2: 0; 2007 Qtr 3: 0; 2007 Qtr 4: 1; 2008 Qtr 1: 0; 2008 Qtr 2: 0; 2008 Qtr 3: 0; 2008 Qtr 4: 0 | 1
0 | 316030-Single Family, Quality Insulation Installation, CZ 13 |  | 13 | Residential | AC_Cooling | 0 |  |  |  |  | 300 | 175 | 0 | 0 | 0 | 125 | 547.37 |  | kW | 0.60004 | 52.16 | Residential |  | Winter Only | [5 empty] | 20 | 0.8 |  |  |  | 0 | 0 | 1 | 0 | 0 | 0 | 0 | 0 | 0 | 0 | 0 | 0 | 2006 Qtr 1: 0; 2006 Qtr 2: 0; 2006 Qtr 3: 0; 2006 Qtr 4: 0; 2007 Qtr 1: 0; 2007 Qtr 2: 0; 2007 Qtr 3: 0; 2007 Qtr 4: 1; 2008 Qtr 1: 0; 2008 Qtr 2: 0; 2008 Qtr 3: 0; 2008 Qtr 4: 0 | 1
0 | 316030-Single Family, Quality Insulation Installation, CZ 13 |  | 13 | Residential | AC_Cooling | 0 |  |  |  |  | 300 | 175 | 0 | 0 | 0 | 125 | 547.37 |  | kW | 0.60004 | 52.16 | Residential |  | Winter Only | [5 empty] | 20 | 0.8 |  |  |  | 0 | 0 | 1 | 0 | 0 | 0 | 0 | 0 | 0 | 0 | 0 | 0 | 2006 Qtr 1: 0; 2006 Qtr 2: 0; 2006 Qtr 3: 0; 2006 Qtr 4: 0; 2007 Qtr 1: 0; 2007 Qtr 2: 0; 2007 Qtr 3: 0; 2007 Qtr 4: 1; 2008 Qtr 1: 0; 2008 Qtr 2: 0; 2008 Qtr 3: 0; 2008 Qtr 4: 0 | 1
0 | 316030-Single Family, Quality Insulation Installation, CZ 13 |  | 13 | Residential | AC_Cooling | 0 |  |  |  |  | 300 | 175 | 0 | 0 | 0 | 125 | 547.37 |  | kW | 0.60004 | 52.16 | Residential |  | Winter Only | [5 empty] | 20 | 0.8 |  |  |  | 0 | 0 | 1 | 0 | 0 | 0 | 0 | 0 | 0 | 0 | 0 | 0 | 2006 Qtr 1: 0; 2006 Qtr 2: 0; 2006 Qtr 3: 0; 2006 Qtr 4: 0; 2007 Qtr 1: 0; 2007 Qtr 2: 0; 2007 Qtr 3: 0; 2007 Qtr 4: 1; 2008 Qtr 1: 0; 2008 Qtr 2: 0; 2008 Qtr 3: 0; 2008 Qtr 4: 0 | 1
0 | 316030-Single Family, Quality Insulation Installation, CZ 13 |  | 13 | Residential | AC_Cooling | 0 |  |  |  |  | 300 | 175 | 0 | 0 | 0 | 125 | 547.37 |  | kW | 0.60004 | 52.16 | Residential |  | Winter Only | [5 empty] | 20 | 0.8 |  |  |  | 0 | 0 | 1 | 0 | 0 | 0 | 0 | 0 | 0 | 0 | 0 | 0 | 2006 Qtr 1: 0; 2006 Qtr 2: 0; 2006 Qtr 3: 0; 2006 Qtr 4: 0; 2007 Qtr 1: 0; 2007 Qtr 2: 0; 2007 Qtr 3: 0; 2007 Qtr 4: 1; 2008 Qtr 1: 0; 2008 Qtr 2: 0; 2008 Qtr 3: 0; 2008 Qtr 4: 0 | 1
0 | 316030-Single Family, Quality Insulation Installation, CZ 13 |  | 13 | Residential | AC_Cooling | 0 |  |  |  |  | 300 | 175 | 0 | 0 | 0 | 125 | 547.37 |  | kW | 0.60004 | 52.16 | Residential |  | Winter Only | [5 empty] | 20 | 0.8 |  |  |  | 0 | 0 | 1 | 0 | 0 | 0 | 0 | 0 | 0 | 0 | 0 | 0 | 2006 Qtr 1: 0; 2006 Qtr 2: 0; 2006 Qtr 3: 0; 2006 Qtr 4: 0; 2007 Qtr 1: 0; 2007 Qtr 2: 0; 2007 Qtr 3: 0; 2007 Qtr 4: 1; 2008 Qtr 1: 0; 2008 Qtr 2: 0; 2008 Qtr 3: 0; 2008 Qtr 4: 0 | 1
0 | 316019-Single Family, Verified Ducting System, CZ 10 |  | 10 | Residential | AC_Cooling | 0 |  |  |  |  | 125 | 100 | 0 | 0 | 0 | 25 | 543.93 |  | kW | 0.59627 | 20.62 | Residential |  | Winter Only | [5 empty] | 18 | 0.8 |  |  |  | 0 | 0 | 1 | 0 | 0 | 0 | 0 | 0 | 0 | 0 | 0 | 0 | 2006 Qtr 1: 0; 2006 Qtr 2: 0; 2006 Qtr 3: 0; 2006 Qtr 4: 0; 2007 Qtr 1: 0; 2007 Qtr 2: 0; 2007 Qtr 3: 1; 2007 Qtr 4: 0; 2008 Qtr 1: 0; 2008 Qtr 2: 0; 2008 Qtr 3: 0; 2008 Qtr 4: 0 | 1
0 | 316029-Single Family, Quality Insulation Installation, CZ 10 |  | 10 | Residential | AC_Cooling | 0 |  |  |  |  | 300 | 175 | 0 | 0 | 0 | 125 | 468.19 |  | kW | 0.51324 | 38.41 | Residential |  | Winter Only | [5 empty] | 20 | 0.8 |  |  |  | 0 | 0 | 1 | 0 | 0 | 0 | 0 | 0 | 0 | 0 | 0 | 0 | 2006 Qtr 1: 0; 2006 Qtr 2: 0; 2006 Qtr 3: 0; 2006 Qtr 4: 0; 2007 Qtr 1: 0; 2007 Qtr 2: 0; 2007 Qtr 3: 1; 2007 Qtr 4: 0; 2008 Qtr 1: 0; 2008 Qtr 2: 0; 2008 Qtr 3: 0; 2008 Qtr 4: 0 | 1
0 | 316019-Single Family, Verified Ducting System, CZ 10 |  | 10 | Residential | AC_Cooling | 0 |  |  |  |  | 125 | 100 | 0 | 0 | 0 | 25 | 543.93 |  | kW | 0.59627 | 20.62 | Residential |  | Winter Only | [5 empty] | 18 | 0.8 |  |  |  | 0 | 0 | 1 | 0 | 0 | 0 | 0 | 0 | 0 | 0 | 0 | 0 | 2006 Qtr 1: 0; 2006 Qtr 2: 0; 2006 Qtr 3: 0; 2006 Qtr 4: 0; 2007 Qtr 1: 0; 2007 Qtr 2: 0; 2007 Qtr 3: 1; 2007 Qtr 4: 0; 2008 Qtr 1: 0; 2008 Qtr 2: 0; 2008 Qtr 3: 0; 2008 Qtr 4: 0 | 1
0 | 316029-Single Family, Quality Insulation Installation, CZ 10 |  | 10 | Residential | AC_Cooling | 0 |  |  |  |  | 300 | 175 | 0 | 0 | 0 | 125 | 468.19 |  | kW | 0.51324 | 38.41 | Residential |  | Winter Only | [5 empty] | 20 | 0.8 |  |  |  | 0 | 0 | 1 | 0 | 0 | 0 | 0 | 0 | 0 | 0 | 0 | 0 | 2006 Qtr 1: 0; 2006 Qtr 2: 0; 2006 Qtr 3: 0; 2006 Qtr 4: 0; 2007 Qtr 1: 0; 2007 Qtr 2: 0; 2007 Qtr 3: 1; 2007 Qtr 4: 0; 2008 Qtr 1: 0; 2008 Qtr 2: 0; 2008 Qtr 3: 0; 2008 Qtr 4: 0 | 1
0 | 316019-Single Family, Verified Ducting System, CZ 10 |  | 10 | Residential | AC_Cooling | 0 |  |  |  |  | 125 | 100 | 0 | 0 | 0 | 25 | 543.93 |  | kW | 0.59627 | 20.62 | Residential |  | Winter Only | [5 empty] | 18 | 0.8 |  |  |  | 0 | 0 | 1 | 0 | 0 | 0 | 0 | 0 | 0 | 0 | 0 | 0 | 2006 Qtr 1: 0; 2006 Qtr 2: 0; 2006 Qtr 3: 0; 2006 Qtr 4: 0; 2007 Qtr 1: 0; 2007 Qtr 2: 0; 2007 Qtr 3: 1; 2007 Qtr 4: 0; 2008 Qtr 1: 0; 2008 Qtr 2: 0; 2008 Qtr 3: 0; 2008 Qtr 4: 0 | 1
0 | 316029-Single Family, Quality Insulation Installation, CZ 10 |  | 10 | Residential | AC_Cooling | 0 |  |  |  |  | 300 | 175 | 0 | 0 | 0 | 125 | 468.19 |  | kW | 0.51324 | 38.41 | Residential |  | Winter Only | [5 empty] | 20 | 0.8 |  |  |  | 0 | 0 | 1 | 0 | 0 | 0 | 0 | 0 | 0 | 0 | 0 | 0 | 2006 Qtr 1: 0; 2006 Qtr 2: 0; 2006 Qtr 3: 0; 2006 Qtr 4: 0; 2007 Qtr 1: 0; 2007 Qtr 2: 0; 2007 Qtr 3: 1; 2007 Qtr 4: 0; 2008 Qtr 1: 0; 2008 Qtr 2: 0; 2008 Qtr 3: 0; 2008 Qtr 4: 0 | 1
0 | 316019-Single Family, Verified Ducting System, CZ 10 |  | 10 | Residential | AC_Cooling | 0 |  |  |  |  | 125 | 100 | 0 | 0 | 0 | 25 | 543.93 |  | kW | 0.59627 | 20.62 | Residential |  | Winter Only | [5 empty] | 18 | 0.8 |  |  |  | 0 | 0 | 1 | 0 | 0 | 0 | 0 | 0 | 0 | 0 | 0 | 0 | 2006 Qtr 1: 0; 2006 Qtr 2: 0; 2006 Qtr 3: 0; 2006 Qtr 4: 0; 2007 Qtr 1: 0; 2007 Qtr 2: 0; 2007 Qtr 3: 1; 2007 Qtr 4: 0; 2008 Qtr 1: 0; 2008 Qtr 2: 0; 2008 Qtr 3: 0; 2008 Qtr 4: 0 | 1
0 | 316029-Single Family, Quality Insulation Installation, CZ 10 |  | 10 | Residential | AC_Cooling | 0 |  |  |  |  | 300 | 175 | 0 | 0 | 0 | 125 | 468.19 |  | kW | 0.51324 | 38.41 | Residential |  | Winter Only | [5 empty] | 20 | 0.8 |  |  |  | 0 | 0 | 1 | 0 | 0 | 0 | 0 | 0 | 0 | 0 | 0 | 0 | 2006 Qtr 1: 0; 2006 Qtr 2: 0; 2006 Qtr 3: 0; 2006 Qtr 4: 0; 2007 Qtr 1: 0; 2007 Qtr 2: 0; 2007 Qtr 3: 1; 2007 Qtr 4: 0; 2008 Qtr 1: 0; 2008 Qtr 2: 0; 2008 Qtr 3: 0; 2008 Qtr 4: 0 | 1
0 | 316019-Single Family, Verified Ducting System, CZ 10 |  | 10 | Residential | AC_Cooling | 0 |  |  |  |  | 125 | 100 | 0 | 0 | 0 | 25 | 543.93 |  | kW | 0.59627 | 20.62 | Residential |  | Winter Only | [5 empty] | 18 | 0.8 |  |  |  | 0 | 0 | 1 | 0 | 0 | 0 | 0 | 0 | 0 | 0 | 0 | 0 | 2006 Qtr 1: 0; 2006 Qtr 2: 0; 2006 Qtr 3: 0; 2006 Qtr 4: 0; 2007 Qtr 1: 0; 2007 Qtr 2: 0; 2007 Qtr 3: 1; 2007 Qtr 4: 0; 2008 Qtr 1: 0; 2008 Qtr 2: 0; 2008 Qtr 3: 0; 2008 Qtr 4: 0 | 1
0 | 316029-Single Family, Quality Insulation Installation, CZ 10 |  | 10 | Residential | AC_Cooling | 0 |  |  |  |  | 300 | 175 | 0 | 0 | 0 | 125 | 468.19 |  | kW | 0.51324 | 38.41 | Residential |  | Winter Only | [5 empty] | 20 | 0.8 |  |  |  | 0 | 0 | 1 | 0 | 0 | 0 | 0 | 0 | 0 | 0 | 0 | 0 | 2006 Qtr 1: 0; 2006 Qtr 2: 0; 2006 Qtr 3: 0; 2006 Qtr 4: 0; 2007 Qtr 1: 0; 2007 Qtr 2: 0; 2007 Qtr 3: 1; 2007 Qtr 4: 0; 2008 Qtr 1: 0; 2008 Qtr 2: 0; 2008 Qtr 3: 0; 2008 Qtr 4: 0 | 1
0 | 316019-Single Family, Verified Ducting System, CZ 10 |  | 10 | Residential | AC_Cooling | 0 |  |  |  |  | 125 | 100 | 0 | 0 | 0 | 25 | 543.93 |  | kW | 0.59627 | 20.62 | Residential |  | Winter Only | [5 empty] | 18 | 0.8 |  |  |  | 0 | 0 | 1 | 0 | 0 | 0 | 0 | 0 | 0 | 0 | 0 | 0 | 2006 Qtr 1: 0; 2006 Qtr 2: 0; 2006 Qtr 3: 0; 2006 Qtr 4: 0; 2007 Qtr 1: 0; 2007 Qtr 2: 0; 2007 Qtr 3: 1; 2007 Qtr 4: 0; 2008 Qtr 1: 0; 2008 Qtr 2: 0; 2008 Qtr 3: 0; 2008 Qtr 4: 0 | 1
0 | 316029-Single Family, Quality Insulation Installation, CZ 10 |  | 10 | Residential | AC_Cooling | 0 |  |  |  |  | 300 | 175 | 0 | 0 | 0 | 125 | 468.19 |  | kW | 0.51324 | 38.41 | Residential |  | Winter Only | [5 empty] | 20 | 0.8 |  |  |  | 0 | 0 | 1 | 0 | 0 | 0 | 0 | 0 | 0 | 0 | 0 | 0 | 2006 Qtr 1: 0; 2006 Qtr 2: 0; 2006 Qtr 3: 0; 2006 Qtr 4: 0; 2007 Qtr 1: 0; 2007 Qtr 2: 0; 2007 Qtr 3: 1; 2007 Qtr 4: 0; 2008 Qtr 1: 0; 2008 Qtr 2: 0; 2008 Qtr 3: 0; 2008 Qtr 4: 0 | 1
0 | 316019-Single Family, Verified Ducting System, CZ 10 |  | 10 | Residential | AC_Cooling | 0 |  |  |  |  | 125 | 100 | 0 | 0 | 0 | 25 | 543.93 |  | kW | 0.59627 | 20.62 | Residential |  | Winter Only | [5 empty] | 18 | 0.8 |  |  |  | 0 | 0 | 1 | 0 | 0 | 0 | 0 | 0 | 0 | 0 | 0 | 0 | 2006 Qtr 1: 0; 2006 Qtr 2: 0; 2006 Qtr 3: 0; 2006 Qtr 4: 0; 2007 Qtr 1: 0; 2007 Qtr 2: 0; 2007 Qtr 3: 1; 2007 Qtr 4: 0; 2008 Qtr 1: 0; 2008 Qtr 2: 0; 2008 Qtr 3: 0; 2008 Qtr 4: 0 | 1
0 | 316029-Single Family, Quality Insulation Installation, CZ 10 |  | 10 | Residential | AC_Cooling | 0 |  |  |  |  | 300 | 175 | 0 | 0 | 0 | 125 | 468.19 |  | kW | 0.51324 | 38.41 | Residential |  | Winter Only | [5 empty] | 20 | 0.8 |  |  |  | 0 | 0 | 1 | 0 | 0 | 0 | 0 | 0 | 0 | 0 | 0 | 0 | 2006 Qtr 1: 0; 2006 Qtr 2: 0; 2006 Qtr 3: 0; 2006 Qtr 4: 0; 2007 Qtr 1: 0; 2007 Qtr 2: 0; 2007 Qtr 3: 1; 2007 Qtr 4: 0; 2008 Qtr 1: 0; 2008 Qtr 2: 0; 2008 Qtr 3: 0; 2008 Qtr 4: 0 | 1
0 | 316019-Single Family, Verified Ducting System, CZ 10 |  | 10 | Residential | AC_Cooling | 0 |  |  |  |  | 125 | 100 | 0 | 0 | 0 | 25 | 543.93 |  | kW | 0.59627 | 20.62 | Residential |  | Winter Only | [5 empty] | 18 | 0.8 |  |  |  | 0 | 0 | 1 | 0 | 0 | 0 | 0 | 0 | 0 | 0 | 0 | 0 | 2006 Qtr 1: 0; 2006 Qtr 2: 0; 2006 Qtr 3: 0; 2006 Qtr 4: 0; 2007 Qtr 1: 0; 2007 Qtr 2: 0; 2007 Qtr 3: 1; 2007 Qtr 4: 0; 2008 Qtr 1: 0; 2008 Qtr 2: 0; 2008 Qtr 3: 0; 2008 Qtr 4: 0 | 1
0 | 316029-Single Family, Quality Insulation Installation, CZ 10 |  | 10 | Residential | AC_Cooling | 0 |  |  |  |  | 300 | 175 | 0 | 0 | 0 | 125 | 468.19 |  | kW | 0.51324 | 38.41 | Residential |  | Winter Only | [5 empty] | 20 | 0.8 |  |  |  | 0 | 0 | 1 | 0 | 0 | 0 | 0 | 0 | 0 | 0 | 0 | 0 | 2006 Qtr 1: 0; 2006 Qtr 2: 0; 2006 Qtr 3: 0; 2006 Qtr 4: 0; 2007 Qtr 1: 0; 2007 Qtr 2: 0; 2007 Qtr 3: 1; 2007 Qtr 4: 0; 2008 Qtr 1: 0; 2008 Qtr 2: 0; 2008 Qtr 3: 0; 2008 Qtr 4: 0 | 1
0 | 316019-Single Family, Verified Ducting System, CZ 10 |  | 10 | Residential | AC_Cooling | 0 |  |  |  |  | 125 | 100 | 0 | 0 | 0 | 25 | 543.93 |  | kW | 0.59627 | 20.62 | Residential |  | Winter Only | [5 empty] | 18 | 0.8 |  |  |  | 0 | 0 | 1 | 0 | 0 | 0 | 0 | 0 | 0 | 0 | 0 | 0 | 2006 Qtr 1: 0; 2006 Qtr 2: 0; 2006 Qtr 3: 0; 2006 Qtr 4: 0; 2007 Qtr 1: 0; 2007 Qtr 2: 0; 2007 Qtr 3: 1; 2007 Qtr 4: 0; 2008 Qtr 1: 0; 2008 Qtr 2: 0; 2008 Qtr 3: 0; 2008 Qtr 4: 0 | 1
0 | 316029-Single Family, Quality Insulation Installation, CZ 10 |  | 10 | Residential | AC_Cooling | 0 |  |  |  |  | 300 | 175 | 0 | 0 | 0 | 125 | 468.19 |  | kW | 0.51324 | 38.41 | Residential |  | Winter Only | [5 empty] | 20 | 0.8 |  |  |  | 0 | 0 | 1 | 0 | 0 | 0 | 0 | 0 | 0 | 0 | 0 | 0 | 2006 Qtr 1: 0; 2006 Qtr 2: 0; 2006 Qtr 3: 0; 2006 Qtr 4: 0; 2007 Qtr 1: 0; 2007 Qtr 2: 0; 2007 Qtr 3: 1; 2007 Qtr 4: 0; 2008 Qtr 1: 0; 2008 Qtr 2: 0; 2008 Qtr 3: 0; 2008 Qtr 4: 0 | 1
0 | 316019-Single Family, Verified Ducting System, CZ 10 |  | 10 | Residential | AC_Cooling | 0 |  |  |  |  | 125 | 100 | 0 | 0 | 0 | 25 | 543.93 |  | kW | 0.59627 | 20.62 | Residential |  | Winter Only | [5 empty] | 18 | 0.8 |  |  |  | 0 | 0 | 1 | 0 | 0 | 0 | 0 | 0 | 0 | 0 | 0 | 0 | 2006 Qtr 1: 0; 2006 Qtr 2: 0; 2006 Qtr 3: 0; 2006 Qtr 4: 0; 2007 Qtr 1: 0; 2007 Qtr 2: 0; 2007 Qtr 3: 1; 2007 Qtr 4: 0; 2008 Qtr 1: 0; 2008 Qtr 2: 0; 2008 Qtr 3: 0; 2008 Qtr 4: 0 | 1
0 | 316029-Single Family, Quality Insulation Installation, CZ 10 |  | 10 | Residential | AC_Cooling | 0 |  |  |  |  | 300 | 175 | 0 | 0 | 0 | 125 | 468.19 |  | kW | 0.51324 | 38.41 | Residential |  | Winter Only | [5 empty] | 20 | 0.8 |  |  |  | 0 | 0 | 1 | 0 | 0 | 0 | 0 | 0 | 0 | 0 | 0 | 0 | 2006 Qtr 1: 0; 2006 Qtr 2: 0; 2006 Qtr 3: 0; 2006 Qtr 4: 0; 2007 Qtr 1: 0; 2007 Qtr 2: 0; 2007 Qtr 3: 1; 2007 Qtr 4: 0; 2008 Qtr 1: 0; 2008 Qtr 2: 0; 2008 Qtr 3: 0; 2008 Qtr 4: 0 | 1
0 | 316019-Single Family, Verified Ducting System, CZ 10 |  | 10 | Residential | AC_Cooling | 0 |  |  |  |  | 125 | 100 | 0 | 0 | 0 | 25 | 543.93 |  | kW | 0.59627 | 20.62 | Residential |  | Winter Only | [5 empty] | 18 | 0.8 |  |  |  | 0 | 0 | 1 | 0 | 0 | 0 | 0 | 0 | 0 | 0 | 0 | 0 | 2006 Qtr 1: 0; 2006 Qtr 2: 0; 2006 Qtr 3: 0; 2006 Qtr 4: 0; 2007 Qtr 1: 0; 2007 Qtr 2: 0; 2007 Qtr 3: 1; 2007 Qtr 4: 0; 2008 Qtr 1: 0; 2008 Qtr 2: 0; 2008 Qtr 3: 0; 2008 Qtr 4: 0 | 1
0 | 316029-Single Family, Quality Insulation Installation, CZ 10 |  | 10 | Residential | AC_Cooling | 0 |  |  |  |  | 300 | 175 | 0 | 0 | 0 | 125 | 468.19 |  | kW | 0.51324 | 38.41 | Residential |  | Winter Only | [5 empty] | 20 | 0.8 |  |  |  | 0 | 0 | 1 | 0 | 0 | 0 | 0 | 0 | 0 | 0 | 0 | 0 | 2006 Qtr 1: 0; 2006 Qtr 2: 0; 2006 Qtr 3: 0; 2006 Qtr 4: 0; 2007 Qtr 1: 0; 2007 Qtr 2: 0; 2007 Qtr 3: 1; 2007 Qtr 4: 0; 2008 Qtr 1: 0; 2008 Qtr 2: 0; 2008 Qtr 3: 0; 2008 Qtr 4: 0 | 1
0 | 316029-Single Family, Quality Insulation Installation, CZ 10 |  | 10 | Residential | AC_Cooling | 0 |  |  |  |  | 300 | 175 | 0 | 0 | 0 | 125 | 468.19 |  | kW | 0.51324 | 38.41 | Residential |  | Winter Only | [5 empty] | 20 | 0.8 |  |  |  | 0 | 0 | 1 | 0 | 0 | 0 | 0 | 0 | 0 | 0 | 0 | 0 | 2006 Qtr 1: 0; 2006 Qtr 2: 0; 2006 Qtr 3: 0; 2006 Qtr 4: 0; 2007 Qtr 1: 0; 2007 Qtr 2: 0; 2007 Qtr 3: 1; 2007 Qtr 4: 0; 2008 Qtr 1: 0; 2008 Qtr 2: 0; 2008 Qtr 3: 0; 2008 Qtr 4: 0 | 1
0 | 316029-Single Family, Quality Insulation Installation, CZ 10 |  | 10 | Residential | AC_Cooling | 0 |  |  |  |  | 300 | 175 | 0 | 0 | 0 | 125 | 468.19 |  | kW | 0.51324 | 38.41 | Residential |  | Winter Only | [5 empty] | 20 | 0.8 |  |  |  | 0 | 0 | 1 | 0 | 0 | 0 | 0 | 0 | 0 | 0 | 0 | 0 | 2006 Qtr 1: 0; 2006 Qtr 2: 0; 2006 Qtr 3: 0; 2006 Qtr 4: 0; 2007 Qtr 1: 0; 2007 Qtr 2: 0; 2007 Qtr 3: 1; 2007 Qtr 4: 0; 2008 Qtr 1: 0; 2008 Qtr 2: 0; 2008 Qtr 3: 0; 2008 Qtr 4: 0 | 1
0 | 316019-Single Family, Verified Ducting System, CZ 10 |  | 10 | Residential | AC_Cooling | 0 |  |  |  |  | 125 | 100 | 0 | 0 | 0 | 25 | 543.93 |  | kW | 0.59627 | 20.62 | Residential |  | Winter Only | [5 empty] | 18 | 0.8 |  |  |  | 0 | 0 | 1 | 0 | 0 | 0 | 0 | 0 | 0 | 0 | 0 | 0 | 2006 Qtr 1: 0; 2006 Qtr 2: 0; 2006 Qtr 3: 0; 2006 Qtr 4: 0; 2007 Qtr 1: 0; 2007 Qtr 2: 0; 2007 Qtr 3: 0; 2007 Qtr 4: 1; 2008 Qtr 1: 0; 2008 Qtr 2: 0; 2008 Qtr 3: 0; 2008 Qtr 4: 0 | 1
0 | 316019-Single Family, Verified Ducting System, CZ 10 |  | 10 | Residential | AC_Cooling | 0 |  |  |  |  | 125 | 100 | 0 | 0 | 0 | 25 | 543.93 |  | kW | 0.59627 | 20.62 | Residential |  | Winter Only | [5 empty] | 18 | 0.8 |  |  |  | 0 | 0 | 1 | 0 | 0 | 0 | 0 | 0 | 0 | 0 | 0 | 0 | 2006 Qtr 1: 0; 2006 Qtr 2: 0; 2006 Qtr 3: 0; 2006 Qtr 4: 0; 2007 Qtr 1: 0; 2007 Qtr 2: 0; 2007 Qtr 3: 0; 2007 Qtr 4: 1; 2008 Qtr 1: 0; 2008 Qtr 2: 0; 2008 Qtr 3: 0; 2008 Qtr 4: 0 | 1
0 | 316029-Single Family, Quality Insulation Installation, CZ 10 |  | 10 | Residential | AC_Cooling | 0 |  |  |  |  | 300 | 175 | 0 | 0 | 0 | 125 | 468.19 |  | kW | 0.51324 | 38.41 | Residential |  | Winter Only | [5 empty] | 20 | 0.8 |  |  |  | 0 | 0 | 1 | 0 | 0 | 0 | 0 | 0 | 0 | 0 | 0 | 0 | 2006 Qtr 1: 0; 2006 Qtr 2: 0; 2006 Qtr 3: 0; 2006 Qtr 4: 0; 2007 Qtr 1: 0; 2007 Qtr 2: 0; 2007 Qtr 3: 1; 2007 Qtr 4: 0; 2008 Qtr 1: 0; 2008 Qtr 2: 0; 2008 Qtr 3: 0; 2008 Qtr 4: 0 | 1
0 | 316019-Single Family, Verified Ducting System, CZ 10 |  | 10 | Residential | AC_Cooling | 0 |  |  |  |  | 125 | 100 | 0 | 0 | 0 | 25 | 543.93 |  | kW | 0.59627 | 20.62 | Residential |  | Winter Only | [5 empty] | 18 | 0.8 |  |  |  | 0 | 0 | 1 | 0 | 0 | 0 | 0 | 0 | 0 | 0 | 0 | 0 | 2006 Qtr 1: 0; 2006 Qtr 2: 0; 2006 Qtr 3: 0; 2006 Qtr 4: 0; 2007 Qtr 1: 0; 2007 Qtr 2: 0; 2007 Qtr 3: 0; 2007 Qtr 4: 1; 2008 Qtr 1: 0; 2008 Qtr 2: 0; 2008 Qtr 3: 0; 2008 Qtr 4: 0 | 1
0 | 316019-Single Family, Verified Ducting System, CZ 10 |  | 10 | Residential | AC_Cooling | 0 |  |  |  |  | 125 | 100 | 0 | 0 | 0 | 25 | 543.93 |  | kW | 0.59627 | 20.62 | Residential |  | Winter Only | [5 empty] | 18 | 0.8 |  |  |  | 0 | 0 | 1 | 0 | 0 | 0 | 0 | 0 | 0 | 0 | 0 | 0 | 2006 Qtr 1: 0; 2006 Qtr 2: 0; 2006 Qtr 3: 0; 2006 Qtr 4: 0; 2007 Qtr 1: 0; 2007 Qtr 2: 0; 2007 Qtr 3: 0; 2007 Qtr 4: 1; 2008 Qtr 1: 0; 2008 Qtr 2: 0; 2008 Qtr 3: 0; 2008 Qtr 4: 0 | 1
0 | 316019-Single Family, Verified Ducting System, CZ 10 |  | 10 | Residential | AC_Cooling | 0 |  |  |  |  | 125 | 100 | 0 | 0 | 0 | 25 | 543.93 |  | kW | 0.59627 | 20.62 | Residential |  | Winter Only | [5 empty] | 18 | 0.8 |  |  |  | 0 | 0 | 1 | 0 | 0 | 0 | 0 | 0 | 0 | 0 | 0 | 0 | 2006 Qtr 1: 0; 2006 Qtr 2: 0; 2006 Qtr 3: 0; 2006 Qtr 4: 0; 2007 Qtr 1: 0; 2007 Qtr 2: 0; 2007 Qtr 3: 0; 2007 Qtr 4: 1; 2008 Qtr 1: 0; 2008 Qtr 2: 0; 2008 Qtr 3: 0; 2008 Qtr 4: 0 | 1
0 | 316019-Single Family, Verified Ducting System, CZ 10 |  | 10 | Residential | AC_Cooling | 0 |  |  |  |  | 125 | 100 | 0 | 0 | 0 | 25 | 543.93 |  | kW | 0.59627 | 20.62 | Residential |  | Winter Only | [5 empty] | 18 | 0.8 |  |  |  | 0 | 0 | 1 | 0 | 0 | 0 | 0 | 0 | 0 | 0 | 0 | 0 | 2006 Qtr 1: 0; 2006 Qtr 2: 0; 2006 Qtr 3: 0; 2006 Qtr 4: 0; 2007 Qtr 1: 0; 2007 Qtr 2: 0; 2007 Qtr 3: 0; 2007 Qtr 4: 1; 2008 Qtr 1: 0; 2008 Qtr 2: 0; 2008 Qtr 3: 0; 2008 Qtr 4: 0 | 1
0 | 316029-Single Family, Quality Insulation Installation, CZ 10 |  | 10 | Residential | AC_Cooling | 0 |  |  |  |  | 300 | 175 | 0 | 0 | 0 | 125 | 468.19 |  | kW | 0.51324 | 38.41 | Residential |  | Winter Only | [5 empty] | 20 | 0.8 |  |  |  | 0 | 0 | 1 | 0 | 0 | 0 | 0 | 0 | 0 | 0 | 0 | 0 | 2006 Qtr 1: 0; 2006 Qtr 2: 0; 2006 Qtr 3: 0; 2006 Qtr 4: 0; 2007 Qtr 1: 0; 2007 Qtr 2: 0; 2007 Qtr 3: 1; 2007 Qtr 4: 0; 2008 Qtr 1: 0; 2008 Qtr 2: 0; 2008 Qtr 3: 0; 2008 Qtr 4: 0 | 1
0 | 316019-Single Family, Verified Ducting System, CZ 10 |  | 10 | Residential | AC_Cooling | 0 |  |  |  |  | 125 | 100 | 0 | 0 | 0 | 25 | 543.93 |  | kW | 0.59627 | 20.62 | Residential |  | Winter Only | [5 empty] | 18 | 0.8 |  |  |  | 0 | 0 | 1 | 0 | 0 | 0 | 0 | 0 | 0 | 0 | 0 | 0 | 2006 Qtr 1: 0; 2006 Qtr 2: 0; 2006 Qtr 3: 0; 2006 Qtr 4: 0; 2007 Qtr 1: 0; 2007 Qtr 2: 0; 2007 Qtr 3: 0; 2007 Qtr 4: 1; 2008 Qtr 1: 0; 2008 Qtr 2: 0; 2008 Qtr 3: 0; 2008 Qtr 4: 0 | 1
0 | 316019-Single Family, Verified Ducting System, CZ 10 |  | 10 | Residential | AC_Cooling | 0 |  |  |  |  | 125 | 100 | 0 | 0 | 0 | 25 | 543.93 |  | kW | 0.59627 | 20.62 | Residential |  | Winter Only | [5 empty] | 18 | 0.8 |  |  |  | 0 | 0 | 1 | 0 | 0 | 0 | 0 | 0 | 0 | 0 | 0 | 0 | 2006 Qtr 1: 0; 2006 Qtr 2: 0; 2006 Qtr 3: 0; 2006 Qtr 4: 0; 2007 Qtr 1: 0; 2007 Qtr 2: 0; 2007 Qtr 3: 0; 2007 Qtr 4: 1; 2008 Qtr 1: 0; 2008 Qtr 2: 0; 2008 Qtr 3: 0; 2008 Qtr 4: 0 | 1
0 | 316019-Single Family, Verified Ducting System, CZ 10 |  | 10 | Residential | AC_Cooling | 0 |  |  |  |  | 125 | 100 | 0 | 0 | 0 | 25 | 543.93 |  | kW | 0.59627 | 20.62 | Residential |  | Winter Only | [5 empty] | 18 | 0.8 |  |  |  | 0 | 0 | 1 | 0 | 0 | 0 | 0 | 0 | 0 | 0 | 0 | 0 | 2006 Qtr 1: 0; 2006 Qtr 2: 0; 2006 Qtr 3: 0; 2006 Qtr 4: 0; 2007 Qtr 1: 0; 2007 Qtr 2: 0; 2007 Qtr 3: 0; 2007 Qtr 4: 1; 2008 Qtr 1: 0; 2008 Qtr 2: 0; 2008 Qtr 3: 0; 2008 Qtr 4: 0 | 1
0 | 316019-Single Family, Verified Ducting System, CZ 10 |  | 10 | Residential | AC_Cooling | 0 |  |  |  |  | 125 | 100 | 0 | 0 | 0 | 25 | 543.93 |  | kW | 0.59627 | 20.62 | Residential |  | Winter Only | [5 empty] | 18 | 0.8 |  |  |  | 0 | 0 | 1 | 0 | 0 | 0 | 0 | 0 | 0 | 0 | 0 | 0 | 2006 Qtr 1: 0; 2006 Qtr 2: 0; 2006 Qtr 3: 0; 2006 Qtr 4: 0; 2007 Qtr 1: 0; 2007 Qtr 2: 0; 2007 Qtr 3: 0; 2007 Qtr 4: 1; 2008 Qtr 1: 0; 2008 Qtr 2: 0; 2008 Qtr 3: 0; 2008 Qtr 4: 0 | 1
0 | 316019-Single Family, Verified Ducting System, CZ 10 |  | 10 | Residential | AC_Cooling | 0 |  |  |  |  | 125 | 100 | 0 | 0 | 0 | 25 | 543.93 |  | kW | 0.59627 | 20.62 | Residential |  | Winter Only | [5 empty] | 18 | 0.8 |  |  |  | 0 | 0 | 1 | 0 | 0 | 0 | 0 | 0 | 0 | 0 | 0 | 0 | 2006 Qtr 1: 0; 2006 Qtr 2: 0; 2006 Qtr 3: 0; 2006 Qtr 4: 0; 2007 Qtr 1: 0; 2007 Qtr 2: 0; 2007 Qtr 3: 0; 2007 Qtr 4: 1; 2008 Qtr 1: 0; 2008 Qtr 2: 0; 2008 Qtr 3: 0; 2008 Qtr 4: 0 | 1
0 | 316019-Single Family, Verified Ducting System, CZ 10 |  | 10 | Residential | AC_Cooling | 0 |  |  |  |  | 125 | 100 | 0 | 0 | 0 | 25 | 543.93 |  | kW | 0.59627 | 20.62 | Residential |  | Winter Only | [5 empty] | 18 | 0.8 |  |  |  | 0 | 0 | 1 | 0 | 0 | 0 | 0 | 0 | 0 | 0 | 0 | 0 | 2006 Qtr 1: 0; 2006 Qtr 2: 0; 2006 Qtr 3: 0; 2006 Qtr 4: 0; 2007 Qtr 1: 0; 2007 Qtr 2: 0; 2007 Qtr 3: 0; 2007 Qtr 4: 1; 2008 Qtr 1: 0; 2008 Qtr 2: 0; 2008 Qtr 3: 0; 2008 Qtr 4: 0 | 1
0 | 316019-Single Family, Verified Ducting System, CZ 10 |  | 10 | Residential | AC_Cooling | 0 |  |  |  |  | 125 | 100 | 0 | 0 | 0 | 25 | 543.93 |  | kW | 0.59627 | 20.62 | Residential |  | Winter Only | [5 empty] | 18 | 0.8 |  |  |  | 0 | 0 | 1 | 0 | 0 | 0 | 0 | 0 | 0 | 0 | 0 | 0 | 2006 Qtr 1: 0; 2006 Qtr 2: 0; 2006 Qtr 3: 0; 2006 Qtr 4: 0; 2007 Qtr 1: 0; 2007 Qtr 2: 0; 2007 Qtr 3: 0; 2007 Qtr 4: 1; 2008 Qtr 1: 0; 2008 Qtr 2: 0; 2008 Qtr 3: 0; 2008 Qtr 4: 0 | 1
0 | 316019-Single Family, Verified Ducting System, CZ 10 |  | 10 | Residential | AC_Cooling | 0 |  |  |  |  | 125 | 100 | 0 | 0 | 0 | 25 | 543.93 |  | kW | 0.59627 | 20.62 | Residential |  | Winter Only | [5 empty] | 18 | 0.8 |  |  |  | 0 | 0 | 1 | 0 | 0 | 0 | 0 | 0 | 0 | 0 | 0 | 0 | 2006 Qtr 1: 0; 2006 Qtr 2: 0; 2006 Qtr 3: 0; 2006 Qtr 4: 0; 2007 Qtr 1: 0; 2007 Qtr 2: 0; 2007 Qtr 3: 0; 2007 Qtr 4: 1; 2008 Qtr 1: 0; 2008 Qtr 2: 0; 2008 Qtr 3: 0; 2008 Qtr 4: 0 | 1
0 | 316019-Single Family, Verified Ducting System, CZ 10 |  | 10 | Residential | AC_Cooling | 0 |  |  |  |  | 125 | 100 | 0 | 0 | 0 | 25 | 543.93 |  | kW | 0.59627 | 20.62 | Residential |  | Winter Only | [5 empty] | 18 | 0.8 |  |  |  | 0 | 0 | 1 | 0 | 0 | 0 | 0 | 0 | 0 | 0 | 0 | 0 | 2006 Qtr 1: 0; 2006 Qtr 2: 0; 2006 Qtr 3: 0; 2006 Qtr 4: 0; 2007 Qtr 1: 0; 2007 Qtr 2: 0; 2007 Qtr 3: 0; 2007 Qtr 4: 1; 2008 Qtr 1: 0; 2008 Qtr 2: 0; 2008 Qtr 3: 0; 2008 Qtr 4: 0 | 1
0 | 316019-Single Family, Verified Ducting System, CZ 10 |  | 10 | Residential | AC_Cooling | 0 |  |  |  |  | 125 | 100 | 0 | 0 | 0 | 25 | 543.93 |  | kW | 0.59627 | 20.62 | Residential |  | Winter Only | [5 empty] | 18 | 0.8 |  |  |  | 0 | 0 | 1 | 0 | 0 | 0 | 0 | 0 | 0 | 0 | 0 | 0 | 2006 Qtr 1: 0; 2006 Qtr 2: 0; 2006 Qtr 3: 0; 2006 Qtr 4: 0; 2007 Qtr 1: 0; 2007 Qtr 2: 0; 2007 Qtr 3: 0; 2007 Qtr 4: 1; 2008 Qtr 1: 0; 2008 Qtr 2: 0; 2008 Qtr 3: 0; 2008 Qtr 4: 0 | 1
0 | 316019-Single Family, Verified Ducting System, CZ 10 |  | 10 | Residential | AC_Cooling | 0 |  |  |  |  | 125 | 100 | 0 | 0 | 0 | 25 | 543.93 |  | kW | 0.59627 | 20.62 | Residential |  | Winter Only | [5 empty] | 18 | 0.8 |  |  |  | 0 | 0 | 1 | 0 | 0 | 0 | 0 | 0 | 0 | 0 | 0 | 0 | 2006 Qtr 1: 0; 2006 Qtr 2: 0; 2006 Qtr 3: 0; 2006 Qtr 4: 0; 2007 Qtr 1: 0; 2007 Qtr 2: 0; 2007 Qtr 3: 0; 2007 Qtr 4: 1; 2008 Qtr 1: 0; 2008 Qtr 2: 0; 2008 Qtr 3: 0; 2008 Qtr 4: 0 | 1
0 | 316019-Single Family, Verified Ducting System, CZ 10 |  | 10 | Residential | AC_Cooling | 0 |  |  |  |  | 125 | 100 | 0 | 0 | 0 | 25 | 543.93 |  | kW | 0.59627 | 20.62 | Residential |  | Winter Only | [5 empty] | 18 | 0.8 |  |  |  | 0 | 0 | 1 | 0 | 0 | 0 | 0 | 0 | 0 | 0 | 0 | 0 | 2006 Qtr 1: 0; 2006 Qtr 2: 0; 2006 Qtr 3: 0; 2006 Qtr 4: 0; 2007 Qtr 1: 0; 2007 Qtr 2: 0; 2007 Qtr 3: 0; 2007 Qtr 4: 1; 2008 Qtr 1: 0; 2008 Qtr 2: 0; 2008 Qtr 3: 0; 2008 Qtr 4: 0 | 1
0 | 316019-Single Family, Verified Ducting System, CZ 10 |  | 10 | Residential | AC_Cooling | 0 |  |  |  |  | 125 | 100 | 0 | 0 | 0 | 25 | 543.93 |  | kW | 0.59627 | 20.62 | Residential |  | Winter Only | [5 empty] | 18 | 0.8 |  |  |  | 0 | 0 | 1 | 0 | 0 | 0 | 0 | 0 | 0 | 0 | 0 | 0 | 2006 Qtr 1: 0; 2006 Qtr 2: 0; 2006 Qtr 3: 0; 2006 Qtr 4: 0; 2007 Qtr 1: 0; 2007 Qtr 2: 0; 2007 Qtr 3: 0; 2007 Qtr 4: 1; 2008 Qtr 1: 0; 2008 Qtr 2: 0; 2008 Qtr 3: 0; 2008 Qtr 4: 0 | 1
0 | 316019-Single Family, Verified Ducting System, CZ 10 |  | 10 | Residential | AC_Cooling | 0 |  |  |  |  | 125 | 100 | 0 | 0 | 0 | 25 | 543.93 |  | kW | 0.59627 | 20.62 | Residential |  | Winter Only | [5 empty] | 18 | 0.8 |  |  |  | 0 | 0 | 1 | 0 | 0 | 0 | 0 | 0 | 0 | 0 | 0 | 0 | 2006 Qtr 1: 0; 2006 Qtr 2: 0; 2006 Qtr 3: 0; 2006 Qtr 4: 0; 2007 Qtr 1: 0; 2007 Qtr 2: 0; 2007 Qtr 3: 0; 2007 Qtr 4: 1; 2008 Qtr 1: 0; 2008 Qtr 2: 0; 2008 Qtr 3: 0; 2008 Qtr 4: 0 | 1
0 | 316019-Single Family, Verified Ducting System, CZ 10 |  | 10 | Residential | AC_Cooling | 0 |  |  |  |  | 125 | 100 | 0 | 0 | 0 | 25 | 543.93 |  | kW | 0.59627 | 20.62 | Residential |  | Winter Only | [5 empty] | 18 | 0.8 |  |  |  | 0 | 0 | 1 | 0 | 0 | 0 | 0 | 0 | 0 | 0 | 0 | 0 | 2006 Qtr 1: 0; 2006 Qtr 2: 0; 2006 Qtr 3: 0; 2006 Qtr 4: 0; 2007 Qtr 1: 0; 2007 Qtr 2: 0; 2007 Qtr 3: 0; 2007 Qtr 4: 1; 2008 Qtr 1: 0; 2008 Qtr 2: 0; 2008 Qtr 3: 0; 2008 Qtr 4: 0 | 1
0 | 316019-Single Family, Verified Ducting System, CZ 10 |  | 10 | Residential | AC_Cooling | 0 |  |  |  |  | 125 | 100 | 0 | 0 | 0 | 25 | 543.93 |  | kW | 0.59627 | 20.62 | Residential |  | Winter Only | [5 empty] | 18 | 0.8 |  |  |  | 0 | 0 | 1 | 0 | 0 | 0 | 0 | 0 | 0 | 0 | 0 | 0 | 2006 Qtr 1: 0; 2006 Qtr 2: 0; 2006 Qtr 3: 0; 2006 Qtr 4: 0; 2007 Qtr 1: 0; 2007 Qtr 2: 0; 2007 Qtr 3: 0; 2007 Qtr 4: 1; 2008 Qtr 1: 0; 2008 Qtr 2: 0; 2008 Qtr 3: 0; 2008 Qtr 4: 0 | 1
0 | 316019-Single Family, Verified Ducting System, CZ 10 |  | 10 | Residential | AC_Cooling | 0 |  |  |  |  | 125 | 100 | 0 | 0 | 0 | 25 | 543.93 |  | kW | 0.59627 | 20.62 | Residential |  | Winter Only | [5 empty] | 18 | 0.8 |  |  |  | 0 | 0 | 1 | 0 | 0 | 0 | 0 | 0 | 0 | 0 | 0 | 0 | 2006 Qtr 1: 0; 2006 Qtr 2: 0; 2006 Qtr 3: 0; 2006 Qtr 4: 0; 2007 Qtr 1: 0; 2007 Qtr 2: 0; 2007 Qtr 3: 0; 2007 Qtr 4: 1; 2008 Qtr 1: 0; 2008 Qtr 2: 0; 2008 Qtr 3: 0; 2008 Qtr 4: 0 | 1
0 | 316018-Single Family, Verified Ducting System, CZ 9 |  | 9 | Residential | AC_Cooling | 0 |  |  |  |  | 125 | 100 | 0 | 0 | 0 | 25 | 271.97 |  | kW | 0.29813 | 14.98 | Residential |  | Winter Only | [5 empty] | 18 | 0.8 |  |  |  | 0 | 0 | 1 | 0 | 0 | 0 | 0 | 0 | 0 | 0 | 0 | 0 | 2006 Qtr 1: 0; 2006 Qtr 2: 0; 2006 Qtr 3: 0; 2006 Qtr 4: 0; 2007 Qtr 1: 1; 2007 Qtr 2: 0; 2007 Qtr 3: 0; 2007 Qtr 4: 0; 2008 Qtr 1: 0; 2008 Qtr 2: 0; 2008 Qtr 3: 0; 2008 Qtr 4: 0 | 1
0 | 316038-Single Family, Tank Less Water Heater, CZ 9 |  | 9 | Residential | HorizAxisClothesWasher | 0 |  |  |  |  | 325 | 200 | 0 | 0 | 0 | 125 | 0 |  | kW | 0 | 83.52 | Residential |  | Annual | [5 empty] | 15 | 0.8 |  |  |  | 0 | 0 | 1 | 0 | 0 | 0 | 0 | 0 | 0 | 0 | 0 | 0 | 2006 Qtr 1: 0; 2006 Qtr 2: 0; 2006 Qtr 3: 0; 2006 Qtr 4: 0; 2007 Qtr 1: 1; 2007 Qtr 2: 0; 2007 Qtr 3: 0; 2007 Qtr 4: 0; 2008 Qtr 1: 0; 2008 Qtr 2: 0; 2008 Qtr 3: 0; 2008 Qtr 4: 0 | 1
0 | 316018-Single Family, Verified Ducting System, CZ 9 |  | 9 | Residential | AC_Cooling | 0 |  |  |  |  | 125 | 100 | 0 | 0 | 0 | 25 | 271.97 |  | kW | 0.29813 | 14.98 | Residential |  | Winter Only | [5 empty] | 18 | 0.8 |  |  |  | 0 | 0 | 1 | 0 | 0 | 0 | 0 | 0 | 0 | 0 | 0 | 0 | 2006 Qtr 1: 0; 2006 Qtr 2: 0; 2006 Qtr 3: 0; 2006 Qtr 4: 0; 2007 Qtr 1: 1; 2007 Qtr 2: 0; 2007 Qtr 3: 0; 2007 Qtr 4: 0; 2008 Qtr 1: 0; 2008 Qtr 2: 0; 2008 Qtr 3: 0; 2008 Qtr 4: 0 | 1
0 | 316038-Single Family, Tank Less Water Heater, CZ 9 |  | 9 | Residential | HorizAxisClothesWasher | 0 |  |  |  |  | 325 | 200 | 0 | 0 | 0 | 125 | 0 |  | kW | 0 | 83.52 | Residential |  | Annual | [5 empty] | 15 | 0.8 |  |  |  | 0 | 0 | 1 | 0 | 0 | 0 | 0 | 0 | 0 | 0 | 0 | 0 | 2006 Qtr 1: 0; 2006 Qtr 2: 0; 2006 Qtr 3: 0; 2006 Qtr 4: 0; 2007 Qtr 1: 1; 2007 Qtr 2: 0; 2007 Qtr 3: 0; 2007 Qtr 4: 0; 2008 Qtr 1: 0; 2008 Qtr 2: 0; 2008 Qtr 3: 0; 2008 Qtr 4: 0 | 1
0 | 316018-Single Family, Verified Ducting System, CZ 9 |  | 9 | Residential | AC_Cooling | 0 |  |  |  |  | 125 | 100 | 0 | 0 | 0 | 25 | 271.97 |  | kW | 0.29813 | 14.98 | Residential |  | Winter Only | [5 empty] | 18 | 0.8 |  |  |  | 0 | 0 | 1 | 0 | 0 | 0 | 0 | 0 | 0 | 0 | 0 | 0 | 2006 Qtr 1: 0; 2006 Qtr 2: 0; 2006 Qtr 3: 0; 2006 Qtr 4: 0; 2007 Qtr 1: 1; 2007 Qtr 2: 0; 2007 Qtr 3: 0; 2007 Qtr 4: 0; 2008 Qtr 1: 0; 2008 Qtr 2: 0; 2008 Qtr 3: 0; 2008 Qtr 4: 0 | 1
0 | 316038-Single Family, Tank Less Water Heater, CZ 9 |  | 9 | Residential | HorizAxisClothesWasher | 0 |  |  |  |  | 325 | 200 | 0 | 0 | 0 | 125 | 0 |  | kW | 0 | 83.52 | Residential |  | Annual | [5 empty] | 15 | 0.8 |  |  |  | 0 | 0 | 1 | 0 | 0 | 0 | 0 | 0 | 0 | 0 | 0 | 0 | 2006 Qtr 1: 0; 2006 Qtr 2: 0; 2006 Qtr 3: 0; 2006 Qtr 4: 0; 2007 Qtr 1: 1; 2007 Qtr 2: 0; 2007 Qtr 3: 0; 2007 Qtr 4: 0; 2008 Qtr 1: 0; 2008 Qtr 2: 0; 2008 Qtr 3: 0; 2008 Qtr 4: 0 | 1
0 | 316018-Single Family, Verified Ducting System, CZ 9 |  | 9 | Residential | AC_Cooling | 0 |  |  |  |  | 125 | 100 | 0 | 0 | 0 | 25 | 271.97 |  | kW | 0.29813 | 14.98 | Residential |  | Winter Only | [5 empty] | 18 | 0.8 |  |  |  | 0 | 0 | 1 | 0 | 0 | 0 | 0 | 0 | 0 | 0 | 0 | 0 | 2006 Qtr 1: 0; 2006 Qtr 2: 0; 2006 Qtr 3: 0; 2006 Qtr 4: 0; 2007 Qtr 1: 1; 2007 Qtr 2: 0; 2007 Qtr 3: 0; 2007 Qtr 4: 0; 2008 Qtr 1: 0; 2008 Qtr 2: 0; 2008 Qtr 3: 0; 2008 Qtr 4: 0 | 1
0 | 316038-Single Family, Tank Less Water Heater, CZ 9 |  | 9 | Residential | HorizAxisClothesWasher | 0 |  |  |  |  | 325 | 200 | 0 | 0 | 0 | 125 | 0 |  | kW | 0 | 83.52 | Residential |  | Annual | [5 empty] | 15 | 0.8 |  |  |  | 0 | 0 | 1 | 0 | 0 | 0 | 0 | 0 | 0 | 0 | 0 | 0 | 2006 Qtr 1: 0; 2006 Qtr 2: 0; 2006 Qtr 3: 0; 2006 Qtr 4: 0; 2007 Qtr 1: 1; 2007 Qtr 2: 0; 2007 Qtr 3: 0; 2007 Qtr 4: 0; 2008 Qtr 1: 0; 2008 Qtr 2: 0; 2008 Qtr 3: 0; 2008 Qtr 4: 0 | 1
0 | 316018-Single Family, Verified Ducting System, CZ 9 |  | 9 | Residential | AC_Cooling | 0 |  |  |  |  | 125 | 100 | 0 | 0 | 0 | 25 | 271.97 |  | kW | 0.29813 | 14.98 | Residential |  | Winter Only | [5 empty] | 18 | 0.8 |  |  |  | 0 | 0 | 1 | 0 | 0 | 0 | 0 | 0 | 0 | 0 | 0 | 0 | 2006 Qtr 1: 0; 2006 Qtr 2: 0; 2006 Qtr 3: 0; 2006 Qtr 4: 0; 2007 Qtr 1: 1; 2007 Qtr 2: 0; 2007 Qtr 3: 0; 2007 Qtr 4: 0; 2008 Qtr 1: 0; 2008 Qtr 2: 0; 2008 Qtr 3: 0; 2008 Qtr 4: 0 | 1
0 | 316038-Single Family, Tank Less Water Heater, CZ 9 |  | 9 | Residential | HorizAxisClothesWasher | 0 |  |  |  |  | 325 | 200 | 0 | 0 | 0 | 125 | 0 |  | kW | 0 | 83.52 | Residential |  | Annual | [5 empty] | 15 | 0.8 |  |  |  | 0 | 0 | 1 | 0 | 0 | 0 | 0 | 0 | 0 | 0 | 0 | 0 | 2006 Qtr 1: 0; 2006 Qtr 2: 0; 2006 Qtr 3: 0; 2006 Qtr 4: 0; 2007 Qtr 1: 1; 2007 Qtr 2: 0; 2007 Qtr 3: 0; 2007 Qtr 4: 0; 2008 Qtr 1: 0; 2008 Qtr 2: 0; 2008 Qtr 3: 0; 2008 Qtr 4: 0 | 1
0 | 316018-Single Family, Verified Ducting System, CZ 9 |  | 9 | Residential | AC_Cooling | 0 |  |  |  |  | 125 | 100 | 0 | 0 | 0 | 25 | 271.97 |  | kW | 0.29813 | 14.98 | Residential |  | Winter Only | [5 empty] | 18 | 0.8 |  |  |  | 0 | 0 | 1 | 0 | 0 | 0 | 0 | 0 | 0 | 0 | 0 | 0 | 2006 Qtr 1: 0; 2006 Qtr 2: 0; 2006 Qtr 3: 0; 2006 Qtr 4: 0; 2007 Qtr 1: 1; 2007 Qtr 2: 0; 2007 Qtr 3: 0; 2007 Qtr 4: 0; 2008 Qtr 1: 0; 2008 Qtr 2: 0; 2008 Qtr 3: 0; 2008 Qtr 4: 0 | 1
0 | 316038-Single Family, Tank Less Water Heater, CZ 9 |  | 9 | Residential | HorizAxisClothesWasher | 0 |  |  |  |  | 325 | 200 | 0 | 0 | 0 | 125 | 0 |  | kW | 0 | 83.52 | Residential |  | Annual | [5 empty] | 15 | 0.8 |  |  |  | 0 | 0 | 1 | 0 | 0 | 0 | 0 | 0 | 0 | 0 | 0 | 0 | 2006 Qtr 1: 0; 2006 Qtr 2: 0; 2006 Qtr 3: 0; 2006 Qtr 4: 0; 2007 Qtr 1: 1; 2007 Qtr 2: 0; 2007 Qtr 3: 0; 2007 Qtr 4: 0; 2008 Qtr 1: 0; 2008 Qtr 2: 0; 2008 Qtr 3: 0; 2008 Qtr 4: 0 | 1
0 | 316018-Single Family, Verified Ducting System, CZ 9 |  | 9 | Residential | AC_Cooling | 0 |  |  |  |  | 125 | 100 | 0 | 0 | 0 | 25 | 271.97 |  | kW | 0.29813 | 14.98 | Residential |  | Winter Only | [5 empty] | 18 | 0.8 |  |  |  | 0 | 0 | 1 | 0 | 0 | 0 | 0 | 0 | 0 | 0 | 0 | 0 | 2006 Qtr 1: 0; 2006 Qtr 2: 0; 2006 Qtr 3: 0; 2006 Qtr 4: 0; 2007 Qtr 1: 1; 2007 Qtr 2: 0; 2007 Qtr 3: 0; 2007 Qtr 4: 0; 2008 Qtr 1: 0; 2008 Qtr 2: 0; 2008 Qtr 3: 0; 2008 Qtr 4: 0 | 1
0 | 316038-Single Family, Tank Less Water Heater, CZ 9 |  | 9 | Residential | HorizAxisClothesWasher | 0 |  |  |  |  | 325 | 200 | 0 | 0 | 0 | 125 | 0 |  | kW | 0 | 83.52 | Residential |  | Annual | [5 empty] | 15 | 0.8 |  |  |  | 0 | 0 | 1 | 0 | 0 | 0 | 0 | 0 | 0 | 0 | 0 | 0 | 2006 Qtr 1: 0; 2006 Qtr 2: 0; 2006 Qtr 3: 0; 2006 Qtr 4: 0; 2007 Qtr 1: 1; 2007 Qtr 2: 0; 2007 Qtr 3: 0; 2007 Qtr 4: 0; 2008 Qtr 1: 0; 2008 Qtr 2: 0; 2008 Qtr 3: 0; 2008 Qtr 4: 0 | 1
0 | 316069-Multi-family, Verified Ducting System, CZ 10 |  | 10 | Residential | AC_Cooling | 0 |  |  |  |  | 100 | 75 | 0 | 0 | 0 | 25 | 259.31 |  | kW | 0.28426 | 8.75 | Residential |  | Winter Only | [5 empty] | 18 | 0.8 |  |  |  | 0 | 0 | 24 | 0 | 0 | 0 | 0 | 0 | 0 | 0 | 0 | 0 | 2006 Qtr 1: 0; 2006 Qtr 2: 0; 2006 Qtr 3: 0; 2006 Qtr 4: 0; 2007 Qtr 1: 0; 2007 Qtr 2: 0; 2007 Qtr 3: 24; 2007 Qtr 4: 0; 2008 Qtr 1: 0; 2008 Qtr 2: 0; 2008 Qtr 3: 0; 2008 Qtr 4: 0 | 24
0 | 316079-Multi-family, High Quality Insulation Installation, CZ 10 |  | 10 | Residential | AC_Cooling | 0 |  |  |  |  | 100 | 50 | 0 | 0 | 0 | 50 | 125.91 |  | kW | 0.13803 | 8.13 | Residential |  | Winter Only | [5 empty] | 20 | 0.8 |  |  |  | 0 | 0 | 24 | 0 | 0 | 0 | 0 | 0 | 0 | 0 | 0 | 0 | 2006 Qtr 1: 0; 2006 Qtr 2: 0; 2006 Qtr 3: 0; 2006 Qtr 4: 0; 2007 Qtr 1: 0; 2007 Qtr 2: 0; 2007 Qtr 3: 0; 2007 Qtr 4: 24; 2008 Qtr 1: 0; 2008 Qtr 2: 0; 2008 Qtr 3: 0; 2008 Qtr 4: 0 | 24
0 | 316069-Multi-family, Verified Ducting System, CZ 10 |  | 10 | Residential | AC_Cooling | 0 |  |  |  |  | 100 | 75 | 0 | 0 | 0 | 25 | 259.31 |  | kW | 0.28426 | 8.75 | Residential |  | Winter Only | [5 empty] | 18 | 0.8 |  |  |  | 0 | 0 | 8 | 0 | 0 | 0 | 0 | 0 | 0 | 0 | 0 | 0 | 2006 Qtr 1: 0; 2006 Qtr 2: 0; 2006 Qtr 3: 0; 2006 Qtr 4: 0; 2007 Qtr 1: 0; 2007 Qtr 2: 0; 2007 Qtr 3: 8; 2007 Qtr 4: 0; 2008 Qtr 1: 0; 2008 Qtr 2: 0; 2008 Qtr 3: 0; 2008 Qtr 4: 0 | 8
0 | 316079-Multi-family, High Quality Insulation Installation, CZ 10 |  | 10 | Residential | AC_Cooling | 0 |  |  |  |  | 100 | 50 | 0 | 0 | 0 | 50 | 125.91 |  | kW | 0.13803 | 8.13 | Residential |  | Winter Only | [5 empty] | 20 | 0.8 |  |  |  | 0 | 0 | 8 | 0 | 0 | 0 | 0 | 0 | 0 | 0 | 0 | 0 | 2006 Qtr 1: 0; 2006 Qtr 2: 0; 2006 Qtr 3: 0; 2006 Qtr 4: 0; 2007 Qtr 1: 0; 2007 Qtr 2: 0; 2007 Qtr 3: 0; 2007 Qtr 4: 8; 2008 Qtr 1: 0; 2008 Qtr 2: 0; 2008 Qtr 3: 0; 2008 Qtr 4: 0 | 8
0 | 316069-Multi-family, Verified Ducting System, CZ 10 |  | 10 | Residential | AC_Cooling | 0 |  |  |  |  | 100 | 75 | 0 | 0 | 0 | 25 | 259.31 |  | kW | 0.28426 | 8.75 | Residential |  | Winter Only | [5 empty] | 18 | 0.8 |  |  |  | 0 | 0 | 24 | 0 | 0 | 0 | 0 | 0 | 0 | 0 | 0 | 0 | 2006 Qtr 1: 0; 2006 Qtr 2: 0; 2006 Qtr 3: 0; 2006 Qtr 4: 0; 2007 Qtr 1: 0; 2007 Qtr 2: 0; 2007 Qtr 3: 24; 2007 Qtr 4: 0; 2008 Qtr 1: 0; 2008 Qtr 2: 0; 2008 Qtr 3: 0; 2008 Qtr 4: 0 | 24
0 | 316079-Multi-family, High Quality Insulation Installation, CZ 10 |  | 10 | Residential | AC_Cooling | 0 |  |  |  |  | 100 | 50 | 0 | 0 | 0 | 50 | 125.91 |  | kW | 0.13803 | 8.13 | Residential |  | Winter Only | [5 empty] | 20 | 0.8 |  |  |  | 0 | 0 | 24 | 0 | 0 | 0 | 0 | 0 | 0 | 0 | 0 | 0 | 2006 Qtr 1: 0; 2006 Qtr 2: 0; 2006 Qtr 3: 0; 2006 Qtr 4: 0; 2007 Qtr 1: 0; 2007 Qtr 2: 0; 2007 Qtr 3: 0; 2007 Qtr 4: 24; 2008 Qtr 1: 0; 2008 Qtr 2: 0; 2008 Qtr 3: 0; 2008 Qtr 4: 0 | 24
0 | 316069-Multi-family, Verified Ducting System, CZ 10 |  | 10 | Residential | AC_Cooling | 0 |  |  |  |  | 100 | 75 | 0 | 0 | 0 | 25 | 259.31 |  | kW | 0.28426 | 8.75 | Residential |  | Winter Only | [5 empty] | 18 | 0.8 |  |  |  | 0 | 0 | 24 | 0 | 0 | 0 | 0 | 0 | 0 | 0 | 0 | 0 | 2006 Qtr 1: 0; 2006 Qtr 2: 0; 2006 Qtr 3: 0; 2006 Qtr 4: 0; 2007 Qtr 1: 0; 2007 Qtr 2: 0; 2007 Qtr 3: 24; 2007 Qtr 4: 0; 2008 Qtr 1: 0; 2008 Qtr 2: 0; 2008 Qtr 3: 0; 2008 Qtr 4: 0 | 24
0 | 316079-Multi-family, High Quality Insulation Installation, CZ 10 |  | 10 | Residential | AC_Cooling | 0 |  |  |  |  | 100 | 50 | 0 | 0 | 0 | 50 | 125.91 |  | kW | 0.13803 | 8.13 | Residential |  | Winter Only | [5 empty] | 20 | 0.8 |  |  |  | 0 | 0 | 24 | 0 | 0 | 0 | 0 | 0 | 0 | 0 | 0 | 0 | 2006 Qtr 1: 0; 2006 Qtr 2: 0; 2006 Qtr 3: 0; 2006 Qtr 4: 0; 2007 Qtr 1: 0; 2007 Qtr 2: 0; 2007 Qtr 3: 0; 2007 Qtr 4: 24; 2008 Qtr 1: 0; 2008 Qtr 2: 0; 2008 Qtr 3: 0; 2008 Qtr 4: 0 | 24
0 | 316069-Multi-family, Verified Ducting System, CZ 10 |  | 10 | Residential | AC_Cooling | 0 |  |  |  |  | 100 | 75 | 0 | 0 | 0 | 25 | 259.31 |  | kW | 0.28426 | 8.75 | Residential |  | Winter Only | [5 empty] | 18 | 0.8 |  |  |  | 0 | 0 | 12 | 0 | 0 | 0 | 0 | 0 | 0 | 0 | 0 | 0 | 2006 Qtr 1: 0; 2006 Qtr 2: 0; 2006 Qtr 3: 0; 2006 Qtr 4: 0; 2007 Qtr 1: 0; 2007 Qtr 2: 0; 2007 Qtr 3: 12; 2007 Qtr 4: 0; 2008 Qtr 1: 0; 2008 Qtr 2: 0; 2008 Qtr 3: 0; 2008 Qtr 4: 0 | 12
0 | 316079-Multi-family, High Quality Insulation Installation, CZ 10 |  | 10 | Residential | AC_Cooling | 0 |  |  |  |  | 100 | 50 | 0 | 0 | 0 | 50 | 125.91 |  | kW | 0.13803 | 8.13 | Residential |  | Winter Only | [5 empty] | 20 | 0.8 |  |  |  | 0 | 0 | 12 | 0 | 0 | 0 | 0 | 0 | 0 | 0 | 0 | 0 | 2006 Qtr 1: 0; 2006 Qtr 2: 0; 2006 Qtr 3: 0; 2006 Qtr 4: 0; 2007 Qtr 1: 0; 2007 Qtr 2: 0; 2007 Qtr 3: 0; 2007 Qtr 4: 12; 2008 Qtr 1: 0; 2008 Qtr 2: 0; 2008 Qtr 3: 0; 2008 Qtr 4: 0 | 12
0 | 316069-Multi-family, Verified Ducting System, CZ 10 |  | 10 | Residential | AC_Cooling | 0 |  |  |  |  | 100 | 75 | 0 | 0 | 0 | 25 | 259.31 |  | kW | 0.28426 | 8.75 | Residential |  | Winter Only | [5 empty] | 18 | 0.8 |  |  |  | 0 | 0 | 20 | 0 | 0 | 0 | 0 | 0 | 0 | 0 | 0 | 0 | 2006 Qtr 1: 0; 2006 Qtr 2: 0; 2006 Qtr 3: 0; 2006 Qtr 4: 0; 2007 Qtr 1: 0; 2007 Qtr 2: 0; 2007 Qtr 3: 20; 2007 Qtr 4: 0; 2008 Qtr 1: 0; 2008 Qtr 2: 0; 2008 Qtr 3: 0; 2008 Qtr 4: 0 | 20
0 | 316079-Multi-family, High Quality Insulation Installation, CZ 10 |  | 10 | Residential | AC_Cooling | 0 |  |  |  |  | 100 | 50 | 0 | 0 | 0 | 50 | 125.91 |  | kW | 0.13803 | 8.13 | Residential |  | Winter Only | [5 empty] | 20 | 0.8 |  |  |  | 0 | 0 | 20 | 0 | 0 | 0 | 0 | 0 | 0 | 0 | 0 | 0 | 2006 Qtr 1: 0; 2006 Qtr 2: 0; 2006 Qtr 3: 0; 2006 Qtr 4: 0; 2007 Qtr 1: 0; 2007 Qtr 2: 0; 2007 Qtr 3: 0; 2007 Qtr 4: 20; 2008 Qtr 1: 0; 2008 Qtr 2: 0; 2008 Qtr 3: 0; 2008 Qtr 4: 0 | 20
0 | 316069-Multi-family, Verified Ducting System, CZ 10 |  | 10 | Residential | AC_Cooling | 0 |  |  |  |  | 100 | 75 | 0 | 0 | 0 | 25 | 259.31 |  | kW | 0.28426 | 8.75 | Residential |  | Winter Only | [5 empty] | 18 | 0.8 |  |  |  | 0 | 0 | 20 | 0 | 0 | 0 | 0 | 0 | 0 | 0 | 0 | 0 | 2006 Qtr 1: 0; 2006 Qtr 2: 0; 2006 Qtr 3: 0; 2006 Qtr 4: 0; 2007 Qtr 1: 0; 2007 Qtr 2: 0; 2007 Qtr 3: 20; 2007 Qtr 4: 0; 2008 Qtr 1: 0; 2008 Qtr 2: 0; 2008 Qtr 3: 0; 2008 Qtr 4: 0 | 20
0 | 316079-Multi-family, High Quality Insulation Installation, CZ 10 |  | 10 | Residential | AC_Cooling | 0 |  |  |  |  | 100 | 50 | 0 | 0 | 0 | 50 | 125.91 |  | kW | 0.13803 | 8.13 | Residential |  | Winter Only | [5 empty] | 20 | 0.8 |  |  |  | 0 | 0 | 20 | 0 | 0 | 0 | 0 | 0 | 0 | 0 | 0 | 0 | 2006 Qtr 1: 0; 2006 Qtr 2: 0; 2006 Qtr 3: 0; 2006 Qtr 4: 0; 2007 Qtr 1: 0; 2007 Qtr 2: 0; 2007 Qtr 3: 0; 2007 Qtr 4: 20; 2008 Qtr 1: 0; 2008 Qtr 2: 0; 2008 Qtr 3: 0; 2008 Qtr 4: 0 | 20
0 | 316079-Multi-family, High Quality Insulation Installation, CZ 10 |  | 10 | Residential | AC_Cooling | 0 |  |  |  |  | 100 | 50 | 0 | 0 | 0 | 50 | 125.91 |  | kW | 0.13803 | 8.13 | Residential |  | Winter Only | [5 empty] | 20 | 0.8 |  |  |  | 0 | 0 | 2 | 0 | 0 | 0 | 0 | 0 | 0 | 0 | 0 | 0 | 2006 Qtr 1: 0; 2006 Qtr 2: 0; 2006 Qtr 3: 0; 2006 Qtr 4: 0; 2007 Qtr 1: 0; 2007 Qtr 2: 0; 2007 Qtr 3: 0; 2007 Qtr 4: 2; 2008 Qtr 1: 0; 2008 Qtr 2: 0; 2008 Qtr 3: 0; 2008 Qtr 4: 0 | 2
0 | 316069-Multi-family, Verified Ducting System, CZ 10 |  | 10 | Residential | AC_Cooling | 0 |  |  |  |  | 100 | 75 | 0 | 0 | 0 | 25 | 259.31 |  | kW | 0.28426 | 8.75 | Residential |  | Winter Only | [5 empty] | 18 | 0.8 |  |  |  | 0 | 0 | 20 | 0 | 0 | 0 | 0 | 0 | 0 | 0 | 0 | 0 | 2006 Qtr 1: 0; 2006 Qtr 2: 0; 2006 Qtr 3: 0; 2006 Qtr 4: 0; 2007 Qtr 1: 0; 2007 Qtr 2: 0; 2007 Qtr 3: 20; 2007 Qtr 4: 0; 2008 Qtr 1: 0; 2008 Qtr 2: 0; 2008 Qtr 3: 0; 2008 Qtr 4: 0 | 20
0 | 316079-Multi-family, High Quality Insulation Installation, CZ 10 |  | 10 | Residential | AC_Cooling | 0 |  |  |  |  | 100 | 50 | 0 | 0 | 0 | 50 | 125.91 |  | kW | 0.13803 | 8.13 | Residential |  | Winter Only | [5 empty] | 20 | 0.8 |  |  |  | 0 | 0 | 20 | 0 | 0 | 0 | 0 | 0 | 0 | 0 | 0 | 0 | 2006 Qtr 1: 0; 2006 Qtr 2: 0; 2006 Qtr 3: 0; 2006 Qtr 4: 0; 2007 Qtr 1: 0; 2007 Qtr 2: 0; 2007 Qtr 3: 0; 2007 Qtr 4: 20; 2008 Qtr 1: 0; 2008 Qtr 2: 0; 2008 Qtr 3: 0; 2008 Qtr 4: 0 | 20
0 | 316079-Multi-family, High Quality Insulation Installation, CZ 10 |  | 10 | Residential | AC_Cooling | 0 |  |  |  |  | 100 | 50 | 0 | 0 | 0 | 50 | 125.91 |  | kW | 0.13803 | 8.13 | Residential |  | Winter Only | [5 empty] | 20 | 0.8 |  |  |  | 0 | 0 | 8 | 0 | 0 | 0 | 0 | 0 | 0 | 0 | 0 | 0 | 2006 Qtr 1: 0; 2006 Qtr 2: 0; 2006 Qtr 3: 0; 2006 Qtr 4: 0; 2007 Qtr 1: 0; 2007 Qtr 2: 0; 2007 Qtr 3: 0; 2007 Qtr 4: 8; 2008 Qtr 1: 0; 2008 Qtr 2: 0; 2008 Qtr 3: 0; 2008 Qtr 4: 0 | 8
0 | 316069-Multi-family, Verified Ducting System, CZ 10 |  | 10 | Residential | AC_Cooling | 0 |  |  |  |  | 100 | 75 | 0 | 0 | 0 | 25 | 259.31 |  | kW | 0.28426 | 8.75 | Residential |  | Winter Only | [5 empty] | 18 | 0.8 |  |  |  | 0 | 0 | 20 | 0 | 0 | 0 | 0 | 0 | 0 | 0 | 0 | 0 | 2006 Qtr 1: 0; 2006 Qtr 2: 0; 2006 Qtr 3: 0; 2006 Qtr 4: 0; 2007 Qtr 1: 0; 2007 Qtr 2: 0; 2007 Qtr 3: 20; 2007 Qtr 4: 0; 2008 Qtr 1: 0; 2008 Qtr 2: 0; 2008 Qtr 3: 0; 2008 Qtr 4: 0 | 20
0 | 316079-Multi-family, High Quality Insulation Installation, CZ 10 |  | 10 | Residential | AC_Cooling | 0 |  |  |  |  | 100 | 50 | 0 | 0 | 0 | 50 | 125.91 |  | kW | 0.13803 | 8.13 | Residential |  | Winter Only | [5 empty] | 20 | 0.8 |  |  |  | 0 | 0 | 20 | 0 | 0 | 0 | 0 | 0 | 0 | 0 | 0 | 0 | 2006 Qtr 1: 0; 2006 Qtr 2: 0; 2006 Qtr 3: 0; 2006 Qtr 4: 0; 2007 Qtr 1: 0; 2007 Qtr 2: 0; 2007 Qtr 3: 0; 2007 Qtr 4: 20; 2008 Qtr 1: 0; 2008 Qtr 2: 0; 2008 Qtr 3: 0; 2008 Qtr 4: 0 | 20
0 | 316079-Multi-family, High Quality Insulation Installation, CZ 10 |  | 10 | Residential | AC_Cooling | 0 |  |  |  |  | 100 | 50 | 0 | 0 | 0 | 50 | 125.91 |  | kW | 0.13803 | 8.13 | Residential |  | Winter Only | [5 empty] | 20 | 0.8 |  |  |  | 0 | 0 | 2 | 0 | 0 | 0 | 0 | 0 | 0 | 0 | 0 | 0 | 2006 Qtr 1: 0; 2006 Qtr 2: 0; 2006 Qtr 3: 0; 2006 Qtr 4: 0; 2007 Qtr 1: 0; 2007 Qtr 2: 0; 2007 Qtr 3: 0; 2007 Qtr 4: 2; 2008 Qtr 1: 0; 2008 Qtr 2: 0; 2008 Qtr 3: 0; 2008 Qtr 4: 0 | 2
0 | 316079-Multi-family, High Quality Insulation Installation, CZ 10 |  | 10 | Residential | AC_Cooling | 0 |  |  |  |  | 100 | 50 | 0 | 0 | 0 | 50 | 125.91 |  | kW | 0.13803 | 8.13 | Residential |  | Winter Only | [5 empty] | 20 | 0.8 |  |  |  | 0 | 0 | 2 | 0 | 0 | 0 | 0 | 0 | 0 | 0 | 0 | 0 | 2006 Qtr 1: 0; 2006 Qtr 2: 0; 2006 Qtr 3: 0; 2006 Qtr 4: 0; 2007 Qtr 1: 0; 2007 Qtr 2: 0; 2007 Qtr 3: 0; 2007 Qtr 4: 2; 2008 Qtr 1: 0; 2008 Qtr 2: 0; 2008 Qtr 3: 0; 2008 Qtr 4: 0 | 2
0 | 316069-Multi-family, Verified Ducting System, CZ 10 |  | 10 | Residential | AC_Cooling | 0 |  |  |  |  | 100 | 75 | 0 | 0 | 0 | 25 | 259.31 |  | kW | 0.28426 | 8.75 | Residential |  | Winter Only | [5 empty] | 18 | 0.8 |  |  |  | 0 | 0 | 20 | 0 | 0 | 0 | 0 | 0 | 0 | 0 | 0 | 0 | 2006 Qtr 1: 0; 2006 Qtr 2: 0; 2006 Qtr 3: 0; 2006 Qtr 4: 0; 2007 Qtr 1: 0; 2007 Qtr 2: 0; 2007 Qtr 3: 20; 2007 Qtr 4: 0; 2008 Qtr 1: 0; 2008 Qtr 2: 0; 2008 Qtr 3: 0; 2008 Qtr 4: 0 | 20
0 | 316079-Multi-family, High Quality Insulation Installation, CZ 10 |  | 10 | Residential | AC_Cooling | 0 |  |  |  |  | 100 | 50 | 0 | 0 | 0 | 50 | 125.91 |  | kW | 0.13803 | 8.13 | Residential |  | Winter Only | [5 empty] | 20 | 0.8 |  |  |  | 0 | 0 | 20 | 0 | 0 | 0 | 0 | 0 | 0 | 0 | 0 | 0 | 2006 Qtr 1: 0; 2006 Qtr 2: 0; 2006 Qtr 3: 0; 2006 Qtr 4: 0; 2007 Qtr 1: 0; 2007 Qtr 2: 0; 2007 Qtr 3: 0; 2007 Qtr 4: 20; 2008 Qtr 1: 0; 2008 Qtr 2: 0; 2008 Qtr 3: 0; 2008 Qtr 4: 0 | 20
0 | 316069-Multi-family, Verified Ducting System, CZ 10 |  | 10 | Residential | AC_Cooling | 0 |  |  |  |  | 100 | 75 | 0 | 0 | 0 | 25 | 259.31 |  | kW | 0.28426 | 8.75 | Residential |  | Winter Only | [5 empty] | 18 | 0.8 |  |  |  | 0 | 0 | 20 | 0 | 0 | 0 | 0 | 0 | 0 | 0 | 0 | 0 | 2006 Qtr 1: 0; 2006 Qtr 2: 0; 2006 Qtr 3: 0; 2006 Qtr 4: 0; 2007 Qtr 1: 0; 2007 Qtr 2: 0; 2007 Qtr 3: 20; 2007 Qtr 4: 0; 2008 Qtr 1: 0; 2008 Qtr 2: 0; 2008 Qtr 3: 0; 2008 Qtr 4: 0 | 20
0 | 316079-Multi-family, High Quality Insulation Installation, CZ 10 |  | 10 | Residential | AC_Cooling | 0 |  |  |  |  | 100 | 50 | 0 | 0 | 0 | 50 | 125.91 |  | kW | 0.13803 | 8.13 | Residential |  | Winter Only | [5 empty] | 20 | 0.8 |  |  |  | 0 | 0 | 20 | 0 | 0 | 0 | 0 | 0 | 0 | 0 | 0 | 0 | 2006 Qtr 1: 0; 2006 Qtr 2: 0; 2006 Qtr 3: 0; 2006 Qtr 4: 0; 2007 Qtr 1: 0; 2007 Qtr 2: 0; 2007 Qtr 3: 0; 2007 Qtr 4: 20; 2008 Qtr 1: 0; 2008 Qtr 2: 0; 2008 Qtr 3: 0; 2008 Qtr 4: 0 | 20
0 | 316069-Multi-family, Verified Ducting System, CZ 10 |  | 10 | Residential | AC_Cooling | 0 |  |  |  |  | 100 | 75 | 0 | 0 | 0 | 25 | 259.31 |  | kW | 0.28426 | 8.75 | Residential |  | Winter Only | [5 empty] | 18 | 0.8 |  |  |  | 0 | 0 | 2 | 0 | 0 | 0 | 0 | 0 | 0 | 0 | 0 | 0 | 2006 Qtr 1: 0; 2006 Qtr 2: 0; 2006 Qtr 3: 0; 2006 Qtr 4: 0; 2007 Qtr 1: 0; 2007 Qtr 2: 0; 2007 Qtr 3: 2; 2007 Qtr 4: 0; 2008 Qtr 1: 0; 2008 Qtr 2: 0; 2008 Qtr 3: 0; 2008 Qtr 4: 0 | 2
0 | 316079-Multi-family, High Quality Insulation Installation, CZ 10 |  | 10 | Residential | AC_Cooling | 0 |  |  |  |  | 100 | 50 | 0 | 0 | 0 | 50 | 125.91 |  | kW | 0.13803 | 8.13 | Residential |  | Winter Only | [5 empty] | 20 | 0.8 |  |  |  | 0 | 0 | 2 | 0 | 0 | 0 | 0 | 0 | 0 | 0 | 0 | 0 | 2006 Qtr 1: 0; 2006 Qtr 2: 0; 2006 Qtr 3: 0; 2006 Qtr 4: 0; 2007 Qtr 1: 0; 2007 Qtr 2: 0; 2007 Qtr 3: 0; 2007 Qtr 4: 2; 2008 Qtr 1: 0; 2008 Qtr 2: 0; 2008 Qtr 3: 0; 2008 Qtr 4: 0 | 2
0 | 316079-Multi-family, High Quality Insulation Installation, CZ 10 |  | 10 | Residential | AC_Cooling | 0 |  |  |  |  | 100 | 50 | 0 | 0 | 0 | 50 | 125.91 |  | kW | 0.13803 | 8.13 | Residential |  | Winter Only | [5 empty] | 20 | 0.8 |  |  |  | 0 | 0 | 2 | 0 | 0 | 0 | 0 | 0 | 0 | 0 | 0 | 0 | 2006 Qtr 1: 0; 2006 Qtr 2: 0; 2006 Qtr 3: 0; 2006 Qtr 4: 0; 2007 Qtr 1: 0; 2007 Qtr 2: 0; 2007 Qtr 3: 0; 2007 Qtr 4: 2; 2008 Qtr 1: 0; 2008 Qtr 2: 0; 2008 Qtr 3: 0; 2008 Qtr 4: 0 | 2
0 | 316069-Multi-family, Verified Ducting System, CZ 10 |  | 10 | Residential | AC_Cooling | 0 |  |  |  |  | 100 | 75 | 0 | 0 | 0 | 25 | 259.31 |  | kW | 0.28426 | 8.75 | Residential |  | Winter Only | [5 empty] | 18 | 0.8 |  |  |  | 0 | 0 | 8 | 0 | 0 | 0 | 0 | 0 | 0 | 0 | 0 | 0 | 2006 Qtr 1: 0; 2006 Qtr 2: 0; 2006 Qtr 3: 0; 2006 Qtr 4: 0; 2007 Qtr 1: 0; 2007 Qtr 2: 0; 2007 Qtr 3: 8; 2007 Qtr 4: 0; 2008 Qtr 1: 0; 2008 Qtr 2: 0; 2008 Qtr 3: 0; 2008 Qtr 4: 0 | 8
0 | 316079-Multi-family, High Quality Insulation Installation, CZ 10 |  | 10 | Residential | AC_Cooling | 0 |  |  |  |  | 100 | 50 | 0 | 0 | 0 | 50 | 125.91 |  | kW | 0.13803 | 8.13 | Residential |  | Winter Only | [5 empty] | 20 | 0.8 |  |  |  | 0 | 0 | 8 | 0 | 0 | 0 | 0 | 0 | 0 | 0 | 0 | 0 | 2006 Qtr 1: 0; 2006 Qtr 2: 0; 2006 Qtr 3: 0; 2006 Qtr 4: 0; 2007 Qtr 1: 0; 2007 Qtr 2: 0; 2007 Qtr 3: 0; 2007 Qtr 4: 8; 2008 Qtr 1: 0; 2008 Qtr 2: 0; 2008 Qtr 3: 0; 2008 Qtr 4: 0 | 8
0 | 316069-Multi-family, Verified Ducting System, CZ 10 |  | 10 | Residential | AC_Cooling | 0 |  |  |  |  | 100 | 75 | 0 | 0 | 0 | 25 | 259.31 |  | kW | 0.28426 | 8.75 | Residential |  | Winter Only | [5 empty] | 18 | 0.8 |  |  |  | 0 | 0 | 20 | 0 | 0 | 0 | 0 | 0 | 0 | 0 | 0 | 0 | 2006 Qtr 1: 0; 2006 Qtr 2: 0; 2006 Qtr 3: 0; 2006 Qtr 4: 0; 2007 Qtr 1: 0; 2007 Qtr 2: 0; 2007 Qtr 3: 20; 2007 Qtr 4: 0; 2008 Qtr 1: 0; 2008 Qtr 2: 0; 2008 Qtr 3: 0; 2008 Qtr 4: 0 | 20
0 | 316079-Multi-family, High Quality Insulation Installation, CZ 10 |  | 10 | Residential | AC_Cooling | 0 |  |  |  |  | 100 | 50 | 0 | 0 | 0 | 50 | 125.91 |  | kW | 0.13803 | 8.13 | Residential |  | Winter Only | [5 empty] | 20 | 0.8 |  |  |  | 0 | 0 | 20 | 0 | 0 | 0 | 0 | 0 | 0 | 0 | 0 | 0 | 2006 Qtr 1: 0; 2006 Qtr 2: 0; 2006 Qtr 3: 0; 2006 Qtr 4: 0; 2007 Qtr 1: 0; 2007 Qtr 2: 0; 2007 Qtr 3: 0; 2007 Qtr 4: 20; 2008 Qtr 1: 0; 2008 Qtr 2: 0; 2008 Qtr 3: 0; 2008 Qtr 4: 0 | 20
0 | 316069-Multi-family, Verified Ducting System, CZ 10 |  | 10 | Residential | AC_Cooling | 0 |  |  |  |  | 100 | 75 | 0 | 0 | 0 | 25 | 259.31 |  | kW | 0.28426 | 8.75 | Residential |  | Winter Only | [5 empty] | 18 | 0.8 |  |  |  | 0 | 0 | 20 | 0 | 0 | 0 | 0 | 0 | 0 | 0 | 0 | 0 | 2006 Qtr 1: 0; 2006 Qtr 2: 0; 2006 Qtr 3: 0; 2006 Qtr 4: 0; 2007 Qtr 1: 0; 2007 Qtr 2: 0; 2007 Qtr 3: 20; 2007 Qtr 4: 0; 2008 Qtr 1: 0; 2008 Qtr 2: 0; 2008 Qtr 3: 0; 2008 Qtr 4: 0 | 20
0 | 316079-Multi-family, High Quality Insulation Installation, CZ 10 |  | 10 | Residential | AC_Cooling | 0 |  |  |  |  | 100 | 50 | 0 | 0 | 0 | 50 | 125.91 |  | kW | 0.13803 | 8.13 | Residential |  | Winter Only | [5 empty] | 20 | 0.8 |  |  |  | 0 | 0 | 20 | 0 | 0 | 0 | 0 | 0 | 0 | 0 | 0 | 0 | 2006 Qtr 1: 0; 2006 Qtr 2: 0; 2006 Qtr 3: 0; 2006 Qtr 4: 0; 2007 Qtr 1: 0; 2007 Qtr 2: 0; 2007 Qtr 3: 0; 2007 Qtr 4: 20; 2008 Qtr 1: 0; 2008 Qtr 2: 0; 2008 Qtr 3: 0; 2008 Qtr 4: 0 | 20
0 | 316069-Multi-family, Verified Ducting System, CZ 10 |  | 10 | Residential | AC_Cooling | 0 |  |  |  |  | 100 | 75 | 0 | 0 | 0 | 25 | 259.31 |  | kW | 0.28426 | 8.75 | Residential |  | Winter Only | [5 empty] | 18 | 0.8 |  |  |  | 0 | 0 | 320 | 0 | 0 | 0 | 0 | 0 | 0 | 0 | 0 | 0 | 2006 Qtr 1: 0; 2006 Qtr 2: 0; 2006 Qtr 3: 0; 2006 Qtr 4: 0; 2007 Qtr 1: 0; 2007 Qtr 2: 0; 2007 Qtr 3: 0; 2007 Qtr 4: 320; 2008 Qtr 1: 0; 2008 Qtr 2: 0; 2008 Qtr 3: 0; 2008 Qtr 4: 0 | 320
0 | 316069-Multi-family, Verified Ducting System, CZ 10 |  | 10 | Residential | AC_Cooling | 0 |  |  |  |  | 100 | 75 | 0 | 0 | 0 | 25 | 259.31 |  | kW | 0.28426 | 8.75 | Residential |  | Winter Only | [5 empty] | 18 | 0.8 |  |  |  | 0 | 0 | 10 | 0 | 0 | 0 | 0 | 0 | 0 | 0 | 0 | 0 | 2006 Qtr 1: 0; 2006 Qtr 2: 0; 2006 Qtr 3: 0; 2006 Qtr 4: 0; 2007 Qtr 1: 0; 2007 Qtr 2: 0; 2007 Qtr 3: 0; 2007 Qtr 4: 10; 2008 Qtr 1: 0; 2008 Qtr 2: 0; 2008 Qtr 3: 0; 2008 Qtr 4: 0 | 10
0 | 316069-Multi-family, Verified Ducting System, CZ 10 |  | 10 | Residential | AC_Cooling | 0 |  |  |  |  | 100 | 75 | 0 | 0 | 0 | 25 | 259.31 |  | kW | 0.28426 | 8.75 | Residential |  | Winter Only | [5 empty] | 18 | 0.8 |  |  |  | 0 | 0 | 10 | 0 | 0 | 0 | 0 | 0 | 0 | 0 | 0 | 0 | 2006 Qtr 1: 0; 2006 Qtr 2: 0; 2006 Qtr 3: 0; 2006 Qtr 4: 0; 2007 Qtr 1: 0; 2007 Qtr 2: 0; 2007 Qtr 3: 0; 2007 Qtr 4: 10; 2008 Qtr 1: 0; 2008 Qtr 2: 0; 2008 Qtr 3: 0; 2008 Qtr 4: 0 | 10
0 | 316069-Multi-family, Verified Ducting System, CZ 10 |  | 10 | Residential | AC_Cooling | 0 |  |  |  |  | 100 | 75 | 0 | 0 | 0 | 25 | 259.31 |  | kW | 0.28426 | 8.75 | Residential |  | Winter Only | [5 empty] | 18 | 0.8 |  |  |  | 0 | 0 | 10 | 0 | 0 | 0 | 0 | 0 | 0 | 0 | 0 | 0 | 2006 Qtr 1: 0; 2006 Qtr 2: 0; 2006 Qtr 3: 0; 2006 Qtr 4: 0; 2007 Qtr 1: 0; 2007 Qtr 2: 0; 2007 Qtr 3: 0; 2007 Qtr 4: 10; 2008 Qtr 1: 0; 2008 Qtr 2: 0; 2008 Qtr 3: 0; 2008 Qtr 4: 0 | 10
0 | 316069-Multi-family, Verified Ducting System, CZ 10 |  | 10 | Residential | AC_Cooling | 0 |  |  |  |  | 100 | 75 | 0 | 0 | 0 | 25 | 259.31 |  | kW | 0.28426 | 8.75 | Residential |  | Winter Only | [5 empty] | 18 | 0.8 |  |  |  | 0 | 0 | 10 | 0 | 0 | 0 | 0 | 0 | 0 | 0 | 0 | 0 | 2006 Qtr 1: 0; 2006 Qtr 2: 0; 2006 Qtr 3: 0; 2006 Qtr 4: 0; 2007 Qtr 1: 0; 2007 Qtr 2: 0; 2007 Qtr 3: 0; 2007 Qtr 4: 10; 2008 Qtr 1: 0; 2008 Qtr 2: 0; 2008 Qtr 3: 0; 2008 Qtr 4: 0 | 10
0 | 316069-Multi-family, Verified Ducting System, CZ 10 |  | 10 | Residential | AC_Cooling | 0 |  |  |  |  | 100 | 75 | 0 | 0 | 0 | 25 | 259.31 |  | kW | 0.28426 | 8.75 | Residential |  | Winter Only | [5 empty] | 18 | 0.8 |  |  |  | 0 | 0 | 10 | 0 | 0 | 0 | 0 | 0 | 0 | 0 | 0 | 0 | 2006 Qtr 1: 0; 2006 Qtr 2: 0; 2006 Qtr 3: 0; 2006 Qtr 4: 0; 2007 Qtr 1: 0; 2007 Qtr 2: 0; 2007 Qtr 3: 0; 2007 Qtr 4: 10; 2008 Qtr 1: 0; 2008 Qtr 2: 0; 2008 Qtr 3: 0; 2008 Qtr 4: 0 | 10
0 | 316029-Single Family, Quality Insulation Installation, CZ 10 |  | 10 | Residential | AC_Cooling | 0 |  |  |  |  | 300 | 175 | 0 | 0 | 0 | 125 | 468.19 |  | kW | 0.51324 | 38.41 | Residential |  | Winter Only | [5 empty] | 20 | 0.8 |  |  |  | 0 | 0 | 1 | 0 | 0 | 0 | 0 | 0 | 0 | 0 | 0 | 0 | 2006 Qtr 1: 0; 2006 Qtr 2: 0; 2006 Qtr 3: 0; 2006 Qtr 4: 0; 2007 Qtr 1: 0; 2007 Qtr 2: 0; 2007 Qtr 3: 1; 2007 Qtr 4: 0; 2008 Qtr 1: 0; 2008 Qtr 2: 0; 2008 Qtr 3: 0; 2008 Qtr 4: 0 | 1
0 | 316039-Single Family, Tank Less Water Heater, CZ 10 |  | 10 | Residential | HorizAxisClothesWasher | 0 |  |  |  |  | 325 | 200 | 0 | 0 | 0 | 125 | 0 |  | kW | 0 | 83.52 | Residential |  | Annual | [5 empty] | 15 | 0.8 |  |  |  | 0 | 0 | 1 | 0 | 0 | 0 | 0 | 0 | 0 | 0 | 0 | 0 | 2006 Qtr 1: 0; 2006 Qtr 2: 0; 2006 Qtr 3: 0; 2006 Qtr 4: 0; 2007 Qtr 1: 0; 2007 Qtr 2: 0; 2007 Qtr 3: 1; 2007 Qtr 4: 0; 2008 Qtr 1: 0; 2008 Qtr 2: 0; 2008 Qtr 3: 0; 2008 Qtr 4: 0 | 1
0 | 316029-Single Family, Quality Insulation Installation, CZ 10 |  | 10 | Residential | AC_Cooling | 0 |  |  |  |  | 300 | 175 | 0 | 0 | 0 | 125 | 468.19 |  | kW | 0.51324 | 38.41 | Residential |  | Winter Only | [5 empty] | 20 | 0.8 |  |  |  | 0 | 0 | 1 | 0 | 0 | 0 | 0 | 0 | 0 | 0 | 0 | 0 | 2006 Qtr 1: 0; 2006 Qtr 2: 0; 2006 Qtr 3: 0; 2006 Qtr 4: 0; 2007 Qtr 1: 0; 2007 Qtr 2: 0; 2007 Qtr 3: 1; 2007 Qtr 4: 0; 2008 Qtr 1: 0; 2008 Qtr 2: 0; 2008 Qtr 3: 0; 2008 Qtr 4: 0 | 1
0 | 316039-Single Family, Tank Less Water Heater, CZ 10 |  | 10 | Residential | HorizAxisClothesWasher | 0 |  |  |  |  | 325 | 200 | 0 | 0 | 0 | 125 | 0 |  | kW | 0 | 83.52 | Residential |  | Annual | [5 empty] | 15 | 0.8 |  |  |  | 0 | 0 | 1 | 0 | 0 | 0 | 0 | 0 | 0 | 0 | 0 | 0 | 2006 Qtr 1: 0; 2006 Qtr 2: 0; 2006 Qtr 3: 0; 2006 Qtr 4: 0; 2007 Qtr 1: 0; 2007 Qtr 2: 0; 2007 Qtr 3: 1; 2007 Qtr 4: 0; 2008 Qtr 1: 0; 2008 Qtr 2: 0; 2008 Qtr 3: 0; 2008 Qtr 4: 0 | 1
0 | 316029-Single Family, Quality Insulation Installation, CZ 10 |  | 10 | Residential | AC_Cooling | 0 |  |  |  |  | 300 | 175 | 0 | 0 | 0 | 125 | 468.19 |  | kW | 0.51324 | 38.41 | Residential |  | Winter Only | [5 empty] | 20 | 0.8 |  |  |  | 0 | 0 | 1 | 0 | 0 | 0 | 0 | 0 | 0 | 0 | 0 | 0 | 2006 Qtr 1: 0; 2006 Qtr 2: 0; 2006 Qtr 3: 0; 2006 Qtr 4: 0; 2007 Qtr 1: 0; 2007 Qtr 2: 0; 2007 Qtr 3: 1; 2007 Qtr 4: 0; 2008 Qtr 1: 0; 2008 Qtr 2: 0; 2008 Qtr 3: 0; 2008 Qtr 4: 0 | 1
0 | 316039-Single Family, Tank Less Water Heater, CZ 10 |  | 10 | Residential | HorizAxisClothesWasher | 0 |  |  |  |  | 325 | 200 | 0 | 0 | 0 | 125 | 0 |  | kW | 0 | 83.52 | Residential |  | Annual | [5 empty] | 15 | 0.8 |  |  |  | 0 | 0 | 1 | 0 | 0 | 0 | 0 | 0 | 0 | 0 | 0 | 0 | 2006 Qtr 1: 0; 2006 Qtr 2: 0; 2006 Qtr 3: 0; 2006 Qtr 4: 0; 2007 Qtr 1: 0; 2007 Qtr 2: 0; 2007 Qtr 3: 1; 2007 Qtr 4: 0; 2008 Qtr 1: 0; 2008 Qtr 2: 0; 2008 Qtr 3: 0; 2008 Qtr 4: 0 | 1
0 | 316029-Single Family, Quality Insulation Installation, CZ 10 |  | 10 | Residential | AC_Cooling | 0 |  |  |  |  | 300 | 175 | 0 | 0 | 0 | 125 | 468.19 |  | kW | 0.51324 | 38.41 | Residential |  | Winter Only | [5 empty] | 20 | 0.8 |  |  |  | 0 | 0 | 1 | 0 | 0 | 0 | 0 | 0 | 0 | 0 | 0 | 0 | 2006 Qtr 1: 0; 2006 Qtr 2: 0; 2006 Qtr 3: 0; 2006 Qtr 4: 0; 2007 Qtr 1: 0; 2007 Qtr 2: 0; 2007 Qtr 3: 1; 2007 Qtr 4: 0; 2008 Qtr 1: 0; 2008 Qtr 2: 0; 2008 Qtr 3: 0; 2008 Qtr 4: 0 | 1
0 | 316039-Single Family, Tank Less Water Heater, CZ 10 |  | 10 | Residential | HorizAxisClothesWasher | 0 |  |  |  |  | 325 | 200 | 0 | 0 | 0 | 125 | 0 |  | kW | 0 | 83.52 | Residential |  | Annual | [5 empty] | 15 | 0.8 |  |  |  | 0 | 0 | 1 | 0 | 0 | 0 | 0 | 0 | 0 | 0 | 0 | 0 | 2006 Qtr 1: 0; 2006 Qtr 2: 0; 2006 Qtr 3: 0; 2006 Qtr 4: 0; 2007 Qtr 1: 0; 2007 Qtr 2: 0; 2007 Qtr 3: 1; 2007 Qtr 4: 0; 2008 Qtr 1: 0; 2008 Qtr 2: 0; 2008 Qtr 3: 0; 2008 Qtr 4: 0 | 1
0 | 316029-Single Family, Quality Insulation Installation, CZ 10 |  | 10 | Residential | AC_Cooling | 0 |  |  |  |  | 300 | 175 | 0 | 0 | 0 | 125 | 468.19 |  | kW | 0.51324 | 38.41 | Residential |  | Winter Only | [5 empty] | 20 | 0.8 |  |  |  | 0 | 0 | 1 | 0 | 0 | 0 | 0 | 0 | 0 | 0 | 0 | 0 | 2006 Qtr 1: 0; 2006 Qtr 2: 0; 2006 Qtr 3: 0; 2006 Qtr 4: 0; 2007 Qtr 1: 0; 2007 Qtr 2: 0; 2007 Qtr 3: 1; 2007 Qtr 4: 0; 2008 Qtr 1: 0; 2008 Qtr 2: 0; 2008 Qtr 3: 0; 2008 Qtr 4: 0 | 1
0 | 316039-Single Family, Tank Less Water Heater, CZ 10 |  | 10 | Residential | HorizAxisClothesWasher | 0 |  |  |  |  | 325 | 200 | 0 | 0 | 0 | 125 | 0 |  | kW | 0 | 83.52 | Residential |  | Annual | [5 empty] | 15 | 0.8 |  |  |  | 0 | 0 | 1 | 0 | 0 | 0 | 0 | 0 | 0 | 0 | 0 | 0 | 2006 Qtr 1: 0; 2006 Qtr 2: 0; 2006 Qtr 3: 0; 2006 Qtr 4: 0; 2007 Qtr 1: 0; 2007 Qtr 2: 0; 2007 Qtr 3: 1; 2007 Qtr 4: 0; 2008 Qtr 1: 0; 2008 Qtr 2: 0; 2008 Qtr 3: 0; 2008 Qtr 4: 0 | 1
0 | 316029-Single Family, Quality Insulation Installation, CZ 10 |  | 10 | Residential | AC_Cooling | 0 |  |  |  |  | 300 | 175 | 0 | 0 | 0 | 125 | 468.19 |  | kW | 0.51324 | 38.41 | Residential |  | Winter Only | [5 empty] | 20 | 0.8 |  |  |  | 0 | 0 | 1 | 0 | 0 | 0 | 0 | 0 | 0 | 0 | 0 | 0 | 2006 Qtr 1: 0; 2006 Qtr 2: 0; 2006 Qtr 3: 0; 2006 Qtr 4: 0; 2007 Qtr 1: 0; 2007 Qtr 2: 0; 2007 Qtr 3: 1; 2007 Qtr 4: 0; 2008 Qtr 1: 0; 2008 Qtr 2: 0; 2008 Qtr 3: 0; 2008 Qtr 4: 0 | 1
0 | 316039-Single Family, Tank Less Water Heater, CZ 10 |  | 10 | Residential | HorizAxisClothesWasher | 0 |  |  |  |  | 325 | 200 | 0 | 0 | 0 | 125 | 0 |  | kW | 0 | 83.52 | Residential |  | Annual | [5 empty] | 15 | 0.8 |  |  |  | 0 | 0 | 1 | 0 | 0 | 0 | 0 | 0 | 0 | 0 | 0 | 0 | 2006 Qtr 1: 0; 2006 Qtr 2: 0; 2006 Qtr 3: 0; 2006 Qtr 4: 0; 2007 Qtr 1: 0; 2007 Qtr 2: 0; 2007 Qtr 3: 1; 2007 Qtr 4: 0; 2008 Qtr 1: 0; 2008 Qtr 2: 0; 2008 Qtr 3: 0; 2008 Qtr 4: 0 | 1
0 | 316029-Single Family, Quality Insulation Installation, CZ 10 |  | 10 | Residential | AC_Cooling | 0 |  |  |  |  | 300 | 175 | 0 | 0 | 0 | 125 | 468.19 |  | kW | 0.51324 | 38.41 | Residential |  | Winter Only | [5 empty] | 20 | 0.8 |  |  |  | 0 | 0 | 1 | 0 | 0 | 0 | 0 | 0 | 0 | 0 | 0 | 0 | 2006 Qtr 1: 0; 2006 Qtr 2: 0; 2006 Qtr 3: 0; 2006 Qtr 4: 0; 2007 Qtr 1: 0; 2007 Qtr 2: 0; 2007 Qtr 3: 1; 2007 Qtr 4: 0; 2008 Qtr 1: 0; 2008 Qtr 2: 0; 2008 Qtr 3: 0; 2008 Qtr 4: 0 | 1
0 | 316039-Single Family, Tank Less Water Heater, CZ 10 |  | 10 | Residential | HorizAxisClothesWasher | 0 |  |  |  |  | 325 | 200 | 0 | 0 | 0 | 125 | 0 |  | kW | 0 | 83.52 | Residential |  | Annual | [5 empty] | 15 | 0.8 |  |  |  | 0 | 0 | 1 | 0 | 0 | 0 | 0 | 0 | 0 | 0 | 0 | 0 | 2006 Qtr 1: 0; 2006 Qtr 2: 0; 2006 Qtr 3: 0; 2006 Qtr 4: 0; 2007 Qtr 1: 0; 2007 Qtr 2: 0; 2007 Qtr 3: 1; 2007 Qtr 4: 0; 2008 Qtr 1: 0; 2008 Qtr 2: 0; 2008 Qtr 3: 0; 2008 Qtr 4: 0 | 1
0 | 316029-Single Family, Quality Insulation Installation, CZ 10 |  | 10 | Residential | AC_Cooling | 0 |  |  |  |  | 300 | 175 | 0 | 0 | 0 | 125 | 468.19 |  | kW | 0.51324 | 38.41 | Residential |  | Winter Only | [5 empty] | 20 | 0.8 |  |  |  | 0 | 0 | 1 | 0 | 0 | 0 | 0 | 0 | 0 | 0 | 0 | 0 | 2006 Qtr 1: 0; 2006 Qtr 2: 0; 2006 Qtr 3: 0; 2006 Qtr 4: 0; 2007 Qtr 1: 0; 2007 Qtr 2: 0; 2007 Qtr 3: 1; 2007 Qtr 4: 0; 2008 Qtr 1: 0; 2008 Qtr 2: 0; 2008 Qtr 3: 0; 2008 Qtr 4: 0 | 1
0 | 316039-Single Family, Tank Less Water Heater, CZ 10 |  | 10 | Residential | HorizAxisClothesWasher | 0 |  |  |  |  | 325 | 200 | 0 | 0 | 0 | 125 | 0 |  | kW | 0 | 83.52 | Residential |  | Annual | [5 empty] | 15 | 0.8 |  |  |  | 0 | 0 | 1 | 0 | 0 | 0 | 0 | 0 | 0 | 0 | 0 | 0 | 2006 Qtr 1: 0; 2006 Qtr 2: 0; 2006 Qtr 3: 0; 2006 Qtr 4: 0; 2007 Qtr 1: 0; 2007 Qtr 2: 0; 2007 Qtr 3: 1; 2007 Qtr 4: 0; 2008 Qtr 1: 0; 2008 Qtr 2: 0; 2008 Qtr 3: 0; 2008 Qtr 4: 0 | 1
0 | 316029-Single Family, Quality Insulation Installation, CZ 10 |  | 10 | Residential | AC_Cooling | 0 |  |  |  |  | 300 | 175 | 0 | 0 | 0 | 125 | 468.19 |  | kW | 0.51324 | 38.41 | Residential |  | Winter Only | [5 empty] | 20 | 0.8 |  |  |  | 0 | 0 | 1 | 0 | 0 | 0 | 0 | 0 | 0 | 0 | 0 | 0 | 2006 Qtr 1: 0; 2006 Qtr 2: 0; 2006 Qtr 3: 0; 2006 Qtr 4: 0; 2007 Qtr 1: 0; 2007 Qtr 2: 0; 2007 Qtr 3: 1; 2007 Qtr 4: 0; 2008 Qtr 1: 0; 2008 Qtr 2: 0; 2008 Qtr 3: 0; 2008 Qtr 4: 0 | 1
0 | 316039-Single Family, Tank Less Water Heater, CZ 10 |  | 10 | Residential | HorizAxisClothesWasher | 0 |  |  |  |  | 325 | 200 | 0 | 0 | 0 | 125 | 0 |  | kW | 0 | 83.52 | Residential |  | Annual | [5 empty] | 15 | 0.8 |  |  |  | 0 | 0 | 1 | 0 | 0 | 0 | 0 | 0 | 0 | 0 | 0 | 0 | 2006 Qtr 1: 0; 2006 Qtr 2: 0; 2006 Qtr 3: 0; 2006 Qtr 4: 0; 2007 Qtr 1: 0; 2007 Qtr 2: 0; 2007 Qtr 3: 1; 2007 Qtr 4: 0; 2008 Qtr 1: 0; 2008 Qtr 2: 0; 2008 Qtr 3: 0; 2008 Qtr 4: 0 | 1
0 | 316029-Single Family, Quality Insulation Installation, CZ 10 |  | 10 | Residential | AC_Cooling | 0 |  |  |  |  | 300 | 175 | 0 | 0 | 0 | 125 | 468.19 |  | kW | 0.51324 | 38.41 | Residential |  | Winter Only | [5 empty] | 20 | 0.8 |  |  |  | 0 | 0 | 1 | 0 | 0 | 0 | 0 | 0 | 0 | 0 | 0 | 0 | 2006 Qtr 1: 0; 2006 Qtr 2: 0; 2006 Qtr 3: 0; 2006 Qtr 4: 0; 2007 Qtr 1: 0; 2007 Qtr 2: 0; 2007 Qtr 3: 1; 2007 Qtr 4: 0; 2008 Qtr 1: 0; 2008 Qtr 2: 0; 2008 Qtr 3: 0; 2008 Qtr 4: 0 | 1
0 | 316039-Single Family, Tank Less Water Heater, CZ 10 |  | 10 | Residential | HorizAxisClothesWasher | 0 |  |  |  |  | 325 | 200 | 0 | 0 | 0 | 125 | 0 |  | kW | 0 | 83.52 | Residential |  | Annual | [5 empty] | 15 | 0.8 |  |  |  | 0 | 0 | 1 | 0 | 0 | 0 | 0 | 0 | 0 | 0 | 0 | 0 | 2006 Qtr 1: 0; 2006 Qtr 2: 0; 2006 Qtr 3: 0; 2006 Qtr 4: 0; 2007 Qtr 1: 0; 2007 Qtr 2: 0; 2007 Qtr 3: 1; 2007 Qtr 4: 0; 2008 Qtr 1: 0; 2008 Qtr 2: 0; 2008 Qtr 3: 0; 2008 Qtr 4: 0 | 1
0 | 316029-Single Family, Quality Insulation Installation, CZ 10 |  | 10 | Residential | AC_Cooling | 0 |  |  |  |  | 300 | 175 | 0 | 0 | 0 | 125 | 468.19 |  | kW | 0.51324 | 38.41 | Residential |  | Winter Only | [5 empty] | 20 | 0.8 |  |  |  | 0 | 0 | 1 | 0 | 0 | 0 | 0 | 0 | 0 | 0 | 0 | 0 | 2006 Qtr 1: 0; 2006 Qtr 2: 0; 2006 Qtr 3: 0; 2006 Qtr 4: 0; 2007 Qtr 1: 0; 2007 Qtr 2: 0; 2007 Qtr 3: 1; 2007 Qtr 4: 0; 2008 Qtr 1: 0; 2008 Qtr 2: 0; 2008 Qtr 3: 0; 2008 Qtr 4: 0 | 1
0 | 316039-Single Family, Tank Less Water Heater, CZ 10 |  | 10 | Residential | HorizAxisClothesWasher | 0 |  |  |  |  | 325 | 200 | 0 | 0 | 0 | 125 | 0 |  | kW | 0 | 83.52 | Residential |  | Annual | [5 empty] | 15 | 0.8 |  |  |  | 0 | 0 | 1 | 0 | 0 | 0 | 0 | 0 | 0 | 0 | 0 | 0 | 2006 Qtr 1: 0; 2006 Qtr 2: 0; 2006 Qtr 3: 0; 2006 Qtr 4: 0; 2007 Qtr 1: 0; 2007 Qtr 2: 0; 2007 Qtr 3: 1; 2007 Qtr 4: 0; 2008 Qtr 1: 0; 2008 Qtr 2: 0; 2008 Qtr 3: 0; 2008 Qtr 4: 0 | 1
0 | 316029-Single Family, Quality Insulation Installation, CZ 10 |  | 10 | Residential | AC_Cooling | 0 |  |  |  |  | 300 | 175 | 0 | 0 | 0 | 125 | 468.19 |  | kW | 0.51324 | 38.41 | Residential |  | Winter Only | [5 empty] | 20 | 0.8 |  |  |  | 0 | 0 | 1 | 0 | 0 | 0 | 0 | 0 | 0 | 0 | 0 | 0 | 2006 Qtr 1: 0; 2006 Qtr 2: 0; 2006 Qtr 3: 0; 2006 Qtr 4: 0; 2007 Qtr 1: 0; 2007 Qtr 2: 0; 2007 Qtr 3: 1; 2007 Qtr 4: 0; 2008 Qtr 1: 0; 2008 Qtr 2: 0; 2008 Qtr 3: 0; 2008 Qtr 4: 0 | 1
0 | 316039-Single Family, Tank Less Water Heater, CZ 10 |  | 10 | Residential | HorizAxisClothesWasher | 0 |  |  |  |  | 325 | 200 | 0 | 0 | 0 | 125 | 0 |  | kW | 0 | 83.52 | Residential |  | Annual | [5 empty] | 15 | 0.8 |  |  |  | 0 | 0 | 1 | 0 | 0 | 0 | 0 | 0 | 0 | 0 | 0 | 0 | 2006 Qtr 1: 0; 2006 Qtr 2: 0; 2006 Qtr 3: 0; 2006 Qtr 4: 0; 2007 Qtr 1: 0; 2007 Qtr 2: 0; 2007 Qtr 3: 1; 2007 Qtr 4: 0; 2008 Qtr 1: 0; 2008 Qtr 2: 0; 2008 Qtr 3: 0; 2008 Qtr 4: 0 | 1
0 | 316029-Single Family, Quality Insulation Installation, CZ 10 |  | 10 | Residential | AC_Cooling | 0 |  |  |  |  | 300 | 175 | 0 | 0 | 0 | 125 | 468.19 |  | kW | 0.51324 | 38.41 | Residential |  | Winter Only | [5 empty] | 20 | 0.8 |  |  |  | 0 | 0 | 1 | 0 | 0 | 0 | 0 | 0 | 0 | 0 | 0 | 0 | 2006 Qtr 1: 0; 2006 Qtr 2: 0; 2006 Qtr 3: 0; 2006 Qtr 4: 0; 2007 Qtr 1: 0; 2007 Qtr 2: 0; 2007 Qtr 3: 0; 2007 Qtr 4: 1; 2008 Qtr 1: 0; 2008 Qtr 2: 0; 2008 Qtr 3: 0; 2008 Qtr 4: 0 | 1
0 | 316039-Single Family, Tank Less Water Heater, CZ 10 |  | 10 | Residential | HorizAxisClothesWasher | 0 |  |  |  |  | 325 | 200 | 0 | 0 | 0 | 125 | 0 |  | kW | 0 | 83.52 | Residential |  | Annual | [5 empty] | 15 | 0.8 |  |  |  | 0 | 0 | 1 | 0 | 0 | 0 | 0 | 0 | 0 | 0 | 0 | 0 | 2006 Qtr 1: 0; 2006 Qtr 2: 0; 2006 Qtr 3: 0; 2006 Qtr 4: 0; 2007 Qtr 1: 0; 2007 Qtr 2: 0; 2007 Qtr 3: 0; 2007 Qtr 4: 1; 2008 Qtr 1: 0; 2008 Qtr 2: 0; 2008 Qtr 3: 0; 2008 Qtr 4: 0 | 1
0 | 316029-Single Family, Quality Insulation Installation, CZ 10 |  | 10 | Residential | AC_Cooling | 0 |  |  |  |  | 300 | 175 | 0 | 0 | 0 | 125 | 468.19 |  | kW | 0.51324 | 38.41 | Residential |  | Winter Only | [5 empty] | 20 | 0.8 |  |  |  | 0 | 0 | 1 | 0 | 0 | 0 | 0 | 0 | 0 | 0 | 0 | 0 | 2006 Qtr 1: 0; 2006 Qtr 2: 0; 2006 Qtr 3: 0; 2006 Qtr 4: 0; 2007 Qtr 1: 0; 2007 Qtr 2: 0; 2007 Qtr 3: 0; 2007 Qtr 4: 1; 2008 Qtr 1: 0; 2008 Qtr 2: 0; 2008 Qtr 3: 0; 2008 Qtr 4: 0 | 1
0 | 316039-Single Family, Tank Less Water Heater, CZ 10 |  | 10 | Residential | HorizAxisClothesWasher | 0 |  |  |  |  | 325 | 200 | 0 | 0 | 0 | 125 | 0 |  | kW | 0 | 83.52 | Residential |  | Annual | [5 empty] | 15 | 0.8 |  |  |  | 0 | 0 | 1 | 0 | 0 | 0 | 0 | 0 | 0 | 0 | 0 | 0 | 2006 Qtr 1: 0; 2006 Qtr 2: 0; 2006 Qtr 3: 0; 2006 Qtr 4: 0; 2007 Qtr 1: 0; 2007 Qtr 2: 0; 2007 Qtr 3: 0; 2007 Qtr 4: 1; 2008 Qtr 1: 0; 2008 Qtr 2: 0; 2008 Qtr 3: 0; 2008 Qtr 4: 0 | 1
0 | 316029-Single Family, Quality Insulation Installation, CZ 10 |  | 10 | Residential | AC_Cooling | 0 |  |  |  |  | 300 | 175 | 0 | 0 | 0 | 125 | 468.19 |  | kW | 0.51324 | 38.41 | Residential |  | Winter Only | [5 empty] | 20 | 0.8 |  |  |  | 0 | 0 | 1 | 0 | 0 | 0 | 0 | 0 | 0 | 0 | 0 | 0 | 2006 Qtr 1: 0; 2006 Qtr 2: 0; 2006 Qtr 3: 0; 2006 Qtr 4: 0; 2007 Qtr 1: 0; 2007 Qtr 2: 0; 2007 Qtr 3: 0; 2007 Qtr 4: 1; 2008 Qtr 1: 0; 2008 Qtr 2: 0; 2008 Qtr 3: 0; 2008 Qtr 4: 0 | 1
0 | 316039-Single Family, Tank Less Water Heater, CZ 10 |  | 10 | Residential | HorizAxisClothesWasher | 0 |  |  |  |  | 325 | 200 | 0 | 0 | 0 | 125 | 0 |  | kW | 0 | 83.52 | Residential |  | Annual | [5 empty] | 15 | 0.8 |  |  |  | 0 | 0 | 1 | 0 | 0 | 0 | 0 | 0 | 0 | 0 | 0 | 0 | 2006 Qtr 1: 0; 2006 Qtr 2: 0; 2006 Qtr 3: 0; 2006 Qtr 4: 0; 2007 Qtr 1: 0; 2007 Qtr 2: 0; 2007 Qtr 3: 0; 2007 Qtr 4: 1; 2008 Qtr 1: 0; 2008 Qtr 2: 0; 2008 Qtr 3: 0; 2008 Qtr 4: 0 | 1
0 | 316029-Single Family, Quality Insulation Installation, CZ 10 |  | 10 | Residential | AC_Cooling | 0 |  |  |  |  | 300 | 175 | 0 | 0 | 0 | 125 | 468.19 |  | kW | 0.51324 | 38.41 | Residential |  | Winter Only | [5 empty] | 20 | 0.8 |  |  |  | 0 | 0 | 1 | 0 | 0 | 0 | 0 | 0 | 0 | 0 | 0 | 0 | 2006 Qtr 1: 0; 2006 Qtr 2: 0; 2006 Qtr 3: 0; 2006 Qtr 4: 0; 2007 Qtr 1: 0; 2007 Qtr 2: 0; 2007 Qtr 3: 0; 2007 Qtr 4: 1; 2008 Qtr 1: 0; 2008 Qtr 2: 0; 2008 Qtr 3: 0; 2008 Qtr 4: 0 | 1
0 | 316039-Single Family, Tank Less Water Heater, CZ 10 |  | 10 | Residential | HorizAxisClothesWasher | 0 |  |  |  |  | 325 | 200 | 0 | 0 | 0 | 125 | 0 |  | kW | 0 | 83.52 | Residential |  | Annual | [5 empty] | 15 | 0.8 |  |  |  | 0 | 0 | 1 | 0 | 0 | 0 | 0 | 0 | 0 | 0 | 0 | 0 | 2006 Qtr 1: 0; 2006 Qtr 2: 0; 2006 Qtr 3: 0; 2006 Qtr 4: 0; 2007 Qtr 1: 0; 2007 Qtr 2: 0; 2007 Qtr 3: 0; 2007 Qtr 4: 1; 2008 Qtr 1: 0; 2008 Qtr 2: 0; 2008 Qtr 3: 0; 2008 Qtr 4: 0 | 1
0 | 316029-Single Family, Quality Insulation Installation, CZ 10 |  | 10 | Residential | AC_Cooling | 0 |  |  |  |  | 300 | 175 | 0 | 0 | 0 | 125 | 468.19 |  | kW | 0.51324 | 38.41 | Residential |  | Winter Only | [5 empty] | 20 | 0.8 |  |  |  | 0 | 0 | 1 | 0 | 0 | 0 | 0 | 0 | 0 | 0 | 0 | 0 | 2006 Qtr 1: 0; 2006 Qtr 2: 0; 2006 Qtr 3: 0; 2006 Qtr 4: 0; 2007 Qtr 1: 0; 2007 Qtr 2: 0; 2007 Qtr 3: 0; 2007 Qtr 4: 1; 2008 Qtr 1: 0; 2008 Qtr 2: 0; 2008 Qtr 3: 0; 2008 Qtr 4: 0 | 1
0 | 316039-Single Family, Tank Less Water Heater, CZ 10 |  | 10 | Residential | HorizAxisClothesWasher | 0 |  |  |  |  | 325 | 200 | 0 | 0 | 0 | 125 | 0 |  | kW | 0 | 83.52 | Residential |  | Annual | [5 empty] | 15 | 0.8 |  |  |  | 0 | 0 | 1 | 0 | 0 | 0 | 0 | 0 | 0 | 0 | 0 | 0 | 2006 Qtr 1: 0; 2006 Qtr 2: 0; 2006 Qtr 3: 0; 2006 Qtr 4: 0; 2007 Qtr 1: 0; 2007 Qtr 2: 0; 2007 Qtr 3: 0; 2007 Qtr 4: 1; 2008 Qtr 1: 0; 2008 Qtr 2: 0; 2008 Qtr 3: 0; 2008 Qtr 4: 0 | 1
0 | 316029-Single Family, Quality Insulation Installation, CZ 10 |  | 10 | Residential | AC_Cooling | 0 |  |  |  |  | 300 | 175 | 0 | 0 | 0 | 125 | 468.19 |  | kW | 0.51324 | 38.41 | Residential |  | Winter Only | [5 empty] | 20 | 0.8 |  |  |  | 0 | 0 | 1 | 0 | 0 | 0 | 0 | 0 | 0 | 0 | 0 | 0 | 2006 Qtr 1: 0; 2006 Qtr 2: 0; 2006 Qtr 3: 0; 2006 Qtr 4: 0; 2007 Qtr 1: 0; 2007 Qtr 2: 0; 2007 Qtr 3: 0; 2007 Qtr 4: 1; 2008 Qtr 1: 0; 2008 Qtr 2: 0; 2008 Qtr 3: 0; 2008 Qtr 4: 0 | 1
0 | 316039-Single Family, Tank Less Water Heater, CZ 10 |  | 10 | Residential | HorizAxisClothesWasher | 0 |  |  |  |  | 325 | 200 | 0 | 0 | 0 | 125 | 0 |  | kW | 0 | 83.52 | Residential |  | Annual | [5 empty] | 15 | 0.8 |  |  |  | 0 | 0 | 1 | 0 | 0 | 0 | 0 | 0 | 0 | 0 | 0 | 0 | 2006 Qtr 1: 0; 2006 Qtr 2: 0; 2006 Qtr 3: 0; 2006 Qtr 4: 0; 2007 Qtr 1: 0; 2007 Qtr 2: 0; 2007 Qtr 3: 0; 2007 Qtr 4: 1; 2008 Qtr 1: 0; 2008 Qtr 2: 0; 2008 Qtr 3: 0; 2008 Qtr 4: 0 | 1
0 | 316029-Single Family, Quality Insulation Installation, CZ 10 |  | 10 | Residential | AC_Cooling | 0 |  |  |  |  | 300 | 175 | 0 | 0 | 0 | 125 | 468.19 |  | kW | 0.51324 | 38.41 | Residential |  | Winter Only | [5 empty] | 20 | 0.8 |  |  |  | 0 | 0 | 1 | 0 | 0 | 0 | 0 | 0 | 0 | 0 | 0 | 0 | 2006 Qtr 1: 0; 2006 Qtr 2: 0; 2006 Qtr 3: 0; 2006 Qtr 4: 0; 2007 Qtr 1: 0; 2007 Qtr 2: 0; 2007 Qtr 3: 0; 2007 Qtr 4: 1; 2008 Qtr 1: 0; 2008 Qtr 2: 0; 2008 Qtr 3: 0; 2008 Qtr 4: 0 | 1
0 | 316039-Single Family, Tank Less Water Heater, CZ 10 |  | 10 | Residential | HorizAxisClothesWasher | 0 |  |  |  |  | 325 | 200 | 0 | 0 | 0 | 125 | 0 |  | kW | 0 | 83.52 | Residential |  | Annual | [5 empty] | 15 | 0.8 |  |  |  | 0 | 0 | 1 | 0 | 0 | 0 | 0 | 0 | 0 | 0 | 0 | 0 | 2006 Qtr 1: 0; 2006 Qtr 2: 0; 2006 Qtr 3: 0; 2006 Qtr 4: 0; 2007 Qtr 1: 0; 2007 Qtr 2: 0; 2007 Qtr 3: 0; 2007 Qtr 4: 1; 2008 Qtr 1: 0; 2008 Qtr 2: 0; 2008 Qtr 3: 0; 2008 Qtr 4: 0 | 1
0 | 316029-Single Family, Quality Insulation Installation, CZ 10 |  | 10 | Residential | AC_Cooling | 0 |  |  |  |  | 300 | 175 | 0 | 0 | 0 | 125 | 468.19 |  | kW | 0.51324 | 38.41 | Residential |  | Winter Only | [5 empty] | 20 | 0.8 |  |  |  | 0 | 0 | 1 | 0 | 0 | 0 | 0 | 0 | 0 | 0 | 0 | 0 | 2006 Qtr 1: 0; 2006 Qtr 2: 0; 2006 Qtr 3: 0; 2006 Qtr 4: 0; 2007 Qtr 1: 0; 2007 Qtr 2: 0; 2007 Qtr 3: 0; 2007 Qtr 4: 1; 2008 Qtr 1: 0; 2008 Qtr 2: 0; 2008 Qtr 3: 0; 2008 Qtr 4: 0 | 1
0 | 316039-Single Family, Tank Less Water Heater, CZ 10 |  | 10 | Residential | HorizAxisClothesWasher | 0 |  |  |  |  | 325 | 200 | 0 | 0 | 0 | 125 | 0 |  | kW | 0 | 83.52 | Residential |  | Annual | [5 empty] | 15 | 0.8 |  |  |  | 0 | 0 | 1 | 0 | 0 | 0 | 0 | 0 | 0 | 0 | 0 | 0 | 2006 Qtr 1: 0; 2006 Qtr 2: 0; 2006 Qtr 3: 0; 2006 Qtr 4: 0; 2007 Qtr 1: 0; 2007 Qtr 2: 0; 2007 Qtr 3: 0; 2007 Qtr 4: 1; 2008 Qtr 1: 0; 2008 Qtr 2: 0; 2008 Qtr 3: 0; 2008 Qtr 4: 0 | 1
0 | 316029-Single Family, Quality Insulation Installation, CZ 10 |  | 10 | Residential | AC_Cooling | 0 |  |  |  |  | 300 | 175 | 0 | 0 | 0 | 125 | 468.19 |  | kW | 0.51324 | 38.41 | Residential |  | Winter Only | [5 empty] | 20 | 0.8 |  |  |  | 0 | 0 | 1 | 0 | 0 | 0 | 0 | 0 | 0 | 0 | 0 | 0 | 2006 Qtr 1: 0; 2006 Qtr 2: 0; 2006 Qtr 3: 0; 2006 Qtr 4: 0; 2007 Qtr 1: 0; 2007 Qtr 2: 0; 2007 Qtr 3: 0; 2007 Qtr 4: 1; 2008 Qtr 1: 0; 2008 Qtr 2: 0; 2008 Qtr 3: 0; 2008 Qtr 4: 0 | 1
0 | 316039-Single Family, Tank Less Water Heater, CZ 10 |  | 10 | Residential | HorizAxisClothesWasher | 0 |  |  |  |  | 325 | 200 | 0 | 0 | 0 | 125 | 0 |  | kW | 0 | 83.52 | Residential |  | Annual | [5 empty] | 15 | 0.8 |  |  |  | 0 | 0 | 1 | 0 | 0 | 0 | 0 | 0 | 0 | 0 | 0 | 0 | 2006 Qtr 1: 0; 2006 Qtr 2: 0; 2006 Qtr 3: 0; 2006 Qtr 4: 0; 2007 Qtr 1: 0; 2007 Qtr 2: 0; 2007 Qtr 3: 0; 2007 Qtr 4: 1; 2008 Qtr 1: 0; 2008 Qtr 2: 0; 2008 Qtr 3: 0; 2008 Qtr 4: 0 | 1
0 | 316029-Single Family, Quality Insulation Installation, CZ 10 |  | 10 | Residential | AC_Cooling | 0 |  |  |  |  | 300 | 175 | 0 | 0 | 0 | 125 | 468.19 |  | kW | 0.51324 | 38.41 | Residential |  | Winter Only | [5 empty] | 20 | 0.8 |  |  |  | 0 | 0 | 1 | 0 | 0 | 0 | 0 | 0 | 0 | 0 | 0 | 0 | 2006 Qtr 1: 0; 2006 Qtr 2: 0; 2006 Qtr 3: 0; 2006 Qtr 4: 0; 2007 Qtr 1: 0; 2007 Qtr 2: 0; 2007 Qtr 3: 0; 2007 Qtr 4: 1; 2008 Qtr 1: 0; 2008 Qtr 2: 0; 2008 Qtr 3: 0; 2008 Qtr 4: 0 | 1
0 | 316039-Single Family, Tank Less Water Heater, CZ 10 |  | 10 | Residential | HorizAxisClothesWasher | 0 |  |  |  |  | 325 | 200 | 0 | 0 | 0 | 125 | 0 |  | kW | 0 | 83.52 | Residential |  | Annual | [5 empty] | 15 | 0.8 |  |  |  | 0 | 0 | 1 | 0 | 0 | 0 | 0 | 0 | 0 | 0 | 0 | 0 | 2006 Qtr 1: 0; 2006 Qtr 2: 0; 2006 Qtr 3: 0; 2006 Qtr 4: 0; 2007 Qtr 1: 0; 2007 Qtr 2: 0; 2007 Qtr 3: 0; 2007 Qtr 4: 1; 2008 Qtr 1: 0; 2008 Qtr 2: 0; 2008 Qtr 3: 0; 2008 Qtr 4: 0 | 1
0 | 316029-Single Family, Quality Insulation Installation, CZ 10 |  | 10 | Residential | AC_Cooling | 0 |  |  |  |  | 300 | 175 | 0 | 0 | 0 | 125 | 468.19 |  | kW | 0.51324 | 38.41 | Residential |  | Winter Only | [5 empty] | 20 | 0.8 |  |  |  | 0 | 0 | 1 | 0 | 0 | 0 | 0 | 0 | 0 | 0 | 0 | 0 | 2006 Qtr 1: 0; 2006 Qtr 2: 0; 2006 Qtr 3: 0; 2006 Qtr 4: 0; 2007 Qtr 1: 0; 2007 Qtr 2: 0; 2007 Qtr 3: 0; 2007 Qtr 4: 1; 2008 Qtr 1: 0; 2008 Qtr 2: 0; 2008 Qtr 3: 0; 2008 Qtr 4: 0 | 1
0 | 316039-Single Family, Tank Less Water Heater, CZ 10 |  | 10 | Residential | HorizAxisClothesWasher | 0 |  |  |  |  | 325 | 200 | 0 | 0 | 0 | 125 | 0 |  | kW | 0 | 83.52 | Residential |  | Annual | [5 empty] | 15 | 0.8 |  |  |  | 0 | 0 | 1 | 0 | 0 | 0 | 0 | 0 | 0 | 0 | 0 | 0 | 2006 Qtr 1: 0; 2006 Qtr 2: 0; 2006 Qtr 3: 0; 2006 Qtr 4: 0; 2007 Qtr 1: 0; 2007 Qtr 2: 0; 2007 Qtr 3: 0; 2007 Qtr 4: 1; 2008 Qtr 1: 0; 2008 Qtr 2: 0; 2008 Qtr 3: 0; 2008 Qtr 4: 0 | 1
0 | 316029-Single Family, Quality Insulation Installation, CZ 10 |  | 10 | Residential | AC_Cooling | 0 |  |  |  |  | 300 | 175 | 0 | 0 | 0 | 125 | 468.19 |  | kW | 0.51324 | 38.41 | Residential |  | Winter Only | [5 empty] | 20 | 0.8 |  |  |  | 0 | 0 | 1 | 0 | 0 | 0 | 0 | 0 | 0 | 0 | 0 | 0 | 2006 Qtr 1: 0; 2006 Qtr 2: 0; 2006 Qtr 3: 0; 2006 Qtr 4: 0; 2007 Qtr 1: 0; 2007 Qtr 2: 0; 2007 Qtr 3: 0; 2007 Qtr 4: 1; 2008 Qtr 1: 0; 2008 Qtr 2: 0; 2008 Qtr 3: 0; 2008 Qtr 4: 0 | 1
0 | 316039-Single Family, Tank Less Water Heater, CZ 10 |  | 10 | Residential | HorizAxisClothesWasher | 0 |  |  |  |  | 325 | 200 | 0 | 0 | 0 | 125 | 0 |  | kW | 0 | 83.52 | Residential |  | Annual | [5 empty] | 15 | 0.8 |  |  |  | 0 | 0 | 1 | 0 | 0 | 0 | 0 | 0 | 0 | 0 | 0 | 0 | 2006 Qtr 1: 0; 2006 Qtr 2: 0; 2006 Qtr 3: 0; 2006 Qtr 4: 0; 2007 Qtr 1: 0; 2007 Qtr 2: 0; 2007 Qtr 3: 0; 2007 Qtr 4: 1; 2008 Qtr 1: 0; 2008 Qtr 2: 0; 2008 Qtr 3: 0; 2008 Qtr 4: 0 | 1
0 | 316029-Single Family, Quality Insulation Installation, CZ 10 |  | 10 | Residential | AC_Cooling | 0 |  |  |  |  | 300 | 175 | 0 | 0 | 0 | 125 | 468.19 |  | kW | 0.51324 | 38.41 | Residential |  | Winter Only | [5 empty] | 20 | 0.8 |  |  |  | 0 | 0 | 1 | 0 | 0 | 0 | 0 | 0 | 0 | 0 | 0 | 0 | 2006 Qtr 1: 0; 2006 Qtr 2: 0; 2006 Qtr 3: 0; 2006 Qtr 4: 0; 2007 Qtr 1: 0; 2007 Qtr 2: 0; 2007 Qtr 3: 0; 2007 Qtr 4: 1; 2008 Qtr 1: 0; 2008 Qtr 2: 0; 2008 Qtr 3: 0; 2008 Qtr 4: 0 | 1
0 | 316039-Single Family, Tank Less Water Heater, CZ 10 |  | 10 | Residential | HorizAxisClothesWasher | 0 |  |  |  |  | 325 | 200 | 0 | 0 | 0 | 125 | 0 |  | kW | 0 | 83.52 | Residential |  | Annual | [5 empty] | 15 | 0.8 |  |  |  | 0 | 0 | 1 | 0 | 0 | 0 | 0 | 0 | 0 | 0 | 0 | 0 | 2006 Qtr 1: 0; 2006 Qtr 2: 0; 2006 Qtr 3: 0; 2006 Qtr 4: 0; 2007 Qtr 1: 0; 2007 Qtr 2: 0; 2007 Qtr 3: 0; 2007 Qtr 4: 1; 2008 Qtr 1: 0; 2008 Qtr 2: 0; 2008 Qtr 3: 0; 2008 Qtr 4: 0 | 1
0 | 316029-Single Family, Quality Insulation Installation, CZ 10 |  | 10 | Residential | AC_Cooling | 0 |  |  |  |  | 300 | 175 | 0 | 0 | 0 | 125 | 468.19 |  | kW | 0.51324 | 38.41 | Residential |  | Winter Only | [5 empty] | 20 | 0.8 |  |  |  | 0 | 0 | 1 | 0 | 0 | 0 | 0 | 0 | 0 | 0 | 0 | 0 | 2006 Qtr 1: 0; 2006 Qtr 2: 0; 2006 Qtr 3: 0; 2006 Qtr 4: 0; 2007 Qtr 1: 0; 2007 Qtr 2: 0; 2007 Qtr 3: 0; 2007 Qtr 4: 1; 2008 Qtr 1: 0; 2008 Qtr 2: 0; 2008 Qtr 3: 0; 2008 Qtr 4: 0 | 1
0 | 316039-Single Family, Tank Less Water Heater, CZ 10 |  | 10 | Residential | HorizAxisClothesWasher | 0 |  |  |  |  | 325 | 200 | 0 | 0 | 0 | 125 | 0 |  | kW | 0 | 83.52 | Residential |  | Annual | [5 empty] | 15 | 0.8 |  |  |  | 0 | 0 | 1 | 0 | 0 | 0 | 0 | 0 | 0 | 0 | 0 | 0 | 2006 Qtr 1: 0; 2006 Qtr 2: 0; 2006 Qtr 3: 0; 2006 Qtr 4: 0; 2007 Qtr 1: 0; 2007 Qtr 2: 0; 2007 Qtr 3: 0; 2007 Qtr 4: 1; 2008 Qtr 1: 0; 2008 Qtr 2: 0; 2008 Qtr 3: 0; 2008 Qtr 4: 0 | 1
0 | 316029-Single Family, Quality Insulation Installation, CZ 10 |  | 10 | Residential | AC_Cooling | 0 |  |  |  |  | 300 | 175 | 0 | 0 | 0 | 125 | 468.19 |  | kW | 0.51324 | 38.41 | Residential |  | Winter Only | [5 empty] | 20 | 0.8 |  |  |  | 0 | 0 | 1 | 0 | 0 | 0 | 0 | 0 | 0 | 0 | 0 | 0 | 2006 Qtr 1: 0; 2006 Qtr 2: 0; 2006 Qtr 3: 0; 2006 Qtr 4: 0; 2007 Qtr 1: 0; 2007 Qtr 2: 0; 2007 Qtr 3: 0; 2007 Qtr 4: 1; 2008 Qtr 1: 0; 2008 Qtr 2: 0; 2008 Qtr 3: 0; 2008 Qtr 4: 0 | 1
0 | 316039-Single Family, Tank Less Water Heater, CZ 10 |  | 10 | Residential | HorizAxisClothesWasher | 0 |  |  |  |  | 325 | 200 | 0 | 0 | 0 | 125 | 0 |  | kW | 0 | 83.52 | Residential |  | Annual | [5 empty] | 15 | 0.8 |  |  |  | 0 | 0 | 1 | 0 | 0 | 0 | 0 | 0 | 0 | 0 | 0 | 0 | 2006 Qtr 1: 0; 2006 Qtr 2: 0; 2006 Qtr 3: 0; 2006 Qtr 4: 0; 2007 Qtr 1: 0; 2007 Qtr 2: 0; 2007 Qtr 3: 0; 2007 Qtr 4: 1; 2008 Qtr 1: 0; 2008 Qtr 2: 0; 2008 Qtr 3: 0; 2008 Qtr 4: 0 | 1
0 | 316029-Single Family, Quality Insulation Installation, CZ 10 |  | 10 | Residential | AC_Cooling | 0 |  |  |  |  | 300 | 175 | 0 | 0 | 0 | 125 | 468.19 |  | kW | 0.51324 | 38.41 | Residential |  | Winter Only | [5 empty] | 20 | 0.8 |  |  |  | 0 | 0 | 1 | 0 | 0 | 0 | 0 | 0 | 0 | 0 | 0 | 0 | 2006 Qtr 1: 0; 2006 Qtr 2: 0; 2006 Qtr 3: 0; 2006 Qtr 4: 0; 2007 Qtr 1: 0; 2007 Qtr 2: 0; 2007 Qtr 3: 0; 2007 Qtr 4: 1; 2008 Qtr 1: 0; 2008 Qtr 2: 0; 2008 Qtr 3: 0; 2008 Qtr 4: 0 | 1
0 | 316039-Single Family, Tank Less Water Heater, CZ 10 |  | 10 | Residential | HorizAxisClothesWasher | 0 |  |  |  |  | 325 | 200 | 0 | 0 | 0 | 125 | 0 |  | kW | 0 | 83.52 | Residential |  | Annual | [5 empty] | 15 | 0.8 |  |  |  | 0 | 0 | 1 | 0 | 0 | 0 | 0 | 0 | 0 | 0 | 0 | 0 | 2006 Qtr 1: 0; 2006 Qtr 2: 0; 2006 Qtr 3: 0; 2006 Qtr 4: 0; 2007 Qtr 1: 0; 2007 Qtr 2: 0; 2007 Qtr 3: 0; 2007 Qtr 4: 1; 2008 Qtr 1: 0; 2008 Qtr 2: 0; 2008 Qtr 3: 0; 2008 Qtr 4: 0 | 1
0 | 316029-Single Family, Quality Insulation Installation, CZ 10 |  | 10 | Residential | AC_Cooling | 0 |  |  |  |  | 300 | 175 | 0 | 0 | 0 | 125 | 468.19 |  | kW | 0.51324 | 38.41 | Residential |  | Winter Only | [5 empty] | 20 | 0.8 |  |  |  | 0 | 0 | 1 | 0 | 0 | 0 | 0 | 0 | 0 | 0 | 0 | 0 | 2006 Qtr 1: 0; 2006 Qtr 2: 0; 2006 Qtr 3: 0; 2006 Qtr 4: 0; 2007 Qtr 1: 0; 2007 Qtr 2: 0; 2007 Qtr 3: 0; 2007 Qtr 4: 1; 2008 Qtr 1: 0; 2008 Qtr 2: 0; 2008 Qtr 3: 0; 2008 Qtr 4: 0 | 1
0 | 316039-Single Family, Tank Less Water Heater, CZ 10 |  | 10 | Residential | HorizAxisClothesWasher | 0 |  |  |  |  | 325 | 200 | 0 | 0 | 0 | 125 | 0 |  | kW | 0 | 83.52 | Residential |  | Annual | [5 empty] | 15 | 0.8 |  |  |  | 0 | 0 | 1 | 0 | 0 | 0 | 0 | 0 | 0 | 0 | 0 | 0 | 2006 Qtr 1: 0; 2006 Qtr 2: 0; 2006 Qtr 3: 0; 2006 Qtr 4: 0; 2007 Qtr 1: 0; 2007 Qtr 2: 0; 2007 Qtr 3: 0; 2007 Qtr 4: 1; 2008 Qtr 1: 0; 2008 Qtr 2: 0; 2008 Qtr 3: 0; 2008 Qtr 4: 0 | 1
0 | 316029-Single Family, Quality Insulation Installation, CZ 10 |  | 10 | Residential | AC_Cooling | 0 |  |  |  |  | 300 | 175 | 0 | 0 | 0 | 125 | 468.19 |  | kW | 0.51324 | 38.41 | Residential |  | Winter Only | [5 empty] | 20 | 0.8 |  |  |  | 0 | 0 | 1 | 0 | 0 | 0 | 0 | 0 | 0 | 0 | 0 | 0 | 2006 Qtr 1: 0; 2006 Qtr 2: 0; 2006 Qtr 3: 0; 2006 Qtr 4: 0; 2007 Qtr 1: 0; 2007 Qtr 2: 0; 2007 Qtr 3: 0; 2007 Qtr 4: 1; 2008 Qtr 1: 0; 2008 Qtr 2: 0; 2008 Qtr 3: 0; 2008 Qtr 4: 0 | 1
0 | 316039-Single Family, Tank Less Water Heater, CZ 10 |  | 10 | Residential | HorizAxisClothesWasher | 0 |  |  |  |  | 325 | 200 | 0 | 0 | 0 | 125 | 0 |  | kW | 0 | 83.52 | Residential |  | Annual | [5 empty] | 15 | 0.8 |  |  |  | 0 | 0 | 1 | 0 | 0 | 0 | 0 | 0 | 0 | 0 | 0 | 0 | 2006 Qtr 1: 0; 2006 Qtr 2: 0; 2006 Qtr 3: 0; 2006 Qtr 4: 0; 2007 Qtr 1: 0; 2007 Qtr 2: 0; 2007 Qtr 3: 0; 2007 Qtr 4: 1; 2008 Qtr 1: 0; 2008 Qtr 2: 0; 2008 Qtr 3: 0; 2008 Qtr 4: 0 | 1
0 | 316029-Single Family, Quality Insulation Installation, CZ 10 |  | 10 | Residential | AC_Cooling | 0 |  |  |  |  | 300 | 175 | 0 | 0 | 0 | 125 | 468.19 |  | kW | 0.51324 | 38.41 | Residential |  | Winter Only | [5 empty] | 20 | 0.8 |  |  |  | 0 | 0 | 1 | 0 | 0 | 0 | 0 | 0 | 0 | 0 | 0 | 0 | 2006 Qtr 1: 0; 2006 Qtr 2: 0; 2006 Qtr 3: 0; 2006 Qtr 4: 0; 2007 Qtr 1: 0; 2007 Qtr 2: 0; 2007 Qtr 3: 0; 2007 Qtr 4: 1; 2008 Qtr 1: 0; 2008 Qtr 2: 0; 2008 Qtr 3: 0; 2008 Qtr 4: 0 | 1
0 | 316039-Single Family, Tank Less Water Heater, CZ 10 |  | 10 | Residential | HorizAxisClothesWasher | 0 |  |  |  |  | 325 | 200 | 0 | 0 | 0 | 125 | 0 |  | kW | 0 | 83.52 | Residential |  | Annual | [5 empty] | 15 | 0.8 |  |  |  | 0 | 0 | 1 | 0 | 0 | 0 | 0 | 0 | 0 | 0 | 0 | 0 | 2006 Qtr 1: 0; 2006 Qtr 2: 0; 2006 Qtr 3: 0; 2006 Qtr 4: 0; 2007 Qtr 1: 0; 2007 Qtr 2: 0; 2007 Qtr 3: 0; 2007 Qtr 4: 1; 2008 Qtr 1: 0; 2008 Qtr 2: 0; 2008 Qtr 3: 0; 2008 Qtr 4: 0 | 1
0 | 316029-Single Family, Quality Insulation Installation, CZ 10 |  | 10 | Residential | AC_Cooling | 0 |  |  |  |  | 300 | 175 | 0 | 0 | 0 | 125 | 468.19 |  | kW | 0.51324 | 38.41 | Residential |  | Winter Only | [5 empty] | 20 | 0.8 |  |  |  | 0 | 0 | 1 | 0 | 0 | 0 | 0 | 0 | 0 | 0 | 0 | 0 | 2006 Qtr 1: 0; 2006 Qtr 2: 0; 2006 Qtr 3: 0; 2006 Qtr 4: 0; 2007 Qtr 1: 0; 2007 Qtr 2: 0; 2007 Qtr 3: 0; 2007 Qtr 4: 1; 2008 Qtr 1: 0; 2008 Qtr 2: 0; 2008 Qtr 3: 0; 2008 Qtr 4: 0 | 1
0 | 316039-Single Family, Tank Less Water Heater, CZ 10 |  | 10 | Residential | HorizAxisClothesWasher | 0 |  |  |  |  | 325 | 200 | 0 | 0 | 0 | 125 | 0 |  | kW | 0 | 83.52 | Residential |  | Annual | [5 empty] | 15 | 0.8 |  |  |  | 0 | 0 | 1 | 0 | 0 | 0 | 0 | 0 | 0 | 0 | 0 | 0 | 2006 Qtr 1: 0; 2006 Qtr 2: 0; 2006 Qtr 3: 0; 2006 Qtr 4: 0; 2007 Qtr 1: 0; 2007 Qtr 2: 0; 2007 Qtr 3: 0; 2007 Qtr 4: 1; 2008 Qtr 1: 0; 2008 Qtr 2: 0; 2008 Qtr 3: 0; 2008 Qtr 4: 0 | 1
0 | 316029-Single Family, Quality Insulation Installation, CZ 10 |  | 10 | Residential | AC_Cooling | 0 |  |  |  |  | 300 | 175 | 0 | 0 | 0 | 125 | 468.19 |  | kW | 0.51324 | 38.41 | Residential |  | Winter Only | [5 empty] | 20 | 0.8 |  |  |  | 0 | 0 | 1 | 0 | 0 | 0 | 0 | 0 | 0 | 0 | 0 | 0 | 2006 Qtr 1: 0; 2006 Qtr 2: 0; 2006 Qtr 3: 0; 2006 Qtr 4: 0; 2007 Qtr 1: 0; 2007 Qtr 2: 0; 2007 Qtr 3: 0; 2007 Qtr 4: 1; 2008 Qtr 1: 0; 2008 Qtr 2: 0; 2008 Qtr 3: 0; 2008 Qtr 4: 0 | 1
0 | 316039-Single Family, Tank Less Water Heater, CZ 10 |  | 10 | Residential | HorizAxisClothesWasher | 0 |  |  |  |  | 325 | 200 | 0 | 0 | 0 | 125 | 0 |  | kW | 0 | 83.52 | Residential |  | Annual | [5 empty] | 15 | 0.8 |  |  |  | 0 | 0 | 1 | 0 | 0 | 0 | 0 | 0 | 0 | 0 | 0 | 0 | 2006 Qtr 1: 0; 2006 Qtr 2: 0; 2006 Qtr 3: 0; 2006 Qtr 4: 0; 2007 Qtr 1: 0; 2007 Qtr 2: 0; 2007 Qtr 3: 0; 2007 Qtr 4: 1; 2008 Qtr 1: 0; 2008 Qtr 2: 0; 2008 Qtr 3: 0; 2008 Qtr 4: 0 | 1
0 | 316029-Single Family, Quality Insulation Installation, CZ 10 |  | 10 | Residential | AC_Cooling | 0 |  |  |  |  | 300 | 175 | 0 | 0 | 0 | 125 | 468.19 |  | kW | 0.51324 | 38.41 | Residential |  | Winter Only | [5 empty] | 20 | 0.8 |  |  |  | 0 | 0 | 1 | 0 | 0 | 0 | 0 | 0 | 0 | 0 | 0 | 0 | 2006 Qtr 1: 0; 2006 Qtr 2: 0; 2006 Qtr 3: 0; 2006 Qtr 4: 0; 2007 Qtr 1: 0; 2007 Qtr 2: 0; 2007 Qtr 3: 0; 2007 Qtr 4: 1; 2008 Qtr 1: 0; 2008 Qtr 2: 0; 2008 Qtr 3: 0; 2008 Qtr 4: 0 | 1
0 | 316039-Single Family, Tank Less Water Heater, CZ 10 |  | 10 | Residential | HorizAxisClothesWasher | 0 |  |  |  |  | 325 | 200 | 0 | 0 | 0 | 125 | 0 |  | kW | 0 | 83.52 | Residential |  | Annual | [5 empty] | 15 | 0.8 |  |  |  | 0 | 0 | 1 | 0 | 0 | 0 | 0 | 0 | 0 | 0 | 0 | 0 | 2006 Qtr 1: 0; 2006 Qtr 2: 0; 2006 Qtr 3: 0; 2006 Qtr 4: 0; 2007 Qtr 1: 0; 2007 Qtr 2: 0; 2007 Qtr 3: 0; 2007 Qtr 4: 1; 2008 Qtr 1: 0; 2008 Qtr 2: 0; 2008 Qtr 3: 0; 2008 Qtr 4: 0 | 1
0 | 316029-Single Family, Quality Insulation Installation, CZ 10 |  | 10 | Residential | AC_Cooling | 0 |  |  |  |  | 300 | 175 | 0 | 0 | 0 | 125 | 468.19 |  | kW | 0.51324 | 38.41 | Residential |  | Winter Only | [5 empty] | 20 | 0.8 |  |  |  | 0 | 0 | 1 | 0 | 0 | 0 | 0 | 0 | 0 | 0 | 0 | 0 | 2006 Qtr 1: 0; 2006 Qtr 2: 0; 2006 Qtr 3: 0; 2006 Qtr 4: 0; 2007 Qtr 1: 0; 2007 Qtr 2: 0; 2007 Qtr 3: 0; 2007 Qtr 4: 1; 2008 Qtr 1: 0; 2008 Qtr 2: 0; 2008 Qtr 3: 0; 2008 Qtr 4: 0 | 1
0 | 316039-Single Family, Tank Less Water Heater, CZ 10 |  | 10 | Residential | HorizAxisClothesWasher | 0 |  |  |  |  | 325 | 200 | 0 | 0 | 0 | 125 | 0 |  | kW | 0 | 83.52 | Residential |  | Annual | [5 empty] | 15 | 0.8 |  |  |  | 0 | 0 | 1 | 0 | 0 | 0 | 0 | 0 | 0 | 0 | 0 | 0 | 2006 Qtr 1: 0; 2006 Qtr 2: 0; 2006 Qtr 3: 0; 2006 Qtr 4: 0; 2007 Qtr 1: 0; 2007 Qtr 2: 0; 2007 Qtr 3: 0; 2007 Qtr 4: 1; 2008 Qtr 1: 0; 2008 Qtr 2: 0; 2008 Qtr 3: 0; 2008 Qtr 4: 0 | 1
0 | 316029-Single Family, Quality Insulation Installation, CZ 10 |  | 10 | Residential | AC_Cooling | 0 |  |  |  |  | 300 | 175 | 0 | 0 | 0 | 125 | 468.19 |  | kW | 0.51324 | 38.41 | Residential |  | Winter Only | [5 empty] | 20 | 0.8 |  |  |  | 0 | 0 | 1 | 0 | 0 | 0 | 0 | 0 | 0 | 0 | 0 | 0 | 2006 Qtr 1: 0; 2006 Qtr 2: 0; 2006 Qtr 3: 0; 2006 Qtr 4: 0; 2007 Qtr 1: 0; 2007 Qtr 2: 0; 2007 Qtr 3: 1; 2007 Qtr 4: 0; 2008 Qtr 1: 0; 2008 Qtr 2: 0; 2008 Qtr 3: 0; 2008 Qtr 4: 0 | 1
0 | 316039-Single Family, Tank Less Water Heater, CZ 10 |  | 10 | Residential | HorizAxisClothesWasher | 0 |  |  |  |  | 325 | 200 | 0 | 0 | 0 | 125 | 0 |  | kW | 0 | 83.52 | Residential |  | Annual | [5 empty] | 15 | 0.8 |  |  |  | 0 | 0 | 1 | 0 | 0 | 0 | 0 | 0 | 0 | 0 | 0 | 0 | 2006 Qtr 1: 0; 2006 Qtr 2: 0; 2006 Qtr 3: 0; 2006 Qtr 4: 0; 2007 Qtr 1: 0; 2007 Qtr 2: 0; 2007 Qtr 3: 1; 2007 Qtr 4: 0; 2008 Qtr 1: 0; 2008 Qtr 2: 0; 2008 Qtr 3: 0; 2008 Qtr 4: 0 | 1
0 | 316029-Single Family, Quality Insulation Installation, CZ 10 |  | 10 | Residential | AC_Cooling | 0 |  |  |  |  | 300 | 175 | 0 | 0 | 0 | 125 | 468.19 |  | kW | 0.51324 | 38.41 | Residential |  | Winter Only | [5 empty] | 20 | 0.8 |  |  |  | 0 | 0 | 1 | 0 | 0 | 0 | 0 | 0 | 0 | 0 | 0 | 0 | 2006 Qtr 1: 0; 2006 Qtr 2: 0; 2006 Qtr 3: 0; 2006 Qtr 4: 0; 2007 Qtr 1: 0; 2007 Qtr 2: 0; 2007 Qtr 3: 1; 2007 Qtr 4: 0; 2008 Qtr 1: 0; 2008 Qtr 2: 0; 2008 Qtr 3: 0; 2008 Qtr 4: 0 | 1
0 | 316039-Single Family, Tank Less Water Heater, CZ 10 |  | 10 | Residential | HorizAxisClothesWasher | 0 |  |  |  |  | 325 | 200 | 0 | 0 | 0 | 125 | 0 |  | kW | 0 | 83.52 | Residential |  | Annual | [5 empty] | 15 | 0.8 |  |  |  | 0 | 0 | 1 | 0 | 0 | 0 | 0 | 0 | 0 | 0 | 0 | 0 | 2006 Qtr 1: 0; 2006 Qtr 2: 0; 2006 Qtr 3: 0; 2006 Qtr 4: 0; 2007 Qtr 1: 0; 2007 Qtr 2: 0; 2007 Qtr 3: 1; 2007 Qtr 4: 0; 2008 Qtr 1: 0; 2008 Qtr 2: 0; 2008 Qtr 3: 0; 2008 Qtr 4: 0 | 1
0 | 316029-Single Family, Quality Insulation Installation, CZ 10 |  | 10 | Residential | AC_Cooling | 0 |  |  |  |  | 300 | 175 | 0 | 0 | 0 | 125 | 468.19 |  | kW | 0.51324 | 38.41 | Residential |  | Winter Only | [5 empty] | 20 | 0.8 |  |  |  | 0 | 0 | 1 | 0 | 0 | 0 | 0 | 0 | 0 | 0 | 0 | 0 | 2006 Qtr 1: 0; 2006 Qtr 2: 0; 2006 Qtr 3: 0; 2006 Qtr 4: 0; 2007 Qtr 1: 0; 2007 Qtr 2: 0; 2007 Qtr 3: 1; 2007 Qtr 4: 0; 2008 Qtr 1: 0; 2008 Qtr 2: 0; 2008 Qtr 3: 0; 2008 Qtr 4: 0 | 1
0 | 316039-Single Family, Tank Less Water Heater, CZ 10 |  | 10 | Residential | HorizAxisClothesWasher | 0 |  |  |  |  | 325 | 200 | 0 | 0 | 0 | 125 | 0 |  | kW | 0 | 83.52 | Residential |  | Annual | [5 empty] | 15 | 0.8 |  |  |  | 0 | 0 | 1 | 0 | 0 | 0 | 0 | 0 | 0 | 0 | 0 | 0 | 2006 Qtr 1: 0; 2006 Qtr 2: 0; 2006 Qtr 3: 0; 2006 Qtr 4: 0; 2007 Qtr 1: 0; 2007 Qtr 2: 0; 2007 Qtr 3: 1; 2007 Qtr 4: 0; 2008 Qtr 1: 0; 2008 Qtr 2: 0; 2008 Qtr 3: 0; 2008 Qtr 4: 0 | 1
0 | 316029-Single Family, Quality Insulation Installation, CZ 10 |  | 10 | Residential | AC_Cooling | 0 |  |  |  |  | 300 | 175 | 0 | 0 | 0 | 125 | 468.19 |  | kW | 0.51324 | 38.41 | Residential |  | Winter Only | [5 empty] | 20 | 0.8 |  |  |  | 0 | 0 | 1 | 0 | 0 | 0 | 0 | 0 | 0 | 0 | 0 | 0 | 2006 Qtr 1: 0; 2006 Qtr 2: 0; 2006 Qtr 3: 0; 2006 Qtr 4: 0; 2007 Qtr 1: 0; 2007 Qtr 2: 0; 2007 Qtr 3: 1; 2007 Qtr 4: 0; 2008 Qtr 1: 0; 2008 Qtr 2: 0; 2008 Qtr 3: 0; 2008 Qtr 4: 0 | 1
0 | 316039-Single Family, Tank Less Water Heater, CZ 10 |  | 10 | Residential | HorizAxisClothesWasher | 0 |  |  |  |  | 325 | 200 | 0 | 0 | 0 | 125 | 0 |  | kW | 0 | 83.52 | Residential |  | Annual | [5 empty] | 15 | 0.8 |  |  |  | 0 | 0 | 1 | 0 | 0 | 0 | 0 | 0 | 0 | 0 | 0 | 0 | 2006 Qtr 1: 0; 2006 Qtr 2: 0; 2006 Qtr 3: 0; 2006 Qtr 4: 0; 2007 Qtr 1: 0; 2007 Qtr 2: 0; 2007 Qtr 3: 1; 2007 Qtr 4: 0; 2008 Qtr 1: 0; 2008 Qtr 2: 0; 2008 Qtr 3: 0; 2008 Qtr 4: 0 | 1
0 | 316029-Single Family, Quality Insulation Installation, CZ 10 |  | 10 | Residential | AC_Cooling | 0 |  |  |  |  | 300 | 175 | 0 | 0 | 0 | 125 | 468.19 |  | kW | 0.51324 | 38.41 | Residential |  | Winter Only | [5 empty] | 20 | 0.8 |  |  |  | 0 | 0 | 1 | 0 | 0 | 0 | 0 | 0 | 0 | 0 | 0 | 0 | 2006 Qtr 1: 0; 2006 Qtr 2: 0; 2006 Qtr 3: 0; 2006 Qtr 4: 0; 2007 Qtr 1: 0; 2007 Qtr 2: 0; 2007 Qtr 3: 1; 2007 Qtr 4: 0; 2008 Qtr 1: 0; 2008 Qtr 2: 0; 2008 Qtr 3: 0; 2008 Qtr 4: 0 | 1
0 | 316039-Single Family, Tank Less Water Heater, CZ 10 |  | 10 | Residential | HorizAxisClothesWasher | 0 |  |  |  |  | 325 | 200 | 0 | 0 | 0 | 125 | 0 |  | kW | 0 | 83.52 | Residential |  | Annual | [5 empty] | 15 | 0.8 |  |  |  | 0 | 0 | 1 | 0 | 0 | 0 | 0 | 0 | 0 | 0 | 0 | 0 | 2006 Qtr 1: 0; 2006 Qtr 2: 0; 2006 Qtr 3: 0; 2006 Qtr 4: 0; 2007 Qtr 1: 0; 2007 Qtr 2: 0; 2007 Qtr 3: 1; 2007 Qtr 4: 0; 2008 Qtr 1: 0; 2008 Qtr 2: 0; 2008 Qtr 3: 0; 2008 Qtr 4: 0 | 1
0 | 316078-Multi-family, High Quality Insulation Installation, CZ 9 |  | 9 | Residential | AC_Cooling | 0 |  |  |  |  | 100 | 50 | 0 | 0 | 0 | 50 | 95.18 |  | kW | 0.10434 | 6.06 | Residential |  | Winter Only | [5 empty] | 20 | 0.8 |  |  |  | 0 | 0 | 38 | 0 | 0 | 0 | 0 | 0 | 0 | 0 | 0 | 0 | 2006 Qtr 1: 0; 2006 Qtr 2: 0; 2006 Qtr 3: 0; 2006 Qtr 4: 0; 2007 Qtr 1: 38; 2007 Qtr 2: 0; 2007 Qtr 3: 0; 2007 Qtr 4: 0; 2008 Qtr 1: 0; 2008 Qtr 2: 0; 2008 Qtr 3: 0; 2008 Qtr 4: 0 | 38
0 | 316023-Single Family, Quality Insulation Installation, CZ 4 |  | 6 | Residential | AC_Cooling | 0 |  |  |  |  | 300 | 175 | 0 | 0 | 0 | 125 | 96.39 |  | kW | 0.10566 | 52.51 | Residential |  | Winter Only | [5 empty] | 20 | 0.8 |  |  |  | 0 | 0 | 1 | 0 | 0 | 0 | 0 | 0 | 0 | 0 | 0 | 0 | 2006 Qtr 1: 0; 2006 Qtr 2: 0; 2006 Qtr 3: 0; 2006 Qtr 4: 0; 2007 Qtr 1: 0; 2007 Qtr 2: 0; 2007 Qtr 3: 0; 2007 Qtr 4: 1; 2008 Qtr 1: 0; 2008 Qtr 2: 0; 2008 Qtr 3: 0; 2008 Qtr 4: 0 | 1
0 | 316033-Single Family, Tank Less Water Heater, CZ 4 |  | 6 | Residential | HorizAxisClothesWasher | 0 |  |  |  |  | 325 | 200 | 0 | 0 | 0 | 125 | 0 |  | kW | 0 | 79.99 | Residential |  | Annual | [5 empty] | 15 | 0.8 |  |  |  | 0 | 0 | 1 | 0 | 0 | 0 | 0 | 0 | 0 | 0 | 0 | 0 | 2006 Qtr 1: 0; 2006 Qtr 2: 0; 2006 Qtr 3: 0; 2006 Qtr 4: 0; 2007 Qtr 1: 0; 2007 Qtr 2: 0; 2007 Qtr 3: 0; 2007 Qtr 4: 1; 2008 Qtr 1: 0; 2008 Qtr 2: 0; 2008 Qtr 3: 0; 2008 Qtr 4: 0 | 1
0 | 316023-Single Family, Quality Insulation Installation, CZ 4 |  | 6 | Residential | AC_Cooling | 0 |  |  |  |  | 300 | 175 | 0 | 0 | 0 | 125 | 96.39 |  | kW | 0.10566 | 52.51 | Residential |  | Winter Only | [5 empty] | 20 | 0.8 |  |  |  | 0 | 0 | 1 | 0 | 0 | 0 | 0 | 0 | 0 | 0 | 0 | 0 | 2006 Qtr 1: 0; 2006 Qtr 2: 0; 2006 Qtr 3: 0; 2006 Qtr 4: 0; 2007 Qtr 1: 0; 2007 Qtr 2: 0; 2007 Qtr 3: 0; 2007 Qtr 4: 1; 2008 Qtr 1: 0; 2008 Qtr 2: 0; 2008 Qtr 3: 0; 2008 Qtr 4: 0 | 1
0 | 316033-Single Family, Tank Less Water Heater, CZ 4 |  | 6 | Residential | HorizAxisClothesWasher | 0 |  |  |  |  | 325 | 200 | 0 | 0 | 0 | 125 | 0 |  | kW | 0 | 79.99 | Residential |  | Annual | [5 empty] | 15 | 0.8 |  |  |  | 0 | 0 | 1 | 0 | 0 | 0 | 0 | 0 | 0 | 0 | 0 | 0 | 2006 Qtr 1: 0; 2006 Qtr 2: 0; 2006 Qtr 3: 0; 2006 Qtr 4: 0; 2007 Qtr 1: 0; 2007 Qtr 2: 0; 2007 Qtr 3: 0; 2007 Qtr 4: 1; 2008 Qtr 1: 0; 2008 Qtr 2: 0; 2008 Qtr 3: 0; 2008 Qtr 4: 0 | 1
0 | 316023-Single Family, Quality Insulation Installation, CZ 4 |  | 6 | Residential | AC_Cooling | 0 |  |  |  |  | 300 | 175 | 0 | 0 | 0 | 125 | 96.39 |  | kW | 0.10566 | 52.51 | Residential |  | Winter Only | [5 empty] | 20 | 0.8 |  |  |  | 0 | 0 | 1 | 0 | 0 | 0 | 0 | 0 | 0 | 0 | 0 | 0 | 2006 Qtr 1: 0; 2006 Qtr 2: 0; 2006 Qtr 3: 0; 2006 Qtr 4: 0; 2007 Qtr 1: 0; 2007 Qtr 2: 0; 2007 Qtr 3: 0; 2007 Qtr 4: 1; 2008 Qtr 1: 0; 2008 Qtr 2: 0; 2008 Qtr 3: 0; 2008 Qtr 4: 0 | 1
0 | 316033-Single Family, Tank Less Water Heater, CZ 4 |  | 6 | Residential | HorizAxisClothesWasher | 0 |  |  |  |  | 325 | 200 | 0 | 0 | 0 | 125 | 0 |  | kW | 0 | 79.99 | Residential |  | Annual | [5 empty] | 15 | 0.8 |  |  |  | 0 | 0 | 1 | 0 | 0 | 0 | 0 | 0 | 0 | 0 | 0 | 0 | 2006 Qtr 1: 0; 2006 Qtr 2: 0; 2006 Qtr 3: 0; 2006 Qtr 4: 0; 2007 Qtr 1: 0; 2007 Qtr 2: 0; 2007 Qtr 3: 0; 2007 Qtr 4: 1; 2008 Qtr 1: 0; 2008 Qtr 2: 0; 2008 Qtr 3: 0; 2008 Qtr 4: 0 | 1
0 | 316023-Single Family, Quality Insulation Installation, CZ 4 |  | 6 | Residential | AC_Cooling | 0 |  |  |  |  | 300 | 175 | 0 | 0 | 0 | 125 | 96.39 |  | kW | 0.10566 | 52.51 | Residential |  | Winter Only | [5 empty] | 20 | 0.8 |  |  |  | 0 | 0 | 1 | 0 | 0 | 0 | 0 | 0 | 0 | 0 | 0 | 0 | 2006 Qtr 1: 0; 2006 Qtr 2: 0; 2006 Qtr 3: 0; 2006 Qtr 4: 0; 2007 Qtr 1: 0; 2007 Qtr 2: 0; 2007 Qtr 3: 0; 2007 Qtr 4: 1; 2008 Qtr 1: 0; 2008 Qtr 2: 0; 2008 Qtr 3: 0; 2008 Qtr 4: 0 | 1
0 | 316033-Single Family, Tank Less Water Heater, CZ 4 |  | 6 | Residential | HorizAxisClothesWasher | 0 |  |  |  |  | 325 | 200 | 0 | 0 | 0 | 125 | 0 |  | kW | 0 | 79.99 | Residential |  | Annual | [5 empty] | 15 | 0.8 |  |  |  | 0 | 0 | 1 | 0 | 0 | 0 | 0 | 0 | 0 | 0 | 0 | 0 | 2006 Qtr 1: 0; 2006 Qtr 2: 0; 2006 Qtr 3: 0; 2006 Qtr 4: 0; 2007 Qtr 1: 0; 2007 Qtr 2: 0; 2007 Qtr 3: 0; 2007 Qtr 4: 1; 2008 Qtr 1: 0; 2008 Qtr 2: 0; 2008 Qtr 3: 0; 2008 Qtr 4: 0 | 1
0 | 316023-Single Family, Quality Insulation Installation, CZ 4 |  | 6 | Residential | AC_Cooling | 0 |  |  |  |  | 300 | 175 | 0 | 0 | 0 | 125 | 96.39 |  | kW | 0.10566 | 52.51 | Residential |  | Winter Only | [5 empty] | 20 | 0.8 |  |  |  | 0 | 0 | 1 | 0 | 0 | 0 | 0 | 0 | 0 | 0 | 0 | 0 | 2006 Qtr 1: 0; 2006 Qtr 2: 0; 2006 Qtr 3: 0; 2006 Qtr 4: 0; 2007 Qtr 1: 0; 2007 Qtr 2: 0; 2007 Qtr 3: 0; 2007 Qtr 4: 1; 2008 Qtr 1: 0; 2008 Qtr 2: 0; 2008 Qtr 3: 0; 2008 Qtr 4: 0 | 1
0 | 316033-Single Family, Tank Less Water Heater, CZ 4 |  | 6 | Residential | HorizAxisClothesWasher | 0 |  |  |  |  | 325 | 200 | 0 | 0 | 0 | 125 | 0 |  | kW | 0 | 79.99 | Residential |  | Annual | [5 empty] | 15 | 0.8 |  |  |  | 0 | 0 | 1 | 0 | 0 | 0 | 0 | 0 | 0 | 0 | 0 | 0 | 2006 Qtr 1: 0; 2006 Qtr 2: 0; 2006 Qtr 3: 0; 2006 Qtr 4: 0; 2007 Qtr 1: 0; 2007 Qtr 2: 0; 2007 Qtr 3: 0; 2007 Qtr 4: 1; 2008 Qtr 1: 0; 2008 Qtr 2: 0; 2008 Qtr 3: 0; 2008 Qtr 4: 0 | 1
0 | 316023-Single Family, Quality Insulation Installation, CZ 4 |  | 6 | Residential | AC_Cooling | 0 |  |  |  |  | 300 | 175 | 0 | 0 | 0 | 125 | 96.39 |  | kW | 0.10566 | 52.51 | Residential |  | Winter Only | [5 empty] | 20 | 0.8 |  |  |  | 0 | 0 | 1 | 0 | 0 | 0 | 0 | 0 | 0 | 0 | 0 | 0 | 2006 Qtr 1: 0; 2006 Qtr 2: 0; 2006 Qtr 3: 0; 2006 Qtr 4: 0; 2007 Qtr 1: 0; 2007 Qtr 2: 0; 2007 Qtr 3: 0; 2007 Qtr 4: 1; 2008 Qtr 1: 0; 2008 Qtr 2: 0; 2008 Qtr 3: 0; 2008 Qtr 4: 0 | 1
0 | 316033-Single Family, Tank Less Water Heater, CZ 4 |  | 6 | Residential | HorizAxisClothesWasher | 0 |  |  |  |  | 325 | 200 | 0 | 0 | 0 | 125 | 0 |  | kW | 0 | 79.99 | Residential |  | Annual | [5 empty] | 15 | 0.8 |  |  |  | 0 | 0 | 1 | 0 | 0 | 0 | 0 | 0 | 0 | 0 | 0 | 0 | 2006 Qtr 1: 0; 2006 Qtr 2: 0; 2006 Qtr 3: 0; 2006 Qtr 4: 0; 2007 Qtr 1: 0; 2007 Qtr 2: 0; 2007 Qtr 3: 0; 2007 Qtr 4: 1; 2008 Qtr 1: 0; 2008 Qtr 2: 0; 2008 Qtr 3: 0; 2008 Qtr 4: 0 | 1
0 | 316023-Single Family, Quality Insulation Installation, CZ 4 |  | 6 | Residential | AC_Cooling | 0 |  |  |  |  | 300 | 175 | 0 | 0 | 0 | 125 | 96.39 |  | kW | 0.10566 | 52.51 | Residential |  | Winter Only | [5 empty] | 20 | 0.8 |  |  |  | 0 | 0 | 1 | 0 | 0 | 0 | 0 | 0 | 0 | 0 | 0 | 0 | 2006 Qtr 1: 0; 2006 Qtr 2: 0; 2006 Qtr 3: 0; 2006 Qtr 4: 0; 2007 Qtr 1: 0; 2007 Qtr 2: 0; 2007 Qtr 3: 0; 2007 Qtr 4: 1; 2008 Qtr 1: 0; 2008 Qtr 2: 0; 2008 Qtr 3: 0; 2008 Qtr 4: 0 | 1
0 | 316033-Single Family, Tank Less Water Heater, CZ 4 |  | 6 | Residential | HorizAxisClothesWasher | 0 |  |  |  |  | 325 | 200 | 0 | 0 | 0 | 125 | 0 |  | kW | 0 | 79.99 | Residential |  | Annual | [5 empty] | 15 | 0.8 |  |  |  | 0 | 0 | 1 | 0 | 0 | 0 | 0 | 0 | 0 | 0 | 0 | 0 | 2006 Qtr 1: 0; 2006 Qtr 2: 0; 2006 Qtr 3: 0; 2006 Qtr 4: 0; 2007 Qtr 1: 0; 2007 Qtr 2: 0; 2007 Qtr 3: 0; 2007 Qtr 4: 1; 2008 Qtr 1: 0; 2008 Qtr 2: 0; 2008 Qtr 3: 0; 2008 Qtr 4: 0 | 1
0 | 316023-Single Family, Quality Insulation Installation, CZ 4 |  | 6 | Residential | AC_Cooling | 0 |  |  |  |  | 300 | 175 | 0 | 0 | 0 | 125 | 96.39 |  | kW | 0.10566 | 52.51 | Residential |  | Winter Only | [5 empty] | 20 | 0.8 |  |  |  | 0 | 0 | 1 | 0 | 0 | 0 | 0 | 0 | 0 | 0 | 0 | 0 | 2006 Qtr 1: 0; 2006 Qtr 2: 0; 2006 Qtr 3: 0; 2006 Qtr 4: 0; 2007 Qtr 1: 0; 2007 Qtr 2: 0; 2007 Qtr 3: 0; 2007 Qtr 4: 1; 2008 Qtr 1: 0; 2008 Qtr 2: 0; 2008 Qtr 3: 0; 2008 Qtr 4: 0 | 1
0 | 316033-Single Family, Tank Less Water Heater, CZ 4 |  | 6 | Residential | HorizAxisClothesWasher | 0 |  |  |  |  | 325 | 200 | 0 | 0 | 0 | 125 | 0 |  | kW | 0 | 79.99 | Residential |  | Annual | [5 empty] | 15 | 0.8 |  |  |  | 0 | 0 | 1 | 0 | 0 | 0 | 0 | 0 | 0 | 0 | 0 | 0 | 2006 Qtr 1: 0; 2006 Qtr 2: 0; 2006 Qtr 3: 0; 2006 Qtr 4: 0; 2007 Qtr 1: 0; 2007 Qtr 2: 0; 2007 Qtr 3: 0; 2007 Qtr 4: 1; 2008 Qtr 1: 0; 2008 Qtr 2: 0; 2008 Qtr 3: 0; 2008 Qtr 4: 0 | 1
0 | 316023-Single Family, Quality Insulation Installation, CZ 4 |  | 6 | Residential | AC_Cooling | 0 |  |  |  |  | 300 | 175 | 0 | 0 | 0 | 125 | 96.39 |  | kW | 0.10566 | 52.51 | Residential |  | Winter Only | [5 empty] | 20 | 0.8 |  |  |  | 0 | 0 | 1 | 0 | 0 | 0 | 0 | 0 | 0 | 0 | 0 | 0 | 2006 Qtr 1: 0; 2006 Qtr 2: 0; 2006 Qtr 3: 0; 2006 Qtr 4: 0; 2007 Qtr 1: 0; 2007 Qtr 2: 0; 2007 Qtr 3: 0; 2007 Qtr 4: 1; 2008 Qtr 1: 0; 2008 Qtr 2: 0; 2008 Qtr 3: 0; 2008 Qtr 4: 0 | 1
0 | 316033-Single Family, Tank Less Water Heater, CZ 4 |  | 6 | Residential | HorizAxisClothesWasher | 0 |  |  |  |  | 325 | 200 | 0 | 0 | 0 | 125 | 0 |  | kW | 0 | 79.99 | Residential |  | Annual | [5 empty] | 15 | 0.8 |  |  |  | 0 | 0 | 1 | 0 | 0 | 0 | 0 | 0 | 0 | 0 | 0 | 0 | 2006 Qtr 1: 0; 2006 Qtr 2: 0; 2006 Qtr 3: 0; 2006 Qtr 4: 0; 2007 Qtr 1: 0; 2007 Qtr 2: 0; 2007 Qtr 3: 0; 2007 Qtr 4: 1; 2008 Qtr 1: 0; 2008 Qtr 2: 0; 2008 Qtr 3: 0; 2008 Qtr 4: 0 | 1
0 | 316023-Single Family, Quality Insulation Installation, CZ 4 |  | 6 | Residential | AC_Cooling | 0 |  |  |  |  | 300 | 175 | 0 | 0 | 0 | 125 | 96.39 |  | kW | 0.10566 | 52.51 | Residential |  | Winter Only | [5 empty] | 20 | 0.8 |  |  |  | 0 | 0 | 1 | 0 | 0 | 0 | 0 | 0 | 0 | 0 | 0 | 0 | 2006 Qtr 1: 0; 2006 Qtr 2: 0; 2006 Qtr 3: 0; 2006 Qtr 4: 0; 2007 Qtr 1: 0; 2007 Qtr 2: 0; 2007 Qtr 3: 0; 2007 Qtr 4: 1; 2008 Qtr 1: 0; 2008 Qtr 2: 0; 2008 Qtr 3: 0; 2008 Qtr 4: 0 | 1
0 | 316033-Single Family, Tank Less Water Heater, CZ 4 |  | 6 | Residential | HorizAxisClothesWasher | 0 |  |  |  |  | 325 | 200 | 0 | 0 | 0 | 125 | 0 |  | kW | 0 | 79.99 | Residential |  | Annual | [5 empty] | 15 | 0.8 |  |  |  | 0 | 0 | 1 | 0 | 0 | 0 | 0 | 0 | 0 | 0 | 0 | 0 | 2006 Qtr 1: 0; 2006 Qtr 2: 0; 2006 Qtr 3: 0; 2006 Qtr 4: 0; 2007 Qtr 1: 0; 2007 Qtr 2: 0; 2007 Qtr 3: 0; 2007 Qtr 4: 1; 2008 Qtr 1: 0; 2008 Qtr 2: 0; 2008 Qtr 3: 0; 2008 Qtr 4: 0 | 1
0 | 316023-Single Family, Quality Insulation Installation, CZ 4 |  | 6 | Residential | AC_Cooling | 0 |  |  |  |  | 300 | 175 | 0 | 0 | 0 | 125 | 96.39 |  | kW | 0.10566 | 52.51 | Residential |  | Winter Only | [5 empty] | 20 | 0.8 |  |  |  | 0 | 0 | 1 | 0 | 0 | 0 | 0 | 0 | 0 | 0 | 0 | 0 | 2006 Qtr 1: 0; 2006 Qtr 2: 0; 2006 Qtr 3: 0; 2006 Qtr 4: 0; 2007 Qtr 1: 0; 2007 Qtr 2: 0; 2007 Qtr 3: 0; 2007 Qtr 4: 1; 2008 Qtr 1: 0; 2008 Qtr 2: 0; 2008 Qtr 3: 0; 2008 Qtr 4: 0 | 1
0 | 316033-Single Family, Tank Less Water Heater, CZ 4 |  | 6 | Residential | HorizAxisClothesWasher | 0 |  |  |  |  | 325 | 200 | 0 | 0 | 0 | 125 | 0 |  | kW | 0 | 79.99 | Residential |  | Annual | [5 empty] | 15 | 0.8 |  |  |  | 0 | 0 | 1 | 0 | 0 | 0 | 0 | 0 | 0 | 0 | 0 | 0 | 2006 Qtr 1: 0; 2006 Qtr 2: 0; 2006 Qtr 3: 0; 2006 Qtr 4: 0; 2007 Qtr 1: 0; 2007 Qtr 2: 0; 2007 Qtr 3: 0; 2007 Qtr 4: 1; 2008 Qtr 1: 0; 2008 Qtr 2: 0; 2008 Qtr 3: 0; 2008 Qtr 4: 0 | 1
0 | 316023-Single Family, Quality Insulation Installation, CZ 4 |  | 6 | Residential | AC_Cooling | 0 |  |  |  |  | 300 | 175 | 0 | 0 | 0 | 125 | 96.39 |  | kW | 0.10566 | 52.51 | Residential |  | Winter Only | [5 empty] | 20 | 0.8 |  |  |  | 0 | 0 | 1 | 0 | 0 | 0 | 0 | 0 | 0 | 0 | 0 | 0 | 2006 Qtr 1: 0; 2006 Qtr 2: 0; 2006 Qtr 3: 0; 2006 Qtr 4: 0; 2007 Qtr 1: 0; 2007 Qtr 2: 0; 2007 Qtr 3: 0; 2007 Qtr 4: 1; 2008 Qtr 1: 0; 2008 Qtr 2: 0; 2008 Qtr 3: 0; 2008 Qtr 4: 0 | 1
0 | 316033-Single Family, Tank Less Water Heater, CZ 4 |  | 6 | Residential | HorizAxisClothesWasher | 0 |  |  |  |  | 325 | 200 | 0 | 0 | 0 | 125 | 0 |  | kW | 0 | 79.99 | Residential |  | Annual | [5 empty] | 15 | 0.8 |  |  |  | 0 | 0 | 1 | 0 | 0 | 0 | 0 | 0 | 0 | 0 | 0 | 0 | 2006 Qtr 1: 0; 2006 Qtr 2: 0; 2006 Qtr 3: 0; 2006 Qtr 4: 0; 2007 Qtr 1: 0; 2007 Qtr 2: 0; 2007 Qtr 3: 0; 2007 Qtr 4: 1; 2008 Qtr 1: 0; 2008 Qtr 2: 0; 2008 Qtr 3: 0; 2008 Qtr 4: 0 | 1
0 | 316023-Single Family, Quality Insulation Installation, CZ 4 |  | 6 | Residential | AC_Cooling | 0 |  |  |  |  | 300 | 175 | 0 | 0 | 0 | 125 | 96.39 |  | kW | 0.10566 | 52.51 | Residential |  | Winter Only | [5 empty] | 20 | 0.8 |  |  |  | 0 | 0 | 1 | 0 | 0 | 0 | 0 | 0 | 0 | 0 | 0 | 0 | 2006 Qtr 1: 0; 2006 Qtr 2: 0; 2006 Qtr 3: 0; 2006 Qtr 4: 0; 2007 Qtr 1: 0; 2007 Qtr 2: 0; 2007 Qtr 3: 0; 2007 Qtr 4: 1; 2008 Qtr 1: 0; 2008 Qtr 2: 0; 2008 Qtr 3: 0; 2008 Qtr 4: 0 | 1
0 | 316033-Single Family, Tank Less Water Heater, CZ 4 |  | 6 | Residential | HorizAxisClothesWasher | 0 |  |  |  |  | 325 | 200 | 0 | 0 | 0 | 125 | 0 |  | kW | 0 | 79.99 | Residential |  | Annual | [5 empty] | 15 | 0.8 |  |  |  | 0 | 0 | 1 | 0 | 0 | 0 | 0 | 0 | 0 | 0 | 0 | 0 | 2006 Qtr 1: 0; 2006 Qtr 2: 0; 2006 Qtr 3: 0; 2006 Qtr 4: 0; 2007 Qtr 1: 0; 2007 Qtr 2: 0; 2007 Qtr 3: 0; 2007 Qtr 4: 1; 2008 Qtr 1: 0; 2008 Qtr 2: 0; 2008 Qtr 3: 0; 2008 Qtr 4: 0 | 1
0 | 316023-Single Family, Quality Insulation Installation, CZ 4 |  | 6 | Residential | AC_Cooling | 0 |  |  |  |  | 300 | 175 | 0 | 0 | 0 | 125 | 96.39 |  | kW | 0.10566 | 52.51 | Residential |  | Winter Only | [5 empty] | 20 | 0.8 |  |  |  | 0 | 0 | 1 | 0 | 0 | 0 | 0 | 0 | 0 | 0 | 0 | 0 | 2006 Qtr 1: 0; 2006 Qtr 2: 0; 2006 Qtr 3: 0; 2006 Qtr 4: 0; 2007 Qtr 1: 0; 2007 Qtr 2: 0; 2007 Qtr 3: 0; 2007 Qtr 4: 1; 2008 Qtr 1: 0; 2008 Qtr 2: 0; 2008 Qtr 3: 0; 2008 Qtr 4: 0 | 1
0 | 316033-Single Family, Tank Less Water Heater, CZ 4 |  | 6 | Residential | HorizAxisClothesWasher | 0 |  |  |  |  | 325 | 200 | 0 | 0 | 0 | 125 | 0 |  | kW | 0 | 79.99 | Residential |  | Annual | [5 empty] | 15 | 0.8 |  |  |  | 0 | 0 | 1 | 0 | 0 | 0 | 0 | 0 | 0 | 0 | 0 | 0 | 2006 Qtr 1: 0; 2006 Qtr 2: 0; 2006 Qtr 3: 0; 2006 Qtr 4: 0; 2007 Qtr 1: 0; 2007 Qtr 2: 0; 2007 Qtr 3: 0; 2007 Qtr 4: 1; 2008 Qtr 1: 0; 2008 Qtr 2: 0; 2008 Qtr 3: 0; 2008 Qtr 4: 0 | 1
0 | 316023-Single Family, Quality Insulation Installation, CZ 4 |  | 6 | Residential | AC_Cooling | 0 |  |  |  |  | 300 | 175 | 0 | 0 | 0 | 125 | 96.39 |  | kW | 0.10566 | 52.51 | Residential |  | Winter Only | [5 empty] | 20 | 0.8 |  |  |  | 0 | 0 | 1 | 0 | 0 | 0 | 0 | 0 | 0 | 0 | 0 | 0 | 2006 Qtr 1: 0; 2006 Qtr 2: 0; 2006 Qtr 3: 0; 2006 Qtr 4: 0; 2007 Qtr 1: 0; 2007 Qtr 2: 0; 2007 Qtr 3: 0; 2007 Qtr 4: 1; 2008 Qtr 1: 0; 2008 Qtr 2: 0; 2008 Qtr 3: 0; 2008 Qtr 4: 0 | 1
0 | 316033-Single Family, Tank Less Water Heater, CZ 4 |  | 6 | Residential | HorizAxisClothesWasher | 0 |  |  |  |  | 325 | 200 | 0 | 0 | 0 | 125 | 0 |  | kW | 0 | 79.99 | Residential |  | Annual | [5 empty] | 15 | 0.8 |  |  |  | 0 | 0 | 1 | 0 | 0 | 0 | 0 | 0 | 0 | 0 | 0 | 0 | 2006 Qtr 1: 0; 2006 Qtr 2: 0; 2006 Qtr 3: 0; 2006 Qtr 4: 0; 2007 Qtr 1: 0; 2007 Qtr 2: 0; 2007 Qtr 3: 0; 2007 Qtr 4: 1; 2008 Qtr 1: 0; 2008 Qtr 2: 0; 2008 Qtr 3: 0; 2008 Qtr 4: 0 | 1
0 | 316023-Single Family, Quality Insulation Installation, CZ 4 |  | 6 | Residential | AC_Cooling | 0 |  |  |  |  | 300 | 175 | 0 | 0 | 0 | 125 | 96.39 |  | kW | 0.10566 | 52.51 | Residential |  | Winter Only | [5 empty] | 20 | 0.8 |  |  |  | 0 | 0 | 1 | 0 | 0 | 0 | 0 | 0 | 0 | 0 | 0 | 0 | 2006 Qtr 1: 0; 2006 Qtr 2: 0; 2006 Qtr 3: 0; 2006 Qtr 4: 0; 2007 Qtr 1: 0; 2007 Qtr 2: 0; 2007 Qtr 3: 0; 2007 Qtr 4: 1; 2008 Qtr 1: 0; 2008 Qtr 2: 0; 2008 Qtr 3: 0; 2008 Qtr 4: 0 | 1
0 | 316033-Single Family, Tank Less Water Heater, CZ 4 |  | 6 | Residential | HorizAxisClothesWasher | 0 |  |  |  |  | 325 | 200 | 0 | 0 | 0 | 125 | 0 |  | kW | 0 | 79.99 | Residential |  | Annual | [5 empty] | 15 | 0.8 |  |  |  | 0 | 0 | 1 | 0 | 0 | 0 | 0 | 0 | 0 | 0 | 0 | 0 | 2006 Qtr 1: 0; 2006 Qtr 2: 0; 2006 Qtr 3: 0; 2006 Qtr 4: 0; 2007 Qtr 1: 0; 2007 Qtr 2: 0; 2007 Qtr 3: 0; 2007 Qtr 4: 1; 2008 Qtr 1: 0; 2008 Qtr 2: 0; 2008 Qtr 3: 0; 2008 Qtr 4: 0 | 1
0 | 316023-Single Family, Quality Insulation Installation, CZ 4 |  | 6 | Residential | AC_Cooling | 0 |  |  |  |  | 300 | 175 | 0 | 0 | 0 | 125 | 96.39 |  | kW | 0.10566 | 52.51 | Residential |  | Winter Only | [5 empty] | 20 | 0.8 |  |  |  | 0 | 0 | 1 | 0 | 0 | 0 | 0 | 0 | 0 | 0 | 0 | 0 | 2006 Qtr 1: 0; 2006 Qtr 2: 0; 2006 Qtr 3: 0; 2006 Qtr 4: 0; 2007 Qtr 1: 0; 2007 Qtr 2: 0; 2007 Qtr 3: 0; 2007 Qtr 4: 1; 2008 Qtr 1: 0; 2008 Qtr 2: 0; 2008 Qtr 3: 0; 2008 Qtr 4: 0 | 1
0 | 316033-Single Family, Tank Less Water Heater, CZ 4 |  | 6 | Residential | HorizAxisClothesWasher | 0 |  |  |  |  | 325 | 200 | 0 | 0 | 0 | 125 | 0 |  | kW | 0 | 79.99 | Residential |  | Annual | [5 empty] | 15 | 0.8 |  |  |  | 0 | 0 | 1 | 0 | 0 | 0 | 0 | 0 | 0 | 0 | 0 | 0 | 2006 Qtr 1: 0; 2006 Qtr 2: 0; 2006 Qtr 3: 0; 2006 Qtr 4: 0; 2007 Qtr 1: 0; 2007 Qtr 2: 0; 2007 Qtr 3: 0; 2007 Qtr 4: 1; 2008 Qtr 1: 0; 2008 Qtr 2: 0; 2008 Qtr 3: 0; 2008 Qtr 4: 0 | 1
0 | 316023-Single Family, Quality Insulation Installation, CZ 4 |  | 6 | Residential | AC_Cooling | 0 |  |  |  |  | 300 | 175 | 0 | 0 | 0 | 125 | 96.39 |  | kW | 0.10566 | 52.51 | Residential |  | Winter Only | [5 empty] | 20 | 0.8 |  |  |  | 0 | 0 | 1 | 0 | 0 | 0 | 0 | 0 | 0 | 0 | 0 | 0 | 2006 Qtr 1: 0; 2006 Qtr 2: 0; 2006 Qtr 3: 0; 2006 Qtr 4: 0; 2007 Qtr 1: 0; 2007 Qtr 2: 0; 2007 Qtr 3: 0; 2007 Qtr 4: 1; 2008 Qtr 1: 0; 2008 Qtr 2: 0; 2008 Qtr 3: 0; 2008 Qtr 4: 0 | 1
0 | 316033-Single Family, Tank Less Water Heater, CZ 4 |  | 6 | Residential | HorizAxisClothesWasher | 0 |  |  |  |  | 325 | 200 | 0 | 0 | 0 | 125 | 0 |  | kW | 0 | 79.99 | Residential |  | Annual | [5 empty] | 15 | 0.8 |  |  |  | 0 | 0 | 1 | 0 | 0 | 0 | 0 | 0 | 0 | 0 | 0 | 0 | 2006 Qtr 1: 0; 2006 Qtr 2: 0; 2006 Qtr 3: 0; 2006 Qtr 4: 0; 2007 Qtr 1: 0; 2007 Qtr 2: 0; 2007 Qtr 3: 0; 2007 Qtr 4: 1; 2008 Qtr 1: 0; 2008 Qtr 2: 0; 2008 Qtr 3: 0; 2008 Qtr 4: 0 | 1
0 | 316023-Single Family, Quality Insulation Installation, CZ 4 |  | 6 | Residential | AC_Cooling | 0 |  |  |  |  | 300 | 175 | 0 | 0 | 0 | 125 | 96.39 |  | kW | 0.10566 | 52.51 | Residential |  | Winter Only | [5 empty] | 20 | 0.8 |  |  |  | 0 | 0 | 1 | 0 | 0 | 0 | 0 | 0 | 0 | 0 | 0 | 0 | 2006 Qtr 1: 0; 2006 Qtr 2: 0; 2006 Qtr 3: 0; 2006 Qtr 4: 0; 2007 Qtr 1: 0; 2007 Qtr 2: 0; 2007 Qtr 3: 0; 2007 Qtr 4: 1; 2008 Qtr 1: 0; 2008 Qtr 2: 0; 2008 Qtr 3: 0; 2008 Qtr 4: 0 | 1
0 | 316033-Single Family, Tank Less Water Heater, CZ 4 |  | 6 | Residential | HorizAxisClothesWasher | 0 |  |  |  |  | 325 | 200 | 0 | 0 | 0 | 125 | 0 |  | kW | 0 | 79.99 | Residential |  | Annual | [5 empty] | 15 | 0.8 |  |  |  | 0 | 0 | 1 | 0 | 0 | 0 | 0 | 0 | 0 | 0 | 0 | 0 | 2006 Qtr 1: 0; 2006 Qtr 2: 0; 2006 Qtr 3: 0; 2006 Qtr 4: 0; 2007 Qtr 1: 0; 2007 Qtr 2: 0; 2007 Qtr 3: 0; 2007 Qtr 4: 1; 2008 Qtr 1: 0; 2008 Qtr 2: 0; 2008 Qtr 3: 0; 2008 Qtr 4: 0 | 1
0 | 316023-Single Family, Quality Insulation Installation, CZ 4 |  | 6 | Residential | AC_Cooling | 0 |  |  |  |  | 300 | 175 | 0 | 0 | 0 | 125 | 96.39 |  | kW | 0.10566 | 52.51 | Residential |  | Winter Only | [5 empty] | 20 | 0.8 |  |  |  | 0 | 0 | 1 | 0 | 0 | 0 | 0 | 0 | 0 | 0 | 0 | 0 | 2006 Qtr 1: 0; 2006 Qtr 2: 0; 2006 Qtr 3: 0; 2006 Qtr 4: 0; 2007 Qtr 1: 0; 2007 Qtr 2: 0; 2007 Qtr 3: 0; 2007 Qtr 4: 1; 2008 Qtr 1: 0; 2008 Qtr 2: 0; 2008 Qtr 3: 0; 2008 Qtr 4: 0 | 1
0 | 316033-Single Family, Tank Less Water Heater, CZ 4 |  | 6 | Residential | HorizAxisClothesWasher | 0 |  |  |  |  | 325 | 200 | 0 | 0 | 0 | 125 | 0 |  | kW | 0 | 79.99 | Residential |  | Annual | [5 empty] | 15 | 0.8 |  |  |  | 0 | 0 | 1 | 0 | 0 | 0 | 0 | 0 | 0 | 0 | 0 | 0 | 2006 Qtr 1: 0; 2006 Qtr 2: 0; 2006 Qtr 3: 0; 2006 Qtr 4: 0; 2007 Qtr 1: 0; 2007 Qtr 2: 0; 2007 Qtr 3: 0; 2007 Qtr 4: 1; 2008 Qtr 1: 0; 2008 Qtr 2: 0; 2008 Qtr 3: 0; 2008 Qtr 4: 0 | 1
0 | 316023-Single Family, Quality Insulation Installation, CZ 4 |  | 6 | Residential | AC_Cooling | 0 |  |  |  |  | 300 | 175 | 0 | 0 | 0 | 125 | 96.39 |  | kW | 0.10566 | 52.51 | Residential |  | Winter Only | [5 empty] | 20 | 0.8 |  |  |  | 0 | 0 | 1 | 0 | 0 | 0 | 0 | 0 | 0 | 0 | 0 | 0 | 2006 Qtr 1: 0; 2006 Qtr 2: 0; 2006 Qtr 3: 0; 2006 Qtr 4: 0; 2007 Qtr 1: 0; 2007 Qtr 2: 0; 2007 Qtr 3: 0; 2007 Qtr 4: 1; 2008 Qtr 1: 0; 2008 Qtr 2: 0; 2008 Qtr 3: 0; 2008 Qtr 4: 0 | 1
0 | 316033-Single Family, Tank Less Water Heater, CZ 4 |  | 6 | Residential | HorizAxisClothesWasher | 0 |  |  |  |  | 325 | 200 | 0 | 0 | 0 | 125 | 0 |  | kW | 0 | 79.99 | Residential |  | Annual | [5 empty] | 15 | 0.8 |  |  |  | 0 | 0 | 1 | 0 | 0 | 0 | 0 | 0 | 0 | 0 | 0 | 0 | 2006 Qtr 1: 0; 2006 Qtr 2: 0; 2006 Qtr 3: 0; 2006 Qtr 4: 0; 2007 Qtr 1: 0; 2007 Qtr 2: 0; 2007 Qtr 3: 0; 2007 Qtr 4: 1; 2008 Qtr 1: 0; 2008 Qtr 2: 0; 2008 Qtr 3: 0; 2008 Qtr 4: 0 | 1
0 | 316023-Single Family, Quality Insulation Installation, CZ 4 |  | 6 | Residential | AC_Cooling | 0 |  |  |  |  | 300 | 175 | 0 | 0 | 0 | 125 | 96.39 |  | kW | 0.10566 | 52.51 | Residential |  | Winter Only | [5 empty] | 20 | 0.8 |  |  |  | 0 | 0 | 1 | 0 | 0 | 0 | 0 | 0 | 0 | 0 | 0 | 0 | 2006 Qtr 1: 0; 2006 Qtr 2: 0; 2006 Qtr 3: 0; 2006 Qtr 4: 0; 2007 Qtr 1: 0; 2007 Qtr 2: 0; 2007 Qtr 3: 0; 2007 Qtr 4: 1; 2008 Qtr 1: 0; 2008 Qtr 2: 0; 2008 Qtr 3: 0; 2008 Qtr 4: 0 | 1
0 | 316033-Single Family, Tank Less Water Heater, CZ 4 |  | 6 | Residential | HorizAxisClothesWasher | 0 |  |  |  |  | 325 | 200 | 0 | 0 | 0 | 125 | 0 |  | kW | 0 | 79.99 | Residential |  | Annual | [5 empty] | 15 | 0.8 |  |  |  | 0 | 0 | 1 | 0 | 0 | 0 | 0 | 0 | 0 | 0 | 0 | 0 | 2006 Qtr 1: 0; 2006 Qtr 2: 0; 2006 Qtr 3: 0; 2006 Qtr 4: 0; 2007 Qtr 1: 0; 2007 Qtr 2: 0; 2007 Qtr 3: 0; 2007 Qtr 4: 1; 2008 Qtr 1: 0; 2008 Qtr 2: 0; 2008 Qtr 3: 0; 2008 Qtr 4: 0 | 1
0 | 316023-Single Family, Quality Insulation Installation, CZ 4 |  | 6 | Residential | AC_Cooling | 0 |  |  |  |  | 300 | 175 | 0 | 0 | 0 | 125 | 96.39 |  | kW | 0.10566 | 52.51 | Residential |  | Winter Only | [5 empty] | 20 | 0.8 |  |  |  | 0 | 0 | 1 | 0 | 0 | 0 | 0 | 0 | 0 | 0 | 0 | 0 | 2006 Qtr 1: 0; 2006 Qtr 2: 0; 2006 Qtr 3: 0; 2006 Qtr 4: 0; 2007 Qtr 1: 0; 2007 Qtr 2: 0; 2007 Qtr 3: 0; 2007 Qtr 4: 1; 2008 Qtr 1: 0; 2008 Qtr 2: 0; 2008 Qtr 3: 0; 2008 Qtr 4: 0 | 1
0 | 316033-Single Family, Tank Less Water Heater, CZ 4 |  | 6 | Residential | HorizAxisClothesWasher | 0 |  |  |  |  | 325 | 200 | 0 | 0 | 0 | 125 | 0 |  | kW | 0 | 79.99 | Residential |  | Annual | [5 empty] | 15 | 0.8 |  |  |  | 0 | 0 | 1 | 0 | 0 | 0 | 0 | 0 | 0 | 0 | 0 | 0 | 2006 Qtr 1: 0; 2006 Qtr 2: 0; 2006 Qtr 3: 0; 2006 Qtr 4: 0; 2007 Qtr 1: 0; 2007 Qtr 2: 0; 2007 Qtr 3: 0; 2007 Qtr 4: 1; 2008 Qtr 1: 0; 2008 Qtr 2: 0; 2008 Qtr 3: 0; 2008 Qtr 4: 0 | 1
0 | 316023-Single Family, Quality Insulation Installation, CZ 4 |  | 6 | Residential | AC_Cooling | 0 |  |  |  |  | 300 | 175 | 0 | 0 | 0 | 125 | 96.39 |  | kW | 0.10566 | 52.51 | Residential |  | Winter Only | [5 empty] | 20 | 0.8 |  |  |  | 0 | 0 | 1 | 0 | 0 | 0 | 0 | 0 | 0 | 0 | 0 | 0 | 2006 Qtr 1: 0; 2006 Qtr 2: 0; 2006 Qtr 3: 0; 2006 Qtr 4: 0; 2007 Qtr 1: 0; 2007 Qtr 2: 0; 2007 Qtr 3: 0; 2007 Qtr 4: 1; 2008 Qtr 1: 0; 2008 Qtr 2: 0; 2008 Qtr 3: 0; 2008 Qtr 4: 0 | 1
0 | 316033-Single Family, Tank Less Water Heater, CZ 4 |  | 6 | Residential | HorizAxisClothesWasher | 0 |  |  |  |  | 325 | 200 | 0 | 0 | 0 | 125 | 0 |  | kW | 0 | 79.99 | Residential |  | Annual | [5 empty] | 15 | 0.8 |  |  |  | 0 | 0 | 1 | 0 | 0 | 0 | 0 | 0 | 0 | 0 | 0 | 0 | 2006 Qtr 1: 0; 2006 Qtr 2: 0; 2006 Qtr 3: 0; 2006 Qtr 4: 0; 2007 Qtr 1: 0; 2007 Qtr 2: 0; 2007 Qtr 3: 0; 2007 Qtr 4: 1; 2008 Qtr 1: 0; 2008 Qtr 2: 0; 2008 Qtr 3: 0; 2008 Qtr 4: 0 | 1
0 | 316023-Single Family, Quality Insulation Installation, CZ 4 |  | 6 | Residential | AC_Cooling | 0 |  |  |  |  | 300 | 175 | 0 | 0 | 0 | 125 | 96.39 |  | kW | 0.10566 | 52.51 | Residential |  | Winter Only | [5 empty] | 20 | 0.8 |  |  |  | 0 | 0 | 1 | 0 | 0 | 0 | 0 | 0 | 0 | 0 | 0 | 0 | 2006 Qtr 1: 0; 2006 Qtr 2: 0; 2006 Qtr 3: 0; 2006 Qtr 4: 0; 2007 Qtr 1: 0; 2007 Qtr 2: 0; 2007 Qtr 3: 0; 2007 Qtr 4: 1; 2008 Qtr 1: 0; 2008 Qtr 2: 0; 2008 Qtr 3: 0; 2008 Qtr 4: 0 | 1
0 | 316033-Single Family, Tank Less Water Heater, CZ 4 |  | 6 | Residential | HorizAxisClothesWasher | 0 |  |  |  |  | 325 | 200 | 0 | 0 | 0 | 125 | 0 |  | kW | 0 | 79.99 | Residential |  | Annual | [5 empty] | 15 | 0.8 |  |  |  | 0 | 0 | 1 | 0 | 0 | 0 | 0 | 0 | 0 | 0 | 0 | 0 | 2006 Qtr 1: 0; 2006 Qtr 2: 0; 2006 Qtr 3: 0; 2006 Qtr 4: 0; 2007 Qtr 1: 0; 2007 Qtr 2: 0; 2007 Qtr 3: 0; 2007 Qtr 4: 1; 2008 Qtr 1: 0; 2008 Qtr 2: 0; 2008 Qtr 3: 0; 2008 Qtr 4: 0 | 1
0 | 316023-Single Family, Quality Insulation Installation, CZ 4 |  | 6 | Residential | AC_Cooling | 0 |  |  |  |  | 300 | 175 | 0 | 0 | 0 | 125 | 96.39 |  | kW | 0.10566 | 52.51 | Residential |  | Winter Only | [5 empty] | 20 | 0.8 |  |  |  | 0 | 0 | 1 | 0 | 0 | 0 | 0 | 0 | 0 | 0 | 0 | 0 | 2006 Qtr 1: 0; 2006 Qtr 2: 0; 2006 Qtr 3: 0; 2006 Qtr 4: 0; 2007 Qtr 1: 0; 2007 Qtr 2: 0; 2007 Qtr 3: 0; 2007 Qtr 4: 1; 2008 Qtr 1: 0; 2008 Qtr 2: 0; 2008 Qtr 3: 0; 2008 Qtr 4: 0 | 1
0 | 316033-Single Family, Tank Less Water Heater, CZ 4 |  | 6 | Residential | HorizAxisClothesWasher | 0 |  |  |  |  | 325 | 200 | 0 | 0 | 0 | 125 | 0 |  | kW | 0 | 79.99 | Residential |  | Annual | [5 empty] | 15 | 0.8 |  |  |  | 0 | 0 | 1 | 0 | 0 | 0 | 0 | 0 | 0 | 0 | 0 | 0 | 2006 Qtr 1: 0; 2006 Qtr 2: 0; 2006 Qtr 3: 0; 2006 Qtr 4: 0; 2007 Qtr 1: 0; 2007 Qtr 2: 0; 2007 Qtr 3: 0; 2007 Qtr 4: 1; 2008 Qtr 1: 0; 2008 Qtr 2: 0; 2008 Qtr 3: 0; 2008 Qtr 4: 0 | 1
0 | 316023-Single Family, Quality Insulation Installation, CZ 4 |  | 6 | Residential | AC_Cooling | 0 |  |  |  |  | 300 | 175 | 0 | 0 | 0 | 125 | 96.39 |  | kW | 0.10566 | 52.51 | Residential |  | Winter Only | [5 empty] | 20 | 0.8 |  |  |  | 0 | 0 | 1 | 0 | 0 | 0 | 0 | 0 | 0 | 0 | 0 | 0 | 2006 Qtr 1: 0; 2006 Qtr 2: 0; 2006 Qtr 3: 0; 2006 Qtr 4: 0; 2007 Qtr 1: 0; 2007 Qtr 2: 0; 2007 Qtr 3: 0; 2007 Qtr 4: 1; 2008 Qtr 1: 0; 2008 Qtr 2: 0; 2008 Qtr 3: 0; 2008 Qtr 4: 0 | 1
0 | 316033-Single Family, Tank Less Water Heater, CZ 4 |  | 6 | Residential | HorizAxisClothesWasher | 0 |  |  |  |  | 325 | 200 | 0 | 0 | 0 | 125 | 0 |  | kW | 0 | 79.99 | Residential |  | Annual | [5 empty] | 15 | 0.8 |  |  |  | 0 | 0 | 1 | 0 | 0 | 0 | 0 | 0 | 0 | 0 | 0 | 0 | 2006 Qtr 1: 0; 2006 Qtr 2: 0; 2006 Qtr 3: 0; 2006 Qtr 4: 0; 2007 Qtr 1: 0; 2007 Qtr 2: 0; 2007 Qtr 3: 0; 2007 Qtr 4: 1; 2008 Qtr 1: 0; 2008 Qtr 2: 0; 2008 Qtr 3: 0; 2008 Qtr 4: 0 | 1
0 | 316023-Single Family, Quality Insulation Installation, CZ 4 |  | 6 | Residential | AC_Cooling | 0 |  |  |  |  | 300 | 175 | 0 | 0 | 0 | 125 | 96.39 |  | kW | 0.10566 | 52.51 | Residential |  | Winter Only | [5 empty] | 20 | 0.8 |  |  |  | 0 | 0 | 1 | 0 | 0 | 0 | 0 | 0 | 0 | 0 | 0 | 0 | 2006 Qtr 1: 0; 2006 Qtr 2: 0; 2006 Qtr 3: 0; 2006 Qtr 4: 0; 2007 Qtr 1: 0; 2007 Qtr 2: 0; 2007 Qtr 3: 0; 2007 Qtr 4: 1; 2008 Qtr 1: 0; 2008 Qtr 2: 0; 2008 Qtr 3: 0; 2008 Qtr 4: 0 | 1
0 | 316033-Single Family, Tank Less Water Heater, CZ 4 |  | 6 | Residential | HorizAxisClothesWasher | 0 |  |  |  |  | 325 | 200 | 0 | 0 | 0 | 125 | 0 |  | kW | 0 | 79.99 | Residential |  | Annual | [5 empty] | 15 | 0.8 |  |  |  | 0 | 0 | 1 | 0 | 0 | 0 | 0 | 0 | 0 | 0 | 0 | 0 | 2006 Qtr 1: 0; 2006 Qtr 2: 0; 2006 Qtr 3: 0; 2006 Qtr 4: 0; 2007 Qtr 1: 0; 2007 Qtr 2: 0; 2007 Qtr 3: 0; 2007 Qtr 4: 1; 2008 Qtr 1: 0; 2008 Qtr 2: 0; 2008 Qtr 3: 0; 2008 Qtr 4: 0 | 1
0 | 316023-Single Family, Quality Insulation Installation, CZ 4 |  | 6 | Residential | AC_Cooling | 0 |  |  |  |  | 300 | 175 | 0 | 0 | 0 | 125 | 96.39 |  | kW | 0.10566 | 52.51 | Residential |  | Winter Only | [5 empty] | 20 | 0.8 |  |  |  | 0 | 0 | 1 | 0 | 0 | 0 | 0 | 0 | 0 | 0 | 0 | 0 | 2006 Qtr 1: 0; 2006 Qtr 2: 0; 2006 Qtr 3: 0; 2006 Qtr 4: 0; 2007 Qtr 1: 0; 2007 Qtr 2: 0; 2007 Qtr 3: 0; 2007 Qtr 4: 1; 2008 Qtr 1: 0; 2008 Qtr 2: 0; 2008 Qtr 3: 0; 2008 Qtr 4: 0 | 1
0 | 316033-Single Family, Tank Less Water Heater, CZ 4 |  | 6 | Residential | HorizAxisClothesWasher | 0 |  |  |  |  | 325 | 200 | 0 | 0 | 0 | 125 | 0 |  | kW | 0 | 79.99 | Residential |  | Annual | [5 empty] | 15 | 0.8 |  |  |  | 0 | 0 | 1 | 0 | 0 | 0 | 0 | 0 | 0 | 0 | 0 | 0 | 2006 Qtr 1: 0; 2006 Qtr 2: 0; 2006 Qtr 3: 0; 2006 Qtr 4: 0; 2007 Qtr 1: 0; 2007 Qtr 2: 0; 2007 Qtr 3: 0; 2007 Qtr 4: 1; 2008 Qtr 1: 0; 2008 Qtr 2: 0; 2008 Qtr 3: 0; 2008 Qtr 4: 0 | 1
0 | 316023-Single Family, Quality Insulation Installation, CZ 4 |  | 6 | Residential | AC_Cooling | 0 |  |  |  |  | 300 | 175 | 0 | 0 | 0 | 125 | 96.39 |  | kW | 0.10566 | 52.51 | Residential |  | Winter Only | [5 empty] | 20 | 0.8 |  |  |  | 0 | 0 | 1 | 0 | 0 | 0 | 0 | 0 | 0 | 0 | 0 | 0 | 2006 Qtr 1: 0; 2006 Qtr 2: 0; 2006 Qtr 3: 0; 2006 Qtr 4: 0; 2007 Qtr 1: 0; 2007 Qtr 2: 0; 2007 Qtr 3: 0; 2007 Qtr 4: 1; 2008 Qtr 1: 0; 2008 Qtr 2: 0; 2008 Qtr 3: 0; 2008 Qtr 4: 0 | 1
0 | 316033-Single Family, Tank Less Water Heater, CZ 4 |  | 6 | Residential | HorizAxisClothesWasher | 0 |  |  |  |  | 325 | 200 | 0 | 0 | 0 | 125 | 0 |  | kW | 0 | 79.99 | Residential |  | Annual | [5 empty] | 15 | 0.8 |  |  |  | 0 | 0 | 1 | 0 | 0 | 0 | 0 | 0 | 0 | 0 | 0 | 0 | 2006 Qtr 1: 0; 2006 Qtr 2: 0; 2006 Qtr 3: 0; 2006 Qtr 4: 0; 2007 Qtr 1: 0; 2007 Qtr 2: 0; 2007 Qtr 3: 0; 2007 Qtr 4: 1; 2008 Qtr 1: 0; 2008 Qtr 2: 0; 2008 Qtr 3: 0; 2008 Qtr 4: 0 | 1
0 | 316023-Single Family, Quality Insulation Installation, CZ 4 |  | 6 | Residential | AC_Cooling | 0 |  |  |  |  | 300 | 175 | 0 | 0 | 0 | 125 | 96.39 |  | kW | 0.10566 | 52.51 | Residential |  | Winter Only | [5 empty] | 20 | 0.8 |  |  |  | 0 | 0 | 1 | 0 | 0 | 0 | 0 | 0 | 0 | 0 | 0 | 0 | 2006 Qtr 1: 0; 2006 Qtr 2: 0; 2006 Qtr 3: 0; 2006 Qtr 4: 0; 2007 Qtr 1: 0; 2007 Qtr 2: 0; 2007 Qtr 3: 0; 2007 Qtr 4: 1; 2008 Qtr 1: 0; 2008 Qtr 2: 0; 2008 Qtr 3: 0; 2008 Qtr 4: 0 | 1
0 | 316033-Single Family, Tank Less Water Heater, CZ 4 |  | 6 | Residential | HorizAxisClothesWasher | 0 |  |  |  |  | 325 | 200 | 0 | 0 | 0 | 125 | 0 |  | kW | 0 | 79.99 | Residential |  | Annual | [5 empty] | 15 | 0.8 |  |  |  | 0 | 0 | 1 | 0 | 0 | 0 | 0 | 0 | 0 | 0 | 0 | 0 | 2006 Qtr 1: 0; 2006 Qtr 2: 0; 2006 Qtr 3: 0; 2006 Qtr 4: 0; 2007 Qtr 1: 0; 2007 Qtr 2: 0; 2007 Qtr 3: 0; 2007 Qtr 4: 1; 2008 Qtr 1: 0; 2008 Qtr 2: 0; 2008 Qtr 3: 0; 2008 Qtr 4: 0 | 1
0 | 316023-Single Family, Quality Insulation Installation, CZ 4 |  | 6 | Residential | AC_Cooling | 0 |  |  |  |  | 300 | 175 | 0 | 0 | 0 | 125 | 96.39 |  | kW | 0.10566 | 52.51 | Residential |  | Winter Only | [5 empty] | 20 | 0.8 |  |  |  | 0 | 0 | 1 | 0 | 0 | 0 | 0 | 0 | 0 | 0 | 0 | 0 | 2006 Qtr 1: 0; 2006 Qtr 2: 0; 2006 Qtr 3: 0; 2006 Qtr 4: 0; 2007 Qtr 1: 0; 2007 Qtr 2: 0; 2007 Qtr 3: 0; 2007 Qtr 4: 1; 2008 Qtr 1: 0; 2008 Qtr 2: 0; 2008 Qtr 3: 0; 2008 Qtr 4: 0 | 1
0 | 316033-Single Family, Tank Less Water Heater, CZ 4 |  | 6 | Residential | HorizAxisClothesWasher | 0 |  |  |  |  | 325 | 200 | 0 | 0 | 0 | 125 | 0 |  | kW | 0 | 79.99 | Residential |  | Annual | [5 empty] | 15 | 0.8 |  |  |  | 0 | 0 | 1 | 0 | 0 | 0 | 0 | 0 | 0 | 0 | 0 | 0 | 2006 Qtr 1: 0; 2006 Qtr 2: 0; 2006 Qtr 3: 0; 2006 Qtr 4: 0; 2007 Qtr 1: 0; 2007 Qtr 2: 0; 2007 Qtr 3: 0; 2007 Qtr 4: 1; 2008 Qtr 1: 0; 2008 Qtr 2: 0; 2008 Qtr 3: 0; 2008 Qtr 4: 0 | 1
0 | 316023-Single Family, Quality Insulation Installation, CZ 4 |  | 6 | Residential | AC_Cooling | 0 |  |  |  |  | 300 | 175 | 0 | 0 | 0 | 125 | 96.39 |  | kW | 0.10566 | 52.51 | Residential |  | Winter Only | [5 empty] | 20 | 0.8 |  |  |  | 0 | 0 | 1 | 0 | 0 | 0 | 0 | 0 | 0 | 0 | 0 | 0 | 2006 Qtr 1: 0; 2006 Qtr 2: 0; 2006 Qtr 3: 0; 2006 Qtr 4: 0; 2007 Qtr 1: 0; 2007 Qtr 2: 0; 2007 Qtr 3: 0; 2007 Qtr 4: 1; 2008 Qtr 1: 0; 2008 Qtr 2: 0; 2008 Qtr 3: 0; 2008 Qtr 4: 0 | 1
0 | 316033-Single Family, Tank Less Water Heater, CZ 4 |  | 6 | Residential | HorizAxisClothesWasher | 0 |  |  |  |  | 325 | 200 | 0 | 0 | 0 | 125 | 0 |  | kW | 0 | 79.99 | Residential |  | Annual | [5 empty] | 15 | 0.8 |  |  |  | 0 | 0 | 1 | 0 | 0 | 0 | 0 | 0 | 0 | 0 | 0 | 0 | 2006 Qtr 1: 0; 2006 Qtr 2: 0; 2006 Qtr 3: 0; 2006 Qtr 4: 0; 2007 Qtr 1: 0; 2007 Qtr 2: 0; 2007 Qtr 3: 0; 2007 Qtr 4: 1; 2008 Qtr 1: 0; 2008 Qtr 2: 0; 2008 Qtr 3: 0; 2008 Qtr 4: 0 | 1
0 | 316023-Single Family, Quality Insulation Installation, CZ 4 |  | 6 | Residential | AC_Cooling | 0 |  |  |  |  | 300 | 175 | 0 | 0 | 0 | 125 | 96.39 |  | kW | 0.10566 | 52.51 | Residential |  | Winter Only | [5 empty] | 20 | 0.8 |  |  |  | 0 | 0 | 1 | 0 | 0 | 0 | 0 | 0 | 0 | 0 | 0 | 0 | 2006 Qtr 1: 0; 2006 Qtr 2: 0; 2006 Qtr 3: 0; 2006 Qtr 4: 0; 2007 Qtr 1: 0; 2007 Qtr 2: 0; 2007 Qtr 3: 0; 2007 Qtr 4: 1; 2008 Qtr 1: 0; 2008 Qtr 2: 0; 2008 Qtr 3: 0; 2008 Qtr 4: 0 | 1
0 | 316033-Single Family, Tank Less Water Heater, CZ 4 |  | 6 | Residential | HorizAxisClothesWasher | 0 |  |  |  |  | 325 | 200 | 0 | 0 | 0 | 125 | 0 |  | kW | 0 | 79.99 | Residential |  | Annual | [5 empty] | 15 | 0.8 |  |  |  | 0 | 0 | 1 | 0 | 0 | 0 | 0 | 0 | 0 | 0 | 0 | 0 | 2006 Qtr 1: 0; 2006 Qtr 2: 0; 2006 Qtr 3: 0; 2006 Qtr 4: 0; 2007 Qtr 1: 0; 2007 Qtr 2: 0; 2007 Qtr 3: 0; 2007 Qtr 4: 1; 2008 Qtr 1: 0; 2008 Qtr 2: 0; 2008 Qtr 3: 0; 2008 Qtr 4: 0 | 1
0 | 316023-Single Family, Quality Insulation Installation, CZ 4 |  | 6 | Residential | AC_Cooling | 0 |  |  |  |  | 300 | 175 | 0 | 0 | 0 | 125 | 96.39 |  | kW | 0.10566 | 52.51 | Residential |  | Winter Only | [5 empty] | 20 | 0.8 |  |  |  | 0 | 0 | 1 | 0 | 0 | 0 | 0 | 0 | 0 | 0 | 0 | 0 | 2006 Qtr 1: 0; 2006 Qtr 2: 0; 2006 Qtr 3: 0; 2006 Qtr 4: 0; 2007 Qtr 1: 0; 2007 Qtr 2: 0; 2007 Qtr 3: 0; 2007 Qtr 4: 1; 2008 Qtr 1: 0; 2008 Qtr 2: 0; 2008 Qtr 3: 0; 2008 Qtr 4: 0 | 1
0 | 316033-Single Family, Tank Less Water Heater, CZ 4 |  | 6 | Residential | HorizAxisClothesWasher | 0 |  |  |  |  | 325 | 200 | 0 | 0 | 0 | 125 | 0 |  | kW | 0 | 79.99 | Residential |  | Annual | [5 empty] | 15 | 0.8 |  |  |  | 0 | 0 | 1 | 0 | 0 | 0 | 0 | 0 | 0 | 0 | 0 | 0 | 2006 Qtr 1: 0; 2006 Qtr 2: 0; 2006 Qtr 3: 0; 2006 Qtr 4: 0; 2007 Qtr 1: 0; 2007 Qtr 2: 0; 2007 Qtr 3: 0; 2007 Qtr 4: 1; 2008 Qtr 1: 0; 2008 Qtr 2: 0; 2008 Qtr 3: 0; 2008 Qtr 4: 0 | 1
0 | 316023-Single Family, Quality Insulation Installation, CZ 4 |  | 6 | Residential | AC_Cooling | 0 |  |  |  |  | 300 | 175 | 0 | 0 | 0 | 125 | 96.39 |  | kW | 0.10566 | 52.51 | Residential |  | Winter Only | [5 empty] | 20 | 0.8 |  |  |  | 0 | 0 | 1 | 0 | 0 | 0 | 0 | 0 | 0 | 0 | 0 | 0 | 2006 Qtr 1: 0; 2006 Qtr 2: 0; 2006 Qtr 3: 0; 2006 Qtr 4: 0; 2007 Qtr 1: 0; 2007 Qtr 2: 0; 2007 Qtr 3: 0; 2007 Qtr 4: 1; 2008 Qtr 1: 0; 2008 Qtr 2: 0; 2008 Qtr 3: 0; 2008 Qtr 4: 0 | 1
0 | 316033-Single Family, Tank Less Water Heater, CZ 4 |  | 6 | Residential | HorizAxisClothesWasher | 0 |  |  |  |  | 325 | 200 | 0 | 0 | 0 | 125 | 0 |  | kW | 0 | 79.99 | Residential |  | Annual | [5 empty] | 15 | 0.8 |  |  |  | 0 | 0 | 1 | 0 | 0 | 0 | 0 | 0 | 0 | 0 | 0 | 0 | 2006 Qtr 1: 0; 2006 Qtr 2: 0; 2006 Qtr 3: 0; 2006 Qtr 4: 0; 2007 Qtr 1: 0; 2007 Qtr 2: 0; 2007 Qtr 3: 0; 2007 Qtr 4: 1; 2008 Qtr 1: 0; 2008 Qtr 2: 0; 2008 Qtr 3: 0; 2008 Qtr 4: 0 | 1
0 | 316023-Single Family, Quality Insulation Installation, CZ 4 |  | 6 | Residential | AC_Cooling | 0 |  |  |  |  | 300 | 175 | 0 | 0 | 0 | 125 | 96.39 |  | kW | 0.10566 | 52.51 | Residential |  | Winter Only | [5 empty] | 20 | 0.8 |  |  |  | 0 | 0 | 1 | 0 | 0 | 0 | 0 | 0 | 0 | 0 | 0 | 0 | 2006 Qtr 1: 0; 2006 Qtr 2: 0; 2006 Qtr 3: 0; 2006 Qtr 4: 0; 2007 Qtr 1: 0; 2007 Qtr 2: 0; 2007 Qtr 3: 0; 2007 Qtr 4: 1; 2008 Qtr 1: 0; 2008 Qtr 2: 0; 2008 Qtr 3: 0; 2008 Qtr 4: 0 | 1
0 | 316033-Single Family, Tank Less Water Heater, CZ 4 |  | 6 | Residential | HorizAxisClothesWasher | 0 |  |  |  |  | 325 | 200 | 0 | 0 | 0 | 125 | 0 |  | kW | 0 | 79.99 | Residential |  | Annual | [5 empty] | 15 | 0.8 |  |  |  | 0 | 0 | 1 | 0 | 0 | 0 | 0 | 0 | 0 | 0 | 0 | 0 | 2006 Qtr 1: 0; 2006 Qtr 2: 0; 2006 Qtr 3: 0; 2006 Qtr 4: 0; 2007 Qtr 1: 0; 2007 Qtr 2: 0; 2007 Qtr 3: 0; 2007 Qtr 4: 1; 2008 Qtr 1: 0; 2008 Qtr 2: 0; 2008 Qtr 3: 0; 2008 Qtr 4: 0 | 1
0 | 316023-Single Family, Quality Insulation Installation, CZ 4 |  | 6 | Residential | AC_Cooling | 0 |  |  |  |  | 300 | 175 | 0 | 0 | 0 | 125 | 96.39 |  | kW | 0.10566 | 52.51 | Residential |  | Winter Only | [5 empty] | 20 | 0.8 |  |  |  | 0 | 0 | 1 | 0 | 0 | 0 | 0 | 0 | 0 | 0 | 0 | 0 | 2006 Qtr 1: 0; 2006 Qtr 2: 0; 2006 Qtr 3: 0; 2006 Qtr 4: 0; 2007 Qtr 1: 0; 2007 Qtr 2: 0; 2007 Qtr 3: 0; 2007 Qtr 4: 1; 2008 Qtr 1: 0; 2008 Qtr 2: 0; 2008 Qtr 3: 0; 2008 Qtr 4: 0 | 1
0 | 316033-Single Family, Tank Less Water Heater, CZ 4 |  | 6 | Residential | HorizAxisClothesWasher | 0 |  |  |  |  | 325 | 200 | 0 | 0 | 0 | 125 | 0 |  | kW | 0 | 79.99 | Residential |  | Annual | [5 empty] | 15 | 0.8 |  |  |  | 0 | 0 | 1 | 0 | 0 | 0 | 0 | 0 | 0 | 0 | 0 | 0 | 2006 Qtr 1: 0; 2006 Qtr 2: 0; 2006 Qtr 3: 0; 2006 Qtr 4: 0; 2007 Qtr 1: 0; 2007 Qtr 2: 0; 2007 Qtr 3: 0; 2007 Qtr 4: 1; 2008 Qtr 1: 0; 2008 Qtr 2: 0; 2008 Qtr 3: 0; 2008 Qtr 4: 0 | 1
0 | 316023-Single Family, Quality Insulation Installation, CZ 4 |  | 6 | Residential | AC_Cooling | 0 |  |  |  |  | 300 | 175 | 0 | 0 | 0 | 125 | 96.39 |  | kW | 0.10566 | 52.51 | Residential |  | Winter Only | [5 empty] | 20 | 0.8 |  |  |  | 0 | 0 | 1 | 0 | 0 | 0 | 0 | 0 | 0 | 0 | 0 | 0 | 2006 Qtr 1: 0; 2006 Qtr 2: 0; 2006 Qtr 3: 0; 2006 Qtr 4: 0; 2007 Qtr 1: 0; 2007 Qtr 2: 0; 2007 Qtr 3: 0; 2007 Qtr 4: 1; 2008 Qtr 1: 0; 2008 Qtr 2: 0; 2008 Qtr 3: 0; 2008 Qtr 4: 0 | 1
0 | 316033-Single Family, Tank Less Water Heater, CZ 4 |  | 6 | Residential | HorizAxisClothesWasher | 0 |  |  |  |  | 325 | 200 | 0 | 0 | 0 | 125 | 0 |  | kW | 0 | 79.99 | Residential |  | Annual | [5 empty] | 15 | 0.8 |  |  |  | 0 | 0 | 1 | 0 | 0 | 0 | 0 | 0 | 0 | 0 | 0 | 0 | 2006 Qtr 1: 0; 2006 Qtr 2: 0; 2006 Qtr 3: 0; 2006 Qtr 4: 0; 2007 Qtr 1: 0; 2007 Qtr 2: 0; 2007 Qtr 3: 0; 2007 Qtr 4: 1; 2008 Qtr 1: 0; 2008 Qtr 2: 0; 2008 Qtr 3: 0; 2008 Qtr 4: 0 | 1
0 | 316023-Single Family, Quality Insulation Installation, CZ 4 |  | 6 | Residential | AC_Cooling | 0 |  |  |  |  | 300 | 175 | 0 | 0 | 0 | 125 | 96.39 |  | kW | 0.10566 | 52.51 | Residential |  | Winter Only | [5 empty] | 20 | 0.8 |  |  |  | 0 | 0 | 1 | 0 | 0 | 0 | 0 | 0 | 0 | 0 | 0 | 0 | 2006 Qtr 1: 0; 2006 Qtr 2: 0; 2006 Qtr 3: 0; 2006 Qtr 4: 0; 2007 Qtr 1: 0; 2007 Qtr 2: 0; 2007 Qtr 3: 0; 2007 Qtr 4: 1; 2008 Qtr 1: 0; 2008 Qtr 2: 0; 2008 Qtr 3: 0; 2008 Qtr 4: 0 | 1
0 | 316033-Single Family, Tank Less Water Heater, CZ 4 |  | 6 | Residential | HorizAxisClothesWasher | 0 |  |  |  |  | 325 | 200 | 0 | 0 | 0 | 125 | 0 |  | kW | 0 | 79.99 | Residential |  | Annual | [5 empty] | 15 | 0.8 |  |  |  | 0 | 0 | 1 | 0 | 0 | 0 | 0 | 0 | 0 | 0 | 0 | 0 | 2006 Qtr 1: 0; 2006 Qtr 2: 0; 2006 Qtr 3: 0; 2006 Qtr 4: 0; 2007 Qtr 1: 0; 2007 Qtr 2: 0; 2007 Qtr 3: 0; 2007 Qtr 4: 1; 2008 Qtr 1: 0; 2008 Qtr 2: 0; 2008 Qtr 3: 0; 2008 Qtr 4: 0 | 1
0 | 316023-Single Family, Quality Insulation Installation, CZ 4 |  | 6 | Residential | AC_Cooling | 0 |  |  |  |  | 300 | 175 | 0 | 0 | 0 | 125 | 96.39 |  | kW | 0.10566 | 52.51 | Residential |  | Winter Only | [5 empty] | 20 | 0.8 |  |  |  | 0 | 0 | 1 | 0 | 0 | 0 | 0 | 0 | 0 | 0 | 0 | 0 | 2006 Qtr 1: 0; 2006 Qtr 2: 0; 2006 Qtr 3: 0; 2006 Qtr 4: 0; 2007 Qtr 1: 0; 2007 Qtr 2: 0; 2007 Qtr 3: 0; 2007 Qtr 4: 1; 2008 Qtr 1: 0; 2008 Qtr 2: 0; 2008 Qtr 3: 0; 2008 Qtr 4: 0 | 1
0 | 316033-Single Family, Tank Less Water Heater, CZ 4 |  | 6 | Residential | HorizAxisClothesWasher | 0 |  |  |  |  | 325 | 200 | 0 | 0 | 0 | 125 | 0 |  | kW | 0 | 79.99 | Residential |  | Annual | [5 empty] | 15 | 0.8 |  |  |  | 0 | 0 | 1 | 0 | 0 | 0 | 0 | 0 | 0 | 0 | 0 | 0 | 2006 Qtr 1: 0; 2006 Qtr 2: 0; 2006 Qtr 3: 0; 2006 Qtr 4: 0; 2007 Qtr 1: 0; 2007 Qtr 2: 0; 2007 Qtr 3: 0; 2007 Qtr 4: 1; 2008 Qtr 1: 0; 2008 Qtr 2: 0; 2008 Qtr 3: 0; 2008 Qtr 4: 0 | 1
0 | 316023-Single Family, Quality Insulation Installation, CZ 4 |  | 6 | Residential | AC_Cooling | 0 |  |  |  |  | 300 | 175 | 0 | 0 | 0 | 125 | 96.39 |  | kW | 0.10566 | 52.51 | Residential |  | Winter Only | [5 empty] | 20 | 0.8 |  |  |  | 0 | 0 | 1 | 0 | 0 | 0 | 0 | 0 | 0 | 0 | 0 | 0 | 2006 Qtr 1: 0; 2006 Qtr 2: 0; 2006 Qtr 3: 0; 2006 Qtr 4: 0; 2007 Qtr 1: 0; 2007 Qtr 2: 0; 2007 Qtr 3: 0; 2007 Qtr 4: 1; 2008 Qtr 1: 0; 2008 Qtr 2: 0; 2008 Qtr 3: 0; 2008 Qtr 4: 0 | 1
0 | 316033-Single Family, Tank Less Water Heater, CZ 4 |  | 6 | Residential | HorizAxisClothesWasher | 0 |  |  |  |  | 325 | 200 | 0 | 0 | 0 | 125 | 0 |  | kW | 0 | 79.99 | Residential |  | Annual | [5 empty] | 15 | 0.8 |  |  |  | 0 | 0 | 1 | 0 | 0 | 0 | 0 | 0 | 0 | 0 | 0 | 0 | 2006 Qtr 1: 0; 2006 Qtr 2: 0; 2006 Qtr 3: 0; 2006 Qtr 4: 0; 2007 Qtr 1: 0; 2007 Qtr 2: 0; 2007 Qtr 3: 0; 2007 Qtr 4: 1; 2008 Qtr 1: 0; 2008 Qtr 2: 0; 2008 Qtr 3: 0; 2008 Qtr 4: 0 | 1
0 | 316023-Single Family, Quality Insulation Installation, CZ 4 |  | 6 | Residential | AC_Cooling | 0 |  |  |  |  | 300 | 175 | 0 | 0 | 0 | 125 | 96.39 |  | kW | 0.10566 | 52.51 | Residential |  | Winter Only | [5 empty] | 20 | 0.8 |  |  |  | 0 | 0 | 1 | 0 | 0 | 0 | 0 | 0 | 0 | 0 | 0 | 0 | 2006 Qtr 1: 0; 2006 Qtr 2: 0; 2006 Qtr 3: 0; 2006 Qtr 4: 0; 2007 Qtr 1: 0; 2007 Qtr 2: 0; 2007 Qtr 3: 0; 2007 Qtr 4: 1; 2008 Qtr 1: 0; 2008 Qtr 2: 0; 2008 Qtr 3: 0; 2008 Qtr 4: 0 | 1
0 | 316033-Single Family, Tank Less Water Heater, CZ 4 |  | 6 | Residential | HorizAxisClothesWasher | 0 |  |  |  |  | 325 | 200 | 0 | 0 | 0 | 125 | 0 |  | kW | 0 | 79.99 | Residential |  | Annual | [5 empty] | 15 | 0.8 |  |  |  | 0 | 0 | 1 | 0 | 0 | 0 | 0 | 0 | 0 | 0 | 0 | 0 | 2006 Qtr 1: 0; 2006 Qtr 2: 0; 2006 Qtr 3: 0; 2006 Qtr 4: 0; 2007 Qtr 1: 0; 2007 Qtr 2: 0; 2007 Qtr 3: 0; 2007 Qtr 4: 1; 2008 Qtr 1: 0; 2008 Qtr 2: 0; 2008 Qtr 3: 0; 2008 Qtr 4: 0 | 1
0 | 316023-Single Family, Quality Insulation Installation, CZ 4 |  | 6 | Residential | AC_Cooling | 0 |  |  |  |  | 300 | 175 | 0 | 0 | 0 | 125 | 96.39 |  | kW | 0.10566 | 52.51 | Residential |  | Winter Only | [5 empty] | 20 | 0.8 |  |  |  | 0 | 0 | 1 | 0 | 0 | 0 | 0 | 0 | 0 | 0 | 0 | 0 | 2006 Qtr 1: 0; 2006 Qtr 2: 0; 2006 Qtr 3: 0; 2006 Qtr 4: 0; 2007 Qtr 1: 0; 2007 Qtr 2: 0; 2007 Qtr 3: 0; 2007 Qtr 4: 1; 2008 Qtr 1: 0; 2008 Qtr 2: 0; 2008 Qtr 3: 0; 2008 Qtr 4: 0 | 1
0 | 316033-Single Family, Tank Less Water Heater, CZ 4 |  | 6 | Residential | HorizAxisClothesWasher | 0 |  |  |  |  | 325 | 200 | 0 | 0 | 0 | 125 | 0 |  | kW | 0 | 79.99 | Residential |  | Annual | [5 empty] | 15 | 0.8 |  |  |  | 0 | 0 | 1 | 0 | 0 | 0 | 0 | 0 | 0 | 0 | 0 | 0 | 2006 Qtr 1: 0; 2006 Qtr 2: 0; 2006 Qtr 3: 0; 2006 Qtr 4: 0; 2007 Qtr 1: 0; 2007 Qtr 2: 0; 2007 Qtr 3: 0; 2007 Qtr 4: 1; 2008 Qtr 1: 0; 2008 Qtr 2: 0; 2008 Qtr 3: 0; 2008 Qtr 4: 0 | 1
0 | 316023-Single Family, Quality Insulation Installation, CZ 4 |  | 6 | Residential | AC_Cooling | 0 |  |  |  |  | 300 | 175 | 0 | 0 | 0 | 125 | 96.39 |  | kW | 0.10566 | 52.51 | Residential |  | Winter Only | [5 empty] | 20 | 0.8 |  |  |  | 0 | 0 | 1 | 0 | 0 | 0 | 0 | 0 | 0 | 0 | 0 | 0 | 2006 Qtr 1: 0; 2006 Qtr 2: 0; 2006 Qtr 3: 0; 2006 Qtr 4: 0; 2007 Qtr 1: 0; 2007 Qtr 2: 0; 2007 Qtr 3: 0; 2007 Qtr 4: 1; 2008 Qtr 1: 0; 2008 Qtr 2: 0; 2008 Qtr 3: 0; 2008 Qtr 4: 0 | 1
0 | 316033-Single Family, Tank Less Water Heater, CZ 4 |  | 6 | Residential | HorizAxisClothesWasher | 0 |  |  |  |  | 325 | 200 | 0 | 0 | 0 | 125 | 0 |  | kW | 0 | 79.99 | Residential |  | Annual | [5 empty] | 15 | 0.8 |  |  |  | 0 | 0 | 1 | 0 | 0 | 0 | 0 | 0 | 0 | 0 | 0 | 0 | 2006 Qtr 1: 0; 2006 Qtr 2: 0; 2006 Qtr 3: 0; 2006 Qtr 4: 0; 2007 Qtr 1: 0; 2007 Qtr 2: 0; 2007 Qtr 3: 0; 2007 Qtr 4: 1; 2008 Qtr 1: 0; 2008 Qtr 2: 0; 2008 Qtr 3: 0; 2008 Qtr 4: 0 | 1
0 | 316023-Single Family, Quality Insulation Installation, CZ 4 |  | 6 | Residential | AC_Cooling | 0 |  |  |  |  | 300 | 175 | 0 | 0 | 0 | 125 | 96.39 |  | kW | 0.10566 | 52.51 | Residential |  | Winter Only | [5 empty] | 20 | 0.8 |  |  |  | 0 | 0 | 1 | 0 | 0 | 0 | 0 | 0 | 0 | 0 | 0 | 0 | 2006 Qtr 1: 0; 2006 Qtr 2: 0; 2006 Qtr 3: 0; 2006 Qtr 4: 0; 2007 Qtr 1: 0; 2007 Qtr 2: 0; 2007 Qtr 3: 0; 2007 Qtr 4: 1; 2008 Qtr 1: 0; 2008 Qtr 2: 0; 2008 Qtr 3: 0; 2008 Qtr 4: 0 | 1
0 | 316033-Single Family, Tank Less Water Heater, CZ 4 |  | 6 | Residential | HorizAxisClothesWasher | 0 |  |  |  |  | 325 | 200 | 0 | 0 | 0 | 125 | 0 |  | kW | 0 | 79.99 | Residential |  | Annual | [5 empty] | 15 | 0.8 |  |  |  | 0 | 0 | 1 | 0 | 0 | 0 | 0 | 0 | 0 | 0 | 0 | 0 | 2006 Qtr 1: 0; 2006 Qtr 2: 0; 2006 Qtr 3: 0; 2006 Qtr 4: 0; 2007 Qtr 1: 0; 2007 Qtr 2: 0; 2007 Qtr 3: 0; 2007 Qtr 4: 1; 2008 Qtr 1: 0; 2008 Qtr 2: 0; 2008 Qtr 3: 0; 2008 Qtr 4: 0 | 1
0 | 316023-Single Family, Quality Insulation Installation, CZ 4 |  | 6 | Residential | AC_Cooling | 0 |  |  |  |  | 300 | 175 | 0 | 0 | 0 | 125 | 96.39 |  | kW | 0.10566 | 52.51 | Residential |  | Winter Only | [5 empty] | 20 | 0.8 |  |  |  | 0 | 0 | 1 | 0 | 0 | 0 | 0 | 0 | 0 | 0 | 0 | 0 | 2006 Qtr 1: 0; 2006 Qtr 2: 0; 2006 Qtr 3: 0; 2006 Qtr 4: 0; 2007 Qtr 1: 0; 2007 Qtr 2: 0; 2007 Qtr 3: 0; 2007 Qtr 4: 1; 2008 Qtr 1: 0; 2008 Qtr 2: 0; 2008 Qtr 3: 0; 2008 Qtr 4: 0 | 1
0 | 316033-Single Family, Tank Less Water Heater, CZ 4 |  | 6 | Residential | HorizAxisClothesWasher | 0 |  |  |  |  | 325 | 200 | 0 | 0 | 0 | 125 | 0 |  | kW | 0 | 79.99 | Residential |  | Annual | [5 empty] | 15 | 0.8 |  |  |  | 0 | 0 | 1 | 0 | 0 | 0 | 0 | 0 | 0 | 0 | 0 | 0 | 2006 Qtr 1: 0; 2006 Qtr 2: 0; 2006 Qtr 3: 0; 2006 Qtr 4: 0; 2007 Qtr 1: 0; 2007 Qtr 2: 0; 2007 Qtr 3: 0; 2007 Qtr 4: 1; 2008 Qtr 1: 0; 2008 Qtr 2: 0; 2008 Qtr 3: 0; 2008 Qtr 4: 0 | 1
0 | 316023-Single Family, Quality Insulation Installation, CZ 4 |  | 6 | Residential | AC_Cooling | 0 |  |  |  |  | 300 | 175 | 0 | 0 | 0 | 125 | 96.39 |  | kW | 0.10566 | 52.51 | Residential |  | Winter Only | [5 empty] | 20 | 0.8 |  |  |  | 0 | 0 | 1 | 0 | 0 | 0 | 0 | 0 | 0 | 0 | 0 | 0 | 2006 Qtr 1: 0; 2006 Qtr 2: 0; 2006 Qtr 3: 0; 2006 Qtr 4: 0; 2007 Qtr 1: 0; 2007 Qtr 2: 0; 2007 Qtr 3: 0; 2007 Qtr 4: 1; 2008 Qtr 1: 0; 2008 Qtr 2: 0; 2008 Qtr 3: 0; 2008 Qtr 4: 0 | 1
0 | 316033-Single Family, Tank Less Water Heater, CZ 4 |  | 6 | Residential | HorizAxisClothesWasher | 0 |  |  |  |  | 325 | 200 | 0 | 0 | 0 | 125 | 0 |  | kW | 0 | 79.99 | Residential |  | Annual | [5 empty] | 15 | 0.8 |  |  |  | 0 | 0 | 1 | 0 | 0 | 0 | 0 | 0 | 0 | 0 | 0 | 0 | 2006 Qtr 1: 0; 2006 Qtr 2: 0; 2006 Qtr 3: 0; 2006 Qtr 4: 0; 2007 Qtr 1: 0; 2007 Qtr 2: 0; 2007 Qtr 3: 0; 2007 Qtr 4: 1; 2008 Qtr 1: 0; 2008 Qtr 2: 0; 2008 Qtr 3: 0; 2008 Qtr 4: 0 | 1
0 | 316023-Single Family, Quality Insulation Installation, CZ 4 |  | 6 | Residential | AC_Cooling | 0 |  |  |  |  | 300 | 175 | 0 | 0 | 0 | 125 | 96.39 |  | kW | 0.10566 | 52.51 | Residential |  | Winter Only | [5 empty] | 20 | 0.8 |  |  |  | 0 | 0 | 1 | 0 | 0 | 0 | 0 | 0 | 0 | 0 | 0 | 0 | 2006 Qtr 1: 0; 2006 Qtr 2: 0; 2006 Qtr 3: 0; 2006 Qtr 4: 0; 2007 Qtr 1: 0; 2007 Qtr 2: 0; 2007 Qtr 3: 0; 2007 Qtr 4: 1; 2008 Qtr 1: 0; 2008 Qtr 2: 0; 2008 Qtr 3: 0; 2008 Qtr 4: 0 | 1
0 | 316033-Single Family, Tank Less Water Heater, CZ 4 |  | 6 | Residential | HorizAxisClothesWasher | 0 |  |  |  |  | 325 | 200 | 0 | 0 | 0 | 125 | 0 |  | kW | 0 | 79.99 | Residential |  | Annual | [5 empty] | 15 | 0.8 |  |  |  | 0 | 0 | 1 | 0 | 0 | 0 | 0 | 0 | 0 | 0 | 0 | 0 | 2006 Qtr 1: 0; 2006 Qtr 2: 0; 2006 Qtr 3: 0; 2006 Qtr 4: 0; 2007 Qtr 1: 0; 2007 Qtr 2: 0; 2007 Qtr 3: 0; 2007 Qtr 4: 1; 2008 Qtr 1: 0; 2008 Qtr 2: 0; 2008 Qtr 3: 0; 2008 Qtr 4: 0 | 1
0 | 316023-Single Family, Quality Insulation Installation, CZ 4 |  | 6 | Residential | AC_Cooling | 0 |  |  |  |  | 300 | 175 | 0 | 0 | 0 | 125 | 96.39 |  | kW | 0.10566 | 52.51 | Residential |  | Winter Only | [5 empty] | 20 | 0.8 |  |  |  | 0 | 0 | 1 | 0 | 0 | 0 | 0 | 0 | 0 | 0 | 0 | 0 | 2006 Qtr 1: 0; 2006 Qtr 2: 0; 2006 Qtr 3: 0; 2006 Qtr 4: 0; 2007 Qtr 1: 0; 2007 Qtr 2: 0; 2007 Qtr 3: 0; 2007 Qtr 4: 1; 2008 Qtr 1: 0; 2008 Qtr 2: 0; 2008 Qtr 3: 0; 2008 Qtr 4: 0 | 1
0 | 316033-Single Family, Tank Less Water Heater, CZ 4 |  | 6 | Residential | HorizAxisClothesWasher | 0 |  |  |  |  | 325 | 200 | 0 | 0 | 0 | 125 | 0 |  | kW | 0 | 79.99 | Residential |  | Annual | [5 empty] | 15 | 0.8 |  |  |  | 0 | 0 | 1 | 0 | 0 | 0 | 0 | 0 | 0 | 0 | 0 | 0 | 2006 Qtr 1: 0; 2006 Qtr 2: 0; 2006 Qtr 3: 0; 2006 Qtr 4: 0; 2007 Qtr 1: 0; 2007 Qtr 2: 0; 2007 Qtr 3: 0; 2007 Qtr 4: 1; 2008 Qtr 1: 0; 2008 Qtr 2: 0; 2008 Qtr 3: 0; 2008 Qtr 4: 0 | 1
0 | 316023-Single Family, Quality Insulation Installation, CZ 4 |  | 6 | Residential | AC_Cooling | 0 |  |  |  |  | 300 | 175 | 0 | 0 | 0 | 125 | 96.39 |  | kW | 0.10566 | 52.51 | Residential |  | Winter Only | [5 empty] | 20 | 0.8 |  |  |  | 0 | 0 | 1 | 0 | 0 | 0 | 0 | 0 | 0 | 0 | 0 | 0 | 2006 Qtr 1: 0; 2006 Qtr 2: 0; 2006 Qtr 3: 0; 2006 Qtr 4: 0; 2007 Qtr 1: 0; 2007 Qtr 2: 0; 2007 Qtr 3: 0; 2007 Qtr 4: 1; 2008 Qtr 1: 0; 2008 Qtr 2: 0; 2008 Qtr 3: 0; 2008 Qtr 4: 0 | 1
0 | 316033-Single Family, Tank Less Water Heater, CZ 4 |  | 6 | Residential | HorizAxisClothesWasher | 0 |  |  |  |  | 325 | 200 | 0 | 0 | 0 | 125 | 0 |  | kW | 0 | 79.99 | Residential |  | Annual | [5 empty] | 15 | 0.8 |  |  |  | 0 | 0 | 1 | 0 | 0 | 0 | 0 | 0 | 0 | 0 | 0 | 0 | 2006 Qtr 1: 0; 2006 Qtr 2: 0; 2006 Qtr 3: 0; 2006 Qtr 4: 0; 2007 Qtr 1: 0; 2007 Qtr 2: 0; 2007 Qtr 3: 0; 2007 Qtr 4: 1; 2008 Qtr 1: 0; 2008 Qtr 2: 0; 2008 Qtr 3: 0; 2008 Qtr 4: 0 | 1
0 | 316023-Single Family, Quality Insulation Installation, CZ 4 |  | 6 | Residential | AC_Cooling | 0 |  |  |  |  | 300 | 175 | 0 | 0 | 0 | 125 | 96.39 |  | kW | 0.10566 | 52.51 | Residential |  | Winter Only | [5 empty] | 20 | 0.8 |  |  |  | 0 | 0 | 1 | 0 | 0 | 0 | 0 | 0 | 0 | 0 | 0 | 0 | 2006 Qtr 1: 0; 2006 Qtr 2: 0; 2006 Qtr 3: 0; 2006 Qtr 4: 0; 2007 Qtr 1: 0; 2007 Qtr 2: 0; 2007 Qtr 3: 0; 2007 Qtr 4: 1; 2008 Qtr 1: 0; 2008 Qtr 2: 0; 2008 Qtr 3: 0; 2008 Qtr 4: 0 | 1
0 | 316033-Single Family, Tank Less Water Heater, CZ 4 |  | 6 | Residential | HorizAxisClothesWasher | 0 |  |  |  |  | 325 | 200 | 0 | 0 | 0 | 125 | 0 |  | kW | 0 | 79.99 | Residential |  | Annual | [5 empty] | 15 | 0.8 |  |  |  | 0 | 0 | 1 | 0 | 0 | 0 | 0 | 0 | 0 | 0 | 0 | 0 | 2006 Qtr 1: 0; 2006 Qtr 2: 0; 2006 Qtr 3: 0; 2006 Qtr 4: 0; 2007 Qtr 1: 0; 2007 Qtr 2: 0; 2007 Qtr 3: 0; 2007 Qtr 4: 1; 2008 Qtr 1: 0; 2008 Qtr 2: 0; 2008 Qtr 3: 0; 2008 Qtr 4: 0 | 1
0 | 316018-Single Family, Verified Ducting System, CZ 9 |  | 9 | Residential | AC_Cooling | 0 |  |  |  |  | 125 | 100 | 0 | 0 | 0 | 25 | 271.97 |  | kW | 0.29813 | 14.98 | Residential |  | Winter Only | [5 empty] | 18 | 0.8 |  |  |  | 0 | 0 | 1 | 0 | 0 | 0 | 0 | 0 | 0 | 0 | 0 | 0 | 2006 Qtr 1: 0; 2006 Qtr 2: 0; 2006 Qtr 3: 0; 2006 Qtr 4: 0; 2007 Qtr 1: 0; 2007 Qtr 2: 0; 2007 Qtr 3: 0; 2007 Qtr 4: 1; 2008 Qtr 1: 0; 2008 Qtr 2: 0; 2008 Qtr 3: 0; 2008 Qtr 4: 0 | 1
0 | 316028-Single Family, Quality Insulation Installation, CZ 9 |  | 9 | Residential | AC_Cooling | 0 |  |  |  |  | 300 | 175 | 0 | 0 | 0 | 125 | 254.75 |  | kW | 0.27926 | 14.45 | Residential |  | Winter Only | [5 empty] | 20 | 0.8 |  |  |  | 0 | 0 | 1 | 0 | 0 | 0 | 0 | 0 | 0 | 0 | 0 | 0 | 2006 Qtr 1: 0; 2006 Qtr 2: 0; 2006 Qtr 3: 0; 2006 Qtr 4: 0; 2007 Qtr 1: 0; 2007 Qtr 2: 0; 2007 Qtr 3: 0; 2007 Qtr 4: 1; 2008 Qtr 1: 0; 2008 Qtr 2: 0; 2008 Qtr 3: 0; 2008 Qtr 4: 0 | 1
0 | 316018-Single Family, Verified Ducting System, CZ 9 |  | 9 | Residential | AC_Cooling | 0 |  |  |  |  | 125 | 100 | 0 | 0 | 0 | 25 | 271.97 |  | kW | 0.29813 | 14.98 | Residential |  | Winter Only | [5 empty] | 18 | 0.8 |  |  |  | 0 | 0 | 1 | 0 | 0 | 0 | 0 | 0 | 0 | 0 | 0 | 0 | 2006 Qtr 1: 0; 2006 Qtr 2: 0; 2006 Qtr 3: 0; 2006 Qtr 4: 0; 2007 Qtr 1: 0; 2007 Qtr 2: 0; 2007 Qtr 3: 0; 2007 Qtr 4: 1; 2008 Qtr 1: 0; 2008 Qtr 2: 0; 2008 Qtr 3: 0; 2008 Qtr 4: 0 | 1
0 | 316028-Single Family, Quality Insulation Installation, CZ 9 |  | 9 | Residential | AC_Cooling | 0 |  |  |  |  | 300 | 175 | 0 | 0 | 0 | 125 | 254.75 |  | kW | 0.27926 | 14.45 | Residential |  | Winter Only | [5 empty] | 20 | 0.8 |  |  |  | 0 | 0 | 1 | 0 | 0 | 0 | 0 | 0 | 0 | 0 | 0 | 0 | 2006 Qtr 1: 0; 2006 Qtr 2: 0; 2006 Qtr 3: 0; 2006 Qtr 4: 0; 2007 Qtr 1: 0; 2007 Qtr 2: 0; 2007 Qtr 3: 0; 2007 Qtr 4: 1; 2008 Qtr 1: 0; 2008 Qtr 2: 0; 2008 Qtr 3: 0; 2008 Qtr 4: 0 | 1
0 | 316018-Single Family, Verified Ducting System, CZ 9 |  | 9 | Residential | AC_Cooling | 0 |  |  |  |  | 125 | 100 | 0 | 0 | 0 | 25 | 271.97 |  | kW | 0.29813 | 14.98 | Residential |  | Winter Only | [5 empty] | 18 | 0.8 |  |  |  | 0 | 0 | 1 | 0 | 0 | 0 | 0 | 0 | 0 | 0 | 0 | 0 | 2006 Qtr 1: 0; 2006 Qtr 2: 0; 2006 Qtr 3: 0; 2006 Qtr 4: 0; 2007 Qtr 1: 0; 2007 Qtr 2: 0; 2007 Qtr 3: 0; 2007 Qtr 4: 1; 2008 Qtr 1: 0; 2008 Qtr 2: 0; 2008 Qtr 3: 0; 2008 Qtr 4: 0 | 1
0 | 316028-Single Family, Quality Insulation Installation, CZ 9 |  | 9 | Residential | AC_Cooling | 0 |  |  |  |  | 300 | 175 | 0 | 0 | 0 | 125 | 254.75 |  | kW | 0.27926 | 14.45 | Residential |  | Winter Only | [5 empty] | 20 | 0.8 |  |  |  | 0 | 0 | 1 | 0 | 0 | 0 | 0 | 0 | 0 | 0 | 0 | 0 | 2006 Qtr 1: 0; 2006 Qtr 2: 0; 2006 Qtr 3: 0; 2006 Qtr 4: 0; 2007 Qtr 1: 0; 2007 Qtr 2: 0; 2007 Qtr 3: 0; 2007 Qtr 4: 1; 2008 Qtr 1: 0; 2008 Qtr 2: 0; 2008 Qtr 3: 0; 2008 Qtr 4: 0 | 1
0 | 316018-Single Family, Verified Ducting System, CZ 9 |  | 9 | Residential | AC_Cooling | 0 |  |  |  |  | 125 | 100 | 0 | 0 | 0 | 25 | 271.97 |  | kW | 0.29813 | 14.98 | Residential |  | Winter Only | [5 empty] | 18 | 0.8 |  |  |  | 0 | 0 | 1 | 0 | 0 | 0 | 0 | 0 | 0 | 0 | 0 | 0 | 2006 Qtr 1: 0; 2006 Qtr 2: 0; 2006 Qtr 3: 0; 2006 Qtr 4: 0; 2007 Qtr 1: 0; 2007 Qtr 2: 0; 2007 Qtr 3: 0; 2007 Qtr 4: 1; 2008 Qtr 1: 0; 2008 Qtr 2: 0; 2008 Qtr 3: 0; 2008 Qtr 4: 0 | 1
0 | 316018-Single Family, Verified Ducting System, CZ 9 |  | 9 | Residential | AC_Cooling | 0 |  |  |  |  | 125 | 100 | 0 | 0 | 0 | 25 | 271.97 |  | kW | 0.29813 | 14.98 | Residential |  | Winter Only | [5 empty] | 18 | 0.8 |  |  |  | 0 | 0 | 1 | 0 | 0 | 0 | 0 | 0 | 0 | 0 | 0 | 0 | 2006 Qtr 1: 0; 2006 Qtr 2: 0; 2006 Qtr 3: 0; 2006 Qtr 4: 0; 2007 Qtr 1: 0; 2007 Qtr 2: 0; 2007 Qtr 3: 0; 2007 Qtr 4: 1; 2008 Qtr 1: 0; 2008 Qtr 2: 0; 2008 Qtr 3: 0; 2008 Qtr 4: 0 | 1
0 | 316018-Single Family, Verified Ducting System, CZ 9 |  | 9 | Residential | AC_Cooling | 0 |  |  |  |  | 125 | 100 | 0 | 0 | 0 | 25 | 271.97 |  | kW | 0.29813 | 14.98 | Residential |  | Winter Only | [5 empty] | 18 | 0.8 |  |  |  | 0 | 0 | 1 | 0 | 0 | 0 | 0 | 0 | 0 | 0 | 0 | 0 | 2006 Qtr 1: 0; 2006 Qtr 2: 0; 2006 Qtr 3: 0; 2006 Qtr 4: 0; 2007 Qtr 1: 0; 2007 Qtr 2: 0; 2007 Qtr 3: 0; 2007 Qtr 4: 1; 2008 Qtr 1: 0; 2008 Qtr 2: 0; 2008 Qtr 3: 0; 2008 Qtr 4: 0 | 1
0 | 316028-Single Family, Quality Insulation Installation, CZ 9 |  | 9 | Residential | AC_Cooling | 0 |  |  |  |  | 300 | 175 | 0 | 0 | 0 | 125 | 254.75 |  | kW | 0.27926 | 14.45 | Residential |  | Winter Only | [5 empty] | 20 | 0.8 |  |  |  | 0 | 0 | 1 | 0 | 0 | 0 | 0 | 0 | 0 | 0 | 0 | 0 | 2006 Qtr 1: 0; 2006 Qtr 2: 0; 2006 Qtr 3: 0; 2006 Qtr 4: 0; 2007 Qtr 1: 0; 2007 Qtr 2: 0; 2007 Qtr 3: 0; 2007 Qtr 4: 1; 2008 Qtr 1: 0; 2008 Qtr 2: 0; 2008 Qtr 3: 0; 2008 Qtr 4: 0 | 1
0 | 316018-Single Family, Verified Ducting System, CZ 9 |  | 9 | Residential | AC_Cooling | 0 |  |  |  |  | 125 | 100 | 0 | 0 | 0 | 25 | 271.97 |  | kW | 0.29813 | 14.98 | Residential |  | Winter Only | [5 empty] | 18 | 0.8 |  |  |  | 0 | 0 | 1 | 0 | 0 | 0 | 0 | 0 | 0 | 0 | 0 | 0 | 2006 Qtr 1: 0; 2006 Qtr 2: 0; 2006 Qtr 3: 0; 2006 Qtr 4: 0; 2007 Qtr 1: 0; 2007 Qtr 2: 0; 2007 Qtr 3: 0; 2007 Qtr 4: 1; 2008 Qtr 1: 0; 2008 Qtr 2: 0; 2008 Qtr 3: 0; 2008 Qtr 4: 0 | 1
0 | 316028-Single Family, Quality Insulation Installation, CZ 9 |  | 9 | Residential | AC_Cooling | 0 |  |  |  |  | 300 | 175 | 0 | 0 | 0 | 125 | 254.75 |  | kW | 0.27926 | 14.45 | Residential |  | Winter Only | [5 empty] | 20 | 0.8 |  |  |  | 0 | 0 | 1 | 0 | 0 | 0 | 0 | 0 | 0 | 0 | 0 | 0 | 2006 Qtr 1: 0; 2006 Qtr 2: 0; 2006 Qtr 3: 0; 2006 Qtr 4: 0; 2007 Qtr 1: 0; 2007 Qtr 2: 0; 2007 Qtr 3: 0; 2007 Qtr 4: 1; 2008 Qtr 1: 0; 2008 Qtr 2: 0; 2008 Qtr 3: 0; 2008 Qtr 4: 0 | 1
0 | 316018-Single Family, Verified Ducting System, CZ 9 |  | 9 | Residential | AC_Cooling | 0 |  |  |  |  | 125 | 100 | 0 | 0 | 0 | 25 | 271.97 |  | kW | 0.29813 | 14.98 | Residential |  | Winter Only | [5 empty] | 18 | 0.8 |  |  |  | 0 | 0 | 1 | 0 | 0 | 0 | 0 | 0 | 0 | 0 | 0 | 0 | 2006 Qtr 1: 0; 2006 Qtr 2: 0; 2006 Qtr 3: 0; 2006 Qtr 4: 0; 2007 Qtr 1: 0; 2007 Qtr 2: 0; 2007 Qtr 3: 0; 2007 Qtr 4: 1; 2008 Qtr 1: 0; 2008 Qtr 2: 0; 2008 Qtr 3: 0; 2008 Qtr 4: 0 | 1
0 | 316028-Single Family, Quality Insulation Installation, CZ 9 |  | 9 | Residential | AC_Cooling | 0 |  |  |  |  | 300 | 175 | 0 | 0 | 0 | 125 | 254.75 |  | kW | 0.27926 | 14.45 | Residential |  | Winter Only | [5 empty] | 20 | 0.8 |  |  |  | 0 | 0 | 1 | 0 | 0 | 0 | 0 | 0 | 0 | 0 | 0 | 0 | 2006 Qtr 1: 0; 2006 Qtr 2: 0; 2006 Qtr 3: 0; 2006 Qtr 4: 0; 2007 Qtr 1: 0; 2007 Qtr 2: 0; 2007 Qtr 3: 0; 2007 Qtr 4: 1; 2008 Qtr 1: 0; 2008 Qtr 2: 0; 2008 Qtr 3: 0; 2008 Qtr 4: 0 | 1
0 | 316018-Single Family, Verified Ducting System, CZ 9 |  | 9 | Residential | AC_Cooling | 0 |  |  |  |  | 125 | 100 | 0 | 0 | 0 | 25 | 271.97 |  | kW | 0.29813 | 14.98 | Residential |  | Winter Only | [5 empty] | 18 | 0.8 |  |  |  | 0 | 0 | 1 | 0 | 0 | 0 | 0 | 0 | 0 | 0 | 0 | 0 | 2006 Qtr 1: 0; 2006 Qtr 2: 0; 2006 Qtr 3: 0; 2006 Qtr 4: 0; 2007 Qtr 1: 0; 2007 Qtr 2: 0; 2007 Qtr 3: 0; 2007 Qtr 4: 1; 2008 Qtr 1: 0; 2008 Qtr 2: 0; 2008 Qtr 3: 0; 2008 Qtr 4: 0 | 1
0 | 316028-Single Family, Quality Insulation Installation, CZ 9 |  | 9 | Residential | AC_Cooling | 0 |  |  |  |  | 300 | 175 | 0 | 0 | 0 | 125 | 254.75 |  | kW | 0.27926 | 14.45 | Residential |  | Winter Only | [5 empty] | 20 | 0.8 |  |  |  | 0 | 0 | 1 | 0 | 0 | 0 | 0 | 0 | 0 | 0 | 0 | 0 | 2006 Qtr 1: 0; 2006 Qtr 2: 0; 2006 Qtr 3: 0; 2006 Qtr 4: 0; 2007 Qtr 1: 0; 2007 Qtr 2: 0; 2007 Qtr 3: 0; 2007 Qtr 4: 1; 2008 Qtr 1: 0; 2008 Qtr 2: 0; 2008 Qtr 3: 0; 2008 Qtr 4: 0 | 1
0 | 316018-Single Family, Verified Ducting System, CZ 9 |  | 9 | Residential | AC_Cooling | 0 |  |  |  |  | 125 | 100 | 0 | 0 | 0 | 25 | 271.97 |  | kW | 0.29813 | 14.98 | Residential |  | Winter Only | [5 empty] | 18 | 0.8 |  |  |  | 0 | 0 | 1 | 0 | 0 | 0 | 0 | 0 | 0 | 0 | 0 | 0 | 2006 Qtr 1: 0; 2006 Qtr 2: 0; 2006 Qtr 3: 0; 2006 Qtr 4: 0; 2007 Qtr 1: 0; 2007 Qtr 2: 0; 2007 Qtr 3: 0; 2007 Qtr 4: 1; 2008 Qtr 1: 0; 2008 Qtr 2: 0; 2008 Qtr 3: 0; 2008 Qtr 4: 0 | 1
0 | 316028-Single Family, Quality Insulation Installation, CZ 9 |  | 9 | Residential | AC_Cooling | 0 |  |  |  |  | 300 | 175 | 0 | 0 | 0 | 125 | 254.75 |  | kW | 0.27926 | 14.45 | Residential |  | Winter Only | [5 empty] | 20 | 0.8 |  |  |  | 0 | 0 | 1 | 0 | 0 | 0 | 0 | 0 | 0 | 0 | 0 | 0 | 2006 Qtr 1: 0; 2006 Qtr 2: 0; 2006 Qtr 3: 0; 2006 Qtr 4: 0; 2007 Qtr 1: 0; 2007 Qtr 2: 0; 2007 Qtr 3: 0; 2007 Qtr 4: 1; 2008 Qtr 1: 0; 2008 Qtr 2: 0; 2008 Qtr 3: 0; 2008 Qtr 4: 0 | 1
0 | 316018-Single Family, Verified Ducting System, CZ 9 |  | 9 | Residential | AC_Cooling | 0 |  |  |  |  | 125 | 100 | 0 | 0 | 0 | 25 | 271.97 |  | kW | 0.29813 | 14.98 | Residential |  | Winter Only | [5 empty] | 18 | 0.8 |  |  |  | 0 | 0 | 1 | 0 | 0 | 0 | 0 | 0 | 0 | 0 | 0 | 0 | 2006 Qtr 1: 0; 2006 Qtr 2: 0; 2006 Qtr 3: 0; 2006 Qtr 4: 0; 2007 Qtr 1: 0; 2007 Qtr 2: 0; 2007 Qtr 3: 0; 2007 Qtr 4: 1; 2008 Qtr 1: 0; 2008 Qtr 2: 0; 2008 Qtr 3: 0; 2008 Qtr 4: 0 | 1
0 | 316028-Single Family, Quality Insulation Installation, CZ 9 |  | 9 | Residential | AC_Cooling | 0 |  |  |  |  | 300 | 175 | 0 | 0 | 0 | 125 | 254.75 |  | kW | 0.27926 | 14.45 | Residential |  | Winter Only | [5 empty] | 20 | 0.8 |  |  |  | 0 | 0 | 1 | 0 | 0 | 0 | 0 | 0 | 0 | 0 | 0 | 0 | 2006 Qtr 1: 0; 2006 Qtr 2: 0; 2006 Qtr 3: 0; 2006 Qtr 4: 0; 2007 Qtr 1: 0; 2007 Qtr 2: 0; 2007 Qtr 3: 0; 2007 Qtr 4: 1; 2008 Qtr 1: 0; 2008 Qtr 2: 0; 2008 Qtr 3: 0; 2008 Qtr 4: 0 | 1
0 | 316018-Single Family, Verified Ducting System, CZ 9 |  | 9 | Residential | AC_Cooling | 0 |  |  |  |  | 125 | 100 | 0 | 0 | 0 | 25 | 271.97 |  | kW | 0.29813 | 14.98 | Residential |  | Winter Only | [5 empty] | 18 | 0.8 |  |  |  | 0 | 0 | 1 | 0 | 0 | 0 | 0 | 0 | 0 | 0 | 0 | 0 | 2006 Qtr 1: 0; 2006 Qtr 2: 0; 2006 Qtr 3: 0; 2006 Qtr 4: 0; 2007 Qtr 1: 0; 2007 Qtr 2: 0; 2007 Qtr 3: 0; 2007 Qtr 4: 1; 2008 Qtr 1: 0; 2008 Qtr 2: 0; 2008 Qtr 3: 0; 2008 Qtr 4: 0 | 1
0 | 316028-Single Family, Quality Insulation Installation, CZ 9 |  | 9 | Residential | AC_Cooling | 0 |  |  |  |  | 300 | 175 | 0 | 0 | 0 | 125 | 254.75 |  | kW | 0.27926 | 14.45 | Residential |  | Winter Only | [5 empty] | 20 | 0.8 |  |  |  | 0 | 0 | 1 | 0 | 0 | 0 | 0 | 0 | 0 | 0 | 0 | 0 | 2006 Qtr 1: 0; 2006 Qtr 2: 0; 2006 Qtr 3: 0; 2006 Qtr 4: 0; 2007 Qtr 1: 0; 2007 Qtr 2: 0; 2007 Qtr 3: 0; 2007 Qtr 4: 1; 2008 Qtr 1: 0; 2008 Qtr 2: 0; 2008 Qtr 3: 0; 2008 Qtr 4: 0 | 1
0 | 316028-Single Family, Quality Insulation Installation, CZ 9 |  | 9 | Residential | AC_Cooling | 0 |  |  |  |  | 300 | 175 | 0 | 0 | 0 | 125 | 254.75 |  | kW | 0.27926 | 14.45 | Residential |  | Winter Only | [5 empty] | 20 | 0.8 |  |  |  | 0 | 0 | 1 | 0 | 0 | 0 | 0 | 0 | 0 | 0 | 0 | 0 | 2006 Qtr 1: 0; 2006 Qtr 2: 0; 2006 Qtr 3: 0; 2006 Qtr 4: 0; 2007 Qtr 1: 0; 2007 Qtr 2: 0; 2007 Qtr 3: 0; 2007 Qtr 4: 1; 2008 Qtr 1: 0; 2008 Qtr 2: 0; 2008 Qtr 3: 0; 2008 Qtr 4: 0 | 1
0 | 316018-Single Family, Verified Ducting System, CZ 9 |  | 9 | Residential | AC_Cooling | 0 |  |  |  |  | 125 | 100 | 0 | 0 | 0 | 25 | 271.97 |  | kW | 0.29813 | 14.98 | Residential |  | Winter Only | [5 empty] | 18 | 0.8 |  |  |  | 0 | 0 | 1 | 0 | 0 | 0 | 0 | 0 | 0 | 0 | 0 | 0 | 2006 Qtr 1: 0; 2006 Qtr 2: 0; 2006 Qtr 3: 0; 2006 Qtr 4: 0; 2007 Qtr 1: 0; 2007 Qtr 2: 0; 2007 Qtr 3: 0; 2007 Qtr 4: 1; 2008 Qtr 1: 0; 2008 Qtr 2: 0; 2008 Qtr 3: 0; 2008 Qtr 4: 0 | 1
0 | 316028-Single Family, Quality Insulation Installation, CZ 9 |  | 9 | Residential | AC_Cooling | 0 |  |  |  |  | 300 | 175 | 0 | 0 | 0 | 125 | 254.75 |  | kW | 0.27926 | 14.45 | Residential |  | Winter Only | [5 empty] | 20 | 0.8 |  |  |  | 0 | 0 | 1 | 0 | 0 | 0 | 0 | 0 | 0 | 0 | 0 | 0 | 2006 Qtr 1: 0; 2006 Qtr 2: 0; 2006 Qtr 3: 0; 2006 Qtr 4: 0; 2007 Qtr 1: 0; 2007 Qtr 2: 0; 2007 Qtr 3: 0; 2007 Qtr 4: 1; 2008 Qtr 1: 0; 2008 Qtr 2: 0; 2008 Qtr 3: 0; 2008 Qtr 4: 0 | 1
0 | 316018-Single Family, Verified Ducting System, CZ 9 |  | 9 | Residential | AC_Cooling | 0 |  |  |  |  | 125 | 100 | 0 | 0 | 0 | 25 | 271.97 |  | kW | 0.29813 | 14.98 | Residential |  | Winter Only | [5 empty] | 18 | 0.8 |  |  |  | 0 | 0 | 1 | 0 | 0 | 0 | 0 | 0 | 0 | 0 | 0 | 0 | 2006 Qtr 1: 0; 2006 Qtr 2: 0; 2006 Qtr 3: 0; 2006 Qtr 4: 0; 2007 Qtr 1: 0; 2007 Qtr 2: 0; 2007 Qtr 3: 0; 2007 Qtr 4: 1; 2008 Qtr 1: 0; 2008 Qtr 2: 0; 2008 Qtr 3: 0; 2008 Qtr 4: 0 | 1
0 | 316028-Single Family, Quality Insulation Installation, CZ 9 |  | 9 | Residential | AC_Cooling | 0 |  |  |  |  | 300 | 175 | 0 | 0 | 0 | 125 | 254.75 |  | kW | 0.27926 | 14.45 | Residential |  | Winter Only | [5 empty] | 20 | 0.8 |  |  |  | 0 | 0 | 1 | 0 | 0 | 0 | 0 | 0 | 0 | 0 | 0 | 0 | 2006 Qtr 1: 0; 2006 Qtr 2: 0; 2006 Qtr 3: 0; 2006 Qtr 4: 0; 2007 Qtr 1: 0; 2007 Qtr 2: 0; 2007 Qtr 3: 0; 2007 Qtr 4: 1; 2008 Qtr 1: 0; 2008 Qtr 2: 0; 2008 Qtr 3: 0; 2008 Qtr 4: 0 | 1
0 | 316018-Single Family, Verified Ducting System, CZ 9 |  | 9 | Residential | AC_Cooling | 0 |  |  |  |  | 125 | 100 | 0 | 0 | 0 | 25 | 271.97 |  | kW | 0.29813 | 14.98 | Residential |  | Winter Only | [5 empty] | 18 | 0.8 |  |  |  | 0 | 0 | 1 | 0 | 0 | 0 | 0 | 0 | 0 | 0 | 0 | 0 | 2006 Qtr 1: 0; 2006 Qtr 2: 0; 2006 Qtr 3: 0; 2006 Qtr 4: 0; 2007 Qtr 1: 0; 2007 Qtr 2: 0; 2007 Qtr 3: 0; 2007 Qtr 4: 1; 2008 Qtr 1: 0; 2008 Qtr 2: 0; 2008 Qtr 3: 0; 2008 Qtr 4: 0 | 1
0 | 316018-Single Family, Verified Ducting System, CZ 9 |  | 9 | Residential | AC_Cooling | 0 |  |  |  |  | 125 | 100 | 0 | 0 | 0 | 25 | 271.97 |  | kW | 0.29813 | 14.98 | Residential |  | Winter Only | [5 empty] | 18 | 0.8 |  |  |  | 0 | 0 | 1 | 0 | 0 | 0 | 0 | 0 | 0 | 0 | 0 | 0 | 2006 Qtr 1: 0; 2006 Qtr 2: 0; 2006 Qtr 3: 0; 2006 Qtr 4: 0; 2007 Qtr 1: 0; 2007 Qtr 2: 0; 2007 Qtr 3: 0; 2007 Qtr 4: 1; 2008 Qtr 1: 0; 2008 Qtr 2: 0; 2008 Qtr 3: 0; 2008 Qtr 4: 0 | 1
0 | 316028-Single Family, Quality Insulation Installation, CZ 9 |  | 9 | Residential | AC_Cooling | 0 |  |  |  |  | 300 | 175 | 0 | 0 | 0 | 125 | 254.75 |  | kW | 0.27926 | 14.45 | Residential |  | Winter Only | [5 empty] | 20 | 0.8 |  |  |  | 0 | 0 | 1 | 0 | 0 | 0 | 0 | 0 | 0 | 0 | 0 | 0 | 2006 Qtr 1: 0; 2006 Qtr 2: 0; 2006 Qtr 3: 0; 2006 Qtr 4: 0; 2007 Qtr 1: 0; 2007 Qtr 2: 0; 2007 Qtr 3: 0; 2007 Qtr 4: 1; 2008 Qtr 1: 0; 2008 Qtr 2: 0; 2008 Qtr 3: 0; 2008 Qtr 4: 0 | 1
0 | 316018-Single Family, Verified Ducting System, CZ 9 |  | 9 | Residential | AC_Cooling | 0 |  |  |  |  | 125 | 100 | 0 | 0 | 0 | 25 | 271.97 |  | kW | 0.29813 | 14.98 | Residential |  | Winter Only | [5 empty] | 18 | 0.8 |  |  |  | 0 | 0 | 1 | 0 | 0 | 0 | 0 | 0 | 0 | 0 | 0 | 0 | 2006 Qtr 1: 0; 2006 Qtr 2: 0; 2006 Qtr 3: 0; 2006 Qtr 4: 0; 2007 Qtr 1: 0; 2007 Qtr 2: 0; 2007 Qtr 3: 0; 2007 Qtr 4: 1; 2008 Qtr 1: 0; 2008 Qtr 2: 0; 2008 Qtr 3: 0; 2008 Qtr 4: 0 | 1
0 | 316028-Single Family, Quality Insulation Installation, CZ 9 |  | 9 | Residential | AC_Cooling | 0 |  |  |  |  | 300 | 175 | 0 | 0 | 0 | 125 | 254.75 |  | kW | 0.27926 | 14.45 | Residential |  | Winter Only | [5 empty] | 20 | 0.8 |  |  |  | 0 | 0 | 1 | 0 | 0 | 0 | 0 | 0 | 0 | 0 | 0 | 0 | 2006 Qtr 1: 0; 2006 Qtr 2: 0; 2006 Qtr 3: 0; 2006 Qtr 4: 0; 2007 Qtr 1: 0; 2007 Qtr 2: 0; 2007 Qtr 3: 0; 2007 Qtr 4: 1; 2008 Qtr 1: 0; 2008 Qtr 2: 0; 2008 Qtr 3: 0; 2008 Qtr 4: 0 | 1
0 | 316028-Single Family, Quality Insulation Installation, CZ 9 |  | 9 | Residential | AC_Cooling | 0 |  |  |  |  | 300 | 175 | 0 | 0 | 0 | 125 | 254.75 |  | kW | 0.27926 | 14.45 | Residential |  | Winter Only | [5 empty] | 20 | 0.8 |  |  |  | 0 | 0 | 1 | 0 | 0 | 0 | 0 | 0 | 0 | 0 | 0 | 0 | 2006 Qtr 1: 0; 2006 Qtr 2: 0; 2006 Qtr 3: 0; 2006 Qtr 4: 0; 2007 Qtr 1: 0; 2007 Qtr 2: 0; 2007 Qtr 3: 0; 2007 Qtr 4: 1; 2008 Qtr 1: 0; 2008 Qtr 2: 0; 2008 Qtr 3: 0; 2008 Qtr 4: 0 | 1
0 | 316028-Single Family, Quality Insulation Installation, CZ 9 |  | 9 | Residential | AC_Cooling | 0 |  |  |  |  | 300 | 175 | 0 | 0 | 0 | 125 | 254.75 |  | kW | 0.27926 | 14.45 | Residential |  | Winter Only | [5 empty] | 20 | 0.8 |  |  |  | 0 | 0 | 1 | 0 | 0 | 0 | 0 | 0 | 0 | 0 | 0 | 0 | 2006 Qtr 1: 0; 2006 Qtr 2: 0; 2006 Qtr 3: 0; 2006 Qtr 4: 0; 2007 Qtr 1: 0; 2007 Qtr 2: 0; 2007 Qtr 3: 0; 2007 Qtr 4: 1; 2008 Qtr 1: 0; 2008 Qtr 2: 0; 2008 Qtr 3: 0; 2008 Qtr 4: 0 | 1
0 | 316018-Single Family, Verified Ducting System, CZ 9 |  | 9 | Residential | AC_Cooling | 0 |  |  |  |  | 125 | 100 | 0 | 0 | 0 | 25 | 271.97 |  | kW | 0.29813 | 14.98 | Residential |  | Winter Only | [5 empty] | 18 | 0.8 |  |  |  | 0 | 0 | 1 | 0 | 0 | 0 | 0 | 0 | 0 | 0 | 0 | 0 | 2006 Qtr 1: 0; 2006 Qtr 2: 0; 2006 Qtr 3: 0; 2006 Qtr 4: 0; 2007 Qtr 1: 0; 2007 Qtr 2: 0; 2007 Qtr 3: 0; 2007 Qtr 4: 1; 2008 Qtr 1: 0; 2008 Qtr 2: 0; 2008 Qtr 3: 0; 2008 Qtr 4: 0 | 1
0 | 316028-Single Family, Quality Insulation Installation, CZ 9 |  | 9 | Residential | AC_Cooling | 0 |  |  |  |  | 300 | 175 | 0 | 0 | 0 | 125 | 254.75 |  | kW | 0.27926 | 14.45 | Residential |  | Winter Only | [5 empty] | 20 | 0.8 |  |  |  | 0 | 0 | 1 | 0 | 0 | 0 | 0 | 0 | 0 | 0 | 0 | 0 | 2006 Qtr 1: 0; 2006 Qtr 2: 0; 2006 Qtr 3: 0; 2006 Qtr 4: 0; 2007 Qtr 1: 0; 2007 Qtr 2: 0; 2007 Qtr 3: 0; 2007 Qtr 4: 1; 2008 Qtr 1: 0; 2008 Qtr 2: 0; 2008 Qtr 3: 0; 2008 Qtr 4: 0 | 1
0 | 316018-Single Family, Verified Ducting System, CZ 9 |  | 9 | Residential | AC_Cooling | 0 |  |  |  |  | 125 | 100 | 0 | 0 | 0 | 25 | 271.97 |  | kW | 0.29813 | 14.98 | Residential |  | Winter Only | [5 empty] | 18 | 0.8 |  |  |  | 0 | 0 | 1 | 0 | 0 | 0 | 0 | 0 | 0 | 0 | 0 | 0 | 2006 Qtr 1: 0; 2006 Qtr 2: 0; 2006 Qtr 3: 0; 2006 Qtr 4: 0; 2007 Qtr 1: 0; 2007 Qtr 2: 0; 2007 Qtr 3: 0; 2007 Qtr 4: 1; 2008 Qtr 1: 0; 2008 Qtr 2: 0; 2008 Qtr 3: 0; 2008 Qtr 4: 0 | 1
0 | 316018-Single Family, Verified Ducting System, CZ 9 |  | 9 | Residential | AC_Cooling | 0 |  |  |  |  | 125 | 100 | 0 | 0 | 0 | 25 | 271.97 |  | kW | 0.29813 | 14.98 | Residential |  | Winter Only | [5 empty] | 18 | 0.8 |  |  |  | 0 | 0 | 1 | 0 | 0 | 0 | 0 | 0 | 0 | 0 | 0 | 0 | 2006 Qtr 1: 0; 2006 Qtr 2: 0; 2006 Qtr 3: 0; 2006 Qtr 4: 0; 2007 Qtr 1: 0; 2007 Qtr 2: 0; 2007 Qtr 3: 0; 2007 Qtr 4: 1; 2008 Qtr 1: 0; 2008 Qtr 2: 0; 2008 Qtr 3: 0; 2008 Qtr 4: 0 | 1
0 | 316018-Single Family, Verified Ducting System, CZ 9 |  | 9 | Residential | AC_Cooling | 0 |  |  |  |  | 125 | 100 | 0 | 0 | 0 | 25 | 271.97 |  | kW | 0.29813 | 14.98 | Residential |  | Winter Only | [5 empty] | 18 | 0.8 |  |  |  | 0 | 0 | 1 | 0 | 0 | 0 | 0 | 0 | 0 | 0 | 0 | 0 | 2006 Qtr 1: 0; 2006 Qtr 2: 0; 2006 Qtr 3: 0; 2006 Qtr 4: 0; 2007 Qtr 1: 0; 2007 Qtr 2: 0; 2007 Qtr 3: 0; 2007 Qtr 4: 1; 2008 Qtr 1: 0; 2008 Qtr 2: 0; 2008 Qtr 3: 0; 2008 Qtr 4: 0 | 1
0 | 316018-Single Family, Verified Ducting System, CZ 9 |  | 9 | Residential | AC_Cooling | 0 |  |  |  |  | 125 | 100 | 0 | 0 | 0 | 25 | 271.97 |  | kW | 0.29813 | 14.98 | Residential |  | Winter Only | [5 empty] | 18 | 0.8 |  |  |  | 0 | 0 | 1 | 0 | 0 | 0 | 0 | 0 | 0 | 0 | 0 | 0 | 2006 Qtr 1: 0; 2006 Qtr 2: 0; 2006 Qtr 3: 0; 2006 Qtr 4: 0; 2007 Qtr 1: 0; 2007 Qtr 2: 0; 2007 Qtr 3: 0; 2007 Qtr 4: 1; 2008 Qtr 1: 0; 2008 Qtr 2: 0; 2008 Qtr 3: 0; 2008 Qtr 4: 0 | 1
0 | 316018-Single Family, Verified Ducting System, CZ 9 |  | 9 | Residential | AC_Cooling | 0 |  |  |  |  | 125 | 100 | 0 | 0 | 0 | 25 | 271.97 |  | kW | 0.29813 | 14.98 | Residential |  | Winter Only | [5 empty] | 18 | 0.8 |  |  |  | 0 | 0 | 1 | 0 | 0 | 0 | 0 | 0 | 0 | 0 | 0 | 0 | 2006 Qtr 1: 0; 2006 Qtr 2: 0; 2006 Qtr 3: 0; 2006 Qtr 4: 0; 2007 Qtr 1: 0; 2007 Qtr 2: 0; 2007 Qtr 3: 0; 2007 Qtr 4: 1; 2008 Qtr 1: 0; 2008 Qtr 2: 0; 2008 Qtr 3: 0; 2008 Qtr 4: 0 | 1
0 | 316018-Single Family, Verified Ducting System, CZ 9 |  | 9 | Residential | AC_Cooling | 0 |  |  |  |  | 125 | 100 | 0 | 0 | 0 | 25 | 271.97 |  | kW | 0.29813 | 14.98 | Residential |  | Winter Only | [5 empty] | 18 | 0.8 |  |  |  | 0 | 0 | 1 | 0 | 0 | 0 | 0 | 0 | 0 | 0 | 0 | 0 | 2006 Qtr 1: 0; 2006 Qtr 2: 0; 2006 Qtr 3: 0; 2006 Qtr 4: 0; 2007 Qtr 1: 0; 2007 Qtr 2: 0; 2007 Qtr 3: 0; 2007 Qtr 4: 1; 2008 Qtr 1: 0; 2008 Qtr 2: 0; 2008 Qtr 3: 0; 2008 Qtr 4: 0 | 1
0 | 316018-Single Family, Verified Ducting System, CZ 9 |  | 9 | Residential | AC_Cooling | 0 |  |  |  |  | 125 | 100 | 0 | 0 | 0 | 25 | 271.97 |  | kW | 0.29813 | 14.98 | Residential |  | Winter Only | [5 empty] | 18 | 0.8 |  |  |  | 0 | 0 | 1 | 0 | 0 | 0 | 0 | 0 | 0 | 0 | 0 | 0 | 2006 Qtr 1: 0; 2006 Qtr 2: 0; 2006 Qtr 3: 0; 2006 Qtr 4: 0; 2007 Qtr 1: 0; 2007 Qtr 2: 0; 2007 Qtr 3: 0; 2007 Qtr 4: 1; 2008 Qtr 1: 0; 2008 Qtr 2: 0; 2008 Qtr 3: 0; 2008 Qtr 4: 0 | 1
0 | 316018-Single Family, Verified Ducting System, CZ 9 |  | 9 | Residential | AC_Cooling | 0 |  |  |  |  | 125 | 100 | 0 | 0 | 0 | 25 | 271.97 |  | kW | 0.29813 | 14.98 | Residential |  | Winter Only | [5 empty] | 18 | 0.8 |  |  |  | 0 | 0 | 1 | 0 | 0 | 0 | 0 | 0 | 0 | 0 | 0 | 0 | 2006 Qtr 1: 0; 2006 Qtr 2: 0; 2006 Qtr 3: 0; 2006 Qtr 4: 0; 2007 Qtr 1: 0; 2007 Qtr 2: 0; 2007 Qtr 3: 0; 2007 Qtr 4: 1; 2008 Qtr 1: 0; 2008 Qtr 2: 0; 2008 Qtr 3: 0; 2008 Qtr 4: 0 | 1
0 | 316018-Single Family, Verified Ducting System, CZ 9 |  | 9 | Residential | AC_Cooling | 0 |  |  |  |  | 125 | 100 | 0 | 0 | 0 | 25 | 271.97 |  | kW | 0.29813 | 14.98 | Residential |  | Winter Only | [5 empty] | 18 | 0.8 |  |  |  | 0 | 0 | 1 | 0 | 0 | 0 | 0 | 0 | 0 | 0 | 0 | 0 | 2006 Qtr 1: 0; 2006 Qtr 2: 0; 2006 Qtr 3: 0; 2006 Qtr 4: 0; 2007 Qtr 1: 0; 2007 Qtr 2: 0; 2007 Qtr 3: 0; 2007 Qtr 4: 1; 2008 Qtr 1: 0; 2008 Qtr 2: 0; 2008 Qtr 3: 0; 2008 Qtr 4: 0 | 1
0 | 316018-Single Family, Verified Ducting System, CZ 9 |  | 9 | Residential | AC_Cooling | 0 |  |  |  |  | 125 | 100 | 0 | 0 | 0 | 25 | 271.97 |  | kW | 0.29813 | 14.98 | Residential |  | Winter Only | [5 empty] | 18 | 0.8 |  |  |  | 0 | 0 | 1 | 0 | 0 | 0 | 0 | 0 | 0 | 0 | 0 | 0 | 2006 Qtr 1: 0; 2006 Qtr 2: 0; 2006 Qtr 3: 0; 2006 Qtr 4: 0; 2007 Qtr 1: 0; 2007 Qtr 2: 0; 2007 Qtr 3: 0; 2007 Qtr 4: 1; 2008 Qtr 1: 0; 2008 Qtr 2: 0; 2008 Qtr 3: 0; 2008 Qtr 4: 0 | 1
0 | 316018-Single Family, Verified Ducting System, CZ 9 |  | 9 | Residential | AC_Cooling | 0 |  |  |  |  | 125 | 100 | 0 | 0 | 0 | 25 | 271.97 |  | kW | 0.29813 | 14.98 | Residential |  | Winter Only | [5 empty] | 18 | 0.8 |  |  |  | 0 | 0 | 1 | 0 | 0 | 0 | 0 | 0 | 0 | 0 | 0 | 0 | 2006 Qtr 1: 0; 2006 Qtr 2: 0; 2006 Qtr 3: 0; 2006 Qtr 4: 0; 2007 Qtr 1: 0; 2007 Qtr 2: 0; 2007 Qtr 3: 0; 2007 Qtr 4: 1; 2008 Qtr 1: 0; 2008 Qtr 2: 0; 2008 Qtr 3: 0; 2008 Qtr 4: 0 | 1
0 | 316028-Single Family, Quality Insulation Installation, CZ 9 |  | 9 | Residential | AC_Cooling | 0 |  |  |  |  | 300 | 175 | 0 | 0 | 0 | 125 | 254.75 |  | kW | 0.27926 | 14.45 | Residential |  | Winter Only | [5 empty] | 20 | 0.8 |  |  |  | 0 | 0 | 1 | 0 | 0 | 0 | 0 | 0 | 0 | 0 | 0 | 0 | 2006 Qtr 1: 0; 2006 Qtr 2: 0; 2006 Qtr 3: 0; 2006 Qtr 4: 0; 2007 Qtr 1: 0; 2007 Qtr 2: 0; 2007 Qtr 3: 0; 2007 Qtr 4: 1; 2008 Qtr 1: 0; 2008 Qtr 2: 0; 2008 Qtr 3: 0; 2008 Qtr 4: 0 | 1
0 | 316018-Single Family, Verified Ducting System, CZ 9 |  | 9 | Residential | AC_Cooling | 0 |  |  |  |  | 125 | 100 | 0 | 0 | 0 | 25 | 271.97 |  | kW | 0.29813 | 14.98 | Residential |  | Winter Only | [5 empty] | 18 | 0.8 |  |  |  | 0 | 0 | 1 | 0 | 0 | 0 | 0 | 0 | 0 | 0 | 0 | 0 | 2006 Qtr 1: 0; 2006 Qtr 2: 0; 2006 Qtr 3: 0; 2006 Qtr 4: 0; 2007 Qtr 1: 0; 2007 Qtr 2: 0; 2007 Qtr 3: 0; 2007 Qtr 4: 1; 2008 Qtr 1: 0; 2008 Qtr 2: 0; 2008 Qtr 3: 0; 2008 Qtr 4: 0 | 1
0 | 316028-Single Family, Quality Insulation Installation, CZ 9 |  | 9 | Residential | AC_Cooling | 0 |  |  |  |  | 300 | 175 | 0 | 0 | 0 | 125 | 254.75 |  | kW | 0.27926 | 14.45 | Residential |  | Winter Only | [5 empty] | 20 | 0.8 |  |  |  | 0 | 0 | 1 | 0 | 0 | 0 | 0 | 0 | 0 | 0 | 0 | 0 | 2006 Qtr 1: 0; 2006 Qtr 2: 0; 2006 Qtr 3: 0; 2006 Qtr 4: 0; 2007 Qtr 1: 0; 2007 Qtr 2: 0; 2007 Qtr 3: 0; 2007 Qtr 4: 1; 2008 Qtr 1: 0; 2008 Qtr 2: 0; 2008 Qtr 3: 0; 2008 Qtr 4: 0 | 1
0 | 316018-Single Family, Verified Ducting System, CZ 9 |  | 9 | Residential | AC_Cooling | 0 |  |  |  |  | 125 | 100 | 0 | 0 | 0 | 25 | 271.97 |  | kW | 0.29813 | 14.98 | Residential |  | Winter Only | [5 empty] | 18 | 0.8 |  |  |  | 0 | 0 | 1 | 0 | 0 | 0 | 0 | 0 | 0 | 0 | 0 | 0 | 2006 Qtr 1: 0; 2006 Qtr 2: 0; 2006 Qtr 3: 0; 2006 Qtr 4: 0; 2007 Qtr 1: 0; 2007 Qtr 2: 0; 2007 Qtr 3: 0; 2007 Qtr 4: 1; 2008 Qtr 1: 0; 2008 Qtr 2: 0; 2008 Qtr 3: 0; 2008 Qtr 4: 0 | 1
0 | 316018-Single Family, Verified Ducting System, CZ 9 |  | 9 | Residential | AC_Cooling | 0 |  |  |  |  | 125 | 100 | 0 | 0 | 0 | 25 | 271.97 |  | kW | 0.29813 | 14.98 | Residential |  | Winter Only | [5 empty] | 18 | 0.8 |  |  |  | 0 | 0 | 1 | 0 | 0 | 0 | 0 | 0 | 0 | 0 | 0 | 0 | 2006 Qtr 1: 0; 2006 Qtr 2: 0; 2006 Qtr 3: 0; 2006 Qtr 4: 0; 2007 Qtr 1: 0; 2007 Qtr 2: 0; 2007 Qtr 3: 0; 2007 Qtr 4: 1; 2008 Qtr 1: 0; 2008 Qtr 2: 0; 2008 Qtr 3: 0; 2008 Qtr 4: 0 | 1
0 | 316028-Single Family, Quality Insulation Installation, CZ 9 |  | 9 | Residential | AC_Cooling | 0 |  |  |  |  | 300 | 175 | 0 | 0 | 0 | 125 | 254.75 |  | kW | 0.27926 | 14.45 | Residential |  | Winter Only | [5 empty] | 20 | 0.8 |  |  |  | 0 | 0 | 1 | 0 | 0 | 0 | 0 | 0 | 0 | 0 | 0 | 0 | 2006 Qtr 1: 0; 2006 Qtr 2: 0; 2006 Qtr 3: 0; 2006 Qtr 4: 0; 2007 Qtr 1: 0; 2007 Qtr 2: 0; 2007 Qtr 3: 0; 2007 Qtr 4: 1; 2008 Qtr 1: 0; 2008 Qtr 2: 0; 2008 Qtr 3: 0; 2008 Qtr 4: 0 | 1
0 | 316018-Single Family, Verified Ducting System, CZ 9 |  | 9 | Residential | AC_Cooling | 0 |  |  |  |  | 125 | 100 | 0 | 0 | 0 | 25 | 271.97 |  | kW | 0.29813 | 14.98 | Residential |  | Winter Only | [5 empty] | 18 | 0.8 |  |  |  | 0 | 0 | 1 | 0 | 0 | 0 | 0 | 0 | 0 | 0 | 0 | 0 | 2006 Qtr 1: 0; 2006 Qtr 2: 0; 2006 Qtr 3: 0; 2006 Qtr 4: 0; 2007 Qtr 1: 0; 2007 Qtr 2: 0; 2007 Qtr 3: 0; 2007 Qtr 4: 1; 2008 Qtr 1: 0; 2008 Qtr 2: 0; 2008 Qtr 3: 0; 2008 Qtr 4: 0 | 1
0 | 316018-Single Family, Verified Ducting System, CZ 9 |  | 9 | Residential | AC_Cooling | 0 |  |  |  |  | 125 | 100 | 0 | 0 | 0 | 25 | 271.97 |  | kW | 0.29813 | 14.98 | Residential |  | Winter Only | [5 empty] | 18 | 0.8 |  |  |  | 0 | 0 | 1 | 0 | 0 | 0 | 0 | 0 | 0 | 0 | 0 | 0 | 2006 Qtr 1: 0; 2006 Qtr 2: 0; 2006 Qtr 3: 0; 2006 Qtr 4: 0; 2007 Qtr 1: 0; 2007 Qtr 2: 0; 2007 Qtr 3: 0; 2007 Qtr 4: 1; 2008 Qtr 1: 0; 2008 Qtr 2: 0; 2008 Qtr 3: 0; 2008 Qtr 4: 0 | 1
0 | 316018-Single Family, Verified Ducting System, CZ 9 |  | 9 | Residential | AC_Cooling | 0 |  |  |  |  | 125 | 100 | 0 | 0 | 0 | 25 | 271.97 |  | kW | 0.29813 | 14.98 | Residential |  | Winter Only | [5 empty] | 18 | 0.8 |  |  |  | 0 | 0 | 1 | 0 | 0 | 0 | 0 | 0 | 0 | 0 | 0 | 0 | 2006 Qtr 1: 0; 2006 Qtr 2: 0; 2006 Qtr 3: 0; 2006 Qtr 4: 0; 2007 Qtr 1: 0; 2007 Qtr 2: 0; 2007 Qtr 3: 0; 2007 Qtr 4: 1; 2008 Qtr 1: 0; 2008 Qtr 2: 0; 2008 Qtr 3: 0; 2008 Qtr 4: 0 | 1
0 | 316028-Single Family, Quality Insulation Installation, CZ 9 |  | 9 | Residential | AC_Cooling | 0 |  |  |  |  | 300 | 175 | 0 | 0 | 0 | 125 | 254.75 |  | kW | 0.27926 | 14.45 | Residential |  | Winter Only | [5 empty] | 20 | 0.8 |  |  |  | 0 | 0 | 1 | 0 | 0 | 0 | 0 | 0 | 0 | 0 | 0 | 0 | 2006 Qtr 1: 0; 2006 Qtr 2: 0; 2006 Qtr 3: 0; 2006 Qtr 4: 0; 2007 Qtr 1: 0; 2007 Qtr 2: 0; 2007 Qtr 3: 0; 2007 Qtr 4: 1; 2008 Qtr 1: 0; 2008 Qtr 2: 0; 2008 Qtr 3: 0; 2008 Qtr 4: 0 | 1
0 | 316018-Single Family, Verified Ducting System, CZ 9 |  | 9 | Residential | AC_Cooling | 0 |  |  |  |  | 125 | 100 | 0 | 0 | 0 | 25 | 271.97 |  | kW | 0.29813 | 14.98 | Residential |  | Winter Only | [5 empty] | 18 | 0.8 |  |  |  | 0 | 0 | 1 | 0 | 0 | 0 | 0 | 0 | 0 | 0 | 0 | 0 | 2006 Qtr 1: 0; 2006 Qtr 2: 0; 2006 Qtr 3: 0; 2006 Qtr 4: 0; 2007 Qtr 1: 0; 2007 Qtr 2: 0; 2007 Qtr 3: 0; 2007 Qtr 4: 1; 2008 Qtr 1: 0; 2008 Qtr 2: 0; 2008 Qtr 3: 0; 2008 Qtr 4: 0 | 1
0 | 316028-Single Family, Quality Insulation Installation, CZ 9 |  | 9 | Residential | AC_Cooling | 0 |  |  |  |  | 300 | 175 | 0 | 0 | 0 | 125 | 254.75 |  | kW | 0.27926 | 14.45 | Residential |  | Winter Only | [5 empty] | 20 | 0.8 |  |  |  | 0 | 0 | 1 | 0 | 0 | 0 | 0 | 0 | 0 | 0 | 0 | 0 | 2006 Qtr 1: 0; 2006 Qtr 2: 0; 2006 Qtr 3: 0; 2006 Qtr 4: 0; 2007 Qtr 1: 0; 2007 Qtr 2: 0; 2007 Qtr 3: 0; 2007 Qtr 4: 1; 2008 Qtr 1: 0; 2008 Qtr 2: 0; 2008 Qtr 3: 0; 2008 Qtr 4: 0 | 1
0 | 316018-Single Family, Verified Ducting System, CZ 9 |  | 9 | Residential | AC_Cooling | 0 |  |  |  |  | 125 | 100 | 0 | 0 | 0 | 25 | 271.97 |  | kW | 0.29813 | 14.98 | Residential |  | Winter Only | [5 empty] | 18 | 0.8 |  |  |  | 0 | 0 | 1 | 0 | 0 | 0 | 0 | 0 | 0 | 0 | 0 | 0 | 2006 Qtr 1: 0; 2006 Qtr 2: 0; 2006 Qtr 3: 0; 2006 Qtr 4: 0; 2007 Qtr 1: 0; 2007 Qtr 2: 0; 2007 Qtr 3: 0; 2007 Qtr 4: 1; 2008 Qtr 1: 0; 2008 Qtr 2: 0; 2008 Qtr 3: 0; 2008 Qtr 4: 0 | 1
0 | 316028-Single Family, Quality Insulation Installation, CZ 9 |  | 9 | Residential | AC_Cooling | 0 |  |  |  |  | 300 | 175 | 0 | 0 | 0 | 125 | 254.75 |  | kW | 0.27926 | 14.45 | Residential |  | Winter Only | [5 empty] | 20 | 0.8 |  |  |  | 0 | 0 | 1 | 0 | 0 | 0 | 0 | 0 | 0 | 0 | 0 | 0 | 2006 Qtr 1: 0; 2006 Qtr 2: 0; 2006 Qtr 3: 0; 2006 Qtr 4: 0; 2007 Qtr 1: 0; 2007 Qtr 2: 0; 2007 Qtr 3: 0; 2007 Qtr 4: 1; 2008 Qtr 1: 0; 2008 Qtr 2: 0; 2008 Qtr 3: 0; 2008 Qtr 4: 0 | 1
0 | 316018-Single Family, Verified Ducting System, CZ 9 |  | 9 | Residential | AC_Cooling | 0 |  |  |  |  | 125 | 100 | 0 | 0 | 0 | 25 | 271.97 |  | kW | 0.29813 | 14.98 | Residential |  | Winter Only | [5 empty] | 18 | 0.8 |  |  |  | 0 | 0 | 1 | 0 | 0 | 0 | 0 | 0 | 0 | 0 | 0 | 0 | 2006 Qtr 1: 0; 2006 Qtr 2: 0; 2006 Qtr 3: 0; 2006 Qtr 4: 0; 2007 Qtr 1: 0; 2007 Qtr 2: 0; 2007 Qtr 3: 0; 2007 Qtr 4: 1; 2008 Qtr 1: 0; 2008 Qtr 2: 0; 2008 Qtr 3: 0; 2008 Qtr 4: 0 | 1
0 | 316018-Single Family, Verified Ducting System, CZ 9 |  | 9 | Residential | AC_Cooling | 0 |  |  |  |  | 125 | 100 | 0 | 0 | 0 | 25 | 271.97 |  | kW | 0.29813 | 14.98 | Residential |  | Winter Only | [5 empty] | 18 | 0.8 |  |  |  | 0 | 0 | 1 | 0 | 0 | 0 | 0 | 0 | 0 | 0 | 0 | 0 | 2006 Qtr 1: 0; 2006 Qtr 2: 0; 2006 Qtr 3: 0; 2006 Qtr 4: 0; 2007 Qtr 1: 0; 2007 Qtr 2: 0; 2007 Qtr 3: 0; 2007 Qtr 4: 1; 2008 Qtr 1: 0; 2008 Qtr 2: 0; 2008 Qtr 3: 0; 2008 Qtr 4: 0 | 1
0 | 316092-Multi-family, Tank Less Water Heater, CZ 15 |  | 15 | Residential | HorizAxisClothesWasher | 0 |  |  |  |  | 325 | 200 | 0 | 0 | 0 | 125 | 0 |  | kW | 0 | 14.81 | Residential |  | Annual | [5 empty] | 15 | 0.8 |  |  |  | 0 | 0 | 8 | 0 | 0 | 0 | 0 | 0 | 0 | 0 | 0 | 0 | 2006 Qtr 1: 0; 2006 Qtr 2: 0; 2006 Qtr 3: 0; 2006 Qtr 4: 0; 2007 Qtr 1: 0; 2007 Qtr 2: 0; 2007 Qtr 3: 8; 2007 Qtr 4: 0; 2008 Qtr 1: 0; 2008 Qtr 2: 0; 2008 Qtr 3: 0; 2008 Qtr 4: 0 | 8
0 | 316092-Multi-family, Tank Less Water Heater, CZ 15 |  | 15 | Residential | HorizAxisClothesWasher | 0 |  |  |  |  | 325 | 200 | 0 | 0 | 0 | 125 | 0 |  | kW | 0 | 14.81 | Residential |  | Annual | [5 empty] | 15 | 0.8 |  |  |  | 0 | 0 | 8 | 0 | 0 | 0 | 0 | 0 | 0 | 0 | 0 | 0 | 2006 Qtr 1: 0; 2006 Qtr 2: 0; 2006 Qtr 3: 0; 2006 Qtr 4: 0; 2007 Qtr 1: 0; 2007 Qtr 2: 0; 2007 Qtr 3: 8; 2007 Qtr 4: 0; 2008 Qtr 1: 0; 2008 Qtr 2: 0; 2008 Qtr 3: 0; 2008 Qtr 4: 0 | 8
0 | 316092-Multi-family, Tank Less Water Heater, CZ 15 |  | 15 | Residential | HorizAxisClothesWasher | 0 |  |  |  |  | 325 | 200 | 0 | 0 | 0 | 125 | 0 |  | kW | 0 | 14.81 | Residential |  | Annual | [5 empty] | 15 | 0.8 |  |  |  | 0 | 0 | 8 | 0 | 0 | 0 | 0 | 0 | 0 | 0 | 0 | 0 | 2006 Qtr 1: 0; 2006 Qtr 2: 0; 2006 Qtr 3: 0; 2006 Qtr 4: 0; 2007 Qtr 1: 0; 2007 Qtr 2: 0; 2007 Qtr 3: 8; 2007 Qtr 4: 0; 2008 Qtr 1: 0; 2008 Qtr 2: 0; 2008 Qtr 3: 0; 2008 Qtr 4: 0 | 8
0 | 316092-Multi-family, Tank Less Water Heater, CZ 15 |  | 15 | Residential | HorizAxisClothesWasher | 0 |  |  |  |  | 325 | 200 | 0 | 0 | 0 | 125 | 0 |  | kW | 0 | 14.81 | Residential |  | Annual | [5 empty] | 15 | 0.8 |  |  |  | 0 | 0 | 8 | 0 | 0 | 0 | 0 | 0 | 0 | 0 | 0 | 0 | 2006 Qtr 1: 0; 2006 Qtr 2: 0; 2006 Qtr 3: 0; 2006 Qtr 4: 0; 2007 Qtr 1: 0; 2007 Qtr 2: 0; 2007 Qtr 3: 8; 2007 Qtr 4: 0; 2008 Qtr 1: 0; 2008 Qtr 2: 0; 2008 Qtr 3: 0; 2008 Qtr 4: 0 | 8
0 | 316092-Multi-family, Tank Less Water Heater, CZ 15 |  | 15 | Residential | HorizAxisClothesWasher | 0 |  |  |  |  | 325 | 200 | 0 | 0 | 0 | 125 | 0 |  | kW | 0 | 14.81 | Residential |  | Annual | [5 empty] | 15 | 0.8 |  |  |  | 0 | 0 | 8 | 0 | 0 | 0 | 0 | 0 | 0 | 0 | 0 | 0 | 2006 Qtr 1: 0; 2006 Qtr 2: 0; 2006 Qtr 3: 0; 2006 Qtr 4: 0; 2007 Qtr 1: 0; 2007 Qtr 2: 0; 2007 Qtr 3: 8; 2007 Qtr 4: 0; 2008 Qtr 1: 0; 2008 Qtr 2: 0; 2008 Qtr 3: 0; 2008 Qtr 4: 0 | 8
0 | 316062-Multi-family, Maximum Cooling Capacity, CZ 15 |  | 15 | Residential | AC_Cooling | 0 |  |  |  |  | 150 | 100 | 0 | 0 | 0 | 50 | 1791.18 |  | kW | 1.9635 | 4.3 | Residential |  | Winter Only | [5 empty] | 15 | 0.8 |  |  |  | 0 | 0 | 16 | 0 | 0 | 0 | 0 | 0 | 0 | 0 | 0 | 0 | 2006 Qtr 1: 0; 2006 Qtr 2: 0; 2006 Qtr 3: 0; 2006 Qtr 4: 0; 2007 Qtr 1: 0; 2007 Qtr 2: 0; 2007 Qtr 3: 0; 2007 Qtr 4: 16; 2008 Qtr 1: 0; 2008 Qtr 2: 0; 2008 Qtr 3: 0; 2008 Qtr 4: 0 | 16
0 | 316082-Multi-family, High Quality Insulation Installation, CZ 15 |  | 15 | Residential | AC_Cooling | 0 |  |  |  |  | 100 | 50 | 0 | 0 | 0 | 50 | 304.28 |  | kW | 0.33356 | 4.22 | Residential |  | Winter Only | [5 empty] | 20 | 0.8 |  |  |  | 0 | 0 | 16 | 0 | 0 | 0 | 0 | 0 | 0 | 0 | 0 | 0 | 2006 Qtr 1: 0; 2006 Qtr 2: 0; 2006 Qtr 3: 0; 2006 Qtr 4: 0; 2007 Qtr 1: 0; 2007 Qtr 2: 0; 2007 Qtr 3: 0; 2007 Qtr 4: 16; 2008 Qtr 1: 0; 2008 Qtr 2: 0; 2008 Qtr 3: 0; 2008 Qtr 4: 0 | 16
0 | 316062-Multi-family, Maximum Cooling Capacity, CZ 15 |  | 15 | Residential | AC_Cooling | 0 |  |  |  |  | 150 | 100 | 0 | 0 | 0 | 50 | 1791.18 |  | kW | 1.9635 | 4.3 | Residential |  | Winter Only | [5 empty] | 15 | 0.8 |  |  |  | 0 | 0 | 8 | 0 | 0 | 0 | 0 | 0 | 0 | 0 | 0 | 0 | 2006 Qtr 1: 0; 2006 Qtr 2: 0; 2006 Qtr 3: 0; 2006 Qtr 4: 0; 2007 Qtr 1: 0; 2007 Qtr 2: 0; 2007 Qtr 3: 0; 2007 Qtr 4: 8; 2008 Qtr 1: 0; 2008 Qtr 2: 0; 2008 Qtr 3: 0; 2008 Qtr 4: 0 | 8
0 | 316082-Multi-family, High Quality Insulation Installation, CZ 15 |  | 15 | Residential | AC_Cooling | 0 |  |  |  |  | 100 | 50 | 0 | 0 | 0 | 50 | 304.28 |  | kW | 0.33356 | 4.22 | Residential |  | Winter Only | [5 empty] | 20 | 0.8 |  |  |  | 0 | 0 | 8 | 0 | 0 | 0 | 0 | 0 | 0 | 0 | 0 | 0 | 2006 Qtr 1: 0; 2006 Qtr 2: 0; 2006 Qtr 3: 0; 2006 Qtr 4: 0; 2007 Qtr 1: 0; 2007 Qtr 2: 0; 2007 Qtr 3: 0; 2007 Qtr 4: 8; 2008 Qtr 1: 0; 2008 Qtr 2: 0; 2008 Qtr 3: 0; 2008 Qtr 4: 0 | 8
0 | 316062-Multi-family, Maximum Cooling Capacity, CZ 15 |  | 15 | Residential | AC_Cooling | 0 |  |  |  |  | 150 | 100 | 0 | 0 | 0 | 50 | 1791.18 |  | kW | 1.9635 | 4.3 | Residential |  | Winter Only | [5 empty] | 15 | 0.8 |  |  |  | 0 | 0 | 8 | 0 | 0 | 0 | 0 | 0 | 0 | 0 | 0 | 0 | 2006 Qtr 1: 0; 2006 Qtr 2: 0; 2006 Qtr 3: 0; 2006 Qtr 4: 0; 2007 Qtr 1: 0; 2007 Qtr 2: 0; 2007 Qtr 3: 0; 2007 Qtr 4: 8; 2008 Qtr 1: 0; 2008 Qtr 2: 0; 2008 Qtr 3: 0; 2008 Qtr 4: 0 | 8
0 | 316082-Multi-family, High Quality Insulation Installation, CZ 15 |  | 15 | Residential | AC_Cooling | 0 |  |  |  |  | 100 | 50 | 0 | 0 | 0 | 50 | 304.28 |  | kW | 0.33356 | 4.22 | Residential |  | Winter Only | [5 empty] | 20 | 0.8 |  |  |  | 0 | 0 | 8 | 0 | 0 | 0 | 0 | 0 | 0 | 0 | 0 | 0 | 2006 Qtr 1: 0; 2006 Qtr 2: 0; 2006 Qtr 3: 0; 2006 Qtr 4: 0; 2007 Qtr 1: 0; 2007 Qtr 2: 0; 2007 Qtr 3: 0; 2007 Qtr 4: 8; 2008 Qtr 1: 0; 2008 Qtr 2: 0; 2008 Qtr 3: 0; 2008 Qtr 4: 0 | 8
0 | 316062-Multi-family, Maximum Cooling Capacity, CZ 15 |  | 15 | Residential | AC_Cooling | 0 |  |  |  |  | 150 | 100 | 0 | 0 | 0 | 50 | 1791.18 |  | kW | 1.9635 | 4.3 | Residential |  | Winter Only | [5 empty] | 15 | 0.8 |  |  |  | 0 | 0 | 8 | 0 | 0 | 0 | 0 | 0 | 0 | 0 | 0 | 0 | 2006 Qtr 1: 0; 2006 Qtr 2: 0; 2006 Qtr 3: 0; 2006 Qtr 4: 0; 2007 Qtr 1: 0; 2007 Qtr 2: 0; 2007 Qtr 3: 0; 2007 Qtr 4: 8; 2008 Qtr 1: 0; 2008 Qtr 2: 0; 2008 Qtr 3: 0; 2008 Qtr 4: 0 | 8
0 | 316062-Multi-family, Maximum Cooling Capacity, CZ 15 |  | 15 | Residential | AC_Cooling | 0 |  |  |  |  | 150 | 100 | 0 | 0 | 0 | 50 | 1791.18 |  | kW | 1.9635 | 4.3 | Residential |  | Winter Only | [5 empty] | 15 | 0.8 |  |  |  | 0 | 0 | 8 | 0 | 0 | 0 | 0 | 0 | 0 | 0 | 0 | 0 | 2006 Qtr 1: 0; 2006 Qtr 2: 0; 2006 Qtr 3: 0; 2006 Qtr 4: 0; 2007 Qtr 1: 0; 2007 Qtr 2: 0; 2007 Qtr 3: 0; 2007 Qtr 4: 8; 2008 Qtr 1: 0; 2008 Qtr 2: 0; 2008 Qtr 3: 0; 2008 Qtr 4: 0 | 8
0 | 316082-Multi-family, High Quality Insulation Installation, CZ 15 |  | 15 | Residential | AC_Cooling | 0 |  |  |  |  | 100 | 50 | 0 | 0 | 0 | 50 | 304.28 |  | kW | 0.33356 | 4.22 | Residential |  | Winter Only | [5 empty] | 20 | 0.8 |  |  |  | 0 | 0 | 8 | 0 | 0 | 0 | 0 | 0 | 0 | 0 | 0 | 0 | 2006 Qtr 1: 0; 2006 Qtr 2: 0; 2006 Qtr 3: 0; 2006 Qtr 4: 0; 2007 Qtr 1: 0; 2007 Qtr 2: 0; 2007 Qtr 3: 0; 2007 Qtr 4: 8; 2008 Qtr 1: 0; 2008 Qtr 2: 0; 2008 Qtr 3: 0; 2008 Qtr 4: 0 | 8
0 | 316062-Multi-family, Maximum Cooling Capacity, CZ 15 |  | 15 | Residential | AC_Cooling | 0 |  |  |  |  | 150 | 100 | 0 | 0 | 0 | 50 | 1791.18 |  | kW | 1.9635 | 4.3 | Residential |  | Winter Only | [5 empty] | 15 | 0.8 |  |  |  | 0 | 0 | 16 | 0 | 0 | 0 | 0 | 0 | 0 | 0 | 0 | 0 | 2006 Qtr 1: 0; 2006 Qtr 2: 0; 2006 Qtr 3: 0; 2006 Qtr 4: 0; 2007 Qtr 1: 0; 2007 Qtr 2: 0; 2007 Qtr 3: 0; 2007 Qtr 4: 16; 2008 Qtr 1: 0; 2008 Qtr 2: 0; 2008 Qtr 3: 0; 2008 Qtr 4: 0 | 16
0 | 316082-Multi-family, High Quality Insulation Installation, CZ 15 |  | 15 | Residential | AC_Cooling | 0 |  |  |  |  | 100 | 50 | 0 | 0 | 0 | 50 | 304.28 |  | kW | 0.33356 | 4.22 | Residential |  | Winter Only | [5 empty] | 20 | 0.8 |  |  |  | 0 | 0 | 16 | 0 | 0 | 0 | 0 | 0 | 0 | 0 | 0 | 0 | 2006 Qtr 1: 0; 2006 Qtr 2: 0; 2006 Qtr 3: 0; 2006 Qtr 4: 0; 2007 Qtr 1: 0; 2007 Qtr 2: 0; 2007 Qtr 3: 0; 2007 Qtr 4: 16; 2008 Qtr 1: 0; 2008 Qtr 2: 0; 2008 Qtr 3: 0; 2008 Qtr 4: 0 | 16
0 | 316062-Multi-family, Maximum Cooling Capacity, CZ 15 |  | 15 | Residential | AC_Cooling | 0 |  |  |  |  | 150 | 100 | 0 | 0 | 0 | 50 | 1791.18 |  | kW | 1.9635 | 4.3 | Residential |  | Winter Only | [5 empty] | 15 | 0.8 |  |  |  | 0 | 0 | 16 | 0 | 0 | 0 | 0 | 0 | 0 | 0 | 0 | 0 | 2006 Qtr 1: 0; 2006 Qtr 2: 0; 2006 Qtr 3: 0; 2006 Qtr 4: 0; 2007 Qtr 1: 0; 2007 Qtr 2: 0; 2007 Qtr 3: 0; 2007 Qtr 4: 16; 2008 Qtr 1: 0; 2008 Qtr 2: 0; 2008 Qtr 3: 0; 2008 Qtr 4: 0 | 16
0 | 316014-Single Family, Verified Ducting System, CZ 5 |  | System | Residential | AC_Cooling | 0 |  |  |  |  | 125 | 100 | 0 | 0 | 0 | 25 | 18.94 |  | kW | 0.020757 | 34.54 | Residential |  | Winter Only | [5 empty] | 18 | 0.8 |  |  |  | 0 | 0 | 1 | 0 | 0 | 0 | 0 | 0 | 0 | 0 | 0 | 0 | 2006 Qtr 1: 0; 2006 Qtr 2: 0; 2006 Qtr 3: 0; 2006 Qtr 4: 0; 2007 Qtr 1: 0; 2007 Qtr 2: 0; 2007 Qtr 3: 0; 2007 Qtr 4: 1; 2008 Qtr 1: 0; 2008 Qtr 2: 0; 2008 Qtr 3: 0; 2008 Qtr 4: 0 | 1
0 | 316024-Single Family, Quality Insulation Installation, CZ 5 |  | System | Residential | AC_Cooling | 0 |  |  |  |  | 300 | 175 | 0 | 0 | 0 | 125 | 37.87 |  | kW | 0.041514 | 57.09 | Residential |  | Winter Only | [5 empty] | 20 | 0.8 |  |  |  | 0 | 0 | 1 | 0 | 0 | 0 | 0 | 0 | 0 | 0 | 0 | 0 | 2006 Qtr 1: 0; 2006 Qtr 2: 0; 2006 Qtr 3: 0; 2006 Qtr 4: 0; 2007 Qtr 1: 0; 2007 Qtr 2: 0; 2007 Qtr 3: 0; 2007 Qtr 4: 1; 2008 Qtr 1: 0; 2008 Qtr 2: 0; 2008 Qtr 3: 0; 2008 Qtr 4: 0 | 1
0 | 316014-Single Family, Verified Ducting System, CZ 5 |  | System | Residential | AC_Cooling | 0 |  |  |  |  | 125 | 100 | 0 | 0 | 0 | 25 | 18.94 |  | kW | 0.020757 | 34.54 | Residential |  | Winter Only | [5 empty] | 18 | 0.8 |  |  |  | 0 | 0 | 1 | 0 | 0 | 0 | 0 | 0 | 0 | 0 | 0 | 0 | 2006 Qtr 1: 0; 2006 Qtr 2: 0; 2006 Qtr 3: 0; 2006 Qtr 4: 0; 2007 Qtr 1: 0; 2007 Qtr 2: 0; 2007 Qtr 3: 0; 2007 Qtr 4: 1; 2008 Qtr 1: 0; 2008 Qtr 2: 0; 2008 Qtr 3: 0; 2008 Qtr 4: 0 | 1
0 | 316024-Single Family, Quality Insulation Installation, CZ 5 |  | System | Residential | AC_Cooling | 0 |  |  |  |  | 300 | 175 | 0 | 0 | 0 | 125 | 37.87 |  | kW | 0.041514 | 57.09 | Residential |  | Winter Only | [5 empty] | 20 | 0.8 |  |  |  | 0 | 0 | 1 | 0 | 0 | 0 | 0 | 0 | 0 | 0 | 0 | 0 | 2006 Qtr 1: 0; 2006 Qtr 2: 0; 2006 Qtr 3: 0; 2006 Qtr 4: 0; 2007 Qtr 1: 0; 2007 Qtr 2: 0; 2007 Qtr 3: 0; 2007 Qtr 4: 1; 2008 Qtr 1: 0; 2008 Qtr 2: 0; 2008 Qtr 3: 0; 2008 Qtr 4: 0 | 1
0 | 316014-Single Family, Verified Ducting System, CZ 5 |  | System | Residential | AC_Cooling | 0 |  |  |  |  | 125 | 100 | 0 | 0 | 0 | 25 | 18.94 |  | kW | 0.020757 | 34.54 | Residential |  | Winter Only | [5 empty] | 18 | 0.8 |  |  |  | 0 | 0 | 1 | 0 | 0 | 0 | 0 | 0 | 0 | 0 | 0 | 0 | 2006 Qtr 1: 0; 2006 Qtr 2: 0; 2006 Qtr 3: 0; 2006 Qtr 4: 0; 2007 Qtr 1: 0; 2007 Qtr 2: 0; 2007 Qtr 3: 0; 2007 Qtr 4: 1; 2008 Qtr 1: 0; 2008 Qtr 2: 0; 2008 Qtr 3: 0; 2008 Qtr 4: 0 | 1
0 | 316024-Single Family, Quality Insulation Installation, CZ 5 |  | System | Residential | AC_Cooling | 0 |  |  |  |  | 300 | 175 | 0 | 0 | 0 | 125 | 37.87 |  | kW | 0.041514 | 57.09 | Residential |  | Winter Only | [5 empty] | 20 | 0.8 |  |  |  | 0 | 0 | 1 | 0 | 0 | 0 | 0 | 0 | 0 | 0 | 0 | 0 | 2006 Qtr 1: 0; 2006 Qtr 2: 0; 2006 Qtr 3: 0; 2006 Qtr 4: 0; 2007 Qtr 1: 0; 2007 Qtr 2: 0; 2007 Qtr 3: 0; 2007 Qtr 4: 1; 2008 Qtr 1: 0; 2008 Qtr 2: 0; 2008 Qtr 3: 0; 2008 Qtr 4: 0 | 1
0 | 316014-Single Family, Verified Ducting System, CZ 5 |  | System | Residential | AC_Cooling | 0 |  |  |  |  | 125 | 100 | 0 | 0 | 0 | 25 | 18.94 |  | kW | 0.020757 | 34.54 | Residential |  | Winter Only | [5 empty] | 18 | 0.8 |  |  |  | 0 | 0 | 1 | 0 | 0 | 0 | 0 | 0 | 0 | 0 | 0 | 0 | 2006 Qtr 1: 0; 2006 Qtr 2: 0; 2006 Qtr 3: 0; 2006 Qtr 4: 0; 2007 Qtr 1: 0; 2007 Qtr 2: 0; 2007 Qtr 3: 0; 2007 Qtr 4: 1; 2008 Qtr 1: 0; 2008 Qtr 2: 0; 2008 Qtr 3: 0; 2008 Qtr 4: 0 | 1
0 | 316024-Single Family, Quality Insulation Installation, CZ 5 |  | System | Residential | AC_Cooling | 0 |  |  |  |  | 300 | 175 | 0 | 0 | 0 | 125 | 37.87 |  | kW | 0.041514 | 57.09 | Residential |  | Winter Only | [5 empty] | 20 | 0.8 |  |  |  | 0 | 0 | 1 | 0 | 0 | 0 | 0 | 0 | 0 | 0 | 0 | 0 | 2006 Qtr 1: 0; 2006 Qtr 2: 0; 2006 Qtr 3: 0; 2006 Qtr 4: 0; 2007 Qtr 1: 0; 2007 Qtr 2: 0; 2007 Qtr 3: 0; 2007 Qtr 4: 1; 2008 Qtr 1: 0; 2008 Qtr 2: 0; 2008 Qtr 3: 0; 2008 Qtr 4: 0 | 1
0 | 316014-Single Family, Verified Ducting System, CZ 5 |  | System | Residential | AC_Cooling | 0 |  |  |  |  | 125 | 100 | 0 | 0 | 0 | 25 | 18.94 |  | kW | 0.020757 | 34.54 | Residential |  | Winter Only | [5 empty] | 18 | 0.8 |  |  |  | 0 | 0 | 1 | 0 | 0 | 0 | 0 | 0 | 0 | 0 | 0 | 0 | 2006 Qtr 1: 0; 2006 Qtr 2: 0; 2006 Qtr 3: 0; 2006 Qtr 4: 0; 2007 Qtr 1: 0; 2007 Qtr 2: 0; 2007 Qtr 3: 0; 2007 Qtr 4: 1; 2008 Qtr 1: 0; 2008 Qtr 2: 0; 2008 Qtr 3: 0; 2008 Qtr 4: 0 | 1
0 | 316024-Single Family, Quality Insulation Installation, CZ 5 |  | System | Residential | AC_Cooling | 0 |  |  |  |  | 300 | 175 | 0 | 0 | 0 | 125 | 37.87 |  | kW | 0.041514 | 57.09 | Residential |  | Winter Only | [5 empty] | 20 | 0.8 |  |  |  | 0 | 0 | 1 | 0 | 0 | 0 | 0 | 0 | 0 | 0 | 0 | 0 | 2006 Qtr 1: 0; 2006 Qtr 2: 0; 2006 Qtr 3: 0; 2006 Qtr 4: 0; 2007 Qtr 1: 0; 2007 Qtr 2: 0; 2007 Qtr 3: 0; 2007 Qtr 4: 1; 2008 Qtr 1: 0; 2008 Qtr 2: 0; 2008 Qtr 3: 0; 2008 Qtr 4: 0 | 1
0 | 316014-Single Family, Verified Ducting System, CZ 5 |  | System | Residential | AC_Cooling | 0 |  |  |  |  | 125 | 100 | 0 | 0 | 0 | 25 | 18.94 |  | kW | 0.020757 | 34.54 | Residential |  | Winter Only | [5 empty] | 18 | 0.8 |  |  |  | 0 | 0 | 1 | 0 | 0 | 0 | 0 | 0 | 0 | 0 | 0 | 0 | 2006 Qtr 1: 0; 2006 Qtr 2: 0; 2006 Qtr 3: 0; 2006 Qtr 4: 0; 2007 Qtr 1: 0; 2007 Qtr 2: 0; 2007 Qtr 3: 0; 2007 Qtr 4: 1; 2008 Qtr 1: 0; 2008 Qtr 2: 0; 2008 Qtr 3: 0; 2008 Qtr 4: 0 | 1
0 | 316024-Single Family, Quality Insulation Installation, CZ 5 |  | System | Residential | AC_Cooling | 0 |  |  |  |  | 300 | 175 | 0 | 0 | 0 | 125 | 37.87 |  | kW | 0.041514 | 57.09 | Residential |  | Winter Only | [5 empty] | 20 | 0.8 |  |  |  | 0 | 0 | 1 | 0 | 0 | 0 | 0 | 0 | 0 | 0 | 0 | 0 | 2006 Qtr 1: 0; 2006 Qtr 2: 0; 2006 Qtr 3: 0; 2006 Qtr 4: 0; 2007 Qtr 1: 0; 2007 Qtr 2: 0; 2007 Qtr 3: 0; 2007 Qtr 4: 1; 2008 Qtr 1: 0; 2008 Qtr 2: 0; 2008 Qtr 3: 0; 2008 Qtr 4: 0 | 1
0 | 316014-Single Family, Verified Ducting System, CZ 5 |  | System | Residential | AC_Cooling | 0 |  |  |  |  | 125 | 100 | 0 | 0 | 0 | 25 | 18.94 |  | kW | 0.020757 | 34.54 | Residential |  | Winter Only | [5 empty] | 18 | 0.8 |  |  |  | 0 | 0 | 1 | 0 | 0 | 0 | 0 | 0 | 0 | 0 | 0 | 0 | 2006 Qtr 1: 0; 2006 Qtr 2: 0; 2006 Qtr 3: 0; 2006 Qtr 4: 0; 2007 Qtr 1: 0; 2007 Qtr 2: 0; 2007 Qtr 3: 0; 2007 Qtr 4: 1; 2008 Qtr 1: 0; 2008 Qtr 2: 0; 2008 Qtr 3: 0; 2008 Qtr 4: 0 | 1
0 | 316024-Single Family, Quality Insulation Installation, CZ 5 |  | System | Residential | AC_Cooling | 0 |  |  |  |  | 300 | 175 | 0 | 0 | 0 | 125 | 37.87 |  | kW | 0.041514 | 57.09 | Residential |  | Winter Only | [5 empty] | 20 | 0.8 |  |  |  | 0 | 0 | 1 | 0 | 0 | 0 | 0 | 0 | 0 | 0 | 0 | 0 | 2006 Qtr 1: 0; 2006 Qtr 2: 0; 2006 Qtr 3: 0; 2006 Qtr 4: 0; 2007 Qtr 1: 0; 2007 Qtr 2: 0; 2007 Qtr 3: 0; 2007 Qtr 4: 1; 2008 Qtr 1: 0; 2008 Qtr 2: 0; 2008 Qtr 3: 0; 2008 Qtr 4: 0 | 1
0 | 316014-Single Family, Verified Ducting System, CZ 5 |  | System | Residential | AC_Cooling | 0 |  |  |  |  | 125 | 100 | 0 | 0 | 0 | 25 | 18.94 |  | kW | 0.020757 | 34.54 | Residential |  | Winter Only | [5 empty] | 18 | 0.8 |  |  |  | 0 | 0 | 1 | 0 | 0 | 0 | 0 | 0 | 0 | 0 | 0 | 0 | 2006 Qtr 1: 0; 2006 Qtr 2: 0; 2006 Qtr 3: 0; 2006 Qtr 4: 0; 2007 Qtr 1: 0; 2007 Qtr 2: 0; 2007 Qtr 3: 0; 2007 Qtr 4: 1; 2008 Qtr 1: 0; 2008 Qtr 2: 0; 2008 Qtr 3: 0; 2008 Qtr 4: 0 | 1
0 | 316024-Single Family, Quality Insulation Installation, CZ 5 |  | System | Residential | AC_Cooling | 0 |  |  |  |  | 300 | 175 | 0 | 0 | 0 | 125 | 37.87 |  | kW | 0.041514 | 57.09 | Residential |  | Winter Only | [5 empty] | 20 | 0.8 |  |  |  | 0 | 0 | 1 | 0 | 0 | 0 | 0 | 0 | 0 | 0 | 0 | 0 | 2006 Qtr 1: 0; 2006 Qtr 2: 0; 2006 Qtr 3: 0; 2006 Qtr 4: 0; 2007 Qtr 1: 0; 2007 Qtr 2: 0; 2007 Qtr 3: 0; 2007 Qtr 4: 1; 2008 Qtr 1: 0; 2008 Qtr 2: 0; 2008 Qtr 3: 0; 2008 Qtr 4: 0 | 1
0 | 316014-Single Family, Verified Ducting System, CZ 5 |  | System | Residential | AC_Cooling | 0 |  |  |  |  | 125 | 100 | 0 | 0 | 0 | 25 | 18.94 |  | kW | 0.020757 | 34.54 | Residential |  | Winter Only | [5 empty] | 18 | 0.8 |  |  |  | 0 | 0 | 1 | 0 | 0 | 0 | 0 | 0 | 0 | 0 | 0 | 0 | 2006 Qtr 1: 0; 2006 Qtr 2: 0; 2006 Qtr 3: 0; 2006 Qtr 4: 0; 2007 Qtr 1: 0; 2007 Qtr 2: 0; 2007 Qtr 3: 0; 2007 Qtr 4: 1; 2008 Qtr 1: 0; 2008 Qtr 2: 0; 2008 Qtr 3: 0; 2008 Qtr 4: 0 | 1
0 | 316024-Single Family, Quality Insulation Installation, CZ 5 |  | System | Residential | AC_Cooling | 0 |  |  |  |  | 300 | 175 | 0 | 0 | 0 | 125 | 37.87 |  | kW | 0.041514 | 57.09 | Residential |  | Winter Only | [5 empty] | 20 | 0.8 |  |  |  | 0 | 0 | 1 | 0 | 0 | 0 | 0 | 0 | 0 | 0 | 0 | 0 | 2006 Qtr 1: 0; 2006 Qtr 2: 0; 2006 Qtr 3: 0; 2006 Qtr 4: 0; 2007 Qtr 1: 0; 2007 Qtr 2: 0; 2007 Qtr 3: 0; 2007 Qtr 4: 1; 2008 Qtr 1: 0; 2008 Qtr 2: 0; 2008 Qtr 3: 0; 2008 Qtr 4: 0 | 1
0 | 316014-Single Family, Verified Ducting System, CZ 5 |  | System | Residential | AC_Cooling | 0 |  |  |  |  | 125 | 100 | 0 | 0 | 0 | 25 | 18.94 |  | kW | 0.020757 | 34.54 | Residential |  | Winter Only | [5 empty] | 18 | 0.8 |  |  |  | 0 | 0 | 1 | 0 | 0 | 0 | 0 | 0 | 0 | 0 | 0 | 0 | 2006 Qtr 1: 0; 2006 Qtr 2: 0; 2006 Qtr 3: 0; 2006 Qtr 4: 0; 2007 Qtr 1: 0; 2007 Qtr 2: 0; 2007 Qtr 3: 0; 2007 Qtr 4: 1; 2008 Qtr 1: 0; 2008 Qtr 2: 0; 2008 Qtr 3: 0; 2008 Qtr 4: 0 | 1
0 | 316024-Single Family, Quality Insulation Installation, CZ 5 |  | System | Residential | AC_Cooling | 0 |  |  |  |  | 300 | 175 | 0 | 0 | 0 | 125 | 37.87 |  | kW | 0.041514 | 57.09 | Residential |  | Winter Only | [5 empty] | 20 | 0.8 |  |  |  | 0 | 0 | 1 | 0 | 0 | 0 | 0 | 0 | 0 | 0 | 0 | 0 | 2006 Qtr 1: 0; 2006 Qtr 2: 0; 2006 Qtr 3: 0; 2006 Qtr 4: 0; 2007 Qtr 1: 0; 2007 Qtr 2: 0; 2007 Qtr 3: 0; 2007 Qtr 4: 1; 2008 Qtr 1: 0; 2008 Qtr 2: 0; 2008 Qtr 3: 0; 2008 Qtr 4: 0 | 1
0 | 316014-Single Family, Verified Ducting System, CZ 5 |  | System | Residential | AC_Cooling | 0 |  |  |  |  | 125 | 100 | 0 | 0 | 0 | 25 | 18.94 |  | kW | 0.020757 | 34.54 | Residential |  | Winter Only | [5 empty] | 18 | 0.8 |  |  |  | 0 | 0 | 1 | 0 | 0 | 0 | 0 | 0 | 0 | 0 | 0 | 0 | 2006 Qtr 1: 0; 2006 Qtr 2: 0; 2006 Qtr 3: 0; 2006 Qtr 4: 0; 2007 Qtr 1: 0; 2007 Qtr 2: 0; 2007 Qtr 3: 0; 2007 Qtr 4: 1; 2008 Qtr 1: 0; 2008 Qtr 2: 0; 2008 Qtr 3: 0; 2008 Qtr 4: 0 | 1
0 | 316024-Single Family, Quality Insulation Installation, CZ 5 |  | System | Residential | AC_Cooling | 0 |  |  |  |  | 300 | 175 | 0 | 0 | 0 | 125 | 37.87 |  | kW | 0.041514 | 57.09 | Residential |  | Winter Only | [5 empty] | 20 | 0.8 |  |  |  | 0 | 0 | 1 | 0 | 0 | 0 | 0 | 0 | 0 | 0 | 0 | 0 | 2006 Qtr 1: 0; 2006 Qtr 2: 0; 2006 Qtr 3: 0; 2006 Qtr 4: 0; 2007 Qtr 1: 0; 2007 Qtr 2: 0; 2007 Qtr 3: 0; 2007 Qtr 4: 1; 2008 Qtr 1: 0; 2008 Qtr 2: 0; 2008 Qtr 3: 0; 2008 Qtr 4: 0 | 1
0 | 316014-Single Family, Verified Ducting System, CZ 5 |  | System | Residential | AC_Cooling | 0 |  |  |  |  | 125 | 100 | 0 | 0 | 0 | 25 | 18.94 |  | kW | 0.020757 | 34.54 | Residential |  | Winter Only | [5 empty] | 18 | 0.8 |  |  |  | 0 | 0 | 1 | 0 | 0 | 0 | 0 | 0 | 0 | 0 | 0 | 0 | 2006 Qtr 1: 0; 2006 Qtr 2: 0; 2006 Qtr 3: 0; 2006 Qtr 4: 0; 2007 Qtr 1: 0; 2007 Qtr 2: 0; 2007 Qtr 3: 0; 2007 Qtr 4: 1; 2008 Qtr 1: 0; 2008 Qtr 2: 0; 2008 Qtr 3: 0; 2008 Qtr 4: 0 | 1
0 | 316024-Single Family, Quality Insulation Installation, CZ 5 |  | System | Residential | AC_Cooling | 0 |  |  |  |  | 300 | 175 | 0 | 0 | 0 | 125 | 37.87 |  | kW | 0.041514 | 57.09 | Residential |  | Winter Only | [5 empty] | 20 | 0.8 |  |  |  | 0 | 0 | 1 | 0 | 0 | 0 | 0 | 0 | 0 | 0 | 0 | 0 | 2006 Qtr 1: 0; 2006 Qtr 2: 0; 2006 Qtr 3: 0; 2006 Qtr 4: 0; 2007 Qtr 1: 0; 2007 Qtr 2: 0; 2007 Qtr 3: 0; 2007 Qtr 4: 1; 2008 Qtr 1: 0; 2008 Qtr 2: 0; 2008 Qtr 3: 0; 2008 Qtr 4: 0 | 1
0 | 316014-Single Family, Verified Ducting System, CZ 5 |  | System | Residential | AC_Cooling | 0 |  |  |  |  | 125 | 100 | 0 | 0 | 0 | 25 | 18.94 |  | kW | 0.020757 | 34.54 | Residential |  | Winter Only | [5 empty] | 18 | 0.8 |  |  |  | 0 | 0 | 1 | 0 | 0 | 0 | 0 | 0 | 0 | 0 | 0 | 0 | 2006 Qtr 1: 0; 2006 Qtr 2: 0; 2006 Qtr 3: 0; 2006 Qtr 4: 0; 2007 Qtr 1: 0; 2007 Qtr 2: 0; 2007 Qtr 3: 0; 2007 Qtr 4: 1; 2008 Qtr 1: 0; 2008 Qtr 2: 0; 2008 Qtr 3: 0; 2008 Qtr 4: 0 | 1
Do NOT enter program data in this row or below. The Spreadsheet will not evaluate any such data. | bar: 2009 Qtr 1; 2011 Qtr 2 to 2011 Qtr 4; 2013 Qtr 2 to 2013 Qtr 4; 2015 Qtr 2 to 2015 Qtr 4
Lists of Dimensions and their Labels
|  |  | Climate Zones | Sectors |  |  | Measure Types for Measure Life | Measure Types for NTGR | Gas Sector | Gas Savings Profile | Combustor Type | [5 empty] | Sector Name | End Uses
|  |  | 6 | Residential |  |  | NONRESIDENTIAL MEASURES: |  | Residential | Summer Only | Large Boilers (>100 MMBtu/hr Heat Input):Uncontrolled | [5 empty] | Residential | AC_Cooling | HorizAxisClothesWasher | AC
|  |  | 8 | Retail |  |  | **************************************************************** | Appliance early retirement and replacement 0.80 | Commercial | Winter Only | Large Boilers (>100 MMBtu/hr Heat Input):Controlled Low NOx Burner | [5 empty] | Office | Lighting | >135K_Air_AC | >135K_Wtr_AC | IndoorLt
|  |  | 9 | Office |  |  | Ballast – Dimmable: NR - 11 | California Home Energy Efficiency Rating System (CHEERS) | Core | Annual | Large Boilers (>100 MMBtu/hr Heat Input):Controlled – Flue Gas Recirculation | [5 empty] | Retail | >135K_Air_AC | >135K_Wtr_AC | IndoorLt
|  |  | 10 | Misc._Commercial |  |  | Ballast – Electronic: NR - 11 | Residential Audits 0.72 |  |  | Small Boilers (<100 MMBtu/hr Heat Input):Uncontrolled | [5 empty] | Misc._Commercial | Economy_cycle | New_AC | New_HtPmp | Roof_insul | Wall_insul | Reduce_Cooling_Load | IndoorLt | Outdoor Lt | Outdoor Lt | DayLt & Controls | Perimter Lt Control | Pool HtPmp | DHW HtPmp | Refrigeration
|  |  | 13 | Not Used |  |  | Fluorescent Fixture – T8: C/I/A - 11 | Refrigerator Recycling 0.35 |  |  | Small Boilers (<100 MMBtu/hr Heat Input):Controlled Low NOx Burner
|  |  | 14 | Not Used |  |  | Fixture: T8 Lamp & Electronic Ballast: C/I/A - 11 | Freezer Recycling 0.54 |  |  | Small Boilers (<100 MMBtu/hr Heat Input):Controlled – Flue Gas Recirculation
|  |  | 15 | Not Used |  |  | T8 Fixtures – 17 Watt Lamp, 2ft or 32-watt Lamp, 4ft 11 | Residential Contractor Program 0.89 |  |  | Residential Furnaces (<0.3):Uncontrolled
|  |  | 16 |  |  |  | T8 Lamps: C/I/A - 5 | Emerging Technologies 0.83
|  |  | System |  |  |  | High Efficiency Lighting (HID): NR - 16 | All other residential programs 0.80
[7 empty] | High Output T5 Fixture: NR - 16 |  | Electric Rate | Gas Rate
[7 empty] | Indoor or Outdoor Lighting System Modification: NR - 13.5 | Advanced water heating systems 1.00 | Residential | 0
[7 empty] | Lighting Controls: NR - 16 | Agricultural and Dairy Incentives 0.75 | Commercial | Residential
[7 empty] | Daylighting Controls; NR - 16 | Coin Laundry and Dry Cleaner Education 0.70 | Not Used | Not Used
[7 empty] | Lighting Power Density: NR - 11 | Commercial and agricultural information, tools, or design assistance services | Not Used
[7 empty] | Exit Sign – CF Hardware Kit/LED/ Electro-Luminescent: NR - 16 | Comprehensive Space Conditioning 1.00 | Not Used
[7 empty] | Occupancy Sensor: NR - 8 | Lodging Education 0.70
[7 empty] | Photocell: NR - 8 | Express Efficiency (rebates) 0.96
[7 empty] | Time Clock – Lighting: NR - 8 | Energy Management Services, including audits (for small and medium customers)
[7 empty] | Induction Lamps: NR - 2 | Food Services Equipment Retrofit 1.00
[7 empty] | Induction Fixture: NR - 16 | Industrial Information and Services 0.74
[7 empty] | Delamp/reflectors: C/I - 11 | Large Standard Performance Contract 0.70
[7 empty] | Optical Reflectors- new construction: Ind, NRNC - 12 | All other nonresidential programs 0.80
[7 empty] | Optical Reflectors- retrofit: NR - 10 | New Construction
[7 empty] | HID fixture: Interior, >= 176 Watts lamp: Ind - 16 | Industrial and Agricultural Process 0.94
[7 empty] | HID fixture: Interior, 251-400 Watt lamp: Com - 16 | Industrial new construction incentives 0.62
[7 empty] | CFL Fixture: Pin based CFL fixture: Com - 12.0 | Savings by Design 0.82
[7 empty] | Screw-in CFL: Education - Primary School: NR - 5.6 | All other new construction programs 0.80
[7 empty] | Screw-in CFL: Education - Secondary School: NR - 3.5 | Codes and Standards
Screw-in CFL: Education - Community College: NR - 2.1
Screw-in CFL: Education - University: NR - 2.6
Screw-in CFL: Grocery: NR - 1.4
Screw-in CFL: Health/Medical - Hospital: NR - 0.9
Screw-in CFL: Health/Medical - Nursing Home: NR - 0.9
Screw-in CFL: Lodging - Hotel: NR - 0.9
Screw-in CFL: Lodging - Motel: NR - 0.9
Screw-in CFL: Lodging - Guest Rooms: NR - 7.0
Screw-in CFL: Manufacturing - Light Industrial: NR - 2.8
Screw-in CFL: Office - Large: NR - 2.9
Screw-in CFL: Office - Small: NR - 3.2
Screw-in CFL: Restaurant - Sit-Down: NR - 2.3
Screw-in CFL: Restaurant - Fast-Food: NR - 1.3
Screw-in CFL: Retail - 3-Story Large: NR - 1.9
Screw-in CFL: Retail - Single-Story Large: NR - 1.8
Screw-in CFL: Retail - Small: NR - 2.1
Screw-in CFL: Storage - Conditioned: NR - 2.8
Screw-in CFL: Storage - Unconditioned: NR - 2.8
Screw-in CFL: Warehouse - Refrigerated: NR - 3.1
HVAC/Refrigeration – SPC: NR - 16
Chiller – High Efficiency: NR - 20
Chiller – Variable Speed Drive: NR - 20
Water Cooled Chillers: NR - 20
Air Conditioners – High Efficiency: NR - 15
Packaged HVAC Systems: NR - 15
Install HVAC EMS: Com - 14
AC Packaged Terminal Units: NR - 15
Evaporative Coolers: NR - 15
Boiler – High Efficiency: NR - 20
Cooling Towers/Evaporative Condenser: NR - 15
Heat Pump – Split System: NR - 15
Heat Pump with Integrated Water Heating: NR - 10
Ground Source Heat Pump: NR - 15
Reduce Internal Load: NR - 15
Insulation: NR - 20
Insulation Package: NR - 20
Reflective Window Film: NR - 10
Bypass/Delay Timer(lighting): NR - 8
Set-Back Thermostat: NR - 11
Time Clock - HVAC: NR - 10
HVAC/Space Heating/Efficiency (Gas): NR - 18
Nonresidential Gas – AC: NR - 20
Adjustable speed drive, application unknown: Ag - 10
Adjustable speed drive, application unknown: Com - 10
Adjustable Speed Drive: HVAC fan, 50 HP Max: Com - 10
Pump repair: Ag - 11
Injection molding machines: Ind - 15
Plastic extusion equipment: Ind - 15
Process cooling: Ind - 15
Process equipment insulation: Ind - 15
Horizontal Clothes Washer: NR - 10
Efficient Dishwashing: NR - 5
Water Heater Controls: NR - 15
Cooking measures , Assorted: Com - 12
Water Heater – Gas: NR - 15
Domestic Hot Water Boiler (Gas): NR - 20
Auto Closer for Cooler/Freezer: NR - 8
Door Gaskets: NR - 4
Floating Head Pressure: NR - 16
Heatless Door: NR - 16
Humidistat Control for Anti-Sweat Heater: NR - 12
Insulation on Refrigeration Suction Line: NR - 11
Night Covers for Display Cases: NR - 5
PSC Evaporator Motor – Walkin/ Display: NR - 15
Refrigeration Case Doors – Glass/Acrylic: NR - 12
Refrigerator Case with Doors: NR - 12
Refrigerator Condensate Evaporator – Elec/Non Elec: NR - 8
Strip Curtains for Walk-Ins: NR - 4
Ballast: Electronic, for display case: NR - 11
Defrost: NR - 16
FHP & EFF Conditioner: NR - 16
High-efficiency Liquid Suction Heat Exchangers: NR - 16
Night Shields on Refrigerator and Freezer Cases: NR - 5
Walk-in Refrigerator or Freezer: Evaporative Fan Controller: NR - 5
Multiplec Refrigeration Systems/Supermarket Systems: NR - 10
Kiln/Oven/Furnace: NR - 18
Thermal Night Curtains: NR - 5
Custom Measures – SPC: NR - 15
Local Government Partnership: NR - 11
Audits: NR - 3
Plug Load Sensor: NR - 10
Information: NR - 1
High Efficiency Motors: NR - 15
Process Overhaul: NR - 20
System Controls: NR - 15
RESIDENTIAL MEASURES
****************************************************************
T8 Fixtures ; lamp or ballast: Res - 15
Pin based CFL Fixture: Res - 16
CFL: Indoor Screw in: Res - 9.4
CFL: Outdoor Screw in: Res - 7
Torchiere: Res - 9
Air Conditioners with SEER >= 11.0: Res - 18
Central Air Conditioners: Res - 18
Duct Testing: Res NC - 18
High Energy Efficiency Ducts: Res - 18
Whole House Fan: Res - 15
Evaporative Cooler: Res - 15
Glazing - Low E Double / Low Shade Coefficient: Res - 20
Heat Pump - Electric: Res - 15
Insulation - Ceiling / Floor / Walls: Res - 20
A/C with Integrated Water Heating: Res - 10
Programmable Thermostat: Res - 12
Audits: Res - 3
Gas Cooktops: Res - 20
Gas Dryer Stub: Res - 18
Energy-Efficient Furnaces: Res - 18
Refrigerator Recycling: Res - 10
Refrigerator - Energy Efficient; 20% more efficient: Res - 18
Refrigerators: Res - 18
GENERIC USEFUL LIVES:
****************************************************************
0.1
0.2
0.3
0.4
0.5
0.6
0.7
0.8
0.9
1
1.1
1.2
1.3
1.4
1.5
1.6
1.7
1.8
1.9
2
2.1
2.2
2.3
2.4
2.5
2.6
2.7
2.8
2.9
3
3.1
3.2
3.3
3.4
3.5
3.6
3.7
3.8
3.9
4
4.1
4.2
4.3
4.4
4.5
4.6
4.7
4.8
4.9
5
5.1
5.2
5.3
5.4
5.5
5.6
5.7
5.8
5.9
6
6.1
6.2
6.3
6.4
6.5
6.6
6.7
6.8
6.9
7
7.1
7.2
7.3
7.4
7.5
7.6
7.7
7.8
7.9
8
8.1
8.2
8.3
8.4
8.5
8.6
8.7
8.8
8.9
9
9.1
9.2
9.3
9.4
9.5
9.6
9.7
9.8
9.9
10
10.1
10.2
10.3
10.4
10.5
10.6
10.7
10.8
10.9
11
11.1
11.2
11.3
11.4
11.5
11.6
11.7
11.8
11.9
12
12.1
12.2
12.3
12.4
12.5
12.6
12.7
12.8
12.9
13
13.1
13.2
13.3
13.4
13.5
13.6
13.7
13.8
13.9
14
14.1
14.2
14.3
14.4
14.5
14.6
14.7
14.8
14.9
15
15.1
15.2
15.3
15.4
15.5
15.6
15.7
15.8
15.9
16
16.1
16.2
16.3
16.4
16.5
16.6
16.7
16.8
16.9
17
17.1
17.2
17.3
17.4
17.5
17.6
17.7
17.8
17.9
18
19
20