## Export
PROGRAM NAME | PORTFLIO W/O C&S - PART 3
BUDGET |  |  | SDG&E 2013 v1c4-Draft.xls
Administrative Costs
Overhead and G&A | 0
Other Administrative Costs | 0
Marketing/Outreach | 0
Direct Implementation
d.i. User Input Incentive (No rebates) | 0
d.ii. - d.v. Rebates etc | 12494696.0908
Activity | 0
Installation | 0
Hardware & Materials | 0
Rebate Processing & Inspection | 0
EM&V Costs | 0
Budget | 12494696.0908
Costs recovered from other sources | 0
Budget (plus other costs) | 12494696.0908
PROGRAM IMPACTS
Program Reductions | 2013-2014 | 2013 | 2014
User Entered kW (kW) | 6493.7432 | 6493.7432 | 0
Net Jul-Sept Peak (kW) | 6017.2863 | 6017.2863 | 0
Net Dec-Feb Peak (kW) | 2750.7948 | 2750.7948 | 0
Net NCP (kW) | 2750.7948 | 2750.7948 | 0
Net CEC (kW) | 0 | 0 | 0
Annual Net kWh | 26517205.3847 | 26517205.3847 | 0
Lifecycle Net kWh | 239410861.8647 | 239410861.8647 | 0
Annual Net Therms | 75537.7876 | 75537.7876 | 0
Lifecycle Net Therms | 807735.9319 | 807735.9319 | 0
Program Reductions for Measures installed through 2024
TRC
Costs | 22111662.727
Electric Benefits | 24920245.3435
Gas Benefits | 572652.5706
Net Benefits (NPV) | 3381235.1871
BC Ratio | 1.1529
PAC
Costs | 12494696.0908
Electric Benefits | 24920245.3435
Gas Benefits | 572652.5706
Net Benefits (NPV) | 12998201.8233
BC Ratio | 2.0403
Levelized Cost
Levelized Cost TRC ($/kWh )
Discounted kWh | 160091227.3847
Cost | 0.13417
Benefits | 0.15566
Benefit-Cost | 0.02149
Levelized Cost PAC ($/kWh)
Discounted kWh | 160091227.3847
Cost | 0.069668
Benefits | 0.15566
Benefit-Cost | 0.085995
Levelized Cost TRC ($/therm)
Discounted Therms | 546256.7853
Cost | 0.58439
Benefits | 1.0483
Benefit-Cost | 0.46394
Levelized Cost PAC ($/therm)
Discounted Therms | 546256.7853
Cost | 0.35
Benefits | 1.0483
Benefit-Cost | 0.69832
Emission Annual Reductions (2014-2016) |  |  |  | Energy Division File sheet "Attachment II" Total Electricity and Gas Emission Reductions
Electric Annual CO2 (tons) - 2014 | 13826.1691 |  |  |  | 2013 | 2014 | 2015 | 2016 | 2017 | 2018 | 2019
2015 | 0 |  |  |  | Total | Total | Total | Total | Total | Total | Total
2016 | 0 |  |  | Annual CO2 Emission Reductions (tons) | 14268.0652 | 0 | 0 | 0 | 0 | 0 | 0
Electric Lifecycle CO2 (tons) - 2014 | 124250.346 |  |  | Lifecycle CO2 Emission Reductions (tons) | 128975.6012 | 0 | 0 | 0 | 0 | 0 | 0
2015 | 0 |  |  | Annual NOx Emission Reductions (tons) | 2.0949 | 0 | 0 | 0 | 0 | 0 | 0
2016 | 0 |  |  | Lifecycle NOx Emission Reductions (tons) | 19.3896 | 0 | 0 | 0 | 0 | 0 | 0
Electric Annual NOX (tons) - 2014 | 1.7248 |  |  | Annual SO2 Emission Reductions (tons)
2015 | 0 |  |  | Lifecycle SO2 Emission Reductions (tons)
2016 | 0
Electric Lifecycle NOX (tons) - 2014 | 15.4317
2015 | 0
2016 | 0
Electric Annual SO2 (lbs) - 2014
2015
2016
Electric Lifecycle SO2 (lbs) - 2014
2015
2016
Gas Annual CO2 (tons) - 2014 | 441.8961
2015 | 0
2016 | 0
Gas Lifecycle CO2 (tons) - 2014 | 4725.2552
2015 | 0
2016 | 0
Gas Annual NOX (tons) - 2014 | 0.37014
2015 | 0
2016 | 0
Gas Lifecycle NOX (tons) - 2014 | 3.9579
2015 | 0
2016 | 0
Gas Annual SO2 (lbs) - 2014
2015
2016
Gas Lifecycle SO2 (lbs) - 2014
2015
2016
Data below not currently used in Energy Division workbook
Levelized Cost RIM ($/therm)
Discounted Therms | 546256.7853
Cost | 1.5737
Benefits | 1.0483
Benefit-Cost | -0.52536
Levelized Cost RIM ($/kWh)
Discounted kWh | 160091227.3847
Cost | 0.23367
Benefits | 0.15566
Benefit-Cost | -0.52536
RIM
Costs | 38268552.6466
Electric Benefits | 24920245.3435
Gas Benefits | 572652.5706
Net Benefits (NPV) | -12775654.7325
BC Ratio | 0.66616
Impacts for all programs
Net July-Sept Wtd Avg Peak** (kW)
Clothes Dryer | 0
Clothes Washer | 0
Consumer Electronics | 0
Cooking | 0
Dishwasher | 0
Net Wtd Avg Dec-Feb** (kW)
Clothes Dryer | 0
Clothes Washer | 0
Consumer Electronics | 0
Cooking | 0
Dishwasher | 0
0
Clothes Dryer | 0
Clothes Washer | 0
Consumer Electronics | 0
Cooking | 0
Dishwasher | 0
Annual Wtd Avg Net kWh
Clothes Dryer | 0
Clothes Washer | 0
Consumer Electronics | 0
Cooking | 0
Dishwasher | 0
Lifecycle Net kWh
Clothes Dryer | 0
Clothes Washer | 0
Consumer Electronics | 0
Cooking | 0
Dishwasher | 0
Annual Wtd Avg Net Therms
Clothes Dryer | 0
Clothes Washer | 0
Consumer Electronics | 0
Cooking | 0
Dishwasher | 0
Lifecycle Net Therms
Clothes Dryer | 0
Clothes Washer | 0
Consumer Electronics | 0
Cooking | 0
Dishwasher | 0
Goal Attainment | Net Annual Savings
kWh
2013 | 37128722.7499
2014 | -98953.4897
2015 | -351971.0128
2016 | -3685209.7917
2017 | -6414334.7716
2018 | -2852137.1945
2019 | -4394201.3296
2020 | -360770.2431
2021 | -1076382.4952
2022 | -548838.5388
kW
2013 | 9047.8686
2014 | -26.6587
2015 | -81.3219
2016 | -886.2504
2017 | -1514.4697
2018 | -460.4588
2019 | -724.9404
2020 | -78.1621
2021 | -236.2104
2022 | -124.2847
Therms
2013 | 124406.9879
2014 | 0
2015 | 443.2248
2016 | 1844.8859
2017 | 1103.664
2018 | -4071.9809
2019 | -12166.0494
2020 | -10307.9547
2021 | -2940.9411
2022 | 2674.9413

## Output by Measure
SDG&E
PORTFLIO W/O C&S - PART 3
SDG&E | [7 empty] | Levelized Benefits less Costs (TRC) |  |  |  | Levelized Benefits less Costs (PAC) |  |  |  | Benefit Cost Ratios
Net Impacts by Measure | [7 empty] | No Allocated Admin |  | w/ Allocated Admin |  | No Allocated Admin |  | w/ Allocated Admin |  | No Allocated Admin |  | w/ Allocated Admin
| Wtd Avg Net Avg Jul-Sep (kW) | Wtd Avg Net Dec-Feb Pk (kW) | Wtd Avg Net User Entered kW | Wtd Avg Annual kWh adj for Net to gross | Wtd Avg Lifecycle kWh (Annual * Measure Life) | Wtd Avg Annual Therms | Wtd Avg Lifecycle Therms | Electric ($/kWh) | Gas ($/Th) | Electric ($/kWh) | Gas ($/Th) | Electric ($/kWh) | Gas ($/Th) | Electric ($/kWh) | Gas ($/Th) | TRC | PAC | TRC | PAC
Total or Average | 6017.2863 | 2750.7948 | 6493.7432 | 26517205.3847 | 239410861.8647 | 75537.7876 | 807735.9319 | 0.02149 | 0.46394 | 0.02149 | 0.46394 | 0.085995 | 0.69832 | 0.085995 | 0.69832
401064 - Agriculture - Low Pressure Sprinkler Nozzles (per nozzle) | 0.39947 | 0.44104 | 2.3478 | 2934.75 | 58695 | 0 | 0 | 0.10524 | 0 | 0.10524 | 0 | 0.11041 | 0 | 0.11041 | 0 | 4.9732 | 6.1776 | 4.9732 | 6.1776
402001 - Food Service - Hot Food Holding Cabinet-Full-Size | 0.38753 | 0.42785 | 0.468 | 2847 | 34164 | 0 | 0 | 0.008467 | 0 | 0.008467 | 0 | 0.096618 | 0 | 0.096618 | 0 | 1.0747 | 4.8354 | 1.0747 | 4.8354
402003 - Food Service - Hot Food Holding Cabinet-Half-Size | 1.647 | 1.8184 | 1.989 | 12099.75 | 145197 | 0 | 0 | 0.030894 | 0 | 0.030894 | 0 | 0.087918 | 0 | 0.087918 | 0 | 1.3409 | 3.6175 | 1.3409 | 3.6175
402005 - Food Service - Commercial Gas Fryer | 0 | 0 | 0 | 0 | 0 | 27344.2 | 328130.4 | 0 | 0.93679 | 0 | 0.93679 | 0 | 0.98944 | 0 | 0.98944 | 5.3956 | 7.1663 | 5.3956 | 7.1663
402007 - Food Service-Commercial Gas Large Vat Fryer, Cooking Efficiency >= 50% | 0 | 0 | 0 | 0 | 0 | 5258.5 | 63102 | 0 | 0.92603 | 0 | 0.92603 | 0 | 0.99319 | 0 | 0.99319 | 5.5516 | 8.2871 | 5.5516 | 8.2871
402008 - Ice Machines 301-400 - Energy Star | 0.051334 | 0.039727 | 0.0455 | 445.25 | 4452.5 | 0 | 0 | 0.045275 | 0 | 0.045275 | 0 | 0.086959 | 0 | 0.086959 | 0 | 1.7031 | 4.8288 | 1.7031 | 4.8288
402015 - Ice Machines 301-400 - CEE Tier III | 0.31175 | 0.24126 | 0.3094 | 2704 | 27040 | 0 | 0 | -0.066199 | 0 | -0.066199 | 0 | 0.078168 | 0 | 0.078168 | 0 | 0.62017 | 3.6127 | 0.62017 | 3.6127
402017 - Ice Machines 501-1000 - CEE Tier III | 0.27084 | 0.20959 | 0.2678 | 2349.1 | 23491 | 0 | 0 | 0.056022 | 0 | 0.056022 | 0 | 0.082528 | 0 | 0.082528 | 0 | 2.0148 | 3.8757 | 2.0148 | 3.8757
402018 - Ice Machines 1001-1500 - CEE Tier III | 1.6372 | 1.267 | 1.6224 | 14199.9 | 141999 | 0 | 0 | 0.049437 | 0 | 0.049437 | 0 | 0.085127 | 0 | 0.085127 | 0 | 1.8454 | 4.7355 | 1.8454 | 4.7355
402022 - Food Service - Griddle-Electric | 7.7432 | 8.5488 | 12.87 | 56885.4 | 682624.8 | 0 | 0 | 0.090441 | 0 | 0.090441 | 0 | 0.10538 | 0 | 0.10538 | 0 | 4.1398 | 8.5984 | 4.1398 | 8.5984
402025 - Food Service - Combination Oven-Gas | 0 | 0 | 0 | 0 | 0 | 1571.7 | 18860.4 | 0 | -0.80283 | 0 | -0.80283 | 0 | 0.68751 | 0 | 0.68751 | 0.56191 | 3.0089 | 0.56191 | 3.0089
402026 - Food Service - Convection Oven-Electric | 7.6085 | 8.4001 | 11.4855 | 55896.1 | 670753.2 | 0 | 0 | 0.065677 | 0 | 0.065677 | 0 | 0.095147 | 0 | 0.095147 | 0 | 2.2469 | 5.1008 | 2.2469 | 5.1008
402027 - Food Service - Convection Oven-Gas | 0 | 0 | 0 | 0 | 0 | 4641 | 55692 | 0 | 0.64093 | 0 | 0.64093 | 0 | 0.88048 | 0 | 0.88048 | 2.2893 | 4.4186 | 2.2893 | 4.4186
402029 - Food Service-Commercial Gas Rack Oven- Double, Cooking Efficiency >= 50% | 0 | 0 | 0 | 0 | 0 | 2735.2 | 32822.4 | 0 | 0.6633 | 0 | 0.6633 | 0 | 0.85309 | 0 | 0.85309 | 2.8192 | 5.8803 | 2.8192 | 5.8803
402032 - Ventilation Control - Retrofit | 95.8646 | 23.9155 | 55.328 | 326580.8 | 4898712 | 0 | 0 | 0.13434 | 0 | 0.13434 | 0 | 0.17317 | 0 | 0.17317 | 0 | 3.6148 | 14.7916 | 3.6148 | 14.7916
402033 - Ventilation Control- New | 17.1187 | 4.2706 | 9.88 | 58318 | 874770 | 0 | 0 | 0.15867 | 0 | 0.15867 | 0 | 0.17587 | 0 | 0.17587 | 0 | 6.8419 | 18.6667 | 6.8419 | 18.6667
402034 - Water Heating - HE Storage Water Heater | 0 | 0 | 0 | 0 | 0 | 171.2593 | 2568.8891 | 0 | 0.093069 | 0 | 0.093069 | 0 | 0.34285 | 0 | 0.34285 | 1.0951 | 1.4701 | 1.0951 | 1.4701
402037 - Heating - Space Heating Boilers - Large | 0 | 0 | 0 | 0 | 0 | 472.875 | 9457.5 | 0 | 1.012 | 0 | 1.012 | 0 | 1.2692 | 0 | 1.2692 | 4.4542 | 36.4085 | 4.4542 | 36.4085
402038 - Water Heating -Commercial Boiler | 0 | 0 | 0 | 0 | 0 | 3166.8 | 63336 | 0 | 1.0781 | 0 | 1.0781 | 0 | 1.0941 | 0 | 1.0941 | 11.9165 | 14.2164 | 11.9165 | 14.2164
402039 - Water Heating -Instantaneous - Gas <=200MBtuh | 0 | 0 | 0 | 0 | 0 | 208.26 | 4165.2 | 0 | 0.80002 | 0 | 0.80002 | 0 | 0.99167 | 0 | 0.99167 | 3.2995 | 7.3463 | 3.2995 | 7.3463
402046 - Tank Insulation - High Temperature Applic. (LF) 2 in | 0 | 0 | 0 | 0 | 0 | 9824.1 | 68768.7 | 0 | 0.85731 | 0 | 0.85731 | 0 | 0.89377 | 0 | 0.89377 | 11.823 | 21.905 | 11.823 | 21.905
402050 - High Efficiency Clothes Washer, CEE Tier 3 Models | 0 | 0 | 0 | 0 | 0 | 9.906 | 108.966 | 0 | -0.50086 | 0 | -0.50086 | 0 | 0.15014 | 0 | 0.15014 | 0.68859 | 1.1568 | 0.68859 | 1.1568
402051 - Steam Trap Replacement, Commercial operating system <12 hrs/day, Dry Cleaners excluded | 0 | 0 | 0 | 0 | 0 | 2861.95 | 17171.7 | 0 | 0.43935 | 0 | 0.43935 | 0 | 0.67296 | 0 | 0.67296 | 1.8984 | 3.6344 | 1.8984 | 3.6344
402057 - A/C - Reflective Window Film Coastal | 10.2851 | 2.5658 | 20.9659 | 35038.003 | 350380.03 | -1769.6679 | -17696.679 | -0.0020558 | 1.0912 | -0.0020558 | 1.0912 | 0.11814 | 1.0912 | 0.11814 | 1.0912 | 0.67701 | 2.1096 | 0.67701 | 2.1096
402058 - A/C - Reflective Window Film Inland | 9.5137 | 2.3734 | 19.3936 | 32410.313 | 324103.13 | -1636.9509 | -16369.509 | -0.0020707 | 1.0909 | -0.0020707 | 1.0909 | 0.1181 | 1.0909 | 0.1181 | 1.0909 | 0.67696 | 2.1091 | 0.67696 | 2.1091
402060 - Motors - VFD - HVAC Fans (per Hp) | 53.3537 | 13.3102 | 34.476 | 181759.5 | 2726392.5 | -120.0745 | -1801.1175 | 0.16398 | 1.2096 | 0.16398 | 1.2096 | 0.18039 | 1.2096 | 0.18039 | 1.2096 | 6.7488 | 16.0029 | 6.7488 | 16.0029
402060 - Motors - VFD - HVAC Fans (per Hp) | 47.9082 | 11.9517 | 28.2529 | 163208.5 | 2448127.5 | -293.501 | -4402.515 | 0.16153 | 1.2114 | 0.16153 | 1.2114 | 0.17636 | 1.2114 | 0.17636 | 1.2114 | 7.2115 | 17.1001 | 7.2115 | 17.1001
402065 - Network Power Management Software | 298.9818 | 330.0885 | 219.648 | 2196480 | 10982400 | 0 | 0 | 0.066765 | 0 | 0.066765 | 0 | 0.08161 | 0 | 0.08161 | 0 | 2.6162 | 4.0837 | 2.6162 | 4.0837
402067 - Refrigerator - Early Replacement | 0.099371 | 0.076901 | 0.1755 | 861.9 | 4309.5 | -10.465 | -52.325 | -0.17171 | 1.0019 | -0.17171 | 1.0019 | -0.045793 | 1.0019 | -0.045793 | 1.0019 | 0.32469 | 0.60401 | 0.32469 | 0.60401
402067 - Refrigerator - Early Replacement | 0.54752 | 0.42371 | 0.7774 | 4748.9 | 23744.5 | -64.051 | -320.255 | -0.22129 | 1.0004 | -0.22129 | 1.0004 | -0.072751 | 1.0004 | -0.072751 | 1.0004 | 0.26906 | 0.50052 | 0.26906 | 0.50052
402135 - Food Service - Steamer-Electric | 5.3362 | 5.8914 | 8.97 | 39202.8 | 470433.6 | 0 | 0 | 0.11031 | 0 | 0.11031 | 0 | 0.11419 | 0 | 0.11419 | 0 | 10.5923 | 15.98 | 10.5923 | 15.98
402136 - Food Service - Steamer-Gas | 0 | 0 | 0 | 0 | 0 | 9638.2 | 115658.4 | 0 | 0.88903 | 0 | 0.88903 | 0 | 0.92304 | 0 | 0.92304 | 7.673 | 10.3035 | 7.673 | 10.3035
402140 - Lighting - 8 Ft T-8 with Elec. Ballast | 2.8697 | 2.3866 | 5.0811 | 18166.515 | 272497.7256 | -25.2278 | -378.417 | 0.11127 | 1.1933 | 0.11127 | 1.1933 | 0.1437 | 1.1933 | 0.1437 | 1.1933 | 3.7696 | 20.8617 | 3.7696 | 20.8617
402144 - Lighting - Remove 8 Ft T-8 (De-Lamp) | 6.2531 | 5.3938 | 10.0103 | 42884.362 | 643265.4293 | -17.3118 | -259.6776 | 0.13391 | 1.2087 | 0.13391 | 1.2087 | 0.13799 | 1.2087 | 0.13799 | 1.2087 | 13.1761 | 20.9902 | 13.1761 | 20.9902
402145 - Lighting - Screw in 14-26 Watt Reflector Lamp | 0.15673 | 0.1352 | 0.19793 | 1074.9024 | 2235.797 | -4.8784 | -10.1471 | 0.068745 | 0.99828 | 0.068745 | 0.99828 | 0.097219 | 0.99828 | 0.097219 | 0.99828 | 2.4209 | 6.5437 | 2.4209 | 6.5437
402145 - Lighting - Screw in 14-26 Watt Reflector Lamp | 0.10349 | 0.089265 | 0.12988 | 709.7112 | 1476.1993 | -3.2523 | -6.7647 | 0.06876 | 0.99828 | 0.06876 | 0.99828 | 0.097509 | 0.99828 | 0.097509 | 0.99828 | 2.4066 | 6.505 | 2.4066 | 6.505
402145 - Lighting - Screw in 14-26 Watt Reflector Lamp | 13.7773 | 11.884 | 21.7176 | 94485.7584 | 314637.5755 | -171.3436 | -570.5741 | 0.070706 | 1.044 | 0.070706 | 1.044 | 0.099525 | 1.044 | 0.099525 | 1.044 | 2.5044 | 6.7694 | 2.5044 | 6.7694
402146 - Lighting - Time Clocks | 0.31009 | 0.25788 | 0.07735 | 1963 | 15704 | -11.57 | -92.56 | 0.10514 | 1.0551 | 0.10514 | 1.0551 | 0.12843 | 1.0551 | 0.12843 | 1.0551 | 4.3724 | 21.2227 | 4.3724 | 21.2227
402148 - Lighting-Wall or Ceiling-mounted Lighting Sensor >= 500 watts | 0.058732 | 0.048844 | 0.03861 | 371.8 | 2974.4 | -0.7865 | -6.292 | 0.045021 | 1.0753 | 0.045021 | 1.0753 | -0.095367 | 1.0753 | -0.095367 | 1.0753 | 1.4567 | 0.58269 | 1.4567 | 0.58269
402148 - Lighting-Wall or Ceiling-mounted Lighting Sensor >= 500 watts | 2.4832 | 2.0651 | 3.8313 | 15719.6 | 125756.7999 | -161.5705 | -1292.5641 | 0.12502 | 1.054 | 0.12502 | 1.054 | 0.10751 | 1.054 | 0.10751 | 1.054 | 10.7832 | 4.3133 | 10.7832 | 4.3133
402150 - Refrigeration - Food Service -Auto Closer for Main Cooler Doors | 1.015 | 0.78548 | 1.8759 | 8803.548 | 70428.384 | 0 | 0 | 0.075566 | 0 | 0.075566 | 0 | 0.088863 | 0 | 0.088863 | 0 | 3.4522 | 6.0728 | 3.4522 | 6.0728
402151 - Refrigeration - Food Service -Auto Closer for Main Freezer Doors | 0.60937 | 0.47158 | 0.2886 | 5285.397 | 42283.176 | 0 | 0 | 0.094314 | 0 | 0.094314 | 0 | 0.099425 | 0 | 0.099425 | 0 | 8.9626 | 15.7662 | 8.9626 | 15.7662
402152 - Refrigeration - New Refrigeration Case w/Doors-Low Temperature Case | 2.9901 | 2.314 | 9.8053 | 25935 | 311220 | 4936.75 | 59241 | -0.10972 | -1.111 | -0.10972 | -1.111 | 0.017161 | 0.17377 | 0.017161 | 0.17377 | 0.50841 | 1.1782 | 0.50841 | 1.1782
402153 - Refrigeration - New Refrigeration Case w/Doors-Medium Temperature Case | 0.21358 | 0.16529 | 0.70038 | 1852.5 | 22230 | 352.625 | 4231.5 | -0.089908 | -0.90737 | -0.089908 | -0.90737 | 0.069743 | 0.70386 | 0.069743 | 0.70386 | 0.55494 | 2.6464 | 0.55494 | 2.6464
402156 - Refrigeration - Night Covers for Display Cases Med Temp | 0.29461 | 0.22799 | -0.65504 | 2555.28 | 12776.4 | 265.668 | 1328.34 | -0.29388 | -2.9637 | -0.29388 | -2.9637 | 0.052411 | 0.52855 | 0.052411 | 0.52855 | 0.25438 | 2.0953 | 0.25438 | 2.0953
402159 - Food Service - Glass-Door Reach In Freezer >50' | 0.30362 | 0.23497 | 0.27105 | 2633.475 | 31601.7 | 0 | 0 | -0.092402 | 0 | -0.092402 | 0 | -0.022841 | 0 | -0.022841 | 0 | 0.55085 | 0.83226 | 0.55085 | 0.83226
402161 - Food Service - Glass-Door Reach In Freezer 30-49' | 0.1017 | 0.078703 | 0.1007 | 882.0955 | 10585.146 | 0 | 0 | -0.076267 | 0 | -0.076267 | 0 | 0.04506 | 0 | 0.04506 | 0 | 0.59664 | 1.6651 | 0.59664 | 1.6651
402162 - Food Service - Glass-Door Reach In Refrigerator <15' | 0.053339 | 0.041278 | 0.052813 | 462.6375 | 5551.65 | 0 | 0 | 0.039231 | 0 | 0.039231 | 0 | 0.093436 | 0 | 0.093436 | 0 | 1.5331 | 5.8219 | 1.5331 | 5.8219
402164 - Food Service - Glass-Door Reach In Refrigerator 15-29' | 0.097378 | 0.075359 | 0.0871 | 844.61 | 10135.32 | 0 | 0 | -0.10122 | 0 | -0.10122 | 0 | 0.083074 | 0 | 0.083074 | 0 | 0.5239 | 3.935 | 0.5239 | 3.935
402165 - Food Service - Glass-Door Reach In Refrigerator 30-49' | 0.2034 | 0.15741 | 0.20139 | 1764.191 | 21170.292 | 0 | 0 | -0.055941 | 0 | -0.055941 | 0 | 0.095876 | 0 | 0.095876 | 0 | 0.66851 | 6.6602 | 0.66851 | 6.6602
402166 - Food Service - Solid-Door Reach In Freezer <15' | 0.044039 | 0.034081 | 0.039 | 381.9725 | 4583.67 | 0 | 0 | -0.018157 | 0 | -0.018157 | 0 | 0.083076 | 0 | 0.083076 | 0 | 0.863 | 3.6548 | 0.863 | 3.6548
402168 - Food Service - Solid-Door Reach In Freezer 15-29' | 1.3499 | 1.0446 | 1.1993 | 11708.2875 | 140499.45 | 0 | 0 | 0.043775 | 0 | 0.043775 | 0 | 0.089218 | 0 | 0.089218 | 0 | 1.6399 | 4.884 | 1.6399 | 4.884
402169 - Food Service - Solid-Door Reach In Freezer 30-49' | 1.712 | 1.3249 | 1.5229 | 14849.4775 | 178193.73 | 0 | 0 | 0.064789 | 0 | 0.064789 | 0 | 0.085685 | 0 | 0.085685 | 0 | 2.3651 | 4.2257 | 2.3651 | 4.2257
402170 - Food Service - Solid-Door Reach In Refrigerator <15' | 0.26697 | 0.2066 | 0.2392 | 2315.56 | 27786.72 | 0 | 0 | 0.070008 | 0 | 0.070008 | 0 | 0.092514 | 0 | 0.092514 | 0 | 2.6222 | 5.4805 | 2.6222 | 5.4805
402171 - Food Service - Solid-Door Reach In Refrigerator >50' | 0.10121 | 0.078322 | 0.09035 | 877.825 | 10533.9 | 0 | 0 | -0.051319 | 0 | -0.051319 | 0 | 0.083602 | 0 | 0.083602 | 0 | 0.68352 | 4.0698 | 0.68352 | 4.0698
402172 - Food Service - Solid-Door Reach In Refrigerator 15-29' | 0.34082 | 0.26376 | 0.30485 | 2956.135 | 35473.62 | 0 | 0 | -0.097063 | 0 | -0.097063 | 0 | 0.091473 | 0 | 0.091473 | 0 | 0.53728 | 5.309 | 0.53728 | 5.309
402173 - Food Service - Solid-Door Reach In Refrigerator 30-49' | 0.14114 | 0.10923 | 0.1248 | 1224.21 | 14690.52 | 0 | 0 | -0.072247 | 0 | -0.072247 | 0 | 0.088145 | 0 | 0.088145 | 0 | 0.60905 | 4.611 | 0.60905 | 4.611
402175 - Lighting - Exterior Compact Fluorescent Fixture <=70 watts | 1.9374 | 1.6112 | 0 | 12264.33 | 196229.28 | 0 | 0 | 0.059343 | 0 | 0.059343 | 0 | 0.14191 | 0 | 0.14191 | 0 | 1.643 | 15.6088 | 1.643 | 15.6088
402176 - Lighting - Exterior Induction Fixture <=100 watts | 107.7234 | 89.587 | 0 | 681933.525 | 1991245.893 | 0 | 0 | -0.12383 | 0 | -0.12383 | 0 | 0.078282 | 0 | 0.078282 | 0 | 0.50049 | 2.7098 | 0.50049 | 2.7098
402177 - Lighting - Exterior Induction Fixture <=120 watts | 2.6522 | 2.2057 | 0 | 16789.5 | 49025.34 | 0 | 0 | -0.38155 | 0 | -0.38155 | 0 | 0.043268 | 0 | 0.043268 | 0 | 0.24191 | 1.5513 | 0.24191 | 1.5513
402178 - Lighting - Exterior Induction Fixture <=180 watts | 69.2036 | 57.5524 | 0 | 438087.195 | 1279214.6094 | 0 | 0 | -0.62064 | 0 | -0.62064 | 0 | 0.042591 | 0 | 0.042591 | 0 | 0.16673 | 1.522 | 0.16673 | 1.522
402179 - Lighting - Exterior Induction Fixture <=250 watts | 6.6549 | 5.5345 | 0 | 42128.32 | 123014.6944 | 0 | 0 | -0.14666 | 0 | -0.14666 | 0 | 0.062345 | 0 | 0.062345 | 0 | 0.45366 | 2.049 | 0.45366 | 2.049
402180 - Lighting - Exterior Induction Fixture <=70 watts | 2.7659 | 2.3002 | 0 | 17509.05 | 51126.426 | 0 | 0 | -0.22525 | 0 | -0.22525 | 0 | 0.076746 | 0 | 0.076746 | 0 | 0.35465 | 2.6315 | 0.35465 | 2.6315
402181 - Lighting - Exterior Pulse Start/Ceramic Metal Halide Fixtures <=100 watts | 0.44203 | 0.36761 | 0 | 2798.25 | 8170.89 | 0 | 0 | -0.11535 | 0 | -0.11535 | 0 | 0.10637 | 0 | 0.10637 | 0 | 0.50873 | 9.1318 | 0.50873 | 9.1318
402182 - Lighting - Exterior Pulse Start/Ceramic Metal Halide Fixtures <=125 watts | 0.088407 | 0.073522 | 0 | 559.65 | 1634.178 | 0 | 0 | -0.35876 | 0 | -0.35876 | 0 | 0.10138 | 0 | 0.10138 | 0 | 0.25221 | 6.1665 | 0.25221 | 6.1665
402183 - Lighting - Exterior Pulse Start/Ceramic Metal Halide Fixtures <=175 watts | 0.79373 | 0.6601 | 0 | 5024.656 | 14671.9955 | 0 | 0 | -0.60672 | 0 | -0.60672 | 0 | 0.084488 | 0 | 0.084488 | 0 | 0.1645 | 3.4161 | 0.1645 | 3.4161
402184 - Lighting - Exterior Pulse Start/Ceramic Metal Halide Fixtures <=250 watts | 4.1155 | 3.4226 | 0 | 26053.04 | 76074.8768 | 0 | 0 | -0.12792 | 0 | -0.12792 | 0 | 0.1108 | 0 | 0.1108 | 0 | 0.48551 | 12.1863 | 0.48551 | 12.1863
402185 - Lighting - Exterior Pulse Start/Ceramic Metal Halide Fixtures <=70 watts | 1.6902 | 1.4057 | 0 | 10699.975 | 31243.927 | 0 | 0 | -0.20986 | 0 | -0.20986 | 0 | 0.11471 | 0 | 0.11471 | 0 | 0.37162 | 13.1925 | 0.37162 | 13.1925
402186 - Lighting - Exterior Pulse Start/Ceramic Metal Halide Fixtures <=750 watts | 2.9772 | 2.476 | 0 | 18846.88 | 55032.8896 | 0 | 0 | -0.1294 | 0 | -0.1294 | 0 | 0.10734 | 0 | 0.10734 | 0 | 0.48227 | 9.127 | 0.48227 | 9.127
402187 - Lighting - Interior Compact Fluorescent Fixture <=128 watts | 0.43164 | 0.35897 | 0.53235 | 2732.4461 | 43719.1373 | -2.9276 | -46.8419 | 0.096724 | 1.2076 | 0.096724 | 1.2076 | 0.14328 | 1.2076 | 0.14328 | 1.2076 | 2.7218 | 17.011 | 2.7218 | 17.011
402191 - Lighting - Interior Compact Fluorescent Fixture <=70 watts | 0.39567 | 0.32905 | 0.48799 | 2504.7422 | 40075.8758 | -3.8018 | -60.8295 | 0.065508 | 1.2076 | 0.065508 | 1.2076 | 0.13823 | 1.2076 | 0.13823 | 1.2076 | 1.7402 | 11.2534 | 1.7402 | 11.2534
402191 - Lighting - Interior Compact Fluorescent Fixture <=70 watts | 4.0014 | 3.3277 | 5.7114 | 25330.5718 | 405289.148 | -43.5015 | -696.0242 | 0.044405 | 1.2266 | 0.044405 | 1.2266 | 0.13559 | 1.2266 | 0.13559 | 1.2266 | 1.3921 | 9.0024 | 1.3921 | 9.0024
402197 - Lighting - Interior Linear Fluorescent Fixture <=128 watts replacing 101-175 Watts | 9.2631 | 7.7036 | 10.1815 | 58639.2177 | 780487.9878 | -275.3494 | -3664.9001 | 0.14509 | 1.1976 | 0.14509 | 1.1976 | 0.1375 | 1.1976 | 0.1375 | 1.1976 | 43.8433 | 13.153 | 43.8433 | 13.153
402197 - Lighting - Interior Linear Fluorescent Fixture <=128 watts replacing 101-175 Watts | 0.065676 | 0.054619 | 0.08981 | 415.7588 | 6236.382 | -0.91175 | -13.6763 | 0.14624 | 1.2097 | 0.14624 | 1.2097 | 0.13743 | 1.2097 | 0.13743 | 1.2097 | 39.0454 | 11.7136 | 39.0454 | 11.7136
402197 - Lighting - Interior Linear Fluorescent Fixture <=128 watts replacing 101-175 Watts | 2.7831 | 2.3145 | 4.6469 | 17617.9905 | 264269.857 | -23.294 | -349.4102 | 0.14607 | 1.2049 | 0.14607 | 1.2049 | 0.13433 | 1.2049 | 0.13433 | 1.2049 | 29.7127 | 8.9138 | 29.7127 | 8.9138
402197 - Lighting - Interior Linear Fluorescent Fixture <=128 watts replacing 101-175 Watts | 12.1242 | 10.083 | 16.3028 | 76751.2623 | 1151268.9347 | -146.8285 | -2202.4275 | 0.14419 | 1.1878 | 0.14419 | 1.1878 | 0.13546 | 1.1878 | 0.13546 | 1.1878 | 38.9349 | 11.6805 | 38.9349 | 11.6805
402198 - Lighting - Interior Linear Fluorescent Fixture <=192 watts replacing 176-399 Watts | 0.49779 | 0.41398 | 0.54715 | 3151.2251 | 41942.8054 | -14.7971 | -196.9488 | 0.14276 | 1.1932 | 0.14276 | 1.1932 | 0.13608 | 1.1932 | 0.13608 | 1.1932 | 48.9133 | 14.674 | 48.9133 | 14.674
402198 - Lighting - Interior Linear Fluorescent Fixture <=192 watts replacing 176-399 Watts | 2.8081 | 2.3354 | 4.408 | 17776.6603 | 266649.9052 | -25.5097 | -382.6453 | 0.14524 | 1.204 | 0.14524 | 1.204 | 0.13549 | 1.204 | 0.13549 | 1.204 | 35.3494 | 10.6048 | 35.3494 | 10.6048
402198 - Lighting - Interior Linear Fluorescent Fixture <=192 watts replacing 176-399 Watts | 5.59 | 4.6489 | 7.7425 | 35387.0569 | 530805.8528 | -58.8133 | -882.1991 | 0.14481 | 1.1667 | 0.14481 | 1.1667 | 0.1364 | 1.1667 | 0.1364 | 1.1667 | 40.6457 | 12.1937 | 40.6457 | 12.1937
402199 - Lighting - Interior Linear Fluorescent Fixture <=244 watts replacing 400 Watts (Tier 1) | 2.414 | 2.0076 | 3.4757 | 15281.76 | 244508.1601 | -44.7174 | -715.4783 | 0.11485 | 1.204 | 0.11485 | 1.204 | 0.14171 | 1.204 | 0.14171 | 1.204 | 4.0696 | 15.6772 | 4.0696 | 15.6772
402199 - Lighting - Interior Linear Fluorescent Fixture <=244 watts replacing 400 Watts (Tier 1) | 49.3968 | 41.0803 | 83.7103 | 312702.0001 | 5003232.0013 | -579.7919 | -9276.6711 | 0.10187 | 1.2023 | 0.10187 | 1.2023 | 0.13854 | 1.2023 | 0.13854 | 1.2023 | 3.0114 | 11.601 | 3.0114 | 11.601
402199 - Lighting - Interior Linear Fluorescent Fixture <=244 watts replacing 400 Watts (Tier 1) | 7.5851 | 6.3081 | 10.2258 | 48016.8 | 768268.8 | -100.035 | -1600.56 | 0.11505 | 1.2076 | 0.11505 | 1.2076 | 0.14069 | 1.2076 | 0.14069 | 1.2076 | 4.2496 | 16.3708 | 4.2496 | 16.3708
402200 - Lighting - Interior Linear Fluorescent Fixture <=600 watts replacing >=400 Watts (Tier 1) | 4.4998 | 3.7422 | 7.098 | 28485.6 | 455769.6 | -30.4512 | -487.2192 | 0.13221 | 1.2326 | 0.13221 | 1.2326 | 0.14614 | 1.2326 | 0.14614 | 1.2326 | 7.2293 | 21.4293 | 7.2293 | 21.4293
402201 - Lighting - Interior Linear Fluorescent Fixture <=64 watts replacing <=100 Watts | 0.14942 | 0.12427 | 0.26975 | 945.9141 | 14188.7117 | -2.1202 | -31.8023 | 0.14447 | 1.1878 | 0.14447 | 1.1878 | 0.13208 | 1.1878 | 0.13208 | 1.1878 | 27.7151 | 8.3145 | 27.7151 | 8.3145
402201 - Lighting - Interior Linear Fluorescent Fixture <=64 watts replacing <=100 Watts | 0.18595 | 0.15464 | 0.25341 | 1177.134 | 17657.0094 | -0.79135 | -11.8703 | 0.14826 | 1.2166 | 0.14826 | 1.2166 | 0.1408 | 1.2166 | 0.1408 | 1.2166 | 47.089 | 14.1267 | 47.089 | 14.1267
402201 - Lighting - Interior Linear Fluorescent Fixture <=64 watts replacing <=100 Watts | 7.1908 | 5.9801 | 10.0407 | 45520.6109 | 682809.1628 | -64.5654 | -968.4807 | 0.14722 | 1.2088 | 0.14722 | 1.2088 | 0.13926 | 1.2088 | 0.13926 | 1.2088 | 43.6384 | 13.0915 | 43.6384 | 13.0915
402202 - Lighting - Interior Linear Fluorescent Fixture 245-360 watts replacing 400 Watts (Tier 2) | 5.0329 | 4.1856 | 8.9534 | 31860.6547 | 477909.8204 | -35.0392 | -525.5881 | 0.1462 | 1.1983 | 0.1462 | 1.1983 | 0.13503 | 1.1983 | 0.13503 | 1.1983 | 31.2666 | 9.38 | 31.2666 | 9.38
402206 - Lighting - Interior Pulse Start/Ceramic Metal Halide Fixtures <=600 watts Tier I | 0 | 0 | 0 | 0 | 0 | 0 | 0 | 0 | 0 | 0 | 0 | 0 | 0 | 0 | 0 | 0 | 0 | 0 | 0
402206 - Lighting - Interior Pulse Start/Ceramic Metal Halide Fixtures <=600 watts Tier I | 0 | 0 | 0 | 0 | 0 | 0 | 0 | 0 | 0 | 0 | 0 | 0 | 0 | 0 | 0 | 0 | 0 | 0 | 0
402207 - Lighting - Interior Pulse Start/Ceramic Metal Halide Fixtures <=70 watts | 0.22789 | 0.18952 | 0.39641 | 1442.6381 | 21639.5712 | -1.0124 | -15.1857 | 0.14576 | 1.1878 | 0.14576 | 1.1878 | 0.13879 | 1.1878 | 0.13879 | 1.1878 | 32.2289 | 12.8916 | 32.2289 | 12.8916
402217 - Lighting - Occupancy Sensor - High-Bay Sensor <12' | 2.1515 | 1.7893 | 3.3213 | 13620.0999 | 108960.7994 | -128.362 | -1026.8957 | 0.12299 | 1.0578 | 0.12299 | 1.0578 | 0.10258 | 1.0578 | 0.10258 | 1.0578 | 9.3043 | 3.7217 | 9.3043 | 3.7217
402217 - Lighting - Occupancy Sensor - High-Bay Sensor <12' | 0.18975 | 0.1578 | 0.32897 | 1201.2 | 9609.6 | -14.196 | -113.568 | 0.12095 | 1.0313 | 0.12095 | 1.0313 | 0.10436 | 1.0313 | 0.10436 | 1.0313 | 10.8328 | 4.3331 | 10.8328 | 4.3331
402218 - Lighting - Occupancy Sensor - High-Bay Sensor >=12' | 0.8242 | 0.68544 | 1.282 | 5217.55 | 41740.4 | -34.3135 | -274.5081 | 0.12998 | 1.071 | 0.12998 | 1.071 | 0.11934 | 1.071 | 0.11934 | 1.071 | 18.3304 | 7.3322 | 18.3304 | 7.3322
402218 - Lighting - Occupancy Sensor - High-Bay Sensor >=12' | 14.7961 | 12.305 | 22.843 | 93665.6501 | 749325.2012 | -957.5669 | -7660.535 | 0.12973 | 1.061 | 0.12973 | 1.061 | 0.11814 | 1.061 | 0.11814 | 1.061 | 16.3784 | 6.5514 | 16.3784 | 6.5514
402219 - Lighting - Occupancy Sensor - Wall/Ceiling Mounted Lighting Sensor | 0.12691 | 0.10554 | 0.098943 | 803.4 | 6427.2 | -3.6075 | -28.86 | -0.028153 | 1.0651 | -0.028153 | 1.0651 | -0.27622 | 1.0651 | -0.27622 | 1.0651 | 0.80084 | 0.32034 | 0.80084 | 0.32034
402219 - Lighting - Occupancy Sensor - Wall/Ceiling Mounted Lighting Sensor | 17.6463 | 14.6753 | 27.438 | 111708.3497 | 893666.7979 | -927.0563 | -7416.4507 | 0.11627 | 1.0691 | 0.11627 | 1.0691 | 0.084694 | 1.0691 | 0.084694 | 1.0691 | 6.1016 | 2.4407 | 6.1016 | 2.4407
402219 - Lighting - Occupancy Sensor - Wall/Ceiling Mounted Lighting Sensor | 0.24438 | 0.20323 | 0.42406 | 1547 | 12376 | -18.382 | -147.056 | 0.11197 | 1.0313 | 0.11197 | 1.0313 | 0.081909 | 1.0313 | 0.081909 | 1.0313 | 5.9758 | 2.3903 | 5.9758 | 2.3903
402220 - Lighting - Occupancy Sensor - Wallbox Lighting Sensor | 1.0596 | 0.88124 | 1.0341 | 6708 | 53664 | -188.383 | -1507.064 | 0.13441 | 1.0749 | 0.13441 | 1.0749 | 0.12833 | 1.0749 | 0.12833 | 1.0749 | 26.6987 | 10.6795 | 26.6987 | 10.6795
402220 - Lighting - Occupancy Sensor - Wallbox Lighting Sensor | 0.035116 | 0.029204 | 0.0234 | 222.3 | 1778.4 | -0.117 | -0.936 | 0.11237 | 1.0753 | 0.11237 | 1.0753 | 0.073944 | 1.0753 | 0.073944 | 1.0753 | 5.3647 | 2.1459 | 5.3647 | 2.1459
402220 - Lighting - Occupancy Sensor - Wallbox Lighting Sensor | 28.6841 | 23.8548 | 34.9039 | 181582.0496 | 1452656.3968 | -1406.0091 | -11248.0732 | 0.1315 | 1.0408 | 0.1315 | 1.0408 | 0.12578 | 1.0408 | 0.12578 | 1.0408 | 33.37 | 13.348 | 33.37 | 13.348
402220 - Lighting - Occupancy Sensor - Wallbox Lighting Sensor | 0.64585 | 0.53711 | 1.1207 | 4088.5 | 32708 | -48.581 | -388.648 | 0.12929 | 1.0333 | 0.12929 | 1.0333 | 0.125 | 1.0333 | 0.125 | 1.0333 | 41.874 | 16.7496 | 41.874 | 16.7496
402221 - Lighting - T8 to 4ft 25 Watt Lamp | 1.1642 | 1.0042 | 1.4848 | 7983.944 | 115447.8298 | -37.7812 | -546.3156 | 0.13266 | 1.2099 | 0.13266 | 1.2099 | 0.13774 | 1.2099 | 0.13774 | 1.2099 | 12.943 | 24.7794 | 12.943 | 24.7794
402221 - Lighting - T8 to 4ft 25 Watt Lamp | 5.2285 | 4.51 | 8.6879 | 35857.2679 | 537859.0188 | -65.5659 | -983.4883 | 0.12874 | 1.1872 | 0.12874 | 1.1872 | 0.13515 | 1.1872 | 0.13515 | 1.1872 | 10.4346 | 19.9771 | 10.4346 | 19.9771
402221 - Lighting - T8 to 4ft 25 Watt Lamp | 7.3875 | 6.3723 | 8.658 | 50664.2464 | 674341.1191 | -215.8737 | -2873.2796 | 0.13165 | 1.1439 | 0.13165 | 1.1439 | 0.13643 | 1.1439 | 0.13643 | 1.1439 | 13.6785 | 26.1875 | 13.6785 | 26.1875
402221 - Lighting - T8 to 4ft 25 Watt Lamp | 1.411 | 1.2171 | 1.7706 | 9676.9249 | 139928.3334 | -45.7926 | -662.1609 | 0.13321 | 1.2099 | 0.13321 | 1.2099 | 0.13828 | 1.2099 | 0.13828 | 1.2099 | 12.9945 | 24.8779 | 12.9945 | 24.8779
402221 - Lighting - T8 to 4ft 25 Watt Lamp | 0.18476 | 0.15937 | 0.23423 | 1267.1122 | 18360.4565 | -5.9962 | -86.8843 | 0.13321 | 1.2085 | 0.13321 | 1.2085 | 0.13829 | 1.2085 | 0.13829 | 1.2085 | 12.9848 | 24.8593 | 12.9848 | 24.8593
402221 - Lighting - T8 to 4ft 25 Watt Lamp | 64.5376 | 55.669 | 116.8111 | 442605.0826 | 6639076.2383 | -720.8433 | -10812.65 | 0.1283 | 1.2054 | 0.1283 | 1.2054 | 0.13604 | 1.2054 | 0.13604 | 1.2054 | 8.8024 | 16.8521 | 8.8024 | 16.8521
402221 - Lighting - T8 to 4ft 25 Watt Lamp | 1.7789 | 1.5345 | 2.6546 | 12200.1418 | 183002.1276 | -24.5961 | -368.9419 | 0.12805 | 1.1695 | 0.12805 | 1.1695 | 0.13373 | 1.1695 | 0.13373 | 1.1695 | 11.5765 | 22.1632 | 11.5765 | 22.1632
402222 - Lighting - T8 to 4ft 28 Watt Lamp | 9.674 | 8.3446 | 11.52 | 66345.0146 | 883052.1446 | -311.5331 | -4146.5057 | 0.12577 | 1.1974 | 0.12577 | 1.1974 | 0.13503 | 1.1974 | 0.13503 | 1.1974 | 8.8233 | 22.2373 | 8.8233 | 22.2373
402222 - Lighting - T8 to 4ft 28 Watt Lamp | 7.2374 | 6.2428 | 13.6004 | 49634.5739 | 744518.6085 | -84.6011 | -1269.0172 | 0.11938 | 1.2081 | 0.11938 | 1.2081 | 0.13413 | 1.2081 | 0.13413 | 1.2081 | 5.798 | 14.6052 | 5.798 | 14.6052
402222 - Lighting - T8 to 4ft 28 Watt Lamp | 0.034935 | 0.030134 | 0.051583 | 239.5884 | 3593.8256 | -0.16107 | -2.416 | 0.12761 | 1.2166 | 0.12761 | 1.2166 | 0.1379 | 1.2166 | 0.1379 | 1.2166 | 8.4341 | 21.2564 | 8.4341 | 21.2564
402222 - Lighting - T8 to 4ft 28 Watt Lamp | 0.34262 | 0.29554 | 0.2502 | 2349.7319 | 34494.0644 | 0 | 0 | 0.12991 | 0 | 0.12991 | 0 | 0.13789 | 0 | 0.13789 | 0 | 10.8186 | 27.266 | 10.8186 | 27.266
402222 - Lighting - T8 to 4ft 28 Watt Lamp | 22.7515 | 19.625 | 40.3857 | 156031.7761 | 2340476.6421 | -248.2011 | -3723.0168 | 0.12002 | 1.2027 | 0.12002 | 1.2027 | 0.13427 | 1.2027 | 0.13427 | 1.2027 | 5.9994 | 15.1125 | 5.9994 | 15.1125
402222 - Lighting - T8 to 4ft 28 Watt Lamp | 0.97061 | 0.83723 | 1.7506 | 6656.5479 | 99848.2192 | -13.285 | -199.2743 | 0.11561 | 1.1703 | 0.11561 | 1.1703 | 0.1303 | 1.1703 | 0.1303 | 1.1703 | 5.6491 | 14.2301 | 5.6491 | 14.2301
402244 - Pipe Insulation - Hot Water Applic. >=1 in. | 0 | 0 | 0 | 0 | 0 | 3236.74 | 35604.14 | 0 | 0.85845 | 0 | 0.85845 | 0 | 0.93078 | 0 | 0.93078 | 7.2082 | 15.1143 | 7.2082 | 15.1143
402246 - Pipe Insulation - Low Pressure (<=15 psi) Steam Applic. >=1 in. | 0 | 0 | 0 | 0 | 0 | 11784.175 | 129625.925 | 0 | 0.90826 | 0 | 0.90826 | 0 | 0.93894 | 0 | 0.93894 | 11.2665 | 17.2491 | 11.2665 | 17.2491
402250 - Refrigeration - Vending Machine Controller | 0.24161 | 0.18698 | 0 | 2095.6 | 10478 | 0 | 0 | 0.062346 | 0 | 0.062346 | 0 | 0.079875 | 0 | 0.079875 | 0 | 2.5816 | 4.6489 | 2.5816 | 4.6489
402255 - Refrigeration - Anti-Sweat Heater Controls | 1.1129 | 0.86123 | 0.14758 | 9652.5 | 115830 | 0 | 0 | 0.092506 | 0 | 0.092506 | 0 | 0.097342 | 0 | 0.097342 | 0 | 5.2312 | 6.7169 | 5.2312 | 6.7169
402256 - Refrigeration - Food Service -Evaporator Fan Controller for Walk-In Coolers | 2.044 | 1.5818 | 2.4363 | 17728.891 | 283662.2568 | 0 | 0 | 0.088657 | 0 | 0.088657 | 0 | 0.11031 | 0 | 0.11031 | 0 | 3.817 | 12.2284 | 3.817 | 12.2284
402257 - Lighting - Exterior LED Fixtures <=130 watts | 9.3657 | 7.7889 | 0 | 59288.775 | 711465.3 | 0 | 0 | -0.72939 | 0 | -0.72939 | 0 | 0.073117 | 0 | 0.073117 | 0 | 0.16464 | 2.035 | 0.16464 | 2.035
402258 - Lighting - Exterior LED Fixtures <=110 watts | 23.5199 | 19.56 | 0 | 148890.42 | 1786685.04 | 0 | 0 | -0.47312 | 0 | -0.47312 | 0 | 0.080369 | 0 | 0.080369 | 0 | 0.23352 | 2.2602 | 0.23352 | 2.2602
402259 - Lighting - Exterior LED Fixtures <=192watts | 128.5503 | 106.9075 | 0 | 813776.859 | 9765322.308 | 0 | 0 | -0.69474 | 0 | -0.69474 | 0 | 0.07417 | 0 | 0.07417 | 0 | 0.17059 | 2.0793 | 0.17059 | 2.0793
402260 - Lighting - Exterior LED Fixtures <=350 watts | 2.6054 | 2.1668 | 0 | 16493.4 | 197920.8 | 0 | 0 | -1.0276 | 0 | -1.0276 | 0 | 0.064072 | 0 | 0.064072 | 0 | 0.12275 | 1.8037 | 0.12275 | 1.8037
402261 - Lighting - Exterior LED Fixtures <=80 watts | 16.6096 | 13.8132 | 0 | 105145.425 | 1261745.1 | 0 | 0 | -0.46495 | 0 | -0.46495 | 0 | 0.090635 | 0 | 0.090635 | 0 | 0.2362 | 2.7054 | 0.2362 | 2.7054
402262 - Lighting - Interior LED Fixtures <=110 watts | 11.6876 | 9.7199 | 16.5253 | 73987.5162 | 1183800.2586 | -153.6692 | -2458.7079 | -0.040377 | 1.2076 | -0.040377 | 1.2076 | 0.13262 | 1.2076 | 0.13262 | 1.2076 | 0.77653 | 7.8818 | 0.77653 | 7.8818
402262 - Lighting - Interior LED Fixtures <=110 watts | 17.4548 | 14.5161 | 24.5462 | 110495.8202 | 1767933.1229 | -157.6403 | -2522.245 | -0.037925 | 1.2365 | -0.037925 | 1.2365 | 0.13548 | 1.2365 | 0.13548 | 1.2365 | 0.79367 | 8.0557 | 0.79367 | 8.0557
402262 - Lighting - Interior LED Fixtures <=110 watts | 1.581 | 1.3148 | 2.75 | 10008.3017 | 160132.8269 | -10.5351 | -168.5609 | -0.085094 | 1.2299 | -0.085094 | 1.2299 | 0.12675 | 1.2299 | 0.12675 | 1.2299 | 0.63238 | 6.4187 | 0.63238 | 6.4187
402266 - Lighting - LED System <=15 watts Surface/Pendant/Recessed Down Lighting | 5.0979 | 4.2397 | 6.0362 | 32272.128 | 306585.216 | -157.1512 | -1492.9367 | -0.23188 | 1.1172 | -0.23188 | 1.1172 | 0.11735 | 1.1172 | 0.11735 | 1.1172 | 0.361 | 6.0486 | 0.361 | 6.0486
402266 - Lighting - LED System <=15 watts Surface/Pendant/Recessed Down Lighting | 0.37422 | 0.31121 | 0.4338 | 2368.9587 | 24471.3431 | -10.671 | -110.2313 | -0.17624 | 1.1435 | -0.17624 | 1.1435 | 0.12197 | 1.1435 | 0.12197 | 1.1435 | 0.42804 | 7.1719 | 0.42804 | 7.1719
402266 - Lighting - LED System <=15 watts Surface/Pendant/Recessed Down Lighting | 1.7777 | 1.4784 | 2.0454 | 11253.644 | 116475.2155 | -40.8318 | -422.6092 | -0.16896 | 1.1459 | -0.16896 | 1.1459 | 0.12237 | 1.1459 | 0.12237 | 1.1459 | 0.44124 | 7.3929 | 0.44124 | 7.3929
402266 - Lighting - LED System <=15 watts Surface/Pendant/Recessed Down Lighting | 3.1078 | 2.5845 | 3.526 | 19673.3448 | 230178.1342 | -27.6117 | -323.057 | -0.16958 | 1.1504 | -0.16958 | 1.1504 | 0.12615 | 1.1504 | 0.12615 | 1.1504 | 0.45566 | 7.6345 | 0.45566 | 7.6345
402266 - Lighting - LED System <=15 watts Surface/Pendant/Recessed Down Lighting | 0.074068 | 0.061598 | 0.09135 | 468.8813 | 6934.7541 | -0.50237 | -7.4301 | -0.15277 | 1.1474 | -0.15277 | 1.1474 | 0.13065 | 1.1474 | 0.13065 | 1.1474 | 0.48907 | 8.1944 | 0.48907 | 8.1944
402266 - Lighting - LED System <=15 watts Surface/Pendant/Recessed Down Lighting | 2.2076 | 1.8359 | 4.3854 | 13975.0127 | 209625.1909 | -46.4235 | -696.3531 | -0.30429 | 1.2102 | -0.30429 | 1.2102 | 0.12498 | 1.2102 | 0.12498 | 1.2102 | 0.32464 | 5.4394 | 0.32464 | 5.4394
402266 - Lighting - LED System <=15 watts Surface/Pendant/Recessed Down Lighting | 0.79456 | 0.66079 | 0.90619 | 5029.9137 | 52059.6068 | -18.9725 | -196.3652 | -0.16857 | 1.1459 | -0.16857 | 1.1459 | 0.12021 | 1.1459 | 0.12021 | 1.1459 | 0.43702 | 7.3223 | 0.43702 | 7.3223
402266 - Lighting - LED System <=15 watts Surface/Pendant/Recessed Down Lighting | 2.8701 | 2.3869 | 3.5681 | 18169.1496 | 268721.7226 | -24.3337 | -359.8952 | -0.15481 | 1.2193 | -0.15481 | 1.2193 | 0.12862 | 1.2193 | 0.12862 | 1.2193 | 0.48099 | 8.0589 | 0.48099 | 8.0589
402266 - Lighting - LED System <=15 watts Surface/Pendant/Recessed Down Lighting | 1.7791 | 1.4796 | 2.6902 | 11262.672 | 168940.08 | -21.3602 | -320.4036 | -0.23772 | 1.2097 | -0.23772 | 1.2097 | 0.12517 | 1.2097 | 0.12517 | 1.2097 | 0.37808 | 6.3347 | 0.37808 | 6.3347
402268 - Lighting - Linear LED Systems (T12 Basecase) | 0.20558 | 0.17097 | 0.30923 | 1301.4086 | 19521.1296 | -3.4279 | -51.418 | -0.18537 | 1.2166 | -0.18537 | 1.2166 | 0.038399 | 1.2166 | 0.038399 | 1.2166 | 0.43819 | 1.3146 | 0.43819 | 1.3146
402269 - Lighting - Linear LED Systems (T8 Basecase) | 0.0054317 | 0.0045172 | 0.0062496 | 34.3848 | 355.8824 | -0.16767 | -1.7354 | -1.7882 | 1.1373 | -1.7882 | 1.1373 | -0.50116 | 1.1373 | -0.50116 | 1.1373 | 0.07086 | 0.21258 | 0.07086 | 0.21258
402269 - Lighting - Linear LED Systems (T8 Basecase) | 0.014613 | 0.012152 | 0.0171 | 92.5042 | 957.4181 | -0.43776 | -4.5308 | -1.8058 | 1.1416 | -1.8058 | 1.1416 | -0.50732 | 1.1416 | -0.50732 | 1.1416 | 0.070094 | 0.21028 | 0.070094 | 0.21028
402269 - Lighting - Linear LED Systems (T8 Basecase) | 0.015917 | 0.013237 | 0.021942 | 100.7635 | 1178.9325 | -0.14142 | -1.6546 | -1.8537 | 1.1667 | -1.8537 | 1.1667 | -0.52273 | 1.1667 | -0.52273 | 1.1667 | 0.070678 | 0.21203 | 0.070678 | 0.21203
402269 - Lighting - Linear LED Systems (T8 Basecase) | 0.12779 | 0.10627 | 0.23623 | 808.9567 | 12134.3508 | -1.452 | -21.7796 | -2.5565 | 1.2166 | -2.5565 | 1.2166 | -0.7503 | 1.2166 | -0.7503 | 1.2166 | 0.055591 | 0.16677 | 0.055591 | 0.16677
402269 - Lighting - Linear LED Systems (T8 Basecase) | 0.0073716 | 0.0061305 | 0.00855 | 46.665 | 482.9832 | -0.223 | -2.3081 | -1.792 | 1.1459 | -1.792 | 1.1459 | -0.50497 | 1.1459 | -0.50497 | 1.1459 | 0.068924 | 0.20677 | 0.068924 | 0.20677
402270 - Lighting - Premium Tier 5' Case Door | 8.0483 | 6.6933 | 7.803 | 50949 | 815184 | 0 | 0 | 0.070178 | 0 | 0.070178 | 0 | 0.12858 | 0 | 0.12858 | 0 | 1.874 | 6.8717 | 1.874 | 6.8717
402271 - Lighting - Premium Tier 6' Case Door | 16.0784 | 13.3714 | 15.5232 | 101782.8 | 1628524.8 | 0 | 0 | 0.095033 | 0 | 0.095033 | 0 | 0.13083 | 0 | 0.13083 | 0 | 2.7205 | 7.7289 | 2.7205 | 7.7289
402272 - Lighting - Sensor-Bi-level Stairwell/Hall/Garage Fixture | 1.1459 | 0.95297 | 0.819 | 7254 | 116064 | 0 | 0 | 0.052686 | 0 | 0.052686 | 0 | 0.14028 | 0 | 0.14028 | 0 | 1.5432 | 15.9312 | 1.5432 | 15.9312
402273 - Lighting - Standard Tier 5' Case Door | 0.8624 | 0.71721 | 0.84175 | 5459.35 | 87349.6 | 0 | 0 | 0.03573 | 0 | 0.03573 | 0 | 0.11911 | 0 | 0.11911 | 0 | 1.3129 | 4.8681 | 1.3129 | 4.8681
402402 - Heating - Greenhouse Heat Curtain | 0.13796 | 0.034418 | 0 | 469.9976 | 2349.9882 | 1214.8996 | 6074.4978 | -0.015663 | -0.094759 | -0.015663 | -0.094759 | 0.065126 | 0.39401 | 0.065126 | 0.39401 | 0.91431 | 1.6385 | 0.91431 | 1.6385
402403 - Heating - Infrared Film for Greenhouse | 0.1426 | 0.035575 | 0 | 485.8056 | 2429.028 | 7148.2824 | 35741.412 | 0.12761 | 0.7875 | 0.12761 | 0.7875 | 0.12936 | 0.79829 | 0.12936 | 0.79829 | 4.4732 | 4.6968 | 4.4732 | 4.6968
402403 - Heating - Infrared Film for Greenhouse | 0.1212 | 0.030236 | 0 | 412.896 | 2064.48 | 2514.912 | 12574.56 | 0.11256 | 0.67378 | 0.11256 | 0.67378 | 0.11529 | 0.69012 | 0.11529 | 0.69012 | 2.9644 | 3.1126 | 2.9644 | 3.1126
402411 - Lighting - Remove 4 Ft T-8 (De-Lamp 32W) | 1.2384 | 1.0682 | 1.4746 | 8492.796 | 113039.1148 | -40.5439 | -539.6389 | 0.12197 | 1.1963 | 0.12197 | 1.1963 | 0.13567 | 1.1963 | 0.13567 | 1.1963 | 7.6439 | 35.179 | 7.6439 | 35.179
402411 - Lighting - Remove 4 Ft T-8 (De-Lamp 32W) | 0.64736 | 0.5584 | 0.82566 | 4439.6352 | 64197.125 | -21.3657 | -308.9487 | 0.12469 | 1.2099 | 0.12469 | 1.2099 | 0.13925 | 1.2099 | 0.13925 | 1.2099 | 7.3906 | 34.0136 | 7.3906 | 34.0136
402411 - Lighting - Remove 4 Ft T-8 (De-Lamp 32W) | 2.3173 | 1.9988 | 4.4675 | 15892.1101 | 238381.6511 | -32.476 | -487.1396 | 0.11344 | 1.2086 | 0.11344 | 1.2086 | 0.13734 | 1.2086 | 0.13734 | 1.2086 | 4.6342 | 21.3279 | 4.6342 | 21.3279
402411 - Lighting - Remove 4 Ft T-8 (De-Lamp 32W) | 0.43344 | 0.37388 | 0.63995 | 2972.5605 | 44588.4075 | -2.2457 | -33.6849 | 0.12523 | 1.2166 | 0.12523 | 1.2166 | 0.14044 | 1.2166 | 0.14044 | 1.2166 | 7.3965 | 34.0407 | 7.3965 | 34.0407
402411 - Lighting - Remove 4 Ft T-8 (De-Lamp 32W) | 1.1406 | 0.98385 | 1.4313 | 7822.2144 | 113109.2202 | -37.6444 | -544.3381 | 0.12523 | 1.2099 | 0.12523 | 1.2099 | 0.13979 | 1.2099 | 0.13979 | 1.2099 | 7.4198 | 34.1489 | 7.4198 | 34.1489
402411 - Lighting - Remove 4 Ft T-8 (De-Lamp 32W) | 0.1692 | 0.14595 | 0.2145 | 1160.3592 | 16813.6048 | -5.491 | -79.5644 | 0.12523 | 1.2085 | 0.12523 | 1.2085 | 0.1398 | 1.2085 | 0.1398 | 1.2085 | 7.4197 | 34.1474 | 7.4197 | 34.1474
402411 - Lighting - Remove 4 Ft T-8 (De-Lamp 32W) | 32.0962 | 27.6857 | 62.6695 | 220118.965 | 3301784.4756 | -396.153 | -5942.2956 | 0.11262 | 1.2053 | 0.11262 | 1.2053 | 0.13723 | 1.2053 | 0.13723 | 1.2053 | 4.514 | 20.7746 | 4.514 | 20.7746
402411 - Lighting - Remove 4 Ft T-8 (De-Lamp 32W) | 1.147 | 0.98942 | 1.8251 | 7866.5184 | 117997.7757 | -16.2883 | -244.3252 | 0.11751 | 1.1819 | 0.11751 | 1.1819 | 0.13552 | 1.1819 | 0.13552 | 1.1819 | 6.0003 | 27.6159 | 6.0003 | 27.6159
402421 - Ozone Laundry System | 0 | 0 | 0 | 0 | 0 | 3959.475 | 43554.225 | 0 | 0.81303 | 0 | 0.81303 | 0 | 0.94087 | 0 | 0.94087 | 3.5337 | 5.8736 | 3.5337 | 5.8736
402422 - LED MR16 Up to 6 watt Interior LED Integral Lamp | 0.095163 | 0.082086 | 0.12715 | 652.6342 | 3857.0683 | -0.9906 | -5.8545 | 0.044357 | 1.0214 | 0.044357 | 1.0214 | 0.092256 | 1.0214 | 0.092256 | 1.0214 | 1.5149 | 3.5737 | 1.5149 | 3.5737
402422 - LED MR16 Up to 6 watt Interior LED Integral Lamp | 0.015923 | 0.013735 | 0.027203 | 109.2003 | 843.0264 | -0.056482 | -0.43604 | 0.038548 | 1.0984 | 0.038548 | 1.0984 | 0.089089 | 1.0984 | 0.089089 | 1.0984 | 1.4329 | 3.3804 | 1.4329 | 3.3804
402422 - LED MR16 Up to 6 watt Interior LED Integral Lamp | 0.12067 | 0.10409 | 0.15042 | 827.5923 | 3426.2321 | -3.0028 | -12.4315 | 0.029659 | 1.0349 | 0.029659 | 1.0349 | 0.082694 | 1.0349 | 0.082694 | 1.0349 | 1.2814 | 3.0229 | 1.2814 | 3.0229
402422 - LED MR16 Up to 6 watt Interior LED Integral Lamp | 0.22385 | 0.19309 | 0.27515 | 1535.2171 | 7184.8162 | -2.1547 | -10.0839 | 0.03185 | 1.0018 | 0.03185 | 1.0018 | 0.084433 | 1.0018 | 0.084433 | 1.0018 | 1.3336 | 3.146 | 1.3336 | 3.146
402422 - LED MR16 Up to 6 watt Interior LED Integral Lamp | 1.3364 | 1.1528 | 1.7856 | 9165.2547 | 54166.6554 | -9.82 | -58.0361 | 0.041643 | 1.0267 | 0.041643 | 1.0267 | 0.089542 | 1.0267 | 0.089542 | 1.0267 | 1.4876 | 3.5095 | 1.4876 | 3.5095
402422 - LED MR16 Up to 6 watt Interior LED Integral Lamp | 0.3751 | 0.32355 | 0.59136 | 2572.4369 | 19473.3472 | -4.657 | -35.2535 | 0.041376 | 1.0306 | 0.041376 | 1.0306 | 0.092328 | 1.0306 | 0.092328 | 1.0306 | 1.4467 | 3.413 | 1.4467 | 3.413
402422 - LED MR16 Up to 6 watt Interior LED Integral Lamp | 0.49042 | 0.42303 | 0.82462 | 3363.3696 | 25965.2134 | -0.86987 | -6.7154 | 0.040707 | 0.98986 | 0.040707 | 0.98986 | 0.091253 | 0.98986 | 0.091253 | 0.98986 | 1.4611 | 3.447 | 1.4611 | 3.447
402422 - LED MR16 Up to 6 watt Interior LED Integral Lamp | 1.8028 | 1.5551 | 4.05 | 12363.7511 | 105215.5215 | -41.9293 | -356.818 | 0.028346 | 1.0873 | 0.028346 | 1.0873 | 0.087992 | 1.0873 | 0.087992 | 1.0873 | 1.2382 | 2.921 | 1.2382 | 2.921
402422 - LED MR16 Up to 6 watt Interior LED Integral Lamp | 0.87777 | 0.75715 | 0.81186 | 6019.8018 | 61702.9682 | -14.1004 | -144.5287 | 0.0023124 | 1.1428 | 0.0023124 | 1.1428 | 0.079238 | 1.1428 | 0.079238 | 1.1428 | 0.99727 | 2.3527 | 0.99727 | 2.3527
402422 - LED MR16 Up to 6 watt Interior LED Integral Lamp | 0.18973 | 0.16366 | 0.25633 | 1301.2148 | 7690.1797 | -1.8292 | -10.8105 | 0.040315 | 1.0357 | 0.040315 | 1.0357 | 0.088362 | 1.0357 | 0.088362 | 1.0357 | 1.4659 | 3.4583 | 1.4659 | 3.4583
402422 - LED MR16 Up to 6 watt Interior LED Integral Lamp | 0.0096178 | 0.0082962 | 0.015756 | 65.9599 | 499.3166 | -0.1251 | -0.94698 | 0.040155 | 1.0614 | 0.040155 | 1.0614 | 0.091107 | 1.0614 | 0.091107 | 1.0614 | 1.4313 | 3.3765 | 1.4313 | 3.3765
402423 - LED MR16 7 -10 watt Interior lamp | 0.67343 | 0.58089 | 0.85201 | 4618.4681 | 19074.2733 | -20.6182 | -85.153 | 0.068096 | 1.0217 | 0.068096 | 1.0217 | 0.089074 | 1.0217 | 0.089074 | 1.0217 | 2.2305 | 3.7568 | 2.2305 | 3.7568
402423 - LED MR16 7 -10 watt Interior lamp | 0.60637 | 0.52304 | 0.75524 | 4158.5245 | 17216.2915 | -16.0504 | -66.4488 | 0.068993 | 1.0221 | 0.068993 | 1.0221 | 0.089478 | 1.0221 | 0.089478 | 1.0221 | 2.2902 | 3.8576 | 2.2902 | 3.8576
402423 - LED MR16 7 -10 watt Interior lamp | 0.36092 | 0.31132 | 0.48223 | 2475.2081 | 14628.4799 | -3.757 | -22.204 | 0.076758 | 0.97651 | 0.076758 | 0.97651 | 0.09542 | 0.97651 | 0.09542 | 0.97651 | 2.6388 | 4.4446 | 2.6388 | 4.4446
402423 - LED MR16 7 -10 watt Interior lamp | 1.1729 | 1.0117 | 2.0037 | 8043.863 | 62098.6222 | -4.1606 | -32.1201 | 0.078091 | 1.096 | 0.078091 | 1.096 | 0.097785 | 1.096 | 0.097785 | 1.096 | 2.5994 | 4.3784 | 2.5994 | 4.3784
402423 - LED MR16 7 -10 watt Interior lamp | 0.35138 | 0.3031 | 0.42698 | 2409.8203 | 11277.959 | -1.838 | -8.6018 | 0.07546 | 0.97966 | 0.07546 | 0.97966 | 0.095253 | 0.97966 | 0.095253 | 0.97966 | 2.5336 | 4.2674 | 2.5336 | 4.2674
402423 - LED MR16 7 -10 watt Interior lamp | 0.20658 | 0.17819 | 0.25944 | 1416.7622 | 5851.228 | -6.3818 | -26.3569 | 0.069684 | 1.0323 | 0.069684 | 1.0323 | 0.090851 | 1.0323 | 0.090851 | 1.0323 | 2.2483 | 3.7868 | 2.2483 | 3.7868
402423 - LED MR16 7 -10 watt Interior lamp | 0.82847 | 0.71463 | 1.0327 | 5681.7394 | 23522.4011 | -20.6152 | -85.3468 | 0.070857 | 1.0349 | 0.070857 | 1.0349 | 0.091521 | 1.0349 | 0.091521 | 1.0349 | 2.3194 | 3.9065 | 2.3194 | 3.9065
402423 - LED MR16 7 -10 watt Interior lamp | 2.1697 | 1.8715 | 2.6669 | 14879.7969 | 69637.4494 | -20.884 | -97.7369 | 0.071711 | 1.0134 | 0.071711 | 1.0134 | 0.0922 | 1.0134 | 0.0922 | 1.0134 | 2.3938 | 4.0322 | 2.3938 | 4.0322
402423 - LED MR16 7 -10 watt Interior lamp | 8.5016 | 7.3333 | 11.3593 | 58304.9021 | 344581.9715 | -62.4694 | -369.1944 | 0.081173 | 1.0225 | 0.081173 | 1.0225 | 0.099835 | 1.0225 | 0.099835 | 1.0225 | 2.7433 | 4.6207 | 2.7433 | 4.6207
402423 - LED MR16 7 -10 watt Interior lamp | 1.129 | 0.97384 | 1.7799 | 7742.6798 | 58612.0864 | -14.0169 | -106.1081 | 0.079939 | 1.0851 | 0.079939 | 1.0851 | 0.099791 | 1.0851 | 0.099791 | 1.0851 | 2.5958 | 4.3722 | 2.5958 | 4.3722
402423 - LED MR16 7 -10 watt Interior lamp | 3.3232 | 2.8666 | 5.5875 | 22790.9451 | 175946.0963 | -5.8942 | -45.5035 | 0.082313 | 1.0623 | 0.082313 | 1.0623 | 0.102 | 1.0623 | 0.102 | 1.0623 | 2.6926 | 4.5353 | 2.6926 | 4.5353
402423 - LED MR16 7 -10 watt Interior lamp | 6.8965 | 5.9488 | 6.3788 | 47297.1555 | 484795.8439 | -110.7866 | -1135.5629 | 0.062319 | 1.1255 | 0.062319 | 1.1255 | 0.09229 | 1.1255 | 0.09229 | 1.1255 | 1.809 | 3.047 | 1.809 | 3.047
402423 - LED MR16 7 -10 watt Interior lamp | 4.6713 | 4.0294 | 7.6524 | 32036.2258 | 242514.229 | -60.7584 | -459.9408 | 0.079735 | 1.0614 | 0.079735 | 1.0614 | 0.099586 | 1.0614 | 0.099586 | 1.0614 | 2.5907 | 4.3635 | 2.5907 | 4.3635
402424 - LED Integral PAR-20 lamp Up to 10 watt Interior | 0.36537 | 0.31516 | 0.4139 | 2505.7637 | 10198.4584 | -28.9127 | -117.6745 | 0.039733 | 0.95898 | 0.039733 | 0.95898 | 0.078153 | 0.95898 | 0.078153 | 0.95898 | 1.3555 | 2.5885 | 1.3555 | 2.5885
402424 - LED Integral PAR-20 lamp Up to 10 watt Interior | 0.22458 | 0.19372 | 0.27972 | 1540.1943 | 6376.4043 | -5.9446 | -24.6107 | 0.061014 | 1.0221 | 0.061014 | 1.0221 | 0.08883 | 1.0221 | 0.08883 | 1.0221 | 1.9773 | 3.776 | 1.9773 | 3.776
402424 - LED Integral PAR-20 lamp Up to 10 watt Interior | 0.091591 | 0.079005 | 0.12238 | 628.1392 | 3712.3029 | -0.95342 | -5.6347 | 0.071078 | 1.0244 | 0.071078 | 1.0244 | 0.096422 | 1.0244 | 0.096422 | 1.0244 | 2.3067 | 4.4051 | 2.3067 | 4.4051
402424 - LED Integral PAR-20 lamp Up to 10 watt Interior | 0.85239 | 0.73526 | 1.0357 | 5845.7684 | 27358.196 | -4.4586 | -20.8664 | 0.067748 | 0.97966 | 0.067748 | 0.97966 | 0.094628 | 0.97966 | 0.094628 | 0.97966 | 2.1873 | 4.1771 | 2.1873 | 4.1771
402424 - LED Integral PAR-20 lamp Up to 10 watt Interior | 0.43065 | 0.37147 | 0.46225 | 2953.4436 | 12020.5155 | -41.3482 | -168.2872 | 0.0369 | 0.95898 | 0.0369 | 0.95898 | 0.076856 | 0.95898 | 0.076856 | 0.95898 | 1.2799 | 2.4441 | 1.2799 | 2.4441
402424 - LED Integral PAR-20 lamp Up to 10 watt Interior | 0.66783 | 0.57606 | 0.83243 | 4580.0514 | 18961.4126 | -16.6179 | -68.7981 | 0.063264 | 0.99558 | 0.063264 | 0.99558 | 0.091327 | 0.99558 | 0.091327 | 0.99558 | 2.0126 | 3.8434 | 2.0126 | 3.8434
402424 - LED Integral PAR-20 lamp Up to 10 watt Interior | 16.0798 | 13.8702 | 19.7655 | 110276.9527 | 516096.1384 | -154.7747 | -724.3455 | 0.066094 | 0.98552 | 0.066094 | 0.98552 | 0.093917 | 0.98552 | 0.093917 | 0.98552 | 2.1079 | 4.0254 | 2.1079 | 4.0254
402424 - LED Integral PAR-20 lamp Up to 10 watt Interior | 2.1851 | 1.8848 | 2.9196 | 14985.6074 | 88564.9397 | -16.0559 | -94.8907 | 0.071704 | 1.0233 | 0.071704 | 1.0233 | 0.097048 | 1.0233 | 0.097048 | 1.0233 | 2.3271 | 4.444 | 2.3271 | 4.444
402424 - LED Integral PAR-20 lamp Up to 10 watt Interior | 0.78553 | 0.67758 | 1.3208 | 5387.2154 | 41589.3028 | -1.3933 | -10.756 | 0.073668 | 1.071 | 0.073668 | 1.071 | 0.10041 | 1.071 | 0.10041 | 1.071 | 2.3073 | 4.4061 | 2.3073 | 4.4061
402424 - LED Integral PAR-20 lamp Up to 10 watt Interior | 0.20645 | 0.17808 | 0.46379 | 1415.8427 | 12048.8217 | -4.8016 | -40.8613 | 0.065624 | 1.0873 | 0.065624 | 1.0873 | 0.097185 | 1.0873 | 0.097185 | 1.0873 | 1.9348 | 3.6949 | 1.9348 | 3.6949
402424 - LED Integral PAR-20 lamp Up to 10 watt Interior | 0.046023 | 0.039699 | 0.1037 | 315.6321 | 2768.0931 | -1.3128 | -11.5133 | 0.06483 | 1.0897 | 0.06483 | 1.0897 | 0.096796 | 1.0897 | 0.096796 | 1.0897 | 1.8985 | 3.6256 | 1.8985 | 3.6256
402424 - LED Integral PAR-20 lamp Up to 10 watt Interior | 2.2844 | 1.9705 | 2.1129 | 15666.6197 | 160582.8519 | -36.6964 | -376.1385 | 0.049283 | 1.1364 | 0.049283 | 1.1364 | 0.089986 | 1.1364 | 0.089986 | 1.1364 | 1.5456 | 2.9516 | 1.5456 | 2.9516
402424 - LED Integral PAR-20 lamp Up to 10 watt Interior | 0.060831 | 0.052471 | 0.099652 | 417.1824 | 3158.0708 | -0.79121 | -5.9894 | 0.071999 | 1.0614 | 0.071999 | 1.0614 | 0.098959 | 1.0614 | 0.098959 | 1.0614 | 2.2366 | 4.2711 | 2.2366 | 4.2711
402425 - LED Integral PAR-30 lamp Up to 15 watt Interior | 2.9667 | 2.559 | 3.7535 | 20345.5797 | 84027.244 | -90.8285 | -375.1216 | -0.0045207 | 1.0323 | -0.0045207 | 1.0323 | 0.092588 | 1.0323 | 0.092588 | 1.0323 | 0.92745 | 4.0622 | 0.92745 | 4.0622
402425 - LED Integral PAR-30 lamp Up to 15 watt Interior | 4.6926 | 4.0477 | 5.7738 | 32182.1128 | 150612.2877 | -71.1994 | -333.213 | -0.0029217 | 1.0338 | -0.0029217 | 1.0338 | 0.092754 | 1.0338 | 0.092754 | 1.0338 | 0.95799 | 4.196 | 0.95799 | 4.196
402425 - LED Integral PAR-30 lamp Up to 15 watt Interior | 0.23106 | 0.19931 | 0.30873 | 1584.657 | 9365.3231 | -2.4053 | -14.2152 | 0.011535 | 1.0432 | 0.011535 | 1.0432 | 0.097922 | 1.0432 | 0.097922 | 1.0432 | 1.0889 | 4.7694 | 1.0889 | 4.7694
402425 - LED Integral PAR-30 lamp Up to 15 watt Interior | 0.44132 | 0.38068 | 0.75393 | 3026.622 | 23365.5217 | -1.5655 | -12.0857 | 0.0098308 | 1.084 | 0.0098308 | 1.084 | 0.10098 | 1.084 | 0.10098 | 1.084 | 1.0785 | 4.7237 | 1.0785 | 4.7237
402425 - LED Integral PAR-30 lamp Up to 15 watt Interior | 3.3157 | 2.8601 | 4.0292 | 22739.4569 | 106420.6584 | -17.3437 | -81.1686 | 0.0054488 | 0.97966 | 0.0054488 | 0.97966 | 0.09707 | 0.97966 | 0.09707 | 0.97966 | 1.0396 | 4.5534 | 1.0396 | 4.5534
402425 - LED Integral PAR-30 lamp Up to 15 watt Interior | 1.2149 | 1.0479 | 1.5212 | 8331.6341 | 31660.2095 | -36.9489 | -140.406 | -0.031438 | 1.0178 | -0.031438 | 1.0178 | 0.084973 | 1.0178 | 0.084973 | 1.0178 | 0.76168 | 3.3361 | 0.76168 | 3.3361
402425 - LED Integral PAR-30 lamp Up to 15 watt Interior | 0.25943 | 0.22378 | 0.27849 | 1779.2082 | 7241.3774 | -24.9089 | -101.3793 | -0.055705 | 0.95898 | -0.055705 | 0.95898 | 0.080486 | 0.95898 | 0.080486 | 0.95898 | 0.60829 | 2.6643 | 0.60829 | 2.6643
402425 - LED Integral PAR-30 lamp Up to 15 watt Interior | 1.9025 | 1.641 | 2.3892 | 13047.2441 | 53885.1181 | -58.7714 | -242.7258 | -0.0051896 | 1.0323 | -0.0051896 | 1.0323 | 0.092794 | 1.0323 | 0.092794 | 1.0323 | 0.92251 | 4.0406 | 0.92251 | 4.0406
402425 - LED Integral PAR-30 lamp Up to 15 watt Interior | 0.9568 | 0.82532 | 1.1927 | 6561.793 | 27165.8231 | -23.8083 | -98.5664 | -0.0022345 | 1.0349 | -0.0022345 | 1.0349 | 0.093417 | 1.0349 | 0.093417 | 1.0349 | 0.95168 | 4.1683 | 0.95168 | 4.1683
402425 - LED Integral PAR-30 lamp Up to 15 watt Interior | 8.769 | 7.5639 | 10.7791 | 60138.3087 | 281447.2849 | -84.4045 | -395.013 | 0.0013943 | 0.98805 | 0.0013943 | 0.98805 | 0.09623 | 0.98805 | 0.09623 | 0.98805 | 1.0001 | 4.3803 | 1.0001 | 4.3803
402425 - LED Integral PAR-30 lamp Up to 15 watt Interior | 5.2717 | 4.5473 | 7.0437 | 36153.657 | 213668.1128 | -38.7359 | -228.9293 | 0.014599 | 1.0252 | 0.014599 | 1.0252 | 0.10099 | 1.0252 | 0.10099 | 1.0252 | 1.1206 | 4.9082 | 1.1206 | 4.9082
402425 - LED Integral PAR-30 lamp Up to 15 watt Interior | 7.586 | 6.5435 | 11.9598 | 52025.2762 | 393831.3405 | -94.1837 | -712.9705 | 0.011087 | 1.0581 | 0.011087 | 1.0581 | 0.10298 | 1.0581 | 0.10298 | 1.0581 | 1.077 | 4.7173 | 1.077 | 4.7173
402425 - LED Integral PAR-30 lamp Up to 15 watt Interior | 0.82336 | 0.71022 | 1.3844 | 5646.6828 | 43592.3912 | -1.4604 | -11.274 | 0.013769 | 1.0522 | 0.013769 | 1.0522 | 0.10492 | 1.0522 | 0.10492 | 1.0522 | 1.1143 | 4.8805 | 1.1143 | 4.8805
402425 - LED Integral PAR-30 lamp Up to 15 watt Interior | 0.45735 | 0.3945 | 1.1638 | 3136.5239 | 25907.6871 | -12.9312 | -106.8121 | -0.00888 | 1.1113 | -0.00888 | 1.1113 | 0.09974 | 1.1113 | 0.09974 | 1.1113 | 0.90436 | 3.9611 | 0.90436 | 3.9611
402425 - LED Integral PAR-30 lamp Up to 15 watt Interior | 0.68525 | 0.59108 | 0.6338 | 4699.4854 | 48169.7255 | -11.0078 | -112.8303 | -0.044988 | 1.1368 | -0.044988 | 1.1368 | 0.09375 | 1.1368 | 0.09375 | 1.1368 | 0.73496 | 3.2191 | 0.73496 | 3.2191
402425 - LED Integral PAR-30 lamp Up to 15 watt Interior | 0.16963 | 0.14632 | 0.23053 | 1163.3395 | 6875.3364 | -1.7817 | -10.5298 | 0.013357 | 1.0214 | 0.013357 | 1.0214 | 0.10052 | 1.0214 | 0.10052 | 1.0214 | 1.1044 | 4.8373 | 1.1044 | 4.8373
402425 - LED Integral PAR-30 lamp Up to 15 watt Interior | 0.54855 | 0.47317 | 0.88333 | 3762.0159 | 28478.46 | -7.0332 | -53.2415 | 0.0091178 | 1.0614 | 0.0091178 | 1.0614 | 0.10132 | 1.0614 | 0.10132 | 1.0614 | 1.0597 | 4.6415 | 1.0597 | 4.6415
402426 - LED Integral PAR30 lamp 16-21watt | 0.40694 | 0.35102 | 0.51106 | 2790.8544 | 11526.2285 | -12.5714 | -51.9199 | 0.081017 | 1.02 | 0.081017 | 1.02 | 0.094561 | 1.02 | 0.094561 | 1.02 | 2.9641 | 4.5468 | 2.9641 | 4.5468
402426 - LED Integral PAR30 lamp 16-21watt | 5.3168 | 4.5862 | 6.5354 | 36463.17 | 170647.6354 | -51.1763 | -239.5053 | 0.086719 | 0.99193 | 0.086719 | 0.99193 | 0.099828 | 0.99193 | 0.099828 | 0.99193 | 3.2658 | 5.0095 | 3.2658 | 5.0095
402426 - LED Integral PAR30 lamp 16-21watt | 1.2552 | 1.0827 | 1.6771 | 8608.0136 | 50873.3602 | -9.2229 | -54.5073 | 0.09031 | 1.026 | 0.09031 | 1.026 | 0.10225 | 1.026 | 0.10225 | 1.026 | 3.6006 | 5.5231 | 3.6006 | 5.5231
402426 - LED Integral PAR30 lamp 16-21watt | 0.15915 | 0.13728 | 0.25091 | 1091.4394 | 8262.196 | -1.9759 | -14.9574 | 0.0904 | 1.1148 | 0.0904 | 1.1148 | 0.1031 | 1.1148 | 0.1031 | 1.1148 | 3.422 | 5.2492 | 3.422 | 5.2492
402426 - LED Integral PAR30 lamp 16-21watt | 5.7965 | 4.9999 | 9.7461 | 39752.6469 | 306890.4342 | -10.281 | -79.3689 | 0.093612 | 1.071 | 0.093612 | 1.071 | 0.10621 | 1.071 | 0.10621 | 1.071 | 3.5785 | 5.4892 | 3.5785 | 5.4892
402426 - LED Integral PAR30 lamp 16-21watt | 0.96944 | 0.83622 | 2.1778 | 6648.4757 | 56578.528 | -22.547 | -191.875 | 0.089161 | 1.0873 | 0.089161 | 1.0873 | 0.10403 | 1.0873 | 0.10403 | 1.0873 | 3.0009 | 4.6032 | 3.0009 | 4.6032
402427 - LED Integral PAR38 lamp Up to 16 watt | 4.9667 | 4.2842 | 6.1051 | 34062.2007 | 159411.0992 | -47.8065 | -223.7345 | 0.030342 | 0.90262 | 0.030342 | 0.90262 | 0.094281 | 0.90262 | 0.094281 | 0.90262 | 1.3176 | 4.3682 | 1.3176 | 4.3682
402427 - LED Integral PAR38 lamp Up to 16 watt | 0.028498 | 0.024582 | 0.040716 | 195.4411 | 1141.3761 | 0 | 0 | -0.014424 | 0 | -0.014424 | 0 | 0.081264 | 0 | 0.081264 | 0 | 0.89473 | 2.9663 | 0.89473 | 2.9663
402427 - LED Integral PAR38 lamp Up to 16 watt | 0.46373 | 0.40001 | 0.6196 | 3180.3085 | 18795.6235 | -3.4075 | -20.1382 | 0.041278 | 1.0244 | 0.041278 | 1.0244 | 0.09952 | 1.0244 | 0.09952 | 1.0244 | 1.4818 | 4.9126 | 1.4818 | 4.9126
402427 - LED Integral PAR38 lamp Up to 16 watt | 0.053898 | 0.046492 | 0.084974 | 369.6386 | 2798.1645 | -0.66917 | -5.0656 | 0.041617 | 1.0614 | 0.041617 | 1.0614 | 0.10357 | 1.0614 | 0.10357 | 1.0614 | 1.4475 | 4.7988 | 1.4475 | 4.7988
402427 - LED Integral PAR38 lamp Up to 16 watt | 0.65139 | 0.56188 | 1.0952 | 4467.2883 | 34487.4658 | -1.1553 | -8.9192 | 0.040441 | 0.98986 | 0.040441 | 0.98986 | 0.1019 | 0.98986 | 0.1019 | 0.98986 | 1.4566 | 4.8292 | 1.4566 | 4.8292
402427 - LED Integral PAR38 lamp Up to 16 watt | 0.80873 | 0.6976 | 1.093 | 5546.3729 | 32779.0638 | -7.8372 | -46.3179 | 0.040178 | 1.0349 | 0.040178 | 1.0349 | 0.098622 | 1.0349 | 0.098622 | 1.0349 | 1.4626 | 4.8491 | 1.4626 | 4.8491
402428 - LED Integral PAR38 lamp 17-22 watt | 6.8717 | 5.9274 | 8.4553 | 47127.0564 | 220554.624 | -104.2634 | -487.9529 | 0.08346 | 0.97966 | 0.08346 | 0.97966 | 0.10152 | 0.97966 | 0.10152 | 0.97966 | 2.9826 | 5.3303 | 2.9826 | 5.3303
402428 - LED Integral PAR38 lamp 17-22 watt | 18.6668 | 16.1017 | 24.9415 | 128018.7771 | 756590.9729 | -194.3142 | -1148.3967 | 0.088837 | 1.0229 | 0.088837 | 1.0229 | 0.10514 | 1.0229 | 0.10514 | 1.0229 | 3.3576 | 6.0005 | 3.3576 | 6.0005
402428 - LED Integral PAR38 lamp 17-22 watt | 1.1895 | 1.0261 | 1.8326 | 8157.9218 | 61755.4676 | -18.444 | -139.6211 | 0.09005 | 1.0614 | 0.09005 | 1.0614 | 0.10755 | 1.0614 | 0.10755 | 1.0614 | 3.2065 | 5.7303 | 3.2065 | 5.7303
402428 - LED Integral PAR38 lamp 17-22 watt | 1.2193 | 1.0518 | 1.3088 | 8362.1385 | 34033.9037 | -117.0699 | -476.4746 | 0.062414 | 0.95898 | 0.062414 | 0.95898 | 0.08812 | 0.95898 | 0.08812 | 0.95898 | 1.8393 | 3.287 | 1.8393 | 3.287
402428 - LED Integral PAR38 lamp 17-22 watt | 139.677 | 120.4829 | 171.6874 | 957917.8755 | 4483055.6573 | -1344.4453 | -6292.0042 | 0.083762 | 0.99141 | 0.083762 | 0.99141 | 0.10166 | 0.99141 | 0.10166 | 0.99141 | 3.0267 | 5.409 | 3.0267 | 5.409
402428 - LED Integral PAR38 lamp 17-22 watt | 0.17302 | 0.14925 | 0.24721 | 1186.6068 | 6929.7837 | 0 | 0 | 0.061768 | 0 | 0.061768 | 0 | 0.088558 | 0 | 0.088558 | 0 | 2.0155 | 3.6019 | 2.0155 | 3.6019
402428 - LED Integral PAR38 lamp 17-22 watt | 31.2759 | 26.9781 | 41.6032 | 214493.1042 | 1267654.246 | -205.5241 | -1214.6477 | 0.087891 | 1.0125 | 0.087891 | 1.0125 | 0.10433 | 1.0125 | 0.10433 | 1.0125 | 3.3286 | 5.9486 | 3.3286 | 5.9486
402428 - LED Integral PAR38 lamp 17-22 watt | 9.9044 | 8.5434 | 15.6151 | 67925.5006 | 514196.0392 | -122.9686 | -930.8721 | 0.088039 | 1.1066 | 0.088039 | 1.1066 | 0.10538 | 1.1066 | 0.10538 | 1.1066 | 3.1846 | 5.6913 | 3.1846 | 5.6913
402428 - LED Integral PAR38 lamp 17-22 watt | 2.7955 | 2.4113 | 4.7003 | 19171.7481 | 148005.8954 | -4.9582 | -38.277 | 0.093121 | 1.05 | 0.093121 | 1.05 | 0.11062 | 1.05 | 0.11062 | 1.05 | 3.38 | 6.1298 | 3.38 | 6.1298
402428 - LED Integral PAR38 lamp 17-22 watt | 0.83015 | 0.71607 | 2.1124 | 5693.2362 | 47026.1314 | -23.4721 | -193.8797 | 0.085326 | 1.1113 | 0.085326 | 1.1113 | 0.10583 | 1.1113 | 0.10583 | 1.1113 | 2.7346 | 4.8869 | 2.7346 | 4.8869
402428 - LED Integral PAR38 lamp 17-22 watt | 3.6906 | 3.1834 | 8.291 | 25310.323 | 215390.8491 | -85.835 | -730.4557 | 0.085777 | 1.0873 | 0.085777 | 1.0873 | 0.10608 | 1.0873 | 0.10608 | 1.0873 | 2.7806 | 4.9692 | 2.7806 | 4.9692
402428 - LED Integral PAR38 lamp 17-22 watt | 22.6721 | 19.5565 | 20.9707 | 155487.1381 | 1593743.1657 | -364.2035 | -3733.086 | 0.075525 | 1.1346 | 0.075525 | 1.1346 | 0.10171 | 1.1346 | 0.10171 | 1.1346 | 2.2255 | 3.9773 | 2.2255 | 3.9773
402428 - LED Integral PAR38 lamp 17-22 watt | 0.52849 | 0.45587 | 0.63451 | 3624.4389 | 16962.374 | -6.9945 | -32.7344 | 0.082632 | 0.97966 | 0.082632 | 0.97966 | 0.10053 | 0.97966 | 0.10053 | 0.97966 | 2.9866 | 5.3374 | 2.9866 | 5.3374
402428 - LED Integral PAR38 lamp 17-22 watt | 3.8009 | 3.2786 | 5.1192 | 26067.1718 | 154056.9854 | -34.9114 | -206.3266 | 0.089545 | 1.0214 | 0.089545 | 1.0214 | 0.1073 | 1.0214 | 0.1073 | 1.0214 | 3.3984 | 6.5735 | 3.3984 | 6.5735
402429 - LED Integral PAR38 lamp 23-25 watt | 4.1691 | 3.5962 | 5.1298 | 28591.9888 | 133810.5078 | -63.2566 | -296.0408 | 0.086716 | 0.97966 | 0.086716 | 0.97966 | 0.1075 | 0.97966 | 0.1075 | 0.97966 | 3.2399 | 7.2115 | 3.2399 | 7.2115
402429 - LED Integral PAR38 lamp 23-25 watt | 1.7903 | 1.5443 | 2.3921 | 12278.2626 | 72564.5321 | -13.1553 | -77.7478 | 0.090593 | 1.0244 | 0.090593 | 1.0244 | 0.10936 | 1.0244 | 0.10936 | 1.0244 | 3.6259 | 8.0707 | 3.6259 | 8.0707
461831 - LED Integral Candelabra lamp Up to 4 watt | 0.040043 | 0.03454 | 0.050287 | 274.6166 | 848.5653 | -1.237 | -3.8224 | 0.065908 | 0.99704 | 0.065908 | 0.99704 | 0.097611 | 0.99704 | 0.097611 | 0.99704 | 2.2112 | 5.8999 | 2.2112 | 5.8999
461831 - LED Integral Candelabra lamp Up to 4 watt | 0.65494 | 0.56494 | 0.81639 | 4491.6334 | 13924.0635 | -16.2971 | -50.5209 | 0.068989 | 1.0126 | 0.068989 | 1.0126 | 0.099913 | 1.0126 | 0.099913 | 1.0126 | 2.3205 | 6.1917 | 2.3205 | 6.1917
461831 - LED Integral Candelabra lamp Up to 4 watt | 0.89823 | 0.7748 | 1.2002 | 6160.1299 | 27289.3755 | -6.6002 | -29.2387 | 0.080524 | 0.96298 | 0.080524 | 0.96298 | 0.10804 | 0.96298 | 0.10804 | 0.96298 | 2.8065 | 7.4884 | 2.8065 | 7.4884
461831 - LED Integral Candelabra lamp Up to 4 watt | 9.9888 | 8.6162 | 22.4404 | 68504.2705 | 437057.246 | -232.3186 | -1482.1929 | 0.072863 | 1.0654 | 0.072863 | 1.0654 | 0.10645 | 1.0654 | 0.10645 | 1.0654 | 2.2891 | 6.1078 | 2.2891 | 6.1078
461831 - LED Integral Candelabra lamp Up to 4 watt | 11.6411 | 10.0414 | 10.7682 | 79835.5965 | 613935.737 | -187.0021 | -1438.0459 | 0.058446 | 1.1017 | 0.058446 | 1.1017 | 0.1012 | 1.1017 | 0.1012 | 1.1017 | 1.8169 | 4.8479 | 1.8169 | 4.8479
461832 - LED Integral A-lamp Up to 7 watt Interior | 0.029816 | 0.025719 | 0.038248 | 204.4829 | 777.0349 | -0.99574 | -3.7838 | -0.010143 | 0.94899 | -0.010143 | 0.94899 | 0.081164 | 0.94899 | 0.081164 | 0.94899 | 0.88968 | 2.8 | 0.88968 | 2.8
461832 - LED Integral A-lamp Up to 7 watt Interior | 0.68175 | 0.58806 | 0.86257 | 4675.4862 | 19309.7581 | -20.8727 | -86.2043 | 0.0096778 | 1.0323 | 0.0096778 | 1.0323 | 0.085845 | 1.0323 | 0.085845 | 1.0323 | 1.0454 | 3.2901 | 1.0454 | 3.2901
461832 - LED Integral A-lamp Up to 7 watt Interior | 0.75806 | 0.65389 | 0.95199 | 5198.8312 | 21471.1727 | -23.4182 | -96.717 | 0.0091432 | 1.0323 | 0.0091432 | 1.0323 | 0.085991 | 1.0323 | 0.085991 | 1.0323 | 1.0399 | 3.2725 | 1.0399 | 3.2725
461832 - LED Integral A-lamp Up to 7 watt Interior | 0.54525 | 0.47033 | 0.72853 | 3739.409 | 22099.9075 | -4.0065 | -23.6784 | 0.028676 | 1.0214 | 0.028676 | 1.0214 | 0.096433 | 1.0214 | 0.096433 | 1.0214 | 1.2777 | 4.0212 | 1.2777 | 4.0212
461832 - LED Integral A-lamp Up to 7 watt Interior | 0.50484 | 0.43547 | 0.79592 | 3462.2381 | 26209.1423 | -6.2678 | -47.4476 | 0.024141 | 1.0698 | 0.024141 | 1.0698 | 0.096218 | 1.0698 | 0.096218 | 1.0698 | 1.2102 | 3.8086 | 1.2102 | 3.8086
461832 - LED Integral A-lamp Up to 7 watt Interior | 0.070991 | 0.061236 | 0.11113 | 486.864 | 3685.5605 | -0.88906 | -6.7302 | 0.022038 | 1.0614 | 0.022038 | 1.0614 | 0.094736 | 1.0614 | 0.094736 | 1.0614 | 1.1886 | 3.7406 | 1.1886 | 3.7406
461833 - LED Integral A-lamp 8-10 watt Interior | 0.7138 | 0.61571 | 0.88906 | 4895.3201 | 20266.6254 | -18.8942 | -78.222 | 0.067472 | 1.0349 | 0.067472 | 1.0349 | 0.10394 | 1.0349 | 0.10394 | 1.0349 | 2.1803 | 6.7712 | 2.1803 | 6.7712
461833 - LED Integral A-lamp 8-10 watt Interior | 0.61919 | 0.5341 | 0.82732 | 4246.4476 | 25096.5051 | -6.4455 | -38.0931 | 0.075544 | 1.0374 | 0.075544 | 1.0374 | 0.10877 | 1.0374 | 0.10877 | 1.0374 | 2.5096 | 7.7937 | 2.5096 | 7.7937
461833 - LED Integral A-lamp 8-10 watt Interior | 0.078244 | 0.067492 | 0.13366 | 536.606 | 4142.5981 | -0.27756 | -2.1427 | 0.074572 | 1.0984 | 0.074572 | 1.0984 | 0.10963 | 1.0984 | 0.10963 | 1.0984 | 2.4313 | 7.5506 | 2.4313 | 7.5506
461833 - LED Integral A-lamp 8-10 watt Interior | 0.61261 | 0.52843 | 0.74442 | 4201.34 | 19662.2711 | -3.2044 | -14.9966 | 0.072207 | 0.97966 | 0.072207 | 0.97966 | 0.10744 | 0.97966 | 0.10744 | 0.97966 | 2.375 | 7.3758 | 2.375 | 7.3758
461833 - LED Integral A-lamp 8-10 watt Interior | 0.36255 | 0.31273 | 0.4553 | 2486.3975 | 10268.8217 | -11.2 | -46.256 | 0.066204 | 1.0323 | 0.066204 | 1.0323 | 0.10389 | 1.0323 | 0.10389 | 1.0323 | 2.1075 | 6.5451 | 2.1075 | 6.5451
461833 - LED Integral A-lamp 8-10 watt Interior | 0.33692 | 0.29062 | 0.41998 | 2310.6565 | 9566.1181 | -8.3838 | -34.7089 | 0.066711 | 1.0298 | 0.066711 | 1.0298 | 0.1035 | 1.0298 | 0.1035 | 1.0298 | 2.1607 | 6.7102 | 2.1607 | 6.7102
461833 - LED Integral A-lamp 8-10 watt Interior | 8.8164 | 7.6049 | 10.8374 | 60463.9365 | 282971.2229 | -84.8618 | -397.1533 | 0.06392 | 1.0655 | 0.06392 | 1.0655 | 0.10039 | 1.0655 | 0.10039 | 1.0655 | 2.1604 | 6.7094 | 2.1604 | 6.7094
461833 - LED Integral A-lamp 8-10 watt Interior | 0.42511 | 0.3667 | 0.56801 | 2915.4715 | 17230.4363 | -3.1237 | -18.4611 | 0.076192 | 1.0367 | 0.076192 | 1.0367 | 0.10941 | 1.0367 | 0.10941 | 1.0367 | 2.5322 | 7.8641 | 2.5322 | 7.8641
461833 - LED Integral A-lamp 8-10 watt Interior | 0.15754 | 0.13589 | 0.24837 | 1080.4147 | 8178.7394 | -1.9559 | -14.8063 | 0.077413 | 1.0737 | 0.077413 | 1.0737 | 0.11275 | 1.0737 | 0.11275 | 1.0737 | 2.4479 | 7.6021 | 2.4479 | 7.6021
461833 - LED Integral A-lamp 8-10 watt Interior | 0.041648 | 0.035925 | 0.057715 | 285.6269 | 2187.9019 | -0.98671 | -7.5582 | 0.060639 | 1.052 | 0.060639 | 1.052 | 0.10882 | 1.052 | 0.10882 | 1.052 | 1.8022 | 5.5969 | 1.8022 | 5.5969
461833 - LED Integral A-lamp 8-10 watt Interior | 1.5933 | 1.3744 | 2.6791 | 10927.249 | 84358.3623 | -2.826 | -21.8169 | 0.078017 | 1.0658 | 0.078017 | 1.0658 | 0.11307 | 1.0658 | 0.11307 | 1.0658 | 2.5036 | 7.7751 | 2.5036 | 7.7751
461833 - LED Integral A-lamp 8-10 watt Interior | 0.0056083 | 0.0048376 | 0.012599 | 38.4623 | 327.3138 | -0.13044 | -1.11 | 0.070859 | 1.0873 | 0.070859 | 1.0873 | 0.11223 | 1.0873 | 0.11223 | 1.0873 | 2.1008 | 6.5243 | 2.1008 | 6.5243
461833 - LED Integral A-lamp 8-10 watt Interior | 8.632 | 7.4458 | 7.9839 | 59198.7548 | 606787.2366 | -138.6646 | -1421.3126 | 0.057506 | 1.1448 | 0.057506 | 1.1448 | 0.11086 | 1.1448 | 0.11086 | 1.1448 | 1.6967 | 5.2691 | 1.6967 | 5.2691
461833 - LED Integral A-lamp 8-10 watt Interior | 0.1133 | 0.097732 | 0.14 | 777.0349 | 3216.9247 | -2.9309 | -12.134 | 0.064527 | 1.0221 | 0.064527 | 1.0221 | 0.10099 | 1.0221 | 0.10099 | 1.0221 | 2.1281 | 6.6091 | 2.1281 | 6.6091
461833 - LED Integral A-lamp 8-10 watt Interior | 0.045795 | 0.039502 | 0.062235 | 314.0696 | 1856.1514 | -0.48101 | -2.8428 | 0.076868 | 1.0214 | 0.076868 | 1.0214 | 0.11039 | 1.0214 | 0.11039 | 1.0214 | 2.5231 | 7.8356 | 2.5231 | 7.8356
461833 - LED Integral A-lamp 8-10 watt Interior | 0.63015 | 0.54356 | 1.0323 | 4321.6589 | 32714.9577 | -8.1962 | -62.0456 | 0.076471 | 1.0614 | 0.076471 | 1.0614 | 0.11181 | 1.0614 | 0.11181 | 1.0614 | 2.4285 | 7.5418 | 2.4285 | 7.5418
461834 - LED Integral A-lamp Up to 11 watt Interior | 0.045319 | 0.039091 | 0.056913 | 310.7997 | 1283.6027 | -1.4 | -5.782 | 0.0767 | 1.02 | 0.0767 | 1.02 | 0.08088 | 1.02 | 0.08088 | 1.02 | 2.6681 | 2.9537 | 2.6681 | 2.9537
461834 - LED Integral A-lamp Up to 11 watt Interior | 0.28062 | 0.24205 | 0.34493 | 1924.4887 | 9006.6072 | -2.701 | -12.6409 | 0.083165 | 0.97966 | 0.083165 | 0.97966 | 0.087208 | 0.97966 | 0.087208 | 0.97966 | 2.955 | 3.2712 | 2.955 | 3.2712
461834 - LED Integral A-lamp Up to 11 watt Interior | 0.068923 | 0.059452 | 0.10866 | 472.6814 | 3578.1985 | -0.85572 | -6.4778 | 0.089791 | 1.0614 | 0.089791 | 1.0614 | 0.093711 | 1.0614 | 0.093711 | 1.0614 | 3.1675 | 3.5066 | 3.1675 | 3.5066
461834 - LED Integral A-lamp Up to 11 watt Interior | 8.7535 | 7.5507 | 8.0963 | 60032.5861 | 615334.0077 | -140.6176 | -1441.3303 | 0.075292 | 1.0966 | 0.075292 | 1.0966 | 0.081208 | 1.0966 | 0.081208 | 1.0966 | 2.1882 | 2.4224 | 2.1882 | 2.4224
461835 - LED Integral A-lamp 12-17 watt Interior | 0.042595 | 0.036741 | 0.065621 | 292.1184 | 2211.3363 | -0.66044 | -4.9995 | 0.078949 | 1.1148 | 0.078949 | 1.1148 | 0.092547 | 1.1148 | 0.092547 | 1.1148 | 2.6104 | 3.6588 | 2.6104 | 3.6588
461835 - LED Integral A-lamp 12-17 watt Interior | 0.37344 | 0.32212 | 0.63794 | 2561.074 | 19771.4912 | -1.3247 | -10.2267 | 0.082787 | 1.071 | 0.082787 | 1.071 | 0.09616 | 1.071 | 0.09616 | 1.071 | 2.762 | 3.8712 | 2.762 | 3.8712
461835 - LED Integral A-lamp 12-17 watt Interior | 3.4439 | 2.9707 | 4.2333 | 23618.7252 | 110535.6339 | -33.149 | -155.1375 | 0.074729 | 1.0135 | 0.074729 | 1.0135 | 0.088641 | 1.0135 | 0.088641 | 1.0135 | 2.5097 | 3.5176 | 2.5097 | 3.5176
461835 - LED Integral A-lamp 12-17 watt Interior | 2.0932 | 1.8056 | 2.7968 | 14355.528 | 84841.1703 | -15.3809 | -90.9011 | 0.0831 | 1.0221 | 0.0831 | 1.0221 | 0.095773 | 1.0221 | 0.095773 | 1.0221 | 2.8541 | 4.0003 | 2.8541 | 4.0003
461835 - LED Integral A-lamp 12-17 watt Interior | 0.23631 | 0.20384 | 0.37256 | 1620.6221 | 12268.1091 | -2.9339 | -22.2095 | 0.079841 | 1.1148 | 0.079841 | 1.1148 | 0.093322 | 1.1148 | 0.093322 | 1.1148 | 2.6541 | 3.72 | 2.6541 | 3.72
461835 - LED Integral A-lamp 12-17 watt Interior | 10.2322 | 8.8261 | 17.2042 | 70173.4272 | 541738.8577 | -18.1484 | -140.1057 | 0.083137 | 1.071 | 0.083137 | 1.071 | 0.096511 | 1.071 | 0.096511 | 1.071 | 2.7754 | 3.8901 | 2.7754 | 3.8901
461835 - LED Integral A-lamp 12-17 watt Interior | 0.20437 | 0.17628 | 0.52004 | 1401.5587 | 11576.8747 | -5.7783 | -47.7291 | 0.076263 | 1.1113 | 0.076263 | 1.1113 | 0.092198 | 1.1113 | 0.092198 | 1.1113 | 2.2889 | 3.2082 | 2.2889 | 3.2082
461835 - LED Integral A-lamp 12-17 watt Interior | 48.7765 | 42.0737 | 45.1143 | 334513.5116 | 3428763.4943 | -783.5464 | -8031.3505 | 0.063762 | 1.1368 | 0.063762 | 1.1368 | 0.084115 | 1.1368 | 0.084115 | 1.1368 | 1.8601 | 2.6072 | 1.8601 | 2.6072
461835 - LED Integral A-lamp 12-17 watt Interior | 0.48206 | 0.41582 | 0.39951 | 3306.0182 | 39672.2189 | -6.6701 | -80.041 | 0.064276 | 1.1545 | 0.064276 | 1.1545 | 0.086056 | 1.1545 | 0.086056 | 1.1545 | 1.8149 | 2.5438 | 1.8149 | 2.5438
461835 - LED Integral A-lamp 12-17 watt Interior | 0.027477 | 0.023701 | 0.037341 | 188.4418 | 1113.6909 | -0.2886 | -1.7057 | 0.081682 | 1.0214 | 0.081682 | 1.0214 | 0.094469 | 1.0214 | 0.094469 | 1.0214 | 2.7952 | 3.9178 | 2.7952 | 3.9178
461836 - LED Integral A-lamp 18-30 watt Interior | 8.3223 | 7.1787 | 13.9932 | 57075.3631 | 440621.8029 | -14.7607 | -113.9528 | 0.081887 | 1.071 | 0.081887 | 1.071 | 0.10761 | 1.071 | 0.10761 | 1.071 | 2.703 | 5.8352 | 2.703 | 5.8352
461836 - LED Integral A-lamp 18-30 watt Interior | 1.4504 | 1.2511 | 1.3415 | 9947.1173 | 101957.9526 | -23.2996 | -238.8208 | 0.063264 | 1.1448 | 0.063264 | 1.1448 | 0.10242 | 1.1448 | 0.10242 | 1.1448 | 1.8306 | 3.9519 | 1.8306 | 3.9519
461838 - High Density Universal Holding Cabinets - 24 hr operation | 3.9107 | 4.3176 | 7.3125 | 28730 | 344760 | 0 | 0 | 0.085093 | 0 | 0.085093 | 0 | 0.093206 | 0 | 0.093206 | 0 | 3.4204 | 4.4465 | 3.4204 | 4.4465
416172 - Pkg AC <65k Single Phase SEER = 14.0-UP Stream | 0.42481 | 0.10598 | 0.46512 | 1447.2 | 21708 | -5.1048 | -76.572 | 0.12652 | 1.2166 | 0.12652 | 1.2166 | 0.16081 | 1.2166 | 0.16081 | 1.2166 | 2.9342 | 6.4135 | 2.9342 | 6.4135
416172 - Pkg AC <65k Single Phase SEER = 14.0-UP Stream | 0.21663 | 0.054044 | 0.22644 | 738 | 11070 | -0.243 | -3.645 | 0.1324 | 1.2166 | 0.1324 | 1.2166 | 0.16601 | 1.2166 | 0.16601 | 1.2166 | 3.1302 | 6.8421 | 3.1302 | 6.8421
416173 - Pkg AC <65k Single Phase SEER = 14.0-Rebate | 0.70835 | 0.17671 | 0.46332 | 2413.125 | 36196.875 | -11.4953 | -172.4288 | 0.13964 | 1.2166 | 0.13964 | 1.2166 | 0.1651 | 1.2166 | 0.1651 | 1.2166 | 3.4457 | 6.4445 | 3.4457 | 6.4445
416176 - Pkg AC <65k Three Phase SEER = 14.0-UP Stream | 0.19233 | 0.04798 | 0.20124 | 655.2 | 9828 | -4.608 | -69.12 | 0.11993 | 1.2166 | 0.11993 | 1.2166 | 0.15779 | 1.2166 | 0.15779 | 1.2166 | 2.5957 | 5.6737 | 2.5957 | 5.6737
416176 - Pkg AC <65k Three Phase SEER = 14.0-UP Stream | 0.61027 | 0.15224 | 0.74925 | 2079 | 31185 | -15.255 | -228.825 | 0.11188 | 1.2166 | 0.11188 | 1.2166 | 0.15663 | 1.2166 | 0.15663 | 1.2166 | 2.2481 | 4.914 | 2.2481 | 4.914
416177 - Pkg AC <65k Three Phase SEER = 14.0-Rebate | 1.3194 | 0.32915 | 1.2149 | 4494.75 | 67421.25 | -7.7691 | -116.537 | 0.12525 | 1.195 | 0.12525 | 1.195 | 0.15665 | 1.195 | 0.15665 | 1.195 | 2.8259 | 5.2853 | 2.8259 | 5.2853
416178 - Pkg AC or HP <65k Single Phase SEER = 15.0 or 12.5 EER-UP Stream | 9.0669 | 2.2619 | 9.36 | 30888 | 463320 | -320.58 | -4808.7 | 0.1005 | 1.2166 | 0.1005 | 1.2166 | 0.12187 | 1.2166 | 0.12187 | 1.2166 | 2.0053 | 2.6543 | 2.0053 | 2.6543
416179 - Pkg AC or HP <65k Single Phase SEER = 15.0 or 12.5 EER-Rebate | 11.4343 | 2.8525 | 11.804 | 38953.2 | 584298 | -404.287 | -6064.305 | 0.073833 | 1.2166 | 0.073833 | 1.2166 | 0.096473 | 1.2166 | 0.096473 | 1.2166 | 1.5365 | 1.917 | 1.5365 | 1.917
416180 - Pkg AC or HP <65k Single Phase SEER = 16.0 or 13 EER-UP Stream | 4.6972 | 1.1718 | 3.78 | 16002 | 240030 | -211.05 | -3165.75 | 0.053352 | 1.2166 | 0.053352 | 1.2166 | 0.096393 | 1.2166 | 0.096393 | 1.2166 | 1.2773 | 1.8779 | 1.2773 | 1.8779
416181 - Pkg AC or HP <65k Single Phase SEER = 16.0 or 13 EER-Rebate | 0.48463 | 0.1209 | 0.39 | 1651 | 24765 | -21.775 | -326.625 | 0.016393 | 1.2166 | 0.016393 | 1.2166 | 0.061194 | 1.2166 | 0.061194 | 1.2166 | 1.002 | 1.3563 | 1.002 | 1.3563
416195 - Pkg HP <65k Single Phase SEER = 14.0-Rebate | 0.19603 | 0.045002 | 0.30322 | 601.25 | 9018.75 | 0 | 0 | 0.13161 | 0 | 0.13161 | 0 | 0.16947 | 0 | 0.16947 | 0 | 2.6179 | 4.8963 | 2.6179 | 4.8963
416198 - Pkg HP <65k Three Phase SEER = 14.0-UP Stream | 0.65317 | 0.14995 | 0.94716 | 2003.4 | 30051 | 0 | 0 | 0.14449 | 0 | 0.14449 | 0 | 0.18163 | 0 | 0.18163 | 0 | 3.11 | 6.7978 | 3.11 | 6.7978
416202 - Pkg AC 135-239k EER=11.5-UP Stream | 0.30688 | 0.076557 | 1.1599 | 1045.44 | 15681.6 | -1.2355 | -18.5328 | 0.021654 | 1.2166 | 0.021654 | 1.2166 | 0.069651 | 1.2166 | 0.069651 | 1.2166 | 1.1203 | 1.5681 | 1.1203 | 1.5681
416202 - Pkg AC 135-239k EER=11.5-UP Stream | 0.95424 | 0.23806 | 1.0678 | 3250.8 | 48762 | -20.8845 | -313.2675 | 0.076128 | 1.2166 | 0.076128 | 1.2166 | 0.10989 | 1.2166 | 0.10989 | 1.2166 | 1.5778 | 2.2085 | 1.5778 | 2.2085
416204 - Pkg AC 135-239k EER=12.0 ER-Rebate | 16.1048 | 4.0177 | 20.6064 | 54864 | 822960 | -288 | -4320 | 0.13072 | 1.1244 | 0.13072 | 1.1244 | 0.1506 | 1.1244 | 0.1506 | 1.1244 | 3.8719 | 7.1219 | 3.8719 | 7.1219
416205 - Pkg AC 135-239k EER=12.0-UP Stream | 0.8454 | 0.2109 | 1.2015 | 2880 | 43200 | -10.8225 | -162.3375 | 0.11712 | 1.2166 | 0.11712 | 1.2166 | 0.14896 | 1.2166 | 0.14896 | 1.2166 | 2.4572 | 4.1803 | 2.4572 | 4.1803
416206 - Pkg AC 135-239k EER=12.0-Rebate | 1.1963 | 0.29845 | 1.0004 | 4075.5 | 61132.5 | -26.13 | -391.95 | 0.13583 | 1.2166 | 0.13583 | 1.2166 | 0.15586 | 1.2166 | 0.15586 | 1.2166 | 3.1873 | 4.8457 | 3.1873 | 4.8457
416220 - Pkg AC 65-89k EER=12.0 ER-Rebate | 0.6263 | 0.15625 | 0.82062 | 2133.625 | 32004.375 | -6.7307 | -100.9612 | 0.12025 | 1.0542 | 0.12025 | 1.0542 | 0.13624 | 1.0542 | 0.13624 | 1.0542 | 3.158 | 4.4841 | 3.158 | 4.4841
416221 - Pkg AC 65-89k EER=12.0-UP Stream | 0.4264 | 0.10637 | 0.6912 | 1452.6 | 21789 | -0.18819 | -2.8228 | 0.14022 | 1.2166 | 0.14022 | 1.2166 | 0.14651 | 1.2166 | 0.14651 | 1.2166 | 3.8292 | 4.3873 | 3.8292 | 4.3873
416222 - Pkg AC 65-89k EER=12.0-Rebate | 0.36634 | 0.091391 | 0.77318 | 1248 | 18720 | -2.6813 | -40.2188 | 0.12401 | 1.2166 | 0.12401 | 1.2166 | 0.1315 | 1.2166 | 0.1315 | 1.2166 | 2.7255 | 3.0502 | 2.7255 | 3.0502
416224 - Pkg AC 90-134k EER=11.5-UP Stream | 0.18345 | 0.045766 | 0.56664 | 624.96 | 9374.4 | -0.25848 | -3.8772 | 0.047464 | 1.2166 | 0.047464 | 1.2166 | 0.12277 | 1.2166 | 0.12277 | 1.2166 | 1.3301 | 2.8262 | 1.3301 | 2.8262
416226 - Pkg AC 90-134k EER=12.0 ER-UP Stream | 1.1519 | 0.28735 | 1.599 | 3924 | 58860 | -1.296 | -19.44 | 0.1143 | 1.2361 | 0.1143 | 1.2361 | 0.15328 | 1.2361 | 0.15328 | 1.2361 | 2.6803 | 6.3026 | 2.6803 | 6.3026
416227 - Pkg AC 90-134k EER=12.0 ER-Rebate | 2.5798 | 0.64358 | 3.4087 | 8788.5 | 131827.5 | -27.837 | -417.555 | 0.10911 | 1.0533 | 0.10911 | 1.0533 | 0.14667 | 1.0533 | 0.14667 | 1.0533 | 2.6152 | 6.1495 | 2.6152 | 6.1495
416228 - Pkg AC 90-134k EER=12.0-UP Stream | 2.0431 | 0.50969 | 3.7881 | 6960.15 | 104402.2504 | 3.0285 | 45.4282 | 0.053557 | 0.34343 | 0.053557 | 0.34343 | 0.14214 | 0.91144 | 0.14214 | 0.91144 | 1.3933 | 3.987 | 1.3933 | 3.987
416228 - Pkg AC 90-134k EER=12.0-UP Stream | 1.3421 | 0.33482 | 3.2935 | 4572.225 | 68583.3747 | -7.4464 | -111.6956 | 0.04706 | 1.2166 | 0.04706 | 1.2166 | 0.14289 | 1.2166 | 0.14289 | 1.2166 | 1.306 | 3.7373 | 1.306 | 3.7373
416229 - Pkg AC 90-134k EER=12.0-Rebate | 2.9922 | 0.74648 | 6.688 | 10193.625 | 152904.375 | -22.6249 | -339.3731 | 0.040082 | 1.2166 | 0.040082 | 1.2166 | 0.12894 | 1.2166 | 0.12894 | 1.2166 | 1.2423 | 2.9297 | 1.2423 | 2.9297
416240 - Pkg HP 240-759k EER=10.5-UP Stream | 6.3327 | 1.4538 | 15.9058 | 19423.7999 | 291356.9988 | 0 | 0 | -0.050055 | 0 | -0.050055 | 0 | 0.14026 | 0 | 0.14026 | 0 | 0.80969 | 2.9292 | 0.80969 | 2.9292
416281 - Packaged Terminal AC 7-15k ER-Rebate | 0.55479 | 0.1384 | 0.74655 | 1890 | 28350 | 0 | 0 | 0.1118 | 0 | 0.1118 | 0 | 0.14197 | 0 | 0.14197 | 0 | 2.4547 | 4.0404 | 2.4547 | 4.0404
416282 - Packaged Terminal AC 7-15k-Rebate | 0.27332 | 0.068186 | 0.36806 | 931.125 | 13966.875 | 0 | 0 | 0.17642 | 0 | 0.17642 | 0 | 0.17962 | 0 | 0.17962 | 0 | 10.8299 | 13.1815 | 10.8299 | 13.1815
416287 - Packaged Terminal HP 7-15k ER-Rebate | 42.6232 | 9.7852 | 51.4188 | 130734 | 1961010 | 0 | 0 | 0.074844 | 0 | 0.074844 | 0 | 0.15844 | 0 | 0.15844 | 0 | 1.5655 | 4.2499 | 1.5655 | 4.2499
416288 - Packaged Terminal HP 7-15k-Rebate | 2.1112 | 0.48469 | 2.5773 | 6475.625 | 97134.3749 | 0 | 0 | 0.093266 | 0 | 0.093266 | 0 | 0.16854 | 0 | 0.16854 | 0 | 1.7792 | 4.794 | 1.7792 | 4.794
416291 - Comb Condenser Fan Coil-DI | 1.4778 | 0.026082 | 0.84608 | 2985.6138 | 8956.8414 | 0 | 0 | 0.20768 | 0 | 0.20768 | 0 | 0.20832 | 0 | 0.20832 | 0 | 16.7348 | 17.5851 | 16.7348 | 17.5851
416291 - Comb Condenser Fan Coil-DI | 1.3023 | 0.022984 | 0.75257 | 2631.0297 | 7893.0892 | 0 | 0 | 0.21894 | 0 | 0.21894 | 0 | 0.21959 | 0 | 0.21959 | 0 | 17.1572 | 18.015 | 17.1572 | 18.015
416305 - Commercial Packaged Economizer Retrofit-UP Stream | 6.0331 | 1.5051 | 0.14973 | 20553 | 205530 | -0.47681 | -4.7681 | 0.1369 | 1.1141 | 0.1369 | 1.1141 | 0.14966 | 1.1141 | 0.14966 | 1.1141 | 4.3678 | 6.3669 | 4.3678 | 6.3669
416330 - Split AC <65k Single Phase SEER = 14.0-UP Stream | 0.10356 | 0.025835 | 0.1215 | 352.8 | 5292 | -0.07686 | -1.1529 | 0.12955 | 1.2166 | 0.12955 | 1.2166 | 0.16471 | 1.2166 | 0.16471 | 1.2166 | 2.9949 | 6.5463 | 2.9949 | 6.5463
416331 - Split AC <65k Single Phase SEER = 14.0-Rebate | 1.1753 | 0.29321 | 1.443 | 4004 | 60060 | -29.38 | -440.7 | 0.096638 | 1.2166 | 0.096638 | 1.2166 | 0.14211 | 1.2166 | 0.14211 | 1.2166 | 1.8975 | 3.549 | 1.8975 | 3.549
416359 - PTAC/PTHP Controllers EMS-DI | 11.578 | 2.658 | 18.1779 | 35512.1 | 390633.1 | 0 | 0 | 0.085117 | 0 | 0.085117 | 0 | 0.090369 | 0 | 0.090369 | 0 | 1.7717 | 1.8603 | 1.7717 | 1.8603
416359 - PTAC/PTHP Controllers EMS-DI | 83.3558 | 19.1363 | 105.2444 | 255669.5375 | 2812364.9125 | 0 | 0 | 0.096664 | 0 | 0.096664 | 0 | 0.10172 | 0 | 0.10172 | 0 | 1.9105 | 2.006 | 1.9105 | 2.006
416361 - PTAC/PTHP Controllers ACC-DI | 0.64911 | 0.14902 | 0.76621 | 1990.9447 | 21900.3921 | 0 | 0 | 0.12504 | 0 | 0.12504 | 0 | 0.12881 | 0 | 0.12881 | 0 | 2.5789 | 2.7078 | 2.5789 | 2.7078
416363 - Amana PTAC/PTHP Controllers EMS-DI | 35.1415 | 8.0676 | 44.3693 | 107786.0875 | 1185646.9625 | 0 | 0 | 0.14053 | 0 | 0.14053 | 0 | 0.14356 | 0 | 0.14356 | 0 | 3.2061 | 3.3664 | 3.2061 | 3.3664
416381 - Commercial Coil Cleaning Less than 3 tons - Incentive | 0 | 0 | 0 | 0 | 0 | 0 | 0 | 0 | 0 | 0 | 0 | 0 | 0 | 0 | 0 | 0 | 0 | 0 | 0
416382 - Commercial Coil Cleaning 3 to 5 tons - Incentive | 0 | 0 | 0 | 0 | 0 | 0 | 0 | 0 | 0 | 0 | 0 | 0 | 0 | 0 | 0 | 0 | 0 | 0 | 0
416383 - Commercial Coil Cleaning over 25 tons - Incentive | 0 | 0 | 0 | 0 | 0 | 0 | 0 | 0 | 0 | 0 | 0 | 0 | 0 | 0 | 0 | 0 | 0 | 0 | 0
416384 - Commercial Condenser Coil Cleaning (Typical Unit) Savings Only | 410.8603 | 7.2513 | 242.6548 | 830064.1306 | 2490192.3918 | 0 | 0 | 0.21938 | 0 | 0.21938 | 0 | 0.21938 | 0 | 0.21938 | 0 | 0 | 0 | 0 | 0
416384 - Commercial Condenser Coil Cleaning (Typical Unit) Savings Only | 800.5261 | 14.1286 | 573.8417 | 1617308.7709 | 4851926.3128 | 0 | 0 | 0.23081 | 0 | 0.23081 | 0 | 0.23081 | 0 | 0.23081 | 0 | 0 | 0 | 0 | 0
416394 - RCA Refr Chg Less than 3 tons-Incentive | 0 | 0 | 0 | 0 | 0 | 0 | 0 | 0 | 0 | 0 | 0 | 0 | 0 | 0 | 0 | 0 | 0 | 0 | 0
416395 - Commercial Coil Cleaning 6 to 25 tons - Incentive | 0 | 0 | 0 | 0 | 0 | 0 | 0 | 0 | 0 | 0 | 0 | 0 | 0 | 0 | 0 | 0 | 0 | 0 | 0
416396 - RCA Refr Chg - 3 to 5 tons-Incentive | 0 | 0 | 0 | 0 | 0 | 0 | 0 | 0 | 0 | 0 | 0 | 0 | 0 | 0 | 0 | 0 | 0 | 0 | 0
416397 - RCA Refr Chg - 6 to 25 tons-Incentive | 0 | 0 | 0 | 0 | 0 | 0 | 0 | 0 | 0 | 0 | 0 | 0 | 0 | 0 | 0 | 0 | 0 | 0 | 0
416398 - RCA Refr Chg - over 25 tons-Incentive | 0 | 0 | 0 | 0 | 0 | 0 | 0 | 0 | 0 | 0 | 0 | 0 | 0 | 0 | 0 | 0 | 0 | 0 | 0
416404 - Commercial Evaporator Coil Cleaning - Savings Only 2013 | 116.3299 | 2.0531 | 71.8613 | 235022.0535 | 705066.1604 | 0 | 0 | 0.2196 | 0 | 0.2196 | 0 | 0.2196 | 0 | 0.2196 | 0 | 0 | 0 | 0 | 0
416404 - Commercial Evaporator Coil Cleaning - Savings Only 2013 | 247.8343 | 4.3741 | 148.2482 | 500701.3749 | 1502104.1248 | 0 | 0 | 0.23109 | 0 | 0.23109 | 0 | 0.23109 | 0 | 0.23109 | 0 | 0 | 0 | 0 | 0
416409 - RCA Inc Refr Chg - Savings Only | 221.4892 | 3.9091 | 253.4158 | 447476.2508 | 4474762.5085 | -45.8466 | -458.4658 | 0.24893 | 1.1099 | 0.24893 | 1.1099 | 0.24893 | 1.1099 | 0.24893 | 1.1099 | 0 | 0 | 0 | 0
416409 - RCA Inc Refr Chg - Savings Only | 237.109 | 4.1848 | 452.0854 | 479033.0608 | 4790330.6081 | -51.8617 | -518.6169 | 0.26091 | 1.1064 | 0.26091 | 1.1064 | 0.26091 | 1.1064 | 0.26091 | 1.1064 | 0 | 0 | 0 | 0
416409 - RCA Inc Refr Chg - Savings Only | 70.3779 | 1.2421 | 165.6073 | 142184.9315 | 1421849.3151 | -19.9212 | -199.2118 | 0.24298 | 1.1134 | 0.24298 | 1.1134 | 0.24298 | 1.1134 | 0.24298 | 1.1134 | 0 | 0 | 0 | 0
416410 - RCA Test Only Less than 3 tons - Incentive | 0 | 0 | 0 | 0 | 0 | 0 | 0 | 0 | 0 | 0 | 0 | 0 | 0 | 0 | 0 | 0 | 0 | 0 | 0
416412 - RCA Test Only 3 to 5 tons - Incentive | 0 | 0 | 0 | 0 | 0 | 0 | 0 | 0 | 0 | 0 | 0 | 0 | 0 | 0 | 0 | 0 | 0 | 0 | 0
416413 - Fan Maintenance Only 3 to 5 tons - Incentive | 0 | 0 | 0 | 0 | 0 | 0 | 0 | 0 | 0 | 0 | 0 | 0 | 0 | 0 | 0 | 0 | 0 | 0 | 0
416414 - RCA Test Only 6 to 25 tons - Incentive | 0 | 0 | 0 | 0 | 0 | 0 | 0 | 0 | 0 | 0 | 0 | 0 | 0 | 0 | 0 | 0 | 0 | 0 | 0
416415 - Fan Maintenance Only - 6 to 25 tons - Incentive | 0 | 0 | 0 | 0 | 0 | 0 | 0 | 0 | 0 | 0 | 0 | 0 | 0 | 0 | 0 | 0 | 0 | 0 | 0
416416 - RCA Test Only - Over 25 tons - Incentive | 0 | 0 | 0 | 0 | 0 | 0 | 0 | 0 | 0 | 0 | 0 | 0 | 0 | 0 | 0 | 0 | 0 | 0 | 0
416418 - Thermostat - Adjust - Incentive | 0 | 0 | 0 | 0 | 0 | 0 | 0 | 0 | 0 | 0 | 0 | 0 | 0 | 0 | 0 | 0 | 0 | 0 | 0
461793 - Customer Service and Maintenance Agreement Incentives | 0 | 0 | 0 | 0 | 0 | 0 | 0 | 0 | 0 | 0 | 0 | 0 | 0 | 0 | 0 | 0 | 0 | 0 | 0
428002 - Small Pkg AC, increase refrigerant charge from typical under-charge to factory specified level | 19.3413 | 4.8251 | 48.5991 | 65889.9308 | 658899.3079 | -3.6842 | -36.8417 | 0.10123 | 1.1127 | 0.10123 | 1.1127 | 0.10494 | 1.1127 | 0.10494 | 1.1127 | 2.2984 | 2.4133 | 2.2984 | 2.4133
428002 - Small Pkg AC, increase refrigerant charge from typical under-charge to factory specified level | 14.2931 | 3.5657 | 42.959 | 48692.3142 | 486923.1422 | -4.2945 | -42.9445 | 0.064588 | 1.1113 | 0.064588 | 1.1113 | 0.070251 | 1.1113 | 0.070251 | 1.1113 | 1.5425 | 1.6196 | 1.5425 | 1.6196
428002 - Small Pkg AC, increase refrigerant charge from typical under-charge to factory specified level | 4.7762 | 1.1915 | 14.5464 | 16271.0465 | 162710.465 | -1.5163 | -15.1625 | 0.062388 | 1.1141 | 0.062388 | 1.1141 | 0.067871 | 1.1141 | 0.067871 | 1.1141 | 1.5409 | 1.6179 | 1.5409 | 1.6179
428003 - Small Pkg AC, increase refrigerant charge from high under-charge to factory specified level | 4.943 | 1.2331 | 12.1389 | 16839.4262 | 168394.2624 | -0.95722 | -9.5722 | 0.10561 | 1.1102 | 0.10561 | 1.1102 | 0.10909 | 1.1102 | 0.10909 | 1.1102 | 2.4408 | 2.5628 | 2.4408 | 2.5628
428003 - Small Pkg AC, increase refrigerant charge from high under-charge to factory specified level | 6.7303 | 1.679 | 19.9486 | 22928.1082 | 229281.0821 | -2.0887 | -20.8874 | 0.079029 | 1.1107 | 0.079029 | 1.1107 | 0.084 | 1.1107 | 0.084 | 1.1107 | 1.7562 | 1.844 | 1.7562 | 1.844
428003 - Small Pkg AC, increase refrigerant charge from high under-charge to factory specified level | 0.6624 | 0.16525 | 2.0795 | 2256.5868 | 22565.868 | -0.18232 | -1.8232 | 0.079906 | 1.1101 | 0.079906 | 1.1101 | 0.084535 | 1.1101 | 0.084535 | 1.1101 | 1.8212 | 1.9123 | 1.8212 | 1.9123
428004 - Small Pkg AC, decrease refrigerant charge from typical over-charge to factory specified level | 9.3385 | 2.3297 | 23.3096 | 31813.2749 | 318132.7493 | -1.4162 | -14.1623 | 0.10709 | 1.1108 | 0.10709 | 1.1108 | 0.11051 | 1.1108 | 0.11051 | 1.1108 | 2.4902 | 2.6147 | 2.4902 | 2.6147
428004 - Small Pkg AC, decrease refrigerant charge from typical over-charge to factory specified level | 10.7811 | 2.6896 | 31.8339 | 36727.9884 | 367279.8845 | -3.2455 | -32.4549 | 0.071933 | 1.1121 | 0.071933 | 1.1121 | 0.077248 | 1.1121 | 0.077248 | 1.1121 | 1.6435 | 1.7257 | 1.6435 | 1.7257
428004 - Small Pkg AC, decrease refrigerant charge from typical over-charge to factory specified level | 2.6007 | 0.64879 | 8.6201 | 8859.6378 | 88596.3779 | -0.46641 | -4.6641 | 0.06582 | 1.113 | 0.06582 | 1.113 | 0.071135 | 1.113 | 0.071135 | 1.113 | 1.5892 | 1.6687 | 1.5892 | 1.6687
428005 - Small Pkg AC, decrease refrigerant charge from high over-charge to factory specified level | 2.305 | 0.57504 | 4.0867 | 7852.5876 | 78525.8761 | -0.92611 | -9.2611 | 0.10633 | 1.1141 | 0.10633 | 1.1141 | 0.10981 | 1.1141 | 0.10981 | 1.1141 | 2.4556 | 2.5784 | 2.4556 | 2.5784
428005 - Small Pkg AC, decrease refrigerant charge from high over-charge to factory specified level | 3.0413 | 0.75872 | 8.8407 | 10360.7541 | 103607.5405 | -1.0023 | -10.0232 | 0.077403 | 1.1118 | 0.077403 | 1.1118 | 0.082458 | 1.1118 | 0.082458 | 1.1118 | 1.7283 | 1.8148 | 1.7283 | 1.8148
428005 - Small Pkg AC, decrease refrigerant charge from high over-charge to factory specified level | 0.53029 | 0.13229 | 1.5586 | 1806.5237 | 18065.2368 | -0.094593 | -0.94593 | 0.048234 | 1.1141 | 0.048234 | 1.1141 | 0.054392 | 1.1141 | 0.054392 | 1.1141 | 1.3726 | 1.4412 | 1.3726 | 1.4412
428006 - Replaced refrig. line insulation (A/C) | 0.33809 | 0.26164 | 0.3804 | 2932.4324 | 38121.6215 | 0 | 0 | -0.41983 | 0 | -0.41983 | 0 | -0.3943 | 0 | -0.3943 | 0 | 0.21611 | 0.22693 | 0.21611 | 0.22693
428008 - Cleaned Condenser Coil | 112.8555 | 28.1542 | 105.6816 | 384463.7554 | 1153391.2662 | 0 | 0 | 0.041373 | 0 | 0.041373 | 0 | 0.046854 | 0 | 0.046854 | 0 | 1.3596 | 1.4276 | 1.3596 | 1.4276
428008 - Cleaned Condenser Coil | 151.1286 | 37.7023 | 166.2284 | 514848.1012 | 1544544.3036 | 0 | 0 | 0.014962 | 0 | 0.014962 | 0 | 0.021902 | 0 | 0.021902 | 0 | 1.1027 | 1.1579 | 1.1027 | 1.1579
428009 - Cleaned Evap. Coil | 47.7133 | 11.9031 | 47.3956 | 162544.239 | 487632.717 | 0 | 0 | -0.15568 | 0 | -0.15568 | 0 | -0.14082 | 0 | -0.14082 | 0 | 0.50101 | 0.52606 | 0.50101 | 0.52606
428009 - Cleaned Evap. Coil | 88.6411 | 22.1134 | 75.4557 | 301972.8468 | 905918.5404 | 0 | 0 | -0.19849 | 0 | -0.19849 | 0 | -0.18139 | 0 | -0.18139 | 0 | 0.44711 | 0.46947 | 0.44711 | 0.46947
428010 - Checked and re-positioned outside air dampers | 0.97757 | 0.22443 | 0.028482 | 2998.4175 | 14992.0875 | -57.4207 | -287.1034 | 0.16439 | 0.99283 | 0.16439 | 0.99283 | 0.16482 | 0.99283 | 0.16482 | 0.99283 | 17.0456 | 17.8979 | 17.0456 | 17.8979
428012 - Straighten Condenser Coil Fins | 8.6622 | 2.161 | 7.2159 | 29509.3929 | 88528.1787 | 0 | 0 | -0.051351 | 0 | -0.051351 | 0 | -0.041405 | 0 | -0.041405 | 0 | 0.75414 | 0.79185 | 0.75414 | 0.79185
428012 - Straighten Condenser Coil Fins | 9.6694 | 2.4122 | 8.6324 | 32940.5235 | 98821.5704 | 0 | 0 | -0.11189 | 0 | -0.11189 | 0 | -0.09885 | 0 | -0.09885 | 0 | 0.59112 | 0.6207 | 0.59112 | 0.6207
428013 - Duct Seal Testing | 0.011591 | 0.0028917 | 0.049725 | 39.4875 | 710.775 | 0.34613 | 6.2302 | -2.1348 | -13.9519 | -2.1348 | -13.9519 | -2.0238 | -13.2268 | -2.0238 | -13.2268 | 0.083772 | 0.08796 | 0.083772 | 0.08796
428013 - Duct Seal Testing | 0.12364 | 0.030844 | 0.29952 | 421.2 | 7581.6 | 1.6068 | 28.9224 | -1.9645 | -12.5356 | -1.9645 | -12.5356 | -1.8614 | -11.878 | -1.8614 | -11.878 | 0.092362 | 0.09698 | 0.092362 | 0.09698
428014 - Replaced air filter | 23.3496 | 5.3605 | 18.609 | 71618.1278 | 71618.1278 | 0 | 0 | -0.19482 | 0 | -0.19482 | 0 | -0.17787 | 0 | -0.17787 | 0 | 0.45221 | 0.47484 | 0.45221 | 0.47484
428014 - Replaced air filter | 37.1071 | 8.5188 | 31.3624 | 113815.0677 | 113815.0677 | 0 | 0 | -0.28601 | 0 | -0.28601 | 0 | -0.26445 | 0 | -0.26445 | 0 | 0.3677 | 0.38611 | 0.3677 | 0.38611
428015 - Replaced hot water line insulation (electric) | 0.51661 | 0.57036 | 0 | 3795.3175 | 49339.1281 | 0 | 0 | -0.19014 | 0 | -0.19014 | 0 | -0.17527 | 0 | -0.17527 | 0 | 0.39107 | 0.41062 | 0.39107 | 0.41062
428016 - Replaced hot water line insulation (gas) | 0 | 0 | 0 | 0 | 0 | 1720.29 | 18923.19 | 0 | -0.54454 | 0 | -0.54454 | 0 | -0.47035 | 0 | -0.47035 | 0.65032 | 0.68285 | 0.65032 | 0.68285
428018 - Boiler Cleaning - Laundry Dry Cleaners (Gas) | 0 | 0 | 0 | 0 | 0 | 997.1 | 19942 | 0 | 1.0986 | 0 | 1.0986 | 0 | 1.1029 | 0 | 1.1029 | 13.0216 | 13.6727 | 13.0216 | 13.6727
428019 - Super Low Flow Showerhead | 0 | 0 | 0 | 0 | 0 | 944.9261 | 9449.2613 | 0 | -0.32572 | 0 | -0.32572 | 0 | -0.26248 | 0 | -0.26248 | 0.75472 | 0.79246 | 0.75472 | 0.79246
428020 - Super Low Flow Batheroom Aerator | 0 | 0 | 0 | 0 | 0 | 1092.234 | 10922.34 | 0 | -1.0872 | 0 | -1.0872 | 0 | -0.98762 | 0 | -0.98762 | 0.47963 | 0.50364 | 0.47963 | 0.50364
428021 - Cleaned Condenser Coil for Refrigeration Unit Serving Walkins | 3.5724 | 0.8912 | 3.3098 | 12169.95 | 36509.85 | 0 | 0 | 0.080926 | 0 | 0.080926 | 0 | 0.084485 | 0 | 0.084485 | 0 | 2.0826 | 2.1868 | 2.0826 | 2.1868
428021 - Cleaned Condenser Coil for Refrigeration Unit Serving Walkins | 8.7217 | 2.1758 | 10.9246 | 29712.15 | 89136.45 | 0 | 0 | 0.053902 | 0 | 0.053902 | 0 | 0.058952 | 0 | 0.058952 | 0 | 1.5085 | 1.5839 | 1.5085 | 1.5839
428022 - Cleaned Condenser Coil Refrigeration Unit Serving Reach-ins | 12.652 | 3.1563 | 11.5199 | 43101.5 | 129304.5 | 0 | 0 | 0.077565 | 0 | 0.077565 | 0 | 0.081275 | 0 | 0.081275 | 0 | 1.9956 | 2.0954 | 1.9956 | 2.0954
428022 - Cleaned Condenser Coil Refrigeration Unit Serving Reach-ins | 37.5109 | 9.3579 | 47.5077 | 127788.0498 | 383364.1494 | 0 | 0 | 0.045264 | 0 | 0.045264 | 0 | 0.050728 | 0 | 0.050728 | 0 | 1.3945 | 1.4642 | 1.3945 | 1.4642
428023 - Suction Line Insulation for Walk-In Refrigeration Units | 0.32566 | 0.25202 | 0.36641 | 2824.6506 | 36720.4577 | 0 | 0 | -0.27045 | 0 | -0.27045 | 0 | -0.25208 | 0 | -0.25208 | 0 | 0.29884 | 0.31379 | 0.29884 | 0.31379
428029 - Refrigeration - Night Covers for Display Cases Med Temp | 0.16547 | 0.12805 | -0.38033 | 1435.2 | 7176 | 118.0452 | 590.226 | -0.49315 | -4.881 | -0.49315 | -4.881 | -0.46477 | -4.6002 | -0.46477 | -4.6002 | 0.1724 | 0.18102 | 0.1724 | 0.18102
428029 - Refrigeration - Night Covers for Display Cases Med Temp | 0.15486 | 0.11984 | -0.34432 | 1343.16 | 6715.8 | 139.646 | 698.23 | -0.4032 | -4.0285 | -0.4032 | -4.0285 | -0.37914 | -3.7882 | -0.37914 | -3.7882 | 0.20153 | 0.21161 | 0.20153 | 0.21161
428029 - Refrigeration - Night Covers for Display Cases Med Temp | 0.010462 | 0.0080961 | -0.022321 | 90.74 | 453.7 | 7.6011 | 38.0055 | -0.40408 | -4.0373 | -0.40408 | -4.0373 | -0.37998 | -3.7966 | -0.37998 | -3.7966 | 0.20118 | 0.21124 | 0.20118 | 0.21124
428030 - Refrigeration - Anti-Sweat Heater Controls | 0.64749 | 0.50108 | 0.085862 | 5616 | 67392 | 0 | 0 | 0.082467 | 0 | 0.082467 | 0 | 0.08387 | 0 | 0.08387 | 0 | 3.7989 | 3.9889 | 3.7989 | 3.9889
428031 - Refrigeration - Food Service -Auto Closer for Main Cooler Doors | 3.8257 | 2.9607 | 7.0707 | 33182.604 | 265460.832 | 0 | 0 | 0.075344 | 0 | 0.075344 | 0 | 0.076886 | 0 | 0.076886 | 0 | 3.327 | 3.4933 | 3.327 | 3.4933
428032 - Refrigeration - Food Service -Auto Closer for Main Freezer Doors | 2.2344 | 1.7291 | 1.0582 | 19379.789 | 155038.312 | 0 | 0 | 0.094996 | 0 | 0.094996 | 0 | 0.095602 | 0 | 0.095602 | 0 | 8.4647 | 8.888 | 8.4647 | 8.888
428033 - Refrigeration - Vending Machine Controller | 0.72483 | 0.56093 | 0 | 6286.8 | 31434 | 0 | 0 | 0.042865 | 0 | 0.042865 | 0 | 0.045669 | 0 | 0.045669 | 0 | 1.7277 | 1.8141 | 1.7277 | 1.8141
428035 - CFL, 15W lamp, Integral or Modular, Tube or Spiral or Flood | 0.23871 | 0.2059 | 0.29807 | 1637.064 | 3388.7225 | -6.3398 | -13.1233 | 0.08252 | 0.90435 | 0.08252 | 0.90435 | 0.08406 | 0.90435 | 0.08406 | 0.90435 | 3.4431 | 3.6153 | 3.4431 | 3.6153
428035 - CFL, 15W lamp, Integral or Modular, Tube or Spiral or Flood | 0.053484 | 0.046134 | 0.065637 | 366.795 | 843.6285 | -0.81081 | -1.8649 | 0.077522 | 1.0556 | 0.077522 | 1.0556 | 0.079139 | 1.0556 | 0.079139 | 1.0556 | 3.2147 | 3.3754 | 3.2147 | 3.3754
428035 - CFL, 15W lamp, Integral or Modular, Tube or Spiral or Flood | 0.76294 | 0.6581 | 1.0192 | 5232.2985 | 13028.4233 | -7.9543 | -19.8062 | 0.074643 | 0.97577 | 0.074643 | 0.97577 | 0.076395 | 0.97577 | 0.076395 | 0.97577 | 2.9908 | 3.1406 | 2.9908 | 3.1406
428035 - CFL, 15W lamp, Integral or Modular, Tube or Spiral or Flood | 0.1171 | 0.10101 | 0.13282 | 803.088 | 2063.9362 | -9.2664 | -23.8146 | 0.073657 | 0.95351 | 0.073657 | 0.95351 | 0.075563 | 0.95351 | 0.075563 | 0.95351 | 2.5658 | 2.694 | 2.5658 | 2.694
428035 - CFL, 15W lamp, Integral or Modular, Tube or Spiral or Flood | 0.38686 | 0.3337 | 0.66229 | 2653.1505 | 8914.5857 | -1.5839 | -5.3219 | 0.081557 | 1.0089 | 0.081557 | 1.0089 | 0.083268 | 1.0089 | 0.083268 | 1.0089 | 3.2528 | 3.4155 | 3.2528 | 3.4155
428035 - CFL, 15W lamp, Integral or Modular, Tube or Spiral or Flood | 0.66488 | 0.57352 | 1.11 | 4559.841 | 16506.6244 | -14.3089 | -51.798 | 0.078955 | 0.96569 | 0.078955 | 0.96569 | 0.0809 | 0.96569 | 0.0809 | 0.96569 | 2.8589 | 3.0019 | 2.8589 | 3.0019
428035 - CFL, 15W lamp, Integral or Modular, Tube or Spiral or Flood | 0.51232 | 0.44191 | 0.62342 | 3513.51 | 15283.7685 | -16.2522 | -70.6972 | 0.0845 | 0.99154 | 0.0845 | 0.99154 | 0.086315 | 0.99154 | 0.086315 | 0.99154 | 3.0967 | 3.2515 | 3.0967 | 3.2515
428035 - CFL, 15W lamp, Integral or Modular, Tube or Spiral or Flood | 0.13835 | 0.11934 | 0.0074421 | 948.8408 | 4231.8297 | -3.5811 | -15.9716 | 0.080822 | 1.0204 | 0.080822 | 1.0204 | 0.082681 | 1.0204 | 0.082681 | 1.0204 | 2.9724 | 3.121 | 2.9724 | 3.121
428035 - CFL, 15W lamp, Integral or Modular, Tube or Spiral or Flood | 1.3793 | 1.1898 | 1.7207 | 9459.45 | 19581.0615 | -34.3693 | -71.1445 | 0.079114 | 0.9828 | 0.079114 | 0.9828 | 0.080807 | 0.9828 | 0.080807 | 0.9828 | 3.1281 | 3.2847 | 3.1281 | 3.2847
428035 - CFL, 15W lamp, Integral or Modular, Tube or Spiral or Flood | 0.15463 | 0.13338 | 0.19408 | 1060.488 | 2205.815 | -4.8597 | -10.1082 | 0.078953 | 0.99828 | 0.078953 | 0.99828 | 0.080641 | 0.99828 | 0.080641 | 0.99828 | 3.0989 | 3.2538 | 3.0989 | 3.2538
428035 - CFL, 15W lamp, Integral or Modular, Tube or Spiral or Flood | 4.5939 | 3.9626 | 6.1371 | 31505.1165 | 78447.7401 | -33.6904 | -83.8892 | 0.077465 | 0.97168 | 0.077465 | 0.97168 | 0.079147 | 0.97168 | 0.079147 | 0.97168 | 3.1663 | 3.3248 | 3.1663 | 3.3248
428035 - CFL, 15W lamp, Integral or Modular, Tube or Spiral or Flood | 0.14075 | 0.12141 | 0.15122 | 965.25 | 2480.6925 | -13.5135 | -34.7297 | 0.074424 | 0.95444 | 0.074424 | 0.95444 | 0.076347 | 0.95444 | 0.076347 | 0.95444 | 2.5126 | 2.6382 | 2.5126 | 2.6382
428035 - CFL, 15W lamp, Integral or Modular, Tube or Spiral or Flood | 0.070373 | 0.060703 | 0.08816 | 482.625 | 1351.35 | -3.8932 | -10.9009 | 0.081545 | 1.0149 | 0.081545 | 1.0149 | 0.083195 | 1.0149 | 0.083195 | 1.0149 | 3.1168 | 3.2726 | 3.1168 | 3.2726
428035 - CFL, 15W lamp, Integral or Modular, Tube or Spiral or Flood | 0.94844 | 0.81811 | 1.5992 | 6504.498 | 21855.1133 | -2.0149 | -6.7702 | 0.081774 | 1.0115 | 0.081774 | 1.0115 | 0.083491 | 1.0115 | 0.083491 | 1.0115 | 3.2589 | 3.4219 | 3.2589 | 3.4219
428035 - CFL, 15W lamp, Integral or Modular, Tube or Spiral or Flood | 0.39681 | 0.34228 | 0.62927 | 2721.3615 | 9851.3286 | -4.805 | -17.3942 | 0.078025 | 0.96569 | 0.078025 | 0.96569 | 0.080042 | 0.96569 | 0.080042 | 0.96569 | 2.8015 | 2.9415 | 2.8015 | 2.9415
428035 - CFL, 15W lamp, Integral or Modular, Tube or Spiral or Flood | 0.11147 | 0.096153 | 0.25412 | 764.478 | 2966.1746 | -0.91313 | -3.5429 | 0.083528 | 0.96871 | 0.083528 | 0.96871 | 0.085435 | 0.96871 | 0.085435 | 0.96871 | 3.0573 | 3.2102 | 3.0573 | 3.2102
428035 - CFL, 15W lamp, Integral or Modular, Tube or Spiral or Flood | 0.96059 | 0.82859 | 1.3311 | 6587.8313 | 28657.0659 | -22.7702 | -99.0506 | 0.082396 | 1.0206 | 0.082396 | 1.0206 | 0.08427 | 1.0206 | 0.08427 | 1.0206 | 3.0062 | 3.1567 | 3.0062 | 3.1567
428036 - CFL, 20W lamp, Integral or Modular, Tube or Spiral or Flood | 0.10622 | 0.09162 | 0.1323 | 728.442 | 1507.8749 | -2.8057 | -5.8077 | 0.081175 | 0.9933 | 0.081175 | 0.9933 | 0.082741 | 0.9933 | 0.082741 | 0.9933 | 3.3509 | 3.5184 | 3.3509 | 3.5184
428036 - CFL, 20W lamp, Integral or Modular, Tube or Spiral or Flood | 0.3468 | 0.29914 | 0.46332 | 2378.376 | 5922.1562 | -3.6139 | -8.9986 | 0.076936 | 0.98143 | 0.076936 | 0.98143 | 0.078531 | 0.98143 | 0.078531 | 0.98143 | 3.2551 | 3.4181 | 3.2551 | 3.4181
428036 - CFL, 20W lamp, Integral or Modular, Tube or Spiral or Flood | 0.44889 | 0.3872 | 0.50766 | 3078.504 | 7911.7553 | -35.5212 | -91.2895 | 0.078052 | 0.95351 | 0.078052 | 0.95351 | 0.079748 | 0.95351 | 0.079748 | 0.95351 | 2.8823 | 3.0264 | 2.8823 | 3.0264
428036 - CFL, 20W lamp, Integral or Modular, Tube or Spiral or Flood | 0.8852 | 0.76356 | 1.5109 | 6070.779 | 20397.8174 | -3.6152 | -12.147 | 0.08407 | 1.0312 | 0.08407 | 1.0312 | 0.0856 | 1.0312 | 0.0856 | 1.0312 | 3.5983 | 3.7782 | 3.5983 | 3.7782
428036 - CFL, 20W lamp, Integral or Modular, Tube or Spiral or Flood | 0.041379 | 0.035693 | 0.092471 | 283.7835 | 1101.08 | -0.40927 | -1.588 | 0.087119 | 0.96871 | 0.087119 | 0.96871 | 0.088832 | 0.96871 | 0.088832 | 0.96871 | 3.3841 | 3.5533 | 3.3841 | 3.5533
428036 - CFL, 20W lamp, Integral or Modular, Tube or Spiral or Flood | 0.42693 | 0.36826 | 0.52027 | 2927.925 | 12736.4737 | -13.536 | -58.8817 | 0.083358 | 1.0424 | 0.083358 | 1.0424 | 0.085112 | 1.0424 | 0.085112 | 1.0424 | 3.1316 | 3.2882 | 3.1316 | 3.2882
428036 - CFL, 20W lamp, Integral or Modular, Tube or Spiral or Flood | 0.50096 | 0.43212 | 0.62355 | 3435.6465 | 7111.7883 | -12.471 | -25.815 | 0.081484 | 0.9933 | 0.081484 | 0.9933 | 0.083059 | 0.9933 | 0.083059 | 0.9933 | 3.3565 | 3.5245 | 3.3565 | 3.5245
428036 - CFL, 20W lamp, Integral or Modular, Tube or Spiral or Flood | 0.10284 | 0.088707 | 0.12947 | 705.276 | 1466.9741 | -3.2432 | -6.7459 | 0.08056 | 0.99828 | 0.08056 | 0.99828 | 0.082171 | 0.99828 | 0.082171 | 0.99828 | 3.2455 | 3.4078 | 3.2455 | 3.4078
428036 - CFL, 20W lamp, Integral or Modular, Tube or Spiral or Flood | 0.095707 | 0.082556 | 0.11763 | 656.37 | 1509.651 | -0.92149 | -2.1194 | 0.080528 | 1.0556 | 0.080528 | 1.0556 | 0.082025 | 1.0556 | 0.082025 | 1.0556 | 3.5143 | 3.6901 | 3.5143 | 3.6901
428036 - CFL, 20W lamp, Integral or Modular, Tube or Spiral or Flood | 0.11635 | 0.10036 | 0.14575 | 797.94 | 1899.0972 | -3.6036 | -8.5766 | 0.07858 | 1.0229 | 0.07858 | 1.0229 | 0.080152 | 1.0229 | 0.080152 | 1.0229 | 3.2407 | 3.4028 | 3.2407 | 3.4028
428036 - CFL, 20W lamp, Integral or Modular, Tube or Spiral or Flood | 2.1675 | 1.8696 | 2.8957 | 14864.85 | 37013.4765 | -15.8944 | -39.5772 | 0.077972 | 0.9809 | 0.077972 | 0.9809 | 0.079557 | 0.9809 | 0.079557 | 0.9809 | 3.3134 | 3.4792 | 3.3134 | 3.4792
428036 - CFL, 20W lamp, Integral or Modular, Tube or Spiral or Flood | 0.33779 | 0.29137 | 0.36255 | 2316.6 | 5953.662 | -32.4324 | -83.3513 | 0.077177 | 0.95351 | 0.077177 | 0.95351 | 0.078948 | 0.95351 | 0.078948 | 0.95351 | 2.7167 | 2.8526 | 2.7167 | 2.8526
428036 - CFL, 20W lamp, Integral or Modular, Tube or Spiral or Flood | 1.3529 | 1.1669 | 2.2674 | 9277.983 | 31174.0229 | -2.8668 | -9.6324 | 0.083931 | 1.0284 | 0.083931 | 1.0284 | 0.085501 | 1.0284 | 0.085501 | 1.0284 | 3.5363 | 3.7132 | 3.5363 | 3.7132
428036 - CFL, 20W lamp, Integral or Modular, Tube or Spiral or Flood | 0.10809 | 0.093239 | 0.24659 | 741.312 | 2876.2906 | -0.88546 | -3.4356 | 0.088274 | 0.96871 | 0.088274 | 0.96871 | 0.089954 | 0.96871 | 0.089954 | 0.96871 | 3.4685 | 3.6419 | 3.4685 | 3.6419
428036 - CFL, 20W lamp, Integral or Modular, Tube or Spiral or Flood | 0.048792 | 0.042087 | 0.067696 | 334.62 | 1455.597 | -1.1557 | -5.0274 | 0.083885 | 1.0424 | 0.083885 | 1.0424 | 0.085639 | 1.0424 | 0.085639 | 1.0424 | 3.179 | 3.3379 | 3.179 | 3.3379
428036 - CFL, 20W lamp, Integral or Modular, Tube or Spiral or Flood | 0.13005 | 0.11218 | 0.1749 | 891.891 | 2220.8086 | -1.193 | -2.9707 | 0.075336 | 0.98143 | 0.075336 | 0.98143 | 0.076955 | 0.98143 | 0.076955 | 0.98143 | 3.1772 | 3.336 | 3.1772 | 3.336
428036 - CFL, 20W lamp, Integral or Modular, Tube or Spiral or Flood | 0.59864 | 0.51638 | 1.0619 | 4105.53 | 13794.5808 | -8.3342 | -28.003 | 0.082108 | 1.0312 | 0.082108 | 1.0312 | 0.08368 | 1.0312 | 0.08368 | 1.0312 | 3.4244 | 3.5956 | 3.4244 | 3.5956
428037 - CFL, 7W lamp, Integral or Modular, Tube or Spiral or Flood | 0.017509 | 0.015103 | 0.029923 | 120.0771 | 403.4591 | -0.071622 | -0.24065 | 0.037319 | 1.0312 | 0.037319 | 1.0312 | 0.041075 | 1.0312 | 0.041075 | 1.0312 | 1.4654 | 1.5386 | 1.4654 | 1.5386
428037 - CFL, 7W lamp, Integral or Modular, Tube or Spiral or Flood | 0.017227 | 0.01486 | 0.00092664 | 118.1466 | 526.9338 | -0.4453 | -1.986 | 0.036272 | 1.0204 | 0.036272 | 1.0204 | 0.040251 | 1.0204 | 0.040251 | 1.0204 | 1.388 | 1.4574 | 1.388 | 1.4574
428037 - CFL, 7W lamp, Integral or Modular, Tube or Spiral or Flood | 0.7809 | 0.67359 | 1.0406 | 5355.4644 | 13335.1064 | -5.7333 | -14.2758 | 0.04523 | 0.93863 | 0.04523 | 0.93863 | 0.04871 | 0.93863 | 0.04871 | 0.93863 | 1.6061 | 1.6865 | 1.6061 | 1.6865
428037 - CFL, 7W lamp, Integral or Modular, Tube or Spiral or Flood | 0.10505 | 0.090617 | 0.17606 | 720.4626 | 2420.7543 | -0.22239 | -0.74724 | 0.03874 | 1.0312 | 0.03874 | 1.0312 | 0.042454 | 1.0312 | 0.042454 | 1.0312 | 1.4926 | 1.5672 | 1.4926 | 1.5672
428038 - CFL, 9W lamp, Integral or Modular, Tube or Spiral or Flood | 0.095332 | 0.082232 | 0.11892 | 653.796 | 1353.3577 | -2.538 | -5.2536 | 0.055795 | 0.97045 | 0.055795 | 0.97045 | 0.058583 | 0.97045 | 0.058583 | 0.97045 | 1.8896 | 1.9842 | 1.8896 | 1.9842
428038 - CFL, 9W lamp, Integral or Modular, Tube or Spiral or Flood | 0.011729 | 0.010117 | 0.0148 | 80.4375 | 167.31 | -0.36486 | -0.75892 | 0.060757 | 0.90031 | 0.060757 | 0.90031 | 0.063357 | 0.90031 | 0.063357 | 0.90031 | 2.0378 | 2.1397 | 2.0378 | 2.1397
428038 - CFL, 9W lamp, Integral or Modular, Tube or Spiral or Flood | 0.20324 | 0.17531 | 0.24942 | 1393.821 | 3205.7883 | -3.0811 | -7.0865 | 0.062591 | 0.91874 | 0.062591 | 0.91874 | 0.06528 | 0.91874 | 0.06528 | 0.91874 | 2.0723 | 2.1759 | 2.0723 | 2.1759
428038 - CFL, 9W lamp, Integral or Modular, Tube or Spiral or Flood | 1.0344 | 0.89225 | 1.3779 | 7093.944 | 17663.9206 | -10.7773 | -26.8356 | 0.05934 | 0.94506 | 0.05934 | 0.94506 | 0.062077 | 0.94506 | 0.062077 | 0.94506 | 2.0075 | 2.1078 | 2.0075 | 2.1078
428038 - CFL, 9W lamp, Integral or Modular, Tube or Spiral or Flood | 0.034117 | 0.029429 | 0.044015 | 233.9766 | 655.1345 | -2 | -5.6 | 0.058818 | 1.0149 | 0.058818 | 1.0149 | 0.061541 | 1.0149 | 0.061541 | 1.0149 | 1.8768 | 1.9707 | 1.8768 | 1.9707
428038 - CFL, 9W lamp, Integral or Modular, Tube or Spiral or Flood | 0.15764 | 0.13597 | 0.26892 | 1081.08 | 3632.4288 | -0.64324 | -2.1613 | 0.063959 | 0.95027 | 0.063959 | 0.95027 | 0.066674 | 0.95027 | 0.066674 | 0.95027 | 2.1132 | 2.219 | 2.1132 | 2.219
428038 - CFL, 9W lamp, Integral or Modular, Tube or Spiral or Flood | 0.024846 | 0.021432 | 0.055598 | 170.3988 | 661.1473 | -0.24582 | -0.95377 | 0.057757 | 0.96871 | 0.057757 | 0.96871 | 0.060867 | 0.96871 | 0.060867 | 0.96871 | 1.8629 | 1.956 | 1.8629 | 1.956
428038 - CFL, 9W lamp, Integral or Modular, Tube or Spiral or Flood | 0.13723 | 0.11837 | 0.16731 | 941.1187 | 4093.8666 | -4.3597 | -18.9647 | 0.053218 | 1.0424 | 0.053218 | 1.0424 | 0.056408 | 1.0424 | 0.056408 | 1.0424 | 1.7224 | 1.8085 | 1.7224 | 1.8085
428038 - CFL, 9W lamp, Integral or Modular, Tube or Spiral or Flood | 0.022144 | 0.019101 | 0.0011918 | 151.866 | 677.3224 | -0.574 | -2.56 | 0.054828 | 1.0204 | 0.054828 | 1.0204 | 0.057924 | 1.0204 | 0.057924 | 1.0204 | 1.7839 | 1.8731 | 1.7839 | 1.8731
428038 - CFL, 9W lamp, Integral or Modular, Tube or Spiral or Flood | 0.54384 | 0.46911 | 0.67786 | 3729.726 | 7720.5328 | -13.5573 | -28.0635 | 0.056966 | 0.97538 | 0.056966 | 0.97538 | 0.059718 | 0.97538 | 0.059718 | 0.97538 | 1.9258 | 2.0222 | 1.9258 | 2.0222
428038 - CFL, 9W lamp, Integral or Modular, Tube or Spiral or Flood | 0.06981 | 0.060217 | 0.087259 | 478.764 | 995.8291 | -2.1892 | -4.5535 | 0.060008 | 0.9484 | 0.060008 | 0.9484 | 0.062629 | 0.9484 | 0.062629 | 0.9484 | 2.0113 | 2.1119 | 2.0113 | 2.1119
428038 - CFL, 9W lamp, Integral or Modular, Tube or Spiral or Flood | 0.12949 | 0.11169 | 0.15907 | 888.03 | 2042.469 | -1.2432 | -2.8595 | 0.063054 | 0.92217 | 0.063054 | 0.92217 | 0.065725 | 0.92217 | 0.065725 | 0.92217 | 2.1011 | 2.2062 | 2.1011 | 2.2062
428038 - CFL, 9W lamp, Integral or Modular, Tube or Spiral or Flood | 9.7486 | 8.409 | 12.9857 | 66857.076 | 166474.1192 | -71.3571 | -177.6791 | 0.06211 | 0.9369 | 0.06211 | 0.9369 | 0.064795 | 0.9369 | 0.064795 | 0.9369 | 2.084 | 2.1882 | 2.084 | 2.1882
428038 - CFL, 9W lamp, Integral or Modular, Tube or Spiral or Flood | 0.042224 | 0.036422 | 0.045367 | 289.575 | 744.2077 | -4.0541 | -10.4189 | 0.056147 | 0.96252 | 0.056147 | 0.96252 | 0.05912 | 0.96252 | 0.05912 | 0.96252 | 1.6835 | 1.7677 | 1.6835 | 1.7677
428038 - CFL, 9W lamp, Integral or Modular, Tube or Spiral or Flood | 0.53296 | 0.45972 | 0.89549 | 3655.08 | 12281.0688 | -1.1285 | -3.7918 | 0.060842 | 0.9972 | 0.060842 | 0.9972 | 0.063594 | 0.9972 | 0.063594 | 0.9972 | 2.0476 | 2.15 | 2.0476 | 2.15
428038 - CFL, 9W lamp, Integral or Modular, Tube or Spiral or Flood | 0.21407 | 0.18466 | 0.29614 | 1468.1453 | 6386.4318 | -5.0695 | -22.0523 | 0.053746 | 1.0424 | 0.053746 | 1.0424 | 0.056935 | 1.0424 | 0.056935 | 1.0424 | 1.7486 | 1.8361 | 1.7486 | 1.8361
428039 - CFL, 11W lamp, Integral or Modular, Tube or Spiral or Flood | 0.047666 | 0.041116 | 0.063578 | 326.898 | 813.976 | -0.49678 | -1.237 | 0.059254 | 0.98143 | 0.059254 | 0.98143 | 0.061689 | 0.98143 | 0.061689 | 0.98143 | 2.1296 | 2.2361 | 2.1296 | 2.2361
428039 - CFL, 11W lamp, Integral or Modular, Tube or Spiral or Flood | 0.1193 | 0.1029 | 0.20328 | 818.1459 | 2748.9702 | -0.48687 | -1.6359 | 0.06549 | 1.0312 | 0.06549 | 1.0312 | 0.067904 | 1.0312 | 0.067904 | 1.0312 | 2.2796 | 2.3936 | 2.2796 | 2.3936
428039 - CFL, 11W lamp, Integral or Modular, Tube or Spiral or Flood | 0.039409 | 0.033993 | 0.048456 | 270.27 | 621.621 | -0.38031 | -0.87471 | 0.077698 | 0.85786 | 0.077698 | 0.85786 | 0.079837 | 0.85786 | 0.079837 | 0.85786 | 2.7033 | 2.8384 | 2.7033 | 2.8384
428039 - CFL, 11W lamp, Integral or Modular, Tube or Spiral or Flood | 0.34558 | 0.29809 | 0.46094 | 2370.0105 | 5901.3261 | -2.538 | -6.3195 | 0.064762 | 0.96323 | 0.064762 | 0.96323 | 0.067114 | 0.96323 | 0.067114 | 0.96323 | 2.2907 | 2.4053 | 2.2907 | 2.4053
428039 - CFL, 11W lamp, Integral or Modular, Tube or Spiral or Flood | 0.036707 | 0.031662 | 0.061519 | 251.7372 | 845.837 | -0.077735 | -0.26119 | 0.066038 | 1.0312 | 0.066038 | 1.0312 | 0.068452 | 1.0312 | 0.068452 | 1.0312 | 2.2962 | 2.4111 | 2.2962 | 2.4111
428039 - CFL, 11W lamp, Integral or Modular, Tube or Spiral or Flood | 0.053671 | 0.046296 | 0.074131 | 368.082 | 1601.1567 | -1.2716 | -5.5313 | 0.065336 | 1.0424 | 0.065336 | 1.0424 | 0.067974 | 1.0424 | 0.067974 | 1.0424 | 2.1145 | 2.2202 | 2.1145 | 2.2202
428039 - CFL, 11W lamp, Integral or Modular, Tube or Spiral or Flood | 0.03575 | 0.030837 | 0.048069 | 245.1735 | 610.482 | -0.32819 | -0.81718 | 0.058199 | 0.98143 | 0.058199 | 0.98143 | 0.060634 | 0.98143 | 0.060634 | 0.98143 | 2.1124 | 2.218 | 2.1124 | 2.218
428040 - CFL, 13W lamp, Integral or Modular, Tube or Spiral or Flood | 0.6388 | 0.55102 | 0.79524 | 4380.948 | 9068.5624 | -16.9524 | -35.0914 | 0.072677 | 0.9933 | 0.072677 | 0.9933 | 0.074648 | 0.9933 | 0.074648 | 0.9933 | 2.6626 | 2.7958 | 2.6626 | 2.7958
428040 - CFL, 13W lamp, Integral or Modular, Tube or Spiral or Flood | 0.067558 | 0.058274 | 0.085457 | 463.32 | 963.7056 | -2.1081 | -4.3849 | 0.072902 | 0.99828 | 0.072902 | 0.99828 | 0.074856 | 0.99828 | 0.074856 | 0.99828 | 2.6658 | 2.7991 | 2.6658 | 2.7991
428040 - CFL, 13W lamp, Integral or Modular, Tube or Spiral or Flood | 0.030776 | 0.026547 | 0.037967 | 211.068 | 485.4564 | -0.46847 | -1.0775 | 0.069333 | 1.0556 | 0.069333 | 1.0556 | 0.07134 | 1.0556 | 0.07134 | 1.0556 | 2.5898 | 2.7193 | 2.5898 | 2.7193
428040 - CFL, 13W lamp, Integral or Modular, Tube or Spiral or Flood | 2.6038 | 2.246 | 3.4762 | 17857.125 | 44464.2413 | -27.1428 | -67.5856 | 0.069409 | 0.97596 | 0.069409 | 0.97596 | 0.071407 | 0.97596 | 0.071407 | 0.97596 | 2.6193 | 2.7503 | 2.6193 | 2.7503
428040 - CFL, 13W lamp, Integral or Modular, Tube or Spiral or Flood | 0.063336 | 0.054632 | 0.07175 | 434.3625 | 1116.3116 | -5.0193 | -12.8996 | 0.068406 | 0.95351 | 0.068406 | 0.95351 | 0.070562 | 0.95351 | 0.070562 | 0.95351 | 2.2678 | 2.3811 | 2.2678 | 2.3811
428040 - CFL, 13W lamp, Integral or Modular, Tube or Spiral or Flood | 1.415 | 1.2205 | 2.4093 | 9703.98 | 32605.3728 | -5.7555 | -19.3384 | 0.074286 | 1.0277 | 0.074286 | 1.0277 | 0.076294 | 1.0277 | 0.076294 | 1.0277 | 2.7495 | 2.8872 | 2.7495 | 2.8872
428040 - CFL, 13W lamp, Integral or Modular, Tube or Spiral or Flood | 0.018503 | 0.015961 | 0.031918 | 126.8982 | 459.3715 | -0.48649 | -1.7611 | 0.073207 | 0.96569 | 0.073207 | 0.96569 | 0.075426 | 0.96569 | 0.075426 | 0.96569 | 2.4918 | 2.6164 | 2.4918 | 2.6164
428040 - CFL, 13W lamp, Integral or Modular, Tube or Spiral or Flood | 0.080732 | 0.069638 | 0.18012 | 553.6674 | 2148.2295 | -0.79923 | -3.101 | 0.077844 | 0.96871 | 0.077844 | 0.96871 | 0.079998 | 0.96871 | 0.079998 | 0.96871 | 2.6901 | 2.8246 | 2.6901 | 2.8246
428040 - CFL, 13W lamp, Integral or Modular, Tube or Spiral or Flood | 0.12512 | 0.10793 | 0.0064479 | 858.1073 | 3681.2801 | -3.8996 | -16.7293 | 0.085054 | 0.93283 | 0.085054 | 0.93283 | 0.086966 | 0.93283 | 0.086966 | 0.93283 | 3.0129 | 3.1635 | 3.0129 | 3.1635
428040 - CFL, 13W lamp, Integral or Modular, Tube or Spiral or Flood | 0.47572 | 0.41035 | 0.57915 | 3262.545 | 14192.0707 | -15.0965 | -65.6698 | 0.079395 | 0.98366 | 0.079395 | 0.98366 | 0.08147 | 0.98366 | 0.08147 | 0.98366 | 2.7168 | 2.8526 | 2.7168 | 2.8526
428040 - CFL, 13W lamp, Integral or Modular, Tube or Spiral or Flood | 0.56381 | 0.48633 | 0.48147 | 3866.6628 | 28226.6384 | -9.5547 | -69.7492 | 0.07921 | 1.091 | 0.07921 | 1.091 | 0.081576 | 1.091 | 0.081576 | 1.091 | 2.5396 | 2.6666 | 2.5396 | 2.6666
428040 - CFL, 13W lamp, Integral or Modular, Tube or Spiral or Flood | 1.1271 | 0.97221 | 1.4058 | 7729.722 | 16000.5245 | -28.1158 | -58.1997 | 0.073941 | 0.98078 | 0.073941 | 0.98078 | 0.075878 | 0.98078 | 0.075878 | 0.98078 | 2.7297 | 2.8661 | 2.7297 | 2.8661
428040 - CFL, 13W lamp, Integral or Modular, Tube or Spiral or Flood | 0.38414 | 0.33136 | 0.48398 | 2634.489 | 5479.7371 | -12.1216 | -25.2129 | 0.076517 | 0.92101 | 0.076517 | 0.92101 | 0.078373 | 0.92101 | 0.078373 | 0.92101 | 2.8578 | 3.0009 | 2.8578 | 3.0009
428040 - CFL, 13W lamp, Integral or Modular, Tube or Spiral or Flood | 2.0549 | 1.7725 | 2.7434 | 14092.65 | 35090.6985 | -15.1261 | -37.664 | 0.074497 | 0.95696 | 0.074497 | 0.95696 | 0.076437 | 0.95696 | 0.076437 | 0.95696 | 2.8062 | 2.9468 | 2.8062 | 2.9468
428040 - CFL, 13W lamp, Integral or Modular, Tube or Spiral or Flood | 0.24396 | 0.21044 | 0.26126 | 1673.1 | 4299.867 | -23.4234 | -60.1981 | 0.068167 | 0.95536 | 0.068167 | 0.95536 | 0.070408 | 0.95536 | 0.070408 | 0.95536 | 2.1643 | 2.2725 | 2.1643 | 2.2725
428040 - CFL, 13W lamp, Integral or Modular, Tube or Spiral or Flood | 0.073188 | 0.063131 | 0.091892 | 501.93 | 1405.404 | -4.0541 | -11.3513 | 0.076213 | 1.0149 | 0.076213 | 1.0149 | 0.078117 | 1.0149 | 0.078117 | 1.0149 | 2.701 | 2.836 | 2.701 | 2.836
428040 - CFL, 13W lamp, Integral or Modular, Tube or Spiral or Flood | 1.1864 | 1.0234 | 1.985 | 8136.414 | 27338.351 | -2.5041 | -8.4136 | 0.075596 | 1.0238 | 0.075596 | 1.0238 | 0.077575 | 1.0238 | 0.077575 | 1.0238 | 2.8116 | 2.9522 | 2.8116 | 2.9522
428040 - CFL, 13W lamp, Integral or Modular, Tube or Spiral or Flood | 0.44054 | 0.38 | 1.0006 | 3021.2325 | 11722.3821 | -3.6036 | -13.982 | 0.077516 | 0.96871 | 0.077516 | 0.96871 | 0.079709 | 0.96871 | 0.079709 | 0.96871 | 2.6582 | 2.7911 | 2.6582 | 2.7911
428040 - CFL, 13W lamp, Integral or Modular, Tube or Spiral or Flood | 1.3162 | 1.1353 | 1.8266 | 9026.3745 | 39264.7291 | -31.1917 | -135.684 | 0.080176 | 0.9794 | 0.080176 | 0.9794 | 0.082245 | 0.9794 | 0.082245 | 0.9794 | 2.7699 | 2.9086 | 2.7699 | 2.9086
428040 - CFL, 13W lamp, Integral or Modular, Tube or Spiral or Flood | 0.11192 | 0.096541 | 0.23604 | 767.5668 | 3423.3479 | -2.4955 | -11.1299 | 0.075427 | 1.0204 | 0.075427 | 1.0204 | 0.077571 | 1.0204 | 0.077571 | 1.0204 | 2.6016 | 2.7316 | 2.6016 | 2.7316
428040 - CFL, 13W lamp, Integral or Modular, Tube or Spiral or Flood | 0.085292 | 0.073572 | 0.10624 | 584.9415 | 1210.8289 | -2.7143 | -5.6186 | 0.071076 | 0.9933 | 0.071076 | 0.9933 | 0.073071 | 0.9933 | 0.073071 | 0.9933 | 2.5863 | 2.7156 | 2.5863 | 2.7156
428040 - CFL, 13W lamp, Integral or Modular, Tube or Spiral or Flood | 0.031152 | 0.026871 | 0.037323 | 213.642 | 491.3766 | -0.41184 | -0.94723 | 0.068815 | 1.0556 | 0.068815 | 1.0556 | 0.070797 | 1.0556 | 0.070797 | 1.0556 | 2.6041 | 2.7343 | 2.6041 | 2.7343
428040 - CFL, 13W lamp, Integral or Modular, Tube or Spiral or Flood | 0.12592 | 0.10862 | 0.17085 | 863.577 | 2150.3067 | -1.3031 | -3.2447 | 0.067503 | 0.98143 | 0.067503 | 0.98143 | 0.069495 | 0.98143 | 0.069495 | 0.98143 | 2.5783 | 2.7072 | 2.5783 | 2.7072
428040 - CFL, 13W lamp, Integral or Modular, Tube or Spiral or Flood | 0.13831 | 0.1193 | 0.15714 | 948.519 | 2437.6938 | -11.0425 | -28.3791 | 0.065976 | 0.95351 | 0.065976 | 0.95351 | 0.068195 | 0.95351 | 0.068195 | 0.95351 | 2.178 | 2.2869 | 2.178 | 2.2869
428040 - CFL, 13W lamp, Integral or Modular, Tube or Spiral or Flood | 0.47394 | 0.40881 | 0.82111 | 3250.3185 | 10921.0702 | -2.4973 | -8.3909 | 0.072786 | 1.0312 | 0.072786 | 1.0312 | 0.074801 | 1.0312 | 0.074801 | 1.0312 | 2.7009 | 2.836 | 2.7009 | 2.836
428040 - CFL, 13W lamp, Integral or Modular, Tube or Spiral or Flood | 0.063204 | 0.054519 | 0.086486 | 433.4616 | 1885.558 | -2.2548 | -9.8085 | 0.07256 | 1.0424 | 0.07256 | 1.0424 | 0.074776 | 1.0424 | 0.074776 | 1.0424 | 2.4426 | 2.5647 | 2.4426 | 2.5647
428041 - CFL, 16W lamp, Integral or Modular, Tube or Spiral or Flood | 0.93718 | 0.8084 | 1.1637 | 6427.278 | 13304.4655 | -24.8031 | -51.3423 | 0.081119 | 0.95816 | 0.081119 | 0.95816 | 0.082706 | 0.95816 | 0.082706 | 0.95816 | 3.3272 | 3.4938 | 3.3272 | 3.4938
428041 - CFL, 16W lamp, Integral or Modular, Tube or Spiral or Flood | 0.24997 | 0.21562 | 0.31583 | 1714.284 | 3565.7107 | -7.7992 | -16.2224 | 0.083663 | 0.90031 | 0.083663 | 0.90031 | 0.085173 | 0.90031 | 0.085173 | 0.90031 | 3.5098 | 3.6853 | 3.5098 | 3.6853
428041 - CFL, 16W lamp, Integral or Modular, Tube or Spiral or Flood | 1.6838 | 1.4524 | 2.2471 | 11547.6075 | 28753.5427 | -17.4775 | -43.5189 | 0.077246 | 0.9705 | 0.077246 | 0.9705 | 0.078918 | 0.9705 | 0.078918 | 0.9705 | 3.1603 | 3.3185 | 3.1603 | 3.3185
428041 - CFL, 16W lamp, Integral or Modular, Tube or Spiral or Flood | 0.031339 | 0.027033 | 0.035393 | 214.929 | 552.3675 | -2.471 | -6.3506 | 0.075129 | 0.95351 | 0.075129 | 0.95351 | 0.076964 | 0.95351 | 0.076964 | 0.95351 | 2.6647 | 2.798 | 2.6647 | 2.798
428041 - CFL, 16W lamp, Integral or Modular, Tube or Spiral or Flood | 0.10659 | 0.091944 | 0.18224 | 731.016 | 2456.2138 | -0.43604 | -1.4651 | 0.080566 | 1.0312 | 0.080566 | 1.0312 | 0.082262 | 1.0312 | 0.082262 | 1.0312 | 3.2443 | 3.4065 | 3.2443 | 3.4065
428041 - CFL, 16W lamp, Integral or Modular, Tube or Spiral or Flood | 0.022707 | 0.019587 | 0.039253 | 155.727 | 563.7317 | -0.59846 | -2.1664 | 0.08065 | 0.96569 | 0.08065 | 0.96569 | 0.082514 | 0.96569 | 0.082514 | 0.96569 | 2.9653 | 3.1136 | 2.9653 | 3.1136
428041 - CFL, 16W lamp, Integral or Modular, Tube or Spiral or Flood | 0.33216 | 0.28652 | 0.73938 | 2277.99 | 8838.6012 | -3.2819 | -12.7336 | 0.085289 | 0.96871 | 0.085289 | 0.96871 | 0.087088 | 0.96871 | 0.087088 | 0.96871 | 3.2202 | 3.3812 | 3.2202 | 3.3812
428041 - CFL, 16W lamp, Integral or Modular, Tube or Spiral or Flood | 0.29275 | 0.25252 | 0.35714 | 2007.72 | 8733.582 | -9.2857 | -40.3928 | 0.088981 | 0.95525 | 0.088981 | 0.95525 | 0.090665 | 0.95525 | 0.090665 | 0.95525 | 3.3918 | 3.5614 | 3.3918 | 3.5614
428041 - CFL, 16W lamp, Integral or Modular, Tube or Spiral or Flood | 0.87685 | 0.75635 | 0.047077 | 6013.5075 | 26820.2434 | -22.6795 | -101.1506 | 0.082175 | 1.0204 | 0.082175 | 1.0204 | 0.083968 | 1.0204 | 0.083968 | 1.0204 | 3.0791 | 3.2331 | 3.0791 | 3.2331
428041 - CFL, 16W lamp, Integral or Modular, Tube or Spiral or Flood | 0.38001 | 0.32779 | 0.47259 | 2606.175 | 5394.7823 | -9.4286 | -19.5171 | 0.079619 | 0.9933 | 0.079619 | 0.9933 | 0.081284 | 0.9933 | 0.081284 | 0.9933 | 3.1776 | 3.3367 | 3.1776 | 3.3367
428041 - CFL, 16W lamp, Integral or Modular, Tube or Spiral or Flood | 0.18578 | 0.16025 | 0.23282 | 1274.13 | 2650.1904 | -5.8494 | -12.1668 | 0.082401 | 0.99828 | 0.082401 | 0.99828 | 0.083924 | 0.99828 | 0.083924 | 0.99828 | 3.4325 | 3.6042 | 3.4325 | 3.6042
428041 - CFL, 16W lamp, Integral or Modular, Tube or Spiral or Flood | 0.38283 | 0.33022 | 0.47104 | 2625.48 | 6038.604 | -3.6808 | -8.4659 | 0.091168 | 0.85786 | 0.091168 | 0.85786 | 0.092665 | 0.85786 | 0.092665 | 0.85786 | 3.8617 | 4.0548 | 3.8617 | 4.0548
428041 - CFL, 16W lamp, Integral or Modular, Tube or Spiral or Flood | 9.0439 | 7.8011 | 12.0695 | 62023.7475 | 154439.1313 | -66.3822 | -165.2916 | 0.084971 | 0.94037 | 0.084971 | 0.94037 | 0.086542 | 0.94037 | 0.086542 | 0.94037 | 3.5491 | 3.7268 | 3.5491 | 3.7268
428041 - CFL, 16W lamp, Integral or Modular, Tube or Spiral or Flood | 1.0126 | 0.87347 | 1.7019 | 6944.652 | 23334.0307 | -2.1519 | -7.2303 | 0.081676 | 1.0312 | 0.081676 | 1.0312 | 0.083348 | 1.0312 | 0.083348 | 1.0312 | 3.3203 | 3.4866 | 3.3203 | 3.4866
428041 - CFL, 16W lamp, Integral or Modular, Tube or Spiral or Flood | 0.087075 | 0.075109 | 0.19717 | 597.168 | 2317.0118 | -0.71042 | -2.7564 | 0.085128 | 0.96871 | 0.085128 | 0.96871 | 0.086959 | 0.96871 | 0.086959 | 0.96871 | 3.1847 | 3.344 | 3.1847 | 3.344
428041 - CFL, 16W lamp, Integral or Modular, Tube or Spiral or Flood | 0.85874 | 0.74073 | 1.1892 | 5889.312 | 25618.5072 | -20.3295 | -88.4331 | 0.083396 | 1.0243 | 0.083396 | 1.0243 | 0.085215 | 1.0243 | 0.085215 | 1.0243 | 3.0935 | 3.2484 | 3.0935 | 3.2484
428042 - CFL, 17W lamp, Integral or Modular, Tube or Spiral or Flood | 0.018391 | 0.015864 | 0.024582 | 126.126 | 314.0537 | -0.19176 | -0.47749 | 0.089986 | 0.9299 | 0.089986 | 0.9299 | 0.091391 | 0.9299 | 0.091391 | 0.9299 | 4.0017 | 4.2018 | 4.0017 | 4.2018
428043 - CFL, 18W lamp, Integral or Modular, Tube or Spiral or Flood | 0.095707 | 0.082556 | 0.11918 | 656.37 | 1358.6859 | -2.5354 | -5.2483 | 0.087974 | 0.90435 | 0.087974 | 0.90435 | 0.089255 | 0.90435 | 0.089255 | 0.90435 | 4.1418 | 4.3489 | 4.1418 | 4.3489
428043 - CFL, 18W lamp, Integral or Modular, Tube or Spiral or Flood | 0.039034 | 0.03367 | 0.052124 | 267.696 | 666.563 | -0.40541 | -1.0095 | 0.091688 | 0.9299 | 0.091688 | 0.9299 | 0.093012 | 0.9299 | 0.093012 | 0.9299 | 4.2469 | 4.4592 | 4.2469 | 4.4592
428043 - CFL, 18W lamp, Integral or Modular, Tube or Spiral or Flood | 0.19517 | 0.16835 | 0.26062 | 1338.48 | 3332.8152 | -1.435 | -3.5732 | 0.091833 | 0.9299 | 0.091833 | 0.9299 | 0.093157 | 0.9299 | 0.093157 | 0.9299 | 4.2669 | 4.4802 | 4.2669 | 4.4802
428043 - CFL, 18W lamp, Integral or Modular, Tube or Spiral or Flood | 0.015013 | 0.01295 | 0.025225 | 102.96 | 345.9456 | -0.031853 | -0.10703 | 0.095366 | 0.91904 | 0.095366 | 0.91904 | 0.09668 | 0.91904 | 0.09668 | 0.91904 | 4.4452 | 4.6675 | 4.4452 | 4.6675
428043 - CFL, 18W lamp, Integral or Modular, Tube or Spiral or Flood | 0.087263 | 0.075271 | 0.098777 | 598.455 | 1538.0294 | -6.9498 | -17.861 | 0.087036 | 0.96252 | 0.087036 | 0.96252 | 0.088475 | 0.96252 | 0.088475 | 0.96252 | 3.5111 | 3.6867 | 3.5111 | 3.6867
428044 - CFL, 23W lamp, Integral or Modular, Tube or Spiral or Flood | 1.3765 | 1.1873 | 1.7114 | 9440.145 | 19541.1001 | -36.4864 | -75.527 | 0.090918 | 0.98716 | 0.090918 | 0.98716 | 0.092025 | 0.98716 | 0.092025 | 0.98716 | 4.7523 | 4.9903 | 4.7523 | 4.9903
428044 - CFL, 23W lamp, Integral or Modular, Tube or Spiral or Flood | 0.11973 | 0.10328 | 0.15135 | 821.106 | 1707.9005 | -3.7323 | -7.7632 | 0.091744 | 0.97311 | 0.091744 | 0.97311 | 0.092819 | 0.97311 | 0.092819 | 0.97311 | 4.8706 | 5.1141 | 4.8706 | 5.1141
428044 - CFL, 23W lamp, Integral or Modular, Tube or Spiral or Flood | 0.081914 | 0.070658 | 0.10058 | 561.7755 | 1292.0837 | -1.2432 | -2.8595 | 0.092263 | 0.98805 | 0.092263 | 0.98805 | 0.093357 | 0.98805 | 0.093357 | 0.98805 | 4.9237 | 5.1699 | 4.9237 | 5.1699
428044 - CFL, 23W lamp, Integral or Modular, Tube or Spiral or Flood | 2.2379 | 1.9303 | 2.9942 | 15347.475 | 38215.2128 | -23.3397 | -58.116 | 0.088089 | 0.97375 | 0.088089 | 0.97375 | 0.089216 | 0.97375 | 0.089216 | 0.97375 | 4.6609 | 4.8939 | 4.6609 | 4.8939
428044 - CFL, 23W lamp, Integral or Modular, Tube or Spiral or Flood | 0.067277 | 0.058032 | 0.076255 | 461.3895 | 1185.771 | -5.3282 | -13.6934 | 0.087554 | 0.95351 | 0.087554 | 0.95351 | 0.088798 | 0.95351 | 0.088798 | 0.95351 | 3.9305 | 4.127 | 3.9305 | 4.127
428044 - CFL, 23W lamp, Integral or Modular, Tube or Spiral or Flood | 2.4236 | 2.0906 | 4.127 | 16621.605 | 55848.5928 | -9.8919 | -33.2367 | 0.093194 | 1.0211 | 0.093194 | 1.0211 | 0.094319 | 1.0211 | 0.094319 | 1.0211 | 4.9256 | 5.1723 | 4.9256 | 5.1723
428044 - CFL, 23W lamp, Integral or Modular, Tube or Spiral or Flood | 0.032653 | 0.028166 | 0.056499 | 223.938 | 810.6556 | -0.85972 | -3.1122 | 0.093397 | 0.96569 | 0.093397 | 0.96569 | 0.094654 | 0.96569 | 0.094654 | 0.96569 | 4.3971 | 4.617 | 4.3971 | 4.617
428044 - CFL, 23W lamp, Integral or Modular, Tube or Spiral or Flood | 0.06343 | 0.054713 | 0.14183 | 435.006 | 1687.8233 | -0.62806 | -2.4369 | 0.097489 | 0.96871 | 0.097489 | 0.96871 | 0.098707 | 0.96871 | 0.098707 | 0.96871 | 4.7556 | 4.9934 | 4.7556 | 4.9934
428044 - CFL, 23W lamp, Integral or Modular, Tube or Spiral or Flood | 0.32372 | 0.27923 | 0.39369 | 2220.075 | 9657.3262 | -10.2419 | -44.5525 | 0.094716 | 1.0337 | 0.094716 | 1.0337 | 0.095951 | 1.0337 | 0.095951 | 1.0337 | 4.4731 | 4.6971 | 4.4731 | 4.6971
428044 - CFL, 23W lamp, Integral or Modular, Tube or Spiral or Flood | 2.7277 | 2.3528 | 3.3938 | 18706.545 | 38722.5481 | -67.7605 | -140.2643 | 0.091139 | 0.99125 | 0.091139 | 0.99125 | 0.092255 | 0.99125 | 0.092255 | 0.99125 | 4.7401 | 4.9774 | 4.7401 | 4.9774
428044 - CFL, 23W lamp, Integral or Modular, Tube or Spiral or Flood | 0.2372 | 0.20461 | 0.29755 | 1626.768 | 3383.6774 | -7.4646 | -15.5264 | 0.091161 | 0.99828 | 0.091161 | 0.99828 | 0.092269 | 0.99828 | 0.092269 | 0.99828 | 4.7271 | 4.9638 | 4.7271 | 4.9638
428044 - CFL, 23W lamp, Integral or Modular, Tube or Spiral or Flood | 0.10997 | 0.094858 | 0.13514 | 754.182 | 1734.6186 | -1.0579 | -2.4332 | 0.094975 | 0.95491 | 0.094975 | 0.95491 | 0.096042 | 0.95491 | 0.096042 | 0.95491 | 5.1787 | 5.4376 | 5.1787 | 5.4376
428044 - CFL, 23W lamp, Integral or Modular, Tube or Spiral or Flood | 6.092 | 5.2548 | 8.1509 | 41779.2375 | 104030.3014 | -44.7747 | -111.4891 | 0.091781 | 0.9591 | 0.091781 | 0.9591 | 0.09288 | 0.9591 | 0.09288 | 0.9591 | 4.939 | 5.1863 | 4.939 | 5.1863
428044 - CFL, 23W lamp, Integral or Modular, Tube or Spiral or Flood | 0.69059 | 0.59569 | 0.74131 | 4736.16 | 12171.9312 | -66.3062 | -170.407 | 0.089535 | 0.95611 | 0.089535 | 0.95611 | 0.090777 | 0.95611 | 0.090777 | 0.95611 | 3.9242 | 4.1207 | 3.9242 | 4.1207
428044 - CFL, 23W lamp, Integral or Modular, Tube or Spiral or Flood | 0.04016 | 0.034641 | 0.072973 | 275.418 | 892.3543 | 0 | 0 | 0.093544 | 0 | 0.093544 | 0 | 0.094672 | 0 | 0.094672 | 0 | 4.951 | 5.1986 | 4.951 | 5.1986
428044 - CFL, 23W lamp, Integral or Modular, Tube or Spiral or Flood | 2.9815 | 2.5718 | 4.9971 | 20447.2125 | 68702.634 | -6.3037 | -21.1805 | 0.093922 | 1.0245 | 0.093922 | 1.0245 | 0.095026 | 1.0245 | 0.095026 | 1.0245 | 5.0364 | 5.2882 | 5.0364 | 5.2882
428044 - CFL, 23W lamp, Integral or Modular, Tube or Spiral or Flood | 0.094394 | 0.081422 | 0.15495 | 647.361 | 2343.4468 | -1.5521 | -5.6187 | 0.092991 | 0.96569 | 0.092991 | 0.96569 | 0.094295 | 0.96569 | 0.094295 | 0.96569 | 4.3094 | 4.5249 | 4.3094 | 4.5249
428044 - CFL, 23W lamp, Integral or Modular, Tube or Spiral or Flood | 0.20249 | 0.17466 | 0.46094 | 1388.673 | 5388.0512 | -1.6564 | -6.4267 | 0.097728 | 0.96871 | 0.097728 | 0.96871 | 0.09896 | 0.96871 | 0.09896 | 0.96871 | 4.7377 | 4.9749 | 4.7377 | 4.9749
428044 - CFL, 23W lamp, Integral or Modular, Tube or Spiral or Flood | 0.49449 | 0.42654 | 1.118 | 3391.245 | 14548.441 | -14.2214 | -61.0096 | 0.099773 | 0.97842 | 0.099773 | 0.97842 | 0.10092 | 0.97842 | 0.10092 | 0.97842 | 4.9855 | 5.2351 | 4.9855 | 5.2351
428044 - CFL, 23W lamp, Integral or Modular, Tube or Spiral or Flood | 5.1795 | 4.4677 | 7.1516 | 35521.2 | 154517.22 | -122.4297 | -532.5694 | 0.095742 | 1.0264 | 0.095742 | 1.0264 | 0.096966 | 1.0264 | 0.096966 | 1.0264 | 4.5869 | 4.8162 | 4.5869 | 4.8162
428044 - CFL, 23W lamp, Integral or Modular, Tube or Spiral or Flood | 0.17002 | 0.14666 | 0.35753 | 1166.022 | 5200.4581 | -3.7838 | -16.8757 | 0.095047 | 1.0204 | 0.095047 | 1.0204 | 0.096257 | 1.0204 | 0.096257 | 1.0204 | 4.611 | 4.8415 | 4.611 | 4.8415
428044 - CFL, 23W lamp, Integral or Modular, Tube or Spiral or Flood | 0.51044 | 0.4403 | 0.64652 | 3500.64 | 7246.3248 | -16.1905 | -33.5143 | 0.089172 | 0.9933 | 0.089172 | 0.9933 | 0.090305 | 0.9933 | 0.090305 | 0.9933 | 4.5529 | 4.7806 | 4.5529 | 4.7806
428044 - CFL, 23W lamp, Integral or Modular, Tube or Spiral or Flood | 0.44607 | 0.38477 | 0.60347 | 3059.199 | 7617.4055 | -4.3655 | -10.8701 | 0.08529 | 0.98143 | 0.08529 | 0.98143 | 0.086437 | 0.98143 | 0.086437 | 0.98143 | 4.4889 | 4.7137 | 4.4889 | 4.7137
428044 - CFL, 23W lamp, Integral or Modular, Tube or Spiral or Flood | 0.3012 | 0.25981 | 0.32941 | 2065.635 | 5308.6819 | -28.861 | -74.1727 | 0.085877 | 0.95417 | 0.085877 | 0.95417 | 0.087165 | 0.95417 | 0.087165 | 0.95417 | 3.6837 | 3.8681 | 3.6837 | 3.8681
428044 - CFL, 23W lamp, Integral or Modular, Tube or Spiral or Flood | 0.057143 | 0.04929 | 0.099035 | 391.8915 | 1316.7554 | -0.17336 | -0.58249 | 0.09137 | 1.0312 | 0.09137 | 1.0312 | 0.092502 | 1.0312 | 0.092502 | 1.0312 | 4.8292 | 5.071 | 4.8292 | 5.071
428044 - CFL, 23W lamp, Integral or Modular, Tube or Spiral or Flood | 0.10049 | 0.086683 | 0.21036 | 689.1885 | 3073.7807 | -2.2072 | -9.8441 | 0.094224 | 1.0204 | 0.094224 | 1.0204 | 0.095392 | 1.0204 | 0.095392 | 1.0204 | 4.7107 | 4.9466 | 4.7107 | 4.9466
428046 - CFL, 28W lamp, Integral or Modular, Tube or Spiral or Flood | 0.030307 | 0.026143 | 0.040541 | 207.8505 | 517.5477 | -0.31596 | -0.78674 | 0.10159 | 0.9299 | 0.10159 | 0.9299 | 0.10244 | 0.9299 | 0.10244 | 0.9299 | 6.5946 | 6.9244 | 6.5946 | 6.9244
428046 - CFL, 28W lamp, Integral or Modular, Tube or Spiral or Flood | 0.060615 | 0.052285 | 0.081081 | 415.701 | 1035.0955 | -0.4453 | -1.1088 | 0.10173 | 0.9299 | 0.10173 | 0.9299 | 0.10259 | 0.9299 | 0.10259 | 0.9299 | 6.626 | 6.9573 | 6.626 | 6.9573
428056 - CFL, 14W w/Reflector | 0.67333 | 0.5808 | 0.83822 | 4617.756 | 9558.7549 | -17.8687 | -36.9882 | 0.04789 | 0.99094 | 0.04789 | 0.99094 | 0.051046 | 0.99094 | 0.051046 | 0.99094 | 1.6654 | 1.7488 | 1.6654 | 1.7488
428056 - CFL, 14W w/Reflector | 2.449 | 2.1124 | 3.2695 | 16795.35 | 41820.4215 | -25.5289 | -63.567 | 0.055286 | 0.96864 | 0.055286 | 0.96864 | 0.05802 | 0.96864 | 0.05802 | 0.96864 | 1.9381 | 2.0351 | 1.9381 | 2.0351
428056 - CFL, 14W w/Reflector | 0.71837 | 0.61965 | 1.2232 | 4926.636 | 16553.497 | -2.922 | -9.8179 | 0.049927 | 1.0295 | 0.049927 | 1.0295 | 0.05309 | 1.0295 | 0.05309 | 1.0295 | 1.7431 | 1.8303 | 1.7431 | 1.8303
428056 - CFL, 14W w/Reflector | 0.06921 | 0.059699 | 0.098842 | 474.6456 | 1718.2171 | 0 | 0 | 0.039521 | 0 | 0.039521 | 0 | 0.043344 | 0 | 0.043344 | 0 | 1.4923 | 1.5669 | 1.4923 | 1.5669
428056 - CFL, 14W w/Reflector | 0.053821 | 0.046425 | 0.12008 | 369.1116 | 1432.153 | -0.53282 | -2.0673 | 0.06565 | 0.96871 | 0.06565 | 0.96871 | 0.068385 | 0.96871 | 0.068385 | 0.96871 | 2.1189 | 2.2248 | 2.1189 | 2.2248
428056 - CFL, 14W w/Reflector | 0.031715 | 0.027357 | 0.03861 | 217.503 | 946.1381 | -1.0064 | -4.378 | 0.045487 | 1.0424 | 0.045487 | 1.0424 | 0.049045 | 1.0424 | 0.049045 | 1.0424 | 1.5442 | 1.6215 | 1.5442 | 1.6215
428056 - CFL, 14W w/Reflector | 1.1442 | 0.98694 | 1.4271 | 7846.839 | 16242.9567 | -28.5418 | -59.0815 | 0.053381 | 0.9933 | 0.053381 | 0.9933 | 0.056293 | 0.9933 | 0.056293 | 0.9933 | 1.8139 | 1.9046 | 1.8139 | 1.9046
428056 - CFL, 14W w/Reflector | 0.18372 | 0.15847 | 0.23147 | 1259.973 | 2620.7438 | -5.7973 | -12.0584 | 0.062263 | 0.99828 | 0.062263 | 0.99828 | 0.064745 | 0.99828 | 0.064745 | 0.99828 | 2.1063 | 2.2116 | 2.1063 | 2.2116
428056 - CFL, 14W w/Reflector | 0.24171 | 0.20849 | 0.30373 | 1657.656 | 3945.2213 | -7.4955 | -17.8393 | 0.044571 | 1.0229 | 0.044571 | 1.0229 | 0.047762 | 1.0229 | 0.047762 | 1.0229 | 1.5961 | 1.6759 | 1.5961 | 1.6759
428056 - CFL, 14W w/Reflector | 3.1105 | 2.6831 | 4.1526 | 21332.025 | 53116.7423 | -22.8964 | -57.012 | 0.054075 | 0.97805 | 0.054075 | 0.97805 | 0.056818 | 0.97805 | 0.056818 | 0.97805 | 1.9203 | 2.0163 | 1.9203 | 2.0163
428056 - CFL, 14W w/Reflector | 0.012198 | 0.010522 | 0.013063 | 83.655 | 214.9933 | -1.1712 | -3.0099 | 0.053392 | 0.95351 | 0.053392 | 0.95351 | 0.056295 | 0.95351 | 0.056295 | 0.95351 | 1.6568 | 1.7397 | 1.6568 | 1.7397
428056 - CFL, 14W w/Reflector | 1.415 | 1.2205 | 2.3674 | 9703.98 | 32605.3728 | -2.9865 | -10.0346 | 0.056694 | 1.0312 | 0.056694 | 1.0312 | 0.059554 | 1.0312 | 0.059554 | 1.0312 | 1.9389 | 2.0359 | 1.9389 | 2.0359
428056 - CFL, 14W w/Reflector | 0.20763 | 0.1791 | 0.29652 | 1423.9368 | 5154.6512 | 0 | 0 | 0.057131 | 0 | 0.057131 | 0 | 0.060144 | 0 | 0.060144 | 0 | 1.9031 | 1.9983 | 1.9031 | 1.9983
428056 - CFL, 14W w/Reflector | 0.035243 | 0.0304 | 0.080051 | 241.6986 | 937.7906 | -0.28829 | -1.1186 | 0.065101 | 0.96871 | 0.065101 | 0.96871 | 0.067885 | 0.96871 | 0.067885 | 0.96871 | 2.0938 | 2.1984 | 2.0938 | 2.1984
428056 - CFL, 14W w/Reflector | 0.51537 | 0.44455 | 0.71525 | 3534.4237 | 15374.7433 | -12.2136 | -53.1293 | 0.068746 | 0.9632 | 0.068746 | 0.9632 | 0.071394 | 0.9632 | 0.071394 | 0.9632 | 2.1777 | 2.2867 | 2.1777 | 2.2867
428056 - CFL, 14W w/Reflector | 0.7894 | 0.68092 | 0.97085 | 5413.7655 | 11206.4946 | -34.7812 | -71.997 | 0.044411 | 0.9933 | 0.044411 | 0.9933 | 0.047676 | 0.9933 | 0.047676 | 0.9933 | 1.5546 | 1.6324 | 1.5546 | 1.6324
428056 - CFL, 14W w/Reflector | 0.13981 | 0.1206 | 0.18983 | 958.815 | 2387.4493 | -1.4672 | -3.6533 | 0.039857 | 0.98143 | 0.039857 | 0.98143 | 0.043165 | 0.98143 | 0.043165 | 0.98143 | 1.552 | 1.6296 | 1.552 | 1.6296
428056 - CFL, 14W w/Reflector | 0.03772 | 0.032537 | 0.042857 | 258.687 | 664.8256 | -3.0116 | -7.7398 | 0.037505 | 0.95351 | 0.037505 | 0.95351 | 0.041079 | 0.95351 | 0.041079 | 0.95351 | 1.3518 | 1.4194 | 1.3518 | 1.4194
428056 - CFL, 14W w/Reflector | 0.55886 | 0.48206 | 0.9704 | 3832.686 | 12877.825 | -2.7202 | -9.1398 | 0.046755 | 1.0312 | 0.046755 | 1.0312 | 0.050013 | 1.0312 | 0.050013 | 1.0312 | 1.6733 | 1.757 | 1.6733 | 1.757
428057 - CFL, 18W w/Reflector | 0.66995 | 0.57789 | 0.83423 | 4594.59 | 9510.8013 | -17.7477 | -36.7378 | 0.065946 | 0.9933 | 0.065946 | 0.9933 | 0.068238 | 0.9933 | 0.068238 | 0.9933 | 2.2904 | 2.405 | 2.2904 | 2.405
428057 - CFL, 18W w/Reflector | 1.0929 | 0.94275 | 1.4595 | 7495.488 | 18663.7651 | -11.3513 | -28.2648 | 0.060769 | 0.98143 | 0.060769 | 0.98143 | 0.063132 | 0.98143 | 0.063132 | 0.98143 | 2.1947 | 2.3044 | 2.1947 | 2.3044
428057 - CFL, 18W w/Reflector | 0.017546 | 0.015135 | 0.019884 | 120.3345 | 309.2597 | -1.39 | -3.5722 | 0.059889 | 0.95351 | 0.059889 | 0.95351 | 0.06245 | 0.95351 | 0.06245 | 0.95351 | 1.9087 | 2.0042 | 1.9087 | 2.0042
428057 - CFL, 18W w/Reflector | 2.5822 | 2.2274 | 4.4051 | 17709.12 | 59502.6432 | -10.548 | -35.4413 | 0.067881 | 1.0312 | 0.067881 | 1.0312 | 0.070183 | 1.0312 | 0.070183 | 1.0312 | 2.3924 | 2.5122 | 2.3924 | 2.5122
428057 - CFL, 18W w/Reflector | 0.33441 | 0.28846 | 0.74884 | 2293.434 | 8898.5239 | -3.3185 | -12.8759 | 0.070296 | 0.96871 | 0.070296 | 0.96871 | 0.07281 | 0.96871 | 0.07281 | 0.96871 | 2.3054 | 2.4206 | 2.3054 | 2.4206
428057 - CFL, 18W w/Reflector | 0.2525 | 0.2178 | 0.30785 | 1731.6585 | 7532.7145 | -8.0071 | -34.8308 | 0.066241 | 1.0424 | 0.066241 | 1.0424 | 0.068811 | 1.0424 | 0.068811 | 1.0424 | 2.1382 | 2.2452 | 2.1382 | 2.2452
428057 - CFL, 18W w/Reflector | 0.05536 | 0.047753 | 0.0029762 | 379.665 | 1693.3059 | -1.4318 | -6.3858 | 0.067469 | 1.0204 | 0.067469 | 1.0204 | 0.069963 | 1.0204 | 0.069963 | 1.0204 | 2.2146 | 2.3254 | 2.2146 | 2.3254
428057 - CFL, 18W w/Reflector | 0.047094 | 0.040622 | 0.040225 | 322.9726 | 2357.7003 | -0.8018 | -5.8531 | 0.07106 | 1.091 | 0.07106 | 1.091 | 0.073814 | 1.091 | 0.073814 | 1.091 | 2.1816 | 2.2907 | 2.1816 | 2.2907
428057 - CFL, 18W w/Reflector | 3.7033 | 3.1944 | 4.6077 | 25397.658 | 52573.1521 | -91.9536 | -190.3439 | 0.066138 | 0.9933 | 0.066138 | 0.9933 | 0.068445 | 0.9933 | 0.068445 | 0.9933 | 2.2924 | 2.4071 | 2.2924 | 2.4071
428057 - CFL, 18W w/Reflector | 0.023176 | 0.019991 | 0.029086 | 158.9445 | 330.6046 | -0.72715 | -1.5125 | 0.064923 | 0.99828 | 0.064923 | 0.99828 | 0.067279 | 0.99828 | 0.067279 | 0.99828 | 2.2201 | 2.3311 | 2.2201 | 2.3311
428057 - CFL, 18W w/Reflector | 4.6255 | 3.9899 | 6.1766 | 31721.976 | 78987.7202 | -34.0096 | -84.684 | 0.063394 | 0.97896 | 0.063394 | 0.97896 | 0.065689 | 0.97896 | 0.065689 | 0.97896 | 2.2948 | 2.4096 | 2.2948 | 2.4096
428057 - CFL, 18W w/Reflector | 0.27023 | 0.2331 | 0.29035 | 1853.28 | 4762.9296 | -25.9459 | -66.681 | 0.060865 | 0.95351 | 0.060865 | 0.95351 | 0.063413 | 0.95351 | 0.063413 | 0.95351 | 1.8883 | 1.9827 | 1.8883 | 1.9827
428057 - CFL, 18W w/Reflector | 0.28703 | 0.24759 | 0.45238 | 1968.4665 | 6554.9934 | -3.5579 | -11.8478 | 0.067357 | 1.0395 | 0.067357 | 1.0395 | 0.069713 | 1.0395 | 0.069713 | 1.0395 | 2.3232 | 2.4394 | 2.3232 | 2.4394
428057 - CFL, 18W w/Reflector | 3.0326 | 2.6159 | 5.0955 | 20797.92 | 69881.0112 | -6.4344 | -21.6194 | 0.068475 | 1.0312 | 0.068475 | 1.0312 | 0.070775 | 1.0312 | 0.070775 | 1.0312 | 2.4122 | 2.5329 | 2.4122 | 2.5329
428057 - CFL, 18W w/Reflector | 0.10978 | 0.094696 | 0.24961 | 752.895 | 2921.2326 | -0.89768 | -3.483 | 0.072259 | 0.96871 | 0.072259 | 0.96871 | 0.074705 | 0.96871 | 0.074705 | 0.96871 | 2.3859 | 2.5053 | 2.3859 | 2.5053
428057 - CFL, 18W w/Reflector | 0.022895 | 0.019749 | 0.05148 | 157.014 | 673.5901 | -0.65508 | -2.8103 | 0.068527 | 1.0548 | 0.068527 | 1.0548 | 0.071021 | 1.0548 | 0.071021 | 1.0548 | 2.2245 | 2.3358 | 2.2245 | 2.3358
428057 - CFL, 18W w/Reflector | 2.8763 | 2.481 | 3.9789 | 19725.849 | 85807.4432 | -68.1132 | -296.2924 | 0.068693 | 1.0208 | 0.068693 | 1.0208 | 0.071217 | 1.0208 | 0.071217 | 1.0208 | 2.2294 | 2.3409 | 2.2294 | 2.3409
428057 - CFL, 18W w/Reflector | 0.15501 | 0.13371 | 0.32703 | 1063.062 | 4741.2565 | -3.4504 | -15.389 | 0.068074 | 1.0204 | 0.068074 | 1.0204 | 0.070568 | 1.0204 | 0.070568 | 1.0204 | 2.2364 | 2.3482 | 2.2364 | 2.3482
428057 - CFL, 18W w/Reflector | 4.5816 | 3.952 | 6.1699 | 31420.8179 | 78237.8367 | -42.659 | -106.2208 | 0.059512 | 0.98143 | 0.059512 | 0.98143 | 0.061884 | 0.98143 | 0.061884 | 0.98143 | 2.1677 | 2.2761 | 2.1677 | 2.2761
428057 - CFL, 18W w/Reflector | 1.4472 | 1.2483 | 2.5093 | 9924.7005 | 33346.9937 | -4.3881 | -14.744 | 0.065401 | 1.0312 | 0.065401 | 1.0312 | 0.067768 | 1.0312 | 0.067768 | 1.0312 | 2.3065 | 2.4218 | 2.3065 | 2.4218
428058 - CFL, 23W w/Reflector | 3.8542 | 3.3246 | 4.7919 | 26432.406 | 54715.0804 | -102.1621 | -211.4755 | 0.076429 | 0.9933 | 0.076429 | 0.9933 | 0.078221 | 0.9933 | 0.078221 | 0.9933 | 2.9281 | 3.0745 | 2.9281 | 3.0745
428058 - CFL, 23W w/Reflector | 0.17959 | 0.15491 | 0.22703 | 1231.659 | 2561.8507 | -5.5985 | -11.6448 | 0.07716 | 0.96483 | 0.07716 | 0.96483 | 0.078934 | 0.96483 | 0.078934 | 0.96483 | 2.9528 | 3.1005 | 2.9528 | 3.1005
428058 - CFL, 23W w/Reflector | 0.05461 | 0.047105 | 0.067053 | 374.517 | 861.3891 | -0.82883 | -1.9063 | 0.072419 | 1.0556 | 0.072419 | 1.0556 | 0.074279 | 1.0556 | 0.074279 | 1.0556 | 2.7946 | 2.9343 | 2.7946 | 2.9343
428058 - CFL, 23W w/Reflector | 1.6162 | 1.3941 | 2.1625 | 11084.2875 | 27599.8759 | -16.8565 | -41.9726 | 0.074706 | 0.97082 | 0.074706 | 0.97082 | 0.076496 | 0.97082 | 0.076496 | 0.97082 | 2.9497 | 3.0973 | 2.9497 | 3.0973
428058 - CFL, 23W w/Reflector | 0.022426 | 0.019344 | 0.025418 | 153.7965 | 395.257 | -1.7761 | -4.5645 | 0.073386 | 0.95351 | 0.073386 | 0.95351 | 0.075305 | 0.95351 | 0.075305 | 0.95351 | 2.5483 | 2.6757 | 2.5483 | 2.6757
428058 - CFL, 23W w/Reflector | 2.8853 | 2.4888 | 4.9131 | 19787.625 | 66486.42 | -11.776 | -39.5675 | 0.077742 | 1.0312 | 0.077742 | 1.0312 | 0.079575 | 1.0312 | 0.079575 | 1.0312 | 3.0061 | 3.1565 | 3.0061 | 3.1565
428058 - CFL, 23W w/Reflector | 0.015857 | 0.013678 | 0.035457 | 108.7515 | 421.9558 | -0.15701 | -0.60921 | 0.081851 | 0.96871 | 0.081851 | 0.96871 | 0.083814 | 0.96871 | 0.083814 | 0.96871 | 2.9516 | 3.0992 | 2.9516 | 3.0992
428058 - CFL, 23W w/Reflector | 0.59113 | 0.5099 | 0.71892 | 4054.05 | 17635.1175 | -18.7027 | -81.3567 | 0.078113 | 1.0424 | 0.078113 | 1.0424 | 0.080117 | 1.0424 | 0.080117 | 1.0424 | 2.7416 | 2.8787 | 2.7416 | 2.8787
428058 - CFL, 23W w/Reflector | 0.15471 | 0.13345 | 0.13205 | 1061.0028 | 7745.3204 | -2.6293 | -19.1942 | 0.083627 | 1.091 | 0.083627 | 1.091 | 0.085783 | 1.091 | 0.085783 | 1.091 | 2.7872 | 2.9265 | 2.7872 | 2.9265
428058 - CFL, 23W w/Reflector | 0.24246 | 0.20914 | 0.30167 | 1662.804 | 3442.0043 | -6.0232 | -12.4679 | 0.076737 | 0.9933 | 0.076737 | 0.9933 | 0.078536 | 0.9933 | 0.078536 | 0.9933 | 2.9351 | 3.0819 | 2.9351 | 3.0819
428058 - CFL, 23W w/Reflector | 1.0692 | 0.92227 | 1.4306 | 7332.6825 | 18258.3794 | -7.8584 | -19.5675 | 0.075941 | 0.96424 | 0.075941 | 0.96424 | 0.077752 | 0.96424 | 0.077752 | 0.96424 | 2.9696 | 3.1181 | 2.9696 | 3.1181
428058 - CFL, 23W w/Reflector | 5.7706 | 4.9776 | 9.6718 | 39575.25 | 132972.84 | -12.2008 | -40.9946 | 0.078296 | 1.0312 | 0.078296 | 1.0312 | 0.080128 | 1.0312 | 0.080128 | 1.0312 | 3.0284 | 3.18 | 3.0284 | 3.18
428058 - CFL, 23W w/Reflector | 0.046728 | 0.040307 | 0.10637 | 320.463 | 1243.3964 | -0.38224 | -1.4831 | 0.081597 | 0.96871 | 0.081597 | 0.96871 | 0.083596 | 0.96871 | 0.083596 | 0.96871 | 2.9167 | 3.0625 | 2.9167 | 3.0625
428058 - CFL, 23W w/Reflector | 4.335 | 3.7393 | 5.9856 | 29729.7 | 129324.195 | -102.4684 | -445.7374 | 0.078966 | 1.0372 | 0.078966 | 1.0372 | 0.080966 | 1.0372 | 0.080966 | 1.0372 | 2.7951 | 2.9349 | 2.7951 | 2.9349
428058 - CFL, 23W w/Reflector | 0.2267 | 0.19554 | 0.4767 | 1554.696 | 6933.9442 | -5.045 | -22.5009 | 0.079521 | 1.0204 | 0.079521 | 1.0204 | 0.08147 | 1.0204 | 0.08147 | 1.0204 | 2.8619 | 3.005 | 2.8619 | 3.005
428058 - CFL, 23W w/Reflector | 0.36031 | 0.3108 | 0.45637 | 2471.04 | 5115.0528 | -11.4286 | -23.6571 | 0.074623 | 0.9933 | 0.074623 | 0.9933 | 0.076449 | 0.9933 | 0.076449 | 0.9933 | 2.8258 | 2.9671 | 2.8258 | 2.9671
428058 - CFL, 23W w/Reflector | 1.3739 | 1.1851 | 1.862 | 9422.127 | 23461.0963 | -23.4485 | -58.3867 | 0.069742 | 0.98143 | 0.069742 | 0.98143 | 0.071627 | 0.98143 | 0.071627 | 0.98143 | 2.6998 | 2.8347 | 2.6998 | 2.8347
428058 - CFL, 23W w/Reflector | 0.022238 | 0.019182 | 0.025225 | 152.5095 | 391.9494 | -1.7761 | -4.5645 | 0.070125 | 0.95351 | 0.070125 | 0.95351 | 0.072145 | 0.95351 | 0.072145 | 0.95351 | 2.3908 | 2.5103 | 2.3908 | 2.5103
428058 - CFL, 23W w/Reflector | 0.4745 | 0.4093 | 0.82529 | 3254.1795 | 10934.0431 | -2.1207 | -7.1256 | 0.076236 | 1.0312 | 0.076236 | 1.0312 | 0.078089 | 1.0312 | 0.078089 | 1.0312 | 2.9437 | 3.0911 | 2.9437 | 3.0911
428058 - CFL, 23W w/Reflector | 0.086137 | 0.0743 | 0.18031 | 590.733 | 2634.6692 | -1.8919 | -8.4378 | 0.078339 | 1.0204 | 0.078339 | 1.0204 | 0.080262 | 1.0204 | 0.080262 | 1.0204 | 2.8584 | 3.0013 | 2.8584 | 3.0013
428059 - CFL, 13W Globe (dimmable,Reflective) | 0.070373 | 0.060703 | 0.093951 | 482.625 | 1201.7363 | -0.51802 | -1.2899 | 0.059181 | 0.9299 | 0.059181 | 0.9299 | 0.06206 | 0.9299 | 0.06206 | 0.9299 | 1.9624 | 2.0605 | 1.9624 | 2.0605
428059 - CFL, 13W Globe (dimmable,Reflective) | 0.012198 | 0.010522 | 0.013063 | 83.655 | 214.9933 | -1.1712 | -3.0099 | 0.050806 | 0.96252 | 0.050806 | 0.96252 | 0.054033 | 0.96252 | 0.054033 | 0.96252 | 1.5508 | 1.6284 | 1.5508 | 1.6284
428059 - CFL, 13W Globe (dimmable,Reflective) | 0.076191 | 0.065721 | 0.12748 | 522.522 | 1755.6739 | -0.16081 | -0.54032 | 0.050417 | 1.0312 | 0.050417 | 1.0312 | 0.053575 | 1.0312 | 0.053575 | 1.0312 | 1.7554 | 1.8432 | 1.7554 | 1.8432
428060 - CF Hardwired Fixture 28W | 0.075065 | 0.064749 | 0.0936 | 514.8 | 1065.636 | -1.989 | -4.1172 | -0.014998 | 0.9933 | -0.014998 | 0.9933 | -0.0088513 | 0.9933 | -0.0088513 | 0.9933 | 0.85407 | 0.89678 | 0.85407 | 0.89678
428060 - CF Hardwired Fixture 28W | 0.11032 | 0.095162 | 0.13942 | 756.6 | 1573.728 | -3.432 | -7.1386 | -0.01721 | 0.99828 | -0.01721 | 0.99828 | -0.010965 | 0.99828 | -0.010965 | 0.99828 | 0.83425 | 0.87596 | 0.83425 | 0.87596
428060 - CF Hardwired Fixture 28W | 0.42859 | 0.36969 | 0.5733 | 2939.3 | 7318.857 | -4.4681 | -11.1256 | -0.018695 | 0.98143 | -0.018695 | 0.98143 | -0.012548 | 0.98143 | -0.012548 | 0.98143 | 0.84362 | 0.8858 | 0.84362 | 0.8858
428060 - CF Hardwired Fixture 28W | 0.055161 | 0.047581 | 0.06253 | 378.3 | 972.231 | -4.368 | -11.2258 | -0.026582 | 0.95351 | -0.026582 | 0.95351 | -0.019903 | 0.95351 | -0.019903 | 0.95351 | 0.73198 | 0.76858 | 0.73198 | 0.76858
428060 - CF Hardwired Fixture 28W | 0.4248 | 0.36642 | 0.7254 | 2913.3 | 9788.688 | -1.7316 | -5.8182 | -0.0096157 | 1.0312 | -0.0096157 | 1.0312 | -0.0036249 | 1.0312 | -0.0036249 | 1.0312 | 0.91869 | 0.96463 | 0.91869 | 0.96463
428060 - CF Hardwired Fixture 28W | 0.42461 | 0.36626 | 0.3614 | 2912 | 21257.6 | -7.176 | -52.3848 | -0.025319 | 1.091 | -0.025319 | 1.091 | -0.017975 | 1.091 | -0.017975 | 1.091 | 0.8184 | 0.85932 | 0.8184 | 0.85932
428060 - CF Hardwired Fixture 28W | 0.26074 | 0.22491 | 0.32487 | 1788.15 | 3701.4705 | -6.461 | -13.3743 | -0.014578 | 0.9933 | -0.014578 | 0.9933 | -0.0084296 | 0.9933 | -0.0084296 | 0.9933 | 0.85929 | 0.90226 | 0.85929 | 0.90226
428060 - CF Hardwired Fixture 28W | 0.032983 | 0.02845 | 0.041275 | 226.2 | 538.356 | -1.0205 | -2.4288 | -0.017536 | 1.0229 | -0.017536 | 1.0229 | -0.011387 | 1.0229 | -0.011387 | 1.0229 | 0.82846 | 0.86988 | 0.82846 | 0.86988
428060 - CF Hardwired Fixture 28W | 1.0102 | 0.87142 | 1.3514 | 6928.35 | 17251.5915 | -7.4217 | -18.48 | -0.01965 | 0.98143 | -0.01965 | 0.98143 | -0.013421 | 0.98143 | -0.013421 | 0.98143 | 0.84172 | 0.88381 | 0.84172 | 0.88381
428060 - CF Hardwired Fixture 28W | 0.13269 | 0.11446 | 0.14235 | 910 | 2338.7 | -12.74 | -32.7418 | -0.035237 | 0.95351 | -0.035237 | 0.95351 | -0.028113 | 0.95351 | -0.028113 | 0.95351 | 0.67522 | 0.70898 | 0.67522 | 0.70898
428060 - CF Hardwired Fixture 28W | 0.826 | 0.71249 | 1.3877 | 5664.75 | 19033.56 | -1.7517 | -5.8859 | -0.010817 | 1.0312 | -0.010817 | 1.0312 | -0.0047428 | 1.0312 | -0.0047428 | 1.0312 | 0.9127 | 0.95833 | 0.9127 | 0.95833
428060 - CF Hardwired Fixture 28W | 0.11487 | 0.099086 | 0.26169 | 787.8 | 3056.664 | -0.9399 | -3.6468 | -0.020067 | 0.96871 | -0.020067 | 0.96871 | -0.013228 | 0.96871 | -0.013228 | 0.96871 | 0.85224 | 0.89485 | 0.85224 | 0.89485
428060 - CF Hardwired Fixture 28W | 0.63824 | 0.55053 | 0.88504 | 4377.1 | 19040.385 | -15.1275 | -65.8044 | -0.023738 | 1.0424 | -0.023738 | 1.0424 | -0.016859 | 1.0424 | -0.016859 | 1.0424 | 0.81075 | 0.85129 | 0.81075 | 0.85129
428060 - CF Hardwired Fixture 28W | 0.1561 | 0.13465 | 0.32994 | 1070.55 | 4774.653 | -3.4925 | -15.5763 | -0.020203 | 1.0204 | -0.020203 | 1.0204 | -0.013505 | 1.0204 | -0.013505 | 1.0204 | 0.8327 | 0.87433 | 0.8327 | 0.87433
428060 - CF Hardwired Fixture 28W | 0.036585 | 0.031557 | 0.044915 | 250.9 | 519.363 | -1.6055 | -3.3234 | -0.019442 | 0.9933 | -0.019442 | 0.9933 | -0.013136 | 0.9933 | -0.013136 | 0.9933 | 0.80518 | 0.84544 | 0.80518 | 0.84544
428060 - CF Hardwired Fixture 28W | 0.091272 | 0.078729 | 0.12382 | 625.95 | 1558.6155 | -0.91975 | -2.2902 | -0.020391 | 0.98143 | -0.020391 | 0.98143 | -0.014213 | 0.98143 | -0.014213 | 0.98143 | 0.8317 | 0.87328 | 0.8317 | 0.87328
428060 - CF Hardwired Fixture 28W | 0.027391 | 0.023627 | 0.031005 | 187.85 | 482.7745 | -2.184 | -5.6129 | -0.032373 | 0.95351 | -0.032373 | 0.95351 | -0.025471 | 0.95351 | -0.025471 | 0.95351 | 0.70015 | 0.73516 | 0.70015 | 0.73516
428060 - CF Hardwired Fixture 28W | 0.11705 | 0.10097 | 0.20312 | 802.75 | 2697.24 | -0.35425 | -1.1903 | -0.018156 | 1.0312 | -0.018156 | 1.0312 | -0.01181 | 1.0312 | -0.01181 | 1.0312 | 0.86035 | 0.90337 | 0.86035 | 0.90337
428061 - Lighting - Standard Tier 5' Case Door | 12.8284 | 10.6686 | 12.5213 | 81209.25 | 1299348 | 0 | 0 | -0.010956 | 0 | -0.010956 | 0 | -0.0032449 | 0 | -0.0032449 | 0 | 0.93234 | 0.97896 | 0.93234 | 0.97896
428062 - Lighting - Standard Tier 6' Case Door | 116.0167 | 96.484 | 112.6237 | 734433.75 | 11750940 | 0 | 0 | 0.059407 | 0 | 0.059407 | 0 | 0.063785 | 0 | 0.063785 | 0 | 1.6461 | 1.7284 | 1.6461 | 1.7284
428066 - LED OPEN Sign Replacing Neon OPEN Sign | 0.60786 | 0.50552 | 0.53548 | 3848 | 61568 | -13.5967 | -217.547 | 0.052024 | 1.2368 | 0.052024 | 1.2368 | 0.056873 | 1.2368 | 0.056873 | 1.2368 | 1.468 | 1.5414 | 1.468 | 1.5414
428066 - LED OPEN Sign Replacing Neon OPEN Sign | 1.1399 | 0.94802 | 1.0005 | 7216.3 | 115460.7998 | -24.148 | -386.3683 | 0.052289 | 1.2368 | 0.052289 | 1.2368 | 0.057157 | 1.2368 | 0.057157 | 1.2368 | 1.471 | 1.5445 | 1.471 | 1.5445
428066 - LED OPEN Sign Replacing Neon OPEN Sign | 0.35763 | 0.29742 | 0.31895 | 2263.95 | 36223.1999 | -7.6498 | -122.3976 | 0.047737 | 1.2368 | 0.047737 | 1.2368 | 0.052701 | 1.2368 | 0.052701 | 1.2368 | 1.4178 | 1.4887 | 1.4178 | 1.4887
428069 - Lighting - Occupancy Sensor - Wall Mounted Lighting Sensor | 8.0226 | 6.6719 | 10.9672 | 50786.2503 | 406290.0021 | -105.6976 | -845.5809 | -0.072539 | 1.0698 | -0.072539 | 1.0698 | -0.062514 | 1.0698 | -0.062514 | 1.0698 | 0.64482 | 0.67707 | 0.64482 | 0.67707
428069 - Lighting - Occupancy Sensor - Wall Mounted Lighting Sensor | 13.5803 | 11.2939 | 19.553 | 85968.7499 | 687749.9992 | -137.9479 | -1103.5831 | -0.061866 | 1.0715 | -0.061866 | 1.0715 | -0.052311 | 1.0715 | -0.052311 | 1.0715 | 0.68312 | 0.71728 | 0.68312 | 0.71728
428069 - Lighting - Occupancy Sensor - Wall Mounted Lighting Sensor | 0.37877 | 0.315 | 0.54346 | 2397.75 | 19182 | -11.2275 | -89.82 | -0.077946 | 1.0738 | -0.077946 | 1.0738 | -0.067724 | 1.0738 | -0.067724 | 1.0738 | 0.6134 | 0.64408 | 0.6134 | 0.64408
428071 - Lighting - 2 Ft 4th Gen. T-8 with Elec. Ballast (1 Lamp) | 0.036685 | 0.030508 | 0.040717 | 232.2295 | 3311.5926 | -2.4329 | -34.6929 | -0.0067258 | 1.2088 | -0.0067258 | 1.2088 | 0.00074607 | 1.2088 | 0.00074607 | 1.2088 | 0.87643 | 0.92025 | 0.87643 | 0.92025
428071 - Lighting - 2 Ft 4th Gen. T-8 with Elec. Ballast (1 Lamp) | 0.064727 | 0.05383 | 0.074474 | 409.7518 | 5937.3042 | -1.9944 | -28.8984 | 0.0073834 | 1.1983 | 0.0073834 | 1.1983 | 0.014181 | 1.1983 | 0.014181 | 1.1983 | 1.0109 | 1.0614 | 1.0109 | 1.0614
428071 - Lighting - 2 Ft 4th Gen. T-8 with Elec. Ballast (1 Lamp) | 0.69101 | 0.57467 | 1.0646 | 4374.3852 | 65615.7787 | -5.0482 | -75.7234 | -0.10425 | 1.2141 | -0.10425 | 1.2141 | -0.092052 | 1.2141 | -0.092052 | 1.2141 | 0.58757 | 0.61695 | 0.58757 | 0.61695
428071 - Lighting - 2 Ft 4th Gen. T-8 with Elec. Ballast (1 Lamp) | 0.029697 | 0.024697 | 0.03134 | 187.9953 | 2680.8131 | -2.396 | -34.1672 | -0.014478 | 1.2196 | -0.014478 | 1.2196 | -0.0066039 | 1.2196 | -0.0066039 | 1.2196 | 0.81844 | 0.85936 | 0.81844 | 0.85936
428071 - Lighting - 2 Ft 4th Gen. T-8 with Elec. Ballast (1 Lamp) | 0.0064288 | 0.0053464 | 0.0074461 | 40.6967 | 588.4736 | -0.19258 | -2.7847 | 0.0060054 | 1.2099 | 0.0060054 | 1.2099 | 0.012907 | 1.2099 | 0.012907 | 1.2099 | 1.0019 | 1.052 | 1.0019 | 1.052
428071 - Lighting - 2 Ft 4th Gen. T-8 with Elec. Ballast (1 Lamp) | 0.46191 | 0.38415 | 0.54054 | 2924.1052 | 42370.2841 | -13.8373 | -200.5022 | 0.0056469 | 1.2056 | 0.0056469 | 1.2056 | 0.012564 | 1.2056 | 0.012564 | 1.2056 | 0.9996 | 1.0496 | 0.9996 | 1.0496
428071 - Lighting - 2 Ft 4th Gen. T-8 with Elec. Ballast (1 Lamp) | 2.3373 | 1.9438 | 4.2838 | 14795.9762 | 221939.643 | -16.9831 | -254.7461 | -0.10048 | 1.2143 | -0.10048 | 1.2143 | -0.088424 | 1.2143 | -0.088424 | 1.2143 | 0.59748 | 0.62735 | 0.59748 | 0.62735
428071 - Lighting - 2 Ft 4th Gen. T-8 with Elec. Ballast (1 Lamp) | 0.22158 | 0.18427 | 0.40512 | 1402.6698 | 21040.0465 | -0.66834 | -10.0252 | -0.098115 | 1.2166 | -0.098115 | 1.2166 | -0.086283 | 1.2166 | -0.086283 | 1.2166 | 0.60268 | 0.63282 | 0.60268 | 0.63282
428072 - Lighting - 3 Ft 4th Gen. T-8 with Elec. Ballast (1 Lamp) | 0.2668 | 0.22188 | 0.29612 | 1688.9418 | 24084.3101 | -17.6937 | -252.3118 | 0.061525 | 1.2088 | 0.061525 | 1.2088 | 0.065748 | 1.2088 | 0.065748 | 1.2088 | 1.5511 | 1.6287 | 1.5511 | 1.6287
428072 - Lighting - 3 Ft 4th Gen. T-8 with Elec. Ballast (1 Lamp) | 0.15299 | 0.12723 | 0.17603 | 968.5044 | 14033.6281 | -4.714 | -68.3053 | 0.071399 | 1.1828 | 0.071399 | 1.1828 | 0.075141 | 1.1828 | 0.075141 | 1.1828 | 1.8355 | 1.9273 | 1.8355 | 1.9273
428072 - Lighting - 3 Ft 4th Gen. T-8 with Elec. Ballast (1 Lamp) | 1.1269 | 0.9372 | 1.9361 | 7133.9609 | 107009.4133 | -9.9409 | -149.114 | 0.021563 | 1.2127 | 0.021563 | 1.2127 | 0.027765 | 1.2127 | 0.027765 | 1.2127 | 1.1526 | 1.2102 | 1.1526 | 1.2102
428072 - Lighting - 3 Ft 4th Gen. T-8 with Elec. Ballast (1 Lamp) | 0.12959 | 0.10777 | 0.13676 | 820.3432 | 11698.0935 | -10.4554 | -149.0933 | 0.059628 | 1.2196 | 0.059628 | 1.2196 | 0.063973 | 1.2196 | 0.063973 | 1.2196 | 1.4831 | 1.5572 | 1.4831 | 1.5572
428072 - Lighting - 3 Ft 4th Gen. T-8 with Elec. Ballast (1 Lamp) | 0.1052 | 0.087487 | 0.12185 | 665.9453 | 9629.5687 | -3.1513 | -45.5685 | 0.065152 | 1.2099 | 0.065152 | 1.2099 | 0.069237 | 1.2099 | 0.069237 | 1.2099 | 1.6927 | 1.7773 | 1.6927 | 1.7773
428072 - Lighting - 3 Ft 4th Gen. T-8 with Elec. Ballast (1 Lamp) | 0.093316 | 0.077605 | 0.1092 | 590.7283 | 8559.6534 | -2.7954 | -40.5055 | 0.069125 | 1.1916 | 0.069125 | 1.1916 | 0.073009 | 1.1916 | 0.073009 | 1.1916 | 1.7782 | 1.8671 | 1.7782 | 1.8671
428072 - Lighting - 3 Ft 4th Gen. T-8 with Elec. Ballast (1 Lamp) | 2.1523 | 1.7899 | 3.8121 | 13624.6505 | 204369.7581 | -8.538 | -128.0705 | 0.024086 | 1.2135 | 0.024086 | 1.2135 | 0.030203 | 1.2135 | 0.030203 | 1.2135 | 1.1816 | 1.2407 | 1.1816 | 1.2407
428072 - Lighting - 3 Ft 4th Gen. T-8 with Elec. Ballast (1 Lamp) | 0.14571 | 0.12118 | 0.27777 | 922.3851 | 13835.7765 | -1.6574 | -24.8615 | -0.0047567 | 1.2166 | -0.0047567 | 1.2166 | 0.0026263 | 1.2166 | 0.0026263 | 1.2166 | 0.95522 | 1.003 | 0.95522 | 1.003
428073 - Lighting - 4 Ft 4th Gen. T-8 with Elec. Ballast (1 Lamp) | 1.0232 | 0.85091 | 1.1356 | 6477.0997 | 92363.4417 | -67.8553 | -967.617 | -0.044364 | 1.1604 | -0.044364 | 1.1604 | -0.035305 | 1.1604 | -0.035305 | 1.1604 | 0.70291 | 0.73806 | 0.70291 | 0.73806
428073 - Lighting - 4 Ft 4th Gen. T-8 with Elec. Ballast (1 Lamp) | 0.18337 | 0.1525 | 0.21098 | 1160.817 | 16820.2386 | -5.65 | -81.8684 | -0.028211 | 1.1524 | -0.028211 | 1.1524 | -0.019918 | 1.1524 | -0.019918 | 1.1524 | 0.8058 | 0.84609 | 0.8058 | 0.84609
428073 - Lighting - 4 Ft 4th Gen. T-8 with Elec. Ballast (1 Lamp) | 4.2149 | 3.5053 | 7.4042 | 26682.0735 | 400231.1031 | -29.0453 | -435.6789 | -0.14982 | 1.1673 | -0.14982 | 1.1673 | -0.13569 | 1.1673 | -0.13569 | 1.1673 | 0.49093 | 0.51547 | 0.49093 | 0.51547
428073 - Lighting - 4 Ft 4th Gen. T-8 with Elec. Ballast (1 Lamp) | 0.19691 | 0.16376 | 0.2078 | 1246.5362 | 17775.6058 | -15.8872 | -226.5518 | -0.049893 | 1.1604 | -0.049893 | 1.1604 | -0.040539 | 1.1604 | -0.040539 | 1.1604 | 0.67072 | 0.70426 | 0.67072 | 0.70426
428073 - Lighting - 4 Ft 4th Gen. T-8 with Elec. Ballast (1 Lamp) | 0.27767 | 0.23092 | 0.32494 | 1757.776 | 25470.1745 | -8.318 | -120.5285 | -0.027229 | 1.1509 | -0.027229 | 1.1509 | -0.018957 | 1.1509 | -0.018957 | 1.1509 | 0.81189 | 0.85248 | 0.81189 | 0.85248
428073 - Lighting - 4 Ft 4th Gen. T-8 with Elec. Ballast (1 Lamp) | 7.5688 | 6.2945 | 13.4564 | 47913.3775 | 718700.6618 | -39.0612 | -585.9185 | -0.14486 | 1.1662 | -0.14486 | 1.1662 | -0.13094 | 1.1662 | -0.13094 | 1.1662 | 0.50131 | 0.52637 | 0.50131 | 0.52637
428073 - Lighting - 4 Ft 4th Gen. T-8 with Elec. Ballast (1 Lamp) | 0.047344 | 0.039373 | 0.052955 | 299.7041 | 4273.7801 | -3.4917 | -49.7916 | -0.050444 | 1.1604 | -0.050444 | 1.1604 | -0.041181 | 1.1604 | -0.041181 | 1.1604 | 0.67119 | 0.70475 | 0.67119 | 0.70475
428073 - Lighting - 4 Ft 4th Gen. T-8 with Elec. Ballast (1 Lamp) | 0.020014 | 0.016644 | 0.023632 | 126.6968 | 1835.8373 | -0.74192 | -10.7504 | -0.038093 | 1.1524 | -0.038093 | 1.1524 | -0.029415 | 1.1524 | -0.029415 | 1.1524 | 0.75393 | 0.79163 | 0.75393 | 0.79163
428073 - Lighting - 4 Ft 4th Gen. T-8 with Elec. Ballast (1 Lamp) | 1.2439 | 1.0344 | 2.0836 | 7874.1865 | 118112.7981 | -14.1965 | -212.9479 | -0.19215 | 1.1675 | -0.19215 | 1.1675 | -0.17608 | 1.1675 | -0.17608 | 1.1675 | 0.42415 | 0.44535 | 0.42415 | 0.44535
428074 - Lighting - 4 Ft 4th Gen. T-8 with Elec. Ballast (2-Lamp) | 1.5508 | 1.2897 | 1.7213 | 9817.4184 | 139996.3858 | -102.8491 | -1466.6288 | 0.046515 | 1.1513 | 0.046515 | 1.1513 | 0.051215 | 1.1513 | 0.051215 | 1.1513 | 1.3491 | 1.4165 | 1.3491 | 1.4165
428074 - Lighting - 4 Ft 4th Gen. T-8 with Elec. Ballast (2-Lamp) | 0.21448 | 0.17837 | 0.25251 | 1357.7577 | 19633.1768 | -6.4251 | -92.907 | 0.054587 | 1.1434 | 0.054587 | 1.1434 | 0.058898 | 1.1434 | 0.058898 | 1.1434 | 1.5432 | 1.6204 | 1.5432 | 1.6204
428074 - Lighting - 4 Ft 4th Gen. T-8 with Elec. Ballast (2-Lamp) | 1.3065 | 1.0865 | 1.5032 | 8270.4241 | 119838.4451 | -40.2543 | -583.2845 | 0.05886 | 1.1414 | 0.05886 | 1.1414 | 0.062959 | 1.1414 | 0.062959 | 1.1414 | 1.6193 | 1.7003 | 1.6193 | 1.7003
428074 - Lighting - 4 Ft 4th Gen. T-8 with Elec. Ballast (2-Lamp) | 29.9076 | 24.8723 | 51.9788 | 189327.5056 | 2839912.5837 | -201.632 | -3024.4802 | -0.0062614 | 1.1585 | -0.0062614 | 1.1585 | 0.00099168 | 1.1585 | 0.00099168 | 1.1585 | 0.95079 | 0.99833 | 0.95079 | 0.99833
428074 - Lighting - 4 Ft 4th Gen. T-8 with Elec. Ballast (2-Lamp) | 0.36497 | 0.30352 | 0.39483 | 2310.3924 | 30751.3232 | -9.8443 | -131.0274 | 0.053328 | 1.1521 | 0.053328 | 1.1521 | 0.057591 | 1.1521 | 0.057591 | 1.1521 | 1.5408 | 1.6178 | 1.5408 | 1.6178
428074 - Lighting - 4 Ft 4th Gen. T-8 with Elec. Ballast (2-Lamp) | 3.7977 | 3.1583 | 4.0079 | 24040.9876 | 342824.4829 | -306.4047 | -4369.3316 | 0.045446 | 1.1483 | 0.045446 | 1.1483 | 0.050222 | 1.1483 | 0.050222 | 1.1483 | 1.3072 | 1.3726 | 1.3072 | 1.3726
428074 - Lighting - 4 Ft 4th Gen. T-8 with Elec. Ballast (2-Lamp) | 0.60958 | 0.50695 | 0.70607 | 3858.8904 | 55799.555 | -18.2608 | -264.0515 | 0.065338 | 1.1428 | 0.065338 | 1.1428 | 0.069166 | 1.1428 | 0.069166 | 1.1428 | 1.7456 | 1.8329 | 1.7456 | 1.8329
428074 - Lighting - 4 Ft 4th Gen. T-8 with Elec. Ballast (2-Lamp) | 4.2112 | 3.5022 | 4.9281 | 26658.8322 | 386286.4786 | -126.1534 | -1827.9628 | 0.060411 | 1.142 | 0.060411 | 1.142 | 0.064471 | 1.142 | 0.064471 | 1.142 | 1.6451 | 1.7274 | 1.6451 | 1.7274
428074 - Lighting - 4 Ft 4th Gen. T-8 with Elec. Ballast (2-Lamp) | 47.6542 | 39.6311 | 83.387 | 301670.6358 | 4525059.5375 | -258.5351 | -3878.0266 | 0.0026962 | 1.1566 | 0.0026962 | 1.1566 | 0.009545 | 1.1566 | 0.009545 | 1.1566 | 1.0119 | 1.0624 | 1.0119 | 1.0624
428074 - Lighting - 4 Ft 4th Gen. T-8 with Elec. Ballast (2-Lamp) | 0.18606 | 0.15473 | 0.20312 | 1177.8305 | 16795.8627 | -15.3235 | -218.5129 | 0.04137 | 1.1478 | 0.04137 | 1.1478 | 0.046223 | 1.1478 | 0.046223 | 1.1478 | 1.2595 | 1.3224 | 1.2595 | 1.3224
428074 - Lighting - 4 Ft 4th Gen. T-8 with Elec. Ballast (2-Lamp) | 0.055998 | 0.04657 | 0.065883 | 354.4922 | 5136.5921 | -1.9984 | -28.9567 | 0.048342 | 1.1438 | 0.048342 | 1.1438 | 0.052872 | 1.1438 | 0.052872 | 1.1438 | 1.4404 | 1.5124 | 1.4404 | 1.5124
428074 - Lighting - 4 Ft 4th Gen. T-8 with Elec. Ballast (2-Lamp) | 5.0052 | 4.1625 | 8.5369 | 31684.7682 | 475271.5237 | -50.2526 | -753.7896 | -0.016755 | 1.16 | -0.016755 | 1.16 | -0.0090813 | 1.16 | -0.0090813 | 1.16 | 0.88461 | 0.92884 | 0.88461 | 0.92884
428075 - Lighting - 4 Ft 4th Gen. T-8 with Elec. Ballast (3-Lamp) | 2.6201 | 2.179 | 4.6682 | 16586.5459 | 265384.734 | -20.7682 | -332.2914 | -0.055053 | 1.1969 | -0.055053 | 1.1969 | -0.045359 | 1.1969 | -0.045359 | 1.1969 | 0.72221 | 0.75832 | 0.72221 | 0.75832
428075 - Lighting - 4 Ft 4th Gen. T-8 with Elec. Ballast (3-Lamp) | 7.174 | 5.9662 | 12.5408 | 45414.4288 | 726630.8607 | -69.2386 | -1107.8173 | -0.017115 | 1.1818 | -0.017115 | 1.1818 | -0.0092141 | 1.1818 | -0.0092141 | 1.1818 | 0.886 | 0.9303 | 0.886 | 0.9303
428075 - Lighting - 4 Ft 4th Gen. T-8 with Elec. Ballast (3-Lamp) | 1.0725 | 0.89197 | 1.9006 | 6789.6678 | 108634.6847 | -7.7607 | -124.1716 | -0.044762 | 1.1991 | -0.044762 | 1.1991 | -0.035642 | 1.1991 | -0.035642 | 1.1991 | 0.75911 | 0.79706 | 0.75911 | 0.79706
428076 - Lighting - 4 Ft 4th Gen. T-8 with Elec. Ballast (4-Lamp) | 11.645 | 9.6845 | 18.7903 | 73717.8743 | 1179485.9891 | -146.4044 | -2342.4698 | 0.019754 | 1.1543 | 0.019754 | 1.1543 | 0.025642 | 1.1543 | 0.025642 | 1.1543 | 1.1412 | 1.1983 | 1.1412 | 1.1983
428076 - Lighting - 4 Ft 4th Gen. T-8 with Elec. Ballast (4-Lamp) | 31.2166 | 25.9609 | 53.0117 | 197614.0094 | 3161824.1512 | -320.2653 | -5124.2453 | 0.022139 | 1.1533 | 0.022139 | 1.1533 | 0.027945 | 1.1533 | 0.027945 | 1.1533 | 1.1663 | 1.2246 | 1.1663 | 1.2246
428076 - Lighting - 4 Ft 4th Gen. T-8 with Elec. Ballast (4-Lamp) | 2.8559 | 2.375 | 5.0259 | 18078.768 | 289260.2881 | -24.1081 | -385.7294 | 0.0010901 | 1.1622 | 0.0010901 | 1.1622 | 0.0077822 | 1.1622 | 0.0077822 | 1.1622 | 0.99674 | 1.0466 | 0.99674 | 1.0466
428077 - Lighting - T8 to 4ft 28 Watt Lamp & Ballast (1 Lamp) | 0.15007 | 0.12481 | 0.16655 | 950.0298 | 13547.4244 | -9.9527 | -141.9254 | -0.14122 | 1.2196 | -0.14122 | 1.2196 | -0.12734 | 1.2196 | -0.12734 | 1.2196 | 0.47159 | 0.49517 | 0.47159 | 0.49517
428077 - Lighting - T8 to 4ft 28 Watt Lamp & Ballast (1 Lamp) | 0.0035306 | 0.0029362 | 0.0040622 | 22.3501 | 323.853 | -0.10878 | -1.5763 | -0.12769 | 1.2085 | -0.12769 | 1.2085 | -0.11446 | 1.2085 | -0.11446 | 1.2085 | 0.51942 | 0.54539 | 0.51942 | 0.54539
428077 - Lighting - T8 to 4ft 28 Watt Lamp & Ballast (1 Lamp) | 1.4069 | 1.17 | 2.2652 | 8906.1776 | 133592.6646 | -10.7309 | -160.9634 | -0.30187 | 1.2137 | -0.30187 | 1.2137 | -0.28027 | 1.2137 | -0.28027 | 1.2137 | 0.33151 | 0.34809 | 0.33151 | 0.34809
428077 - Lighting - T8 to 4ft 28 Watt Lamp & Ballast (1 Lamp) | 0.76781 | 0.63854 | 0.81022 | 4860.5332 | 69311.2038 | -61.948 | -883.3781 | -0.13415 | 1.1903 | -0.13415 | 1.1903 | -0.12059 | 1.1903 | -0.12059 | 1.1903 | 0.47587 | 0.49967 | 0.47587 | 0.49967
428077 - Lighting - T8 to 4ft 28 Watt Lamp & Ballast (1 Lamp) | 0.0035066 | 0.0029162 | 0.0040616 | 22.1982 | 320.9856 | -0.10504 | -1.5189 | -0.12923 | 1.2099 | -0.12923 | 1.2099 | -0.11589 | 1.2099 | -0.11589 | 1.2099 | 0.51833 | 0.54424 | 0.51833 | 0.54424
428077 - Lighting - T8 to 4ft 28 Watt Lamp & Ballast (1 Lamp) | 0.12248 | 0.10186 | 0.14333 | 775.3309 | 11234.545 | -3.669 | -53.1635 | -0.12356 | 1.2017 | -0.12356 | 1.2017 | -0.11049 | 1.2017 | -0.11049 | 1.2017 | 0.52901 | 0.55546 | 0.52901 | 0.55546
428077 - Lighting - T8 to 4ft 28 Watt Lamp & Ballast (1 Lamp) | 5.271 | 4.3836 | 9.3277 | 33367.4953 | 500512.4302 | -40.5016 | -607.5247 | -0.29191 | 1.2155 | -0.29191 | 1.2155 | -0.27073 | 1.2155 | -0.27073 | 1.2155 | 0.34014 | 0.35715 | 0.34014 | 0.35715
428077 - Lighting - T8 to 4ft 28 Watt Lamp & Ballast (1 Lamp) | 0.0229 | 0.019045 | 0.026109 | 144.9675 | 2067.2366 | -1.6889 | -24.0843 | -0.15432 | 1.2196 | -0.15432 | 1.2196 | -0.1399 | 1.2196 | -0.1399 | 1.2196 | 0.44331 | 0.46547 | 0.44331 | 0.46547
428077 - Lighting - T8 to 4ft 28 Watt Lamp & Ballast (1 Lamp) | 1.2542 | 1.043 | 2.3849 | 7939.3366 | 119090.0496 | -24.2179 | -363.2691 | -0.33502 | 1.2166 | -0.33502 | 1.2166 | -0.3119 | 1.2166 | -0.3119 | 1.2166 | 0.30203 | 0.31713 | 0.30203 | 0.31713
428078 - Lighting - T8 to 4ft 28 Watt Lamp & Ballast (2 Lamp) | 0.69201 | 0.5755 | 0.76808 | 4380.6928 | 62468.6792 | -45.893 | -654.4338 | 0.030147 | 1.1948 | 0.030147 | 1.1948 | 0.035862 | 1.1948 | 0.035862 | 1.1948 | 1.1469 | 1.2043 | 1.1469 | 1.2043
428078 - Lighting - T8 to 4ft 28 Watt Lamp & Ballast (2 Lamp) | 0.1578 | 0.13123 | 0.18577 | 998.9179 | 14444.3531 | -4.727 | -68.3527 | 0.042659 | 1.1769 | 0.042659 | 1.1769 | 0.047767 | 1.1769 | 0.047767 | 1.1769 | 1.3457 | 1.413 | 1.3457 | 1.413
428078 - Lighting - T8 to 4ft 28 Watt Lamp & Ballast (2 Lamp) | 0.55607 | 0.46245 | 0.6398 | 3520.1408 | 51006.8406 | -17.1334 | -248.2634 | 0.03685 | 1.1982 | 0.03685 | 1.1982 | 0.042245 | 1.1982 | 0.042245 | 1.1982 | 1.2738 | 1.3375 | 1.2738 | 1.3375
428078 - Lighting - T8 to 4ft 28 Watt Lamp & Ballast (2 Lamp) | 17.003 | 14.1404 | 21.6596 | 107636.185 | 1614542.7746 | -257.2621 | -3858.9318 | -0.040342 | 1.2078 | -0.040342 | 1.2078 | -0.031209 | 1.2078 | -0.031209 | 1.2078 | 0.77455 | 0.81329 | 0.77455 | 0.81329
428078 - Lighting - T8 to 4ft 28 Watt Lamp & Ballast (2 Lamp) | 1.4903 | 1.2394 | 1.5726 | 9433.9463 | 134528.0748 | -120.2366 | -1714.5735 | 0.030214 | 1.1696 | 0.030214 | 1.1696 | 0.035951 | 1.1696 | 0.035951 | 1.1696 | 1.1271 | 1.1835 | 1.1271 | 1.1835
428078 - Lighting - T8 to 4ft 28 Watt Lamp & Ballast (2 Lamp) | 2.7702 | 2.3038 | 3.2087 | 17536.559 | 253578.6437 | -82.9855 | -1199.9704 | 0.035975 | 1.2054 | 0.035975 | 1.2054 | 0.041447 | 1.2054 | 0.041447 | 1.2054 | 1.2634 | 1.3266 | 1.2634 | 1.3266
428078 - Lighting - T8 to 4ft 28 Watt Lamp & Ballast (2 Lamp) | 2.1958 | 1.8261 | 2.5696 | 13900.5758 | 201419.3431 | -65.7795 | -953.1451 | 0.035854 | 1.2017 | 0.035854 | 1.2017 | 0.041331 | 1.2017 | 0.041331 | 1.2017 | 1.2623 | 1.3255 | 1.2623 | 1.3255
428078 - Lighting - T8 to 4ft 28 Watt Lamp & Ballast (2 Lamp) | 45.6223 | 37.9413 | 78.7186 | 288807.8172 | 4332117.2573 | -372.3267 | -5584.9008 | -0.035972 | 1.2097 | -0.035972 | 1.2097 | -0.02701 | 1.2097 | -0.02701 | 1.2097 | 0.80057 | 0.8406 | 0.80057 | 0.8406
428078 - Lighting - T8 to 4ft 28 Watt Lamp & Ballast (2 Lamp) | 0.15539 | 0.12923 | 0.17716 | 983.7081 | 14027.677 | -11.4607 | -163.4292 | 0.033639 | 1.1566 | 0.033639 | 1.1566 | 0.039091 | 1.1566 | 0.039091 | 1.1566 | 1.1761 | 1.2349 | 1.1761 | 1.2349
428078 - Lighting - T8 to 4ft 28 Watt Lamp & Ballast (2 Lamp) | 0.89702 | 0.746 | 1.7651 | 5678.5119 | 85177.678 | -12.3559 | -185.3387 | -0.11064 | 1.2166 | -0.11064 | 1.2166 | -0.09821 | 1.2166 | -0.09821 | 1.2166 | 0.56583 | 0.59413 | 0.56583 | 0.59413
428079 - Lighting - T8 to 4ft 28 Watt Lamp & Ballast (3 Lamp) | 1.2806 | 1.065 | 1.4214 | 8106.9206 | 115604.6883 | -84.9296 | -1211.0967 | 0.044118 | 1.2128 | 0.044118 | 1.2128 | 0.049171 | 1.2128 | 0.049171 | 1.2128 | 1.2961 | 1.3609 | 1.2961 | 1.3609
428079 - Lighting - T8 to 4ft 28 Watt Lamp & Ballast (3 Lamp) | 0.71534 | 0.59491 | 0.84217 | 4528.4279 | 65481.0675 | -21.4292 | -309.8658 | 0.054968 | 1.2099 | 0.054968 | 1.2099 | 0.059505 | 1.2099 | 0.059505 | 1.2099 | 1.5168 | 1.5927 | 1.5168 | 1.5927
428079 - Lighting - T8 to 4ft 28 Watt Lamp & Ballast (3 Lamp) | 0.9462 | 0.7869 | 1.0887 | 5989.8269 | 86792.5923 | -29.154 | -422.4418 | 0.062311 | 1.2019 | 0.062311 | 1.2019 | 0.066495 | 1.2019 | 0.066495 | 1.2019 | 1.6426 | 1.7247 | 1.6426 | 1.7247
428079 - Lighting - T8 to 4ft 28 Watt Lamp & Ballast (3 Lamp) | 22.5483 | 18.752 | 33.5261 | 142739.7477 | 2141096.2158 | -234.7232 | -3520.8478 | -0.0010963 | 1.2126 | -0.0010963 | 1.2126 | 0.006186 | 1.2126 | 0.006186 | 1.2126 | 0.97979 | 1.0288 | 0.97979 | 1.0288
428079 - Lighting - T8 to 4ft 28 Watt Lamp & Ballast (3 Lamp) | 3.0324 | 2.5218 | 3.2002 | 19196.0299 | 273735.387 | -244.6553 | -3488.7843 | 0.054363 | 1.1938 | 0.054363 | 1.1938 | 0.058953 | 1.1938 | 0.058953 | 1.1938 | 1.4061 | 1.4764 | 1.4061 | 1.4764
428079 - Lighting - T8 to 4ft 28 Watt Lamp & Ballast (3 Lamp) | 4.264 | 3.5461 | 4.9391 | 26992.982 | 390318.52 | -127.7346 | -1847.043 | 0.066504 | 1.2066 | 0.066504 | 1.2066 | 0.070523 | 1.2066 | 0.070523 | 1.2066 | 1.7203 | 1.8063 | 1.7203 | 1.8063
428079 - Lighting - T8 to 4ft 28 Watt Lamp & Ballast (3 Lamp) | 1.8756 | 1.5599 | 2.1949 | 11873.6392 | 172049.0325 | -56.1878 | -814.1606 | 0.054272 | 1.2051 | 0.054272 | 1.2051 | 0.058874 | 1.2051 | 0.058874 | 1.2051 | 1.5026 | 1.5777 | 1.5026 | 1.5777
428079 - Lighting - T8 to 4ft 28 Watt Lamp & Ballast (3 Lamp) | 43.9183 | 36.5242 | 78.0736 | 278021.147 | 4170317.2054 | -365.6761 | -5485.1421 | 0.011504 | 1.2116 | 0.011504 | 1.2116 | 0.018213 | 1.2116 | 0.018213 | 1.2116 | 1.0704 | 1.1239 | 1.0704 | 1.1239
428079 - Lighting - T8 to 4ft 28 Watt Lamp & Ballast (3 Lamp) | 0.3396 | 0.28242 | 0.36313 | 2149.7816 | 30655.8861 | -30.401 | -433.5176 | 0.027845 | 1.2196 | 0.027845 | 1.2196 | 0.033586 | 1.2196 | 0.033586 | 1.2196 | 1.0879 | 1.1423 | 1.0879 | 1.1423
428079 - Lighting - T8 to 4ft 28 Watt Lamp & Ballast (3 Lamp) | 0.30519 | 0.25381 | 0.36036 | 1931.9981 | 27994.652 | -11.3135 | -163.9326 | 0.040124 | 1.2085 | 0.040124 | 1.2085 | 0.045282 | 1.2085 | 0.045282 | 1.2085 | 1.3051 | 1.3704 | 1.3051 | 1.3704
428079 - Lighting - T8 to 4ft 28 Watt Lamp & Ballast (3 Lamp) | 7.2502 | 6.0295 | 13.0426 | 45896.5667 | 688448.5003 | -100.2228 | -1503.3419 | -0.053454 | 1.2166 | -0.053454 | 1.2166 | -0.043751 | 1.2166 | -0.043751 | 1.2166 | 0.7246 | 0.76083 | 0.7246 | 0.76083
428080 - Lighting - T8 to 4ft 28 Watt Lamp & Ballast (4 Lamp) | 1.7742 | 1.4755 | 1.9692 | 11231.463 | 160160.662 | -117.6629 | -1677.8736 | 0.059732 | 1.1959 | 0.059732 | 1.1959 | 0.064038 | 1.1959 | 0.064038 | 1.1959 | 1.5221 | 1.5982 | 1.5221 | 1.5982
428080 - Lighting - T8 to 4ft 28 Watt Lamp & Ballast (4 Lamp) | 0.32261 | 0.26829 | 0.3798 | 2042.2322 | 29530.6775 | -9.6641 | -139.7434 | 0.070193 | 1.173 | 0.070193 | 1.173 | 0.073988 | 1.173 | 0.073988 | 1.173 | 1.811 | 1.9016 | 1.811 | 1.9016
428080 - Lighting - T8 to 4ft 28 Watt Lamp & Ballast (4 Lamp) | 0.2542 | 0.2114 | 0.29248 | 1609.2072 | 23317.4128 | -7.8324 | -113.4918 | 0.065666 | 1.1953 | 0.065666 | 1.1953 | 0.069687 | 1.1953 | 0.069687 | 1.1953 | 1.7088 | 1.7942 | 1.7088 | 1.7942
428080 - Lighting - T8 to 4ft 28 Watt Lamp & Ballast (4 Lamp) | 0.80621 | 0.67047 | 0.51949 | 5103.6214 | 74921.1626 | 0 | 0 | 0.081407 | 0 | 0.081407 | 0 | 0.084753 | 0 | 0.084753 | 0 | 2.1586 | 2.2665 | 2.1586 | 2.2665
428080 - Lighting - T8 to 4ft 28 Watt Lamp & Ballast (4 Lamp) | 28.2584 | 23.5008 | 45.9781 | 178887.6443 | 2683314.6651 | -262.8918 | -3943.3769 | 0.027522 | 1.2038 | 0.027522 | 1.2038 | 0.033406 | 1.2038 | 0.033406 | 1.2038 | 1.2084 | 1.2688 | 1.2084 | 1.2688
428080 - Lighting - T8 to 4ft 28 Watt Lamp & Ballast (4 Lamp) | 4.704 | 3.9121 | 4.9644 | 29778.4567 | 424640.7927 | -379.5294 | -5412.0885 | 0.062753 | 1.1694 | 0.062753 | 1.1694 | 0.066938 | 1.1694 | 0.066938 | 1.1694 | 1.5444 | 1.6216 | 1.5444 | 1.6216
428080 - Lighting - T8 to 4ft 28 Watt Lamp & Ballast (4 Lamp) | 2.5668 | 2.1347 | 2.9732 | 16249.0648 | 234961.4775 | -76.8929 | -1111.8713 | 0.067669 | 1.1955 | 0.067669 | 1.1955 | 0.071627 | 1.1955 | 0.071627 | 1.1955 | 1.7463 | 1.8336 | 1.7463 | 1.8336
428080 - Lighting - T8 to 4ft 28 Watt Lamp & Ballast (4 Lamp) | 3.0374 | 2.526 | 3.5545 | 19228.2068 | 278616.7168 | -90.9906 | -1318.4541 | 0.066237 | 1.1974 | 0.066237 | 1.1974 | 0.070264 | 1.1974 | 0.070264 | 1.1974 | 1.7164 | 1.8022 | 1.7164 | 1.8022
428080 - Lighting - T8 to 4ft 28 Watt Lamp & Ballast (4 Lamp) | 55.7643 | 46.3758 | 98.697 | 353011.364 | 5295170.4598 | -467.9822 | -7019.733 | 0.016379 | 1.2075 | 0.016379 | 1.2075 | 0.022839 | 1.2075 | 0.022839 | 1.2075 | 1.1089 | 1.1644 | 1.1089 | 1.1644
428080 - Lighting - T8 to 4ft 28 Watt Lamp & Ballast (4 Lamp) | 0.39257 | 0.32648 | 0.44756 | 2485.1572 | 35438.342 | -28.9533 | -412.8739 | 0.062015 | 1.1566 | 0.062015 | 1.1566 | 0.066116 | 1.1566 | 0.066116 | 1.1566 | 1.5636 | 1.6418 | 1.5636 | 1.6418
428081 - 4-foot (4-lamp) - (2) 48in (2) Premium Instant Start Ballast - Reduced Light Ouput w/Reflector T8 LF | 0.094296 | 0.07842 | 0.10466 | 596.9331 | 8512.2667 | -6.2536 | -89.1761 | -0.12673 | 0.97763 | -0.12673 | 0.97763 | -0.11438 | 0.97763 | -0.11438 | 0.97763 | 0.47165 | 0.49523 | 0.47165 | 0.49523
428081 - 4-foot (4-lamp) - (2) 48in (2) Premium Instant Start Ballast - Reduced Light Ouput w/Reflector T8 LF | 0.018624 | 0.015489 | 0.021926 | 117.899 | 1704.8199 | -0.55792 | -8.0675 | -0.06254 | 0.97763 | -0.06254 | 0.97763 | -0.053252 | 0.97763 | -0.053252 | 0.97763 | 0.65565 | 0.68843 | 0.65565 | 0.68843
428081 - 4-foot (4-lamp) - (2) 48in (2) Premium Instant Start Ballast - Reduced Light Ouput w/Reflector T8 LF | 0.046782 | 0.038906 | 0.053827 | 296.1504 | 4291.2193 | -1.4414 | -20.8865 | -0.05212 | 1.0079 | -0.05212 | 1.0079 | -0.043449 | 1.0079 | -0.043449 | 1.0079 | 0.68684 | 0.72119 | 0.68684 | 0.72119
428081 - 4-foot (4-lamp) - (2) 48in (2) Premium Instant Start Ballast - Reduced Light Ouput w/Reflector T8 LF | 2.5815 | 2.1469 | 4.5479 | 16342.2162 | 245133.2424 | -17.8912 | -268.3684 | -0.22671 | 1.0166 | -0.22671 | 1.0166 | -0.20967 | 1.0166 | -0.20967 | 1.0166 | 0.36345 | 0.38162 | 0.36345 | 0.38162
428081 - 4-foot (4-lamp) - (2) 48in (2) Premium Instant Start Ballast - Reduced Light Ouput w/Reflector T8 LF | 0.047982 | 0.039904 | 0.050637 | 303.7456 | 4331.4119 | -3.8713 | -55.2043 | -0.1337 | 0.97763 | -0.1337 | 0.97763 | -0.121 | 0.97763 | -0.121 | 0.97763 | 0.45229 | 0.4749 | 0.45229 | 0.4749
428081 - 4-foot (4-lamp) - (2) 48in (2) Premium Instant Start Ballast - Reduced Light Ouput w/Reflector T8 LF | 0.21418 | 0.17812 | 0.24809 | 1355.8388 | 19605.429 | -6.416 | -92.7757 | -0.064443 | 1.0029 | -0.064443 | 1.0029 | -0.055139 | 1.0029 | -0.055139 | 1.0029 | 0.64586 | 0.67816 | 0.64586 | 0.67816
428081 - 4-foot (4-lamp) - (2) 48in (2) Premium Instant Start Ballast - Reduced Light Ouput w/Reflector T8 LF | 0.31067 | 0.25836 | 0.36355 | 1966.6483 | 28496.7342 | -9.3065 | -134.8506 | -0.098943 | 0.97763 | -0.098943 | 0.97763 | -0.08789 | 0.97763 | -0.08789 | 0.97763 | 0.55378 | 0.58146 | 0.55378 | 0.58146
428081 - 4-foot (4-lamp) - (2) 48in (2) Premium Instant Start Ballast - Reduced Light Ouput w/Reflector T8 LF | 6.353 | 5.2834 | 11.3986 | 40217.3612 | 603260.4179 | -36.5908 | -548.8627 | -0.2212 | 1.0152 | -0.2212 | 1.0152 | -0.2044 | 1.0152 | -0.2044 | 1.0152 | 0.3704 | 0.38892 | 0.3704 | 0.38892
428081 - 4-foot (4-lamp) - (2) 48in (2) Premium Instant Start Ballast - Reduced Light Ouput w/Reflector T8 LF | 0.0084674 | 0.0070418 | 0.0090543 | 53.6022 | 764.3668 | -0.75801 | -10.8092 | -0.14421 | 0.97763 | -0.14421 | 0.97763 | -0.13112 | 0.97763 | -0.13112 | 0.97763 | 0.42522 | 0.44649 | 0.42522 | 0.44649
428081 - 4-foot (4-lamp) - (2) 48in (2) Premium Instant Start Ballast - Reduced Light Ouput w/Reflector T8 LF | 0.51253 | 0.42624 | 0.59417 | 3244.5504 | 47013.5353 | -20.9874 | -304.1069 | -0.11959 | 0.97763 | -0.11959 | 0.97763 | -0.10767 | 0.97763 | -0.10767 | 0.97763 | 0.497 | 0.52185 | 0.497 | 0.52185
428081 - 4-foot (4-lamp) - (2) 48in (2) Premium Instant Start Ballast - Reduced Light Ouput w/Reflector T8 LF | 1.1724 | 0.97498 | 2.1468 | 7421.5094 | 111322.641 | -11.4096 | -171.1438 | -0.27913 | 1.0168 | -0.27913 | 1.0168 | -0.25967 | 1.0168 | -0.25967 | 1.0168 | 0.3131 | 0.32876 | 0.3131 | 0.32876
428083 - 4-foot (6-lamp) | 2.6102 | 2.1708 | 4.6575 | 16523.7075 | 264379.3199 | -18.8598 | -301.756 | 0.078733 | 1.2342 | 0.078733 | 1.2342 | 0.0823 | 1.2342 | 0.0823 | 1.2342 | 2.0324 | 2.134 | 2.0324 | 2.134
428083 - 4-foot (6-lamp) | 3.7591 | 3.1262 | 6.5315 | 23796.525 | 380744.4006 | -23.2609 | -372.1747 | 0.077608 | 1.2294 | 0.077608 | 1.2294 | 0.081242 | 1.2294 | 0.081242 | 1.2294 | 2.0013 | 2.1013 | 2.0013 | 2.1013
428084 - FL, (1) 96in, T8 lamp, IS EB, RLO (BF<.85), Tandem 2 Lamp Ballast, Lumens=4152, W/fixt=49 (Retrofit) | 1.2202 | 1.0148 | 2.0764 | 7724.535 | 123592.5604 | -11.3937 | -182.2989 | -0.058945 | 1.2189 | -0.058945 | 1.2189 | -0.04888 | 1.2189 | -0.04888 | 1.2189 | 0.71262 | 0.74825 | 0.71262 | 0.74825
428084 - FL, (1) 96in, T8 lamp, IS EB, RLO (BF<.85), Tandem 2 Lamp Ballast, Lumens=4152, W/fixt=49 (Retrofit) | 1.2128 | 1.0086 | 2.005 | 7677.4425 | 122839.0793 | -12.9133 | -206.6129 | -0.095416 | 1.233 | -0.095416 | 1.233 | -0.083529 | 1.233 | -0.083529 | 1.233 | 0.60946 | 0.63993 | 0.60946 | 0.63993
428084 - FL, (1) 96in, T8 lamp, IS EB, RLO (BF<.85), Tandem 2 Lamp Ballast, Lumens=4152, W/fixt=49 (Retrofit) | 0.05671 | 0.047162 | 0.09282 | 358.995 | 5743.92 | -1.113 | -17.8083 | -0.0813 | 1.2368 | -0.0813 | 1.2368 | -0.07019 | 1.2368 | -0.07019 | 1.2368 | 0.63508 | 0.66683 | 0.63508 | 0.66683
428085 - FL, (2) 96in, T8 lamp, IS EB, RLO (BF<0.85), Lumens=8304, W/fixt=98 (Retrofit) | 14.7184 | 12.2404 | 25.5105 | 93173.5349 | 1490776.5591 | -176.4648 | -2823.4371 | 0.0078033 | 1.2336 | 0.0078033 | 1.2336 | 0.014747 | 1.2336 | 0.014747 | 1.2336 | 1.0375 | 1.0894 | 1.0375 | 1.0894
428085 - FL, (2) 96in, T8 lamp, IS EB, RLO (BF<0.85), Lumens=8304, W/fixt=98 (Retrofit) | 32.1224 | 26.7143 | 54.7855 | 203348.144 | 3253570.304 | -343.9059 | -5502.494 | 0.022079 | 1.2312 | 0.022079 | 1.2312 | 0.028364 | 1.2312 | 0.028364 | 1.2312 | 1.1515 | 1.2091 | 1.1515 | 1.2091
428085 - FL, (2) 96in, T8 lamp, IS EB, RLO (BF<0.85), Lumens=8304, W/fixt=98 (Retrofit) | 3.8964 | 3.2404 | 6.6708 | 24665.5501 | 394648.8009 | -54.5069 | -872.1102 | -0.0027443 | 1.2367 | -0.0027443 | 1.2367 | 0.0046239 | 1.2367 | 0.0046239 | 1.2367 | 0.9646 | 1.0128 | 0.9646 | 1.0128
428086 - FL, (4) 46in, T5HO lamp, (2) Programmed Start Ballast, (BF: 1.00), Lumens=19000, W/fixt=234 (Replace) | 7.6191 | 6.3363 | 13.2435 | 48231.795 | 771708.7206 | -68.4817 | -1095.7075 | 0.063241 | 1.2336 | 0.063241 | 1.2336 | 0.067544 | 1.2336 | 0.067544 | 1.2336 | 1.6806 | 1.7646 | 1.6806 | 1.7646
428086 - FL, (4) 46in, T5HO lamp, (2) Programmed Start Ballast, (BF: 1.00), Lumens=19000, W/fixt=234 (Replace) | 9.8962 | 8.2301 | 16.7715 | 62647.2076 | 1002355.3208 | -59.7073 | -955.3172 | 0.080173 | 1.2308 | 0.080173 | 1.2308 | 0.083691 | 1.2308 | 0.083691 | 1.2308 | 2.0697 | 2.1732 | 2.0697 | 2.1732
428086 - FL, (4) 46in, T5HO lamp, (2) Programmed Start Ballast, (BF: 1.00), Lumens=19000, W/fixt=234 (Replace) | 1.4559 | 1.2108 | 2.595 | 9216.6975 | 147467.1601 | -7.4038 | -118.4602 | 0.046368 | 1.2368 | 0.046368 | 1.2368 | 0.051398 | 1.2368 | 0.051398 | 1.2368 | 1.4296 | 1.5011 | 1.4296 | 1.5011
428087 - FL, (6) 46in, T5HO lamp, (3) Programmed Start Ballast, (BF: 1.00), Lumens=28500, W/fixt=351 (Replace, code reference) | 10.8325 | 9.0087 | 18.6833 | 68574.15 | 1097186.3999 | -74.8219 | -1197.1508 | 0.04555 | 1.2243 | 0.04555 | 1.2243 | 0.05066 | 1.2243 | 0.05066 | 1.2243 | 1.4121 | 1.4827 | 1.4121 | 1.4827
428087 - FL, (6) 46in, T5HO lamp, (3) Programmed Start Ballast, (BF: 1.00), Lumens=28500, W/fixt=351 (Replace, code reference) | 10.545 | 8.7696 | 19.0575 | 66753.945 | 1068063.1197 | -72.6111 | -1161.7772 | 0.021084 | 1.2343 | 0.021084 | 1.2343 | 0.027428 | 1.2343 | 0.027428 | 1.2343 | 1.1482 | 1.2056 | 1.1482 | 1.2056
428087 - FL, (6) 46in, T5HO lamp, (3) Programmed Start Ballast, (BF: 1.00), Lumens=28500, W/fixt=351 (Replace, code reference) | 4.5026 | 3.7446 | 7.7803 | 28503.45 | 456055.2 | -47.6862 | -762.9787 | 0.00213 | 1.2368 | 0.00213 | 1.2368 | 0.0092663 | 1.2368 | 0.0092663 | 1.2368 | 1.0004 | 1.0504 | 1.0004 | 1.0504
428089 - Suction Line Insulation for Walk-In Freezer Units | 0.077133 | 0.059691 | 0.086785 | 669.014 | 8697.1819 | 0 | 0 | -0.25756 | 0 | -0.25756 | 0 | -0.23977 | 0 | -0.23977 | 0 | 0.30918 | 0.32466 | 0.30918 | 0.32466
428092 - Lighting - T8 to 4ft 25 Watt Lamp & Ballast (2 Lamp) | 6.3498 | 5.2807 | 7.0476 | 40196.8148 | 573206.5796 | -421.1095 | -6005.0213 | 0.052464 | 1.2196 | 0.052464 | 1.2196 | 0.05712 | 1.2196 | 0.05712 | 1.2196 | 1.406 | 1.4763 | 1.406 | 1.4763
428092 - Lighting - T8 to 4ft 25 Watt Lamp & Ballast (2 Lamp) | 0.49092 | 0.40827 | 0.57797 | 3107.7446 | 44937.9875 | -14.7063 | -212.653 | 0.058454 | 1.2099 | 0.058454 | 1.2099 | 0.062825 | 1.2099 | 0.062825 | 1.2099 | 1.5745 | 1.6532 | 1.5745 | 1.6532
428092 - Lighting - T8 to 4ft 25 Watt Lamp & Ballast (2 Lamp) | 0.98857 | 0.82213 | 1.1374 | 6258.0281 | 90678.8277 | -30.4594 | -441.3571 | 0.057161 | 1.2085 | 0.057161 | 1.2085 | 0.061595 | 1.2085 | 0.061595 | 1.2085 | 1.5509 | 1.6284 | 1.5509 | 1.6284
428092 - Lighting - T8 to 4ft 25 Watt Lamp & Ballast (2 Lamp) | 34.597 | 28.7723 | 57.1146 | 219013.5969 | 3285203.9528 | -254.8959 | -3823.4378 | -0.0016321 | 1.2166 | -0.0016321 | 1.2166 | 0.0056896 | 1.2166 | 0.0056896 | 1.2166 | 0.98018 | 1.0292 | 0.98018 | 1.0292
428092 - Lighting - T8 to 4ft 25 Watt Lamp & Ballast (2 Lamp) | 0.027391 | 0.022779 | 0.029633 | 173.3946 | 2307.8819 | -0.73881 | -9.8336 | 0.060737 | 1.1976 | 0.060737 | 1.1976 | 0.064942 | 1.1976 | 0.064942 | 1.1976 | 1.6302 | 1.7117 | 1.6302 | 1.7117
428092 - Lighting - T8 to 4ft 25 Watt Lamp & Ballast (2 Lamp) | 7.2342 | 6.0163 | 7.6345 | 45795.6569 | 653046.0675 | -583.6701 | -8323.1362 | 0.049115 | 1.2196 | 0.049115 | 1.2196 | 0.053962 | 1.2196 | 0.053962 | 1.2196 | 1.3299 | 1.3964 | 1.3299 | 1.3964
428092 - Lighting - T8 to 4ft 25 Watt Lamp & Ballast (2 Lamp) | 1.215 | 1.0105 | 1.4074 | 7691.668 | 111221.519 | -36.3981 | -526.3161 | 0.063434 | 1.1965 | 0.063434 | 1.1965 | 0.067594 | 1.1965 | 0.067594 | 1.1965 | 1.6615 | 1.7445 | 1.6615 | 1.7445
428092 - Lighting - T8 to 4ft 25 Watt Lamp & Ballast (2 Lamp) | 4.5929 | 3.8196 | 5.3747 | 29074.9095 | 421295.4387 | -137.5866 | -1993.6302 | 0.057707 | 1.2085 | 0.057707 | 1.2085 | 0.062148 | 1.2085 | 0.062148 | 1.2085 | 1.5575 | 1.6354 | 1.5575 | 1.6354
428092 - Lighting - T8 to 4ft 25 Watt Lamp & Ballast (2 Lamp) | 98.8969 | 82.2465 | 179.7453 | 626058.2103 | 9390873.1546 | -593.454 | -8901.8093 | 0.0039314 | 1.2166 | 0.0039314 | 1.2166 | 0.01102 | 1.2166 | 0.01102 | 1.2166 | 1.0187 | 1.0696 | 1.0187 | 1.0696
428092 - Lighting - T8 to 4ft 25 Watt Lamp & Ballast (2 Lamp) | 0.9936 | 0.82632 | 1.0647 | 6289.9008 | 89693.985 | -87.6842 | -1250.3774 | 0.043257 | 1.2196 | 0.043257 | 1.2196 | 0.048265 | 1.2196 | 0.048265 | 1.2196 | 1.2497 | 1.3122 | 1.2497 | 1.3122
428092 - Lighting - T8 to 4ft 25 Watt Lamp & Ballast (2 Lamp) | 0.65525 | 0.54493 | 0.77259 | 4148.0204 | 60104.8157 | -24.4921 | -354.8911 | 0.05364 | 1.2085 | 0.05364 | 1.2085 | 0.058155 | 1.2085 | 0.058155 | 1.2085 | 1.4906 | 1.5651 | 1.4906 | 1.5651
428092 - Lighting - T8 to 4ft 25 Watt Lamp & Ballast (2 Lamp) | 13.5263 | 11.249 | 25.2812 | 85626.9552 | 1284404.3284 | -139.9529 | -2099.2942 | -0.012365 | 1.2166 | -0.012365 | 1.2166 | -0.0046198 | 1.2166 | -0.0046198 | 1.2166 | 0.91175 | 0.95734 | 0.91175 | 0.95734
428093 - Lighting - T8 to 4ft 25 Watt Lamp & Ballast (4 Lamp) | 0.18009 | 0.14977 | 0.19988 | 1140.0357 | 16256.9093 | -11.9432 | -170.3105 | 0.072412 | 1.2196 | 0.072412 | 1.2196 | 0.076118 | 1.2196 | 0.076118 | 1.2196 | 1.7665 | 1.8548 | 1.7665 | 1.8548
428093 - Lighting - T8 to 4ft 25 Watt Lamp & Ballast (4 Lamp) | 0.25247 | 0.20997 | 0.29723 | 1598.2687 | 23110.965 | -7.5632 | -109.3644 | 0.076275 | 1.2099 | 0.076275 | 1.2099 | 0.079798 | 1.2099 | 0.079798 | 1.2099 | 1.9538 | 2.0515 | 1.9538 | 2.0515
428093 - Lighting - T8 to 4ft 25 Watt Lamp & Ballast (4 Lamp) | 1.3346 | 1.1099 | 1.5355 | 8448.338 | 122416.4175 | -41.1202 | -595.8321 | 0.07687 | 1.2085 | 0.07687 | 1.2085 | 0.080365 | 1.2085 | 0.080365 | 1.2085 | 1.9674 | 2.0658 | 1.9674 | 2.0658
428093 - Lighting - T8 to 4ft 25 Watt Lamp & Ballast (4 Lamp) | 11.9676 | 9.9528 | 20.9167 | 75760.0936 | 1136401.4044 | -86.0272 | -1290.4076 | 0.039386 | 1.2166 | 0.039386 | 1.2166 | 0.044755 | 1.2166 | 0.044755 | 1.2166 | 1.3371 | 1.404 | 1.3371 | 1.404
428093 - Lighting - T8 to 4ft 25 Watt Lamp & Ballast (4 Lamp) | 0.58694 | 0.48813 | 0.63498 | 3715.5983 | 49454.6127 | -15.8317 | -210.7197 | 0.079429 | 1.1976 | 0.079429 | 1.1976 | 0.082743 | 1.1976 | 0.082743 | 1.1976 | 2.0681 | 2.1715 | 2.0681 | 2.1715
428093 - Lighting - T8 to 4ft 25 Watt Lamp & Ballast (4 Lamp) | 1.4384 | 1.1962 | 1.518 | 9105.8091 | 129848.8374 | -116.0544 | -1654.9362 | 0.070436 | 1.2196 | 0.070436 | 1.2196 | 0.074268 | 1.2196 | 0.074268 | 1.2196 | 1.6823 | 1.7665 | 1.6823 | 1.7665
428093 - Lighting - T8 to 4ft 25 Watt Lamp & Ballast (4 Lamp) | 0.42079 | 0.34995 | 0.4874 | 2663.7811 | 38518.275 | -12.6054 | -182.274 | 0.079246 | 1.2099 | 0.079246 | 1.2099 | 0.08266 | 1.2099 | 0.08266 | 1.2099 | 2.0254 | 2.1267 | 2.0254 | 2.1267
428093 - Lighting - T8 to 4ft 25 Watt Lamp & Ballast (4 Lamp) | 2.0366 | 1.6937 | 2.3833 | 12892.6456 | 186814.4345 | -61.0098 | -884.0326 | 0.077419 | 1.2085 | 0.077419 | 1.2085 | 0.080921 | 1.2085 | 0.080921 | 1.2085 | 1.975 | 2.0738 | 1.975 | 2.0738
428093 - Lighting - T8 to 4ft 25 Watt Lamp & Ballast (4 Lamp) | 43.4649 | 36.1471 | 78.0631 | 275150.5888 | 4127258.8323 | -274.3002 | -4114.5026 | 0.038677 | 1.2166 | 0.038677 | 1.2166 | 0.044112 | 1.2166 | 0.044112 | 1.2166 | 1.3283 | 1.3947 | 1.3283 | 1.3947
428093 - Lighting - T8 to 4ft 25 Watt Lamp & Ballast (4 Lamp) | 0.46956 | 0.3905 | 0.49986 | 2972.4786 | 39563.6902 | -13.4408 | -178.8967 | 0.076965 | 1.1976 | 0.076965 | 1.1976 | 0.080279 | 1.1976 | 0.080279 | 1.1976 | 2.0282 | 2.1296 | 2.0282 | 2.1296
428093 - Lighting - T8 to 4ft 25 Watt Lamp & Ballast (4 Lamp) | 0.62812 | 0.52237 | 0.68899 | 3976.2516 | 56701.3471 | -46.3253 | -660.5982 | 0.068489 | 1.2196 | 0.068489 | 1.2196 | 0.072295 | 1.2196 | 0.072295 | 1.2196 | 1.6792 | 1.7631 | 1.6792 | 1.7631
428093 - Lighting - T8 to 4ft 25 Watt Lamp & Ballast (4 Lamp) | 0.040867 | 0.033987 | 0.044423 | 258.7074 | 3748.6696 | -2.2073 | -31.9841 | 0.072366 | 1.2085 | 0.072366 | 1.2085 | 0.075988 | 1.2085 | 0.075988 | 1.2085 | 1.8158 | 1.9066 | 1.8158 | 1.9066
428093 - Lighting - T8 to 4ft 25 Watt Lamp & Ballast (4 Lamp) | 8.9771 | 7.4657 | 15.4806 | 56828.7858 | 852431.7874 | -65.8495 | -987.7423 | 0.044511 | 1.2166 | 0.044511 | 1.2166 | 0.049549 | 1.2166 | 0.049549 | 1.2166 | 1.4075 | 1.4779 | 1.4075 | 1.4779
429002 - Small Pkg AC, increase refrigerant charge from typical under-charge to factory specified level | 0.22006 | 0.054898 | 0.68016 | 749.6697 | 7496.697 | -0.01549 | -0.1549 | 0.090327 | 1.0886 | 0.090327 | 1.0886 | 0.094429 | 1.0886 | 0.094429 | 1.0886 | 2.0485 | 2.1509 | 2.0485 | 2.1509
429002 - Small Pkg AC, increase refrigerant charge from typical under-charge to factory specified level | 0.58876 | 0.14688 | 2.2747 | 2005.7388 | 20057.388 | -0.052009 | -0.52009 | 0.066287 | 1.0886 | 0.066287 | 1.0886 | 0.071452 | 1.0886 | 0.071452 | 1.0886 | 1.611 | 1.6916 | 1.611 | 1.6916
429004 - Small Pkg AC, decrease refrigerant charge from typical over-charge to factory specified level | 0.11582 | 0.028894 | 0.35798 | 394.563 | 3945.63 | -0.0081526 | -0.081526 | 0.093575 | 1.0886 | 0.093575 | 1.0886 | 0.097522 | 1.0886 | 0.097522 | 1.0886 | 2.1288 | 2.2352 | 2.1288 | 2.2352
429004 - Small Pkg AC, decrease refrigerant charge from typical over-charge to factory specified level | 0.058907 | 0.014696 | 0.23674 | 200.6784 | 2006.784 | -0.0052992 | -0.052992 | 0.076949 | 1.0886 | 0.076949 | 1.0886 | 0.081605 | 1.0886 | 0.081605 | 1.0886 | 1.7867 | 1.8761 | 1.7867 | 1.8761
429008 - Cleaned Condenser Coil | 2.2478 | 0.56077 | 1.8983 | 7657.65 | 22972.95 | 0 | 0 | 0.06733 | 0 | 0.06733 | 0 | 0.071354 | 0 | 0.071354 | 0 | 1.7968 | 1.8866 | 1.7968 | 1.8866
429009 - Cleaned Evap. Coil | 0.092216 | 0.023005 | 0.084575 | 314.1529 | 942.4588 | 0 | 0 | -0.1392 | 0 | -0.1392 | 0 | -0.12534 | 0 | -0.12534 | 0 | 0.5217 | 0.54779 | 0.5217 | 0.54779
429009 - Cleaned Evap. Coil | 0.11986 | 0.029901 | 0.096705 | 408.3219 | 1224.9657 | 0 | 0 | -0.17977 | 0 | -0.17977 | 0 | -0.16378 | 0 | -0.16378 | 0 | 0.46476 | 0.48799 | 0.46476 | 0.48799
429012 - Straighten Condenser Coil Fins | 0.12234 | 0.03052 | 0.09851 | 416.7735 | 1250.3205 | 0 | 0 | -0.05431 | 0 | -0.05431 | 0 | -0.044494 | 0 | -0.044494 | 0 | 0.73654 | 0.77337 | 0.73654 | 0.77337
429012 - Straighten Condenser Coil Fins | 0.23087 | 0.057596 | 0.16462 | 786.513 | 2359.539 | 0 | 0 | -0.10757 | 0 | -0.10757 | 0 | -0.095018 | 0 | -0.095018 | 0 | 0.59201 | 0.62161 | 0.59201 | 0.62161
429014 - Replaced air filter | 0.19718 | 0.045268 | 0.1508 | 604.8023 | 604.8023 | 0 | 0 | -0.23278 | 0 | -0.23278 | 0 | -0.21427 | 0 | -0.21427 | 0 | 0.40055 | 0.4206 | 0.40055 | 0.4206
429014 - Replaced air filter | 0.079629 | 0.018281 | 0.0585 | 244.2375 | 244.2375 | 0 | 0 | -0.33612 | 0 | -0.33612 | 0 | -0.31241 | 0 | -0.31241 | 0 | 0.32422 | 0.34044 | 0.32422 | 0.34044
429015 - Replaced hot water line insulation (electric) | 0.002872 | 0.0031708 | 0 | 21.099 | 274.287 | 0 | 0 | -0.86684 | 0 | -0.86684 | 0 | -0.81981 | 0 | -0.81981 | 0 | 0.12237 | 0.12849 | 0.12237 | 0.12849
429016 - Replaced hot water line insulation (gas) | 0 | 0 | 0 | 0 | 0 | 23.595 | 259.545 | 0 | -4.1142 | 0 | -4.1142 | 0 | -3.8709 | 0 | -3.8709 | 0.19502 | 0.20477 | 0.19502 | 0.20477
429019 - Super Low Flow Showerhead | 0 | 0 | 0 | 0 | 0 | 21.5573 | 215.5725 | 0 | -0.28336 | 0 | -0.28336 | 0 | -0.22326 | 0 | -0.22326 | 0.77549 | 0.81427 | 0.77549 | 0.81427
429020 - Super Low Flow Batheroom Aerator | 0 | 0 | 0 | 0 | 0 | 56.0489 | 560.4885 | 0 | -1.044 | 0 | -1.044 | 0 | -0.9477 | 0 | -0.9477 | 0.48388 | 0.50807 | 0.48388 | 0.50807
429031 - Refrigeration - Food Service -Auto Closer for Main Cooler Doors | 0.078076 | 0.060422 | 0.1443 | 677.196 | 5417.568 | 0 | 0 | 0.073025 | 0 | 0.073025 | 0 | 0.074552 | 0 | 0.074552 | 0 | 3.2773 | 3.4412 | 3.2773 | 3.4412
429032 - Refrigeration - Food Service -Auto Closer for Main Freezer Doors | 0.20312 | 0.15719 | 0.0962 | 1761.799 | 14094.392 | 0 | 0 | 0.092766 | 0 | 0.092766 | 0 | 0.093353 | 0 | 0.093353 | 0 | 8.5262 | 8.9526 | 8.5262 | 8.9526
429033 - Refrigeration - Vending Machine Controller | 0.1208 | 0.093488 | 0 | 1047.8 | 5239 | 0 | 0 | 0.041127 | 0 | 0.041127 | 0 | 0.043882 | 0 | 0.043882 | 0 | 1.7108 | 1.7964 | 1.7108 | 1.7964
429036 - CFL, 20W lamp, Integral or Modular, Tube or Spiral or Flood | 0.55116 | 0.47542 | 0.94073 | 3779.919 | 12700.5278 | -2.251 | -7.5632 | 0.090768 | 0.91904 | 0.090768 | 0.91904 | 0.092291 | 0.91904 | 0.092291 | 0.91904 | 3.8233 | 4.0147 | 3.8233 | 4.0147
429036 - CFL, 20W lamp, Integral or Modular, Tube or Spiral or Flood | 0.73695 | 0.63568 | 0.98455 | 5054.049 | 12584.582 | -5.4041 | -13.4562 | 0.087388 | 0.9299 | 0.087388 | 0.9299 | 0.088925 | 0.9299 | 0.088925 | 0.9299 | 3.6788 | 3.863 | 3.6788 | 3.863
429036 - CFL, 20W lamp, Integral or Modular, Tube or Spiral or Flood | 0.15032 | 0.12966 | 0.25193 | 1030.887 | 3463.7803 | -0.31853 | -1.0703 | 0.091009 | 0.91904 | 0.091009 | 0.91904 | 0.092532 | 0.91904 | 0.092532 | 0.91904 | 3.8391 | 4.0313 | 3.8391 | 4.0313
429036 - CFL, 20W lamp, Integral or Modular, Tube or Spiral or Flood | 0.020924 | 0.018049 | 0.028507 | 143.5005 | 357.3162 | -0.64994 | -1.6183 | 0.084857 | 0.9299 | 0.084857 | 0.9299 | 0.08645 | 0.9299 | 0.08645 | 0.9299 | 3.414 | 3.5849 | 3.414 | 3.5849
429036 - CFL, 20W lamp, Integral or Modular, Tube or Spiral or Flood | 0.20981 | 0.18097 | 0.3731 | 1438.866 | 4834.5898 | -3.204 | -10.7654 | 0.088399 | 0.91904 | 0.088399 | 0.91904 | 0.089974 | 0.91904 | 0.089974 | 0.91904 | 3.6111 | 3.7916 | 3.6111 | 3.7916
429040 - CFL, 13W lamp, Integral or Modular, Tube or Spiral or Flood | 0.028149 | 0.024281 | 0.03758 | 193.05 | 480.6945 | -0.29344 | -0.73066 | 0.078894 | 0.9299 | 0.078894 | 0.9299 | 0.080827 | 0.9299 | 0.080827 | 0.9299 | 2.9084 | 3.0538 | 2.9084 | 3.0538
429040 - CFL, 13W lamp, Integral or Modular, Tube or Spiral or Flood | 0.010884 | 0.0093887 | 0.018533 | 74.646 | 250.8106 | -0.044273 | -0.14876 | 0.08264 | 0.91904 | 0.08264 | 0.91904 | 0.084548 | 0.91904 | 0.084548 | 0.91904 | 3.0481 | 3.2005 | 3.0481 | 3.2005
429040 - CFL, 13W lamp, Integral or Modular, Tube or Spiral or Flood | 0.015576 | 0.013436 | 0.019112 | 106.821 | 245.6883 | -0.14994 | -0.34485 | 0.083149 | 0.85786 | 0.083149 | 0.85786 | 0.085028 | 0.85786 | 0.085028 | 0.85786 | 3.0768 | 3.2306 | 3.0768 | 3.2306
429040 - CFL, 13W lamp, Integral or Modular, Tube or Spiral or Flood | 0.29557 | 0.25495 | 0.39459 | 2027.025 | 5047.2923 | -2.1757 | -5.4174 | 0.079039 | 0.9299 | 0.079039 | 0.9299 | 0.080972 | 0.9299 | 0.080972 | 0.9299 | 2.9222 | 3.0683 | 2.9222 | 3.0683
429040 - CFL, 13W lamp, Integral or Modular, Tube or Spiral or Flood | 0.021769 | 0.018777 | 0.036422 | 149.292 | 501.6211 | -0.045946 | -0.15438 | 0.082881 | 0.91904 | 0.082881 | 0.91904 | 0.08479 | 0.91904 | 0.08479 | 0.91904 | 3.0607 | 3.2137 | 3.0607 | 3.2137
429040 - CFL, 13W lamp, Integral or Modular, Tube or Spiral or Flood | 0.11663 | 0.1006 | 0.20528 | 799.8705 | 2687.5649 | -1.3851 | -4.6538 | 0.080322 | 0.91904 | 0.080322 | 0.91904 | 0.082282 | 0.91904 | 0.082282 | 0.91904 | 2.9134 | 3.0591 | 2.9134 | 3.0591
429044 - CFL, 23W lamp, Integral or Modular, Tube or Spiral or Flood | 0.61178 | 0.52771 | 0.76062 | 4195.62 | 8684.9334 | -16.2162 | -33.5675 | 0.092716 | 0.90435 | 0.092716 | 0.90435 | 0.093771 | 0.90435 | 0.093771 | 0.90435 | 5.0285 | 5.28 | 5.0285 | 5.28
429044 - CFL, 23W lamp, Integral or Modular, Tube or Spiral or Flood | 0.024865 | 0.021448 | 0.033269 | 170.5275 | 424.6135 | -0.25933 | -0.64573 | 0.096513 | 0.9299 | 0.096513 | 0.9299 | 0.097607 | 0.9299 | 0.097607 | 0.9299 | 5.1382 | 5.3951 | 5.1382 | 5.3951
429044 - CFL, 23W lamp, Integral or Modular, Tube or Spiral or Flood | 0.019235 | 0.016592 | 0.032754 | 131.9175 | 443.2428 | -0.078507 | -0.26378 | 0.10004 | 0.91904 | 0.10004 | 0.91904 | 0.10112 | 0.91904 | 0.10112 | 0.91904 | 5.3866 | 5.656 | 5.3866 | 5.656
429044 - CFL, 23W lamp, Integral or Modular, Tube or Spiral or Flood | 1.0443 | 0.90083 | 1.3973 | 7162.155 | 17833.766 | -7.6757 | -19.1124 | 0.096658 | 0.9299 | 0.096658 | 0.9299 | 0.097752 | 0.9299 | 0.097752 | 0.9299 | 5.1627 | 5.4208 | 5.1627 | 5.4208
429044 - CFL, 23W lamp, Integral or Modular, Tube or Spiral or Flood | 0.26929 | 0.23229 | 0.45135 | 1846.845 | 6205.3992 | -0.56937 | -1.9131 | 0.10028 | 0.91904 | 0.10028 | 0.91904 | 0.10136 | 0.91904 | 0.10136 | 0.91904 | 5.4089 | 5.6793 | 5.4089 | 5.6793
429044 - CFL, 23W lamp, Integral or Modular, Tube or Spiral or Flood | 0.24677 | 0.21286 | 0.33526 | 1692.405 | 4214.0885 | -2.5933 | -6.4573 | 0.09511 | 0.9299 | 0.09511 | 0.9299 | 0.096212 | 0.9299 | 0.096212 | 0.9299 | 5.0459 | 5.2982 | 5.0459 | 5.2982
429044 - CFL, 23W lamp, Integral or Modular, Tube or Spiral or Flood | 0.11429 | 0.098581 | 0.19807 | 783.783 | 2633.5109 | -0.34672 | -1.165 | 0.098565 | 0.91904 | 0.098565 | 0.91904 | 0.099656 | 0.91904 | 0.099656 | 0.91904 | 5.2855 | 5.5498 | 5.2855 | 5.5498
429056 - CFL, 14W w/Reflector | 0.043537 | 0.037555 | 0.072844 | 298.584 | 1003.2422 | -0.091892 | -0.30876 | 0.056922 | 0.91904 | 0.056922 | 0.91904 | 0.060069 | 0.91904 | 0.060069 | 0.91904 | 1.8576 | 1.9506 | 1.8576 | 1.9506
429056 - CFL, 14W w/Reflector | 0.053953 | 0.046539 | 0.093308 | 370.0125 | 1243.242 | -0.16345 | -0.54919 | 0.054853 | 0.91904 | 0.054853 | 0.91904 | 0.058028 | 0.91904 | 0.058028 | 0.91904 | 1.8173 | 1.9083 | 1.8173 | 1.9083
429057 - CFL, 18W w/Reflector | 0.52695 | 0.45454 | 0.70367 | 3613.896 | 8998.601 | -3.8745 | -9.6475 | 0.071989 | 0.9299 | 0.071989 | 0.9299 | 0.07426 | 0.9299 | 0.07426 | 0.9299 | 2.4899 | 2.6145 | 2.4899 | 2.6145
429057 - CFL, 18W w/Reflector | 0.8107 | 0.69929 | 1.3622 | 5559.84 | 18681.0624 | -1.7201 | -5.7795 | 0.07567 | 0.91904 | 0.07567 | 0.91904 | 0.077924 | 0.91904 | 0.077924 | 0.91904 | 2.594 | 2.7238 | 2.594 | 2.7238
429057 - CFL, 18W w/Reflector | 0.13427 | 0.11582 | 0.23282 | 920.8485 | 3094.051 | -0.40714 | -1.368 | 0.073878 | 0.91904 | 0.073878 | 0.91904 | 0.076146 | 0.91904 | 0.076146 | 0.91904 | 2.5438 | 2.6711 | 2.5438 | 2.6711
429058 - CFL, 23W w/Reflector | 0.21412 | 0.1847 | 0.26622 | 1468.467 | 3039.7267 | -5.6757 | -11.7486 | 0.078821 | 0.90435 | 0.078821 | 0.90435 | 0.080538 | 0.90435 | 0.080538 | 0.90435 | 3.09 | 3.2444 | 3.09 | 3.2444
429058 - CFL, 23W w/Reflector | 0.019235 | 0.016592 | 0.032754 | 131.9175 | 443.2428 | -0.078507 | -0.26378 | 0.085812 | 0.91904 | 0.085812 | 0.91904 | 0.08757 | 0.91904 | 0.08757 | 0.91904 | 3.31 | 3.4755 | 3.31 | 3.4755
429058 - CFL, 23W w/Reflector | 0.074595 | 0.064345 | 0.099807 | 511.5825 | 1273.8404 | -0.54826 | -1.3652 | 0.08224 | 0.9299 | 0.08224 | 0.9299 | 0.084021 | 0.9299 | 0.084021 | 0.9299 | 3.1724 | 3.331 | 3.1724 | 3.331
429058 - CFL, 23W w/Reflector | 0.038471 | 0.033184 | 0.064479 | 263.835 | 886.4856 | -0.081338 | -0.2733 | 0.086053 | 0.91904 | 0.086053 | 0.91904 | 0.087811 | 0.91904 | 0.087811 | 0.91904 | 3.3237 | 3.4899 | 3.3237 | 3.4899
429058 - CFL, 23W w/Reflector | 0.12339 | 0.10643 | 0.16763 | 846.2025 | 2107.0442 | -1.2967 | -3.2287 | 0.080582 | 0.9299 | 0.080582 | 0.9299 | 0.082377 | 0.9299 | 0.082377 | 0.9299 | 3.1006 | 3.2557 | 3.1006 | 3.2557
429058 - CFL, 23W w/Reflector | 0.075628 | 0.065235 | 0.13205 | 518.661 | 1742.701 | -0.4565 | -1.5338 | 0.083918 | 0.91904 | 0.083918 | 0.91904 | 0.085706 | 0.91904 | 0.085706 | 0.91904 | 3.2132 | 3.3738 | 3.2132 | 3.3738
429060 - CF Hardwired Fixture 28W | 0.33779 | 0.29137 | 0.4212 | 2316.6 | 4795.362 | -8.9505 | -18.5275 | -0.0075994 | 0.90435 | -0.0075994 | 0.90435 | -0.0017666 | 0.90435 | -0.0017666 | 0.90435 | 0.90941 | 0.95489 | 0.90941 | 0.95489
429060 - CF Hardwired Fixture 28W | 0.09184 | 0.07922 | 0.12285 | 629.85 | 1568.3265 | -0.95745 | -2.3841 | -0.0071469 | 0.9299 | -0.0071469 | 0.9299 | -0.0011164 | 0.9299 | -0.0011164 | 0.9299 | 0.9324 | 0.97902 | 0.9324 | 0.97902
429060 - CF Hardwired Fixture 28W | 0.082742 | 0.071372 | 0.093795 | 567.45 | 1458.3465 | -6.552 | -16.8386 | -0.018128 | 0.96252 | -0.018128 | 0.96252 | -0.011625 | 0.96252 | -0.011625 | 0.96252 | 0.78588 | 0.82517 | 0.78588 | 0.82517
429060 - CF Hardwired Fixture 28W | 0.0236 | 0.020357 | 0.0403 | 161.85 | 543.816 | -0.0962 | -0.32323 | -0.0027021 | 0.91904 | -0.0027021 | 0.91904 | 0.0032717 | 0.91904 | 0.0032717 | 0.91904 | 0.9741 | 1.0228 | 0.9741 | 1.0228
429060 - CF Hardwired Fixture 28W | 0.15307 | 0.13203 | 0.20475 | 1049.75 | 2613.8775 | -1.1245 | -2.8 | -0.0070011 | 0.9299 | -0.0070011 | 0.9299 | -0.00096936 | 0.9299 | -0.00096936 | 0.9299 | 0.93685 | 0.9837 | 0.93685 | 0.9837
429060 - CF Hardwired Fixture 28W | 0.0472 | 0.040714 | 0.0793 | 323.7 | 1087.632 | -0.1001 | -0.33634 | -0.002461 | 0.91904 | -0.002461 | 0.91904 | 0.0035129 | 0.91904 | 0.0035129 | 0.91904 | 0.97811 | 1.027 | 0.97811 | 1.027

## Output
Program Summary |  | Nominal |  |  | Present Value |  |  |  | Avoided Cost Version
Proposer Name |  | SDG&E | [6 empty] | 2011-08-04
Program Name |  | PORTFLIO W/O C&S - PART 3 | [6 empty] | 2012-02-17 | Run Time | 2014-12-09 16:26
Total Program Budget ($) |  | 13345907.4594 |  |  | 12494696.0908 |  |  |  | Base Year
2013
Net Participant Cost ($) |  |  |  |  | 9616966.6362 |  |  |  | SDG&E 2013 v1c4-Draft.xls
2015 | 0 | 0 | 0 | 0 | 0 | 0 |  | 0 |  |  | 2015 | 0 | 0 | 0 | 0 | 0
Program Impacts | [10 empty] | Program Impacts (Gross)
| Wtd Annual Net kWh | Lifecycle Net kWh | Wtd Annual Net Therms | Lifecycle Net Therms | Wtd Net Jul-Sept Pk** (kW) | Wtd Net Dec-Feb Pk** (kW) |  | Wtd User Entered kW |  |  |  | Wtd Annual Gross kWh | Lifecycle Gross kWh | Wtd Annual Gross Therms | Lifecycle Gross Therms | Wtd User Entered kW
2013 | 26517205.3847 | 239410861.8647 | 75537.7876 | 807735.9319 | 6017.2863 | 2750.7948 |  | 6493.7432 |  |  | 2013 | 36083083.9736 | 322877460.9768 | 126310.1193 | 1358653.0339 | 8760.0174
2014 | 0 | 0 | 0 | 0 | 0 | 0 |  | 0 |  |  | 2014 | 0 | 0 | 0 | 0 | 0
2013-2014 | 26517205.3847 | 239410861.8647 | 75537.7876 | 807735.9319 | 6017.2863 | 2750.7948 |  | 6493.7432 |  |  | 2013-2014 | 36083083.9736 | 322877460.9768 | 126310.1193 | 1358653.0339 | 8760.0174
Cost Effectiveness (Lifecycle Present Value Dollars)
|  | Benefits |  |  | Benefit - Cost
| Cost | Electric | Gas | Incentives | NPV | B/C Ratio | Notes
Program TRC ($) | 22111662.727 | 24920245.3435 | 572652.5706 | NA | 3381235.1871 | 1.1529 | *1
Program PAC ($) | 12494696.0908 | 24920245.3435 | 572652.5706 | NA | 12998201.8233 | 2.0403 | *1,2
Program RIM ($) | 38268552.6466 | 24920245.3435 | 572652.5706 | NA | -12775654.7325 | 0.66616 | *1
*1 B/C Ratio is an approximation because any supply cost increases are treated as negative benefits rather than as a cost as in the Standard Practice Manual
*2 PAC benefits include environmental costs. This is to be consistent with the TRC benefits, but is not strictly consistent with the Standard Practice Manual.
Levelized Cost and Benefit (All Measures Installed through 2023)
| Discounted Savings |  |  |  | Benefit - Cost
| kWh | Therms | Cost | Benefits | NPV
TRC ($/kWh ) | 160091227.3847 |  | 0.13417 | 0.15566 | 0.02149
PAC ($/kWh) | 160091227.3847 |  | 0.069668 | 0.15566 | 0.085995
RIM ($/kWh) | 160091227.3847 |  | 0.23367 | 0.15566 | -0.07801
TRC ($/therm) |  | 546256.7853 | 0.58439 | 1.0483 | 0.46394
PAC ($/therm) |  | 546256.7853 | 0.35 | 1.0483 | 0.69832
RIM ($/therm) |  | 546256.7853 | 1.5737 | 1.0483 | -0.52536
Wtd Avg Emissions Reductions | [10 empty] | Wtd Avg Emissions Reductions (Gross)
| Electric Reductions |  |  | Gas Reductions | [7 empty] | Electric Reductions |  |  | Gas Reductions
Annual Reductions | CO2 (tons) | NOX (lbs) | PM-10 (lbs) | CO2 (tons) | NOX (lbs) | [5 empty] | Annual Reductions | CO2 (tons) | NOX (lbs) | PM-10 (lbs) | CO2 (tons) | NOX (lbs)
2013 | 13826.1691 | 3449.6004 | 1812.3668 | 441.8961 | 740.2703 | * annual reductions are the units |  |  |  |  | 2013 | 18802.2203 | 4688.3641 | 2464.9859 | 738.9142 | 1237.8392 | * annual reductions are the units
2014 | 0 | 0 | 0 | 0 | 0 | implemented in the year, times |  |  |  |  | 2014 | 0 | 0 | 0 | 0 | 0 | implemented in the year, times
2015 | 0 | 0 | 0 | 0 | 0 | the annual emission reduction |  |  |  |  | 2015 | 0 | 0 | 0 | 0 | 0 | the annual emission reduction
2016 | 0 | 0 | 0 | 0 | 0 | for the measure, weighted |  |  |  |  | 2016 | 0 | 0 | 0 | 0 | 0 | for the measure, weighted for
2017 | 0 | 0 | 0 | 0 | 0 | for dual baseline. |  |  |  |  | 2017 | 0 | 0 | 0 | 0 | 0 | split baseline performance
2018 | 0 | 0 | 0 | 0 | 0 | [5 empty] | 2018 | 0 | 0 | 0 | 0 | 0
2019 | 0 | 0 | 0 | 0 | 0 | [5 empty] | 2019 | 0 | 0 | 0 | 0 | 0
2020 | 0 | 0 | 0 | 0 | 0 | [5 empty] | 2020 | 0 | 0 | 0 | 0 | 0
2021 | 0 | 0 | 0 | 0 | 0 | [5 empty] | 2021 | 0 | 0 | 0 | 0 | 0
2022 | 0 | 0 | 0 | 0 | 0 | [5 empty] | 2022 | 0 | 0 | 0 | 0 | 0
2023 | 0 | 0 | 0 | 0 | 0 | [5 empty] | 2023 | 0 | 0 | 0 | 0 | 0
Total Annual | 13826.1691 | 3449.6004 | 1812.3668 | 441.8961 | 740.2703 | [5 empty] | Total Annual | 18802.2203 | 4688.3641 | 2464.9859 | 738.9142 | 1237.8392
Lifecycle Reductions | [10 empty] | Lifecycle Reductions
2013 | 124250.346 | 30863.4104 | 16304.2625 | 4725.2552 | 7915.8121 | [5 empty] | 2013 | 167518.4912 | 41599.2786 | 21983.4422 | 7758.1932 | 12996.6313
2014 | 0 | 0 | 0 | 0 | 0 | [5 empty] | 2014 | 0 | 0 | 0 | 0 | 0
2015 | 0 | 0 | 0 | 0 | 0 | [5 empty] | 2015 | 0 | 0 | 0 | 0 | 0
2016 | 0 | 0 | 0 | 0 | 0 | [5 empty] | 2016 | 0 | 0 | 0 | 0 | 0
2017 | 0 | 0 | 0 | 0 | 0 | [5 empty] | 2017 | 0 | 0 | 0 | 0 | 0
2018 | 0 | 0 | 0 | 0 | 0 | [5 empty] | 2018 | 0 | 0 | 0 | 0 | 0
2019 | 0 | 0 | 0 | 0 | 0 | [5 empty] | 2019 | 0 | 0 | 0 | 0 | 0
2020 | 0 | 0 | 0 | 0 | 0 | [5 empty] | 2020 | 0 | 0 | 0 | 0 | 0
2021 | 0 | 0 | 0 | 0 | 0 | [5 empty] | 2021 | 0 | 0 | 0 | 0 | 0
2022 | 0 | 0 | 0 | 0 | 0 | [5 empty] | 2022 | 0 | 0 | 0 | 0 | 0
2023 | 0 | 0 | 0 | 0 | 0 | [5 empty] | 2023 | 0 | 0 | 0 | 0 | 0
Total Lifecycle | 124250.346 | 30863.4104 | 16304.2625 | 4725.2552 | 7915.8121 | [5 empty] | Total Lifecycle | 167518.4912 | 41599.2786 | 21983.4422 | 7758.1932 | 12996.6313
Reductions based on total annual installations | [10 empty] | Wtd Avg Reductions based on total annual installations (Gross)
| Annual Wtd Avg Net kWh | Lifecycle Net kWh | Annual Wtd Avg Net Therms | Lifecycle Net Therms | Net July-Sept Wtd Avg Peak** (kW) | Net Wtd Avg Dec-Feb** (kW) |  | Wtd Avg User Entered kW | Net Annual NCP (kW) |  |  | Wtd Avg Annual Gross kWh | Wtd Avg Lifecycle Gross kWh | Wtd Avg Annual Gross Therms | Wtd Avg Lifecycle Gross Therms | Wtd Avg User Entered kW
2013 | 26517205.3847 | 239410861.8647 | 75537.7876 | 807735.9319 | 6017.2863 | 2750.7948 |  | 6493.7432 | 3085.8847 |  | 2013 | 36083083.9736 | 322877460.9768 | 126310.1193 | 1358653.0339 | 8760.0174
2014 | 0 | 0 | 0 | 0 | 0 | 0 |  | 0 | 7613.6498 |  | 2014 | 0 | 0 | 0 | 0 | 0
2015 | 0 | 0 | 0 | 0 | 0 | 0 |  | 0 | -93.0658 |  | 2015 | 0 | 0 | 0 | 0 | 0
2016 | 0 | 0 | 0 | 0 | 0 | 0 |  | 0 | -866.5781 |  | 2016 | 0 | 0 | 0 | 0 | 0
2017 | 0 | 0 | 0 | 0 | 0 | 0 |  | 0 | -3622.4756 |  | 2017 | 0 | 0 | 0 | 0 | 0
2018 | 0 | 0 | 0 | 0 | 0 | 0 |  | 0 | -207.7448 |  | 2018 | 0 | 0 | 0 | 0 | 0
2019 | 0 | 0 | 0 | 0 | 0 | 0 |  | 0 | -934.747 |  | 2019 | 0 | 0 | 0 | 0 | 0
2020 | 0 | 0 | 0 | 0 | 0 | 0 |  | 0 | -93.0728 |  | 2020 | 0 | 0 | 0 | 0 | 0
2021 | 0 | 0 | 0 | 0 | 0 | 0 |  | 0 | -189.8084 |  | 2021 | 0 | 0 | 0 | 0 | 0
2022 | 0 | 0 | 0 | 0 | 0 | 0 |  | 0 | -115.3297 |  | 2022 | 0 | 0 | 0 | 0 | 0
2023 | 0 | 0 | 0 | 0 | 0 | 0 |  | 0 | -243.5545 |  | 2023 | 0 | 0 | 0 | 0 | 0
Total | 26517205.3847 | 239410861.8647 | 75537.7876 | 807735.9319 | 6017.2863 | 2750.7948 |  | 6493.7432 | 4333.1578 |  | Total | 36083083.9736 | 322877460.9768 | 126310.1193 | 1358653.0339 | 8760.0174
Wtd Average Net Impacts by Sector (All Measures Installed through 2023) | [10 empty] | Gross Savings for Goal Attainment - kWh
| Annual Wtd Avg Net kWh | Lifecycle Net kWh | Annual Wtd Avg Net Therms | Lifecycle Net Therms | Net July-Sept Wtd Avg Peak** (kW) | Net Wtd Avg Dec-Feb** (kW) |  | Wtd Avg User Entered kW | TRC Lifecycle Net Benefits* ($) |  |  | 1st Year Annual Savings | Decay of single or first baseline | 2nd Baseline Savings | 2nd Baseline Decay | Total Cumulative | Net Annual Savings
Total | 26517205.3847 | 239410861.8647 | 75537.7876 | 807735.9319 | 6017.2863 | 2750.7948 |  | 6493.7432 | 3390231.4747 |  |  | kWh | kWh | kWh | kWh | kWh | kWh
RES | 0 | 0 | 0 | 0 | 0 | 0 |  | 0 | 0 |  | 2013 | 37128722.7499 |  | 0 | 0 | 37128722.7499 | 37128722.7499
NON_RES | 0 | 0 | 0 | 0 | 0 | 0 |  | 0 | 0 |  | 2014 | 37128722.7499 | -98953.4897 | 0 | 0 | 37029769.2602 | -98953.4897
Residential | 0 | 0 | 0 | 0 | 0 | 0 |  | 0 | 0 |  | 2015 | 37128722.7499 | -450924.5025 | 0 | 0 | 36677798.2474 | -351971.0128
Commercial | 26517205.3847 | 239410861.8647 | 75537.7876 | 807735.9319 | 5932.2962 | 2693.0376 |  | 6493.7432 | 3381235.1871 |  | 2016 | 37128722.7499 | -4136134.2942 | 0 | 0 | 32992588.4557 | -3685209.7917
Industrial | 0 | 0 | 0 | 0 | 0 | 0 |  | 0 | 0 |  | 2017 | 37128722.7499 | -10550469.0659 | 0 | 0 | 26578253.684 | -6414334.7716
Agricultural | 0 | 0 | 0 | 0 | 0 | 0 |  | 0 | 0 |  | 2018 | 37128722.7499 | -13786016.8696 | 383410.6092 | 0 | 23726116.4895 | -2852137.1945
Not Used | 0 | 0 | 0 | 0 | 0 | 0 |  | 0 | 0 |  | 2019 | 37128722.7499 | -19117631.2588 | 1320823.6688 | 0 | 19331915.1599 | -4394201.3296
0 | 0 | 0 | 0 | 0 | 0 | 0 |  | 0 | 0 |  | 2020 | 37128722.7499 | -19478401.5019 | 1320823.6688 | 0 | 18971144.9167 | -360770.2431
0 | 0 | 0 | 0 | 0 | 0 | 0 |  | 0 | 0 |  | 2021 | 37128722.7499 | -20554783.9971 | 1320823.6688 | 0 | 17894762.4215 | -1076382.4952
0 | 0 | 0 | 0 | 0 | 0 | 0 |  | 0 | 0 |  | 2022 | 37128722.7499 | -21103622.5359 | 1320823.6688 | 0 | 17345923.8827 | -548838.5388
0 | 0 | 0 | 0 | 0 | 0 | 0 |  | 0 | 0
0 | 0 | 0 | 0 | 0 | 0 | 0 |  | 0 | 0 |  | Gross Savings for Goal Attainment - kW
0 | 0 | 0 | 0 | 0 | 0 | 0 |  | 0 | 0 |  |  | 1st Year Annual | Decay or single or | 2nd Baseline | 2nd Baseline | Total | Net Annual
0 | 0 | 0 | 0 | 0 | 0 | 0 |  | 0 | 0 |  |  | Savings | first baseline | Savings | Decay | Cummulative | Savings
0 | 0 | 0 | 0 | 0 | 0 | 0 |  | 0 | 0 |  |  | kW | kW | kW | kW | kW | kW
0 | 0 | 0 | 0 | 0 | 0 | 0 |  | 0 | 0 |  | 2013 | 9047.8686 |  | 0 | 0 | 9047.8686 | 9047.8686
0 | 0 | 0 | 0 | 0 | 0 | 0 | 0 | 0 | 0 |  | 2014 | 9047.8686 | -26.6587 | 0 | 0 | 9021.2099 | -26.6587
0 | 0 | 0 | 0 | 0 | 0 | 0 | 0 | 0 | 0 |  | 2015 | 9047.8686 | -107.9806 | 0 | 0 | 8939.888 | -81.3219
0 | 0 | 0 | 0 | 0 | 0 | 0 | 0 | 0 | 0 |  | 2016 | 9047.8686 | -994.231 | 0 | 0 | 8053.6376 | -886.2504
0 | 0 | 0 | 0 | 0 | 0 | 0 | 0 | 0 | 0 |  | 2017 | 9047.8686 | -2508.7007 | 0 | 0 | 6539.1679 | -1514.4697
0 | 0 | 0 | 0 | 0 | 0 | 0 | 0 | 0 | 0 |  | 2018 | 9047.8686 | -3071.7931 | 102.6336 | 0 | 6078.7091 | -460.4588
0 | 0 | 0 | 0 | 0 | 0 | 0 | 0 | 0 | 0 |  | 2019 | 9047.8686 | -4064.5237 | 370.4238 | 0 | 5353.7687 | -724.9404
0 | 0 | 0 | 0 | 0 | 0 | 0 | 0 | 0 | 0 |  | 2020 | 9047.8686 | -4142.6859 | 370.4238 | 0 | 5275.6066 | -78.1621
Other and upspecified | 0 | 0 | 0 | 0 | 84.99 | 57.7572 | 0 | 0 | 8996.2875 |  | 2021 | 9047.8686 | -4378.8963 | 370.4238 | 0 | 5039.3962 | -236.2104
* Include program-level and admin costs allocated based to total gas and electric programs at the measure level. | [10 empty] | 2022 | 9047.8686 | -4503.181 | 370.4238 | 0 | 4915.1115 | -124.2847
**These values are only approximations if there are dual baseline measures in the program
Net Impacts by CPUC End Use Categories (All Measures Installed through 2023) | [10 empty] | Gross Savings for Goal Attainment - Therms
| Annual Wtd Avg Net kWh | Lifecycle Net kWh | Annual Wtd Avg Net Therms | Lifecycle Net Therms | Net July-Sept Wtd Avg Peak** (kW) | Net Wtd Avg Dec-Feb** (kW) |  | Wtd Avg User Entered kW | TRC Lifecycle Net Benefits* ($) |  |  | 1st Year Annual Savings | Decay of single or first baseline | 2nd Baseline Savings | 2nd Baseline Decay | Total Cumulative | Net Annual Savings
Total | 26517205.3847 | 239410861.8647 | 75537.7876 | 807735.9319 | 6017.2863 | 2750.7948 |  | 6493.7432 | 3381235.1871 |  |  | Therms | Therms | Therms | Therms | Therms | Therms
Clothes Dryer | 0 | 0 | 0 | 0 | 0 | 0 |  | 0 | 0 |  | 2013 | 124406.9879 |  | 0 | 0 | 124406.9879 | 124406.9879
Clothes Washer | 0 | 0 | 0 | 0 | 0 | 0 |  | 0 | 0 |  | 2014 | 124406.9879 | 0 | 0 | 0 | 124406.9879 | 0
Consumer Electronics | 0 | 0 | 0 | 0 | 0 | 0 |  | 0 | 0 |  | 2015 | 124406.9879 | 443.2248 | 0 | 0 | 124850.2126 | 443.2248
Cooking | 0 | 0 | 0 | 0 | 0 | 0 |  | 0 | 0 |  | 2016 | 124406.9879 | 2288.1107 | 0 | 0 | 126695.0986 | 1844.8859
Dishwasher | 0 | 0 | 0 | 0 | 0 | 0 |  | 0 | 0 |  | 2017 | 124406.9879 | 3391.7747 | 0 | 0 | 127798.7626 | 1103.664
Other Appliance | 0 | 0 | 0 | 0 | 0 | 0 |  | 0 | 0 |  | 2018 | 124406.9879 | 142.0623 | -822.2685 | 0 | 123726.7817 | -4071.9809
Office Equipment | 0 | 0 | 0 | 0 | 0 | 0 |  | 0 | 0 |  | 2019 | 124406.9879 | -10553.5942 | -2292.6614 | 0 | 111560.7322 | -12166.0494
Building shell | 0 | 0 | 0 | 0 | 0 | 0 |  | 0 | 0 |  | 2020 | 124406.9879 | -20861.549 | -2292.6614 | 0 | 101252.7775 | -10307.9547
Space Cooling | 7961377.6909 | 49966705.6232 | 5892.5144 | 274.6192 | 3197.0949 | 304.4186 |  | 3154.3113 | 5359642.0425 |  | 2021 | 124406.9879 | -23802.4901 | -2292.6614 | 0 | 98311.8364 | -2940.9411
Space Heating | 0 | 0 | 0 | 0 | 0 | 0 |  | 0 | 0 |  | 2022 | 124406.9879 | -21127.5488 | -2292.6614 | 0 | 100986.7777 | 2674.9413
Ventilation | 0 | 0 | 0 | 0 | 0 | 0 |  | 0 | 0
Interior Lighting | 15939570.0497 | 173778803.9264 | -27367.7626 | -297735.1511 | 2383.6067 | 2008.7179 |  | 3043.7688 | -2900929.6258
Exterior Lighting | 0 | 0 | 0 | 0 | 0 | 0 |  | 0 | 0
Daylighting | 0 | 0 | 0 | 0 | 0 | 0 |  | 0 | 0
Motors | 0 | 0 | 0 | 0 | 0 | 0 |  | 0 | 0
Process | 2398892.2165 | 13438641.0151 | 91267.2165 | 1039441.7423 | 326.5338 | 360.5071 |  | 265.0908 | 959851.2294
Compressed Air | 0 | 0 | 0 | 0 | 0 | 0 |  | 0 | 0
Food Processor | 0 | 0 | 0 | 0 | 0 | 0 |  | 0 | 0
Refrigeration | 217365.4276 | 2226711.3 | 5745.8193 | 65754.7215 | 25.0608 | 19.394 |  | 30.5723 | -37328.459
Freezers | 0 | 0 | 0 | 0 | 0 | 0 |  | 0 | 0
Pumps | 0 | 0 | 0 | 0 | 0 | 0 |  | 0 | 0
Pool Pump | 0 | 0 | 0 | 0 | 0 | 0 |  | 0 | 0
Domestic Hot Water | 0 | 0 | 0 | 0 | 0 | 0 |  | 0 | 0
Water Heating | 0 | 0 | 0 | 0 | 0 | 0 |  | 0 | 0
Other or unspecified | 0 | 0 | -1.4552e-10 | 9.3132e-10 | 84.99 | 57.7572 | 0 | 0 | -3.865e-08
* Include program-level and admin costs allocated based to total gas and electric programs at the measure level.
**These values are only approximations if there are dual baseline measures in the program
Net Impacts by Climate Zone (All Measures Installed through 2023)
| Annual Wtd Avg Net kWh | Lifecycle Net kWh | Annual Wtd Avg Net Therms | Lifecycle Net Therms | Net July-Sept Wtd Avg Peak** (kW) | Net Wtd Avg Dec-Feb** (kW) |  | Wtd Avg User Entered kW | TRC Lifecycle Net Benefits* ($)
Total | 26557013.3531 | 239643198.5917 | 75507.6278 | 807561.3913 | 5938.1178 | 2698.0523 |  | 6500.9478 | 3390231.4747
7 | 13830933.132 | 125696907.4175 | -15433.1491 | -183362.3642 | 3241.9716 | 1319.9476 |  | 4017.2919 | 5720656.7507
10 | 5002537.4064 | 43121127.6885 | 806.5509 | -39988.6886 | 1393.8131 | 393.0894 |  | 1486.2911 | 1956373.9747
15 | 39807.9684 | 232336.727 | -30.1598 | -174.5406 | 5.8215 | 5.0147 |  | 7.2046 | 8996.2875
15 | 39807.9684 | 232336.727 | -30.1598 | -174.5406 | 5.8215 | 5.0147 |  | 7.2046 | 8996.2875
System | 7643926.8779 | 70360490.0316 | 90194.5456 | 1031261.5252 | 1290.69 | 974.9859 |  | 982.9555 | -4304791.8258
0 | 0 | 0 | 0 | 0 | 0 | 0 |  | 0 | 0
0 | 0 | 0 | 0 | 0 | 0 | 0 |  | 0 | 0
0 | 0 | 0 | 0 | 0 | 0 | 0 |  | 0 | 0
0 | 0 | 0 | 0 | 0 | 0 | 0 |  | 0 | 0
0 | 0 | 0 | 0 | 0 | 0 | 0 |  | 0 | 0
0 | 0 | 0 | 0 | 0 | 0 | 0 |  | 0 | 0
* Include program-level and admin costs allocated based to total gas and electric programs at the measure level.
Persistent reductions in the summer (3rd Qtr) or winter (4th Qtr) of each year
| Net July-Sept Peak (kW) | Net Annual Dec-Feb (kW)
2013 | 1264.6999 | 2849.3332
2014 | 6150.8582 | 2835.3904
2015 | 6098.5398 | 2787.7685
2016 | 5622.9895 | 2428.188
2017 | 3681.7646 | 2371.4431
2018 | 3548.008 | 1727.796
2019 | 2877.7131 | 1619.7604
2020 | 2821.3509 | 1607.8862
2021 | 2707.6066 | 1462.5399
2022 | 2636.7678 | 1455.4558
2023 | 2507.239 | 1357.9436
2024 | 1835.2345 | 1294.0096
These values are only approximations if there are dual baseline measures in the program
Monthly Impacts
First Year for Impact Table: | 2013 | These values are only approximations if there are dual baseline measures in the program
| Quarter | Monthly Five Hour Avg or TOU Peak | Net Monthly NCP (kW) |  | Monthly Net kWh | Monthly Net Therms
2013-01-01 | 1 | 0 | 0 |  | 0 | 0
2013-02-01 | 1 | 0 | 0 |  | 0 | 0
2013-03-01 | 1 | 0 | 0 |  | 0 | 0
2013-04-01 | 2 | 74.6417 | 165.1795 |  | 55539.2665 | 80.5486
2013-05-01 | 2 | 127.3978 | 165.6117 |  | 59448.2709 | 80.5486
2013-06-01 | 2 | 65.5007 | 164.2554 |  | 55708.5823 | 80.5486
2013-07-01 | 3 | 1233.3754 | 2090.5099 |  | 599833.0692 | 1926.9138
2013-08-01 | 3 | 1246.9903 | 2176.1535 |  | 624171.4254 | 1926.9138
2013-09-01 | 3 | 1313.734 | 2193.2383 |  | 595399.7695 | 1926.9138
2013-10-01 | 4 | 699.5269 | 3085.8847 |  | 821895.3077 | 5768.6114
2013-11-01 | 4 | 962.9761 | 2714.6001 |  | 653271.3297 | 5768.6114
2013-12-01 | 4 | 956.1922 | 2326.0601 |  | 586497.1901 | 5768.6114
2014-01-01 | 5 | 2925.9848 | 7990.5643 |  | 1809370.3659 | 8173.485
2014-02-01 | 5 | 2757.2372 | 8520.4298 |  | 1761386.6841 | 8173.485
2014-03-01 | 5 | 2256.7942 | 8395.0542 |  | 1944683.6503 | 8173.485
2014-04-01 | 6 | 2691.1028 | 8378.1005 |  | 1984321.3118 | 4171.178
2014-05-01 | 6 | 4814.5079 | 9562.615 |  | 2227108.3845 | 4171.178
2014-06-01 | 6 | 3036.4227 | 9415.1585 |  | 2363283.6973 | 4171.178
2014-07-01 | 7 | 5985.5215 | 10204.9422 |  | 2916207.9461 | 4171.178
2014-08-01 | 7 | 6018.6099 | 10569.5302 |  | 3031954.3883 | 4171.178
2014-09-01 | 7 | 6448.4432 | 10699.5344 |  | 2890461.8907 | 4171.178
2014-10-01 | 8 | 2110.8724 | 10482.6787 |  | 2595189.473 | 8173.485
2014-11-01 | 8 | 2901.2041 | 9051.2101 |  | 2001555.3926 | 8173.485
2014-12-01 | 8 | 2862.0487 | 7638.3941 |  | 1773785.4618 | 8173.485
2015-01-01 | 9 | 2911.2359 | 7936.4864 |  | 1798426.2301 | 8173.485
2015-02-01 | 9 | 2744.4782 | 8471.585 |  | 1751237.6924 | 8173.485
2015-03-01 | 9 | 2248.3629 | 8347.0352 |  | 1933577.8315 | 8173.485
2015-04-01 | 10 | 2673.3291 | 8314.5455 |  | 1972658.2371 | 4171.178
2015-05-01 | 10 | 4779.9488 | 9494.6194 |  | 2213849.9546 | 4171.178
2015-06-01 | 10 | 3015.2177 | 9320.9169 |  | 2346558.2314 | 4171.178
2015-07-01 | 11 | 5932.1608 | 10099.682 |  | 2894011.2624 | 4171.178
2015-08-01 | 11 | 5967.4016 | 10466.3251 |  | 3009576.2484 | 4171.178
2015-09-01 | 11 | 6396.0569 | 10606.4686 |  | 2870246.7407 | 4171.178
2015-10-01 | 12 | 2100.276 | 10398.7998 |  | 2578773.1726 | 8189.2153
2015-11-01 | 12 | 2888.0008 | 8995.9169 |  | 1990045.3566 | 8189.2153
2015-12-01 | 12 | 2847.064 | 7595.0277 |  | 1763209.85 | 8189.2153
2016-01-01 | 13 | 2862.0712 | 7850.7785 |  | 1768379.2554 | 8335.2736
2016-02-01 | 13 | 2698.7618 | 8386.6267 |  | 1722795.3704 | 8335.2736
2016-03-01 | 13 | 2209.4924 | 8261.7274 |  | 1901712.2737 | 8335.2736
2016-04-01 | 14 | 2633.7216 | 8221.8937 |  | 1940037.1331 | 4171.178
2016-05-01 | 14 | 4707.6506 | 9400.9053 |  | 2178971.3128 | 4171.178
2016-06-01 | 14 | 2980.7128 | 9228.5231 |  | 2314208.0904 | 4171.178
2016-07-01 | 15 | 5462.4101 | 9247.1226 |  | 2686095.084 | 4171.178
2016-08-01 | 15 | 5518.824 | 9618.9262 |  | 2793622.8456 | 4171.178
2016-09-01 | 15 | 5887.7344 | 9739.8905 |  | 2670489.2695 | 4171.178
2016-10-01 | 16 | 1994.3159 | 9355.019 |  | 2388350.4129 | 8447.2988
2016-11-01 | 16 | 2747.8644 | 8150.3379 |  | 1869861.8456 | 8447.2988
2016-12-01 | 16 | 2718.5578 | 6934.826 |  | 1668859.713 | 8447.2988
2017-01-01 | 17 | 2501.5902 | 5173.2399 |  | 1498300.9507 | 8455.1311
2017-02-01 | 17 | 2332.7006 | 5255.1906 |  | 1439272.4527 | 8455.1311
2017-03-01 | 17 | 1970.2828 | 5245.999 |  | 1587526.5071 | 8455.1311
2017-04-01 | 18 | 2168.0633 | 5317.5814 |  | 1561826.7978 | 4171.178
2017-05-01 | 18 | 3655.8252 | 5616.0872 |  | 1704861.7811 | 4171.178
2017-06-01 | 18 | 2093.3755 | 5642.7436 |  | 1689088.3598 | 4171.178
2017-07-01 | 19 | 3537.4573 | 5617.9835 |  | 1882559.8486 | 4171.178
2017-08-01 | 19 | 3725.2726 | 6089.564 |  | 1961355.1614 | 4171.178
2017-09-01 | 19 | 3782.5638 | 6117.4149 |  | 1914998.383 | 4171.178
2017-10-01 | 20 | 1736.3032 | 5987.866 |  | 1827441.1149 | 8563.4266
2017-11-01 | 20 | 2392.2448 | 5460.1514 |  | 1540208.3679 | 8563.4266
2017-12-01 | 20 | 2401.941 | 4873.6372 |  | 1423113.3263 | 8563.4266
2018-01-01 | 21 | 2443.0069 | 5071.1127 |  | 1462497.8171 | 8585.7566
2018-02-01 | 21 | 2278.2262 | 5153.9566 |  | 1405381.3783 | 8585.7566
2018-03-01 | 21 | 1923.9658 | 5144.3485 |  | 1549556.4008 | 8585.7566
2018-04-01 | 22 | 2103.5048 | 5166.6244 |  | 1508568.6253 | 4171.178
2018-05-01 | 22 | 3537.9833 | 5463.4083 |  | 1647920.866 | 4171.178
2018-06-01 | 22 | 2037.0902 | 5492.2125 |  | 1636269.0709 | 4171.178
2018-07-01 | 23 | 3410.6718 | 5439.7039 |  | 1804843.4762 | 4171.178
2018-08-01 | 23 | 3586.5542 | 5883.4306 |  | 1880146.7891 | 4171.178
2018-09-01 | 23 | 3646.798 | 5909.6701 |  | 1833643.2441 | 4171.178
2018-10-01 | 24 | 1483.6473 | 5460.1796 |  | 1613999.8885 | 8420.9486
2018-11-01 | 24 | 2075.701 | 4940.7473 |  | 1346112.146 | 8420.9486
2018-12-01 | 24 | 2083.9704 | 4378.2142 |  | 1238242.626 | 8420.9486
2019-01-01 | 25 | 1788.3209 | 4131.8577 |  | 1088926.5259 | 7458.9753
2019-02-01 | 25 | 1648.983 | 4224.8027 |  | 1042178.8681 | 7458.9753
2019-03-01 | 25 | 1343.9685 | 4211.0476 |  | 1163770.6813 | 7458.9753
2019-04-01 | 26 | 1520.5632 | 4229.3618 |  | 1137939.3971 | 4171.178
2019-05-01 | 26 | 2781.2517 | 4551.4076 |  | 1245999.6095 | 4171.178
2019-06-01 | 26 | 1513.7736 | 4569.7813 |  | 1245552.851 | 4171.178
2019-07-01 | 27 | 2761.5338 | 4587.1591 |  | 1415573.1929 | 4171.178
2019-08-01 | 27 | 2900.4234 | 4949.1017 |  | 1480168.8082 | 4171.178
2019-09-01 | 27 | 2971.182 | 4974.9232 |  | 1435447.7976 | 4171.178
2019-10-01 | 28 | 1125.722 | 4829.3215 |  | 1358182.185 | 7595.8206
2019-11-01 | 28 | 1663.6411 | 4336.1549 |  | 1108016.2047 | 7595.8206
2019-12-01 | 28 | 1669.3286 | 3806.4373 |  | 1007686.5544 | 7595.8206
2020-01-01 | 29 | 1676.5021 | 3931.5023 |  | 1021823.396 | 7407.7482
2020-02-01 | 29 | 1545.7565 | 4026.1712 |  | 978666.7195 | 7407.7482
2020-03-01 | 29 | 1257.0288 | 4011.4066 |  | 1092625.5318 | 7407.7482
2020-04-01 | 30 | 1472.1078 | 4116.0303 |  | 1097886.2005 | 3932.6821
2020-05-01 | 30 | 2692.7419 | 4436.7683 |  | 1203173.31 | 3932.6821
2020-06-01 | 30 | 1471.5311 | 4456.7537 |  | 1205827.916 | 3932.6821
2020-07-01 | 31 | 2708.6371 | 4509.0786 |  | 1383260.1809 | 3932.6821
2020-08-01 | 31 | 2841.5851 | 4856.9384 |  | 1446087.2319 | 3932.6821
2020-09-01 | 31 | 2913.8307 | 4881.8504 |  | 1401266.9002 | 3932.6821
2020-10-01 | 32 | 1095.4605 | 4752.5365 |  | 1328540.2023 | 6628.1686
2020-11-01 | 32 | 1622.7051 | 4260.6896 |  | 1081727.7608 | 6628.1686
2020-12-01 | 32 | 1628.1829 | 3735.0829 |  | 983012.9866 | 6628.1686
2021-01-01 | 33 | 1664.2433 | 3910.1318 |  | 1014331.4439 | 6633.4067
2021-02-01 | 33 | 1534.3575 | 4004.9876 |  | 971574.8736 | 6633.4067
2021-03-01 | 33 | 1247.3368 | 3990.1358 |  | 1084680.1318 | 6633.4067
2021-04-01 | 34 | 1420.3006 | 3994.6914 |  | 1056421.735 | 3114.0071
2021-05-01 | 34 | 2598.6803 | 4314.1091 |  | 1158849.5191 | 3114.0071
2021-06-01 | 34 | 1426.6431 | 4335.849 |  | 1164744.7577 | 3114.0071
2021-07-01 | 35 | 2602.4853 | 4349.5176 |  | 1319744.4984 | 3114.0071
2021-08-01 | 35 | 2722.4736 | 4669.0168 |  | 1379080.6392 | 3114.0071
2021-09-01 | 35 | 2797.8609 | 4692.042 |  | 1334093.6963 | 3114.0071
2021-10-01 | 36 | 1013.5599 | 4523.6343 |  | 1244164.0422 | 7243.2419
2021-11-01 | 36 | 1504.6304 | 4035.7702 |  | 1006922.088 | 7243.2419
2021-12-01 | 36 | 1509.0998 | 3522.1204 |  | 912682.6972 | 7243.2419
2022-01-01 | 37 | 1513.8318 | 3638.4645 |  | 922862.4507 | 7424.4662
2022-02-01 | 37 | 1395.5353 | 3735.5568 |  | 884698.7933 | 7424.4662
2022-03-01 | 37 | 1130.0074 | 3719.2582 |  | 988060.3133 | 7424.4662
2022-04-01 | 38 | 1340.3047 | 3811.9021 |  | 994124.0995 | 3114.0071
2022-05-01 | 38 | 2457.7284 | 4130.7598 |  | 1092622.7495 | 3114.0071
2022-06-01 | 38 | 1355.2215 | 4155.0581 |  | 1102996.1112 | 3114.0071
2022-07-01 | 39 | 2536.3212 | 4251.2077 |  | 1280175.4608 | 3114.0071
2022-08-01 | 39 | 2648.3661 | 4554.7836 |  | 1337599.0193 | 3114.0071
2022-09-01 | 39 | 2725.6161 | 4576.7123 |  | 1292540.9371 | 3114.0071
2022-10-01 | 40 | 987.3749 | 4450.7143 |  | 1216612.5991 | 7457.5892
2022-11-01 | 40 | 1467.0211 | 3964.0136 |  | 982046.9716 | 7457.5892
2022-12-01 | 40 | 1471.1146 | 3453.759 |  | 889028.5681 | 7457.5892
2023-01-01 | 41 | 1506.5181 | 3625.7147 |  | 918392.6991 | 7457.5892
2023-02-01 | 41 | 1388.7345 | 3722.9185 |  | 880467.7479 | 7457.5892
2023-03-01 | 41 | 1124.2251 | 3706.5679 |  | 983320.0316 | 7457.5892
2023-04-01 | 42 | 1333.4151 | 3796.6297 |  | 988430.0605 | 3114.0071
2023-05-01 | 42 | 2445.8318 | 4115.6002 |  | 1086591.2547 | 3114.0071
2023-06-01 | 42 | 1348.6603 | 4139.9424 |  | 1097280.0201 | 3114.0071
2023-07-01 | 43 | 2407.2005 | 4003.8549 |  | 1227744.705 | 3107.001
2023-08-01 | 43 | 2530.485 | 4317.9935 |  | 1283465.2983 | 3107.001
2023-09-01 | 43 | 2584.0313 | 4333.1578 |  | 1243996.3874 | 3107.001
2023-10-01 | 44 | 967.3266 | 4111.0301 |  | 1164985.1211 | 8015.4232
2023-11-01 | 44 | 1441.5999 | 3697.7334 |  | 954260.975 | 8015.4232
2023-12-01 | 44 | 1450.4517 | 3252.2984 |  | 869614.0795 | 8015.4232

## Input
| SDG&E 2013 v1c4-Draft.xls |  |  |  | Program Budget ($) | [10 empty] | Import file format 5
[5 empty] | a. Administrative Costs | 2013 | 2014 | 2015 | NPV |  |  |  | Nominal | Nominal | Nominal
| Proposer General Information |  |  |  | a.i. Overhead and G&A |  |  |  | 0 | d. Incentives and Rebates ($) |  |  | 2013 | 2014 | 2015 | NPV |  | Market Effects Adjustments
| Proposer Name |  | SDG&E |  | a.ii. Other Admin costs |  |  |  | 0 | d.i. User Input Incentive (treated like admin) | [5 empty] | 0 |  | Adjustment type |  | Uniform
| Program Name |  | PORTFLIO W/O C&S - PART 3 |  | b. Marketing/Outreach |  |  |  | 0 | d.ii. Rebate |  |  | 3700364.4225 | 0 | 0 |  |  | Enter Custom values in columns AO through AT
| Service Territory |  | SDG&E |  | c. Direct Implementation (non incentive) |  |  |  |  | d.iii. Direct Install Labor |  |  | 2487982.4453 | 0 | 0 |  |  | Uniform Factors to apply to all measures
| First Year of Program Implementation |  |  | 2013 | c.i. Activity |  |  |  | 0 | d.iv. Direct Install Materials |  |  | 7091110.5846 | 0 | 0 |  |  |  | Benefit Adj | Cost Adj
| Contact Information |  |  |  | c.ii. Installation |  |  |  | 0 | d.v. Upstream payments |  |  | 66450.007 | 0 | 0 |  |  | Participant Inside
| Name |  |  |  | c.iii. Hardware & Materials |  |  |  | 0 | Subtotal Incentives and Rebates |  |  | 13345907.4594 | 0 | 0 | 12494696.0908 |  | Participant Outside
| Address |  |  |  | c.iv. Rebate Processing and Inspection |  |  |  | 0 | [8 empty] | Non-participant | 5% | 5% | [39 empty] | Formulas for spreading annual installations to quarters
| ZIP code |  |  |  | d. Total Incentives and Rebates | 13345907.4594 | 0 | 0 | 12494696.0908 | [8 empty] | Total Factor | 5% | 5% | [39 empty] | 0 | 0 | 0 | 0 | 0 | 0 | 0 | 0 | 0 | 0 | 0 | 0 | 0 | 0 | 0 | 0 | 0 | 0 | 0 | 0 | 0 | 0 | 0 | 0 | 0 | 0 | 0 | 0 | 0 | 0 | 0 | 0 | 0 | 0 | 0 | 0 | 0 | 0 | 0 | 0 | 0 | 0 | 0 | 0
| Telephone |  |  |  | e. EM&V |  |  |  | 0 | f. Costs recovered from other sources | [5 empty] | 0
| Email |  |  |  | Total | 13345907.4594 | 0 | 0 | 12494696.0908 | Program Budget w/ Other Costs (a to f) |  |  | 13345907.4594 | 0 | 0 | 12494696.0908
[15 empty] | Number of measures that have negative participant cost: | 43 |  |  | Total Excess incentive: | 1229193.8139 | [39 empty] | Quarterly Installation Schedule
| Program Inputs | [10 empty] | Transfer | Admin | Admin | Admin | Participant | [8 empty] | Second Baseline (For savings after the RUL) | [7 empty] | Table Lookup Values |  |  |  |  | Benefits Adj Factors |  | Market Effects Adjustments | [8 empty] | Annual Installation Schedule (enter quarterly values to the right) | [10 empty] | 2013 |  |  |  | 2014 |  |  |  | 2015 |  |  |  | 2016 |  |  |  | 2017 |  |  |  | 2018 |  |  |  | 2019 |  |  |  | 2020 |  |  |  | 2021 |  |  |  | 2022 |  |  |  | 2023
| Measure Name | DEER RunID | Climate Zone | Target sector | Measure Electric End Use Shape | CZ, Sector, Measure combination found? | Expected Useful Life for New/ROB, RUL for retrofit. (yrs) | Program Type (To look up Net-to-gross Ratio) | Unit Definition (e.g. homes) | Program Type (NEW/ROB or Early Repl(RET)) | Gross Measure Cost (Total Cost for Retrofit, Incr Cost for New/ROB) ($/unit) | Rebate to end use customer or its assignee ($/unit) | Incentives to entities other than the end use customer or its assignee($/unit) | Direct Install Labor ($/unit) | Direct Install Material ($/unit) | Gross Participant Cost ($/unit) | Gross Unit Annual Electricity Savings (kwh/unit) | Electric Rate Schedule | Demand Scaler | User Entered kW Savings per unit (kW/unit) | Gross Unit Annual Gas Savings (therm/unit) | Gas Sector | Gas Rate Schedule | Gas Savings Profile | Total Life. Can be left blank for single baseline measures (Yrs) | Incremental Cost (relative to standard efficiency default device) ($/unit) | Measure Cost Inflation (%/year escalation) | Early retrofit incremental kWh savings (kWh/unit) | Early retrofit incremental kW savings (kW/unit) | Early retrofit incremental Th savings (Th/unit) | Combustion Type | Expected Useful Life for New/ROB, RUL for retrofit. (yrs) | Net-to-Gross Ratio - kWh | Net-to-Gross Ratio -Therms | Net-to-Gross Ratio - kW | Net-to-Gross Ratio - Therms (overides lookup value) | Net-to-Gross Ratio - Costs | Installation Rate (Blank gets 100%) (IR) | Gross Realization Rate (Blank gets 100%) (GRR) | Benefits - Participants Inside | Benefits - Participants Outside | Benefits- Non-participants | Costs - Participants Inside | Costs - Participants Outside | Costs- Non-participants | Total Benefits Factor | Total Cost Factor | % Eligible for TOU AC adjustment | 2013 | 2014 | 2015 | 2016 | 2017 | 2018 | 2019 | 2020 | 2021 | 2022 | 2023 | Qtr 1 | Qtr 2 | Qtr 3 | Qtr 4 | Qtr 1 | Qtr 2 | Qtr 3 | Qtr 4 | Qtr 1 | Qtr 2 | Qtr 3 | Qtr 4 | Qtr 1 | Qtr 2 | Qtr 3 | Qtr 4 | Qtr 1 | Qtr 2 | Qtr 3 | Qtr 4 | Qtr 1 | Qtr 2 | Qtr 3 | Qtr 4 | Qtr 1 | Qtr 2 | Qtr 3 | Qtr 4 | Qtr 1 | Qtr 2 | Qtr 3 | Qtr 4 | Qtr 1 | Qtr 2 | Qtr 3 | Qtr 4 | Qtr 1 | Qtr 2 | Qtr 3 | Qtr 4 | Qtr 1 | Qtr 2 | Qtr 3 | Qtr 4 | Total Number of Units | Comments
3223 | 401064 - Agriculture - Low Pressure Sprinkler Nozzles (per nozzle) | WPSPGENRAG0002-Rev01-Msr001 | 7 | Commercial | 35-OTI-OtherIndustrial-PROC_OTH |  |  |  | Each | RET | 1.49 | 1.15 | 0 | 0 | 0 | 0.34 | 7.5 |  | kWh | 0.006 | 0 | Commercial |  | Winter Only | [6 empty] | Small Boilers (<100 MMBtu/hr Heat Input):Uncontrolled | 20 | 60% | 60% | [11 empty] | 0% | 0% | 0% | 602 | 0 | 0 | 0 | 0 | 0 | 0 | 0 | 0 | 0 | 0 | 2013 Qtr 1: 0; 2013 Qtr 2: 0; 2013 Qtr 3: 602; 2013 Qtr 4: 0 | 602 | 1
3223 | 402001 - Food Service - Hot Food Holding Cabinet-Full-Size | WPSDGENRCC0018-Rev00-Msr001 | System | Commercial | 35-OTI-OtherIndustrial-PROC_OTH |  |  |  | Unit | ROB | 1892 | 300 | 0 | 0 | 0 | 1592 | 2190 |  | kWh | 0.36 | 0 | Commercial |  | Winter Only | [6 empty] | Small Boilers (<100 MMBtu/hr Heat Input):Uncontrolled | 12 | 60% | 60% | [11 empty] | 0% | 0% | 0% | 2 | 0 | 0 | 0 | 0 | 0 | 0 | 0 | 0 | 0 | 0 | 2013 Qtr 1: 0; 2013 Qtr 2: 0; 2013 Qtr 3: 0; 2013 Qtr 4: 2 | 2 | 1
3223 | 402003 - Food Service - Hot Food Holding Cabinet-Half-Size | WPSDGENRCC0018-Rev00-Msr002 | System | Commercial | 35-OTI-OtherIndustrial-PROC_OTH |  |  |  | Unit | ROB | 707 | 200 | 0 | 0 | 0 | 507 | 1095 |  | kWh | 0.18 | 0 | Commercial |  | Winter Only | [6 empty] | Small Boilers (<100 MMBtu/hr Heat Input):Uncontrolled | 12 | 60% | 60% | [11 empty] | 0% | 0% | 0% | 17 | 0 | 0 | 0 | 0 | 0 | 0 | 0 | 0 | 0 | 0 | 2013 Qtr 1: 0; 2013 Qtr 2: 0; 2013 Qtr 3: 3; 2013 Qtr 4: 14 | 17 | 1
3223 | 402005 - Food Service - Commercial Gas Fryer | WPSDGENRCC0014-Rev03-Msr004 | System | Commercial | 35-OTI-OtherIndustrial-PROC_OTH |  |  |  | Vat | ROB | 1008 | 705.904 | 0 | 0 | 0 | 302.096 | 0 |  | kWh | 0 | 809 | Commercial |  | Winter Only | [6 empty] | Small Boilers (<100 MMBtu/hr Heat Input):Uncontrolled | 12 | 60% | 60% | [11 empty] | 0% | 0% | 0% | 52 | 0 | 0 | 0 | 0 | 0 | 0 | 0 | 0 | 0 | 0 | 2013 Qtr 1: 0; 2013 Qtr 2: 3; 2013 Qtr 3: 24; 2013 Qtr 4: 25 | 52 | 1
3223 | 402007 - Food Service-Commercial Gas Large Vat Fryer, Cooking Efficiency >= 50% | WPSDGENRCC0014-Rev03-Msr002 | System | Commercial | 35-OTI-OtherIndustrial-PROC_OTH |  |  |  | Vat | ROB | 1008 | 599.6 | 0 | 0 | 0 | 408.4 | 0 |  | kWh | 0 | 809 | Commercial |  | Winter Only | [6 empty] | Small Boilers (<100 MMBtu/hr Heat Input):Uncontrolled | 12 | 60% | 60% | [11 empty] | 0% | 0% | 0% | 10 | 0 | 0 | 0 | 0 | 0 | 0 | 0 | 0 | 0 | 0 | 2013 Qtr 1: 5; 2013 Qtr 2: 0; 2013 Qtr 3: 1; 2013 Qtr 4: 4 | 10 | 1
3223 | 402008 - Ice Machines 301-400 - Energy Star | WPSDGENRCC0004-Rev02-Msr003 | System | Commercial | 01-ALC-AllCommercial-Refrig |  |  |  | Unit | ROB | 281 | 75 | 0 | 0 | 0 | 206 | 685 |  | kWh | 0.07 | 0 | Commercial |  | Winter Only | [6 empty] | Small Boilers (<100 MMBtu/hr Heat Input):Uncontrolled | 10 | 60% | 60% | [11 empty] | 0% | 0% | 0% | 1 | 0 | 0 | 0 | 0 | 0 | 0 | 0 | 0 | 0 | 0 | 2013 Qtr 1: 0; 2013 Qtr 2: 0; 2013 Qtr 3: 1; 2013 Qtr 4: 0 | 1 | 1
3223 | 402015 - Ice Machines 301-400 - CEE Tier III | WPSDGENRCC0004-Rev02-Msr010 | System | Commercial | 01-ALC-AllCommercial-Refrig |  |  |  | Unit | ROB | 1252 | 150 | 0 | 0 | 0 | 1102 | 1040 |  | kWh | 0.119 | 0 | Commercial |  | Winter Only | [6 empty] | Small Boilers (<100 MMBtu/hr Heat Input):Uncontrolled | 10 | 60% | 60% | [11 empty] | 0% | 0% | 0% | 4 | 0 | 0 | 0 | 0 | 0 | 0 | 0 | 0 | 0 | 0 | 2013 Qtr 1: 3; 2013 Qtr 2: 0; 2013 Qtr 3: 1; 2013 Qtr 4: 0 | 4 | 1
3223 | 402017 - Ice Machines 501-1000 - CEE Tier III | WPSDGENRCC0004-Rev02-Msr012 | System | Commercial | 01-ALC-AllCommercial-Refrig |  |  |  | Unit | ROB | 586 | 250 | 0 | 0 | 0 | 336 | 1807 |  | kWh | 0.206 | 0 | Commercial |  | Winter Only | [6 empty] | Small Boilers (<100 MMBtu/hr Heat Input):Uncontrolled | 10 | 60% | 60% | [11 empty] | 0% | 0% | 0% | 2 | 0 | 0 | 0 | 0 | 0 | 0 | 0 | 0 | 0 | 0 | 2013 Qtr 1: 0; 2013 Qtr 2: 0; 2013 Qtr 3: 0; 2013 Qtr 4: 2 | 2 | 1
3223 | 402018 - Ice Machines 1001-1500 - CEE Tier III | WPSDGENRCC0004-Rev02-Msr014 | System | Commercial | 01-ALC-AllCommercial-Refrig |  |  |  | Unit | ROB | 1333 | 400 | 0 | 0 | 0 | 933 | 3641 |  | kWh | 0.416 | 0 | Commercial |  | Winter Only | [6 empty] | Small Boilers (<100 MMBtu/hr Heat Input):Uncontrolled | 10 | 60% | 60% | [11 empty] | 0% | 0% | 0% | 6 | 0 | 0 | 0 | 0 | 0 | 0 | 0 | 0 | 0 | 0 | 2013 Qtr 1: 5; 2013 Qtr 2: 0; 2013 Qtr 3: 1; 2013 Qtr 4: 0 | 6 | 1
3223 | 402022 - Food Service - Griddle-Electric | WPSDGENRCC0016-Rev00-Msr001 | System | Commercial | 35-OTI-OtherIndustrial-PROC_OTH |  |  |  | Unit | ROB | 774 | 300 | 0 | 0 | 0 | 474 | 3978 |  | kWh | 0.9 | 0 | Commercial |  | Winter Only | [6 empty] | Small Boilers (<100 MMBtu/hr Heat Input):Uncontrolled | 12 | 60% | 60% | [11 empty] | 0% | 0% | 0% | 22 | 0 | 0 | 0 | 0 | 0 | 0 | 0 | 0 | 0 | 0 | 2013 Qtr 1: 0; 2013 Qtr 2: 22; 2013 Qtr 3: 0; 2013 Qtr 4: 0 | 22 | 1
3223 | 402025 - Food Service - Combination Oven-Gas | WPSDGENRCC0005-Rev03-Msr002 | System | Commercial | 35-OTI-OtherIndustrial-PROC_OTH |  |  |  | Unit | ROB | 5717 | 750 | 0 | 0 | 0 | 4967 | 0 |  | kWh | 0 | 403 | Commercial |  | Annual | [6 empty] | Small Boilers (<100 MMBtu/hr Heat Input):Uncontrolled | 12 | 60% | 60% | [11 empty] | 0% | 0% | 0% | 6 | 0 | 0 | 0 | 0 | 0 | 0 | 0 | 0 | 0 | 0 | 2013 Qtr 1: 1; 2013 Qtr 2: 1; 2013 Qtr 3: 0; 2013 Qtr 4: 4 | 6 | 1
3223 | 402026 - Food Service - Convection Oven-Electric | WPSDGENRCC0006-Rev02-Msr002 | System | Commercial | 35-OTI-OtherIndustrial-PROC_OTH |  |  |  | Unit | ROB | 1007 | 350 | 0 | 0 | 0 | 657 | 2774 |  | kWh | 0.57 | 0 | Commercial |  | Winter Only | [6 empty] | Small Boilers (<100 MMBtu/hr Heat Input):Uncontrolled | 12 | 60% | 60% | [11 empty] | 0% | 0% | 0% | 31 | 0 | 0 | 0 | 0 | 0 | 0 | 0 | 0 | 0 | 0 | 2013 Qtr 1: 26; 2013 Qtr 2: 3; 2013 Qtr 3: 2; 2013 Qtr 4: 0 | 31 | 1
3223 | 402027 - Food Service - Convection Oven-Gas | WPSDGENRCC0006-Rev02-Msr005 | System | Commercial | 35-OTI-OtherIndustrial-PROC_OTH |  |  |  | Unit | ROB | 1177 | 500 | 0 | 0 | 0 | 677 | 0 |  | kWh | 0 | 357 | Commercial |  | Winter Only | [6 empty] | Small Boilers (<100 MMBtu/hr Heat Input):Uncontrolled | 12 | 60% | 60% | [11 empty] | 0% | 0% | 0% | 20 | 0 | 0 | 0 | 0 | 0 | 0 | 0 | 0 | 0 | 0 | 2013 Qtr 1: 2; 2013 Qtr 2: 7; 2013 Qtr 3: 6; 2013 Qtr 4: 5 | 20 | 1
3223 | 402029 - Food Service-Commercial Gas Rack Oven- Double, Cooking Efficiency >= 50% | WPSDGENRCC0011-Rev01-Msr002 | System | Commercial | 35-OTI-OtherIndustrial-PROC_OTH |  |  |  | Unit | ROB | 5187 | 2000 | 0 | 0 | 0 | 3187 | 0 |  | kWh | 0 | 2104 | Commercial |  | Annual | [6 empty] | Small Boilers (<100 MMBtu/hr Heat Input):Uncontrolled | 12 | 60% | 60% | [11 empty] | 0% | 0% | 0% | 2 | 0 | 0 | 0 | 0 | 0 | 0 | 0 | 0 | 0 | 0 | 2013 Qtr 1: 0; 2013 Qtr 2: 1; 2013 Qtr 3: 0; 2013 Qtr 4: 1 | 2 | 1
3223 | 402032 - Ventilation Control - Retrofit | WPSDGENRCC0019-Rev00-Msr001 | System | Commercial | NON_res:DEER:HVAC_Split-Package_AC |  |  |  | HP | RET | 1988 | 350 | 0 | 0 | 0 | 1638 | 4486 |  | kWh | 0.76 | 0 | Commercial |  | Winter Only | [6 empty] | Small Boilers (<100 MMBtu/hr Heat Input):Uncontrolled | 15 | 60% | 60% | [11 empty] | 0% | 0% | 0% | 112 | 0 | 0 | 0 | 0 | 0 | 0 | 0 | 0 | 0 | 0 | 2013 Qtr 1: 0; 2013 Qtr 2: 112; 2013 Qtr 3: 0; 2013 Qtr 4: 0 | 112 | 1
3223 | 402033 - Ventilation Control- New | WPSDGENRCC0019-Rev00-Msr002 | System | Commercial | NON_res:DEER:HVAC_Split-Package_AC |  |  |  | HP | RET | 994 | 277.5 | 0 | 0 | 0 | 716.5 | 4486 |  | kWh | 0.76 | 0 | Commercial |  | Winter Only | [6 empty] | Small Boilers (<100 MMBtu/hr Heat Input):Uncontrolled | 15 | 60% | 60% | [11 empty] | 0% | 0% | 0% | 20 | 0 | 0 | 0 | 0 | 0 | 0 | 0 | 0 | 0 | 0 | 2013 Qtr 1: 0; 2013 Qtr 2: 19; 2013 Qtr 3: 0; 2013 Qtr 4: 1 | 20 | 1
3223 | 402034 - Water Heating - HE Storage Water Heater | NG-WtrHt-SmlStrg-Gas-lte75kBtuh-50G-0p62EF | 7 | Commercial | 35-OTI-OtherIndustrial-PROC_OTH |  |  |  | Cap-kBTUh | ROB | 2.9 | 2 | 0 | 0 | 0 | 0.9 | 0 |  | kWh | 0 | 0.44133 | Commercial |  | Annual | [6 empty] | Small Boilers (<100 MMBtu/hr Heat Input):Uncontrolled | 15 | 60% | 60% | [11 empty] | 0% | 0% | 0% | 597 | 0 | 0 | 0 | 0 | 0 | 0 | 0 | 0 | 0 | 0 | 2013 Qtr 1: 398; 2013 Qtr 2: 0; 2013 Qtr 3: 0; 2013 Qtr 4: 199 | 597 | 1
3223 | 402037 - Heating - Space Heating Boilers - Large | WPSDGENRHC1061-Rev00-Msr002 | System | Commercial | NON_res:DEER:HVAC_Split-Package_AC |  |  |  | MBtuh | ROB | 2.99 | 0.25 | 0 | 0 | 0 | 2.74 | 0 |  | kWh | 0 | 0.97 | Commercial |  | Winter Only | [6 empty] | Small Boilers (<100 MMBtu/hr Heat Input):Uncontrolled | 20 | 60% | 60% | [11 empty] | 0% | 0% | 0% | 750 | 0 | 0 | 0 | 0 | 0 | 0 | 0 | 0 | 0 | 0 | 2013 Qtr 1: 0; 2013 Qtr 2: 0; 2013 Qtr 3: 750; 2013 Qtr 4: 0 | 750 | 1
3223 | 402038 - Water Heating -Commercial Boiler | WPSDGENRWH1207-Rev00-Msr001 | System | Commercial | 35-OTI-OtherIndustrial-PROC_OTH |  |  |  | Mbtuh | ROB | 0.61 | 0.5 | 0 | 0 | 0 | 0.11 | 0 |  | kWh | 0 | 0.84 | Commercial |  | Annual | [6 empty] | Small Boilers (<100 MMBtu/hr Heat Input):Uncontrolled | 20 | 60% | 60% | [11 empty] | 0% | 0% | 0% | 5800 | 0 | 0 | 0 | 0 | 0 | 0 | 0 | 0 | 0 | 0 | 2013 Qtr 1: 700; 2013 Qtr 2: 0; 2013 Qtr 3: 3600; 2013 Qtr 4: 1500 | 5800 | 1
3223 | 402039 - Water Heating -Instantaneous - Gas <=200MBtuh | NG-WtrHt-SmlInst-Gas-lte75kBtuh-lt2G-0p82EF | 7 | Commercial | 35-OTI-OtherIndustrial-PROC_OTH |  |  |  | Cap-kBTUh | ROB | 5.62 | 2 | 0 | 0 | 0 | 3.62 | 0 |  | kWh | 0 | 1.78 | Commercial |  | Annual | [6 empty] | Small Boilers (<100 MMBtu/hr Heat Input):Uncontrolled | 20 | 60% | 60% | [11 empty] | 0% | 0% | 0% | 180 | 0 | 0 | 0 | 0 | 0 | 0 | 0 | 0 | 0 | 0 | 2013 Qtr 1: 180; 2013 Qtr 2: 0; 2013 Qtr 3: 0; 2013 Qtr 4: 0 | 180 | 1
3223 | 402046 - Tank Insulation - High Temperature Applic. (LF) 2 in | WPSDGENRWH0013-Rev00-Msr004 | System | Commercial | 35-OTI-OtherIndustrial-PROC_OTH |  |  |  | Sq Ft | ROB | 8.94 | 4 | 0 | 0 | 0 | 4.94 | 0 |  | kWh | 0 | 25.19 | Commercial |  | Annual | [6 empty] | Small Boilers (<100 MMBtu/hr Heat Input):Uncontrolled | 7 | 60% | 60% | [11 empty] | 0% | 0% | 0% | 600 | 0 | 0 | 0 | 0 | 0 | 0 | 0 | 0 | 0 | 0 | 2013 Qtr 1: 0; 2013 Qtr 2: 0; 2013 Qtr 3: 600; 2013 Qtr 4: 0 | 600 | 1
3223 | 402050 - High Efficiency Clothes Washer, CEE Tier 3 Models | WPSDGEREWH0011-Rev00-Msr002 | System | Commercial | 35-OTI-OtherIndustrial-PROC_OTH |  |  |  | Unit | ROB | 147.69 | 75 | 0 | 0 | 0 | 72.69 | 0 |  | kWh | 0 | 15.24 | Commercial |  | Winter Only | [6 empty] | Small Boilers (<100 MMBtu/hr Heat Input):Uncontrolled | 11 | 60% | 60% | [11 empty] | 0% | 0% | 0% | 1 | 0 | 0 | 0 | 0 | 0 | 0 | 0 | 0 | 0 | 0 | 2013 Qtr 1: 0; 2013 Qtr 2: 1; 2013 Qtr 3: 0; 2013 Qtr 4: 0 | 1 | 1
3223 | 402051 - Steam Trap Replacement, Commercial operating system <12 hrs/day, Dry Cleaners excluded | WPSDGENRWH0010-Rev00-Msr001 | System | Commercial | 35-OTI-OtherIndustrial-PROC_OTH |  |  |  | uNIT | ROB | 233 | 100 | 0 | 0 | 0 | 133 | 0 |  | kWh | 0 | 119 | Commercial |  | Annual | [6 empty] | Small Boilers (<100 MMBtu/hr Heat Input):Uncontrolled | 6 | 60% | 60% | [11 empty] | 0% | 0% | 0% | 37 | 0 | 0 | 0 | 0 | 0 | 0 | 0 | 0 | 0 | 0 | 2013 Qtr 1: 0; 2013 Qtr 2: 0; 2013 Qtr 3: 0; 2013 Qtr 4: 37 | 37 | 1
3223 | 402057 - A/C - Reflective Window Film Coastal | Window Film - DEER Unit Adjustment-Rev00-Msr001 | System | Commercial | NON_res:DEER:HVAC_Split-Package_AC |  |  |  | SqFt | RET | 5.641 | 1.35 | 0 | 0 | 0 | 4.291 | 4.93 |  | kWh | 0.00295 | -0.249 | Commercial |  | Winter Only | [6 empty] | Small Boilers (<100 MMBtu/hr Heat Input):Uncontrolled | 10 | 60% | 60% | [11 empty] | 0% | 0% | 0% | 10934 | 0 | 0 | 0 | 0 | 0 | 0 | 0 | 0 | 0 | 0 | 2013 Qtr 1: 67; 2013 Qtr 2: 9612; 2013 Qtr 3: 315; 2013 Qtr 4: 940 | 10934 | 1
3223 | 402058 - A/C - Reflective Window Film Inland | Window Film - DEER Unit Adjustment-Rev00-Msr001 | System | Commercial | NON_res:DEER:HVAC_Split-Package_AC | TRUE |  |  | SqFt | RET | 5.64 | 1.35 | 0 | 0 | 0 | 4.29 | 4.93 |  | kWh | 0.00295 | -0.249 | Commercial |  | Winter Only | [6 empty] | Small Boilers (<100 MMBtu/hr Heat Input):Uncontrolled | 10 | 60% | 60% | [11 empty] | 0% | 0% | 0% | 10114 | 0 | 0 | 0 | 0 | 0 | 0 | 0 | 0 | 0 | 0 | 2013 Qtr 1: 542; 2013 Qtr 2: 8132; 2013 Qtr 3: 290; 2013 Qtr 4: 1150 | 10114 | 1
3223 | 402060 - Motors - VFD - HVAC Fans (per Hp) | D03-051 | 7 | Commercial | NON_res:DEER:HVAC_Split-Package_AC | TRUE |  |  | Rated-HP | RET | 242.61 | 80 | 0 | 0 | 0 | 162.61 | 1075.5 |  | kWh | 0.204 | -0.7105 | Commercial |  | Winter Only | [6 empty] | Small Boilers (<100 MMBtu/hr Heat Input):Uncontrolled | 15 | 60% | 60% | [11 empty] | 0% | 0% | 0% | 260 | 0 | 0 | 0 | 0 | 0 | 0 | 0 | 0 | 0 | 0 | 2013 Qtr 1: 15; 2013 Qtr 2: 0; 2013 Qtr 3: 150; 2013 Qtr 4: 95 | 260 | 1
3223 | 402060 - Motors - VFD - HVAC Fans (per Hp) | D03-051 | System | Commercial | NON_res:DEER:HVAC_Split-Package_AC | TRUE |  |  | Rated-HP | RET | 242.61 | 80 | 0 | 0 | 0 | 162.61 | 1190 |  | kWh | 0.206 | -2.14 | Commercial |  | Winter Only | [6 empty] | Small Boilers (<100 MMBtu/hr Heat Input):Uncontrolled | 15 | 60% | 60% | [11 empty] | 0% | 0% | 0% | 211 | 0 | 0 | 0 | 0 | 0 | 0 | 0 | 0 | 0 | 0 | 2013 Qtr 1: 0; 2013 Qtr 2: 30; 2013 Qtr 3: 30; 2013 Qtr 4: 151 | 211 | 1
3223 | 402065 - Network Power Management Software | WPSDGENROE0001-Rev00-Msr001 | System | Commercial | 35-OTI-OtherIndustrial-PROC_OTH | TRUE |  |  | Unit | RET | 26.791 | 15 | 0 | 0 | 0 | 11.791 | 200 |  | kWh | 0.02 | 0 | Commercial |  | Winter Only | [6 empty] | Small Boilers (<100 MMBtu/hr Heat Input):Uncontrolled | 5 | 60% | 60% | [11 empty] | 0% | 0% | 0% | 16896 | 0 | 0 | 0 | 0 | 0 | 0 | 0 | 0 | 0 | 0 | 2013 Qtr 1: 0; 2013 Qtr 2: 1168; 2013 Qtr 3: 2971; 2013 Qtr 4: 12757 | 16896 | 1
3223 | 402067 - Refrigerator - Early Replacement | Res-Refrig-ARP | 10 | Commercial | 01-ALC-AllCommercial-Refrig |  |  |  | Each | RET | 617.81 | 275 | 0 | 0 | 0 | 342.81 | 663 |  | kWh | 0.135 | -8.05 | Commercial |  | Winter Only | [6 empty] | Small Boilers (<100 MMBtu/hr Heat Input):Uncontrolled | 5 | 60% | 60% | [11 empty] | 0% | 0% | 0% | 2 | 0 | 0 | 0 | 0 | 0 | 0 | 0 | 0 | 0 | 0 | 2013 Qtr 1: 0; 2013 Qtr 2: 1; 2013 Qtr 3: 1; 2013 Qtr 4: 0 | 2 | 1
3223 | 402067 - Refrigerator - Early Replacement | Res-Refrig-ARP | 7 | Commercial | 01-ALC-AllCommercial-Refrig | TRUE |  |  | Each | RET | 617.81 | 275 | 0 | 0 | 0 | 342.81 | 562 |  | kWh | 0.092 | -7.58 | Commercial |  | Winter Only | [6 empty] | Small Boilers (<100 MMBtu/hr Heat Input):Uncontrolled | 5 | 60% | 60% | [11 empty] | 0% | 0% | 0% | 13 | 0 | 0 | 0 | 0 | 0 | 0 | 0 | 0 | 0 | 0 | 2013 Qtr 1: 2; 2013 Qtr 2: 5; 2013 Qtr 3: 1; 2013 Qtr 4: 5 | 13 | 1
3223 | 402135 - Food Service - Steamer-Electric | WPSDGENRCC0001-Rev03-Msr001 | System | Commercial | 35-OTI-OtherIndustrial-PROC_OTH | TRUE |  |  | Unit | ROB | 2132 | 1250 | 0 | 0 | 0 | 882 | 30156 |  | kWh | 6.9 | 0 | Commercial |  | Winter Only | [6 empty] | Small Boilers (<100 MMBtu/hr Heat Input):Uncontrolled | 12 | 60% | 60% | [11 empty] | 0% | 0% | 0% | 2 | 0 | 0 | 0 | 0 | 0 | 0 | 0 | 0 | 0 | 0 | 2013 Qtr 1: 0; 2013 Qtr 2: 0; 2013 Qtr 3: 0; 2013 Qtr 4: 2 | 2 | 1
3223 | 402136 - Food Service - Steamer-Gas | WPSDGENRCC0001-Rev03-Msr002 | System | Commercial | 35-OTI-OtherIndustrial-PROC_OTH | TRUE |  |  | Unit | ROB | 2901 | 2000 | 0 | 0 | 0 | 901 | 0 |  | kWh | 0 | 3707 | Commercial |  | Annual | [6 empty] | Small Boilers (<100 MMBtu/hr Heat Input):Uncontrolled | 12 | 60% | 60% | [11 empty] | 0% | 0% | 0% | 4 | 0 | 0 | 0 | 0 | 0 | 0 | 0 | 0 | 0 | 0 | 2013 Qtr 1: 0; 2013 Qtr 2: 2; 2013 Qtr 3: 2; 2013 Qtr 4: 0 | 4 | 1
3223 | 402140 - Lighting - 8 Ft T-8 with Elec. Ballast | WPSDGENRLG0013-Rev04-Msr004 | 7 | Commercial | NON_res:DEER:Indoor_Non-CFL_Ltg | TRUE |  |  | Fixture | RET | 62.81 | 9 | 0 | 0 | 0 | 53.81 | 225.0281 |  | kWh | 0.06294 | -0.3125 | Commercial |  | Winter Only | [6 empty] | Small Boilers (<100 MMBtu/hr Heat Input):Uncontrolled | 15 | 70% | 70% |  |  |  | 78% | [7 empty] | 0% | 0% | 0% | 138 | 0 | 0 | 0 | 0 | 0 | 0 | 0 | 0 | 0 | 0 | 2013 Qtr 1: 0; 2013 Qtr 2: 111; 2013 Qtr 3: 0; 2013 Qtr 4: 27 | 138 | 1
3223 | 402144 - Lighting - Remove 8 Ft T-8 (De-Lamp) | WPSDGENRLG0022-Rev03-Msr004 | 7 | Commercial | NON_res:DEER:Indoor_CFL_Ltg | TRUE |  |  | Lamp | RET | 25.861 | 15 | 0 | 0 | 0 | 10.861 | 304.1444 |  | kWh | 0.070995 | -0.12278 | Commercial |  | Winter Only | [6 empty] | Small Boilers (<100 MMBtu/hr Heat Input):Uncontrolled | 15 | 70% | 70% | [11 empty] | 0% | 0% | 0% | 188 | 0 | 0 | 0 | 0 | 0 | 0 | 0 | 0 | 0 | 0 | 2013 Qtr 1: 0; 2013 Qtr 2: 49; 2013 Qtr 3: 6; 2013 Qtr 4: 133 | 188 | 1
3223 | 402145 - Lighting - Screw in 14-26 Watt Reflector Lamp | Com-Lighting-InGen_CFLratio0357_CFLscw-15w | 10 | Commercial | NON_res:DEER:Indoor_CFL_Ltg |  |  |  | Lamp | RET | 15.4 | 4 | 0 | 0 | 0 | 11.4 | 208 |  | kWh | 0.0383 | -0.944 | Commercial |  | Winter Only | [6 empty] | Small Boilers (<100 MMBtu/hr Heat Input):Uncontrolled | 2.08 | 53% | 53% |  |  |  | 99% | [7 empty] | 0% | 0% | 0% | 9 | 0 | 0 | 0 | 0 | 0 | 0 | 0 | 0 | 0 | 0 | 2013 Qtr 1: 0; 2013 Qtr 2: 0; 2013 Qtr 3: 0; 2013 Qtr 4: 9 | 9 | 1
3223 | 402145 - Lighting - Screw in 14-26 Watt Reflector Lamp | Com-Lighting-InGen_CFLratio0357_CFLscw-15w | 7 | Commercial | NON_res:DEER:Indoor_CFL_Ltg | TRUE |  |  | Lamp | RET | 15.4 | 4 | 0 | 0 | 0 | 11.4 | 206 |  | kWh | 0.0377 | -0.944 | Commercial |  | Winter Only | [6 empty] | Small Boilers (<100 MMBtu/hr Heat Input):Uncontrolled | 2.08 | 53% | 53% |  |  |  | 99% | [7 empty] | 0% | 0% | 0% | 6 | 0 | 0 | 0 | 0 | 0 | 0 | 0 | 0 | 0 | 0 | 2013 Qtr 1: 0; 2013 Qtr 2: 0; 2013 Qtr 3: 0; 2013 Qtr 4: 6 | 6 | 1
3223 | 402145 - Lighting - Screw in 14-26 Watt Reflector Lamp | Com-Lighting-InGen_CFLratio0357_CFLscw-15w | 7 | Commercial | NON_res:DEER:Indoor_CFL_Ltg | TRUE |  |  | Lamp | RET | 15.4 | 4 | 0 | 0 | 0 | 11.4 | 134 |  | kWh | 0.0308 | -0.243 | Commercial |  | Winter Only | [6 empty] | Small Boilers (<100 MMBtu/hr Heat Input):Uncontrolled | 3.33 | 53% | 53% |  |  |  | 99% | [7 empty] | 0% | 0% | 0% | 1228 | 0 | 0 | 0 | 0 | 0 | 0 | 0 | 0 | 0 | 0 | 2013 Qtr 1: 0; 2013 Qtr 2: 0; 2013 Qtr 3: 220; 2013 Qtr 4: 1008 | 1228 | 1
3223 | 402146 - Lighting - Time Clocks | D03-010 | System | Commercial | NON_res:DEER:Indoor_Non-CFL_Ltg |  |  |  | Ctrl-kW | RET | 102.78 | 15 | 0 | 0 | 0 | 87.78 | 604 |  | kWh | 0.0238 | -3.56 | Commercial |  | Winter Only | [6 empty] | Small Boilers (<100 MMBtu/hr Heat Input):Uncontrolled | 8 | 60% | 60% | [11 empty] | 0% | 0% | 0% | 5 | 0 | 0 | 0 | 0 | 0 | 0 | 0 | 0 | 0 | 0 | 2013 Qtr 1: 0; 2013 Qtr 2: 4; 2013 Qtr 3: 0; 2013 Qtr 4: 1 | 5 | 1
3223 | 402148 - Lighting-Wall or Ceiling-mounted Lighting Sensor >= 500 watts | WPSDGENRLG0016-Rev04-Msr001 | 10 | Commercial | NON_res:DEER:Indoor_Non-CFL_Ltg | TRUE |  |  | Sensor | RET |  | 50 | 0 | 0 | 0 | -50 | 52 |  | kWh | 0.0054 | -0.11 | Commercial |  | Winter Only | [6 empty] | Small Boilers (<100 MMBtu/hr Heat Input):Uncontrolled | 8 | 60% | 60% | [11 empty] | 0% | 0% | 0% | 11 | 0 | 0 | 0 | 0 | 0 | 0 | 0 | 0 | 0 | 0 | 2013 Qtr 1: 0; 2013 Qtr 2: 0; 2013 Qtr 3: 0; 2013 Qtr 4: 11 | 11 | 1
3223 | 402148 - Lighting-Wall or Ceiling-mounted Lighting Sensor >= 500 watts | WPSDGENRLG0016-Rev04-Msr001 | 7 | Commercial | NON_res:DEER:Indoor_Non-CFL_Ltg | TRUE |  |  | Sensor | RET |  | 50 | 0 | 0 | 0 | -50 | 416.9655 |  | kWh | 0.10163 | -4.2857 | Commercial |  | Winter Only | [6 empty] | Small Boilers (<100 MMBtu/hr Heat Input):Uncontrolled | 8 | 60% | 60% | [11 empty] | 0% | 0% | 0% | 58 | 0 | 0 | 0 | 0 | 0 | 0 | 0 | 0 | 0 | 0 | 2013 Qtr 1: 0; 2013 Qtr 2: 49; 2013 Qtr 3: 0; 2013 Qtr 4: 9 | 58 | 1
3223 | 402150 - Refrigeration - Food Service -Auto Closer for Main Cooler Doors | WPSDGENRRN0110-Rev00-Msr001 | System | Commercial | 01-ALC-AllCommercial-Refrig | TRUE |  |  | Closer | RET | 156.82 | 75 | 0 | 0 | 0 | 81.82 | 1041.84 |  | kWh | 0.222 | 0 | Commercial |  | Winter Only | [6 empty] | Small Boilers (<100 MMBtu/hr Heat Input):Uncontrolled | 8 | 60% | 60% | [11 empty] | 0% | 0% | 0% | 13 | 0 | 0 | 0 | 0 | 0 | 0 | 0 | 0 | 0 | 0 | 2013 Qtr 1: 0; 2013 Qtr 2: 3; 2013 Qtr 3: 6; 2013 Qtr 4: 4 | 13 | 1
3223 | 402151 - Refrigeration - Food Service -Auto Closer for Main Freezer Doors | WPSDGENRRN0110-Rev00-Msr002 | System | Commercial | 01-ALC-AllCommercial-Refrig |  |  |  | Closer | RET | 156.82 | 75 | 0 | 0 | 0 | 81.82 | 2710.46 |  | kWh | 0.148 | 0 | Commercial |  | Winter Only | [6 empty] | Small Boilers (<100 MMBtu/hr Heat Input):Uncontrolled | 8 | 60% | 60% | [11 empty] | 0% | 0% | 0% | 3 | 0 | 0 | 0 | 0 | 0 | 0 | 0 | 0 | 0 | 0 | 2013 Qtr 1: 0; 2013 Qtr 2: 0; 2013 Qtr 3: 3; 2013 Qtr 4: 0 | 3 | 1
3223 | 402152 - Refrigeration - New Refrigeration Case w/Doors-Low Temperature Case | D03-207 | System | Commercial | 01-ALC-AllCommercial-Refrig | TRUE |  |  | Len-ft | ROB | 515.581 | 174.785 | 0 | 0 | 0 | 340.796 | 114 |  | kWh | 0.0431 | 21.7 | Commercial |  | Winter Only | [6 empty] | Small Boilers (<100 MMBtu/hr Heat Input):Uncontrolled | 12 | 60% | 60% | [11 empty] | 0% | 0% | 0% | 350 | 0 | 0 | 0 | 0 | 0 | 0 | 0 | 0 | 0 | 0 | 2013 Qtr 1: 0; 2013 Qtr 2: 36; 2013 Qtr 3: 143; 2013 Qtr 4: 171 | 350 | 1
3223 | 402153 - Refrigeration - New Refrigeration Case w/Doors-Medium Temperature Case | D03-207 | System | Commercial | 01-ALC-AllCommercial-Refrig | TRUE |  |  | Len-ft | ROB | 515.581 | 76.71 | 0 | 0 | 0 | 438.871 | 114 |  | kWh | 0.0431 | 21.7 | Commercial |  | Winter Only | [6 empty] | Small Boilers (<100 MMBtu/hr Heat Input):Uncontrolled | 12 | 60% | 60% | [11 empty] | 0% | 0% | 0% | 25 | 0 | 0 | 0 | 0 | 0 | 0 | 0 | 0 | 0 | 0 | 2013 Qtr 1: 0; 2013 Qtr 2: 20; 2013 Qtr 3: 5; 2013 Qtr 4: 0 | 25 | 1
3223 | 402156 - Refrigeration - Night Covers for Display Cases Med Temp | D03-205 | 7 | Commercial | 01-ALC-AllCommercial-Refrig | TRUE |  |  | Len-ft | RET | 42.2 | 3.5 | 0 | 0 | 0 | 38.7 | 12.6 |  | kWh | -0.00323 | 1.31 | Commercial |  | Winter Only | [6 empty] | Small Boilers (<100 MMBtu/hr Heat Input):Uncontrolled | 5 | 60% | 60% | [11 empty] | 0% | 0% | 0% | 312 | 0 | 0 | 0 | 0 | 0 | 0 | 0 | 0 | 0 | 0 | 2013 Qtr 1: 0; 2013 Qtr 2: 0; 2013 Qtr 3: 312; 2013 Qtr 4: 0 | 312 | 1
3223 | 402159 - Food Service - Glass-Door Reach In Freezer >50' | WPSDGENRRN0010-Rev00-Msr008 | System | Commercial | 01-ALC-AllCommercial-Refrig | TRUE |  |  | Unit | ROB | 1709 | 1000 | 0 | 0 | 0 | 709 | 1350.5 |  | kWh | 0.139 | 0 | Commercial |  | Winter Only | [6 empty] | Small Boilers (<100 MMBtu/hr Heat Input):Uncontrolled | 12 | 60% | 60% | [11 empty] | 0% | 0% | 0% | 3 | 0 | 0 | 0 | 0 | 0 | 0 | 0 | 0 | 0 | 0 | 2013 Qtr 1: 0; 2013 Qtr 2: 0; 2013 Qtr 3: 2; 2013 Qtr 4: 1 | 3 | 1
3223 | 402161 - Food Service - Glass-Door Reach In Freezer 30-49' | WPSDGENRRN0010-Rev00-Msr012 | System | Commercial | 01-ALC-AllCommercial-Refrig | TRUE |  |  | Unit | ROB | 1839 | 500 | 0 | 0 | 0 | 1339 | 1357.07 |  | kWh | 0.15492 | 0 | Commercial |  | Winter Only | [6 empty] | Small Boilers (<100 MMBtu/hr Heat Input):Uncontrolled | 12 | 60% | 60% | [11 empty] | 0% | 0% | 0% | 1 | 0 | 0 | 0 | 0 | 0 | 0 | 0 | 0 | 0 | 0 | 2013 Qtr 1: 0; 2013 Qtr 2: 0; 2013 Qtr 3: 1; 2013 Qtr 4: 0 | 1 | 1
3223 | 402162 - Food Service - Glass-Door Reach In Refrigerator <15' | WPSDGENRRN0010-Rev00-Msr009 | System | Commercial | 01-ALC-AllCommercial-Refrig | TRUE |  |  | Unit | ROB | 392 | 75 | 0 | 0 | 0 | 317 | 711.75 |  | kWh | 0.08125 | 0 | Commercial |  | Winter Only | [6 empty] | Small Boilers (<100 MMBtu/hr Heat Input):Uncontrolled | 12 | 60% | 60% | [11 empty] | 0% | 0% | 0% | 1 | 0 | 0 | 0 | 0 | 0 | 0 | 0 | 0 | 0 | 0 | 2013 Qtr 1: 0; 2013 Qtr 2: 0; 2013 Qtr 3: 1; 2013 Qtr 4: 0 | 1 | 1
3223 | 402164 - Food Service - Glass-Door Reach In Refrigerator 15-29' | WPSDGENRRN0010-Rev00-Msr002 | System | Commercial | 01-ALC-AllCommercial-Refrig | TRUE |  |  | Unit | ROB | 1094 | 100 | 0 | 0 | 0 | 994 | 649.7 |  | kWh | 0.067 | 0 | Commercial |  | Winter Only | [6 empty] | Small Boilers (<100 MMBtu/hr Heat Input):Uncontrolled | 12 | 60% | 60% | [11 empty] | 0% | 0% | 0% | 2 | 0 | 0 | 0 | 0 | 0 | 0 | 0 | 0 | 0 | 0 | 2013 Qtr 1: 1; 2013 Qtr 2: 1; 2013 Qtr 3: 0; 2013 Qtr 4: 0 | 2 | 1
3223 | 402165 - Food Service - Glass-Door Reach In Refrigerator 30-49' | WPSDGENRRN0010-Rev00-Msr012 | System | Commercial | 01-ALC-AllCommercial-Refrig | TRUE |  |  | Unit | ROB | 1839 | 125 | 0 | 0 | 0 | 1714 | 1357.07 |  | kWh | 0.15492 | 0 | Commercial |  | Winter Only | [6 empty] | Small Boilers (<100 MMBtu/hr Heat Input):Uncontrolled | 12 | 60% | 60% | [11 empty] | 0% | 0% | 0% | 2 | 0 | 0 | 0 | 0 | 0 | 0 | 0 | 0 | 0 | 0 | 2013 Qtr 1: 0; 2013 Qtr 2: 0; 2013 Qtr 3: 2; 2013 Qtr 4: 0 | 2 | 1
3223 | 402166 - Food Service - Solid-Door Reach In Freezer <15' | WPSDGENRRN0010-Rev00-Msr004 | System | Commercial | 01-ALC-AllCommercial-Refrig | TRUE |  |  | Unit | ROB | 590 | 100 | 0 | 0 | 0 | 490 | 587.65 |  | kWh | 0.06 | 0 | Commercial |  | Winter Only | [6 empty] | Small Boilers (<100 MMBtu/hr Heat Input):Uncontrolled | 12 | 60% | 60% | [11 empty] | 0% | 0% | 0% | 1 | 0 | 0 | 0 | 0 | 0 | 0 | 0 | 0 | 0 | 0 | 2013 Qtr 1: 0; 2013 Qtr 2: 0; 2013 Qtr 3: 0; 2013 Qtr 4: 1 | 1 | 1
3223 | 402168 - Food Service - Solid-Door Reach In Freezer 15-29' | WPSDGENRRN0010-Rev00-Msr005 | System | Commercial | 01-ALC-AllCommercial-Refrig | TRUE |  |  | Unit | ROB | 595 | 150 | 0 | 0 | 0 | 445 | 1200.85 |  | kWh | 0.123 | 0 | Commercial |  | Winter Only | [6 empty] | Small Boilers (<100 MMBtu/hr Heat Input):Uncontrolled | 12 | 60% | 60% | [11 empty] | 0% | 0% | 0% | 15 | 0 | 0 | 0 | 0 | 0 | 0 | 0 | 0 | 0 | 0 | 2013 Qtr 1: 1; 2013 Qtr 2: 10; 2013 Qtr 3: 3; 2013 Qtr 4: 1 | 15 | 1
3223 | 402169 - Food Service - Solid-Door Reach In Freezer 30-49' | WPSDGENRRN0010-Rev00-Msr006 | System | Commercial | 01-ALC-AllCommercial-Refrig | TRUE |  |  | Unit | ROB | 640 | 300 | 0 | 0 | 0 | 340 | 2076.85 |  | kWh | 0.213 | 0 | Commercial |  | Winter Only | [6 empty] | Small Boilers (<100 MMBtu/hr Heat Input):Uncontrolled | 12 | 60% | 60% | [11 empty] | 0% | 0% | 0% | 11 | 0 | 0 | 0 | 0 | 0 | 0 | 0 | 0 | 0 | 0 | 2013 Qtr 1: 0; 2013 Qtr 2: 7; 2013 Qtr 3: 4; 2013 Qtr 4: 0 | 11 | 1
3223 | 402170 - Food Service - Solid-Door Reach In Refrigerator <15' | WPSDGENRRN0010-Rev00-Msr001 | System | Commercial | 01-ALC-AllCommercial-Refrig | TRUE |  |  | Unit | ROB | 130 | 50 | 0 | 0 | 0 | 80 | 445.3 |  | kWh | 0.046 | 0 | Commercial |  | Winter Only | [6 empty] | Small Boilers (<100 MMBtu/hr Heat Input):Uncontrolled | 12 | 60% | 60% | [11 empty] | 0% | 0% | 0% | 8 | 0 | 0 | 0 | 0 | 0 | 0 | 0 | 0 | 0 | 0 | 2013 Qtr 1: 0; 2013 Qtr 2: 2; 2013 Qtr 3: 3; 2013 Qtr 4: 3 | 8 | 1
3223 | 402171 - Food Service - Solid-Door Reach In Refrigerator >50' | WPSDGENRRN0010-Rev00-Msr008 | System | Commercial | 01-ALC-AllCommercial-Refrig | TRUE |  |  | Unit | ROB | 1709 | 200 | 0 | 0 | 0 | 1509 | 1350.5 |  | kWh | 0.139 | 0 | Commercial |  | Winter Only | [6 empty] | Small Boilers (<100 MMBtu/hr Heat Input):Uncontrolled | 12 | 60% | 60% | [11 empty] | 0% | 0% | 0% | 1 | 0 | 0 | 0 | 0 | 0 | 0 | 0 | 0 | 0 | 0 | 2013 Qtr 1: 1; 2013 Qtr 2: 0; 2013 Qtr 3: 0; 2013 Qtr 4: 0 | 1 | 1
3223 | 402172 - Food Service - Solid-Door Reach In Refrigerator 15-29' | WPSDGENRRN0010-Rev00-Msr002 | System | Commercial | 01-ALC-AllCommercial-Refrig | TRUE |  |  | Unit | ROB | 1094 | 75 | 0 | 0 | 0 | 1019 | 649.7 |  | kWh | 0.067 | 0 | Commercial |  | Winter Only | [6 empty] | Small Boilers (<100 MMBtu/hr Heat Input):Uncontrolled | 12 | 60% | 60% | [11 empty] | 0% | 0% | 0% | 7 | 0 | 0 | 0 | 0 | 0 | 0 | 0 | 0 | 0 | 0 | 2013 Qtr 1: 1; 2013 Qtr 2: 2; 2013 Qtr 3: 2; 2013 Qtr 4: 2 | 7 | 1
3223 | 402173 - Food Service - Solid-Door Reach In Refrigerator 30-49' | WPSDGENRRN0010-Rev00-Msr003 | System | Commercial | 01-ALC-AllCommercial-Refrig | TRUE |  |  | Unit | ROB | 1379 | 125 | 0 | 0 | 0 | 1254 | 941.7 |  | kWh | 0.096 | 0 | Commercial |  | Winter Only | [6 empty] | Small Boilers (<100 MMBtu/hr Heat Input):Uncontrolled | 12 | 60% | 60% | [11 empty] | 0% | 0% | 0% | 2 | 0 | 0 | 0 | 0 | 0 | 0 | 0 | 0 | 0 | 0 | 2013 Qtr 1: 1; 2013 Qtr 2: 0; 2013 Qtr 3: 0; 2013 Qtr 4: 1 | 2 | 1
3223 | 402175 - Lighting - Exterior Compact Fluorescent Fixture <=70 watts | WPSDGENRLG0006-Rev04-Msr007 | System | Commercial | NON_res:DEER:Indoor_Non-CFL_Ltg | TRUE |  |  | Fixture | ROB | 140 | 10 | 0 | 0 | 0 | 130 | 159.9 |  | kWh | 0 | 0 | Commercial |  | Winter Only | [6 empty] | Small Boilers (<100 MMBtu/hr Heat Input):Uncontrolled | 16 | 60% | 60% | [11 empty] | 0% | 0% | 0% | 118 | 0 | 0 | 0 | 0 | 0 | 0 | 0 | 0 | 0 | 0 | 2013 Qtr 1: 0; 2013 Qtr 2: 10; 2013 Qtr 3: 9; 2013 Qtr 4: 99 | 118 | 1
3223 | 402176 - Lighting - Exterior Induction Fixture <=100 watts | WPSDGENRLG0003-Rev03-Msr002 | System | Commercial | NON_res:DEER:Indoor_Non-CFL_Ltg | TRUE |  |  | Fixture | RET | 270 | 35 | 0 | 0 | 0 | 235 | 430.5 |  | kWh | 0 | 0 | Commercial |  | Winter Only | [6 empty] | Small Boilers (<100 MMBtu/hr Heat Input):Uncontrolled | 2.92 | 60% | 60% | [11 empty] | 0% | 0% | 0% | 2437 | 0 | 0 | 0 | 0 | 0 | 0 | 0 | 0 | 0 | 0 | 2013 Qtr 1: 6; 2013 Qtr 2: 54; 2013 Qtr 3: 4; 2013 Qtr 4: 2373 | 2437 | 1
3223 | 402177 - Lighting - Exterior Induction Fixture <=120 watts | WPSDGENRLG0003-Rev03-Msr003 | System | Commercial | NON_res:DEER:Indoor_Non-CFL_Ltg | TRUE |  |  | Fixture | RET | 370 | 40 | 0 | 0 | 0 | 330 | 287 |  | kWh | 0 | 0 | Commercial |  | Winter Only | [6 empty] | Small Boilers (<100 MMBtu/hr Heat Input):Uncontrolled | 2.92 | 60% | 60% | [11 empty] | 0% | 0% | 0% | 90 | 0 | 0 | 0 | 0 | 0 | 0 | 0 | 0 | 0 | 0 | 2013 Qtr 1: 0; 2013 Qtr 2: 0; 2013 Qtr 3: 34; 2013 Qtr 4: 56 | 90 | 1
3223 | 402178 - Lighting - Exterior Induction Fixture <=180 watts | WPSDGENRLG0003-Rev03-Msr004 | System | Commercial | NON_res:DEER:Indoor_Non-CFL_Ltg | TRUE |  |  | Fixture | RET | 470 | 35 | 0 | 0 | 0 | 435 | 241.57 |  | kWh | 0 | 0 | Commercial |  | Winter Only | [6 empty] | Small Boilers (<100 MMBtu/hr Heat Input):Uncontrolled | 2.92 | 60% | 60% | [11 empty] | 0% | 0% | 0% | 2790 | 0 | 0 | 0 | 0 | 0 | 0 | 0 | 0 | 0 | 0 | 2013 Qtr 1: 4; 2013 Qtr 2: 0; 2013 Qtr 3: 4; 2013 Qtr 4: 2782 | 2790 | 1
3223 | 402179 - Lighting - Exterior Induction Fixture <=250 watts | WPSDGENRLG0003-Rev03-Msr005 | System | Commercial | NON_res:DEER:Indoor_Non-CFL_Ltg | TRUE |  |  | Fixture | RET | 570 | 90 | 0 | 0 | 0 | 480 | 852.8 |  | kWh | 0 | 0 | Commercial |  | Winter Only | [6 empty] | Small Boilers (<100 MMBtu/hr Heat Input):Uncontrolled | 2.92 | 60% | 60% | [11 empty] | 0% | 0% | 0% | 76 | 0 | 0 | 0 | 0 | 0 | 0 | 0 | 0 | 0 | 0 | 2013 Qtr 1: 11; 2013 Qtr 2: 23; 2013 Qtr 3: 0; 2013 Qtr 4: 42 | 76 | 1
3223 | 402180 - Lighting - Exterior Induction Fixture <=70 watts | WPSDGENRLG0003-Rev03-Msr001 | System | Commercial | NON_res:DEER:Indoor_Non-CFL_Ltg | TRUE |  |  | Fixture | RET | 270 | 25 | 0 | 0 | 0 | 245 | 299.3 |  | kWh | 0 | 0 | Commercial |  | Winter Only | [6 empty] | Small Boilers (<100 MMBtu/hr Heat Input):Uncontrolled | 2.92 | 60% | 60% | [11 empty] | 0% | 0% | 0% | 90 | 0 | 0 | 0 | 0 | 0 | 0 | 0 | 0 | 0 | 0 | 2013 Qtr 1: 0; 2013 Qtr 2: 5; 2013 Qtr 3: 2; 2013 Qtr 4: 83 | 90 | 1
3223 | 402181 - Lighting - Exterior Pulse Start/Ceramic Metal Halide Fixtures <=100 watts | WPSDGENRLG0003-Rev03-Msr002 | System | Commercial | NON_res:DEER:Indoor_Non-CFL_Ltg | TRUE |  |  | Fixture | RET | 270 | 10 | 0 | 0 | 0 | 260 | 430.5 |  | kWh | 0 | 0 | Commercial |  | Winter Only | [6 empty] | Small Boilers (<100 MMBtu/hr Heat Input):Uncontrolled | 2.92 | 60% | 60% | [11 empty] | 0% | 0% | 0% | 10 | 0 | 0 | 0 | 0 | 0 | 0 | 0 | 0 | 0 | 0 | 2013 Qtr 1: 0; 2013 Qtr 2: 10; 2013 Qtr 3: 0; 2013 Qtr 4: 0 | 10 | 1
3223 | 402182 - Lighting - Exterior Pulse Start/Ceramic Metal Halide Fixtures <=125 watts | WPSDGENRLG0003-Rev03-Msr003 | System | Commercial | NON_res:DEER:Indoor_Non-CFL_Ltg |  |  |  | Fixture | RET | 370 | 10 | 0 | 0 | 0 | 360 | 287 |  | kWh | 0 | 0 | Commercial |  | Winter Only | [6 empty] | Small Boilers (<100 MMBtu/hr Heat Input):Uncontrolled | 2.92 | 60% | 60% | [11 empty] | 0% | 0% | 0% | 3 | 0 | 0 | 0 | 0 | 0 | 0 | 0 | 0 | 0 | 0 | 2013 Qtr 1: 0; 2013 Qtr 2: 2; 2013 Qtr 3: 0; 2013 Qtr 4: 1 | 3 | 1
3223 | 402183 - Lighting - Exterior Pulse Start/Ceramic Metal Halide Fixtures <=175 watts | WPSDGENRLG0003-Rev03-Msr004 | System | Commercial | NON_res:DEER:Indoor_Non-CFL_Ltg |  |  |  | Fixture | RET | 470 | 15 | 0 | 0 | 0 | 455 | 241.57 |  | kWh | 0 | 0 | Commercial |  | Winter Only | [6 empty] | Small Boilers (<100 MMBtu/hr Heat Input):Uncontrolled | 2.92 | 60% | 60% | [11 empty] | 0% | 0% | 0% | 32 | 0 | 0 | 0 | 0 | 0 | 0 | 0 | 0 | 0 | 0 | 2013 Qtr 1: 0; 2013 Qtr 2: 32; 2013 Qtr 3: 0; 2013 Qtr 4: 0 | 32 | 1
3223 | 402184 - Lighting - Exterior Pulse Start/Ceramic Metal Halide Fixtures <=250 watts | WPSDGENRLG0003-Rev03-Msr005 | System | Commercial | NON_res:DEER:Indoor_Non-CFL_Ltg |  |  |  | Fixture | RET | 570 | 15 | 0 | 0 | 0 | 555 | 852.8 |  | kWh | 0 | 0 | Commercial |  | Winter Only | [6 empty] | Small Boilers (<100 MMBtu/hr Heat Input):Uncontrolled | 2.92 | 60% | 60% | [11 empty] | 0% | 0% | 0% | 47 | 0 | 0 | 0 | 0 | 0 | 0 | 0 | 0 | 0 | 0 | 2013 Qtr 1: 6; 2013 Qtr 2: 26; 2013 Qtr 3: 0; 2013 Qtr 4: 15 | 47 | 1
3223 | 402185 - Lighting - Exterior Pulse Start/Ceramic Metal Halide Fixtures <=70 watts | WPSDGENRLG0003-Rev03-Msr001 | System | Commercial | NON_res:DEER:Indoor_Non-CFL_Ltg |  |  |  | Fixture | RET | 270 | 5 | 0 | 0 | 0 | 265 | 299.3 |  | kWh | 0 | 0 | Commercial |  | Winter Only | [6 empty] | Small Boilers (<100 MMBtu/hr Heat Input):Uncontrolled | 2.92 | 60% | 60% | [11 empty] | 0% | 0% | 0% | 55 | 0 | 0 | 0 | 0 | 0 | 0 | 0 | 0 | 0 | 0 | 2013 Qtr 1: 0; 2013 Qtr 2: 1; 2013 Qtr 3: 0; 2013 Qtr 4: 54 | 55 | 1
3223 | 402186 - Lighting - Exterior Pulse Start/Ceramic Metal Halide Fixtures <=750 watts | WPSDGENRLG0003-Rev03-Msr005 | System | Commercial | NON_res:DEER:Indoor_Non-CFL_Ltg |  |  |  | Fixture | RET | 570 | 20 | 0 | 0 | 0 | 550 | 852.8 |  | kWh | 0 | 0 | Commercial |  | Winter Only | [6 empty] | Small Boilers (<100 MMBtu/hr Heat Input):Uncontrolled | 2.92 | 60% | 60% | [11 empty] | 0% | 0% | 0% | 34 | 0 | 0 | 0 | 0 | 0 | 0 | 0 | 0 | 0 | 0 | 2013 Qtr 1: 0; 2013 Qtr 2: 26; 2013 Qtr 3: 0; 2013 Qtr 4: 8 | 34 | 1
3223 | 402187 - Lighting - Interior Compact Fluorescent Fixture <=128 watts | WPSDGENRLG0006-Rev04-Msr003 | 7 | Commercial | NON_res:DEER:Indoor_Non-CFL_Ltg |  |  |  | Fixture | ROB | 180 | 20 | 0 | 0 | 0 | 160 | 350.3136 |  | kWh | 0.06825 | -0.37534 | Commercial |  | Winter Only | [6 empty] | Small Boilers (<100 MMBtu/hr Heat Input):Uncontrolled | 16 | 60% | 60% | [11 empty] | 0% | 0% | 0% | 12 | 0 | 0 | 0 | 0 | 0 | 0 | 0 | 0 | 0 | 0 | 2013 Qtr 1: 0; 2013 Qtr 2: 12; 2013 Qtr 3: 0; 2013 Qtr 4: 0 | 12 | 1
3223 | 402191 - Lighting - Interior Compact Fluorescent Fixture <=70 watts | WPSDGENRLG0006-Rev04-Msr002 | 10 | Commercial | NON_res:DEER:Indoor_Non-CFL_Ltg |  |  |  | Fixture | ROB | 140 | 15 | 0 | 0 | 0 | 125 | 175.1568 |  | kWh | 0.034125 | -0.26586 | Commercial |  | Winter Only | [6 empty] | Small Boilers (<100 MMBtu/hr Heat Input):Uncontrolled | 16 | 60% | 60% | [11 empty] | 0% | 0% | 0% | 22 | 0 | 0 | 0 | 0 | 0 | 0 | 0 | 0 | 0 | 0 | 2013 Qtr 1: 0; 2013 Qtr 2: 22; 2013 Qtr 3: 0; 2013 Qtr 4: 0 | 22 | 1
3223 | 402191 - Lighting - Interior Compact Fluorescent Fixture <=70 watts | WPSDGENRLG0006-Rev04-Msr002 | 7 | Commercial | NON_res:DEER:Indoor_Non-CFL_Ltg |  |  |  | Fixture | ROB | 140 | 15 | 0 | 0 | 0 | 125 | 139.6778 |  | kWh | 0.031494 | -0.23988 | Commercial |  | Winter Only | [6 empty] | Small Boilers (<100 MMBtu/hr Heat Input):Uncontrolled | 16 | 60% | 60% | [11 empty] | 0% | 0% | 0% | 279 | 0 | 0 | 0 | 0 | 0 | 0 | 0 | 0 | 0 | 0 | 2013 Qtr 1: 12; 2013 Qtr 2: 16; 2013 Qtr 3: 251; 2013 Qtr 4: 0 | 279 | 1
3223 | 402197 - Lighting - Interior Linear Fluorescent Fixture <=128 watts replacing 101-175 Watts | WPSDGENRLG0044-Rev04-Msr005 | 10 | Commercial | NON_res:DEER:Indoor_Non-CFL_Ltg |  |  |  | Fixture | RET |  | 25 | 0 | 0 | 0 | -25 | 441.577 |  | kWh | 0.076671 | -2.0735 | Commercial |  | Winter Only | [6 empty] | Small Boilers (<100 MMBtu/hr Heat Input):Uncontrolled | 13.31 | 70% | 70% |  |  |  | 78% | [7 empty] | 0% | 0% | 0% | 227 | 0 | 0 | 0 | 0 | 0 | 0 | 0 | 0 | 0 | 0 | 2013 Qtr 1: 0; 2013 Qtr 2: 0; 2013 Qtr 3: 0; 2013 Qtr 4: 227 | 227 | 1
3223 | 402197 - Lighting - Interior Linear Fluorescent Fixture <=128 watts replacing 101-175 Watts | WPSDGENRLG0044-Rev04-Msr005 | 10 | Commercial | NON_res:DEER:Indoor_Non-CFL_Ltg |  |  |  | Fixture | RET |  | 25 | 0 | 0 | 0 | -25 | 355.3494 |  | kWh | 0.076761 | -0.77928 | Commercial |  | Winter Only | [6 empty] | Small Boilers (<100 MMBtu/hr Heat Input):Uncontrolled | 15 | 70% | 70% |  |  |  | 78% | [7 empty] | 0% | 0% | 0% | 2 | 0 | 0 | 0 | 0 | 0 | 0 | 0 | 0 | 0 | 0 | 2013 Qtr 1: 0; 2013 Qtr 2: 0; 2013 Qtr 3: 2; 2013 Qtr 4: 0 | 2 | 1
3223 | 402197 - Lighting - Interior Linear Fluorescent Fixture <=128 watts replacing 101-175 Watts | WPSDGENRLG0044-Rev04-Msr005 | 7 | Commercial | NON_res:DEER:Indoor_Non-CFL_Ltg |  |  |  | Fixture | RET |  | 25 | 0 | 0 | 0 | -25 | 266.5152 |  | kWh | 0.070295 | -0.35238 | Commercial |  | Winter Only | [6 empty] | Small Boilers (<100 MMBtu/hr Heat Input):Uncontrolled | 15 | 70% | 70% |  |  |  | 78% | [7 empty] | 0% | 0% | 0% | 113 | 0 | 0 | 0 | 0 | 0 | 0 | 0 | 0 | 0 | 0 | 2013 Qtr 1: 0; 2013 Qtr 2: 33; 2013 Qtr 3: 52; 2013 Qtr 4: 28 | 113 | 1
3223 | 402197 - Lighting - Interior Linear Fluorescent Fixture <=128 watts replacing 101-175 Watts | WPSDGENRLG0044-Rev04-Msr005 | System | Commercial | NON_res:DEER:Indoor_Non-CFL_Ltg |  |  |  | Fixture | RET |  | 25 | 0 | 0 | 0 | -25 | 358.4665 |  | kWh | 0.076142 | -0.68576 | Commercial |  | Winter Only | [6 empty] | Small Boilers (<100 MMBtu/hr Heat Input):Uncontrolled | 15 | 70% | 70% |  |  |  | 78% | [7 empty] | 0% | 0% | 0% | 366 | 0 | 0 | 0 | 0 | 0 | 0 | 0 | 0 | 0 | 0 | 2013 Qtr 1: 0; 2013 Qtr 2: 366; 2013 Qtr 3: 0; 2013 Qtr 4: 0 | 366 | 1
3223 | 402198 - Lighting - Interior Linear Fluorescent Fixture <=192 watts replacing 176-399 Watts | WPSDGENRLG0044-Rev04-Msr004 | 10 | Commercial | NON_res:DEER:Indoor_Non-CFL_Ltg |  |  |  | Fixture | ER |  | 45 | 0 | 0 | 0 | -45 | 701.684 |  | kWh | 0.12183 | -3.2949 | Commercial |  | Winter Only | 13.31 |  |  | 659.341 | 0.11448 | -3.096 | Small Boilers (<100 MMBtu/hr Heat Input):Uncontrolled | 4.4 | 70% | 70% |  |  |  | 104% | [7 empty] | 0% | 0% | 0% | 6 | 0 | 0 | 0 | 0 | 0 | 0 | 0 | 0 | 0 | 0 | 2013 Qtr 1: 0; 2013 Qtr 2: 0; 2013 Qtr 3: 6; 2013 Qtr 4: 0 | 6 | 1
3223 | 402198 - Lighting - Interior Linear Fluorescent Fixture <=192 watts replacing 176-399 Watts | WPSDGENRLG0044-Rev04-Msr004 | 10 | Commercial | NON_res:DEER:Indoor_Non-CFL_Ltg |  |  |  | Fixture | ER |  | 45 | 0 | 0 | 0 | -45 | 448.0356 |  | kWh | 0.1111 | -0.64294 | Commercial |  | Winter Only | 15 |  |  | 420.9989 | 0.10439 | -0.60414 | Small Boilers (<100 MMBtu/hr Heat Input):Uncontrolled | 5 | 70% | 70% |  |  |  | 104% | [7 empty] | 0% | 0% | 0% | 53 | 0 | 0 | 0 | 0 | 0 | 0 | 0 | 0 | 0 | 0 | 2013 Qtr 1: 0; 2013 Qtr 2: 0; 2013 Qtr 3: 53; 2013 Qtr 4: 0 | 53 | 1
3223 | 402198 - Lighting - Interior Linear Fluorescent Fixture <=192 watts replacing 176-399 Watts | WPSDGENRLG0044-Rev04-Msr004 | 7 | Commercial | NON_res:DEER:Indoor_Non-CFL_Ltg |  |  |  | Fixture | ER |  | 45 | 0 | 0 | 0 | -45 | 519.447 |  | kWh | 0.11365 | -0.86332 | Commercial |  | Winter Only | 15 |  |  | 488.101 | 0.10679 | -0.81122 | Small Boilers (<100 MMBtu/hr Heat Input):Uncontrolled | 5 | 70% | 70% |  |  |  | 104% | [7 empty] | 0% | 0% | 0% | 91 | 0 | 0 | 0 | 0 | 0 | 0 | 0 | 0 | 0 | 0 | 2013 Qtr 1: 70; 2013 Qtr 2: 18; 2013 Qtr 3: 0; 2013 Qtr 4: 3 | 91 | 1
3223 | 402199 - Lighting - Interior Linear Fluorescent Fixture <=244 watts replacing 400 Watts (Tier 1) | Com-Lighting-InGen_MV-455w_PSMH-365w_T5-46in-234w | 10 | Commercial | NON_res:DEER:Indoor_Non-CFL_Ltg |  |  |  | Fixture | RET | 355.23 | 75 | 0 | 0 | 0 | 280.23 | 1031.1579 |  | kWh | 0.23453 | -3.0174 | Commercial |  | Winter Only | [6 empty] | Small Boilers (<100 MMBtu/hr Heat Input):Uncontrolled | 16 | 70% | 70% |  |  |  | 104% | [7 empty] | 0% | 0% | 0% | 19 | 0 | 0 | 0 | 0 | 0 | 0 | 0 | 0 | 0 | 0 | 2013 Qtr 1: 12; 2013 Qtr 2: 0; 2013 Qtr 3: 0; 2013 Qtr 4: 7 | 19 | 1
3223 | 402199 - Lighting - Interior Linear Fluorescent Fixture <=244 watts replacing 400 Watts (Tier 1) | Com-Lighting-InGen_MV-455w_PSMH-365w_T5-46in-234w | 7 | Commercial | NON_res:DEER:Indoor_Non-CFL_Ltg |  |  |  | Fixture | RET | 355.23 | 75 | 0 | 0 | 0 | 280.23 | 754.9906 |  | kWh | 0.20211 | -1.3999 | Commercial |  | Winter Only | [6 empty] | Small Boilers (<100 MMBtu/hr Heat Input):Uncontrolled | 16 | 70% | 70% |  |  |  | 104% | [7 empty] | 0% | 0% | 0% | 531 | 0 | 0 | 0 | 0 | 0 | 0 | 0 | 0 | 0 | 0 | 2013 Qtr 1: 318; 2013 Qtr 2: 43; 2013 Qtr 3: 90; 2013 Qtr 4: 80 | 531 | 1
3223 | 402199 - Lighting - Interior Linear Fluorescent Fixture <=244 watts replacing 400 Watts (Tier 1) | Com-Lighting-InGen_MV-455w_PSMH-365w_T5-46in-234w | System | Commercial | NON_res:DEER:Indoor_Non-CFL_Ltg |  |  |  | Fixture | RET | 355.23 | 75 | 0 | 0 | 0 | 280.23 | 1080 |  | kWh | 0.23 | -2.25 | Commercial |  | Winter Only | [6 empty] | Small Boilers (<100 MMBtu/hr Heat Input):Uncontrolled | 16 | 70% | 70% |  |  |  | 104% | [7 empty] | 0% | 0% | 0% | 57 | 0 | 0 | 0 | 0 | 0 | 0 | 0 | 0 | 0 | 0 | 2013 Qtr 1: 0; 2013 Qtr 2: 57; 2013 Qtr 3: 0; 2013 Qtr 4: 0 | 57 | 1
3223 | 402200 - Lighting - Interior Linear Fluorescent Fixture <=600 watts replacing >=400 Watts (Tier 1) | Com-Lighting-InGen_MV-780w_PSMH-456w_T5-46in-351w | 7 | Commercial | NON_res:DEER:Indoor_Non-CFL_Ltg | TRUE |  |  | Fixture | RET | 355.23 | 100 | 0 | 0 | 0 | 255.23 | 1826 |  | kWh | 0.455 | -1.952 | Commercial |  | Winter Only | [6 empty] | Small Boilers (<100 MMBtu/hr Heat Input):Uncontrolled | 16 | 70% | 70% |  |  |  | 104% | [7 empty] | 0% | 0% | 0% | 20 | 0 | 0 | 0 | 0 | 0 | 0 | 0 | 0 | 0 | 0 | 2013 Qtr 1: 0; 2013 Qtr 2: 0; 2013 Qtr 3: 12; 2013 Qtr 4: 8 | 20 | 1
3223 | 402201 - Lighting - Interior Linear Fluorescent Fixture <=64 watts replacing <=100 Watts | WPSDGENRLG0044-Rev04-Msr006 | 10 | Commercial | NON_res:DEER:Indoor_Non-CFL_Ltg | TRUE |  |  | Fixture | RET |  | 10 | 0 | 0 | 0 | -10 | 101.0592 |  | kWh | 0.028819 | -0.22651 | Commercial |  | Winter Only | [6 empty] | Small Boilers (<100 MMBtu/hr Heat Input):Uncontrolled | 15 | 70% | 70% |  |  |  | 78% | [7 empty] | 0% | 0% | 0% | 16 | 0 | 0 | 0 | 0 | 0 | 0 | 0 | 0 | 0 | 0 | 2013 Qtr 1: 0; 2013 Qtr 2: 16; 2013 Qtr 3: 0; 2013 Qtr 4: 0 | 16 | 1
3223 | 402201 - Lighting - Interior Linear Fluorescent Fixture <=64 watts replacing <=100 Watts | WPSDGENRLG0044-Rev04-Msr006 | 15 | Commercial | NON_res:DEER:Indoor_Non-CFL_Ltg | TRUE |  |  | Fixture | RET |  | 10 | 0 | 0 | 0 | -10 | 167.6829 |  | kWh | 0.036099 | -0.11273 | Commercial |  | Winter Only | [6 empty] | Small Boilers (<100 MMBtu/hr Heat Input):Uncontrolled | 15 | 70% | 70% |  |  |  | 78% | [7 empty] | 0% | 0% | 0% | 12 | 0 | 0 | 0 | 0 | 0 | 0 | 0 | 0 | 0 | 0 | 2013 Qtr 1: 0; 2013 Qtr 2: 0; 2013 Qtr 3: 0; 2013 Qtr 4: 12 | 12 | 1
3223 | 402201 - Lighting - Interior Linear Fluorescent Fixture <=64 watts replacing <=100 Watts | WPSDGENRLG0044-Rev04-Msr006 | 7 | Commercial | NON_res:DEER:Indoor_Non-CFL_Ltg | TRUE |  |  | Fixture | RET |  | 10 | 0 | 0 | 0 | -10 | 157.198 |  | kWh | 0.034674 | -0.22297 | Commercial |  | Winter Only | [6 empty] | Small Boilers (<100 MMBtu/hr Heat Input):Uncontrolled | 15 | 70% | 70% |  |  |  | 78% | [7 empty] | 0% | 0% | 0% | 495 | 0 | 0 | 0 | 0 | 0 | 0 | 0 | 0 | 0 | 0 | 2013 Qtr 1: 9; 2013 Qtr 2: 1; 2013 Qtr 3: 485; 2013 Qtr 4: 0 | 495 | 1
3223 | 402202 - Lighting - Interior Linear Fluorescent Fixture 245-360 watts replacing 400 Watts (Tier 2) | WPSDGENRLG0044-Rev04-Msr003 | 7 | Commercial | NON_res:DEER:Indoor_Non-CFL_Ltg | TRUE |  |  | Fixture | ER |  | 45 | 0 | 0 | 0 | -45 | 378.2129 |  | kWh | 0.10628 | -0.41595 | Commercial |  | Winter Only | 15 |  |  | 378.2129 | 0.10628 | -0.41595 | Small Boilers (<100 MMBtu/hr Heat Input):Uncontrolled | 5 | 70% | 70% |  |  |  | 104% | [7 empty] | 0% | 0% | 0% | 108 | 0 | 0 | 0 | 0 | 0 | 0 | 0 | 0 | 0 | 0 | 2013 Qtr 1: 0; 2013 Qtr 2: 63; 2013 Qtr 3: 20; 2013 Qtr 4: 25 | 108 | 1
3223 | 402206 - Lighting - Interior Pulse Start/Ceramic Metal Halide Fixtures <=600 watts Tier I | WPSDGENRLG0002-Rev04-Msr006 | 7 | Commercial | NON_res:DEER:Indoor_Non-CFL_Ltg | TRUE |  |  | Fixture | RET |  | 20 | 0 | 0 | 0 | -20 | 0 |  | kWh | 0 | 0 | Commercial |  | Winter Only | [6 empty] | Small Boilers (<100 MMBtu/hr Heat Input):Uncontrolled | 14.26 | 60% | 60% | [11 empty] | 0% | 0% | 0% | 492 | 0 | 0 | 0 | 0 | 0 | 0 | 0 | 0 | 0 | 0 | 2013 Qtr 1: 0; 2013 Qtr 2: 0; 2013 Qtr 3: 0; 2013 Qtr 4: 492 | 492 | 1
3223 | 402206 - Lighting - Interior Pulse Start/Ceramic Metal Halide Fixtures <=600 watts Tier I | WPSDGENRLG0002-Rev04-Msr006 | 7 | Commercial | NON_res:DEER:Indoor_Non-CFL_Ltg | TRUE |  |  | Fixture | RET |  | 20 | 0 | 0 | 0 | -20 | 0 |  | kWh | 0 | 0 | Commercial |  | Winter Only | [6 empty] | Small Boilers (<100 MMBtu/hr Heat Input):Uncontrolled | 15 | 60% | 60% | [11 empty] | 0% | 0% | 0% | 100 | 0 | 0 | 0 | 0 | 0 | 0 | 0 | 0 | 0 | 0 | 2013 Qtr 1: 0; 2013 Qtr 2: 0; 2013 Qtr 3: 100; 2013 Qtr 4: 0 | 100 | 1
3223 | 402207 - Lighting - Interior Pulse Start/Ceramic Metal Halide Fixtures <=70 watts | WPSDGENRLG0002-Rev04-Msr001 | 7 | Commercial | NON_res:DEER:Indoor_Non-CFL_Ltg | TRUE |  |  | Fixture | RET |  | 5 | 0 | 0 | 0 | -5 | 69.3576 |  | kWh | 0.019058 | -0.048672 | Commercial |  | Winter Only | [6 empty] | Small Boilers (<100 MMBtu/hr Heat Input):Uncontrolled | 15 | 60% | 60% | [11 empty] | 0% | 0% | 0% | 32 | 0 | 0 | 0 | 0 | 0 | 0 | 0 | 0 | 0 | 0 | 2013 Qtr 1: 0; 2013 Qtr 2: 32; 2013 Qtr 3: 0; 2013 Qtr 4: 0 | 32 | 1
3223 | 402217 - Lighting - Occupancy Sensor - High-Bay Sensor <12' | WPSDGENRLG0016-Rev04-Msr003 | 7 | Commercial | NON_res:DEER:Indoor_Non-CFL_Ltg | TRUE |  |  | Sensor | RET |  | 10 | 0 | 0 | 0 | -10 | 71.5154 |  | kWh | 0.017439 | -0.67399 | Commercial |  | Winter Only | [6 empty] | Small Boilers (<100 MMBtu/hr Heat Input):Uncontrolled | 8 | 60% | 60% | [11 empty] | 0% | 0% | 0% | 293 | 0 | 0 | 0 | 0 | 0 | 0 | 0 | 0 | 0 | 0 | 2013 Qtr 1: 53; 2013 Qtr 2: 78; 2013 Qtr 3: 134; 2013 Qtr 4: 28 | 293 | 1
3223 | 402217 - Lighting - Occupancy Sensor - High-Bay Sensor <12' | WPSDGENRLG0016-Rev04-Msr003 | System | Commercial | NON_res:DEER:Indoor_Non-CFL_Ltg | TRUE |  |  | Sensor | RET |  | 10 | 0 | 0 | 0 | -10 | 88 |  | kWh | 0.0241 | -1.04 | Commercial |  | Winter Only | [6 empty] | Small Boilers (<100 MMBtu/hr Heat Input):Uncontrolled | 8 | 60% | 60% | [11 empty] | 0% | 0% | 0% | 21 | 0 | 0 | 0 | 0 | 0 | 0 | 0 | 0 | 0 | 0 | 2013 Qtr 1: 21; 2013 Qtr 2: 0; 2013 Qtr 3: 0; 2013 Qtr 4: 0 | 21 | 1
3223 | 402218 - Lighting - Occupancy Sensor - High-Bay Sensor >=12' | WPSDGENRLG0016-Rev04-Msr002 | 10 | Commercial | NON_res:DEER:Indoor_Non-CFL_Ltg | TRUE |  |  | Sensor | RET |  | 15 | 0 | 0 | 0 | -15 | 205.8205 |  | kWh | 0.050572 | -1.3536 | Commercial |  | Winter Only | [6 empty] | Small Boilers (<100 MMBtu/hr Heat Input):Uncontrolled | 8 | 60% | 60% | [11 empty] | 0% | 0% | 0% | 39 | 0 | 0 | 0 | 0 | 0 | 0 | 0 | 0 | 0 | 0 | 2013 Qtr 1: 0; 2013 Qtr 2: 0; 2013 Qtr 3: 29; 2013 Qtr 4: 10 | 39 | 1
3223 | 402218 - Lighting - Occupancy Sensor - High-Bay Sensor >=12' | WPSDGENRLG0016-Rev04-Msr002 | 7 | Commercial | NON_res:DEER:Indoor_Non-CFL_Ltg | TRUE |  |  | Sensor | RET |  | 15 | 0 | 0 | 0 | -15 | 188.8611 |  | kWh | 0.046059 | -1.9308 | Commercial |  | Winter Only | [6 empty] | Small Boilers (<100 MMBtu/hr Heat Input):Uncontrolled | 8 | 60% | 60% | [11 empty] | 0% | 0% | 0% | 763 | 0 | 0 | 0 | 0 | 0 | 0 | 0 | 0 | 0 | 0 | 2013 Qtr 1: 224; 2013 Qtr 2: 0; 2013 Qtr 3: 115; 2013 Qtr 4: 424 | 763 | 1
3223 | 402219 - Lighting - Occupancy Sensor - Wall/Ceiling Mounted Lighting Sensor | WPSDGENRLG0016-Rev04-Msr005 | 10 | Commercial | NON_res:DEER:Indoor_Non-CFL_Ltg | TRUE |  |  | Sensor | RET |  | 35 | 0 | 0 | 0 | -35 | 20.6 |  | kWh | 0.002537 | -0.0925 | Commercial |  | Winter Only | [6 empty] | Small Boilers (<100 MMBtu/hr Heat Input):Uncontrolled | 8 | 60% | 60% | [11 empty] | 0% | 0% | 0% | 60 | 0 | 0 | 0 | 0 | 0 | 0 | 0 | 0 | 0 | 0 | 2013 Qtr 1: 12; 2013 Qtr 2: 0; 2013 Qtr 3: 11; 2013 Qtr 4: 37 | 60 | 1
3223 | 402219 - Lighting - Occupancy Sensor - Wall/Ceiling Mounted Lighting Sensor | WPSDGENRLG0016-Rev04-Msr005 | 7 | Commercial | NON_res:DEER:Indoor_Non-CFL_Ltg | TRUE |  |  | Sensor | RET |  | 35 | 0 | 0 | 0 | -35 | 161.8258 |  | kWh | 0.039748 | -1.343 | Commercial |  | Winter Only | [6 empty] | Small Boilers (<100 MMBtu/hr Heat Input):Uncontrolled | 8 | 60% | 60% | [11 empty] | 0% | 0% | 0% | 1062 | 0 | 0 | 0 | 0 | 0 | 0 | 0 | 0 | 0 | 0 | 2013 Qtr 1: 0; 2013 Qtr 2: 52; 2013 Qtr 3: 912; 2013 Qtr 4: 98 | 1062 | 1
3223 | 402219 - Lighting - Occupancy Sensor - Wall/Ceiling Mounted Lighting Sensor | WPSDGENRLG0016-Rev04-Msr005 | System | Commercial | NON_res:DEER:Indoor_Non-CFL_Ltg | TRUE |  |  | Sensor | RET |  | 35 | 0 | 0 | 0 | -35 | 170 |  | kWh | 0.0466 | -2.02 | Commercial |  | Winter Only | [6 empty] | Small Boilers (<100 MMBtu/hr Heat Input):Uncontrolled | 8 | 60% | 60% | [11 empty] | 0% | 0% | 0% | 14 | 0 | 0 | 0 | 0 | 0 | 0 | 0 | 0 | 0 | 0 | 2013 Qtr 1: 14; 2013 Qtr 2: 0; 2013 Qtr 3: 0; 2013 Qtr 4: 0 | 14 | 1
3223 | 402220 - Lighting - Occupancy Sensor - Wallbox Lighting Sensor | WPSDGENRLG0016-Rev04-Msr004 | 10 | Commercial | NON_res:DEER:Indoor_Non-CFL_Ltg | TRUE |  |  | Sensor | RET |  | 5 | 0 | 0 | 0 | -5 | 120 |  | kWh | 0.0185 | -3.37 | Commercial |  | Winter Only | [6 empty] | Small Boilers (<100 MMBtu/hr Heat Input):Uncontrolled | 8 | 60% | 60% | [11 empty] | 0% | 0% | 0% | 86 | 0 | 0 | 0 | 0 | 0 | 0 | 0 | 0 | 0 | 0 | 2013 Qtr 1: 0; 2013 Qtr 2: 0; 2013 Qtr 3: 6; 2013 Qtr 4: 80 | 86 | 1
3223 | 402220 - Lighting - Occupancy Sensor - Wallbox Lighting Sensor | WPSDGENRLG0016-Rev04-Msr004 | 15 | Commercial | NON_res:DEER:Indoor_Non-CFL_Ltg | TRUE |  |  | Sensor | RET |  | 5 | 0 | 0 | 0 | -5 | 19 |  | kWh | 0.002 | -0.01 | Commercial |  | Winter Only | [6 empty] | Small Boilers (<100 MMBtu/hr Heat Input):Uncontrolled | 8 | 60% | 60% | [11 empty] | 0% | 0% | 0% | 18 | 0 | 0 | 0 | 0 | 0 | 0 | 0 | 0 | 0 | 0 | 2013 Qtr 1: 0; 2013 Qtr 2: 0; 2013 Qtr 3: 0; 2013 Qtr 4: 18 | 18 | 1
3223 | 402220 - Lighting - Occupancy Sensor - Wallbox Lighting Sensor | WPSDGENRLG0016-Rev04-Msr004 | 7 | Commercial | NON_res:DEER:Indoor_Non-CFL_Ltg |  |  |  | Sensor | RET |  | 5 | 0 | 0 | 0 | -5 | 127.6185 |  | kWh | 0.024531 | -0.98816 | Commercial |  | Winter Only | [6 empty] | Small Boilers (<100 MMBtu/hr Heat Input):Uncontrolled | 8 | 60% | 60% | [11 empty] | 0% | 0% | 0% | 2189 | 0 | 0 | 0 | 0 | 0 | 0 | 0 | 0 | 0 | 0 | 2013 Qtr 1: 1181; 2013 Qtr 2: 922; 2013 Qtr 3: 37; 2013 Qtr 4: 49 | 2189 | 1
3223 | 402220 - Lighting - Occupancy Sensor - Wallbox Lighting Sensor | WPSDGENRLG0016-Rev04-Msr004 | System | Commercial | NON_res:DEER:Indoor_Non-CFL_Ltg | TRUE |  |  | Sensor | RET |  | 5 | 0 | 0 | 0 | -5 | 170 |  | kWh | 0.0466 | -2.02 | Commercial |  | Winter Only | [6 empty] | Small Boilers (<100 MMBtu/hr Heat Input):Uncontrolled | 8 | 60% | 60% | [11 empty] | 0% | 0% | 0% | 37 | 0 | 0 | 0 | 0 | 0 | 0 | 0 | 0 | 0 | 0 | 2013 Qtr 1: 35; 2013 Qtr 2: 0; 2013 Qtr 3: 2; 2013 Qtr 4: 0 | 37 | 1
3223 | 402221 - Lighting - T8 to 4ft 25 Watt Lamp | WPSDGENRLG0120-Rev04-Msr001 | 10 | Commercial | NON_res:DEER:Indoor_CFL_Ltg | TRUE |  |  | Lamp | ROB | 2.33 | 1 | 0 | 0 | 0 | 1.33 | 37.9456 |  | kWh | 0.007057 | -0.17956 | Commercial |  | Winter Only | [6 empty] | Small Boilers (<100 MMBtu/hr Heat Input):Uncontrolled | 14.46 | 60% | 60% |  |  |  | 78% | [7 empty] | 0% | 0% | 0% | 415 | 0 | 0 | 0 | 0 | 0 | 0 | 0 | 0 | 0 | 0 | 2013 Qtr 1: 0; 2013 Qtr 2: 0; 2013 Qtr 3: 0; 2013 Qtr 4: 415 | 415 | 1
3223 | 402221 - Lighting - T8 to 4ft 25 Watt Lamp | WPSDGENRLG0120-Rev04-Msr001 | 10 | Commercial | NON_res:DEER:Indoor_CFL_Ltg | TRUE |  |  | Lamp | ROB | 2.33 | 1 | 0 | 0 | 0 | 1.33 | 29.444 |  | kWh | 0.007134 | -0.053839 | Commercial |  | Winter Only | [6 empty] | Small Boilers (<100 MMBtu/hr Heat Input):Uncontrolled | 15 | 60% | 60% |  |  |  | 78% | [7 empty] | 0% | 0% | 0% | 2402 | 0 | 0 | 0 | 0 | 0 | 0 | 0 | 0 | 0 | 0 | 2013 Qtr 1: 1237; 2013 Qtr 2: 54; 2013 Qtr 3: 833; 2013 Qtr 4: 278 | 2402 | 1
3223 | 402221 - Lighting - T8 to 4ft 25 Watt Lamp | WPSDGENRLG0120-Rev04-Msr001 | 7 | Commercial | NON_res:DEER:Indoor_CFL_Ltg | TRUE |  |  | Lamp | ROB | 2.33 | 1 | 0 | 0 | 0 | 1.33 | 42.343 |  | kWh | 0.007236 | -0.18042 | Commercial |  | Winter Only | [6 empty] | Small Boilers (<100 MMBtu/hr Heat Input):Uncontrolled | 13.31 | 60% | 60% |  |  |  | 78% | [7 empty] | 0% | 0% | 0% | 2360 | 0 | 0 | 0 | 0 | 0 | 0 | 0 | 0 | 0 | 0 | 2013 Qtr 1: 0; 2013 Qtr 2: 2174; 2013 Qtr 3: 0; 2013 Qtr 4: 186 | 2360 | 1
3223 | 402221 - Lighting - T8 to 4ft 25 Watt Lamp | WPSDGENRLG0120-Rev04-Msr001 | 7 | Commercial | NON_res:DEER:Indoor_CFL_Ltg | TRUE |  |  | Lamp | ROB | 2.33 | 1 | 0 | 0 | 0 | 1.33 | 37.9456 |  | kWh | 0.006943 | -0.17956 | Commercial |  | Winter Only | [6 empty] | Small Boilers (<100 MMBtu/hr Heat Input):Uncontrolled | 14.46 | 60% | 60% |  |  |  | 78% | [7 empty] | 0% | 0% | 0% | 503 | 0 | 0 | 0 | 0 | 0 | 0 | 0 | 0 | 0 | 0 | 2013 Qtr 1: 0; 2013 Qtr 2: 0; 2013 Qtr 3: 0; 2013 Qtr 4: 503 | 503 | 1
3223 | 402221 - Lighting - T8 to 4ft 25 Watt Lamp | WPSDGENRLG0120-Rev04-Msr001 | 7 | Commercial | NON_res:DEER:Indoor_CFL_Ltg | TRUE |  |  | Lamp | ROB | 2.33 | 1 | 0 | 0 | 0 | 1.33 | 37.8672 |  | kWh | 0.007 | -0.17919 | Commercial |  | Winter Only | [6 empty] | Small Boilers (<100 MMBtu/hr Heat Input):Uncontrolled | 14.49 | 60% | 60% |  |  |  | 78% | [7 empty] | 0% | 0% | 0% | 66 | 0 | 0 | 0 | 0 | 0 | 0 | 0 | 0 | 0 | 0 | 2013 Qtr 1: 0; 2013 Qtr 2: 0; 2013 Qtr 3: 0; 2013 Qtr 4: 66 | 66 | 1
3223 | 402221 - Lighting - T8 to 4ft 25 Watt Lamp | WPSDGENRLG0120-Rev04-Msr001 | 7 | Commercial | NON_res:DEER:Indoor_CFL_Ltg | TRUE |  |  | Lamp | ROB | 2.33 | 1 | 0 | 0 | 0 | 1.33 | 24.394 |  | kWh | 0.006438 | -0.039729 | Commercial |  | Winter Only | [6 empty] | Small Boilers (<100 MMBtu/hr Heat Input):Uncontrolled | 15 | 60% | 60% |  |  |  | 78% | [7 empty] | 0% | 0% | 0% | 35787 | 0 | 0 | 0 | 0 | 0 | 0 | 0 | 0 | 0 | 0 | 2013 Qtr 1: 4237; 2013 Qtr 2: 5189; 2013 Qtr 3: 3794; 2013 Qtr 4: 22567 | 35787 | 1
3223 | 402221 - Lighting - T8 to 4ft 25 Watt Lamp | WPSDGENRLG0120-Rev04-Msr001 | System | Commercial | NON_res:DEER:Indoor_CFL_Ltg | TRUE |  |  | Lamp | ROB | 2.33 | 1 | 0 | 0 | 0 | 1.33 | 33.2367 |  | kWh | 0.007232 | -0.067007 | Commercial |  | Winter Only | [6 empty] | Small Boilers (<100 MMBtu/hr Heat Input):Uncontrolled | 15 | 60% | 60% |  |  |  | 78% | [7 empty] | 0% | 0% | 0% | 724 | 0 | 0 | 0 | 0 | 0 | 0 | 0 | 0 | 0 | 0 | 2013 Qtr 1: 676; 2013 Qtr 2: 0; 2013 Qtr 3: 0; 2013 Qtr 4: 48 | 724 | 1
3223 | 402222 - Lighting - T8 to 4ft 28 Watt Lamp | WPSDGENRLG0120-Rev04-Msr002 | 10 | Commercial | NON_res:DEER:Indoor_CFL_Ltg | TRUE |  |  | Lamp | ROB | 1.631 | 0.5 | 0 | 0 | 0 | 1.131 | 18.147 |  | kWh | 0.003151 | -0.085212 | Commercial |  | Winter Only | [6 empty] | Small Boilers (<100 MMBtu/hr Heat Input):Uncontrolled | 13.31 | 60% | 60% |  |  |  | 78% | [7 empty] | 0% | 0% | 0% | 7211 | 0 | 0 | 0 | 0 | 0 | 0 | 0 | 0 | 0 | 0 | 2013 Qtr 1: 0; 2013 Qtr 2: 0; 2013 Qtr 3: 1161; 2013 Qtr 4: 6050 | 7211 | 1
3223 | 402222 - Lighting - T8 to 4ft 28 Watt Lamp | WPSDGENRLG0120-Rev04-Msr002 | 10 | Commercial | NON_res:DEER:Indoor_CFL_Ltg | TRUE |  |  | Lamp | ROB | 1.63 | 0.5 | 0 | 0 | 0 | 1.13 | 10.6273 |  | kWh | 0.002912 | -0.018114 | Commercial |  | Winter Only | [6 empty] | Small Boilers (<100 MMBtu/hr Heat Input):Uncontrolled | 15 | 60% | 60% |  |  |  | 78% | [7 empty] | 0% | 0% | 0% | 9212 | 0 | 0 | 0 | 0 | 0 | 0 | 0 | 0 | 0 | 0 | 2013 Qtr 1: 116; 2013 Qtr 2: 1634; 2013 Qtr 3: 3426; 2013 Qtr 4: 4036 | 9212 | 1
3223 | 402222 - Lighting - T8 to 4ft 28 Watt Lamp | WPSDGENRLG0120-Rev04-Msr002 | 15 | Commercial | NON_res:DEER:Indoor_CFL_Ltg | TRUE |  |  | Lamp | ROB | 1.631 | 0.5 | 0 | 0 | 0 | 1.131 | 15.2439 |  | kWh | 0.003282 | -0.010248 | Commercial |  | Winter Only | [6 empty] | Small Boilers (<100 MMBtu/hr Heat Input):Uncontrolled | 15 | 60% | 60% |  |  |  | 78% | [7 empty] | 0% | 0% | 0% | 31 | 0 | 0 | 0 | 0 | 0 | 0 | 0 | 0 | 0 | 0 | 2013 Qtr 1: 0; 2013 Qtr 2: 0; 2013 Qtr 3: 0; 2013 Qtr 4: 31 | 31 | 1
3223 | 402222 - Lighting - T8 to 4ft 28 Watt Lamp | WPSDGENRLG0120-Rev04-Msr002 | 7 | Commercial | NON_res:DEER:Indoor_CFL_Ltg | TRUE |  |  | Lamp | ROB | 1.631 | 0.5 | 0 | 0 | 0 | 1.131 | 19.8909 |  | kWh | 0.002118 | 0 | Commercial |  | Winter Only | [6 empty] | Small Boilers (<100 MMBtu/hr Heat Input):Uncontrolled | 14.68 | 60% | 60% |  |  |  | 78% | [7 empty] | 0% | 0% | 0% | 233 | 0 | 0 | 0 | 0 | 0 | 0 | 0 | 0 | 0 | 0 | 2013 Qtr 1: 0; 2013 Qtr 2: 233; 2013 Qtr 3: 0; 2013 Qtr 4: 0 | 233 | 1
3223 | 402222 - Lighting - T8 to 4ft 28 Watt Lamp | WPSDGENRLG0120-Rev04-Msr002 | 7 | Commercial | NON_res:DEER:Indoor_CFL_Ltg | TRUE |  |  | Lamp | ROB | 1.63 | 0.5 | 0 | 0 | 0 | 1.13 | 10.9995 |  | kWh | 0.002847 | -0.017497 | Commercial |  | Winter Only | [6 empty] | Small Boilers (<100 MMBtu/hr Heat Input):Uncontrolled | 15 | 60% | 60% |  |  |  | 78% | [7 empty] | 0% | 0% | 0% | 27979 | 0 | 0 | 0 | 0 | 0 | 0 | 0 | 0 | 0 | 0 | 2013 Qtr 1: 124; 2013 Qtr 2: 9492; 2013 Qtr 3: 15303; 2013 Qtr 4: 3060 | 27979 | 1
3223 | 402222 - Lighting - T8 to 4ft 28 Watt Lamp | WPSDGENRLG0120-Rev04-Msr002 | System | Commercial | NON_res:DEER:Indoor_CFL_Ltg | TRUE |  |  | Lamp | ROB | 1.63 | 0.5 | 0 | 0 | 0 | 1.13 | 10.6655 |  | kWh | 0.002805 | -0.021286 | Commercial |  | Winter Only | [6 empty] | Small Boilers (<100 MMBtu/hr Heat Input):Uncontrolled | 15 | 60% | 60% |  |  |  | 78% | [7 empty] | 0% | 0% | 0% | 1231 | 0 | 0 | 0 | 0 | 0 | 0 | 0 | 0 | 0 | 0 | 2013 Qtr 1: 1033; 2013 Qtr 2: 168; 2013 Qtr 3: 30; 2013 Qtr 4: 0 | 1231 | 1
3223 | 402244 - Pipe Insulation - Hot Water Applic. >=1 in. | WPSDGENRWH1202-Rev01-Msr002 | System | Commercial | 35-OTI-OtherIndustrial-PROC_OTH | TRUE |  |  | Linear ft | RET | 5.221 | 2 | 0 | 0 | 0 | 3.221 | 0 |  | kWh | 0 | 5.9 | Commercial |  | Annual | [6 empty] | Small Boilers (<100 MMBtu/hr Heat Input):Uncontrolled | 11 | 60% | 60% | [11 empty] | 0% | 0% | 0% | 844 | 0 | 0 | 0 | 0 | 0 | 0 | 0 | 0 | 0 | 0 | 2013 Qtr 1: 0; 2013 Qtr 2: 844; 2013 Qtr 3: 0; 2013 Qtr 4: 0 | 844 | 1
3223 | 402246 - Pipe Insulation - Low Pressure (<=15 psi) Steam Applic. >=1 in. | WPSDGENRWH1202-Rev01-Msr004 | System | Commercial | 35-OTI-OtherIndustrial-PROC_OTH | TRUE |  |  | Linear ft | RET | 5.22 | 3 | 0 | 0 | 0 | 2.22 | 0 |  | kWh | 0 | 10.1 | Commercial |  | Annual | [6 empty] | Small Boilers (<100 MMBtu/hr Heat Input):Uncontrolled | 11 | 60% | 60% | [11 empty] | 0% | 0% | 0% | 1795 | 0 | 0 | 0 | 0 | 0 | 0 | 0 | 0 | 0 | 0 | 2013 Qtr 1: 0; 2013 Qtr 2: 1795; 2013 Qtr 3: 0; 2013 Qtr 4: 0 | 1795 | 1
3223 | 402250 - Refrigeration - Vending Machine Controller | WPSDGENRCS0001-Rev00-Msr001 | System | Commercial | 01-ALC-AllCommercial-Refrig | TRUE |  |  | Unit | RET | 215.5 | 100 | 0 | 0 | 0 | 115.5 | 1612 |  | kWh | 0 | 0 | Commercial |  | Winter Only | [6 empty] | Small Boilers (<100 MMBtu/hr Heat Input):Uncontrolled | 5 | 60% | 60% | [11 empty] | 0% | 0% | 0% | 2 | 0 | 0 | 0 | 0 | 0 | 0 | 0 | 0 | 0 | 0 | 2013 Qtr 1: 0; 2013 Qtr 2: 0; 2013 Qtr 3: 0; 2013 Qtr 4: 2 | 2 | 1
3223 | 402255 - Refrigeration - Anti-Sweat Heater Controls | WPSDGENRRN0009-Rev00-Msr001 | 7 | Commercial | 01-ALC-AllCommercial-Refrig | TRUE |  |  | Ln Ft | RET | 34 | 25 | 0 | 0 | 0 | 9 | 270 |  | kWh | 0.004128 | 0 | Commercial |  | Winter Only | [6 empty] | Small Boilers (<100 MMBtu/hr Heat Input):Uncontrolled | 12 | 60% | 60% | [11 empty] | 0% | 0% | 0% | 55 | 0 | 0 | 0 | 0 | 0 | 0 | 0 | 0 | 0 | 0 | 2013 Qtr 1: 0; 2013 Qtr 2: 0; 2013 Qtr 3: 0; 2013 Qtr 4: 55 | 55 | 1
3223 | 402256 - Refrigeration - Food Service -Evaporator Fan Controller for Walk-In Coolers | WPSDGENRRN0011-Rev00-Msr001 | System | Commercial | 01-ALC-AllCommercial-Refrig | TRUE |  |  | Motor | RET | 323.5 | 75 | 0 | 0 | 0 | 248.5 | 1185.879 |  | kWh | 0.16296 | 0 | Commercial |  | Winter Only | [6 empty] | Small Boilers (<100 MMBtu/hr Heat Input):Uncontrolled | 16 | 60% | 60% | [11 empty] | 0% | 0% | 0% | 23 | 0 | 0 | 0 | 0 | 0 | 0 | 0 | 0 | 0 | 0 | 2013 Qtr 1: 0; 2013 Qtr 2: 0; 2013 Qtr 3: 3; 2013 Qtr 4: 20 | 23 | 1
3223 | 402257 - Lighting - Exterior LED Fixtures <=130 watts | WPSDGENRLG0181-Rev01-Msr003 | System | Commercial | NON_res:DEER:Indoor_Non-CFL_Ltg | TRUE |  |  | Lamp | ROB | 1472 | 80 | 0 | 0 | 0 | 1392 | 208.25 |  | kWh | 0 | 0 | Commercial |  | Winter Only | [6 empty] | Small Boilers (<100 MMBtu/hr Heat Input):Uncontrolled | 12 | 60% | 60% | [11 empty] | 0% | 0% | 0% | 438 | 0 | 0 | 0 | 0 | 0 | 0 | 0 | 0 | 0 | 0 | 2013 Qtr 1: 0; 2013 Qtr 2: 183; 2013 Qtr 3: 15; 2013 Qtr 4: 240 | 438 | 1
3223 | 402258 - Lighting - Exterior LED Fixtures <=110 watts | WPSDGENRLG0181-Rev01-Msr002 | System | Commercial | NON_res:DEER:Indoor_Non-CFL_Ltg | TRUE |  |  | Lamp | ROB | 847 | 80 | 0 | 0 | 0 | 767 | 166.6 |  | kWh | 0 | 0 | Commercial |  | Winter Only | [6 empty] | Small Boilers (<100 MMBtu/hr Heat Input):Uncontrolled | 12 | 85% | 85% | [11 empty] | 0% | 0% | 0% | 993 | 0 | 0 | 0 | 0 | 0 | 0 | 0 | 0 | 0 | 0 | 2013 Qtr 1: 0; 2013 Qtr 2: 86; 2013 Qtr 3: 256; 2013 Qtr 4: 651 | 993 | 1
3223 | 402259 - Lighting - Exterior LED Fixtures <=192watts | WPSDGENRLG0181-Rev01-Msr004 | System | Commercial | NON_res:DEER:Indoor_Non-CFL_Ltg | TRUE |  |  | Lamp | ROB | 1672 | 125 | 0 | 0 | 0 | 1547 | 241.57 |  | kWh | 0 | 0 | Commercial |  | Winter Only | [6 empty] | Small Boilers (<100 MMBtu/hr Heat Input):Uncontrolled | 12 | 85% | 85% | [11 empty] | 0% | 0% | 0% | 3743 | 0 | 0 | 0 | 0 | 0 | 0 | 0 | 0 | 0 | 0 | 2013 Qtr 1: 0; 2013 Qtr 2: 183; 2013 Qtr 3: 3463; 2013 Qtr 4: 97 | 3743 | 1
3223 | 402260 - Lighting - Exterior LED Fixtures <=350 watts | WPSDGENRLG0181-Rev01-Msr005 | System | Commercial | NON_res:DEER:Indoor_Non-CFL_Ltg | TRUE |  |  | Lamp | ROB | 2020 | 125 | 0 | 0 | 0 | 1895 | 208.25 |  | kWh | 0 | 0 | Commercial |  | Winter Only | [6 empty] | Small Boilers (<100 MMBtu/hr Heat Input):Uncontrolled | 12 | 85% | 85% | [11 empty] | 0% | 0% | 0% | 88 | 0 | 0 | 0 | 0 | 0 | 0 | 0 | 0 | 0 | 0 | 2013 Qtr 1: 18; 2013 Qtr 2: 6; 2013 Qtr 3: 0; 2013 Qtr 4: 64 | 88 | 1
3223 | 402261 - Lighting - Exterior LED Fixtures <=80 watts | WPSDGENRLG0181-Rev01-Msr001 | System | Commercial | NON_res:DEER:Indoor_Non-CFL_Ltg | TRUE |  |  | Lamp | ROB | 628 | 50 | 0 | 0 | 0 | 578 | 124.95 |  | kWh | 0 | 0 | Commercial |  | Winter Only | [6 empty] | Small Boilers (<100 MMBtu/hr Heat Input):Uncontrolled | 12 | 85% | 85% | [11 empty] | 0% | 0% | 0% | 935 | 0 | 0 | 0 | 0 | 0 | 0 | 0 | 0 | 0 | 0 | 2013 Qtr 1: 0; 2013 Qtr 2: 281; 2013 Qtr 3: 159; 2013 Qtr 4: 495 | 935 | 1
3223 | 402262 - Lighting - Interior LED Fixtures <=110 watts | WPSDGENRLG0080-Rev01-Msr001 | 10 | Commercial | NON_res:DEER:Indoor_Non-CFL_Ltg | TRUE |  |  | Fixture | ROB | 1275 | 85 | 0 | 0 | 0 | 1190 | 698.3248 |  | kWh | 0.15597 | -1.4504 | Commercial |  | Winter Only | [6 empty] | Small Boilers (<100 MMBtu/hr Heat Input):Uncontrolled | 16 | 60% | 60% | [11 empty] | 0% | 0% | 0% | 163 | 0 | 0 | 0 | 0 | 0 | 0 | 0 | 0 | 0 | 0 | 2013 Qtr 1: 0; 2013 Qtr 2: 163; 2013 Qtr 3: 0; 2013 Qtr 4: 0 | 163 | 1
3223 | 402262 - Lighting - Interior LED Fixtures <=110 watts | WPSDGENRLG0080-Rev01-Msr001 | 7 | Commercial | NON_res:DEER:Indoor_Non-CFL_Ltg | TRUE |  |  | Fixture | ROB | 1275 | 85 | 0 | 0 | 0 | 1190 | 696.695 |  | kWh | 0.15477 | -0.99395 | Commercial |  | Winter Only | [6 empty] | Small Boilers (<100 MMBtu/hr Heat Input):Uncontrolled | 16 | 60% | 60% | [11 empty] | 0% | 0% | 0% | 244 | 0 | 0 | 0 | 0 | 0 | 0 | 0 | 0 | 0 | 0 | 2013 Qtr 1: 0; 2013 Qtr 2: 0; 2013 Qtr 3: 10; 2013 Qtr 4: 234 | 244 | 1
3223 | 402262 - Lighting - Interior LED Fixtures <=110 watts | WPSDGENRLG0080-Rev01-Msr001 | System | Commercial | NON_res:DEER:Indoor_Non-CFL_Ltg | TRUE |  |  | Fixture | ROB | 1275 | 85 | 0 | 0 | 0 | 1190 | 570.2736 |  | kWh | 0.1567 | -0.60029 | Commercial |  | Winter Only | [6 empty] | Small Boilers (<100 MMBtu/hr Heat Input):Uncontrolled | 16 | 60% | 60% | [11 empty] | 0% | 0% | 0% | 27 | 0 | 0 | 0 | 0 | 0 | 0 | 0 | 0 | 0 | 0 | 2013 Qtr 1: 0; 2013 Qtr 2: 0; 2013 Qtr 3: 27; 2013 Qtr 4: 0 | 27 | 1
3223 | 402266 - Lighting - LED System <=15 watts Surface/Pendant/Recessed Down Lighting | WPSDGENRLG0196-Rev02-Msr001 | 10 | Commercial | NON_res:DEER:Indoor_Non-CFL_Ltg | TRUE |  |  | Fixture | ROB | 369 | 20 | 0 | 0 | 0 | 349 | 140.07 |  | kWh | 0.026199 | -0.68208 | Commercial |  | Winter Only | [6 empty] | Small Boilers (<100 MMBtu/hr Heat Input):Uncontrolled | 9.5 | 85% | 85% | [11 empty] | 0% | 0% | 0% | 256 | 0 | 0 | 0 | 0 | 0 | 0 | 0 | 0 | 0 | 0 | 2013 Qtr 1: 0; 2013 Qtr 2: 0; 2013 Qtr 3: 60; 2013 Qtr 4: 196 | 256 | 1
3223 | 402266 - Lighting - LED System <=15 watts Surface/Pendant/Recessed Down Lighting | WPSDGENRLG0196-Rev02-Msr001 | 7 | Commercial | NON_res:DEER:Indoor_Non-CFL_Ltg | TRUE |  |  | Fixture | ROB | 369 | 20 | 0 | 0 | 0 | 349 | 154.8339 |  | kWh | 0.028353 | -0.69745 | Commercial |  | Winter Only | [6 empty] | Small Boilers (<100 MMBtu/hr Heat Input):Uncontrolled | 10.33 | 85% | 85% | [11 empty] | 0% | 0% | 0% | 17 | 0 | 0 | 0 | 0 | 0 | 0 | 0 | 0 | 0 | 0 | 2013 Qtr 1: 0; 2013 Qtr 2: 0; 2013 Qtr 3: 17; 2013 Qtr 4: 0 | 17 | 1
3223 | 402266 - Lighting - LED System <=15 watts Surface/Pendant/Recessed Down Lighting | WPSDGENRLG0196-Rev02-Msr001 | 7 | Commercial | NON_res:DEER:Indoor_Non-CFL_Ltg | TRUE |  |  | Fixture | ROB | 369 | 20 | 0 | 0 | 0 | 349 | 158.2791 |  | kWh | 0.028768 | -0.57429 | Commercial |  | Winter Only | [6 empty] | Small Boilers (<100 MMBtu/hr Heat Input):Uncontrolled | 10.35 | 85% | 85% | [11 empty] | 0% | 0% | 0% | 79 | 0 | 0 | 0 | 0 | 0 | 0 | 0 | 0 | 0 | 0 | 2013 Qtr 1: 0; 2013 Qtr 2: 0; 2013 Qtr 3: 79; 2013 Qtr 4: 0 | 79 | 1
3223 | 402266 - Lighting - LED System <=15 watts Surface/Pendant/Recessed Down Lighting | WPSDGENRLG0196-Rev02-Msr001 | 7 | Commercial | NON_res:DEER:Indoor_Non-CFL_Ltg | TRUE |  |  | Fixture | ROB | 369 | 20 | 0 | 0 | 0 | 349 | 143.811 |  | kWh | 0.025775 | -0.20184 | Commercial |  | Winter Only | [6 empty] | Small Boilers (<100 MMBtu/hr Heat Input):Uncontrolled | 11.7 | 85% | 85% | [11 empty] | 0% | 0% | 0% | 152 | 0 | 0 | 0 | 0 | 0 | 0 | 0 | 0 | 0 | 0 | 2013 Qtr 1: 0; 2013 Qtr 2: 0; 2013 Qtr 3: 76; 2013 Qtr 4: 76 | 152 | 1
3223 | 402266 - Lighting - LED System <=15 watts Surface/Pendant/Recessed Down Lighting | WPSDGENRLG0196-Rev02-Msr001 | 7 | Commercial | NON_res:DEER:Indoor_Non-CFL_Ltg | TRUE |  |  | Fixture | ROB | 369 | 20 | 0 | 0 | 0 | 349 | 130.2448 |  | kWh | 0.025375 | -0.13955 | Commercial |  | Winter Only | [6 empty] | Small Boilers (<100 MMBtu/hr Heat Input):Uncontrolled | 14.79 | 85% | 85% | [11 empty] | 0% | 0% | 0% | 4 | 0 | 0 | 0 | 0 | 0 | 0 | 0 | 0 | 0 | 0 | 2013 Qtr 1: 4; 2013 Qtr 2: 0; 2013 Qtr 3: 0; 2013 Qtr 4: 0 | 4 | 0
3223 | 402266 - Lighting - LED System <=15 watts Surface/Pendant/Recessed Down Lighting | WPSDGENRLG0196-Rev02-Msr001 | 7 | Commercial | NON_res:DEER:Indoor_Non-CFL_Ltg | TRUE |  |  | Fixture | ROB | 369 | 20 | 0 | 0 | 0 | 349 | 85.3175 |  | kWh | 0.026773 | -0.28342 | Commercial |  | Winter Only | [6 empty] | Small Boilers (<100 MMBtu/hr Heat Input):Uncontrolled | 15 | 85% | 85% | [11 empty] | 0% | 0% | 0% | 182 | 0 | 0 | 0 | 0 | 0 | 0 | 0 | 0 | 0 | 0 | 2013 Qtr 1: 0; 2013 Qtr 2: 38; 2013 Qtr 3: 5; 2013 Qtr 4: 139 | 182 | 0
3223 | 402266 - Lighting - LED System <=15 watts Surface/Pendant/Recessed Down Lighting | WPSDGENRLG0196-Rev02-Msr001 | System | Commercial | NON_res:DEER:Indoor_Non-CFL_Ltg | TRUE |  |  | Fixture | ROB | 369 | 20 | 0 | 0 | 0 | 349 | 159.6798 |  | kWh | 0.028768 | -0.6023 | Commercial |  | Winter Only | [6 empty] | Small Boilers (<100 MMBtu/hr Heat Input):Uncontrolled | 10.35 | 85% | 85% | [11 empty] | 0% | 0% | 0% | 35 | 0 | 0 | 0 | 0 | 0 | 0 | 0 | 0 | 0 | 0 | 2013 Qtr 1: 0; 2013 Qtr 2: 0; 2013 Qtr 3: 35; 2013 Qtr 4: 0 | 35 | 0
3223 | 402266 - Lighting - LED System <=15 watts Surface/Pendant/Recessed Down Lighting | WPSDGENRLG0196-Rev02-Msr001 | System | Commercial | NON_res:DEER:Indoor_Non-CFL_Ltg | TRUE |  |  | Fixture | ROB | 369 | 20 | 0 | 0 | 0 | 349 | 130.2448 |  | kWh | 0.025578 | -0.17444 | Commercial |  | Winter Only | [6 empty] | Small Boilers (<100 MMBtu/hr Heat Input):Uncontrolled | 14.79 | 85% | 85% | [11 empty] | 0% | 0% | 0% | 155 | 0 | 0 | 0 | 0 | 0 | 0 | 0 | 0 | 0 | 0 | 2013 Qtr 1: 0; 2013 Qtr 2: 0; 2013 Qtr 3: 155; 2013 Qtr 4: 0 | 155 | 0
3223 | 402266 - Lighting - LED System <=15 watts Surface/Pendant/Recessed Down Lighting | WPSDGENRLG0196-Rev02-Msr001 | System | Commercial | NON_res:DEER:Indoor_Non-CFL_Ltg | TRUE |  |  | Fixture | ROB | 369 | 20 | 0 | 0 | 0 | 349 | 100.92 |  | kWh | 0.024106 | -0.1914 | Commercial |  | Winter Only | [6 empty] | Small Boilers (<100 MMBtu/hr Heat Input):Uncontrolled | 15 | 85% | 85% | [11 empty] | 0% | 0% | 0% | 124 | 0 | 0 | 0 | 0 | 0 | 0 | 0 | 0 | 0 | 0 | 2013 Qtr 1: 0; 2013 Qtr 2: 0; 2013 Qtr 3: 124; 2013 Qtr 4: 0 | 124 | 0
3223 | 402268 - Lighting - Linear LED Systems (T12 Basecase) | WPSDGENRLG0081-Rev02-Msr002 | System | Commercial | NON_res:DEER:Indoor_Non-CFL_Ltg | TRUE |  |  | linear ft | RET | 38 | 12 | 0 | 0 | 0 | 26 | 12.4656 |  | kWh | 0.002962 | -0.032834 | Commercial |  | Winter Only | [6 empty] | Small Boilers (<100 MMBtu/hr Heat Input):Uncontrolled | 15 | 85% | 85% | [11 empty] | 0% | 0% | 0% | 116 | 0 | 0 | 0 | 0 | 0 | 0 | 0 | 0 | 0 | 0 | 2013 Qtr 1: 0; 2013 Qtr 2: 0; 2013 Qtr 3: 0; 2013 Qtr 4: 116 | 116 | 0
3223 | 402269 - Lighting - Linear LED Systems (T8 Basecase) | WPSDGENRLG0081-Rev02-Msr001 | 10 | Commercial | NON_res:DEER:Indoor_Non-CFL_Ltg | TRUE |  |  | linear ft | RET | 38 | 12 | 0 | 0 | 0 | 26 | 2.729 |  | kWh | 0.000496 | -0.013307 | Commercial |  | Winter Only | [6 empty] | Small Boilers (<100 MMBtu/hr Heat Input):Uncontrolled | 10.35 | 85% | 85% | [11 empty] | 0% | 0% | 0% | 14 | 0 | 0 | 0 | 0 | 0 | 0 | 0 | 0 | 0 | 0 | 2013 Qtr 1: 0; 2013 Qtr 2: 0; 2013 Qtr 3: 0; 2013 Qtr 4: 14 | 14 | 0
3223 | 402269 - Lighting - Linear LED Systems (T8 Basecase) | WPSDGENRLG0081-Rev02-Msr001 | 7 | Commercial | NON_res:DEER:Indoor_Non-CFL_Ltg | TRUE |  |  | linear ft | RET | 38 | 12 | 0 | 0 | 0 | 26 | 2.7048 |  | kWh | 0.0005 | -0.0128 | Commercial |  | Winter Only | [6 empty] | Small Boilers (<100 MMBtu/hr Heat Input):Uncontrolled | 10.35 | 85% | 85% | [11 empty] | 0% | 0% | 0% | 38 | 0 | 0 | 0 | 0 | 0 | 0 | 0 | 0 | 0 | 0 | 2013 Qtr 1: 0; 2013 Qtr 2: 0; 2013 Qtr 3: 19; 2013 Qtr 4: 19 | 38 | 0
3223 | 402269 - Lighting - Linear LED Systems (T8 Basecase) | WPSDGENRLG0081-Rev02-Msr001 | 7 | Commercial | NON_res:DEER:Indoor_Non-CFL_Ltg | TRUE |  |  | linear ft | RET | 38 | 12 | 0 | 0 | 0 | 26 | 2.4339 |  | kWh | 0.00053 | -0.003416 | Commercial |  | Winter Only | [6 empty] | Small Boilers (<100 MMBtu/hr Heat Input):Uncontrolled | 11.7 | 85% | 85% | [11 empty] | 0% | 0% | 0% | 46 | 0 | 0 | 0 | 0 | 0 | 0 | 0 | 0 | 0 | 0 | 2013 Qtr 1: 0; 2013 Qtr 2: 0; 2013 Qtr 3: 46; 2013 Qtr 4: 0 | 46 | 0
3223 | 402269 - Lighting - Linear LED Systems (T8 Basecase) | WPSDGENRLG0081-Rev02-Msr001 | 7 | Commercial | NON_res:DEER:Indoor_Non-CFL_Ltg | TRUE |  |  | linear ft | RET | 38 | 12 | 0 | 0 | 0 | 26 | 1.5444 |  | kWh | 0.000451 | -0.002772 | Commercial |  | Winter Only | [6 empty] | Small Boilers (<100 MMBtu/hr Heat Input):Uncontrolled | 15 | 85% | 85% | [11 empty] | 0% | 0% | 0% | 582 | 0 | 0 | 0 | 0 | 0 | 0 | 0 | 0 | 0 | 0 | 2013 Qtr 1: 0; 2013 Qtr 2: 0; 2013 Qtr 3: 0; 2013 Qtr 4: 582 | 582 | 0
3223 | 402269 - Lighting - Linear LED Systems (T8 Basecase) | WPSDGENRLG0081-Rev02-Msr001 | System | Commercial | NON_res:DEER:Indoor_Non-CFL_Ltg | TRUE |  |  | linear ft | RET | 38 | 12 | 0 | 0 | 0 | 26 | 2.729 |  | kWh | 0.0005 | -0.013041 | Commercial |  | Winter Only | [6 empty] | Small Boilers (<100 MMBtu/hr Heat Input):Uncontrolled | 10.35 | 85% | 85% | [11 empty] | 0% | 0% | 0% | 19 | 0 | 0 | 0 | 0 | 0 | 0 | 0 | 0 | 0 | 0 | 2013 Qtr 1: 0; 2013 Qtr 2: 0; 2013 Qtr 3: 19; 2013 Qtr 4: 0 | 19 | 0
3223 | 402270 - Lighting - Premium Tier 5' Case Door | WPSDGENRLG0082-Rev01-Msr001 | System | Commercial | NON_res:DEER:Indoor_Non-CFL_Ltg | TRUE |  |  | Door | RET | 254 | 65 | 0 | 0 | 0 | 189 | 333 |  | kWh | 0.051 | 0 | Commercial |  | Winter Only | [6 empty] | Small Boilers (<100 MMBtu/hr Heat Input):Uncontrolled | 16 | 85% | 85% | [11 empty] | 0% | 0% | 0% | 170 | 0 | 0 | 0 | 0 | 0 | 0 | 0 | 0 | 0 | 0 | 2013 Qtr 1: 8; 2013 Qtr 2: 86; 2013 Qtr 3: 10; 2013 Qtr 4: 66 | 170 | 0
3223 | 402271 - Lighting - Premium Tier 6' Case Door | WPSDGENRLG0082-Rev01-Msr003 | System | Commercial | NON_res:DEER:Indoor_Non-CFL_Ltg | TRUE |  |  | Door | RET | 299 | 100 | 0 | 0 | 0 | 199 | 577 |  | kWh | 0.088 | 0 | Commercial |  | Winter Only | [6 empty] | Small Boilers (<100 MMBtu/hr Heat Input):Uncontrolled | 16 | 85% | 85% | [11 empty] | 0% | 0% | 0% | 196 | 0 | 0 | 0 | 0 | 0 | 0 | 0 | 0 | 0 | 0 | 2013 Qtr 1: 16; 2013 Qtr 2: 84; 2013 Qtr 3: 34; 2013 Qtr 4: 62 | 196 | 1
3223 | 402272 - Lighting - Sensor-Bi-level Stairwell/Hall/Garage Fixture | WPSDGENRLG0076-Rev01-Msr001 | System | Commercial | NON_res:DEER:Indoor_Non-CFL_Ltg | TRUE |  |  | Fixture | RET | 229 | 15 | 0 | 0 | 0 | 214 | 248 |  | kWh | 0.028 | 0 | Commercial |  | Winter Only | [6 empty] | Small Boilers (<100 MMBtu/hr Heat Input):Uncontrolled | 16 | 60% | 60% | [11 empty] | 0% | 0% | 0% | 45 | 0 | 0 | 0 | 0 | 0 | 0 | 0 | 0 | 0 | 0 | 2013 Qtr 1: 0; 2013 Qtr 2: 45; 2013 Qtr 3: 0; 2013 Qtr 4: 0 | 45 | 1
3223 | 402273 - Lighting - Standard Tier 5' Case Door | WPSDGENRLG0082-Rev01-Msr002 | System | Commercial | NON_res:DEER:Indoor_Non-CFL_Ltg | TRUE |  |  | Door | RET | 229 | 45 | 0 | 0 | 0 | 184 | 227 |  | kWh | 0.035 | 0 | Commercial |  | Winter Only | [6 empty] | Small Boilers (<100 MMBtu/hr Heat Input):Uncontrolled | 16 | 60% | 60% | [11 empty] | 0% | 0% | 0% | 37 | 0 | 0 | 0 | 0 | 0 | 0 | 0 | 0 | 0 | 0 | 2013 Qtr 1: 0; 2013 Qtr 2: 0; 2013 Qtr 3: 37; 2013 Qtr 4: 0 | 37 | 1
3223 | 402402 - Heating - Greenhouse Heat Curtain | Grnhs-Shell-ThermCurt | 7 | Commercial | NON_res:DEER:HVAC_Split-Package_AC | TRUE |  |  | Area-ft2-BA | RET | 0.491 | 0.2 | 0 | 0 | 0 | 0.291 | 0.053 |  | kWh | 0 | 0.137 | Commercial |  | Winter Only | [6 empty] | Small Boilers (<100 MMBtu/hr Heat Input):Uncontrolled | 5 | 46% | 46% | [11 empty] | 0% | 0% | 0% | 17388 | 0 | 0 | 0 | 0 | 0 | 0 | 0 | 0 | 0 | 0 | 2013 Qtr 1: 0; 2013 Qtr 2: 0; 2013 Qtr 3: 17388; 2013 Qtr 4: 0 | 17388 | 1
3223 | 402403 - Heating - Infrared Film for Greenhouse | Grnhs-Shell-Tcurt_to_LIR_Tcurt | 10 | Commercial | NON_res:DEER:HVAC_Split-Package_AC | TRUE |  |  | Area-ft2 | RET | 0.05 | 0.05 | 0 | 0 | 0 | 0 | 0.007 |  | kWh | 0 | 0.103 | Commercial |  | Winter Only | [6 empty] | Small Boilers (<100 MMBtu/hr Heat Input):Uncontrolled | 5 | 46% | 46% | [11 empty] | 0% | 0% | 0% | 136080 | 0 | 0 | 0 | 0 | 0 | 0 | 0 | 0 | 0 | 0 | 2013 Qtr 1: 0; 2013 Qtr 2: 0; 2013 Qtr 3: 60320; 2013 Qtr 4: 75760 | 136080 | 0
3223 | 402403 - Heating - Infrared Film for Greenhouse | Grnhs-Shell-Tcurt_to_LIR_Tcurt | 7 | Commercial | NON_res:DEER:HVAC_Split-Package_AC | TRUE |  |  | Area-ft2 | RET | 0.05 | 0.05 | 0 | 0 | 0 | 0 | 0.011 |  | kWh | 0 | 0.067 | Commercial |  | Winter Only | [6 empty] | Small Boilers (<100 MMBtu/hr Heat Input):Uncontrolled | 5 | 46% | 46% | [11 empty] | 0% | 0% | 0% | 73600 | 0 | 0 | 0 | 0 | 0 | 0 | 0 | 0 | 0 | 0 | 2013 Qtr 1: 0; 2013 Qtr 2: 0; 2013 Qtr 3: 0; 2013 Qtr 4: 73600 | 73600 | 0
3223 | 402411 - Lighting - Remove 4 Ft T-8 (De-Lamp 32W) | WPSDGENRLG0022-Rev03-Msr003 | 10 | Commercial | NON_res:DEER:Indoor_CFL_Ltg | TRUE |  |  | Lamp | RET | 25.86 | 4 | 0 | 0 | 0 | 21.86 | 181.47 |  | kWh | 0.031509 | -0.86632 | Commercial |  | Winter Only | [6 empty] | Small Boilers (<100 MMBtu/hr Heat Input):Uncontrolled | 13.31 | 60% | 60% | [11 empty] | 0% | 0% | 0% | 72 | 0 | 0 | 0 | 0 | 0 | 0 | 0 | 0 | 0 | 0 | 2013 Qtr 1: 0; 2013 Qtr 2: 0; 2013 Qtr 3: 72; 2013 Qtr 4: 0 | 72 | 1
3223 | 402411 - Lighting - Remove 4 Ft T-8 (De-Lamp 32W) | WPSDGENRLG0022-Rev03-Msr003 | 10 | Commercial | NON_res:DEER:Indoor_CFL_Ltg | TRUE |  |  | Lamp | RET | 25.86 | 4 | 0 | 0 | 0 | 21.86 | 162.624 |  | kWh | 0.030244 | -0.78263 | Commercial |  | Winter Only | [6 empty] | Small Boilers (<100 MMBtu/hr Heat Input):Uncontrolled | 14.46 | 60% | 60% | [11 empty] | 0% | 0% | 0% | 42 | 0 | 0 | 0 | 0 | 0 | 0 | 0 | 0 | 0 | 0 | 2013 Qtr 1: 0; 2013 Qtr 2: 0; 2013 Qtr 3: 0; 2013 Qtr 4: 42 | 42 | 1
3223 | 402411 - Lighting - Remove 4 Ft T-8 (De-Lamp 32W) | WPSDGENRLG0022-Rev03-Msr003 | 10 | Commercial | NON_res:DEER:Indoor_CFL_Ltg | TRUE |  |  | Lamp | RET | 25.86 | 4 | 0 | 0 | 0 | 21.86 | 97.0214 |  | kWh | 0.027274 | -0.19827 | Commercial |  | Winter Only | [6 empty] | Small Boilers (<100 MMBtu/hr Heat Input):Uncontrolled | 15 | 60% | 60% | [11 empty] | 0% | 0% | 0% | 252 | 0 | 0 | 0 | 0 | 0 | 0 | 0 | 0 | 0 | 0 | 2013 Qtr 1: 0; 2013 Qtr 2: 50; 2013 Qtr 3: 76; 2013 Qtr 4: 126 | 252 | 1
3223 | 402411 - Lighting - Remove 4 Ft T-8 (De-Lamp 32W) | WPSDGENRLG0022-Rev03-Msr003 | 15 | Commercial | NON_res:DEER:Indoor_CFL_Ltg | TRUE |  |  | Lamp | RET | 25.86 | 4 | 0 | 0 | 0 | 21.86 | 152.439 |  | kWh | 0.032818 | -0.11516 | Commercial |  | Winter Only | [6 empty] | Small Boilers (<100 MMBtu/hr Heat Input):Uncontrolled | 15 | 60% | 60% | [11 empty] | 0% | 0% | 0% | 30 | 0 | 0 | 0 | 0 | 0 | 0 | 0 | 0 | 0 | 0 | 2013 Qtr 1: 0; 2013 Qtr 2: 0; 2013 Qtr 3: 0; 2013 Qtr 4: 30 | 30 | 1
3223 | 402411 - Lighting - Remove 4 Ft T-8 (De-Lamp 32W) | WPSDGENRLG0022-Rev03-Msr003 | 7 | Commercial | NON_res:DEER:Indoor_CFL_Ltg | TRUE |  |  | Lamp | RET | 25.861 | 4 | 0 | 0 | 0 | 21.861 | 162.624 |  | kWh | 0.029756 | -0.78263 | Commercial |  | Winter Only | [6 empty] | Small Boilers (<100 MMBtu/hr Heat Input):Uncontrolled | 14.46 | 60% | 60% | [11 empty] | 0% | 0% | 0% | 74 | 0 | 0 | 0 | 0 | 0 | 0 | 0 | 0 | 0 | 0 | 2013 Qtr 1: 0; 2013 Qtr 2: 0; 2013 Qtr 3: 0; 2013 Qtr 4: 74 | 74 | 0
3223 | 402411 - Lighting - Remove 4 Ft T-8 (De-Lamp 32W) | WPSDGENRLG0022-Rev03-Msr003 | 7 | Commercial | NON_res:DEER:Indoor_CFL_Ltg | TRUE |  |  | Lamp | RET | 25.86 | 4 | 0 | 0 | 0 | 21.86 | 162.288 |  | kWh | 0.03 | -0.76797 | Commercial |  | Winter Only | [6 empty] | Small Boilers (<100 MMBtu/hr Heat Input):Uncontrolled | 14.49 | 60% | 60% | [11 empty] | 0% | 0% | 0% | 11 | 0 | 0 | 0 | 0 | 0 | 0 | 0 | 0 | 0 | 0 | 2013 Qtr 1: 0; 2013 Qtr 2: 0; 2013 Qtr 3: 0; 2013 Qtr 4: 11 | 11 | 1
3223 | 402411 - Lighting - Remove 4 Ft T-8 (De-Lamp 32W) | WPSDGENRLG0022-Rev03-Msr003 | 7 | Commercial | NON_res:DEER:Indoor_CFL_Ltg | TRUE |  |  | Lamp | RET | 25.86 | 4 | 0 | 0 | 0 | 21.86 | 94.2512 |  | kWh | 0.026834 | -0.16963 | Commercial |  | Winter Only | [6 empty] | Small Boilers (<100 MMBtu/hr Heat Input):Uncontrolled | 15 | 60% | 60% | [11 empty] | 0% | 0% | 0% | 3593 | 0 | 0 | 0 | 0 | 0 | 0 | 0 | 0 | 0 | 0 | 2013 Qtr 1: 51; 2013 Qtr 2: 944; 2013 Qtr 3: 1471; 2013 Qtr 4: 1127 | 3593 | 1
3223 | 402411 - Lighting - Remove 4 Ft T-8 (De-Lamp 32W) | WPSDGENRLG0022-Rev03-Msr003 | System | Commercial | NON_res:DEER:Indoor_CFL_Ltg | TRUE |  |  | Lamp | RET | 25.861 | 4 | 0 | 0 | 0 | 21.861 | 128.7483 |  | kWh | 0.02987 | -0.26659 | Commercial |  | Winter Only | [6 empty] | Small Boilers (<100 MMBtu/hr Heat Input):Uncontrolled | 15 | 60% | 60% | [11 empty] | 0% | 0% | 0% | 94 | 0 | 0 | 0 | 0 | 0 | 0 | 0 | 0 | 0 | 0 | 2013 Qtr 1: 55; 2013 Qtr 2: 9; 2013 Qtr 3: 30; 2013 Qtr 4: 0 | 94 | 1
3223 | 402421 - Ozone Laundry System | WPSDGENRWH0021-Rev02-Msr001 | System | Commercial | 35-OTI-OtherIndustrial-PROC_OTH | TRUE |  |  | Pound | RET | 75.73 | 39 | 0 | 0 | 0 | 36.73 | 0 |  | kWh | 0 | 39.3 | Commercial |  | Winter Only | [6 empty] | Small Boilers (<100 MMBtu/hr Heat Input):Uncontrolled | 11 | 60% | 60% | [11 empty] | 0% | 0% | 0% | 155 | 0 | 0 | 0 | 0 | 0 | 0 | 0 | 0 | 0 | 0 | 2013 Qtr 1: 0; 2013 Qtr 2: 0; 2013 Qtr 3: 0; 2013 Qtr 4: 155 | 155 | 1
3223 | 402422 - LED MR16 Up to 6 watt Interior LED Integral Lamp | WPSDGENRLG0106-Rev02-Msr001 | 10 | Commercial | NON_res:DEER:Indoor_CFL_Ltg | TRUE |  |  | Lamp | ROB | 15.07 | 5 | 0 | 0 | 0 | 10.07 | 43.6545 |  | kWh | 0.008505 | -0.066261 | Commercial |  | Winter Only | [6 empty] | Small Boilers (<100 MMBtu/hr Heat Input):Uncontrolled | 5.91 | 60% | 60% | [11 empty] | 0% | 0% | 0% | 23 | 0 | 0 | 0 | 0 | 0 | 0 | 0 | 0 | 0 | 0 | 2013 Qtr 1: 0; 2013 Qtr 2: 0; 2013 Qtr 3: 0; 2013 Qtr 4: 23 | 23 | 1
3223 | 402422 - LED MR16 Up to 6 watt Interior LED Integral Lamp | WPSDGENRLG0106-Rev02-Msr001 | 10 | Commercial | NON_res:DEER:Indoor_CFL_Ltg | TRUE |  |  | Lamp | ROB | 15.07 | 5 | 0 | 0 | 0 | 10.07 | 33.6001 |  | kWh | 0.00837 | -0.017379 | Commercial |  | Winter Only | [6 empty] | Small Boilers (<100 MMBtu/hr Heat Input):Uncontrolled | 7.72 | 60% | 60% | [11 empty] | 0% | 0% | 0% | 5 | 0 | 0 | 0 | 0 | 0 | 0 | 0 | 0 | 0 | 0 | 2013 Qtr 1: 0; 2013 Qtr 2: 0; 2013 Qtr 3: 5; 2013 Qtr 4: 0 | 5 | 1
3223 | 402422 - LED MR16 Up to 6 watt Interior LED Integral Lamp | WPSDGENRLG0106-Rev02-Msr001 | 7 | Commercial | NON_res:DEER:Indoor_CFL_Ltg | TRUE |  |  | Lamp | ROB | 15.07 | 5 | 0 | 0 | 0 | 10.07 | 53.0508 |  | kWh | 0.009642 | -0.19248 | Commercial |  | Winter Only | [6 empty] | Small Boilers (<100 MMBtu/hr Heat Input):Uncontrolled | 4.14 | 60% | 60% | [11 empty] | 0% | 0% | 0% | 24 | 0 | 0 | 0 | 0 | 0 | 0 | 0 | 0 | 0 | 0 | 2013 Qtr 1: 0; 2013 Qtr 2: 0; 2013 Qtr 3: 0; 2013 Qtr 4: 24 | 24 | 1
3223 | 402422 - LED MR16 Up to 6 watt Interior LED Integral Lamp | WPSDGENRLG0106-Rev02-Msr001 | 7 | Commercial | NON_res:DEER:Indoor_CFL_Ltg | TRUE |  |  | Lamp | ROB | 15.07 | 5 | 0 | 0 | 0 | 10.07 | 48.2015 |  | kWh | 0.008639 | -0.067651 | Commercial |  | Winter Only | [6 empty] | Small Boilers (<100 MMBtu/hr Heat Input):Uncontrolled | 4.68 | 60% | 60% | [11 empty] | 0% | 0% | 0% | 49 | 0 | 0 | 0 | 0 | 0 | 0 | 0 | 0 | 0 | 0 | 2013 Qtr 1: 0; 2013 Qtr 2: 0; 2013 Qtr 3: 12; 2013 Qtr 4: 37 | 49 | 1
3223 | 402422 - LED MR16 Up to 6 watt Interior LED Integral Lamp | WPSDGENRLG0106-Rev02-Msr001 | 7 | Commercial | NON_res:DEER:Indoor_CFL_Ltg | TRUE |  |  | Lamp | ROB | 15.07 | 5 | 0 | 0 | 0 | 10.07 | 43.6545 |  | kWh | 0.008505 | -0.046773 | Commercial |  | Winter Only | [6 empty] | Small Boilers (<100 MMBtu/hr Heat Input):Uncontrolled | 5.91 | 60% | 60% | [11 empty] | 0% | 0% | 0% | 323 | 0 | 0 | 0 | 0 | 0 | 0 | 0 | 0 | 0 | 0 | 2013 Qtr 1: 0; 2013 Qtr 2: 260; 2013 Qtr 3: 43; 2013 Qtr 4: 20 | 323 | 1
3223 | 402422 - LED MR16 Up to 6 watt Interior LED Integral Lamp | WPSDGENRLG0106-Rev02-Msr001 | 7 | Commercial | NON_res:DEER:Indoor_CFL_Ltg | TRUE |  |  | Lamp | ROB | 15.07 | 5 | 0 | 0 | 0 | 10.07 | 33.8256 |  | kWh | 0.007776 | -0.061236 | Commercial |  | Winter Only | [6 empty] | Small Boilers (<100 MMBtu/hr Heat Input):Uncontrolled | 7.57 | 60% | 60% | [11 empty] | 0% | 0% | 0% | 117 | 0 | 0 | 0 | 0 | 0 | 0 | 0 | 0 | 0 | 0 | 2013 Qtr 1: 38; 2013 Qtr 2: 0; 2013 Qtr 3: 0; 2013 Qtr 4: 79 | 117 | 1
3223 | 402422 - LED MR16 Up to 6 watt Interior LED Integral Lamp | WPSDGENRLG0106-Rev02-Msr001 | 7 | Commercial | NON_res:DEER:Indoor_CFL_Ltg | TRUE |  |  | Lamp | ROB | 15.071 | 5 | 0 | 0 | 0 | 10.071 | 33.6001 |  | kWh | 0.008238 | -0.00869 | Commercial |  | Winter Only | [6 empty] | Small Boilers (<100 MMBtu/hr Heat Input):Uncontrolled | 7.72 | 60% | 60% | [11 empty] | 0% | 0% | 0% | 154 | 0 | 0 | 0 | 0 | 0 | 0 | 0 | 0 | 0 | 0 | 2013 Qtr 1: 154; 2013 Qtr 2: 0; 2013 Qtr 3: 0; 2013 Qtr 4: 0 | 154 | 1
3223 | 402422 - LED MR16 Up to 6 watt Interior LED Integral Lamp | WPSDGENRLG0106-Rev02-Msr001 | 7 | Commercial | NON_res:DEER:Indoor_CFL_Ltg | TRUE |  |  | Lamp | ROB | 15.07 | 5 | 0 | 0 | 0 | 10.07 | 26.4919 |  | kWh | 0.008678 | -0.089842 | Commercial |  | Winter Only | [6 empty] | Small Boilers (<100 MMBtu/hr Heat Input):Uncontrolled | 8.51 | 60% | 60% | [11 empty] | 0% | 0% | 0% | 718 | 0 | 0 | 0 | 0 | 0 | 0 | 0 | 0 | 0 | 0 | 2013 Qtr 1: 0; 2013 Qtr 2: 0; 2013 Qtr 3: 0; 2013 Qtr 4: 718 | 718 | 1
3223 | 402422 - LED MR16 Up to 6 watt Interior LED Integral Lamp | WPSDGENRLG0106-Rev02-Msr001 | 7 | Commercial | NON_res:DEER:Indoor_CFL_Ltg | TRUE |  |  | Lamp | ROB | 15.07 | 5 | 0 | 0 | 0 | 10.07 | 18.018 |  | kWh | 0.00243 | -0.042204 | Commercial |  | Winter Only | [6 empty] | Small Boilers (<100 MMBtu/hr Heat Input):Uncontrolled | 10.25 | 60% | 60% | [11 empty] | 0% | 0% | 0% | 514 | 0 | 0 | 0 | 0 | 0 | 0 | 0 | 0 | 0 | 0 | 2013 Qtr 1: 0; 2013 Qtr 2: 0; 2013 Qtr 3: 98; 2013 Qtr 4: 416 | 514 | 1
3223 | 402422 - LED MR16 Up to 6 watt Interior LED Integral Lamp | WPSDGENRLG0106-Rev02-Msr001 | System | Commercial | NON_res:DEER:Indoor_CFL_Ltg | TRUE |  |  | Lamp | ROB | 15.07 | 5 | 0 | 0 | 0 | 10.07 | 43.5189 |  | kWh | 0.008573 | -0.061177 | Commercial |  | Winter Only | [6 empty] | Small Boilers (<100 MMBtu/hr Heat Input):Uncontrolled | 5.91 | 60% | 60% | [11 empty] | 0% | 0% | 0% | 46 | 0 | 0 | 0 | 0 | 0 | 0 | 0 | 0 | 0 | 0 | 2013 Qtr 1: 0; 2013 Qtr 2: 0; 2013 Qtr 3: 30; 2013 Qtr 4: 16 | 46 | 1
3223 | 402422 - LED MR16 Up to 6 watt Interior LED Integral Lamp | WPSDGENRLG0106-Rev02-Msr001 | System | Commercial | NON_res:DEER:Indoor_CFL_Ltg | TRUE |  |  | Lamp | ROB | 15.07 | 5 | 0 | 0 | 0 | 10.07 | 33.8256 |  | kWh | 0.00808 | -0.064152 | Commercial |  | Winter Only | [6 empty] | Small Boilers (<100 MMBtu/hr Heat Input):Uncontrolled | 7.57 | 60% | 60% | [11 empty] | 0% | 0% | 0% | 3 | 0 | 0 | 0 | 0 | 0 | 0 | 0 | 0 | 0 | 0 | 2013 Qtr 1: 0; 2013 Qtr 2: 0; 2013 Qtr 3: 0; 2013 Qtr 4: 3 | 3 | 1
3223 | 402423 - LED MR16 7 -10 watt Interior lamp | WPSDGENRLG0106-Rev02-Msr002 | 10 | Commercial | NON_res:DEER:Indoor_CFL_Ltg | TRUE |  |  | Lamp | ROB | 21.31 | 12.5 | 0 | 0 | 0 | 8.81 | 122.1817 |  | kWh | 0.02254 | -0.54545 | Commercial |  | Winter Only | [6 empty] | Small Boilers (<100 MMBtu/hr Heat Input):Uncontrolled | 4.13 | 85% | 85% | [11 empty] | 0% | 0% | 0% | 42 | 0 | 0 | 0 | 0 | 0 | 0 | 0 | 0 | 0 | 0 | 2013 Qtr 1: 0; 2013 Qtr 2: 0; 2013 Qtr 3: 36; 2013 Qtr 4: 6 | 42 | 1
3223 | 402423 - LED MR16 7 -10 watt Interior lamp | WPSDGENRLG0106-Rev02-Msr002 | 10 | Commercial | NON_res:DEER:Indoor_CFL_Ltg | TRUE |  |  | Lamp | ROB | 21.311 | 12.5 | 0 | 0 | 0 | 8.811 | 124.8806 |  | kWh | 0.02268 | -0.482 | Commercial |  | Winter Only | [6 empty] | Small Boilers (<100 MMBtu/hr Heat Input):Uncontrolled | 4.14 | 85% | 85% | [11 empty] | 0% | 0% | 0% | 37 | 0 | 0 | 0 | 0 | 0 | 0 | 0 | 0 | 0 | 0 | 2013 Qtr 1: 0; 2013 Qtr 2: 0; 2013 Qtr 3: 37; 2013 Qtr 4: 0 | 37 | 1
3223 | 402423 - LED MR16 7 -10 watt Interior lamp | WPSDGENRLG0106-Rev02-Msr002 | 10 | Commercial | NON_res:DEER:Indoor_CFL_Ltg | TRUE |  |  | Lamp | ROB | 21.31 | 12.5 | 0 | 0 | 0 | 8.81 | 101.8604 |  | kWh | 0.019845 | -0.15461 | Commercial |  | Winter Only | [6 empty] | Small Boilers (<100 MMBtu/hr Heat Input):Uncontrolled | 5.91 | 85% | 85% | [11 empty] | 0% | 0% | 0% | 27 | 0 | 0 | 0 | 0 | 0 | 0 | 0 | 0 | 0 | 0 | 2013 Qtr 1: 27; 2013 Qtr 2: 0; 2013 Qtr 3: 0; 2013 Qtr 4: 0 | 27 | 1
3223 | 402423 - LED MR16 7 -10 watt Interior lamp | WPSDGENRLG0106-Rev02-Msr002 | 10 | Commercial | NON_res:DEER:Indoor_CFL_Ltg | TRUE |  |  | Lamp | ROB | 21.311 | 12.5 | 0 | 0 | 0 | 8.811 | 78.4002 |  | kWh | 0.019529 | -0.040552 | Commercial |  | Winter Only | [6 empty] | Small Boilers (<100 MMBtu/hr Heat Input):Uncontrolled | 7.72 | 85% | 85% | [11 empty] | 0% | 0% | 0% | 114 | 0 | 0 | 0 | 0 | 0 | 0 | 0 | 0 | 0 | 0 | 2013 Qtr 1: 0; 2013 Qtr 2: 10; 2013 Qtr 3: 104; 2013 Qtr 4: 0 | 114 | 1
3223 | 402423 - LED MR16 7 -10 watt Interior lamp | WPSDGENRLG0106-Rev02-Msr002 | 15 | Commercial | NON_res:DEER:Indoor_CFL_Ltg | TRUE |  |  | Lamp | ROB | 21.31 | 12.5 | 0 | 0 | 0 | 8.81 | 116.4164 |  | kWh | 0.020627 | -0.088792 | Commercial |  | Winter Only | [6 empty] | Small Boilers (<100 MMBtu/hr Heat Input):Uncontrolled | 4.68 | 85% | 85% | [11 empty] | 0% | 0% | 0% | 23 | 0 | 0 | 0 | 0 | 0 | 0 | 0 | 0 | 0 | 0 | 2013 Qtr 1: 0; 2013 Qtr 2: 0; 2013 Qtr 3: 0; 2013 Qtr 4: 23 | 23 | 1
3223 | 402423 - LED MR16 7 -10 watt Interior lamp | WPSDGENRLG0106-Rev02-Msr002 | 7 | Commercial | NON_res:DEER:Indoor_CFL_Ltg | TRUE |  |  | Lamp | ROB | 21.31 | 12.5 | 0 | 0 | 0 | 8.81 | 121.0908 |  | kWh | 0.022174 | -0.54545 | Commercial |  | Winter Only | [6 empty] | Small Boilers (<100 MMBtu/hr Heat Input):Uncontrolled | 4.13 | 85% | 85% | [11 empty] | 0% | 0% | 0% | 13 | 0 | 0 | 0 | 0 | 0 | 0 | 0 | 0 | 0 | 0 | 2013 Qtr 1: 0; 2013 Qtr 2: 0; 2013 Qtr 3: 0; 2013 Qtr 4: 13 | 13 | 1
3223 | 402423 - LED MR16 7 -10 watt Interior lamp | WPSDGENRLG0106-Rev02-Msr002 | 7 | Commercial | NON_res:DEER:Indoor_CFL_Ltg | TRUE |  |  | Lamp | ROB | 21.31 | 12.5 | 0 | 0 | 0 | 8.81 | 123.7852 |  | kWh | 0.022499 | -0.44913 | Commercial |  | Winter Only | [6 empty] | Small Boilers (<100 MMBtu/hr Heat Input):Uncontrolled | 4.14 | 85% | 85% | [11 empty] | 0% | 0% | 0% | 51 | 0 | 0 | 0 | 0 | 0 | 0 | 0 | 0 | 0 | 0 | 2013 Qtr 1: 0; 2013 Qtr 2: 0; 2013 Qtr 3: 0; 2013 Qtr 4: 51 | 51 | 1
3223 | 402423 - LED MR16 7 -10 watt Interior lamp | WPSDGENRLG0106-Rev02-Msr002 | 7 | Commercial | NON_res:DEER:Indoor_CFL_Ltg | TRUE |  |  | Lamp | ROB | 21.311 | 12.5 | 0 | 0 | 0 | 8.811 | 112.4701 |  | kWh | 0.020158 | -0.15785 | Commercial |  | Winter Only | [6 empty] | Small Boilers (<100 MMBtu/hr Heat Input):Uncontrolled | 4.68 | 85% | 85% | [11 empty] | 0% | 0% | 0% | 147 | 0 | 0 | 0 | 0 | 0 | 0 | 0 | 0 | 0 | 0 | 2013 Qtr 1: 0; 2013 Qtr 2: 0; 2013 Qtr 3: 55; 2013 Qtr 4: 92 | 147 | 1
3223 | 402423 - LED MR16 7 -10 watt Interior lamp | WPSDGENRLG0106-Rev02-Msr002 | 7 | Commercial | NON_res:DEER:Indoor_CFL_Ltg | TRUE |  |  | Lamp | ROB | 21.31 | 12.5 | 0 | 0 | 0 | 8.81 | 101.8604 |  | kWh | 0.019845 | -0.10914 | Commercial |  | Winter Only | [6 empty] | Small Boilers (<100 MMBtu/hr Heat Input):Uncontrolled | 5.91 | 85% | 85% | [11 empty] | 0% | 0% | 0% | 636 | 0 | 0 | 0 | 0 | 0 | 0 | 0 | 0 | 0 | 0 | 2013 Qtr 1: 0; 2013 Qtr 2: 152; 2013 Qtr 3: 11; 2013 Qtr 4: 473 | 636 | 1
3223 | 402423 - LED MR16 7 -10 watt Interior lamp | WPSDGENRLG0106-Rev02-Msr002 | 7 | Commercial | NON_res:DEER:Indoor_CFL_Ltg | TRUE |  |  | Lamp | ROB | 21.31 | 12.5 | 0 | 0 | 0 | 8.81 | 78.9264 |  | kWh | 0.018144 | -0.14288 | Commercial |  | Winter Only | [6 empty] | Small Boilers (<100 MMBtu/hr Heat Input):Uncontrolled | 7.57 | 85% | 85% | [11 empty] | 0% | 0% | 0% | 109 | 0 | 0 | 0 | 0 | 0 | 0 | 0 | 0 | 0 | 0 | 2013 Qtr 1: 0; 2013 Qtr 2: 0; 2013 Qtr 3: 48; 2013 Qtr 4: 61 | 109 | 1
3223 | 402423 - LED MR16 7 -10 watt Interior lamp | WPSDGENRLG0106-Rev02-Msr002 | 7 | Commercial | NON_res:DEER:Indoor_CFL_Ltg | TRUE |  |  | Lamp | ROB | 21.31 | 12.5 | 0 | 0 | 0 | 8.81 | 78.4002 |  | kWh | 0.019221 | -0.020276 | Commercial |  | Winter Only | [6 empty] | Small Boilers (<100 MMBtu/hr Heat Input):Uncontrolled | 7.72 | 85% | 85% | [11 empty] | 0% | 0% | 0% | 323 | 0 | 0 | 0 | 0 | 0 | 0 | 0 | 0 | 0 | 0 | 2013 Qtr 1: 0; 2013 Qtr 2: 90; 2013 Qtr 3: 57; 2013 Qtr 4: 176 | 323 | 1
3223 | 402423 - LED MR16 7 -10 watt Interior lamp | WPSDGENRLG0106-Rev02-Msr002 | 7 | Commercial | NON_res:DEER:Indoor_CFL_Ltg | TRUE |  |  | Lamp | ROB | 21.31 | 12.5 | 0 | 0 | 0 | 8.81 | 42.0419 |  | kWh | 0.00567 | -0.098477 | Commercial |  | Winter Only | [6 empty] | Small Boilers (<100 MMBtu/hr Heat Input):Uncontrolled | 10.25 | 85% | 85% | [11 empty] | 0% | 0% | 0% | 1250 | 0 | 0 | 0 | 0 | 0 | 0 | 0 | 0 | 0 | 0 | 2013 Qtr 1: 60; 2013 Qtr 2: 240; 2013 Qtr 3: 0; 2013 Qtr 4: 950 | 1250 | 1
3223 | 402423 - LED MR16 7 -10 watt Interior lamp | WPSDGENRLG0106-Rev02-Msr002 | System | Commercial | NON_res:DEER:Indoor_CFL_Ltg | TRUE |  |  | Lamp | ROB | 21.31 | 12.5 | 0 | 0 | 0 | 8.81 | 78.9264 |  | kWh | 0.018853 | -0.14969 | Commercial |  | Winter Only | [6 empty] | Small Boilers (<100 MMBtu/hr Heat Input):Uncontrolled | 7.57 | 85% | 85% | [11 empty] | 0% | 0% | 0% | 451 | 0 | 0 | 0 | 0 | 0 | 0 | 0 | 0 | 0 | 0 | 2013 Qtr 1: 0; 2013 Qtr 2: 0; 2013 Qtr 3: 0; 2013 Qtr 4: 451 | 451 | 1
3223 | 402424 - LED Integral PAR-20 lamp Up to 10 watt Interior | WPSDGENRLG0106-Rev02-Msr003 | 10 | Commercial | NON_res:DEER:Indoor_CFL_Ltg | TRUE |  |  | Lamp | ROB | 24.44 | 12.5 | 0 | 0 | 0 | 11.94 | 89.8123 |  | kWh | 0.014835 | -1.0363 | Commercial |  | Winter Only | [6 empty] | Small Boilers (<100 MMBtu/hr Heat Input):Uncontrolled | 4.07 | 85% | 85% | [11 empty] | 0% | 0% | 0% | 31 | 0 | 0 | 0 | 0 | 0 | 0 | 0 | 0 | 0 | 0 | 2013 Qtr 1: 0; 2013 Qtr 2: 31; 2013 Qtr 3: 0; 2013 Qtr 4: 0 | 31 | 1
3223 | 402424 - LED Integral PAR-20 lamp Up to 10 watt Interior | WPSDGENRLG0106-Rev02-Msr003 | 10 | Commercial | NON_res:DEER:Indoor_CFL_Ltg | TRUE |  |  | Lamp | ROB | 24.44 | 12.5 | 0 | 0 | 0 | 11.94 | 122.2376 |  | kWh | 0.0222 | -0.47179 | Commercial |  | Winter Only | [6 empty] | Small Boilers (<100 MMBtu/hr Heat Input):Uncontrolled | 4.14 | 85% | 85% | [11 empty] | 0% | 0% | 0% | 14 | 0 | 0 | 0 | 0 | 0 | 0 | 0 | 0 | 0 | 0 | 2013 Qtr 1: 0; 2013 Qtr 2: 0; 2013 Qtr 3: 14; 2013 Qtr 4: 0 | 14 | 1
3223 | 402424 - LED Integral PAR-20 lamp Up to 10 watt Interior | WPSDGENRLG0106-Rev02-Msr003 | 10 | Commercial | NON_res:DEER:Indoor_CFL_Ltg | TRUE |  |  | Lamp | ROB | 24.44 | 12.5 | 0 | 0 | 0 | 11.94 | 99.7046 |  | kWh | 0.019425 | -0.15134 | Commercial |  | Winter Only | [6 empty] | Small Boilers (<100 MMBtu/hr Heat Input):Uncontrolled | 5.91 | 85% | 85% | [11 empty] | 0% | 0% | 0% | 7 | 0 | 0 | 0 | 0 | 0 | 0 | 0 | 0 | 0 | 0 | 2013 Qtr 1: 0; 2013 Qtr 2: 7; 2013 Qtr 3: 0; 2013 Qtr 4: 0 | 7 | 1
3223 | 402424 - LED Integral PAR-20 lamp Up to 10 watt Interior | WPSDGENRLG0106-Rev02-Msr003 | 15 | Commercial | NON_res:DEER:Indoor_CFL_Ltg | TRUE |  |  | Lamp | ROB | 24.44 | 12.5 | 0 | 0 | 0 | 11.94 | 113.9526 |  | kWh | 0.02019 | -0.086913 | Commercial |  | Winter Only | [6 empty] | Small Boilers (<100 MMBtu/hr Heat Input):Uncontrolled | 4.68 | 85% | 85% | [11 empty] | 0% | 0% | 0% | 57 | 0 | 0 | 0 | 0 | 0 | 0 | 0 | 0 | 0 | 0 | 2013 Qtr 1: 0; 2013 Qtr 2: 0; 2013 Qtr 3: 0; 2013 Qtr 4: 57 | 57 | 1
3223 | 402424 - LED Integral PAR-20 lamp Up to 10 watt Interior | WPSDGENRLG0106-Rev02-Msr003 | 7 | Commercial | NON_res:DEER:Indoor_CFL_Ltg | TRUE |  |  | Lamp | ROB | 24.44 | 12.5 | 0 | 0 | 0 | 11.94 | 86.358 |  | kWh | 0.013516 | -1.209 | Commercial |  | Winter Only | [6 empty] | Small Boilers (<100 MMBtu/hr Heat Input):Uncontrolled | 4.07 | 85% | 85% | [11 empty] | 0% | 0% | 0% | 38 | 0 | 0 | 0 | 0 | 0 | 0 | 0 | 0 | 0 | 0 | 2013 Qtr 1: 0; 2013 Qtr 2: 38; 2013 Qtr 3: 0; 2013 Qtr 4: 0 | 38 | 1
3223 | 402424 - LED Integral PAR-20 lamp Up to 10 watt Interior | WPSDGENRLG0106-Rev02-Msr003 | 7 | Commercial | NON_res:DEER:Indoor_CFL_Ltg | TRUE |  |  | Lamp | ROB | 24.44 | 12.5 | 0 | 0 | 0 | 11.94 | 121.1654 |  | kWh | 0.022022 | -0.43963 | Commercial |  | Winter Only | [6 empty] | Small Boilers (<100 MMBtu/hr Heat Input):Uncontrolled | 4.14 | 85% | 85% | [11 empty] | 0% | 0% | 0% | 42 | 0 | 0 | 0 | 0 | 0 | 0 | 0 | 0 | 0 | 0 | 2013 Qtr 1: 0; 2013 Qtr 2: 18; 2013 Qtr 3: 0; 2013 Qtr 4: 24 | 42 | 1
3223 | 402424 - LED Integral PAR-20 lamp Up to 10 watt Interior | WPSDGENRLG0106-Rev02-Msr003 | 7 | Commercial | NON_res:DEER:Indoor_CFL_Ltg | TRUE |  |  | Lamp | ROB | 24.44 | 12.5 | 0 | 0 | 0 | 11.94 | 110.0898 |  | kWh | 0.019732 | -0.15451 | Commercial |  | Winter Only | [6 empty] | Small Boilers (<100 MMBtu/hr Heat Input):Uncontrolled | 4.68 | 85% | 85% | [11 empty] | 0% | 0% | 0% | 1113 | 0 | 0 | 0 | 0 | 0 | 0 | 0 | 0 | 0 | 0 | 2013 Qtr 1: 0; 2013 Qtr 2: 0; 2013 Qtr 3: 72; 2013 Qtr 4: 1041 | 1113 | 1
3223 | 402424 - LED Integral PAR-20 lamp Up to 10 watt Interior | WPSDGENRLG0106-Rev02-Msr003 | 7 | Commercial | NON_res:DEER:Indoor_CFL_Ltg | TRUE |  |  | Lamp | ROB | 24.44 | 12.5 | 0 | 0 | 0 | 11.94 | 99.7046 |  | kWh | 0.019425 | -0.10683 | Commercial |  | Winter Only | [6 empty] | Small Boilers (<100 MMBtu/hr Heat Input):Uncontrolled | 5.91 | 85% | 85% | [11 empty] | 0% | 0% | 0% | 167 | 0 | 0 | 0 | 0 | 0 | 0 | 0 | 0 | 0 | 0 | 2013 Qtr 1: 7; 2013 Qtr 2: 130; 2013 Qtr 3: 12; 2013 Qtr 4: 18 | 167 | 1
3223 | 402424 - LED Integral PAR-20 lamp Up to 10 watt Interior | WPSDGENRLG0106-Rev02-Msr003 | 7 | Commercial | NON_res:DEER:Indoor_CFL_Ltg | TRUE |  |  | Lamp | ROB | 24.44 | 12.5 | 0 | 0 | 0 | 11.94 | 76.741 |  | kWh | 0.018815 | -0.019847 | Commercial |  | Winter Only | [6 empty] | Small Boilers (<100 MMBtu/hr Heat Input):Uncontrolled | 7.72 | 85% | 85% | [11 empty] | 0% | 0% | 0% | 78 | 0 | 0 | 0 | 0 | 0 | 0 | 0 | 0 | 0 | 0 | 2013 Qtr 1: 0; 2013 Qtr 2: 78; 2013 Qtr 3: 0; 2013 Qtr 4: 0 | 78 | 1
3223 | 402424 - LED Integral PAR-20 lamp Up to 10 watt Interior | WPSDGENRLG0106-Rev02-Msr003 | 7 | Commercial | NON_res:DEER:Indoor_CFL_Ltg | TRUE |  |  | Lamp | ROB | 24.44 | 12.5 | 0 | 0 | 0 | 11.94 | 60.5061 |  | kWh | 0.01982 | -0.20519 | Commercial |  | Winter Only | [6 empty] | Small Boilers (<100 MMBtu/hr Heat Input):Uncontrolled | 8.51 | 85% | 85% | [11 empty] | 0% | 0% | 0% | 26 | 0 | 0 | 0 | 0 | 0 | 0 | 0 | 0 | 0 | 0 | 2013 Qtr 1: 0; 2013 Qtr 2: 0; 2013 Qtr 3: 0; 2013 Qtr 4: 26 | 26 | 1
3223 | 402424 - LED Integral PAR-20 lamp Up to 10 watt Interior | WPSDGENRLG0106-Rev02-Msr003 | 7 | Commercial | NON_res:DEER:Indoor_CFL_Ltg | TRUE |  |  | Lamp | ROB | 24.44 | 12.5 | 0 | 0 | 0 | 11.94 | 58.4504 |  | kWh | 0.019203 | -0.24311 | Commercial |  | Winter Only | [6 empty] | Small Boilers (<100 MMBtu/hr Heat Input):Uncontrolled | 8.77 | 85% | 85% | [11 empty] | 0% | 0% | 0% | 6 | 0 | 0 | 0 | 0 | 0 | 0 | 0 | 0 | 0 | 0 | 2013 Qtr 1: 0; 2013 Qtr 2: 6; 2013 Qtr 3: 0; 2013 Qtr 4: 0 | 6 | 1
3223 | 402424 - LED Integral PAR-20 lamp Up to 10 watt Interior | WPSDGENRLG0106-Rev02-Msr003 | 7 | Commercial | NON_res:DEER:Indoor_CFL_Ltg | TRUE |  |  | Lamp | ROB | 24.44 | 12.5 | 0 | 0 | 0 | 11.94 | 41.1521 |  | kWh | 0.00555 | -0.096392 | Commercial |  | Winter Only | [6 empty] | Small Boilers (<100 MMBtu/hr Heat Input):Uncontrolled | 10.25 | 85% | 85% | [11 empty] | 0% | 0% | 0% | 423 | 0 | 0 | 0 | 0 | 0 | 0 | 0 | 0 | 0 | 0 | 2013 Qtr 1: 0; 2013 Qtr 2: 0; 2013 Qtr 3: 329; 2013 Qtr 4: 94 | 423 | 1
3223 | 402424 - LED Integral PAR-20 lamp Up to 10 watt Interior | WPSDGENRLG0106-Rev02-Msr003 | System | Commercial | NON_res:DEER:Indoor_CFL_Ltg | TRUE |  |  | Lamp | ROB | 24.44 | 12.5 | 0 | 0 | 0 | 11.94 | 77.256 |  | kWh | 0.018454 | -0.14652 | Commercial |  | Winter Only | [6 empty] | Small Boilers (<100 MMBtu/hr Heat Input):Uncontrolled | 7.57 | 85% | 85% | [11 empty] | 0% | 0% | 0% | 6 | 0 | 0 | 0 | 0 | 0 | 0 | 0 | 0 | 0 | 0 | 2013 Qtr 1: 0; 2013 Qtr 2: 0; 2013 Qtr 3: 0; 2013 Qtr 4: 6 | 6 | 1
3223 | 402425 - LED Integral PAR-30 lamp Up to 15 watt Interior | WPSDGENRLG0106-Rev02-Msr004 | 10 | Commercial | NON_res:DEER:Indoor_CFL_Ltg | TRUE |  |  | Lamp | ROB | 35.25 | 7.5 | 0 | 0 | 0 | 27.75 | 78.2221 |  | kWh | 0.014431 | -0.34921 | Commercial |  | Winter Only | [6 empty] | Small Boilers (<100 MMBtu/hr Heat Input):Uncontrolled | 4.13 | 85% | 85% | [11 empty] | 0% | 0% | 0% | 289 | 0 | 0 | 0 | 0 | 0 | 0 | 0 | 0 | 0 | 0 | 2013 Qtr 1: 0; 2013 Qtr 2: 0; 2013 Qtr 3: 0; 2013 Qtr 4: 289 | 289 | 1
3223 | 402425 - LED Integral PAR-30 lamp Up to 15 watt Interior | WPSDGENRLG0106-Rev02-Msr004 | 10 | Commercial | NON_res:DEER:Indoor_CFL_Ltg | TRUE |  |  | Lamp | ROB | 35.25 | 7.5 | 0 | 0 | 0 | 27.75 | 71.3731 |  | kWh | 0.012805 | -0.1579 | Commercial |  | Winter Only | [6 empty] | Small Boilers (<100 MMBtu/hr Heat Input):Uncontrolled | 4.68 | 85% | 85% | [11 empty] | 0% | 0% | 0% | 501 | 0 | 0 | 0 | 0 | 0 | 0 | 0 | 0 | 0 | 0 | 2013 Qtr 1: 0; 2013 Qtr 2: 360; 2013 Qtr 3: 141; 2013 Qtr 4: 0 | 501 | 1
3223 | 402425 - LED Integral PAR-30 lamp Up to 15 watt Interior | WPSDGENRLG0106-Rev02-Msr004 | 10 | Commercial | NON_res:DEER:Indoor_CFL_Ltg | TRUE |  |  | Lamp | ROB | 35.25 | 7.5 | 0 | 0 | 0 | 27.75 | 65.2122 |  | kWh | 0.012705 | -0.098983 | Commercial |  | Winter Only | [6 empty] | Small Boilers (<100 MMBtu/hr Heat Input):Uncontrolled | 5.91 | 85% | 85% | [11 empty] | 0% | 0% | 0% | 27 | 0 | 0 | 0 | 0 | 0 | 0 | 0 | 0 | 0 | 0 | 2013 Qtr 1: 0; 2013 Qtr 2: 0; 2013 Qtr 3: 27; 2013 Qtr 4: 0 | 27 | 1
3223 | 402425 - LED Integral PAR-30 lamp Up to 15 watt Interior | WPSDGENRLG0106-Rev02-Msr004 | 10 | Commercial | NON_res:DEER:Indoor_CFL_Ltg | TRUE |  |  | Lamp | ROB | 35.25 | 7.5 | 0 | 0 | 0 | 27.75 | 50.1927 |  | kWh | 0.012503 | -0.025962 | Commercial |  | Winter Only | [6 empty] | Small Boilers (<100 MMBtu/hr Heat Input):Uncontrolled | 7.72 | 85% | 85% | [11 empty] | 0% | 0% | 0% | 67 | 0 | 0 | 0 | 0 | 0 | 0 | 0 | 0 | 0 | 0 | 2013 Qtr 1: 0; 2013 Qtr 2: 35; 2013 Qtr 3: 32; 2013 Qtr 4: 0 | 67 | 1
3223 | 402425 - LED Integral PAR-30 lamp Up to 15 watt Interior | WPSDGENRLG0106-Rev02-Msr004 | 15 | Commercial | NON_res:DEER:Indoor_CFL_Ltg | TRUE |  |  | Lamp | ROB | 35.25 | 7.5 | 0 | 0 | 0 | 27.75 | 74.5312 |  | kWh | 0.013206 | -0.056846 | Commercial |  | Winter Only | [6 empty] | Small Boilers (<100 MMBtu/hr Heat Input):Uncontrolled | 4.68 | 85% | 85% | [11 empty] | 0% | 0% | 0% | 339 | 0 | 0 | 0 | 0 | 0 | 0 | 0 | 0 | 0 | 0 | 2013 Qtr 1: 0; 2013 Qtr 2: 0; 2013 Qtr 3: 0; 2013 Qtr 4: 339 | 339 | 1
3223 | 402425 - LED Integral PAR-30 lamp Up to 15 watt Interior | WPSDGENRLG0106-Rev02-Msr004 | 7 | Commercial | NON_res:DEER:Indoor_CFL_Ltg | TRUE |  |  | Lamp | ROB | 35.25 | 7.5 | 0 | 0 | 0 | 27.75 | 70.1316 |  | kWh | 0.012805 | -0.31102 | Commercial |  | Winter Only | [6 empty] | Small Boilers (<100 MMBtu/hr Heat Input):Uncontrolled | 3.8 | 85% | 85% | [11 empty] | 0% | 0% | 0% | 132 | 0 | 0 | 0 | 0 | 0 | 0 | 0 | 0 | 0 | 0 | 2013 Qtr 1: 0; 2013 Qtr 2: 132; 2013 Qtr 3: 0; 2013 Qtr 4: 0 | 132 | 1
3223 | 402425 - LED Integral PAR-30 lamp Up to 15 watt Interior | WPSDGENRLG0106-Rev02-Msr004 | 7 | Commercial | NON_res:DEER:Indoor_CFL_Ltg | TRUE |  |  | Lamp | ROB | 35.25 | 7.5 | 0 | 0 | 0 | 27.75 | 56.4828 |  | kWh | 0.008841 | -0.79076 | Commercial |  | Winter Only | [6 empty] | Small Boilers (<100 MMBtu/hr Heat Input):Uncontrolled | 4.07 | 85% | 85% | [11 empty] | 0% | 0% | 0% | 35 | 0 | 0 | 0 | 0 | 0 | 0 | 0 | 0 | 0 | 0 | 2013 Qtr 1: 0; 2013 Qtr 2: 35; 2013 Qtr 3: 0; 2013 Qtr 4: 0 | 35 | 1
3223 | 402425 - LED Integral PAR-30 lamp Up to 15 watt Interior | WPSDGENRLG0106-Rev02-Msr004 | 7 | Commercial | NON_res:DEER:Indoor_CFL_Ltg | TRUE |  |  | Lamp | ROB | 35.25 | 7.5 | 0 | 0 | 0 | 27.75 | 77.5237 |  | kWh | 0.014196 | -0.34921 | Commercial |  | Winter Only | [6 empty] | Small Boilers (<100 MMBtu/hr Heat Input):Uncontrolled | 4.13 | 85% | 85% | [11 empty] | 0% | 0% | 0% | 187 | 0 | 0 | 0 | 0 | 0 | 0 | 0 | 0 | 0 | 0 | 2013 Qtr 1: 0; 2013 Qtr 2: 0; 2013 Qtr 3: 0; 2013 Qtr 4: 187 | 187 | 1
3223 | 402425 - LED Integral PAR-30 lamp Up to 15 watt Interior | WPSDGENRLG0106-Rev02-Msr004 | 7 | Commercial | NON_res:DEER:Indoor_CFL_Ltg | TRUE |  |  | Lamp | ROB | 35.25 | 7.5 | 0 | 0 | 0 | 27.75 | 79.2487 |  | kWh | 0.014404 | -0.28754 | Commercial |  | Winter Only | [6 empty] | Small Boilers (<100 MMBtu/hr Heat Input):Uncontrolled | 4.14 | 85% | 85% | [11 empty] | 0% | 0% | 0% | 92 | 0 | 0 | 0 | 0 | 0 | 0 | 0 | 0 | 0 | 0 | 2013 Qtr 1: 0; 2013 Qtr 2: 0; 2013 Qtr 3: 0; 2013 Qtr 4: 92 | 92 | 1
3223 | 402425 - LED Integral PAR-30 lamp Up to 15 watt Interior | WPSDGENRLG0106-Rev02-Msr004 | 7 | Commercial | NON_res:DEER:Indoor_CFL_Ltg | TRUE |  |  | Lamp | ROB | 35.25 | 7.5 | 0 | 0 | 0 | 27.75 | 72.0047 |  | kWh | 0.012906 | -0.10106 | Commercial |  | Winter Only | [6 empty] | Small Boilers (<100 MMBtu/hr Heat Input):Uncontrolled | 4.68 | 85% | 85% | [11 empty] | 0% | 0% | 0% | 928 | 0 | 0 | 0 | 0 | 0 | 0 | 0 | 0 | 0 | 0 | 2013 Qtr 1: 0; 2013 Qtr 2: 0; 2013 Qtr 3: 86; 2013 Qtr 4: 842 | 928 | 1
3223 | 402425 - LED Integral PAR-30 lamp Up to 15 watt Interior | WPSDGENRLG0106-Rev02-Msr004 | 7 | Commercial | NON_res:DEER:Indoor_CFL_Ltg | TRUE |  |  | Lamp | ROB | 35.25 | 7.5 | 0 | 0 | 0 | 27.75 | 65.2122 |  | kWh | 0.012705 | -0.06987 | Commercial |  | Winter Only | [6 empty] | Small Boilers (<100 MMBtu/hr Heat Input):Uncontrolled | 5.91 | 85% | 85% | [11 empty] | 0% | 0% | 0% | 616 | 0 | 0 | 0 | 0 | 0 | 0 | 0 | 0 | 0 | 0 | 2013 Qtr 1: 0; 2013 Qtr 2: 164; 2013 Qtr 3: 83; 2013 Qtr 4: 369 | 616 | 1
3223 | 402425 - LED Integral PAR-30 lamp Up to 15 watt Interior | WPSDGENRLG0106-Rev02-Msr004 | 7 | Commercial | NON_res:DEER:Indoor_CFL_Ltg | TRUE |  |  | Lamp | ROB | 35.25 | 7.5 | 0 | 0 | 0 | 27.75 | 50.5296 |  | kWh | 0.011616 | -0.091476 | Commercial |  | Winter Only | [6 empty] | Small Boilers (<100 MMBtu/hr Heat Input):Uncontrolled | 7.57 | 85% | 85% | [11 empty] | 0% | 0% | 0% | 1144 | 0 | 0 | 0 | 0 | 0 | 0 | 0 | 0 | 0 | 0 | 2013 Qtr 1: 9; 2013 Qtr 2: 355; 2013 Qtr 3: 36; 2013 Qtr 4: 744 | 1144 | 1
3223 | 402425 - LED Integral PAR-30 lamp Up to 15 watt Interior | WPSDGENRLG0106-Rev02-Msr004 | 7 | Commercial | NON_res:DEER:Indoor_CFL_Ltg | TRUE |  |  | Lamp | ROB | 35.25 | 7.5 | 0 | 0 | 0 | 27.75 | 50.1927 |  | kWh | 0.012306 | -0.012981 | Commercial |  | Winter Only | [6 empty] | Small Boilers (<100 MMBtu/hr Heat Input):Uncontrolled | 7.72 | 85% | 85% | [11 empty] | 0% | 0% | 0% | 125 | 0 | 0 | 0 | 0 | 0 | 0 | 0 | 0 | 0 | 0 | 2013 Qtr 1: 0; 2013 Qtr 2: 31; 2013 Qtr 3: 0; 2013 Qtr 4: 94 | 125 | 1
3223 | 402425 - LED Integral PAR-30 lamp Up to 15 watt Interior | WPSDGENRLG0106-Rev02-Msr004 | 7 | Commercial | NON_res:DEER:Indoor_CFL_Ltg | TRUE |  |  | Lamp | ROB | 35.25 | 7.5 | 0 | 0 | 0 | 27.75 | 40.0578 |  | kWh | 0.014863 | -0.16515 | Commercial |  | Winter Only | [6 empty] | Small Boilers (<100 MMBtu/hr Heat Input):Uncontrolled | 8.26 | 85% | 85% | [11 empty] | 0% | 0% | 0% | 87 | 0 | 0 | 0 | 0 | 0 | 0 | 0 | 0 | 0 | 0 | 2013 Qtr 1: 0; 2013 Qtr 2: 0; 2013 Qtr 3: 0; 2013 Qtr 4: 87 | 87 | 1
3223 | 402425 - LED Integral PAR-30 lamp Up to 15 watt Interior | WPSDGENRLG0106-Rev02-Msr004 | 7 | Commercial | NON_res:DEER:Indoor_CFL_Ltg | TRUE |  |  | Lamp | ROB | 35.25 | 7.5 | 0 | 0 | 0 | 27.75 | 26.9157 |  | kWh | 0.00363 | -0.063046 | Commercial |  | Winter Only | [6 empty] | Small Boilers (<100 MMBtu/hr Heat Input):Uncontrolled | 10.25 | 85% | 85% | [11 empty] | 0% | 0% | 0% | 194 | 0 | 0 | 0 | 0 | 0 | 0 | 0 | 0 | 0 | 0 | 2013 Qtr 1: 0; 2013 Qtr 2: 0; 2013 Qtr 3: 144; 2013 Qtr 4: 50 | 194 | 1
3223 | 402425 - LED Integral PAR-30 lamp Up to 15 watt Interior | WPSDGENRLG0106-Rev02-Msr004 | System | Commercial | NON_res:DEER:Indoor_CFL_Ltg | TRUE |  |  | Lamp | ROB | 35.25 | 7.5 | 0 | 0 | 0 | 27.75 | 64.63 |  | kWh | 0.012807 | -0.098983 | Commercial |  | Winter Only | [6 empty] | Small Boilers (<100 MMBtu/hr Heat Input):Uncontrolled | 5.91 | 85% | 85% | [11 empty] | 0% | 0% | 0% | 20 | 0 | 0 | 0 | 0 | 0 | 0 | 0 | 0 | 0 | 0 | 2013 Qtr 1: 0; 2013 Qtr 2: 0; 2013 Qtr 3: 0; 2013 Qtr 4: 20 | 20 | 1
3223 | 402425 - LED Integral PAR-30 lamp Up to 15 watt Interior | WPSDGENRLG0106-Rev02-Msr004 | System | Commercial | NON_res:DEER:Indoor_CFL_Ltg | TRUE |  |  | Lamp | ROB | 35.25 | 7.5 | 0 | 0 | 0 | 27.75 | 50.3617 |  | kWh | 0.011825 | -0.094153 | Commercial |  | Winter Only | [6 empty] | Small Boilers (<100 MMBtu/hr Heat Input):Uncontrolled | 7.57 | 85% | 85% | [11 empty] | 0% | 0% | 0% | 83 | 0 | 0 | 0 | 0 | 0 | 0 | 0 | 0 | 0 | 0 | 2013 Qtr 1: 0; 2013 Qtr 2: 0; 2013 Qtr 3: 0; 2013 Qtr 4: 83 | 83 | 1
3223 | 402426 - LED Integral PAR30 lamp 16-21watt | WPSDGENRLG0106-Rev02-Msr005 | 7 | Commercial | NON_res:DEER:Indoor_CFL_Ltg | TRUE |  |  | Lamp | ROB | 26.91 | 17.5 | 0 | 0 | 0 | 9.41 | 206.73 |  | kWh | 0.037856 | -0.93122 | Commercial |  | Winter Only | [6 empty] | Small Boilers (<100 MMBtu/hr Heat Input):Uncontrolled | 4.13 | 85% | 85% | [11 empty] | 0% | 0% | 0% | 15 | 0 | 0 | 0 | 0 | 0 | 0 | 0 | 0 | 0 | 0 | 2013 Qtr 1: 0; 2013 Qtr 2: 0; 2013 Qtr 3: 15; 2013 Qtr 4: 0 | 15 | 1
3223 | 402426 - LED Integral PAR30 lamp 16-21watt | WPSDGENRLG0106-Rev02-Msr005 | 7 | Commercial | NON_res:DEER:Indoor_CFL_Ltg | TRUE |  |  | Lamp | ROB | 26.91 | 17.5 | 0 | 0 | 0 | 9.41 | 192.0125 |  | kWh | 0.034415 | -0.26949 | Commercial |  | Winter Only | [6 empty] | Small Boilers (<100 MMBtu/hr Heat Input):Uncontrolled | 4.68 | 85% | 85% | [11 empty] | 0% | 0% | 0% | 211 | 0 | 0 | 0 | 0 | 0 | 0 | 0 | 0 | 0 | 0 | 2013 Qtr 1: 0; 2013 Qtr 2: 62; 2013 Qtr 3: 0; 2013 Qtr 4: 149 | 211 | 1
3223 | 402426 - LED Integral PAR30 lamp 16-21watt | WPSDGENRLG0106-Rev02-Msr005 | 7 | Commercial | NON_res:DEER:Indoor_CFL_Ltg | TRUE |  |  | Lamp | ROB | 26.91 | 17.5 | 0 | 0 | 0 | 9.41 | 173.8993 |  | kWh | 0.03388 | -0.18632 | Commercial |  | Winter Only | [6 empty] | Small Boilers (<100 MMBtu/hr Heat Input):Uncontrolled | 5.91 | 85% | 85% | [11 empty] | 0% | 0% | 0% | 55 | 0 | 0 | 0 | 0 | 0 | 0 | 0 | 0 | 0 | 0 | 2013 Qtr 1: 0; 2013 Qtr 2: 50; 2013 Qtr 3: 5; 2013 Qtr 4: 0 | 55 | 1
3223 | 402426 - LED Integral PAR30 lamp 16-21watt | WPSDGENRLG0106-Rev02-Msr005 | 7 | Commercial | NON_res:DEER:Indoor_CFL_Ltg | TRUE |  |  | Lamp | ROB | 26.91 | 17.5 | 0 | 0 | 0 | 9.41 | 134.7456 |  | kWh | 0.030976 | -0.24394 | Commercial |  | Winter Only | [6 empty] | Small Boilers (<100 MMBtu/hr Heat Input):Uncontrolled | 7.57 | 85% | 85% | [11 empty] | 0% | 0% | 0% | 9 | 0 | 0 | 0 | 0 | 0 | 0 | 0 | 0 | 0 | 0 | 2013 Qtr 1: 0; 2013 Qtr 2: 0; 2013 Qtr 3: 9; 2013 Qtr 4: 0 | 9 | 1
3223 | 402426 - LED Integral PAR30 lamp 16-21watt | WPSDGENRLG0106-Rev02-Msr005 | 7 | Commercial | NON_res:DEER:Indoor_CFL_Ltg | TRUE |  |  | Lamp | ROB | 26.91 | 17.5 | 0 | 0 | 0 | 9.41 | 133.8473 |  | kWh | 0.032815 | -0.034616 | Commercial |  | Winter Only | [6 empty] | Small Boilers (<100 MMBtu/hr Heat Input):Uncontrolled | 7.72 | 85% | 85% | [11 empty] | 0% | 0% | 0% | 330 | 0 | 0 | 0 | 0 | 0 | 0 | 0 | 0 | 0 | 0 | 2013 Qtr 1: 0; 2013 Qtr 2: 330; 2013 Qtr 3: 0; 2013 Qtr 4: 0 | 330 | 1
3223 | 402426 - LED Integral PAR30 lamp 16-21watt | WPSDGENRLG0106-Rev02-Msr005 | 7 | Commercial | NON_res:DEER:Indoor_CFL_Ltg | TRUE |  |  | Lamp | ROB | 26.91 | 17.5 | 0 | 0 | 0 | 9.41 | 105.5314 |  | kWh | 0.034569 | -0.35789 | Commercial |  | Winter Only | [6 empty] | Small Boilers (<100 MMBtu/hr Heat Input):Uncontrolled | 8.51 | 85% | 85% | [11 empty] | 0% | 0% | 0% | 70 | 0 | 0 | 0 | 0 | 0 | 0 | 0 | 0 | 0 | 0 | 2013 Qtr 1: 0; 2013 Qtr 2: 0; 2013 Qtr 3: 0; 2013 Qtr 4: 70 | 70 | 1
3223 | 402427 - LED Integral PAR38 lamp Up to 16 watt | WPSDGENRLG0106-Rev02-Msr006 | 7 | Commercial | NON_res:DEER:Indoor_CFL_Ltg | TRUE |  |  | Lamp | ROB | 35.17 | 10 | 0 | 0 | 0 | 25.17 | 97.5435 |  | kWh | 0.017483 | -0.1369 | Commercial |  | Winter Only | [6 empty] | Small Boilers (<100 MMBtu/hr Heat Input):Uncontrolled | 4.68 | 85% | 85% | [11 empty] | 0% | 0% | 0% | 388 | 0 | 0 | 0 | 0 | 0 | 0 | 0 | 0 | 0 | 0 | 2013 Qtr 1: 388; 2013 Qtr 2: 0; 2013 Qtr 3: 0; 2013 Qtr 4: 0 | 388 | 1
3223 | 402427 - LED Integral PAR38 lamp Up to 16 watt | WPSDGENRLG0106-Rev02-Msr006 | 7 | Commercial | NON_res:DEER:Indoor_CFL_Ltg | TRUE |  |  | Lamp | ROB | 35.17 | 10 | 0 | 0 | 0 | 25.17 | 54.2892 |  | kWh | 0.01131 | 0 | Commercial |  | Winter Only | [6 empty] | Small Boilers (<100 MMBtu/hr Heat Input):Uncontrolled | 5.84 | 85% | 85% | [11 empty] | 0% | 0% | 0% | 4 | 0 | 0 | 0 | 0 | 0 | 0 | 0 | 0 | 0 | 0 | 2013 Qtr 1: 0; 2013 Qtr 2: 0; 2013 Qtr 3: 4; 2013 Qtr 4: 0 | 4 | 1
3223 | 402427 - LED Integral PAR38 lamp Up to 16 watt | WPSDGENRLG0106-Rev02-Msr006 | 7 | Commercial | NON_res:DEER:Indoor_CFL_Ltg | TRUE |  |  | Lamp | ROB | 35.17 | 10 | 0 | 0 | 0 | 25.17 | 88.3419 |  | kWh | 0.017211 | -0.094652 | Commercial |  | Winter Only | [6 empty] | Small Boilers (<100 MMBtu/hr Heat Input):Uncontrolled | 5.91 | 85% | 85% | [11 empty] | 0% | 0% | 0% | 40 | 0 | 0 | 0 | 0 | 0 | 0 | 0 | 0 | 0 | 0 | 2013 Qtr 1: 0; 2013 Qtr 2: 40; 2013 Qtr 3: 0; 2013 Qtr 4: 0 | 40 | 1
3223 | 402427 - LED Integral PAR38 lamp Up to 16 watt | WPSDGENRLG0106-Rev02-Msr006 | 7 | Commercial | NON_res:DEER:Indoor_CFL_Ltg | TRUE |  |  | Lamp | ROB | 35.17 | 10 | 0 | 0 | 0 | 25.17 | 68.4516 |  | kWh | 0.015736 | -0.12392 | Commercial |  | Winter Only | [6 empty] | Small Boilers (<100 MMBtu/hr Heat Input):Uncontrolled | 7.57 | 85% | 85% | [11 empty] | 0% | 0% | 0% | 6 | 0 | 0 | 0 | 0 | 0 | 0 | 0 | 0 | 0 | 0 | 2013 Qtr 1: 0; 2013 Qtr 2: 0; 2013 Qtr 3: 0; 2013 Qtr 4: 6 | 6 | 1
3223 | 402427 - LED Integral PAR38 lamp Up to 16 watt | WPSDGENRLG0106-Rev02-Msr006 | 7 | Commercial | NON_res:DEER:Indoor_CFL_Ltg | TRUE |  |  | Lamp | ROB | 35.17 | 10 | 0 | 0 | 0 | 25.17 | 67.9953 |  | kWh | 0.01667 | -0.017585 | Commercial |  | Winter Only | [6 empty] | Small Boilers (<100 MMBtu/hr Heat Input):Uncontrolled | 7.72 | 85% | 85% | [11 empty] | 0% | 0% | 0% | 73 | 0 | 0 | 0 | 0 | 0 | 0 | 0 | 0 | 0 | 0 | 2013 Qtr 1: 73; 2013 Qtr 2: 0; 2013 Qtr 3: 0; 2013 Qtr 4: 0 | 73 | 1
3223 | 402427 - LED Integral PAR38 lamp Up to 16 watt | WPSDGENRLG0106-Rev02-Msr006 | System | Commercial | NON_res:DEER:Indoor_CFL_Ltg | TRUE |  |  | Lamp | ROB | 35.17 | 10 | 0 | 0 | 0 | 25.17 | 88.0377 |  | kWh | 0.017349 | -0.1244 | Commercial |  | Winter Only | [6 empty] | Small Boilers (<100 MMBtu/hr Heat Input):Uncontrolled | 5.91 | 85% | 85% | [11 empty] | 0% | 0% | 0% | 70 | 0 | 0 | 0 | 0 | 0 | 0 | 0 | 0 | 0 | 0 | 2013 Qtr 1: 0; 2013 Qtr 2: 0; 2013 Qtr 3: 43; 2013 Qtr 4: 27 | 70 | 1
3223 | 402428 - LED Integral PAR38 lamp 17-22 watt | WPSDGENRLG0106-Rev02-Msr007 | 10 | Commercial | NON_res:DEER:Indoor_CFL_Ltg | TRUE |  |  | Lamp | ROB | 36.38 | 20 | 0 | 0 | 0 | 16.38 | 234.8134 |  | kWh | 0.042129 | -0.5195 | Commercial |  | Winter Only | [6 empty] | Small Boilers (<100 MMBtu/hr Heat Input):Uncontrolled | 4.68 | 85% | 85% | [11 empty] | 0% | 0% | 0% | 223 | 0 | 0 | 0 | 0 | 0 | 0 | 0 | 0 | 0 | 0 | 2013 Qtr 1: 0; 2013 Qtr 2: 0; 2013 Qtr 3: 0; 2013 Qtr 4: 223 | 223 | 1
3223 | 402428 - LED Integral PAR38 lamp 17-22 watt | WPSDGENRLG0106-Rev02-Msr007 | 10 | Commercial | NON_res:DEER:Indoor_CFL_Ltg | TRUE |  |  | Lamp | ROB | 36.38 | 20 | 0 | 0 | 0 | 16.38 | 214.5446 |  | kWh | 0.041799 | -0.32565 | Commercial |  | Winter Only | [6 empty] | Small Boilers (<100 MMBtu/hr Heat Input):Uncontrolled | 5.91 | 85% | 85% | [11 empty] | 0% | 0% | 0% | 663 | 0 | 0 | 0 | 0 | 0 | 0 | 0 | 0 | 0 | 0 | 2013 Qtr 1: 0; 2013 Qtr 2: 332; 2013 Qtr 3: 0; 2013 Qtr 4: 331 | 663 | 1
3223 | 402428 - LED Integral PAR38 lamp 17-22 watt | WPSDGENRLG0106-Rev02-Msr007 | 10 | Commercial | NON_res:DEER:Indoor_CFL_Ltg | TRUE |  |  | Lamp | ROB | 36.38 | 20 | 0 | 0 | 0 | 16.38 | 164.8065 |  | kWh | 0.037022 | -0.37261 | Commercial |  | Winter Only | [6 empty] | Small Boilers (<100 MMBtu/hr Heat Input):Uncontrolled | 7.57 | 85% | 85% | [11 empty] | 0% | 0% | 0% | 55 | 0 | 0 | 0 | 0 | 0 | 0 | 0 | 0 | 0 | 0 | 2013 Qtr 1: 0; 2013 Qtr 2: 0; 2013 Qtr 3: 0; 2013 Qtr 4: 55 | 55 | 1
3223 | 402428 - LED Integral PAR38 lamp 17-22 watt | WPSDGENRLG0106-Rev02-Msr007 | 7 | Commercial | NON_res:DEER:Indoor_CFL_Ltg | TRUE |  |  | Lamp | ROB | 36.38 | 20 | 0 | 0 | 0 | 16.38 | 185.8253 |  | kWh | 0.029085 | -2.6016 | Commercial |  | Winter Only | [6 empty] | Small Boilers (<100 MMBtu/hr Heat Input):Uncontrolled | 4.07 | 85% | 85% | [11 empty] | 0% | 0% | 0% | 50 | 0 | 0 | 0 | 0 | 0 | 0 | 0 | 0 | 0 | 0 | 2013 Qtr 1: 0; 2013 Qtr 2: 50; 2013 Qtr 3: 0; 2013 Qtr 4: 0 | 50 | 1
3223 | 402428 - LED Integral PAR38 lamp 17-22 watt | WPSDGENRLG0106-Rev02-Msr007 | 7 | Commercial | NON_res:DEER:Indoor_CFL_Ltg | TRUE |  |  | Lamp | ROB | 36.38 | 20 | 0 | 0 | 0 | 16.38 | 236.8914 |  | kWh | 0.042458 | -0.33248 | Commercial |  | Winter Only | [6 empty] | Small Boilers (<100 MMBtu/hr Heat Input):Uncontrolled | 4.68 | 85% | 85% | [11 empty] | 0% | 0% | 0% | 4493 | 0 | 0 | 0 | 0 | 0 | 0 | 0 | 0 | 0 | 0 | 2013 Qtr 1: 0; 2013 Qtr 2: 1264; 2013 Qtr 3: 0; 2013 Qtr 4: 3229 | 4493 | 1
3223 | 402428 - LED Integral PAR38 lamp 17-22 watt | WPSDGENRLG0106-Rev02-Msr007 | 7 | Commercial | NON_res:DEER:Indoor_CFL_Ltg | TRUE |  |  | Lamp | ROB | 36.38 | 20 | 0 | 0 | 0 | 16.38 | 131.8452 |  | kWh | 0.027468 | 0 | Commercial |  | Winter Only | [6 empty] | Small Boilers (<100 MMBtu/hr Heat Input):Uncontrolled | 5.84 | 85% | 85% | [11 empty] | 0% | 0% | 0% | 10 | 0 | 0 | 0 | 0 | 0 | 0 | 0 | 0 | 0 | 0 | 2013 Qtr 1: 0; 2013 Qtr 2: 0; 2013 Qtr 3: 10; 2013 Qtr 4: 0 | 10 | 1
3223 | 402428 - LED Integral PAR38 lamp 17-22 watt | WPSDGENRLG0106-Rev02-Msr007 | 7 | Commercial | NON_res:DEER:Indoor_CFL_Ltg | TRUE |  |  | Lamp | ROB | 36.38 | 20 | 0 | 0 | 0 | 16.38 | 212.7908 |  | kWh | 0.041273 | -0.20389 | Commercial |  | Winter Only | [6 empty] | Small Boilers (<100 MMBtu/hr Heat Input):Uncontrolled | 5.91 | 85% | 85% | [11 empty] | 0% | 0% | 0% | 1120 | 0 | 0 | 0 | 0 | 0 | 0 | 0 | 0 | 0 | 0 | 2013 Qtr 1: 333; 2013 Qtr 2: 168; 2013 Qtr 3: 225; 2013 Qtr 4: 394 | 1120 | 0
3223 | 402428 - LED Integral PAR38 lamp 17-22 watt | WPSDGENRLG0106-Rev02-Msr007 | 7 | Commercial | NON_res:DEER:Indoor_CFL_Ltg | TRUE |  |  | Lamp | ROB | 36.38 | 20 | 0 | 0 | 0 | 16.38 | 166.2396 |  | kWh | 0.038216 | -0.30095 | Commercial |  | Winter Only | [6 empty] | Small Boilers (<100 MMBtu/hr Heat Input):Uncontrolled | 7.57 | 85% | 85% | [11 empty] | 0% | 0% | 0% | 454 | 0 | 0 | 0 | 0 | 0 | 0 | 0 | 0 | 0 | 0 | 2013 Qtr 1: 0; 2013 Qtr 2: 0; 2013 Qtr 3: 383; 2013 Qtr 4: 71 | 454 | 1
3223 | 402428 - LED Integral PAR38 lamp 17-22 watt | WPSDGENRLG0106-Rev02-Msr007 | 7 | Commercial | NON_res:DEER:Indoor_CFL_Ltg | TRUE |  |  | Lamp | ROB | 36.38 | 19.682 | 0 | 0 | 0 | 16.698 | 165.1313 |  | kWh | 0.040485 | -0.042706 | Commercial |  | Winter Only | [6 empty] | Small Boilers (<100 MMBtu/hr Heat Input):Uncontrolled | 7.72 | 85% | 85% | [11 empty] | 0% | 0% | 0% | 129 | 0 | 0 | 0 | 0 | 0 | 0 | 0 | 0 | 0 | 0 | 2013 Qtr 1: 0; 2013 Qtr 2: 21; 2013 Qtr 3: 0; 2013 Qtr 4: 108 | 129 | 1
3223 | 402428 - LED Integral PAR38 lamp 17-22 watt | WPSDGENRLG0106-Rev02-Msr007 | 7 | Commercial | NON_res:DEER:Indoor_CFL_Ltg | TRUE |  |  | Lamp | ROB | 36.38 | 20 | 0 | 0 | 0 | 16.38 | 131.7879 |  | kWh | 0.048898 | -0.54334 | Commercial |  | Winter Only | [6 empty] | Small Boilers (<100 MMBtu/hr Heat Input):Uncontrolled | 8.26 | 85% | 85% | [11 empty] | 0% | 0% | 0% | 48 | 0 | 0 | 0 | 0 | 0 | 0 | 0 | 0 | 0 | 0 | 2013 Qtr 1: 0; 2013 Qtr 2: 0; 2013 Qtr 3: 0; 2013 Qtr 4: 48 | 48 | 1
3223 | 402428 - LED Integral PAR38 lamp 17-22 watt | WPSDGENRLG0106-Rev02-Msr007 | 7 | Commercial | NON_res:DEER:Indoor_CFL_Ltg | TRUE |  |  | Lamp | ROB | 36.38 | 20 | 0 | 0 | 0 | 16.38 | 130.1971 |  | kWh | 0.042649 | -0.44154 | Commercial |  | Winter Only | [6 empty] | Small Boilers (<100 MMBtu/hr Heat Input):Uncontrolled | 8.51 | 85% | 85% | [11 empty] | 0% | 0% | 0% | 216 | 0 | 0 | 0 | 0 | 0 | 0 | 0 | 0 | 0 | 0 | 2013 Qtr 1: 0; 2013 Qtr 2: 0; 2013 Qtr 3: 0; 2013 Qtr 4: 216 | 216 | 1
3223 | 402428 - LED Integral PAR38 lamp 17-22 watt | WPSDGENRLG0106-Rev02-Msr007 | 7 | Commercial | NON_res:DEER:Indoor_CFL_Ltg | TRUE |  |  | Lamp | ROB | 36.38 | 20 | 0 | 0 | 0 | 16.38 | 88.5512 |  | kWh | 0.011943 | -0.20742 | Commercial |  | Winter Only | [6 empty] | Small Boilers (<100 MMBtu/hr Heat Input):Uncontrolled | 10.25 | 85% | 85% | [11 empty] | 0% | 0% | 0% | 1951 | 0 | 0 | 0 | 0 | 0 | 0 | 0 | 0 | 0 | 0 | 2013 Qtr 1: 0; 2013 Qtr 2: 80; 2013 Qtr 3: 1276; 2013 Qtr 4: 595 | 1951 | 1
3223 | 402428 - LED Integral PAR38 lamp 17-22 watt | WPSDGENRLG0106-Rev02-Msr007 | System | Commercial | NON_res:DEER:Indoor_CFL_Ltg | TRUE |  |  | Lamp | ROB | 36.38 | 20 | 0 | 0 | 0 | 16.38 | 236.8914 |  | kWh | 0.041471 | -0.45716 | Commercial |  | Winter Only | [6 empty] | Small Boilers (<100 MMBtu/hr Heat Input):Uncontrolled | 4.68 | 85% | 85% | [11 empty] | 0% | 0% | 0% | 17 | 0 | 0 | 0 | 0 | 0 | 0 | 0 | 0 | 0 | 0 | 2013 Qtr 1: 0; 2013 Qtr 2: 0; 2013 Qtr 3: 0; 2013 Qtr 4: 17 | 17 | 1
3223 | 402428 - LED Integral PAR38 lamp 17-22 watt | WPSDGENRLG0106-Rev02-Msr007 | System | Commercial | NON_res:DEER:Indoor_CFL_Ltg | TRUE |  |  | Lamp | ROB | 36.38 | 18.35 | 0 | 0 | 0 | 18.03 | 214.5446 |  | kWh | 0.042133 | -0.28734 | Commercial |  | Winter Only | [6 empty] | Small Boilers (<100 MMBtu/hr Heat Input):Uncontrolled | 5.91 | 85% | 85% | [11 empty] | 0% | 0% | 0% | 135 | 0 | 0 | 0 | 0 | 0 | 0 | 0 | 0 | 0 | 0 | 2013 Qtr 1: 0; 2013 Qtr 2: 0; 2013 Qtr 3: 0; 2013 Qtr 4: 135 | 135 | 1
3223 | 402429 - LED Integral PAR38 lamp 23-25 watt | WPSDGENRLG0106-Rev02-Msr008 | 10 | Commercial | NON_res:DEER:Indoor_CFL_Ltg | TRUE |  |  | Lamp | ROB | 46.13 | 20 | 0 | 0 | 0 | 26.13 | 317.6888 |  | kWh | 0.056998 | -0.70285 | Commercial |  | Winter Only | [6 empty] | Small Boilers (<100 MMBtu/hr Heat Input):Uncontrolled | 4.68 | 85% | 85% | [11 empty] | 0% | 0% | 0% | 100 | 0 | 0 | 0 | 0 | 0 | 0 | 0 | 0 | 0 | 0 | 2013 Qtr 1: 0; 2013 Qtr 2: 0; 2013 Qtr 3: 0; 2013 Qtr 4: 100 | 100 | 1
3223 | 402429 - LED Integral PAR38 lamp 23-25 watt | WPSDGENRLG0106-Rev02-Msr008 | 7 | Commercial | NON_res:DEER:Indoor_CFL_Ltg | TRUE |  |  | Lamp | ROB | 46.13 | 20 | 0 | 0 | 0 | 26.13 | 290.2663 |  | kWh | 0.056551 | -0.311 | Commercial |  | Winter Only | [6 empty] | Small Boilers (<100 MMBtu/hr Heat Input):Uncontrolled | 5.91 | 85% | 85% | [11 empty] | 0% | 0% | 0% | 47 | 0 | 0 | 0 | 0 | 0 | 0 | 0 | 0 | 0 | 0 | 2013 Qtr 1: 0; 2013 Qtr 2: 47; 2013 Qtr 3: 0; 2013 Qtr 4: 0 | 47 | 1
3223 | 461831 - LED Integral Candelabra lamp Up to 4 watt | WPSDGENRLG0106-Rev02-Msr011 | 7 | Commercial | NON_res:DEER:Indoor_CFL_Ltg | TRUE |  |  | Lamp | ROB | 13.99 | 5 | 0 | 0 | 0 | 8.99 | 101.7099 |  | kWh | 0.018625 | -0.45815 | Commercial |  | Winter Only | [6 empty] | Small Boilers (<100 MMBtu/hr Heat Input):Uncontrolled | 3.09 | 85% | 85% | [11 empty] | 0% | 0% | 0% | 3 | 0 | 0 | 0 | 0 | 0 | 0 | 0 | 0 | 0 | 0 | 2013 Qtr 1: 0; 2013 Qtr 2: 0; 2013 Qtr 3: 3; 2013 Qtr 4: 0 | 3 | 1
3223 | 461831 - LED Integral Candelabra lamp Up to 4 watt | WPSDGENRLG0106-Rev02-Msr011 | 7 | Commercial | NON_res:DEER:Indoor_CFL_Ltg | TRUE |  |  | Lamp | ROB | 13.99 | 5 | 0 | 0 | 0 | 8.99 | 103.973 |  | kWh | 0.018898 | -0.37725 | Commercial |  | Winter Only | [6 empty] | Small Boilers (<100 MMBtu/hr Heat Input):Uncontrolled | 3.1 | 85% | 85% | [11 empty] | 0% | 0% | 0% | 48 | 0 | 0 | 0 | 0 | 0 | 0 | 0 | 0 | 0 | 0 | 2013 Qtr 1: 0; 2013 Qtr 2: 0; 2013 Qtr 3: 0; 2013 Qtr 4: 48 | 48 | 1
3223 | 461831 - LED Integral Candelabra lamp Up to 4 watt | WPSDGENRLG0106-Rev02-Msr011 | 7 | Commercial | NON_res:DEER:Indoor_CFL_Ltg | TRUE |  |  | Lamp | ROB | 13.99 | 5 | 0 | 0 | 0 | 8.99 | 85.5574 |  | kWh | 0.016669 | -0.091669 | Commercial |  | Winter Only | [6 empty] | Small Boilers (<100 MMBtu/hr Heat Input):Uncontrolled | 4.43 | 85% | 85% | [11 empty] | 0% | 0% | 0% | 80 | 0 | 0 | 0 | 0 | 0 | 0 | 0 | 0 | 0 | 0 | 2013 Qtr 1: 0; 2013 Qtr 2: 80; 2013 Qtr 3: 0; 2013 Qtr 4: 0 | 80 | 1
3223 | 461831 - LED Integral Candelabra lamp Up to 4 watt | WPSDGENRLG0106-Rev02-Msr011 | 7 | Commercial | NON_res:DEER:Indoor_CFL_Ltg | TRUE |  |  | Lamp | ROB | 13.99 | 5 | 0 | 0 | 0 | 8.99 | 51.9208 |  | kWh | 0.017008 | -0.17608 | Commercial |  | Winter Only | [6 empty] | Small Boilers (<100 MMBtu/hr Heat Input):Uncontrolled | 6.38 | 85% | 85% | [11 empty] | 0% | 0% | 0% | 1466 | 0 | 0 | 0 | 0 | 0 | 0 | 0 | 0 | 0 | 0 | 2013 Qtr 1: 0; 2013 Qtr 2: 0; 2013 Qtr 3: 0; 2013 Qtr 4: 1466 | 1466 | 1
3223 | 461831 - LED Integral Candelabra lamp Up to 4 watt | WPSDGENRLG0106-Rev02-Msr011 | 7 | Commercial | NON_res:DEER:Indoor_CFL_Ltg | TRUE |  |  | Lamp | ROB | 13.99 | 5 | 0 | 0 | 0 | 8.99 | 35.313 |  | kWh | 0.004763 | -0.082715 | Commercial |  | Winter Only | [6 empty] | Small Boilers (<100 MMBtu/hr Heat Input):Uncontrolled | 7.69 | 85% | 85% | [11 empty] | 0% | 0% | 0% | 2512 | 0 | 0 | 0 | 0 | 0 | 0 | 0 | 0 | 0 | 0 | 2013 Qtr 1: 0; 2013 Qtr 2: 0; 2013 Qtr 3: 2512; 2013 Qtr 4: 0 | 2512 | 1
3223 | 461832 - LED Integral A-lamp Up to 7 watt Interior | WPSDGENRLG0106-Rev02-Msr012 | 10 | Commercial | NON_res:DEER:Indoor_CFL_Ltg | TRUE |  |  | Lamp | ROB | 16.651 | 5 | 0 | 0 | 0 | 11.651 | 37.8672 |  | kWh | 0.007083 | -0.1844 | Commercial |  | Winter Only | [6 empty] | Small Boilers (<100 MMBtu/hr Heat Input):Uncontrolled | 3.8 | 85% | 85% | [11 empty] | 0% | 0% | 0% | 6 | 0 | 0 | 0 | 0 | 0 | 0 | 0 | 0 | 0 | 0 | 2013 Qtr 1: 0; 2013 Qtr 2: 0; 2013 Qtr 3: 0; 2013 Qtr 4: 6 | 6 | 0
3223 | 461832 - LED Integral A-lamp Up to 7 watt Interior | WPSDGENRLG0106-Rev02-Msr012 | 10 | Commercial | NON_res:DEER:Indoor_CFL_Ltg | TRUE |  |  | Lamp | ROB | 16.651 | 5 | 0 | 0 | 0 | 11.651 | 42.2356 |  | kWh | 0.007792 | -0.18855 | Commercial |  | Winter Only | [6 empty] | Small Boilers (<100 MMBtu/hr Heat Input):Uncontrolled | 4.13 | 85% | 85% | [11 empty] | 0% | 0% | 0% | 123 | 0 | 0 | 0 | 0 | 0 | 0 | 0 | 0 | 0 | 0 | 2013 Qtr 1: 0; 2013 Qtr 2: 0; 2013 Qtr 3: 0; 2013 Qtr 4: 123 | 123 | 0
3223 | 461832 - LED Integral A-lamp Up to 7 watt Interior | WPSDGENRLG0106-Rev02-Msr012 | 7 | Commercial | NON_res:DEER:Indoor_CFL_Ltg | TRUE |  |  | Lamp | ROB | 16.65 | 5 | 0 | 0 | 0 | 11.65 | 41.8585 |  | kWh | 0.007665 | -0.18855 | Commercial |  | Winter Only | [6 empty] | Small Boilers (<100 MMBtu/hr Heat Input):Uncontrolled | 4.13 | 85% | 85% | [11 empty] | 0% | 0% | 0% | 138 | 0 | 0 | 0 | 0 | 0 | 0 | 0 | 0 | 0 | 0 | 2013 Qtr 1: 0; 2013 Qtr 2: 0; 2013 Qtr 3: 0; 2013 Qtr 4: 138 | 138 | 0
3223 | 461832 - LED Integral A-lamp Up to 7 watt Interior | WPSDGENRLG0106-Rev02-Msr012 | 7 | Commercial | NON_res:DEER:Indoor_CFL_Ltg | TRUE |  |  | Lamp | ROB | 16.651 | 5 | 0 | 0 | 0 | 11.651 | 35.211 |  | kWh | 0.00686 | -0.037726 | Commercial |  | Winter Only | [6 empty] | Small Boilers (<100 MMBtu/hr Heat Input):Uncontrolled | 5.91 | 85% | 85% | [11 empty] | 0% | 0% | 0% | 118 | 0 | 0 | 0 | 0 | 0 | 0 | 0 | 0 | 0 | 0 | 2013 Qtr 1: 0; 2013 Qtr 2: 0; 2013 Qtr 3: 0; 2013 Qtr 4: 118 | 118 | 0
3223 | 461832 - LED Integral A-lamp Up to 7 watt Interior | WPSDGENRLG0106-Rev02-Msr012 | 7 | Commercial | NON_res:DEER:Indoor_CFL_Ltg | TRUE |  |  | Lamp | ROB | 16.651 | 5 | 0 | 0 | 0 | 11.651 | 27.2832 |  | kWh | 0.006272 | -0.049392 | Commercial |  | Winter Only | [6 empty] | Small Boilers (<100 MMBtu/hr Heat Input):Uncontrolled | 7.57 | 85% | 85% | [11 empty] | 0% | 0% | 0% | 141 | 0 | 0 | 0 | 0 | 0 | 0 | 0 | 0 | 0 | 0 | 2013 Qtr 1: 0; 2013 Qtr 2: 0; 2013 Qtr 3: 22; 2013 Qtr 4: 119 | 141 | 0
3223 | 461832 - LED Integral A-lamp Up to 7 watt Interior | WPSDGENRLG0106-Rev02-Msr012 | System | Commercial | NON_res:DEER:Indoor_CFL_Ltg | TRUE |  |  | Lamp | ROB | 16.65 | 5 | 0 | 0 | 0 | 11.65 | 27.048 |  | kWh | 0.006174 | -0.049392 | Commercial |  | Winter Only | [6 empty] | Small Boilers (<100 MMBtu/hr Heat Input):Uncontrolled | 7.57 | 85% | 85% | [11 empty] | 0% | 0% | 0% | 20 | 0 | 0 | 0 | 0 | 0 | 0 | 0 | 0 | 0 | 0 | 2013 Qtr 1: 0; 2013 Qtr 2: 0; 2013 Qtr 3: 0; 2013 Qtr 4: 20 | 20 | 0
3223 | 461833 - LED Integral A-lamp 8-10 watt Interior | WPSDGENRLG0106-Rev02-Msr013 | 10 | Commercial | NON_res:DEER:Indoor_CFL_Ltg | TRUE |  |  | Lamp | ROB | 16.42 | 5 | 0 | 0 | 0 | 11.42 | 86.3372 |  | kWh | 0.01568 | -0.33323 | Commercial |  | Winter Only | [6 empty] | Small Boilers (<100 MMBtu/hr Heat Input):Uncontrolled | 4.14 | 85% | 85% | [11 empty] | 0% | 0% | 0% | 63 | 0 | 0 | 0 | 0 | 0 | 0 | 0 | 0 | 0 | 0 | 2013 Qtr 1: 0; 2013 Qtr 2: 0; 2013 Qtr 3: 0; 2013 Qtr 4: 63 | 63 | 1
3223 | 461833 - LED Integral A-lamp 8-10 watt Interior | WPSDGENRLG0106-Rev02-Msr013 | 10 | Commercial | NON_res:DEER:Indoor_CFL_Ltg | TRUE |  |  | Lamp | ROB | 16.42 | 5 | 0 | 0 | 0 | 11.42 | 70.422 |  | kWh | 0.01372 | -0.10689 | Commercial |  | Winter Only | [6 empty] | Small Boilers (<100 MMBtu/hr Heat Input):Uncontrolled | 5.91 | 85% | 85% | [11 empty] | 0% | 0% | 0% | 67 | 0 | 0 | 0 | 0 | 0 | 0 | 0 | 0 | 0 | 0 | 2013 Qtr 1: 0; 2013 Qtr 2: 0; 2013 Qtr 3: 49; 2013 Qtr 4: 18 | 67 | 1
3223 | 461833 - LED Integral A-lamp 8-10 watt Interior | WPSDGENRLG0106-Rev02-Msr013 | 10 | Commercial | NON_res:DEER:Indoor_CFL_Ltg | TRUE |  |  | Lamp | ROB | 16.42 | 5 | 0 | 0 | 0 | 11.42 | 54.2026 |  | kWh | 0.013501 | -0.028036 | Commercial |  | Winter Only | [6 empty] | Small Boilers (<100 MMBtu/hr Heat Input):Uncontrolled | 7.72 | 85% | 85% | [11 empty] | 0% | 0% | 0% | 11 | 0 | 0 | 0 | 0 | 0 | 0 | 0 | 0 | 0 | 0 | 2013 Qtr 1: 0; 2013 Qtr 2: 0; 2013 Qtr 3: 11; 2013 Qtr 4: 0 | 11 | 1
3223 | 461833 - LED Integral A-lamp 8-10 watt Interior | WPSDGENRLG0106-Rev02-Msr013 | 15 | Commercial | NON_res:DEER:Indoor_CFL_Ltg | TRUE |  |  | Lamp | ROB | 16.42 | 5 | 0 | 0 | 0 | 11.42 | 80.4854 |  | kWh | 0.014261 | -0.061387 | Commercial |  | Winter Only | [6 empty] | Small Boilers (<100 MMBtu/hr Heat Input):Uncontrolled | 4.68 | 85% | 85% | [11 empty] | 0% | 0% | 0% | 58 | 0 | 0 | 0 | 0 | 0 | 0 | 0 | 0 | 0 | 0 | 2013 Qtr 1: 0; 2013 Qtr 2: 0; 2013 Qtr 3: 0; 2013 Qtr 4: 58 | 58 | 1
3223 | 461833 - LED Integral A-lamp 8-10 watt Interior | WPSDGENRLG0106-Rev02-Msr013 | 7 | Commercial | NON_res:DEER:Indoor_CFL_Ltg | TRUE |  |  | Lamp | ROB | 16.42 | 5 | 0 | 0 | 0 | 11.42 | 83.7171 |  | kWh | 0.01533 | -0.3771 | Commercial |  | Winter Only | [6 empty] | Small Boilers (<100 MMBtu/hr Heat Input):Uncontrolled | 4.13 | 85% | 85% | [11 empty] | 0% | 0% | 0% | 33 | 0 | 0 | 0 | 0 | 0 | 0 | 0 | 0 | 0 | 0 | 2013 Qtr 1: 0; 2013 Qtr 2: 0; 2013 Qtr 3: 0; 2013 Qtr 4: 33 | 33 | 1
3223 | 461833 - LED Integral A-lamp 8-10 watt Interior | WPSDGENRLG0106-Rev02-Msr013 | 7 | Commercial | NON_res:DEER:Indoor_CFL_Ltg | TRUE |  |  | Lamp | ROB | 16.42 | 5 | 0 | 0 | 0 | 11.42 | 85.5799 |  | kWh | 0.015555 | -0.31051 | Commercial |  | Winter Only | [6 empty] | Small Boilers (<100 MMBtu/hr Heat Input):Uncontrolled | 4.14 | 85% | 85% | [11 empty] | 0% | 0% | 0% | 30 | 0 | 0 | 0 | 0 | 0 | 0 | 0 | 0 | 0 | 0 | 2013 Qtr 1: 0; 2013 Qtr 2: 0; 2013 Qtr 3: 12; 2013 Qtr 4: 18 | 30 | 1
3223 | 461833 - LED Integral A-lamp 8-10 watt Interior | WPSDGENRLG0106-Rev02-Msr013 | 7 | Commercial | NON_res:DEER:Indoor_CFL_Ltg | TRUE |  |  | Lamp | ROB | 16.42 | 5 | 0 | 0 | 0 | 11.42 | 77.7571 |  | kWh | 0.013937 | -0.10913 | Commercial |  | Winter Only | [6 empty] | Small Boilers (<100 MMBtu/hr Heat Input):Uncontrolled | 4.68 | 85% | 85% | [11 empty] | 0% | 0% | 0% | 864 | 0 | 0 | 0 | 0 | 0 | 0 | 0 | 0 | 0 | 0 | 2013 Qtr 1: 0; 2013 Qtr 2: 0; 2013 Qtr 3: 832; 2013 Qtr 4: 32 | 864 | 1
3223 | 461833 - LED Integral A-lamp 8-10 watt Interior | WPSDGENRLG0106-Rev02-Msr013 | 7 | Commercial | NON_res:DEER:Indoor_CFL_Ltg | TRUE |  |  | Lamp | ROB | 16.42 | 5 | 0 | 0 | 0 | 11.42 | 70.422 |  | kWh | 0.01372 | -0.075452 | Commercial |  | Winter Only | [6 empty] | Small Boilers (<100 MMBtu/hr Heat Input):Uncontrolled | 5.91 | 85% | 85% | [11 empty] | 0% | 0% | 0% | 46 | 0 | 0 | 0 | 0 | 0 | 0 | 0 | 0 | 0 | 0 | 2013 Qtr 1: 0; 2013 Qtr 2: 0; 2013 Qtr 3: 32; 2013 Qtr 4: 14 | 46 | 1
3223 | 461833 - LED Integral A-lamp 8-10 watt Interior | WPSDGENRLG0106-Rev02-Msr013 | 7 | Commercial | NON_res:DEER:Indoor_CFL_Ltg | TRUE |  |  | Lamp | ROB | 16.42 | 5 | 0 | 0 | 0 | 11.42 | 54.5664 |  | kWh | 0.012544 | -0.098784 | Commercial |  | Winter Only | [6 empty] | Small Boilers (<100 MMBtu/hr Heat Input):Uncontrolled | 7.57 | 85% | 85% | [11 empty] | 0% | 0% | 0% | 22 | 0 | 0 | 0 | 0 | 0 | 0 | 0 | 0 | 0 | 0 | 2013 Qtr 1: 0; 2013 Qtr 2: 0; 2013 Qtr 3: 5; 2013 Qtr 4: 17 | 22 | 1
3223 | 461833 - LED Integral A-lamp 8-10 watt Interior | WPSDGENRLG0106-Rev02-Msr013 | 7 | Commercial | NON_res:DEER:Indoor_CFL_Ltg | TRUE |  |  | Lamp | ROB | 16.42 | 5 | 0 | 0 | 0 | 11.42 | 39.6704 |  | kWh | 0.008016 | -0.13704 | Commercial |  | Winter Only | [6 empty] | Small Boilers (<100 MMBtu/hr Heat Input):Uncontrolled | 7.66 | 85% | 85% | [11 empty] | 0% | 0% | 0% | 8 | 0 | 0 | 0 | 0 | 0 | 0 | 0 | 0 | 0 | 0 | 2013 Qtr 1: 0; 2013 Qtr 2: 0; 2013 Qtr 3: 0; 2013 Qtr 4: 8 | 8 | 1
3223 | 461833 - LED Integral A-lamp 8-10 watt Interior | WPSDGENRLG0106-Rev02-Msr013 | 7 | Commercial | NON_res:DEER:Indoor_CFL_Ltg | TRUE |  |  | Lamp | ROB | 16.42 | 5 | 0 | 0 | 0 | 11.42 | 54.2026 |  | kWh | 0.013289 | -0.014018 | Commercial |  | Winter Only | [6 empty] | Small Boilers (<100 MMBtu/hr Heat Input):Uncontrolled | 7.72 | 85% | 85% | [11 empty] | 0% | 0% | 0% | 224 | 0 | 0 | 0 | 0 | 0 | 0 | 0 | 0 | 0 | 0 | 2013 Qtr 1: 14; 2013 Qtr 2: 210; 2013 Qtr 3: 0; 2013 Qtr 4: 0 | 224 | 1
3223 | 461833 - LED Integral A-lamp 8-10 watt Interior | WPSDGENRLG0106-Rev02-Msr013 | 7 | Commercial | NON_res:DEER:Indoor_CFL_Ltg | TRUE |  |  | Lamp | ROB | 16.42 | 5 | 0 | 0 | 0 | 11.42 | 42.7358 |  | kWh | 0.013999 | -0.14493 | Commercial |  | Winter Only | [6 empty] | Small Boilers (<100 MMBtu/hr Heat Input):Uncontrolled | 8.51 | 85% | 85% | [11 empty] | 0% | 0% | 0% | 1 | 0 | 0 | 0 | 0 | 0 | 0 | 0 | 0 | 0 | 0 | 2013 Qtr 1: 0; 2013 Qtr 2: 0; 2013 Qtr 3: 0; 2013 Qtr 4: 1 | 1 | 1
3223 | 461833 - LED Integral A-lamp 8-10 watt Interior | WPSDGENRLG0106-Rev02-Msr013 | 7 | Commercial | NON_res:DEER:Indoor_CFL_Ltg | TRUE |  |  | Lamp | ROB | 16.42 | 5 | 0 | 0 | 0 | 11.42 | 29.066 |  | kWh | 0.00392 | -0.068083 | Commercial |  | Winter Only | [6 empty] | Small Boilers (<100 MMBtu/hr Heat Input):Uncontrolled | 10.25 | 85% | 85% | [11 empty] | 0% | 0% | 0% | 2263 | 0 | 0 | 0 | 0 | 0 | 0 | 0 | 0 | 0 | 0 | 2013 Qtr 1: 0; 2013 Qtr 2: 0; 2013 Qtr 3: 0; 2013 Qtr 4: 2263 | 2263 | 0
3223 | 461833 - LED Integral A-lamp 8-10 watt Interior | WPSDGENRLG0106-Rev02-Msr013 | System | Commercial | NON_res:DEER:Indoor_CFL_Ltg | TRUE |  |  | Lamp | ROB | 16.42 | 5 | 0 | 0 | 0 | 11.42 | 86.3372 |  | kWh | 0.015555 | -0.32566 | Commercial |  | Winter Only | [6 empty] | Small Boilers (<100 MMBtu/hr Heat Input):Uncontrolled | 4.14 | 85% | 85% | [11 empty] | 0% | 0% | 0% | 10 | 0 | 0 | 0 | 0 | 0 | 0 | 0 | 0 | 0 | 0 | 2013 Qtr 1: 0; 2013 Qtr 2: 0; 2013 Qtr 3: 10; 2013 Qtr 4: 0 | 10 | 0
3223 | 461833 - LED Integral A-lamp 8-10 watt Interior | WPSDGENRLG0106-Rev02-Msr013 | System | Commercial | NON_res:DEER:Indoor_CFL_Ltg | TRUE |  |  | Lamp | ROB | 16.42 | 5 | 0 | 0 | 0 | 11.42 | 69.7932 |  | kWh | 0.01383 | -0.10689 | Commercial |  | Winter Only | [6 empty] | Small Boilers (<100 MMBtu/hr Heat Input):Uncontrolled | 5.91 | 85% | 85% | [11 empty] | 0% | 0% | 0% | 5 | 0 | 0 | 0 | 0 | 0 | 0 | 0 | 0 | 0 | 0 | 2013 Qtr 1: 0; 2013 Qtr 2: 0; 2013 Qtr 3: 0; 2013 Qtr 4: 5 | 5 | 0
3223 | 461833 - LED Integral A-lamp 8-10 watt Interior | WPSDGENRLG0106-Rev02-Msr013 | System | Commercial | NON_res:DEER:Indoor_CFL_Ltg | TRUE |  |  | Lamp | ROB | 16.42 | 5 | 0 | 0 | 0 | 11.42 | 54.5664 |  | kWh | 0.013034 | -0.10349 | Commercial |  | Winter Only | [6 empty] | Small Boilers (<100 MMBtu/hr Heat Input):Uncontrolled | 7.57 | 85% | 85% | [11 empty] | 0% | 0% | 0% | 88 | 0 | 0 | 0 | 0 | 0 | 0 | 0 | 0 | 0 | 0 | 2013 Qtr 1: 0; 2013 Qtr 2: 0; 2013 Qtr 3: 0; 2013 Qtr 4: 88 | 88 | 0
3223 | 461834 - LED Integral A-lamp Up to 11 watt Interior | WPSDGENRLG0106-Rev02-Msr014 | 7 | Commercial | NON_res:DEER:Indoor_CFL_Ltg | TRUE |  |  | Lamp | ROB | 15.951 | 15 | 0 | 0 | 0 | 0.951 | 115.111 |  | kWh | 0.021079 | -0.51852 | Commercial |  | Winter Only | [6 empty] | Small Boilers (<100 MMBtu/hr Heat Input):Uncontrolled | 4.13 | 85% | 85% | [11 empty] | 0% | 0% | 0% | 3 | 0 | 0 | 0 | 0 | 0 | 0 | 0 | 0 | 0 | 0 | 2013 Qtr 1: 0; 2013 Qtr 2: 0; 2013 Qtr 3: 3; 2013 Qtr 4: 0 | 3 | 0
3223 | 461834 - LED Integral A-lamp Up to 11 watt Interior | WPSDGENRLG0106-Rev02-Msr014 | 7 | Commercial | NON_res:DEER:Indoor_CFL_Ltg | TRUE |  |  | Lamp | ROB | 15.95 | 15 | 0 | 0 | 0 | 0.95 | 106.916 |  | kWh | 0.019163 | -0.15006 | Commercial |  | Winter Only | [6 empty] | Small Boilers (<100 MMBtu/hr Heat Input):Uncontrolled | 4.68 | 85% | 85% | [11 empty] | 0% | 0% | 0% | 20 | 0 | 0 | 0 | 0 | 0 | 0 | 0 | 0 | 0 | 0 | 2013 Qtr 1: 0; 2013 Qtr 2: 0; 2013 Qtr 3: 0; 2013 Qtr 4: 20 | 20 | 0
3223 | 461834 - LED Integral A-lamp Up to 11 watt Interior | WPSDGENRLG0106-Rev02-Msr014 | 7 | Commercial | NON_res:DEER:Indoor_CFL_Ltg | TRUE |  |  | Lamp | ROB | 15.951 | 15 | 0 | 0 | 0 | 0.951 | 75.0288 |  | kWh | 0.017248 | -0.13583 | Commercial |  | Winter Only | [6 empty] | Small Boilers (<100 MMBtu/hr Heat Input):Uncontrolled | 7.57 | 85% | 85% | [11 empty] | 0% | 0% | 0% | 7 | 0 | 0 | 0 | 0 | 0 | 0 | 0 | 0 | 0 | 0 | 2013 Qtr 1: 0; 2013 Qtr 2: 0; 2013 Qtr 3: 0; 2013 Qtr 4: 7 | 7 | 1
3223 | 461834 - LED Integral A-lamp Up to 11 watt Interior | WPSDGENRLG0106-Rev02-Msr014 | 7 | Commercial | NON_res:DEER:Indoor_CFL_Ltg | TRUE |  |  | Lamp | ROB | 15.95 | 15 | 0 | 0 | 0 | 0.95 | 39.9658 |  | kWh | 0.00539 | -0.093614 | Commercial |  | Winter Only | [6 empty] | Small Boilers (<100 MMBtu/hr Heat Input):Uncontrolled | 10.25 | 85% | 85% | [11 empty] | 0% | 0% | 0% | 1669 | 0 | 0 | 0 | 0 | 0 | 0 | 0 | 0 | 0 | 0 | 2013 Qtr 1: 0; 2013 Qtr 2: 1068; 2013 Qtr 3: 0; 2013 Qtr 4: 601 | 1669 | 1
3223 | 461835 - LED Integral A-lamp 12-17 watt Interior | WPSDGENRLG0106-Rev02-Msr015 | 10 | Commercial | NON_res:DEER:Indoor_CFL_Ltg | TRUE |  |  | Lamp | ROB | 20.86 | 15 | 0 | 0 | 0 | 5.86 | 81.144 |  | kWh | 0.018228 | -0.18346 | Commercial |  | Winter Only | [6 empty] | Small Boilers (<100 MMBtu/hr Heat Input):Uncontrolled | 7.57 | 85% | 85% | [11 empty] | 0% | 0% | 0% | 4 | 0 | 0 | 0 | 0 | 0 | 0 | 0 | 0 | 0 | 0 | 2013 Qtr 1: 0; 2013 Qtr 2: 0; 2013 Qtr 3: 4; 2013 Qtr 4: 0 | 4 | 1
3223 | 461835 - LED Integral A-lamp 12-17 watt Interior | WPSDGENRLG0106-Rev02-Msr015 | 10 | Commercial | NON_res:DEER:Indoor_CFL_Ltg | TRUE |  |  | Lamp | ROB | 20.86 | 15 | 0 | 0 | 0 | 5.86 | 81.3039 |  | kWh | 0.020252 | -0.042054 | Commercial |  | Winter Only | [6 empty] | Small Boilers (<100 MMBtu/hr Heat Input):Uncontrolled | 7.72 | 85% | 85% | [11 empty] | 0% | 0% | 0% | 35 | 0 | 0 | 0 | 0 | 0 | 0 | 0 | 0 | 0 | 0 | 2013 Qtr 1: 0; 2013 Qtr 2: 35; 2013 Qtr 3: 0; 2013 Qtr 4: 0 | 35 | 1
3223 | 461835 - LED Integral A-lamp 12-17 watt Interior | WPSDGENRLG0106-Rev02-Msr015 | 7 | Commercial | NON_res:DEER:Indoor_CFL_Ltg | TRUE |  |  | Lamp | ROB | 20.86 | 15 | 0 | 0 | 0 | 5.86 | 116.6357 |  | kWh | 0.020905 | -0.1637 | Commercial |  | Winter Only | [6 empty] | Small Boilers (<100 MMBtu/hr Heat Input):Uncontrolled | 4.68 | 85% | 85% | [11 empty] | 0% | 0% | 0% | 225 | 0 | 0 | 0 | 0 | 0 | 0 | 0 | 0 | 0 | 0 | 2013 Qtr 1: 0; 2013 Qtr 2: 186; 2013 Qtr 3: 0; 2013 Qtr 4: 39 | 225 | 0
3223 | 461835 - LED Integral A-lamp 12-17 watt Interior | WPSDGENRLG0106-Rev02-Msr015 | 7 | Commercial | NON_res:DEER:Indoor_CFL_Ltg | TRUE |  |  | Lamp | ROB | 20.86 | 15 | 0 | 0 | 0 | 5.86 | 105.633 |  | kWh | 0.02058 | -0.11318 | Commercial |  | Winter Only | [6 empty] | Small Boilers (<100 MMBtu/hr Heat Input):Uncontrolled | 5.91 | 85% | 85% | [11 empty] | 0% | 0% | 0% | 151 | 0 | 0 | 0 | 0 | 0 | 0 | 0 | 0 | 0 | 0 | 2013 Qtr 1: 0; 2013 Qtr 2: 28; 2013 Qtr 3: 1; 2013 Qtr 4: 122 | 151 | 0
3223 | 461835 - LED Integral A-lamp 12-17 watt Interior | WPSDGENRLG0106-Rev02-Msr015 | 7 | Commercial | NON_res:DEER:Indoor_CFL_Ltg | TRUE |  |  | Lamp | ROB | 20.86 | 15 | 0 | 0 | 0 | 5.86 | 81.8496 |  | kWh | 0.018816 | -0.14818 | Commercial |  | Winter Only | [6 empty] | Small Boilers (<100 MMBtu/hr Heat Input):Uncontrolled | 7.57 | 85% | 85% | [11 empty] | 0% | 0% | 0% | 22 | 0 | 0 | 0 | 0 | 0 | 0 | 0 | 0 | 0 | 0 | 2013 Qtr 1: 0; 2013 Qtr 2: 0; 2013 Qtr 3: 22; 2013 Qtr 4: 0 | 22 | 1
3223 | 461835 - LED Integral A-lamp 12-17 watt Interior | WPSDGENRLG0106-Rev02-Msr015 | 7 | Commercial | NON_res:DEER:Indoor_CFL_Ltg | TRUE |  |  | Lamp | ROB | 20.861 | 15 | 0 | 0 | 0 | 5.861 | 81.3039 |  | kWh | 0.019933 | -0.021027 | Commercial |  | Winter Only | [6 empty] | Small Boilers (<100 MMBtu/hr Heat Input):Uncontrolled | 7.72 | 85% | 85% | [11 empty] | 0% | 0% | 0% | 959 | 0 | 0 | 0 | 0 | 0 | 0 | 0 | 0 | 0 | 0 | 2013 Qtr 1: 0; 2013 Qtr 2: 959; 2013 Qtr 3: 0; 2013 Qtr 4: 0 | 959 | 1
3223 | 461835 - LED Integral A-lamp 12-17 watt Interior | WPSDGENRLG0106-Rev02-Msr015 | 7 | Commercial | NON_res:DEER:Indoor_CFL_Ltg | TRUE |  |  | Lamp | ROB | 20.86 | 15 | 0 | 0 | 0 | 5.86 | 64.887 |  | kWh | 0.024076 | -0.26752 | Commercial |  | Winter Only | [6 empty] | Small Boilers (<100 MMBtu/hr Heat Input):Uncontrolled | 8.26 | 85% | 85% | [11 empty] | 0% | 0% | 0% | 24 | 0 | 0 | 0 | 0 | 0 | 0 | 0 | 0 | 0 | 0 | 2013 Qtr 1: 0; 2013 Qtr 2: 0; 2013 Qtr 3: 0; 2013 Qtr 4: 24 | 24 | 1
3223 | 461835 - LED Integral A-lamp 12-17 watt Interior | WPSDGENRLG0106-Rev02-Msr015 | 7 | Commercial | NON_res:DEER:Indoor_CFL_Ltg | TRUE |  |  | Lamp | ROB | 20.86 | 15 | 0 | 0 | 0 | 5.86 | 43.599 |  | kWh | 0.00588 | -0.10212 | Commercial |  | Winter Only | [6 empty] | Small Boilers (<100 MMBtu/hr Heat Input):Uncontrolled | 10.25 | 85% | 85% | [11 empty] | 0% | 0% | 0% | 8525 | 0 | 0 | 0 | 0 | 0 | 0 | 0 | 0 | 0 | 0 | 2013 Qtr 1: 0; 2013 Qtr 2: 0; 2013 Qtr 3: 6335; 2013 Qtr 4: 2190 | 8525 | 1
3223 | 461835 - LED Integral A-lamp 12-17 watt Interior | WPSDGENRLG0106-Rev02-Msr015 | 7 | Commercial | NON_res:DEER:Indoor_CFL_Ltg | TRUE |  |  | Lamp | ROB | 20.86 | 15 | 0 | 0 | 0 | 5.86 | 36.7335 |  | kWh | 0.004439 | -0.074112 | Commercial |  | Winter Only | [6 empty] | Small Boilers (<100 MMBtu/hr Heat Input):Uncontrolled | 12 | 85% | 85% | [11 empty] | 0% | 0% | 0% | 100 | 0 | 0 | 0 | 0 | 0 | 0 | 0 | 0 | 0 | 0 | 2013 Qtr 1: 0; 2013 Qtr 2: 0; 2013 Qtr 3: 0; 2013 Qtr 4: 100 | 100 | 1
3223 | 461835 - LED Integral A-lamp 12-17 watt Interior | WPSDGENRLG0106-Rev02-Msr015 | System | Commercial | NON_res:DEER:Indoor_CFL_Ltg | TRUE |  |  | Lamp | ROB | 20.86 | 15 | 0 | 0 | 0 | 5.86 | 104.6899 |  | kWh | 0.020745 | -0.16034 | Commercial |  | Winter Only | [6 empty] | Small Boilers (<100 MMBtu/hr Heat Input):Uncontrolled | 5.91 | 85% | 85% | [11 empty] | 0% | 0% | 0% | 2 | 0 | 0 | 0 | 0 | 0 | 0 | 0 | 0 | 0 | 0 | 2013 Qtr 1: 0; 2013 Qtr 2: 0; 2013 Qtr 3: 0; 2013 Qtr 4: 2 | 2 | 1
3223 | 461836 - LED Integral A-lamp 18-30 watt Interior | WPSDGENRLG0106-Rev02-Msr016 | 7 | Commercial | NON_res:DEER:Indoor_CFL_Ltg | TRUE |  |  | Lamp | ROB | 33.48 | 15 | 0 | 0 | 0 | 18.48 | 121.9559 |  | kWh | 0.0299 | -0.03154 | Commercial |  | Winter Only | [6 empty] | Small Boilers (<100 MMBtu/hr Heat Input):Uncontrolled | 7.72 | 85% | 85% | [11 empty] | 0% | 0% | 0% | 520 | 0 | 0 | 0 | 0 | 0 | 0 | 0 | 0 | 0 | 0 | 2013 Qtr 1: 0; 2013 Qtr 2: 520; 2013 Qtr 3: 0; 2013 Qtr 4: 0 | 520 | 1
3223 | 461836 - LED Integral A-lamp 18-30 watt Interior | WPSDGENRLG0106-Rev02-Msr016 | 7 | Commercial | NON_res:DEER:Indoor_CFL_Ltg | TRUE |  |  | Lamp | ROB | 33.48 | 15 | 0 | 0 | 0 | 18.48 | 65.3985 |  | kWh | 0.00882 | -0.15319 | Commercial |  | Winter Only | [6 empty] | Small Boilers (<100 MMBtu/hr Heat Input):Uncontrolled | 10.25 | 85% | 85% | [11 empty] | 0% | 0% | 0% | 169 | 0 | 0 | 0 | 0 | 0 | 0 | 0 | 0 | 0 | 0 | 2013 Qtr 1: 0; 2013 Qtr 2: 0; 2013 Qtr 3: 0; 2013 Qtr 4: 169 | 169 | 1
3223 | 461838 - High Density Universal Holding Cabinets - 24 hr operation | WPSDGENRCC0017B-Rev00-Msr002 | System | Commercial | 35-OTI-OtherIndustrial-PROC_OTH | TRUE |  |  | Unit | RET | 1800 | 1300 | 0 | 0 | 0 | 500 | 8840 |  | kWh | 2.25 | 0 | Commercial |  | Winter Only | [6 empty] | Small Boilers (<100 MMBtu/hr Heat Input):Uncontrolled | 12 | 60% | 60% | [11 empty] | 0% | 0% | 0% | 5 | 0 | 0 | 0 | 0 | 0 | 0 | 0 | 0 | 0 | 0 | 2013 Qtr 1: 0; 2013 Qtr 2: 3; 2013 Qtr 3: 0; 2013 Qtr 4: 2 | 5 | 1
3224 | 416172 - Pkg AC <65k Single Phase SEER = 14.0-UP Stream | NE-HVAC-airAC-Pkg-lt65kBtuh-14p0seer | 10 | Commercial | NON_res:DEER:HVAC_Split-Package_AC | TRUE |  |  | Cap-Tons | ROB | 113.1 | 0 | 50 | 0 | 0 | 63.1 | 201 |  | kWh | 0.0646 | -0.709 | Commercial |  | Winter Only | [6 empty] | Small Boilers (<100 MMBtu/hr Heat Input):Uncontrolled | 15 | 85% | 85% | [11 empty] | 0% | 0% | 100% | 8 | 0 | 0 | 0 | 0 | 0 | 0 | 0 | 0 | 0 | 0 | 2013 Qtr 1: 0; 2013 Qtr 2: 0; 2013 Qtr 3: 0; 2013 Qtr 4: 8 | 8 | 1
3224 | 416172 - Pkg AC <65k Single Phase SEER = 14.0-UP Stream | NE-HVAC-airAC-Pkg-lt65kBtuh-14p0seer | 7 | Commercial | NON_res:DEER:HVAC_Split-Package_AC | TRUE |  |  | Cap-Tons | ROB | 113.1 | 0 | 50 | 0 | 0 | 63.1 | 205 |  | kWh | 0.0629 | -0.0675 | Commercial |  | Winter Only | [6 empty] | Small Boilers (<100 MMBtu/hr Heat Input):Uncontrolled | 15 | 85% | 85% | [11 empty] | 0% | 0% | 100% | 4 | 0 | 0 | 0 | 0 | 0 | 0 | 0 | 0 | 0 | 0 | 2013 Qtr 1: 0; 2013 Qtr 2: 0; 2013 Qtr 3: 0; 2013 Qtr 4: 4 | 4 | 1
3224 | 416173 - Pkg AC <65k Single Phase SEER = 14.0-Rebate | NE-HVAC-airAC-Pkg-lt65kBtuh-14p0seer | 7 | Commercial | NON_res:DEER:HVAC_Split-Package_AC | TRUE |  |  | Cap-Tons | ROB | 113.1 | 50 | 0 | 0 | 0 | 63.1 | 275 |  | kWh | 0.0528 | -1.31 | Commercial |  | Winter Only | [6 empty] | Small Boilers (<100 MMBtu/hr Heat Input):Uncontrolled | 15 | 60% | 60% | [11 empty] | 0% | 0% | 100% | 13.5 | 0 | 0 | 0 | 0 | 0 | 0 | 0 | 0 | 0 | 0 | 2013 Qtr 1: 0; 2013 Qtr 2: 0; 2013 Qtr 3: 0; 2013 Qtr 4: 13.5 | 13.5 | 1
3224 | 416176 - Pkg AC <65k Three Phase SEER = 14.0-UP Stream | NE-HVAC-airAC-Pkg-lt65kBtuh3phs-14p0seer | 10 | Commercial | NON_res:DEER:HVAC_Split-Package_AC | TRUE |  |  | Cap-Tons | ROB | 113.1 | 0 | 50 | 0 | 0 | 63.1 | 182 |  | kWh | 0.0559 | -1.28 | Commercial |  | Winter Only | [6 empty] | Small Boilers (<100 MMBtu/hr Heat Input):Uncontrolled | 15 | 85% | 85% | [11 empty] | 0% | 0% | 100% | 4 | 0 | 0 | 0 | 0 | 0 | 0 | 0 | 0 | 0 | 0 | 2013 Qtr 1: 0; 2013 Qtr 2: 0; 2013 Qtr 3: 0; 2013 Qtr 4: 4 | 4 | 1
3224 | 416176 - Pkg AC <65k Three Phase SEER = 14.0-UP Stream | NE-HVAC-airAC-Pkg-lt65kBtuh3phs-14p0seer | 7 | Commercial | NON_res:DEER:HVAC_Split-Package_AC | TRUE |  |  | Cap-Tons | ROB | 113.1 | 0 | 50 | 0 | 0 | 63.1 | 154 |  | kWh | 0.0555 | -1.13 | Commercial |  | Winter Only | [6 empty] | Small Boilers (<100 MMBtu/hr Heat Input):Uncontrolled | 15 | 85% | 85% | [11 empty] | 0% | 0% | 100% | 15 | 0 | 0 | 0 | 0 | 0 | 0 | 0 | 0 | 0 | 0 | 2013 Qtr 1: 0; 2013 Qtr 2: 0; 2013 Qtr 3: 0; 2013 Qtr 4: 15 | 15 | 1
3224 | 416177 - Pkg AC <65k Three Phase SEER = 14.0-Rebate | NE-HVAC-airAC-Pkg-lt65kBtuh3phs-14p0seer | 7 | Commercial | NON_res:DEER:HVAC_Split-Package_AC | TRUE |  |  | Cap-Tons | ROB | 113.1 | 50 | 0 | 0 | 0 | 63.1 | 223.0645 |  | kWh | 0.060294 | -0.38556 | Commercial |  | Winter Only | [6 empty] | Small Boilers (<100 MMBtu/hr Heat Input):Uncontrolled | 15 | 60% | 60% | [11 empty] | 0% | 0% | 100% | 31 | 0 | 0 | 0 | 0 | 0 | 0 | 0 | 0 | 0 | 0 | 2013 Qtr 1: 0; 2013 Qtr 2: 23; 2013 Qtr 3: 0; 2013 Qtr 4: 8 | 31 | 1
3224 | 416178 - Pkg AC or HP <65k Single Phase SEER = 15.0 or 12.5 EER-UP Stream | WPSDGENRHC0023 Rev 0-Rev00-Msr001 | System | Commercial | NON_res:DEER:HVAC_Split-Package_AC | TRUE |  |  | Tons | ROB | 195.6 | 0 | 150 | 0 | 0 | 45.6 | 264 |  | kWh | 0.08 | -2.74 | Commercial |  | Winter Only | [6 empty] | Small Boilers (<100 MMBtu/hr Heat Input):Uncontrolled | 15 | 85% | 85% | [11 empty] | 0% | 0% | 100% | 130 | 0 | 0 | 0 | 0 | 0 | 0 | 0 | 0 | 0 | 0 | 2013 Qtr 1: 0; 2013 Qtr 2: 0; 2013 Qtr 3: 0; 2013 Qtr 4: 130 | 130 | 1
3224 | 416179 - Pkg AC or HP <65k Single Phase SEER = 15.0 or 12.5 EER-Rebate | WPSDGENRHC0023 Rev 0-Rev00-Msr001 | System | Commercial | NON_res:DEER:HVAC_Split-Package_AC | TRUE |  |  | Tons | ROB | 195.6 | 150 | 0 | 0 | 0 | 45.6 | 264 |  | kWh | 0.08 | -2.74 | Commercial |  | Winter Only | [6 empty] | Small Boilers (<100 MMBtu/hr Heat Input):Uncontrolled | 15 | 60% | 60% | [11 empty] | 0% | 0% | 100% | 227 | 0 | 0 | 0 | 0 | 0 | 0 | 0 | 0 | 0 | 0 | 2013 Qtr 1: 0; 2013 Qtr 2: 0; 2013 Qtr 3: 0; 2013 Qtr 4: 227 | 227 | 1
3224 | 416180 - Pkg AC or HP <65k Single Phase SEER = 16.0 or 13 EER-UP Stream | WPSDGENRHC0023 Rev 0-Rev00-Msr002 | System | Commercial | NON_res:DEER:HVAC_Split-Package_AC | TRUE |  |  | Ton | ROB | 293.4 | 0 | 200 | 0 | 0 | 93.4 | 254 |  | kWh | 0.06 | -3.35 | Commercial |  | Winter Only | [6 empty] | Small Boilers (<100 MMBtu/hr Heat Input):Uncontrolled | 15 | 85% | 85% | [11 empty] | 0% | 0% | 100% | 70 | 0 | 0 | 0 | 0 | 0 | 0 | 0 | 0 | 0 | 0 | 2013 Qtr 1: 0; 2013 Qtr 2: 0; 2013 Qtr 3: 0; 2013 Qtr 4: 70 | 70 | 1
3224 | 416181 - Pkg AC or HP <65k Single Phase SEER = 16.0 or 13 EER-Rebate | WPSDGENRHC0023 Rev 0-Rev00-Msr002 | System | Commercial | NON_res:DEER:HVAC_Split-Package_AC | TRUE |  |  | Ton | ROB | 293.4 | 200 | 0 | 0 | 0 | 93.4 | 254 |  | kWh | 0.06 | -3.35 | Commercial |  | Winter Only | [6 empty] | Small Boilers (<100 MMBtu/hr Heat Input):Uncontrolled | 15 | 60% | 60% | [11 empty] | 0% | 0% | 100% | 10 | 0 | 0 | 0 | 0 | 0 | 0 | 0 | 0 | 0 | 0 | 2013 Qtr 1: 0; 2013 Qtr 2: 0; 2013 Qtr 3: 0; 2013 Qtr 4: 10 | 10 | 1
3224 | 416195 - Pkg HP <65k Single Phase SEER = 14.0-Rebate | dxHP-pkgSEER-lt65kBtuh-14p0seer-8p0hspf | 7 | Commercial | NON_res:DEER:HVAC_Split-Package_HP | TRUE |  |  | Cap-kBTUh | ROB | 113.1 | 50 | 0 | 0 | 0 | 63.1 | 185 |  | kWh | 0.0933 | 0 | Commercial |  | Winter Only | [6 empty] | Small Boilers (<100 MMBtu/hr Heat Input):Uncontrolled | 15 | 60% | 60% | [11 empty] | 0% | 0% | 100% | 5 | 0 | 0 | 0 | 0 | 0 | 0 | 0 | 0 | 0 | 0 | 2013 Qtr 1: 0; 2013 Qtr 2: 0; 2013 Qtr 3: 0; 2013 Qtr 4: 5 | 5 | 1
3224 | 416198 - Pkg HP <65k Three Phase SEER = 14.0-UP Stream | dxHP-pkgSEER-lt65kBtuh-14p0seer-8p0hspf | 7 | Commercial | NON_res:DEER:HVAC_Split-Package_HP | TRUE |  |  | Cap-kBTUh | ROB | 113.101 | 0 | 50 | 0 | 0 | 63.101 | 185.5 |  | kWh | 0.0877 | 0 | Commercial |  | Winter Only | [6 empty] | Small Boilers (<100 MMBtu/hr Heat Input):Uncontrolled | 15 | 85% | 85% | [11 empty] | 0% | 0% | 100% | 12 | 0 | 0 | 0 | 0 | 0 | 0 | 0 | 0 | 0 | 0 | 2013 Qtr 1: 0; 2013 Qtr 2: 0; 2013 Qtr 3: 0; 2013 Qtr 4: 12 | 12 | 1
3224 | 416202 - Pkg AC 135-239k EER=11.5-UP Stream | NE-HVAC-airAC-SpltPkg-135to239kBtuh-11p5eer | 10 | Commercial | NON_res:DEER:HVAC_Split-Package_AC | TRUE |  |  | Cap-Tons | ROB | 69.43 | 0 | 50 | 0 | 0 | 19.43 | 48.4 |  | kWh | 0.0537 | -0.0572 | Commercial |  | Winter Only | [6 empty] | Small Boilers (<100 MMBtu/hr Heat Input):Uncontrolled | 15 | 85% | 85% | [11 empty] | 0% | 0% | 100% | 24 | 0 | 0 | 0 | 0 | 0 | 0 | 0 | 0 | 0 | 0 | 2013 Qtr 1: 0; 2013 Qtr 2: 0; 2013 Qtr 3: 0; 2013 Qtr 4: 24 | 24 | 1
3224 | 416202 - Pkg AC 135-239k EER=11.5-UP Stream | NE-HVAC-airAC-SpltPkg-135to239kBtuh-11p5eer | 7 | Commercial | NON_res:DEER:HVAC_Split-Package_AC | TRUE |  |  | Cap-Tons | ROB | 69.43 | 0 | 50 | 0 | 0 | 19.43 | 68.8 |  | kWh | 0.0226 | -0.442 | Commercial |  | Winter Only | [6 empty] | Small Boilers (<100 MMBtu/hr Heat Input):Uncontrolled | 15 | 85% | 85% | [11 empty] | 0% | 0% | 100% | 52.5 | 0 | 0 | 0 | 0 | 0 | 0 | 0 | 0 | 0 | 0 | 2013 Qtr 1: 0; 2013 Qtr 2: 0; 2013 Qtr 3: 0; 2013 Qtr 4: 52.5 | 52.5 | 1
3224 | 416204 - Pkg AC 135-239k EER=12.0 ER-Rebate | NE-HVAC-airAC-SpltPkg-135to239kBtuh-12p0eer | 10 | Commercial | NON_res:DEER:HVAC_Split-Package_AC | TRUE |  |  | Cap-Tons | ER | 572.022 | 125 | 0 | 0 | 0 | 447.022 | 1080 |  | kWh | 0.375 | -4.72 | Commercial |  | Winter Only | 15 | 86.18 |  | 222 | 0.0987 | -1.64 | Small Boilers (<100 MMBtu/hr Heat Input):Uncontrolled | 5 | 85% | 85% | [11 empty] | 0% | 0% | 100% | 120 | 0 | 0 | 0 | 0 | 0 | 0 | 0 | 0 | 0 | 0 | 2013 Qtr 1: 0; 2013 Qtr 2: 0; 2013 Qtr 3: 0; 2013 Qtr 4: 120 | 120 | 1
3224 | 416205 - Pkg AC 135-239k EER=12.0-UP Stream | NE-HVAC-airAC-SpltPkg-135to239kBtuh-12p0eer | 7 | Commercial | NON_res:DEER:HVAC_Split-Package_AC | TRUE |  |  | Cap-Tons | ROB | 86.18 | 0 | 50 | 0 | 0 | 36.18 | 128 |  | kWh | 0.0534 | -0.481 | Commercial |  | Winter Only | [6 empty] | Small Boilers (<100 MMBtu/hr Heat Input):Uncontrolled | 15 | 85% | 85% | [11 empty] | 0% | 0% | 100% | 25 | 0 | 0 | 0 | 0 | 0 | 0 | 0 | 0 | 0 | 0 | 2013 Qtr 1: 0; 2013 Qtr 2: 0; 2013 Qtr 3: 0; 2013 Qtr 4: 25 | 25 | 1
3224 | 416206 - Pkg AC 135-239k EER=12.0-Rebate | NE-HVAC-airAC-SpltPkg-135to239kBtuh-12p0eer | 7 | Commercial | NON_res:DEER:HVAC_Split-Package_AC | TRUE |  |  | Cap-Tons | ROB | 86.18 | 50 | 0 | 0 | 0 | 36.18 | 209 |  | kWh | 0.0513 | -1.34 | Commercial |  | Winter Only | [6 empty] | Small Boilers (<100 MMBtu/hr Heat Input):Uncontrolled | 15 | 60% | 60% | [11 empty] | 0% | 0% | 100% | 30 | 0 | 0 | 0 | 0 | 0 | 0 | 0 | 0 | 0 | 0 | 2013 Qtr 1: 0; 2013 Qtr 2: 0; 2013 Qtr 3: 0; 2013 Qtr 4: 30 | 30 | 1
3224 | 416220 - Pkg AC 65-89k EER=12.0 ER-Rebate | NE-HVAC-airAC-SpltPkg-65to89kBtuh-12p0eer | 10 | Commercial | NON_res:DEER:HVAC_Split-Package_AC | TRUE |  |  | Cap-Tons | ER | 516.156 | 125 | 0 | 0 | 0 | 391.156 | 929 |  | kWh | 0.297 | -3.48 | Commercial |  | Winter Only | 15 | 55.32 |  | 192 | 0.104 | -0.331 | Small Boilers (<100 MMBtu/hr Heat Input):Uncontrolled | 5 | 60% | 60% | [11 empty] | 0% | 0% | 100% | 7.5 | 0 | 0 | 0 | 0 | 0 | 0 | 0 | 0 | 0 | 0 | 2013 Qtr 1: 0; 2013 Qtr 2: 0; 2013 Qtr 3: 0; 2013 Qtr 4: 7.5 | 7.5 | 1
3224 | 416221 - Pkg AC 65-89k EER=12.0-UP Stream | NE-HVAC-airAC-SpltPkg-65to89kBtuh-12p0eer | 10 | Commercial | NON_res:DEER:HVAC_Split-Package_AC | TRUE |  |  | Cap-Tons | ROB | 55.32 | 0 | 50 | 0 | 0 | 5.32 | 134.5 |  | kWh | 0.064 | -0.017425 | Commercial |  | Winter Only | [6 empty] | Small Boilers (<100 MMBtu/hr Heat Input):Uncontrolled | 15 | 85% | 85% | [11 empty] | 0% | 0% | 100% | 12 | 0 | 0 | 0 | 0 | 0 | 0 | 0 | 0 | 0 | 0 | 2013 Qtr 1: 0; 2013 Qtr 2: 0; 2013 Qtr 3: 0; 2013 Qtr 4: 12 | 12 | 1
3224 | 416222 - Pkg AC 65-89k EER=12.0-Rebate | NE-HVAC-airAC-SpltPkg-65to89kBtuh-12p0eer | 7 | Commercial | NON_res:DEER:HVAC_Split-Package_AC | TRUE |  |  | Cap-Tons | ROB | 55.32 | 50 | 0 | 0 | 0 | 5.32 | 128 |  | kWh | 0.0793 | -0.275 | Commercial |  | Winter Only | [6 empty] | Small Boilers (<100 MMBtu/hr Heat Input):Uncontrolled | 15 | 60% | 60% | [11 empty] | 0% | 0% | 100% | 15 | 0 | 0 | 0 | 0 | 0 | 0 | 0 | 0 | 0 | 0 | 2013 Qtr 1: 0; 2013 Qtr 2: 0; 2013 Qtr 3: 0; 2013 Qtr 4: 15 | 15 | 1
3224 | 416224 - Pkg AC 90-134k EER=11.5-UP Stream | NE-HVAC-airAC-SpltPkg-90to134kBtuh-11p5eer | 10 | Commercial | NON_res:DEER:HVAC_Split-Package_AC | TRUE |  |  | Cap-Tons | ROB | 109.71 | 0 | 50 | 0 | 0 | 59.71 | 86.8 |  | kWh | 0.0787 | -0.0359 | Commercial |  | Winter Only | [6 empty] | Small Boilers (<100 MMBtu/hr Heat Input):Uncontrolled | 15 | 85% | 85% | [11 empty] | 0% | 0% | 100% | 8 | 0 | 0 | 0 | 0 | 0 | 0 | 0 | 0 | 0 | 0 | 2013 Qtr 1: 0; 2013 Qtr 2: 0; 2013 Qtr 3: 0; 2013 Qtr 4: 8 | 8 | 1
3224 | 416226 - Pkg AC 90-134k EER=12.0 ER-UP Stream | NE-HVAC-airAC-SpltPkg-90to134kBtuh-12p0eer | 7 | Commercial | NON_res:DEER:HVAC_Split-Package_AC | TRUE |  |  | Cap-Tons | ER | 658.286 | 0 | 125 | 0 | 0 | 533.286 | 804 |  | kWh | 0.309 | -0.124 | Commercial |  | Winter Only | 15 | 150.64 |  | 252 | 0.112 | -0.154 | Small Boilers (<100 MMBtu/hr Heat Input):Uncontrolled | 5 | 85% | 85% | [11 empty] | 0% | 0% | 100% | 10 | 0 | 0 | 0 | 0 | 0 | 0 | 0 | 0 | 0 | 0 | 2013 Qtr 1: 0; 2013 Qtr 2: 0; 2013 Qtr 3: 0; 2013 Qtr 4: 10 | 10 | 1
3224 | 416227 - Pkg AC 90-134k EER=12.0 ER-Rebate | NE-HVAC-airAC-SpltPkg-90to134kBtuh-12p0eer | 10 | Commercial | NON_res:DEER:HVAC_Split-Package_AC | TRUE |  |  | Cap-Tons | ER | 658.286 | 125 | 0 | 0 | 0 | 533.286 | 916 |  | kWh | 0.297 | -3.48 | Commercial |  | Winter Only | 15 | 150.64 |  | 193 | 0.104 | -0.322 | Small Boilers (<100 MMBtu/hr Heat Input):Uncontrolled | 5 | 85% | 85% | [11 empty] | 0% | 0% | 100% | 22.5 | 0 | 0 | 0 | 0 | 0 | 0 | 0 | 0 | 0 | 0 | 2013 Qtr 1: 0; 2013 Qtr 2: 0; 2013 Qtr 3: 0; 2013 Qtr 4: 22.5 | 22.5 | 1
3224 | 416228 - Pkg AC 90-134k EER=12.0-UP Stream | NE-HVAC-airAC-SpltPkg-90to134kBtuh-12p0eer | 10 | Commercial | NON_res:DEER:HVAC_Split-Package_AC | TRUE |  |  | Cap-Tons | ROB | 150.64 | 0 | 50 | 0 | 0 | 100.64 | 121.7874 |  | kWh | 0.066283 | 0.052993 | Commercial |  | Winter Only | [6 empty] | Small Boilers (<100 MMBtu/hr Heat Input):Uncontrolled | 15 | 85% | 85% | [11 empty] | 0% | 0% | 100% | 63.5 | 0 | 0 | 0 | 0 | 0 | 0 | 0 | 0 | 0 | 0 | 2013 Qtr 1: 0; 2013 Qtr 2: 0; 2013 Qtr 3: 0; 2013 Qtr 4: 63.5 | 63.5 | 1
3224 | 416228 - Pkg AC 90-134k EER=12.0-UP Stream | NE-HVAC-airAC-SpltPkg-90to134kBtuh-12p0eer | 7 | Commercial | NON_res:DEER:HVAC_Split-Package_AC | TRUE |  |  | Cap-Tons | ROB | 150.641 | 0 | 50 | 0 | 0 | 100.641 | 112.8944 |  | kWh | 0.081322 | -0.18386 | Commercial |  | Winter Only | [6 empty] | Small Boilers (<100 MMBtu/hr Heat Input):Uncontrolled | 15 | 85% | 85% | [11 empty] | 0% | 0% | 100% | 45 | 0 | 0 | 0 | 0 | 0 | 0 | 0 | 0 | 0 | 0 | 2013 Qtr 1: 0; 2013 Qtr 2: 0; 2013 Qtr 3: 0; 2013 Qtr 4: 45 | 45 | 1
3224 | 416229 - Pkg AC 90-134k EER=12.0-Rebate | NE-HVAC-airAC-SpltPkg-90to134kBtuh-12p0eer | 7 | Commercial | NON_res:DEER:HVAC_Split-Package_AC | TRUE |  |  | Cap-Tons | ROB | 150.64 | 50 | 0 | 0 | 0 | 100.64 | 123 |  | kWh | 0.0807 | -0.273 | Commercial |  | Winter Only | [6 empty] | Small Boilers (<100 MMBtu/hr Heat Input):Uncontrolled | 15 | 60% | 60% | [11 empty] | 0% | 0% | 100% | 127.5 | 0 | 0 | 0 | 0 | 0 | 0 | 0 | 0 | 0 | 0 | 2013 Qtr 1: 0; 2013 Qtr 2: 0; 2013 Qtr 3: 0; 2013 Qtr 4: 127.5 | 127.5 | 1
3224 | 416240 - Pkg HP 240-759k EER=10.5-UP Stream | dxHP-pkgEER-240to759kBtuh-10p5eer-3p2cop | 7 | Commercial | NON_res:DEER:HVAC_Split-Package_HP | TRUE |  |  | Cap-Tons | ROB | 192.65 | 0 | 50 | 0 | 0 | 142.65 | 79.9333 |  | kWh | 0.065456 | 0 | Commercial |  | Winter Only | [6 empty] | Small Boilers (<100 MMBtu/hr Heat Input):Uncontrolled | 15 | 85% | 85% | [11 empty] | 0% | 0% | 0% | 270 | 0 | 0 | 0 | 0 | 0 | 0 | 0 | 0 | 0 | 0 | 2013 Qtr 1: 0; 2013 Qtr 2: 0; 2013 Qtr 3: 0; 2013 Qtr 4: 270 | 270 | 1
3224 | 416281 - Packaged Terminal AC 7-15k ER-Rebate | D03-099 | 7 | Commercial | NON_res:DEER:HVAC_Split-Package_AC | TRUE |  |  | Cap-Tons | ER | 763 | 200 | 0 | 0 | 0 | 563 | 636 |  | kWh | 0.251 | 0 | Commercial |  | Winter Only | 15 | 143 |  | 382 | 0.151 | 0 | Small Boilers (<100 MMBtu/hr Heat Input):Uncontrolled | 5 | 85% | 85% | [11 empty] | 0% | 0% | 0% | 4.5 | 0 | 0 | 0 | 0 | 0 | 0 | 0 | 0 | 0 | 0 | 2013 Qtr 1: 0; 2013 Qtr 2: 0; 2013 Qtr 3: 0; 2013 Qtr 4: 4.5 | 4.5 | 1
3224 | 416282 - Packaged Terminal AC 7-15k-Rebate | D03-099 | 7 | Commercial | NON_res:DEER:HVAC_Split-Package_AC | TRUE |  |  | Cap-Tons | ROB | 44 | 35 | 0 | 0 | 0 | 9 | 382 |  | kWh | 0.151 | 0 | Commercial |  | Winter Only | [6 empty] | Small Boilers (<100 MMBtu/hr Heat Input):Uncontrolled | 15 | 60% | 60% | [11 empty] | 0% | 0% | 0% | 3.75 | 0 | 0 | 0 | 0 | 0 | 0 | 0 | 0 | 0 | 0 | 2013 Qtr 1: 0; 2013 Qtr 2: 0; 2013 Qtr 3: 0; 2013 Qtr 4: 3.75 | 3.75 | 1
3224 | 416287 - Packaged Terminal HP 7-15k ER-Rebate | D03-101 | 7 | Commercial | NON_res:DEER:HVAC_Split-Package_HP | TRUE |  |  | Cap-Tons | ER | 1063 | 200 | 0 | 0 | 0 | 863 | 603 |  | kWh | 0.237 | 0 | Commercial |  | Winter Only | 15 | 353 |  | 371 | 0.146 | 0 | Small Boilers (<100 MMBtu/hr Heat Input):Uncontrolled | 5 | 85% | 85% | [11 empty] | 0% | 0% | 0% | 324 | 0 | 0 | 0 | 0 | 0 | 0 | 0 | 0 | 0 | 0 | 2013 Qtr 1: 0; 2013 Qtr 2: 0; 2013 Qtr 3: 0; 2013 Qtr 4: 324 | 324 | 1
3224 | 416288 - Packaged Terminal HP 7-15k-Rebate | D03-101 | 7 | Commercial | NON_res:DEER:HVAC_Split-Package_HP | TRUE |  |  | Cap-Tons | ROB | 353 | 100 | 0 | 0 | 0 | 253 | 362.2727 |  | kWh | 0.14418 | 0 | Commercial |  | Winter Only | [6 empty] | Small Boilers (<100 MMBtu/hr Heat Input):Uncontrolled | 15 | 60% | 60% | [11 empty] | 0% | 0% | 0% | 27.5 | 0 | 0 | 0 | 0 | 0 | 0 | 0 | 0 | 0 | 0 | 2013 Qtr 1: 0; 2013 Qtr 2: 0; 2013 Qtr 3: 0; 2013 Qtr 4: 27.5 | 27.5 | 1
3224 | 416291 - Comb Condenser Fan Coil-DI | WPSDGENRHC1040-Rev00-Msr001 | 10 | Commercial | NON_res:DEER:HVAC_Refrig_Charge | TRUE |  |  | Ton | ROB | 0.964 | 0 | 0.963 | 0 | 0 | 0.001 | 52.4128 |  | kWh | 0.014853 | 0 | Commercial |  | Winter Only | [6 empty] | Small Boilers (<100 MMBtu/hr Heat Input):Uncontrolled | 3 | 73% | 73% |  |  |  | 67% | [7 empty] | 0% | 0% | 0% | 109 | 0 | 0 | 0 | 0 | 0 | 0 | 0 | 0 | 0 | 0 | 2013 Qtr 1: 0; 2013 Qtr 2: 0; 2013 Qtr 3: 0; 2013 Qtr 4: 109 | 109 | 1
3224 | 416291 - Comb Condenser Fan Coil-DI | WPSDGENRHC1040-Rev00-Msr001 | 7 | Commercial | NON_res:DEER:HVAC_Refrig_Charge | TRUE |  |  | Ton | ROB | 0.704 | 0 | 0.704 | 0 | 0 | 0 | 37.2926 |  | kWh | 0.010667 | 0 | Commercial |  | Winter Only | [6 empty] | Small Boilers (<100 MMBtu/hr Heat Input):Uncontrolled | 3 | 73% | 73% |  |  |  | 67% | [7 empty] | 0% | 0% | 0% | 135 | 0 | 0 | 0 | 0 | 0 | 0 | 0 | 0 | 0 | 0 | 2013 Qtr 1: 0; 2013 Qtr 2: 1; 2013 Qtr 3: 0; 2013 Qtr 4: 134 | 135 | 1
3224 | 416305 - Commercial Packaged Economizer Retrofit-UP Stream | D03-058 | System | Commercial | NON_res:DEER:HVAC_Split-Package_AC | TRUE |  |  | Cap-Tons | ROB | 81.36 | 0 | 50 | 0 | 0 | 31.36 | 372 |  | kWh | 0.00271 | -0.00863 | Commercial |  | Winter Only | [6 empty] | Small Boilers (<100 MMBtu/hr Heat Input):Uncontrolled | 10 | 60% | 60% | [11 empty] | 0% | 0% | 0% | 85 | 0 | 0 | 0 | 0 | 0 | 0 | 0 | 0 | 0 | 0 | 2013 Qtr 1: 0; 2013 Qtr 2: 0; 2013 Qtr 3: 0; 2013 Qtr 4: 85 | 85 | 1
3224 | 416330 - Split AC <65k Single Phase SEER = 14.0-UP Stream | NE-HVAC-airAC-Split-lt65kBtuh-14p0seer | 7 | Commercial | NON_res:DEER:HVAC_Split-Package_AC | TRUE |  |  | Cap-Tons | ROB | 113.1 | 0 | 50 | 0 | 0 | 63.1 | 196 |  | kWh | 0.0675 | -0.0427 | Commercial |  | Winter Only | [6 empty] | Small Boilers (<100 MMBtu/hr Heat Input):Uncontrolled | 15 | 85% | 85% | [11 empty] | 0% | 0% | 100% | 2 | 0 | 0 | 0 | 0 | 0 | 0 | 0 | 0 | 0 | 0 | 2013 Qtr 1: 0; 2013 Qtr 2: 0; 2013 Qtr 3: 0; 2013 Qtr 4: 2 | 2 | 1
3224 | 416331 - Split AC <65k Single Phase SEER = 14.0-Rebate | NE-HVAC-airAC-Split-lt65kBtuh-14p0seer | 7 | Commercial | NON_res:DEER:HVAC_Split-Package_AC | TRUE |  |  | Cap-Tons | ROB | 113.1 | 50 | 0 | 0 | 0 | 63.1 | 154 |  | kWh | 0.0555 | -1.13 | Commercial |  | Winter Only | [6 empty] | Small Boilers (<100 MMBtu/hr Heat Input):Uncontrolled | 15 | 60% | 60% | [11 empty] | 0% | 0% | 100% | 40 | 0 | 0 | 0 | 0 | 0 | 0 | 0 | 0 | 0 | 0 | 2013 Qtr 1: 0; 2013 Qtr 2: 0; 2013 Qtr 3: 0; 2013 Qtr 4: 40 | 40 | 1
3224 | 416359 - PTAC/PTHP Controllers EMS-DI | WPSDGENRHC1050-Rev00-Msr001 | 10 | Commercial | NON_res:DEER:HVAC_Split-Package_HP | TRUE |  |  | Ton | RET | 250 | 0 | 0 | 50 | 200 | 0 | 463 |  | kWh | 0.237 | 0 | Commercial |  | Winter Only | [6 empty] | Small Boilers (<100 MMBtu/hr Heat Input):Uncontrolled | 11 | 60% | 60% | [11 empty] | 0% | 0% | 0% | 118 | 0 | 0 | 0 | 0 | 0 | 0 | 0 | 0 | 0 | 0 | 2013 Qtr 1: 0; 2013 Qtr 2: 118; 2013 Qtr 3: 0; 2013 Qtr 4: 0 | 118 | 1
3224 | 416359 - PTAC/PTHP Controllers EMS-DI | WPSDGENRHC1050-Rev00-Msr001 | 7 | Commercial | NON_res:DEER:HVAC_Split-Package_HP | TRUE |  |  | Ton | RET | 250 | 0 | 0 | 50 | 200 | 0 | 481 |  | kWh | 0.198 | 0 | Commercial |  | Winter Only | [6 empty] | Small Boilers (<100 MMBtu/hr Heat Input):Uncontrolled | 11 | 60% | 60% | [11 empty] | 0% | 0% | 0% | 817.75 | 0 | 0 | 0 | 0 | 0 | 0 | 0 | 0 | 0 | 0 | 2013 Qtr 1: 0; 2013 Qtr 2: 426.25; 2013 Qtr 3: 0; 2013 Qtr 4: 391.5 | 817.75 | 1
3224 | 416361 - PTAC/PTHP Controllers ACC-DI | WPSDGENRHC1051-Rev00-Msr001 | 7 | Commercial | NON_res:DEER:HVAC_Split-Package_HP | TRUE |  |  | Ton | RET | 250 | 0 | 0 | 50 | 200 | 0 | 644.8404 |  | kWh | 0.24816 | 0 | Commercial |  | Winter Only | [6 empty] | Small Boilers (<100 MMBtu/hr Heat Input):Uncontrolled | 11 | 60% | 60% | [11 empty] | 0% | 0% | 0% | 4.75 | 0 | 0 | 0 | 0 | 0 | 0 | 0 | 0 | 0 | 0 | 2013 Qtr 1: 0; 2013 Qtr 2: 0; 2013 Qtr 3: 0; 2013 Qtr 4: 4.75 | 4.75 | 1
3224 | 416363 - Amana PTAC/PTHP Controllers EMS-DI | WPSDGENRHC1050-Rev00-Msr001 | 7 | Commercial | NON_res:DEER:HVAC_Split-Package_HP | TRUE |  |  | Ton | RET | 150 | 0 | 0 | 50 | 100 | 0 | 481 |  | kWh | 0.198 | 0 | Commercial |  | Winter Only | [6 empty] | Small Boilers (<100 MMBtu/hr Heat Input):Uncontrolled | 11 | 60% | 60% | [11 empty] | 0% | 0% | 0% | 344.75 | 0 | 0 | 0 | 0 | 0 | 0 | 0 | 0 | 0 | 0 | 2013 Qtr 1: 0; 2013 Qtr 2: 0; 2013 Qtr 3: 0; 2013 Qtr 4: 344.75 | 344.75 | 1
3224 | 416381 - Commercial Coil Cleaning Less than 3 tons - Incentive | WP_NoSavings-Rev00-Msr001 | System | Commercial | 35-OTI-OtherIndustrial-PROC_OTH | TRUE |  |  | Unit | RET | 0 | 30.729 | 0 | 0 | 0 | -30.729 | 0 |  | kWh | 0 | 0 | Commercial |  | Winter Only | [6 empty] | Small Boilers (<100 MMBtu/hr Heat Input):Uncontrolled | 0 | 73% | 73% | [11 empty] | 0% | 0% | 0% | 1695 | 0 | 0 | 0 | 0 | 0 | 0 | 0 | 0 | 0 | 0 | 2013 Qtr 1: 0; 2013 Qtr 2: 136; 2013 Qtr 3: 57; 2013 Qtr 4: 1502 | 1695 | 1
3224 | 416382 - Commercial Coil Cleaning 3 to 5 tons - Incentive | WP_NoSavings-Rev00-Msr001 | System | Commercial | 35-OTI-OtherIndustrial-PROC_OTH | TRUE |  |  | Unit | RET | 0 | 33.903 | 0 | 0 | 0 | -33.903 | 0 |  | kWh | 0 | 0 | Commercial |  | Winter Only | [6 empty] | Small Boilers (<100 MMBtu/hr Heat Input):Uncontrolled | 0 | 73% | 73% | [11 empty] | 0% | 0% | 0% | 11800.5 | 0 | 0 | 0 | 0 | 0 | 0 | 0 | 0 | 0 | 0 | 2013 Qtr 1: 0; 2013 Qtr 2: 556; 2013 Qtr 3: 226; 2013 Qtr 4: 11018.5 | 11800.5 | 1
3224 | 416383 - Commercial Coil Cleaning over 25 tons - Incentive | WP_NoSavings-Rev00-Msr001 | System | Commercial | 35-OTI-OtherIndustrial-PROC_OTH | TRUE |  |  | Unit | RET | 0 | 5.731 | 0 | 0 | 0 | -5.731 | 0 |  | kWh | 0 | 0 | Commercial |  | Winter Only | [6 empty] | Small Boilers (<100 MMBtu/hr Heat Input):Uncontrolled | 0 | 73% | 73% | [11 empty] | 0% | 0% | 0% | 602 | 0 | 0 | 0 | 0 | 0 | 0 | 0 | 0 | 0 | 0 | 2013 Qtr 1: 0; 2013 Qtr 2: 6; 2013 Qtr 3: 2; 2013 Qtr 4: 594 | 602 | 1
3224 | 416384 - Commercial Condenser Coil Cleaning (Typical Unit) Savings Only | WPSDGENRHC1020-Rev00-Msr001 | 10 | Commercial | NON_res:DEER:HVAC_Refrig_Charge | TRUE |  |  | Ton | ROB | 0 | 0 | 0 | 0 | 0 | 0 | 225.0245 |  | kWh | 0.065782 | 0 | Commercial |  | Winter Only | [6 empty] | Small Boilers (<100 MMBtu/hr Heat Input):Uncontrolled | 3 | 73% | 73% |  |  |  | 67% | [7 empty] | 0% | 0% | 0% | 7058.5 | 0 | 0 | 0 | 0 | 0 | 0 | 0 | 0 | 0 | 0 | 2013 Qtr 1: 0; 2013 Qtr 2: 975; 2013 Qtr 3: 679; 2013 Qtr 4: 5404.5 | 7058.5 | 1
3224 | 416384 - Commercial Condenser Coil Cleaning (Typical Unit) Savings Only | WPSDGENRHC1020-Rev00-Msr001 | 7 | Commercial | NON_res:DEER:HVAC_Refrig_Charge | TRUE |  |  | Ton | ROB | 0 | 0 | 0 | 0 | 0 | 0 | 170.8902 |  | kWh | 0.060634 | 0 | Commercial |  | Winter Only | [6 empty] | Small Boilers (<100 MMBtu/hr Heat Input):Uncontrolled | 3 | 73% | 73% |  |  |  | 67% | [7 empty] | 0% | 0% | 0% | 18109.5 | 0 | 0 | 0 | 0 | 0 | 0 | 0 | 0 | 0 | 0 | 2013 Qtr 1: 0; 2013 Qtr 2: 3443; 2013 Qtr 3: 905.5; 2013 Qtr 4: 13761 | 18109.5 | 1
3224 | 416394 - RCA Refr Chg Less than 3 tons-Incentive | WP_NoSavings-Rev00-Msr001 | System | Commercial | 35-OTI-OtherIndustrial-PROC_OTH | TRUE |  |  | Unit | RET | 0 | 53.132 | 0 | 0 | 0 | -53.132 | 0 |  | kWh | 0 | 0 | Commercial |  | Winter Only | [6 empty] | Small Boilers (<100 MMBtu/hr Heat Input):Uncontrolled | 0 | 73% | 73% |  |  |  | 67% | [7 empty] | 0% | 0% | 0% | 1173.5 | 0 | 0 | 0 | 0 | 0 | 0 | 0 | 0 | 0 | 0 | 2013 Qtr 1: 0; 2013 Qtr 2: 107; 2013 Qtr 3: 39; 2013 Qtr 4: 1027.5 | 1173.5 | 1
3224 | 416395 - Commercial Coil Cleaning 6 to 25 tons - Incentive | WP_NoSavings-Rev00-Msr001 | System | Commercial | 35-OTI-OtherIndustrial-PROC_OTH | TRUE |  |  | Unit | RET | 0 | 18.408 | 0 | 0 | 0 | -18.408 | 0 |  | kWh | 0 | 0 | Commercial |  | Winter Only | [6 empty] | Small Boilers (<100 MMBtu/hr Heat Input):Uncontrolled | 0 | 73% | 73% | [11 empty] | 0% | 0% | 0% | 5452 | 0 | 0 | 0 | 0 | 0 | 0 | 0 | 0 | 0 | 0 | 2013 Qtr 1: 0; 2013 Qtr 2: 166; 2013 Qtr 3: 48; 2013 Qtr 4: 5238 | 5452 | 1
3224 | 416396 - RCA Refr Chg - 3 to 5 tons-Incentive | WP_NoSavings-Rev00-Msr001 | System | Commercial | 35-OTI-OtherIndustrial-PROC_OTH | TRUE |  |  | Unit | RET | 0 | 37.526 | 0 | 0 | 0 | -37.526 | 0 |  | kWh | 0 | 0 | Commercial |  | Winter Only | [6 empty] | Small Boilers (<100 MMBtu/hr Heat Input):Uncontrolled | 0 | 73% | 73% |  |  |  | 67% | [7 empty] | 0% | 0% | 0% | 8867.5 | 0 | 0 | 0 | 0 | 0 | 0 | 0 | 0 | 0 | 0 | 2013 Qtr 1: 0; 2013 Qtr 2: 486; 2013 Qtr 3: 190; 2013 Qtr 4: 8191.5 | 8867.5 | 1
3224 | 416397 - RCA Refr Chg - 6 to 25 tons-Incentive | WP_NoSavings-Rev00-Msr001 | System | Commercial | 35-OTI-OtherIndustrial-PROC_OTH | TRUE |  |  | Unit | RET | 0 | 28.731 | 0 | 0 | 0 | -28.731 | 0 |  | kWh | 0 | 0 | Commercial |  | Winter Only | [6 empty] | Small Boilers (<100 MMBtu/hr Heat Input):Uncontrolled | 0 | 73% | 73% |  |  |  | 67% | [7 empty] | 0% | 0% | 0% | 4197.5 | 0 | 0 | 0 | 0 | 0 | 0 | 0 | 0 | 0 | 0 | 2013 Qtr 1: 0; 2013 Qtr 2: 120; 2013 Qtr 3: 46; 2013 Qtr 4: 4031.5 | 4197.5 | 1
3224 | 416398 - RCA Refr Chg - over 25 tons-Incentive | WP_NoSavings-Rev00-Msr001 | System | Commercial | 35-OTI-OtherIndustrial-PROC_OTH | TRUE |  |  | Unit | RET | 0 | 9.909 | 0 | 0 | 0 | -9.909 | 0 |  | kWh | 0 | 0 | Commercial |  | Winter Only | [6 empty] | Small Boilers (<100 MMBtu/hr Heat Input):Uncontrolled | 0 | 73% | 73% |  |  |  | 67% | [7 empty] | 0% | 0% | 0% | 551 | 0 | 0 | 0 | 0 | 0 | 0 | 0 | 0 | 0 | 0 | 2013 Qtr 1: 0; 2013 Qtr 2: 5; 2013 Qtr 3: 2; 2013 Qtr 4: 544 | 551 | 1
3224 | 416404 - Commercial Evaporator Coil Cleaning - Savings Only 2013 | WPSDGENRHC1010-Rev00-Msr001 | 10 | Commercial | NON_res:DEER:HVAC_Refrig_Charge | TRUE |  |  | ton | ROB | 0 | 0 | 0 | 0 | 0 | 0 | 87.6983 |  | kWh | 0.026815 | 0 | Commercial |  | Winter Only | [6 empty] | Small Boilers (<100 MMBtu/hr Heat Input):Uncontrolled | 3 | 73% | 73% |  |  |  | 67% | [7 empty] | 0% | 0% | 0% | 5128 | 0 | 0 | 0 | 0 | 0 | 0 | 0 | 0 | 0 | 0 | 2013 Qtr 1: 0; 2013 Qtr 2: 678.5; 2013 Qtr 3: 268; 2013 Qtr 4: 4181.5 | 5128 | 1
3224 | 416404 - Commercial Evaporator Coil Cleaning - Savings Only 2013 | WPSDGENRHC1010-Rev00-Msr001 | 7 | Commercial | NON_res:DEER:HVAC_Refrig_Charge | TRUE |  |  | ton | ROB | 0 | 0 | 0 | 0 | 0 | 0 | 62.5369 |  | kWh | 0.018516 | 0 | Commercial |  | Winter Only | [6 empty] | Small Boilers (<100 MMBtu/hr Heat Input):Uncontrolled | 3 | 73% | 73% |  |  |  | 67% | [7 empty] | 0% | 0% | 0% | 15320.5 | 0 | 0 | 0 | 0 | 0 | 0 | 0 | 0 | 0 | 0 | 2013 Qtr 1: 0; 2013 Qtr 2: 2431; 2013 Qtr 3: 634; 2013 Qtr 4: 12255.5 | 15320.5 | 1
3224 | 416409 - RCA Inc Refr Chg - Savings Only | Com-RefrigCharge-wtd | 10 | Commercial | NON_res:DEER:HVAC_Refrig_Charge | TRUE |  |  | Cap-Tons | RET | 0 | 0 | 0 | 0 | 0 | 0 | 157.0237 |  | kWh | 0.088926 | -0.016088 | Commercial |  | Winter Only | [6 empty] | Small Boilers (<100 MMBtu/hr Heat Input):Uncontrolled | 10 | 73% | 73% |  |  |  | 67% | [7 empty] | 0% | 0% | 0% | 5453 | 0 | 0 | 0 | 0 | 0 | 0 | 0 | 0 | 0 | 0 | 2013 Qtr 1: 0; 2013 Qtr 2: 739.5; 2013 Qtr 3: 585; 2013 Qtr 4: 4128.5 | 5453 | 1
3224 | 416409 - RCA Inc Refr Chg - Savings Only | Com-RefrigCharge-wtd | 7 | Commercial | NON_res:DEER:HVAC_Refrig_Charge | TRUE |  |  | Cap-Tons | RET | 0 | 0 | 0 | 0 | 0 | 0 | 93.0971 |  | kWh | 0.08786 | -0.010079 | Commercial |  | Winter Only | [6 empty] | Small Boilers (<100 MMBtu/hr Heat Input):Uncontrolled | 10 | 73% | 73% |  |  |  | 67% | [7 empty] | 0% | 0% | 0% | 9846 | 0 | 0 | 0 | 0 | 0 | 0 | 0 | 0 | 0 | 0 | 2013 Qtr 1: 0; 2013 Qtr 2: 2733.5; 2013 Qtr 3: 814.5; 2013 Qtr 4: 6298 | 9846 | 1
3224 | 416409 - RCA Inc Refr Chg - Savings Only | Com-RefrigCharge-wtd | System | Commercial | NON_res:DEER:HVAC_Refrig_Charge | TRUE |  |  | Cap-Tons | RET | 0 | 0 | 0 | 0 | 0 | 0 | 66.5132 |  | kWh | 0.07747 | -0.009319 | Commercial |  | Winter Only | [6 empty] | Small Boilers (<100 MMBtu/hr Heat Input):Uncontrolled | 10 | 73% | 73% |  |  |  | 67% | [7 empty] | 0% | 0% | 0% | 4090.5 | 0 | 0 | 0 | 0 | 0 | 0 | 0 | 0 | 0 | 0 | 2013 Qtr 1: 0; 2013 Qtr 2: 106.5; 2013 Qtr 3: 0; 2013 Qtr 4: 3984 | 4090.5 | 1
3224 | 416410 - RCA Test Only Less than 3 tons - Incentive | WP_NoSavings-Rev00-Msr001 | System | Commercial | 35-OTI-OtherIndustrial-PROC_OTH | TRUE |  |  | Unit | RET | 0 | 15.743 | 0 | 0 | 0 | -15.743 | 0 |  | kWh | 0 | 0 | Commercial |  | Winter Only | [6 empty] | Small Boilers (<100 MMBtu/hr Heat Input):Uncontrolled | 0 | 73% | 73% |  |  |  | 67% | [7 empty] | 0% | 0% | 0% | 740 | 0 | 0 | 0 | 0 | 0 | 0 | 0 | 0 | 0 | 0 | 2013 Qtr 1: 0; 2013 Qtr 2: 136; 2013 Qtr 3: 57; 2013 Qtr 4: 547 | 740 | 1
3224 | 416412 - RCA Test Only 3 to 5 tons - Incentive | WP_NoSavings-Rev00-Msr001 | System | Commercial | 35-OTI-OtherIndustrial-PROC_OTH | TRUE |  |  | Unit | RET | 0 | 7.705 | 0 | 0 | 0 | -7.705 | 0 |  | kWh | 0 | 0 | Commercial |  | Winter Only | [6 empty] | Small Boilers (<100 MMBtu/hr Heat Input):Uncontrolled | 0 | 73% | 73% |  |  |  | 67% | [7 empty] | 0% | 0% | 0% | 11800.5 | 0 | 0 | 0 | 0 | 0 | 0 | 0 | 0 | 0 | 0 | 2013 Qtr 1: 0; 2013 Qtr 2: 556; 2013 Qtr 3: 226; 2013 Qtr 4: 11018.5 | 11800.5 | 1
3224 | 416413 - Fan Maintenance Only 3 to 5 tons - Incentive | WP_NoSavings-Rev00-Msr001 | System | Commercial | 35-OTI-OtherIndustrial-PROC_OTH | TRUE |  |  | Unit | RET | 0 | 5.435 | 0 | 0 | 0 | -5.435 | 0 |  | kWh | 0 | 0 | Commercial |  | Winter Only | [6 empty] | Small Boilers (<100 MMBtu/hr Heat Input):Uncontrolled | 0 | 73% | 73% | [11 empty] | 0% | 0% | 0% | 23 | 0 | 0 | 0 | 0 | 0 | 0 | 0 | 0 | 0 | 0 | 2013 Qtr 1: 0; 2013 Qtr 2: 0; 2013 Qtr 3: 0; 2013 Qtr 4: 23 | 23 | 0
3224 | 416414 - RCA Test Only 6 to 25 tons - Incentive | WP_NoSavings-Rev00-Msr001 | System | Commercial | 35-OTI-OtherIndustrial-PROC_OTH | TRUE |  |  | Unit | RET | 0 | 4.956 | 0 | 0 | 0 | -4.956 | 0 |  | kWh | 0 | 0 | Commercial |  | Winter Only | [6 empty] | Small Boilers (<100 MMBtu/hr Heat Input):Uncontrolled | 0 | 73% | 73% |  |  |  | 67% | [7 empty] | 0% | 0% | 0% | 5452 | 0 | 0 | 0 | 0 | 0 | 0 | 0 | 0 | 0 | 0 | 2013 Qtr 1: 0; 2013 Qtr 2: 166; 2013 Qtr 3: 48; 2013 Qtr 4: 5238 | 5452 | 0
3224 | 416415 - Fan Maintenance Only - 6 to 25 tons - Incentive | WP_NoSavings-Rev00-Msr001 | System | Commercial | 35-OTI-OtherIndustrial-PROC_OTH | TRUE |  |  | Unit | RET | 0 | 1.858 | 0 | 0 | 0 | -1.858 | 0 |  | kWh | 0 | 0 | Commercial |  | Winter Only | [6 empty] | Small Boilers (<100 MMBtu/hr Heat Input):Uncontrolled | 0 | 73% | 73% | [11 empty] | 0% | 0% | 0% | 169.5 | 0 | 0 | 0 | 0 | 0 | 0 | 0 | 0 | 0 | 0 | 2013 Qtr 1: 0; 2013 Qtr 2: 0; 2013 Qtr 3: 0; 2013 Qtr 4: 169.5 | 169.5 | 0
3224 | 416416 - RCA Test Only - Over 25 tons - Incentive | WP_NoSavings-Rev00-Msr001 | System | Commercial | 35-OTI-OtherIndustrial-PROC_OTH | TRUE |  |  | Unit | RET | 0 | 1.719 | 0 | 0 | 0 | -1.719 | 0 |  | kWh | 0 | 0 | Commercial |  | Winter Only | [6 empty] | Small Boilers (<100 MMBtu/hr Heat Input):Uncontrolled | 0 | 73% | 73% |  |  |  | 67% | [7 empty] | 0% | 0% | 0% | 602 | 0 | 0 | 0 | 0 | 0 | 0 | 0 | 0 | 0 | 0 | 2013 Qtr 1: 0; 2013 Qtr 2: 6; 2013 Qtr 3: 2; 2013 Qtr 4: 594 | 602 | 0
3224 | 416418 - Thermostat - Adjust - Incentive | WP_NoSavings-Rev00-Msr001 | System | Commercial | 35-OTI-OtherIndustrial-PROC_OTH | TRUE |  |  | Unit | RET | 0 | 2.685 | 0 | 0 | 0 | -2.685 | 0 |  | kWh | 0 | 0 | Commercial |  | Winter Only | [6 empty] | Small Boilers (<100 MMBtu/hr Heat Input):Uncontrolled | 0 | 60% | 60% | [11 empty] | 0% | 0% | 0% | 391 | 0 | 0 | 0 | 0 | 0 | 0 | 0 | 0 | 0 | 0 | 2013 Qtr 1: 0; 2013 Qtr 2: 0; 2013 Qtr 3: 0; 2013 Qtr 4: 391 | 391 | 1
3224 | 461793 - Customer Service and Maintenance Agreement Incentives | WP_NoSavings-Rev00-Msr001 | System | Commercial | 35-OTI-OtherIndustrial-PROC_OTH | TRUE |  |  | Unit | RET | 0 | 130.105 | 0 | 0 | 0 | -130.105 | 0 |  | kWh | 0 | 0 | Commercial |  | Winter Only | [6 empty] | Small Boilers (<100 MMBtu/hr Heat Input):Uncontrolled | 0 | 70% | 70% | [11 empty] | 0% | 0% | 0% | 104 | 0 | 0 | 0 | 0 | 0 | 0 | 0 | 0 | 0 | 0 | 2013 Qtr 1: 0; 2013 Qtr 2: 0; 2013 Qtr 3: 0; 2013 Qtr 4: 104 | 104 | 1
3226 | 428002 - Small Pkg AC, increase refrigerant charge from typical under-charge to factory specified level | Com-RefrigCharge-wtd | 10 | Commercial | NON_res:DEER:HVAC_Split-Package_AC | TRUE |  |  | Cap-Tons | RET | 47.965 | 0 | 0 | 31.972 | 15.993 | 1.7764e-15 | 166.7738 |  | kWh | 0.12301 | -0.009325 | Commercial |  | Winter Only | [6 empty] | Small Boilers (<100 MMBtu/hr Heat Input):Uncontrolled | 10 | 73% | 73% |  |  |  | 67% | [7 empty] | 0% | 0% | 100% | 756 | 0 | 0 | 0 | 0 | 0 | 0 | 0 | 0 | 0 | 0 | 2013 Qtr 1: 0; 2013 Qtr 2: 39.5; 2013 Qtr 3: 0; 2013 Qtr 4: 716.5 | 756 | 1
3226 | 428002 - Small Pkg AC, increase refrigerant charge from typical under-charge to factory specified level | Com-RefrigCharge-wtd | 7 | Commercial | NON_res:DEER:HVAC_Split-Package_AC | TRUE |  |  | Cap-Tons | RET | 47.215 | 0 | 0 | 31.472 | 15.742 | 0.001 | 107.5903 |  | kWh | 0.094922 | -0.009489 | Commercial |  | Winter Only | [6 empty] | Small Boilers (<100 MMBtu/hr Heat Input):Uncontrolled | 10 | 73% | 73% |  |  |  | 67% | [7 empty] | 0% | 0% | 100% | 866 | 0 | 0 | 0 | 0 | 0 | 0 | 0 | 0 | 0 | 0 | 2013 Qtr 1: 0; 2013 Qtr 2: 92; 2013 Qtr 3: 0; 2013 Qtr 4: 774 | 866 | 1
3226 | 428002 - Small Pkg AC, increase refrigerant charge from typical under-charge to factory specified level | Com-RefrigCharge-wtd | System | Commercial | NON_res:DEER:HVAC_Split-Package_AC | TRUE |  |  | Cap-Tons | RET | 49.383 | 0 | 0 | 32.918 | 16.465 | 3.5527e-15 | 116.1746 |  | kWh | 0.10386 | -0.010826 | Commercial |  | Winter Only | [6 empty] | Small Boilers (<100 MMBtu/hr Heat Input):Uncontrolled | 10 | 73% | 73% |  |  |  | 67% | [7 empty] | 0% | 0% | 100% | 268 | 0 | 0 | 0 | 0 | 0 | 0 | 0 | 0 | 0 | 0 | 2013 Qtr 1: 0; 2013 Qtr 2: 0; 2013 Qtr 3: 0; 2013 Qtr 4: 268 | 268 | 1
3226 | 428003 - Small Pkg AC, increase refrigerant charge from high under-charge to factory specified level | Com-RefrigCharge-wtd | 10 | Commercial | NON_res:DEER:HVAC_Split-Package_AC | TRUE |  |  | Cap-Tons | RET | 42.195 | 0 | 0 | 28.126 | 14.069 | 0 | 156.0407 |  | kWh | 0.11248 | -0.00887 | Commercial |  | Winter Only | [6 empty] | Small Boilers (<100 MMBtu/hr Heat Input):Uncontrolled | 10 | 73% | 73% |  |  |  | 67% | [7 empty] | 0% | 0% | 100% | 206.5 | 0 | 0 | 0 | 0 | 0 | 0 | 0 | 0 | 0 | 0 | 2013 Qtr 1: 0; 2013 Qtr 2: 30.5; 2013 Qtr 3: 0; 2013 Qtr 4: 176 | 206.5 | 1
3226 | 428003 - Small Pkg AC, increase refrigerant charge from high under-charge to factory specified level | Com-RefrigCharge-wtd | 7 | Commercial | NON_res:DEER:HVAC_Split-Package_AC | TRUE |  |  | Cap-Tons | RET | 41.998 | 0 | 0 | 27.995 | 14.003 | 0 | 109.0016 |  | kWh | 0.094837 | -0.00993 | Commercial |  | Winter Only | [6 empty] | Small Boilers (<100 MMBtu/hr Heat Input):Uncontrolled | 10 | 73% | 73% |  |  |  | 67% | [7 empty] | 0% | 0% | 100% | 402.5 | 0 | 0 | 0 | 0 | 0 | 0 | 0 | 0 | 0 | 0 | 2013 Qtr 1: 0; 2013 Qtr 2: 51.5; 2013 Qtr 3: 0; 2013 Qtr 4: 351 | 402.5 | 1
3226 | 428003 - Small Pkg AC, increase refrigerant charge from high under-charge to factory specified level | Com-RefrigCharge-wtd | System | Commercial | NON_res:DEER:HVAC_Split-Package_AC | TRUE |  |  | Cap-Tons | RET | 46.946 | 0 | 0 | 31.293 | 15.653 | 0 | 130.8485 |  | kWh | 0.12058 | -0.010572 | Commercial |  | Winter Only | [6 empty] | Small Boilers (<100 MMBtu/hr Heat Input):Uncontrolled | 10 | 73% | 73% |  |  |  | 67% | [7 empty] | 0% | 0% | 100% | 33 | 0 | 0 | 0 | 0 | 0 | 0 | 0 | 0 | 0 | 0 | 2013 Qtr 1: 0; 2013 Qtr 2: 5; 2013 Qtr 3: 0; 2013 Qtr 4: 28 | 33 | 1
3226 | 428004 - Small Pkg AC, decrease refrigerant charge from typical over-charge to factory specified level | Com-RefrigCharge-wtd | 10 | Commercial | NON_res:DEER:HVAC_Split-Package_AC | TRUE |  |  | Cap-Tons | RET | 45.406 | 0 | 0 | 30.27 | 15.135 | 0.001 | 171.2377 |  | kWh | 0.12547 | -0.007623 | Commercial |  | Winter Only | [6 empty] | Small Boilers (<100 MMBtu/hr Heat Input):Uncontrolled | 10 | 73% | 73% |  |  |  | 67% | [7 empty] | 0% | 0% | 100% | 355.5 | 0 | 0 | 0 | 0 | 0 | 0 | 0 | 0 | 0 | 0 | 2013 Qtr 1: 0; 2013 Qtr 2: 44.5; 2013 Qtr 3: 0; 2013 Qtr 4: 311 | 355.5 | 1
3226 | 428004 - Small Pkg AC, decrease refrigerant charge from typical over-charge to factory specified level | Com-RefrigCharge-wtd | 7 | Commercial | NON_res:DEER:HVAC_Split-Package_AC | TRUE |  |  | Cap-Tons | RET | 44.795 | 0 | 0 | 29.863 | 14.932 | 1.7764e-15 | 108.7074 |  | kWh | 0.094222 | -0.009606 | Commercial |  | Winter Only | [6 empty] | Small Boilers (<100 MMBtu/hr Heat Input):Uncontrolled | 10 | 73% | 73% |  |  |  | 67% | [7 empty] | 0% | 0% | 100% | 646.5 | 0 | 0 | 0 | 0 | 0 | 0 | 0 | 0 | 0 | 0 | 2013 Qtr 1: 0; 2013 Qtr 2: 48; 2013 Qtr 3: 0; 2013 Qtr 4: 598.5 | 646.5 | 1
3226 | 428004 - Small Pkg AC, decrease refrigerant charge from typical over-charge to factory specified level | Com-RefrigCharge-wtd | System | Commercial | NON_res:DEER:HVAC_Split-Package_AC | TRUE |  |  | Cap-Tons | RET | 47.031 | 0 | 0 | 31.354 | 15.677 | 0 | 114.1616 |  | kWh | 0.11107 | -0.00601 | Commercial |  | Winter Only | [6 empty] | Small Boilers (<100 MMBtu/hr Heat Input):Uncontrolled | 10 | 73% | 73% |  |  |  | 67% | [7 empty] | 0% | 0% | 100% | 148.5 | 0 | 0 | 0 | 0 | 0 | 0 | 0 | 0 | 0 | 0 | 2013 Qtr 1: 0; 2013 Qtr 2: 6; 2013 Qtr 3: 0; 2013 Qtr 4: 142.5 | 148.5 | 1
3226 | 428005 - Small Pkg AC, decrease refrigerant charge from high over-charge to factory specified level | Com-RefrigCharge-wtd | 10 | Commercial | NON_res:DEER:HVAC_Split-Package_AC | TRUE |  |  | Cap-Tons | RET | 48.465 | 0 | 0 | 32.31 | 16.155 | 0 | 179.9521 |  | kWh | 0.093653 | -0.021223 | Commercial |  | Winter Only | [6 empty] | Small Boilers (<100 MMBtu/hr Heat Input):Uncontrolled | 10 | 73% | 73% |  |  |  | 67% | [7 empty] | 0% | 0% | 100% | 83.5 | 0 | 0 | 0 | 0 | 0 | 0 | 0 | 0 | 0 | 0 | 2013 Qtr 1: 0; 2013 Qtr 2: 0; 2013 Qtr 3: 0; 2013 Qtr 4: 83.5 | 83.5 | 1
3226 | 428005 - Small Pkg AC, decrease refrigerant charge from high over-charge to factory specified level | Com-RefrigCharge-wtd | 7 | Commercial | NON_res:DEER:HVAC_Split-Package_AC | TRUE |  |  | Cap-Tons | RET | 43.268 | 0 | 0 | 28.845 | 14.422 | 0.001 | 110.4479 |  | kWh | 0.094244 | -0.010685 | Commercial |  | Winter Only | [6 empty] | Small Boilers (<100 MMBtu/hr Heat Input):Uncontrolled | 10 | 73% | 73% |  |  |  | 67% | [7 empty] | 0% | 0% | 100% | 179.5 | 0 | 0 | 0 | 0 | 0 | 0 | 0 | 0 | 0 | 0 | 2013 Qtr 1: 0; 2013 Qtr 2: 15.5; 2013 Qtr 3: 0; 2013 Qtr 4: 164 | 179.5 | 1
3226 | 428005 - Small Pkg AC, decrease refrigerant charge from high over-charge to factory specified level | Com-RefrigCharge-wtd | System | Commercial | NON_res:DEER:HVAC_Split-Package_AC | TRUE |  |  | Cap-Tons | RET | 50 | 0 | 0 | 33.333 | 16.667 | 0 | 104.7515 |  | kWh | 0.090373 | -0.005485 | Commercial |  | Winter Only | [6 empty] | Small Boilers (<100 MMBtu/hr Heat Input):Uncontrolled | 10 | 73% | 73% |  |  |  | 67% | [7 empty] | 0% | 0% | 100% | 33 | 0 | 0 | 0 | 0 | 0 | 0 | 0 | 0 | 0 | 0 | 2013 Qtr 1: 0; 2013 Qtr 2: 0; 2013 Qtr 3: 0; 2013 Qtr 4: 33 | 33 | 0
3226 | 428006 - Replaced refrig. line insulation (A/C) | WPSDGENRRN1000-Rev00-Msr001 | System | Commercial | 01-ALC-AllCommercial-Refrig | TRUE |  |  | linear ft | ROB | 10.113 | 0 | 0 | 6.741 | 3.371 | 0.001 | 3.469 |  | kWh | 0.00045 | 0 | Commercial |  | Winter Only | [6 empty] | Small Boilers (<100 MMBtu/hr Heat Input):Uncontrolled | 13 | 60% | 60% | [11 empty] | 0% | 0% | 100% | 1300.5 | 0 | 0 | 0 | 0 | 0 | 0 | 0 | 0 | 0 | 0 | 2013 Qtr 1: 0; 2013 Qtr 2: 87; 2013 Qtr 3: 0; 2013 Qtr 4: 1213.5 | 1300.5 | 0
3226 | 428008 - Cleaned Condenser Coil | WPSDGENRHC1020-Rev00-Msr001 | 10 | Commercial | NON_res:DEER:HVAC_Split-Package_AC | TRUE |  |  | Ton | RET | 31.278 | 0 | 0 | 13.896 | 17.381 | 0.001 | 234.1671 |  | kWh | 0.064368 | 0 | Commercial |  | Winter Only | [6 empty] | Small Boilers (<100 MMBtu/hr Heat Input):Uncontrolled | 3 | 60% | 60% |  |  |  | 67% | [7 empty] | 0% | 0% | 100% | 3770 | 0 | 0 | 0 | 0 | 0 | 0 | 0 | 0 | 0 | 0 | 2013 Qtr 1: 0; 2013 Qtr 2: 700.5; 2013 Qtr 3: 0; 2013 Qtr 4: 3069.5 | 3770 | 0
3226 | 428008 - Cleaned Condenser Coil | WPSDGENRHC1020-Rev00-Msr001 | 7 | Commercial | NON_res:DEER:HVAC_Split-Package_AC | TRUE |  |  | Ton | RET | 29.679 | 0 | 0 | 13.185 | 16.493 | 0.001 | 175.5048 |  | kWh | 0.056665 | 0 | Commercial |  | Winter Only | [6 empty] | Small Boilers (<100 MMBtu/hr Heat Input):Uncontrolled | 3 | 60% | 60% |  |  |  | 67% | [7 empty] | 0% | 0% | 100% | 6736 | 0 | 0 | 0 | 0 | 0 | 0 | 0 | 0 | 0 | 0 | 2013 Qtr 1: 0; 2013 Qtr 2: 1315.5; 2013 Qtr 3: 0; 2013 Qtr 4: 5420.5 | 6736 | 0
3226 | 428009 - Cleaned Evap. Coil | WPSDGENRHC1010-Rev00-Msr001 | 10 | Commercial | NON_res:DEER:HVAC_Split-Package_AC | TRUE |  |  | ton | RET | 49.157 | 0 | 0 | 21.845 | 27.312 | 0 | 90.9338 |  | kWh | 0.026515 | 0 | Commercial |  | Winter Only | [6 empty] | Small Boilers (<100 MMBtu/hr Heat Input):Uncontrolled | 3 | 60% | 60% | [11 empty] | 0% | 0% | 100% | 2750 | 0 | 0 | 0 | 0 | 0 | 0 | 0 | 0 | 0 | 0 | 2013 Qtr 1: 0; 2013 Qtr 2: 568.5; 2013 Qtr 3: 0; 2013 Qtr 4: 2181.5 | 2750 | 0
3226 | 428009 - Cleaned Evap. Coil | WPSDGENRHC1010-Rev00-Msr001 | 7 | Commercial | NON_res:DEER:HVAC_Split-Package_AC | TRUE |  |  | ton | RET | 48.734 | 0 | 0 | 21.657 | 27.077 | 0 | 78.3429 |  | kWh | 0.019576 | 0 | Commercial |  | Winter Only | [6 empty] | Small Boilers (<100 MMBtu/hr Heat Input):Uncontrolled | 3 | 60% | 60% | [11 empty] | 0% | 0% | 100% | 5930 | 0 | 0 | 0 | 0 | 0 | 0 | 0 | 0 | 0 | 0 | 2013 Qtr 1: 0; 2013 Qtr 2: 1271; 2013 Qtr 3: 0; 2013 Qtr 4: 4659 | 5930 | 0
3226 | 428010 - Checked and re-positioned outside air dampers | D03-060 | System | Commercial | NON_res:DEER:HVAC_Split-Package_HP | TRUE |  |  | Cap-Tons | RET | 7.52 | 0 | 0 | 5.02 | 2.5 | 0 | 459 |  | kWh | 0.00436 | -8.79 | Commercial |  | Winter Only | [6 empty] | Small Boilers (<100 MMBtu/hr Heat Input):Uncontrolled | 5 | 60% | 60% |  |  |  | 67% | [7 empty] | 0% | 0% | 100% | 15 | 0 | 0 | 0 | 0 | 0 | 0 | 0 | 0 | 0 | 0 | 2013 Qtr 1: 0; 2013 Qtr 2: 15; 2013 Qtr 3: 0; 2013 Qtr 4: 0 | 15 | 0
3226 | 428012 - Straighten Condenser Coil Fins | WPSDGENRHC1040-Rev00-Msr001 | 10 | Commercial | NON_res:DEER:HVAC_Split-Package_AC | TRUE |  |  | Ton | RET | 15.944 | 0 | 0 | 10.623 | 5.321 | 1.7764e-15 | 54.7952 |  | kWh | 0.013399 | 0 | Commercial |  | Winter Only | [6 empty] | Small Boilers (<100 MMBtu/hr Heat Input):Uncontrolled | 3 | 73% | 73% |  |  |  | 67% | [7 empty] | 0% | 0% | 100% | 1030.5 | 0 | 0 | 0 | 0 | 0 | 0 | 0 | 0 | 0 | 0 | 2013 Qtr 1: 0; 2013 Qtr 2: 0; 2013 Qtr 3: 0; 2013 Qtr 4: 1030.5 | 1030.5 | 0
3226 | 428012 - Straighten Condenser Coil Fins | WPSDGENRHC1040-Rev00-Msr001 | 7 | Commercial | NON_res:DEER:HVAC_Split-Package_AC | TRUE |  |  | Ton | RET | 15.946 | 0 | 0 | 10.624 | 5.321 | 0.001 | 41.8261 |  | kWh | 0.010961 | 0 | Commercial |  | Winter Only | [6 empty] | Small Boilers (<100 MMBtu/hr Heat Input):Uncontrolled | 3 | 73% | 73% |  |  |  | 67% | [7 empty] | 0% | 0% | 100% | 1507 | 0 | 0 | 0 | 0 | 0 | 0 | 0 | 0 | 0 | 0 | 2013 Qtr 1: 0; 2013 Qtr 2: 0; 2013 Qtr 3: 0; 2013 Qtr 4: 1507 | 1507 | 0
3226 | 428013 - Duct Seal Testing | NB-HVAC-DuctSeal-high | 10 | Commercial | NON_res:DEER:HVAC_Split-Package_AC | TRUE |  |  | Cap-Tons | RET | 390 | 0 | 0 | 260 | 130 | 0 | 24.3 |  | kWh | 0.0306 | 0.213 | Commercial |  | Winter Only | [6 empty] | Small Boilers (<100 MMBtu/hr Heat Input):Uncontrolled | 18 | 60% | 60% | [11 empty] | 0% | 0% | 0% | 2.5 | 0 | 0 | 0 | 0 | 0 | 0 | 0 | 0 | 0 | 0 | 2013 Qtr 1: 0; 2013 Qtr 2: 0; 2013 Qtr 3: 0; 2013 Qtr 4: 2.5 | 2.5 | 0
3226 | 428013 - Duct Seal Testing | NB-HVAC-DuctSeal-high | 7 | Commercial | NON_res:DEER:HVAC_Split-Package_AC | TRUE |  |  | Cap-Tons | RET | 390 | 0 | 0 | 260 | 130 | 0 | 27 |  | kWh | 0.0192 | 0.103 | Commercial |  | Winter Only | [6 empty] | Small Boilers (<100 MMBtu/hr Heat Input):Uncontrolled | 18 | 60% | 60% | [11 empty] | 0% | 0% | 0% | 24 | 0 | 0 | 0 | 0 | 0 | 0 | 0 | 0 | 0 | 0 | 2013 Qtr 1: 0; 2013 Qtr 2: 0; 2013 Qtr 3: 0; 2013 Qtr 4: 24 | 24 | 0
3226 | 428014 - Replaced air filter | WPSDGENRHC1030-Rev00-Msr001 | 10 | Commercial | NON_res:DEER:HVAC_Split-Package_HP | TRUE |  |  | Ton | RET | 14.055 | 0 | 0 | 6.249 | 7.805 | 0.001 | 63.8365 |  | kWh | 0.016587 | 0 | Commercial |  | Winter Only | [6 empty] | Small Boilers (<100 MMBtu/hr Heat Input):Uncontrolled | 1 | 60% | 60% | [11 empty] | 0% | 0% | 50% | 1726 | 0 | 0 | 0 | 0 | 0 | 0 | 0 | 0 | 0 | 0 | 2013 Qtr 1: 0; 2013 Qtr 2: 293; 2013 Qtr 3: 0; 2013 Qtr 4: 1433 | 1726 | 0
3226 | 428014 - Replaced air filter | WPSDGENRHC1030-Rev00-Msr001 | 7 | Commercial | NON_res:DEER:HVAC_Split-Package_HP | TRUE |  |  | Ton | RET | 13.59 | 0 | 0 | 6.042 | 7.547 | 0.001 | 48.5311 |  | kWh | 0.013373 | 0 | Commercial |  | Winter Only | [6 empty] | Small Boilers (<100 MMBtu/hr Heat Input):Uncontrolled | 1 | 60% | 60% | [11 empty] | 0% | 0% | 50% | 3608 | 0 | 0 | 0 | 0 | 0 | 0 | 0 | 0 | 0 | 0 | 2013 Qtr 1: 0; 2013 Qtr 2: 713; 2013 Qtr 3: 0; 2013 Qtr 4: 2895 | 3608 | 0
3226 | 428015 - Replaced hot water line insulation (electric) | WPSDGENRWH1200-Rev00-Msr001 | System | Commercial | 35-OTI-OtherIndustrial-PROC_OTH | TRUE |  |  | Unit | RET | 56.707 | 0 | 0 | 37.808 | 18.899 | 0 | 33.3654 |  | kWh | 0 | 0 | Commercial |  | Winter Only | [6 empty] | Small Boilers (<100 MMBtu/hr Heat Input):Uncontrolled | 13 | 60% | 60% | [11 empty] | 0% | 0% | 0% | 175 | 0 | 0 | 0 | 0 | 0 | 0 | 0 | 0 | 0 | 0 | 2013 Qtr 1: 0; 2013 Qtr 2: 88; 2013 Qtr 3: 0; 2013 Qtr 4: 87 | 175 | 0
3226 | 428016 - Replaced hot water line insulation (gas) | WPSDGENRWH1202-Rev01-Msr001 | System | Commercial | 35-OTI-OtherIndustrial-PROC_OTH | TRUE |  |  | Linear ft | RET | 25.158 | 0 | 0 | 16.77 | 8.387 | 0.001 | 0 |  | kWh | 0 | 3.3 | Commercial |  | Annual | [6 empty] | Small Boilers (<100 MMBtu/hr Heat Input):Uncontrolled | 11 | 60% | 60% | [11 empty] | 0% | 0% | 0% | 802 | 0 | 0 | 0 | 0 | 0 | 0 | 0 | 0 | 0 | 0 | 2013 Qtr 1: 0; 2013 Qtr 2: 270; 2013 Qtr 3: 0; 2013 Qtr 4: 532 | 802 | 0
3226 | 428018 - Boiler Cleaning - Laundry Dry Cleaners (Gas) | WPSDGENRWH1100-Rev00-Msr001 | System | Commercial | 35-OTI-OtherIndustrial-PROC_OTH | TRUE |  |  | boiler | RET | 960 | 0 | 0 | 960 | 0 | 0 | 0 |  | kWh | 0 | 1534 | Commercial |  | Annual | [6 empty] | Small Boilers (<100 MMBtu/hr Heat Input):Uncontrolled | 20 | 60% | 60% | [11 empty] | 0% | 0% | 0% | 1 | 0 | 0 | 0 | 0 | 0 | 0 | 0 | 0 | 0 | 0 | 2013 Qtr 1: 0; 2013 Qtr 2: 0; 2013 Qtr 3: 0; 2013 Qtr 4: 1 | 1 | 0
3226 | 428019 - Super Low Flow Showerhead | WPSDGEREWH1061A-Rev04-Msr001 | System | Commercial | 35-OTI-OtherIndustrial-PROC_OTH | TRUE |  |  | Showerhead | ROB | 33.701 | 0 | 0 | 7.488 | 26.213 | 0 | 0 |  | kWh | 0 | 7.5 | Commercial |  | Annual | [6 empty] | Small Boilers (<100 MMBtu/hr Heat Input):Uncontrolled | 10 | 60% | 60% |  |  |  | 73.7% | [7 empty] | 0% | 0% | 0% | 263 | 0 | 0 | 0 | 0 | 0 | 0 | 0 | 0 | 0 | 0 | 2013 Qtr 1: 0; 2013 Qtr 2: 0; 2013 Qtr 3: 0; 2013 Qtr 4: 263 | 263 | 0
3226 | 428020 - Super Low Flow Batheroom Aerator | WPSDGEREWH1012-Rev01-Msr001 | System | Commercial | 35-OTI-OtherIndustrial-PROC_OTH | TRUE |  |  | Aerator | ROB | 10.605 | 0 | 0 | 4.718 | 5.886 | 0.001 | 0 |  | kWh | 0 | 1.5 | Commercial |  | Annual | [6 empty] | Small Boilers (<100 MMBtu/hr Heat Input):Uncontrolled | 10 | 60% | 60% |  |  |  | 73.7% | [7 empty] | 0% | 0% | 0% | 1520 | 0 | 0 | 0 | 0 | 0 | 0 | 0 | 0 | 0 | 0 | 2013 Qtr 1: 0; 2013 Qtr 2: 9; 2013 Qtr 3: 0; 2013 Qtr 4: 1511 | 1520 | 0
3226 | 428021 - Cleaned Condenser Coil for Refrigeration Unit Serving Walkins | WPSDGENRHC1020-Rev00-Msr001 | 10 | Commercial | NON_res:DEER:HVAC_Split-Package_AC | TRUE |  |  | Ton | RET | 31.908 | 0 | 0 | 21.272 | 10.636 | 3.5527e-15 | 246.3553 |  | kWh | 0.067 | 0 | Commercial |  | Winter Only | [6 empty] | Small Boilers (<100 MMBtu/hr Heat Input):Uncontrolled | 3 | 60% | 60% | [11 empty] | 0% | 0% | 100% | 76 | 0 | 0 | 0 | 0 | 0 | 0 | 0 | 0 | 0 | 0 | 2013 Qtr 1: 0; 2013 Qtr 2: 24; 2013 Qtr 3: 0; 2013 Qtr 4: 52 | 76 | 0
3226 | 428021 - Cleaned Condenser Coil for Refrigeration Unit Serving Walkins | WPSDGENRHC1020-Rev00-Msr001 | 7 | Commercial | NON_res:DEER:HVAC_Split-Package_AC | TRUE |  |  | Ton | RET | 31.213 | 0 | 0 | 20.808 | 10.404 | 0.001 | 169.9294 |  | kWh | 0.06248 | 0 | Commercial |  | Winter Only | [6 empty] | Small Boilers (<100 MMBtu/hr Heat Input):Uncontrolled | 3 | 60% | 60% | [11 empty] | 0% | 0% | 100% | 269 | 0 | 0 | 0 | 0 | 0 | 0 | 0 | 0 | 0 | 0 | 2013 Qtr 1: 0; 2013 Qtr 2: 86; 2013 Qtr 3: 0; 2013 Qtr 4: 183 | 269 | 0
3226 | 428022 - Cleaned Condenser Coil Refrigeration Unit Serving Reach-ins | WPSDGENRHC1020-Rev00-Msr001 | 10 | Commercial | NON_res:DEER:HVAC_Split-Package_AC | TRUE |  |  | Ton | RET | 33.779 | 0 | 0 | 22.516 | 11.263 | 5.3291e-15 | 250.2264 |  | kWh | 0.066879 | 0 | Commercial |  | Winter Only | [6 empty] | Small Boilers (<100 MMBtu/hr Heat Input):Uncontrolled | 3 | 60% | 60% | [11 empty] | 0% | 0% | 100% | 265 | 0 | 0 | 0 | 0 | 0 | 0 | 0 | 0 | 0 | 0 | 2013 Qtr 1: 0; 2013 Qtr 2: 93; 2013 Qtr 3: 0; 2013 Qtr 4: 172 | 265 | 0
3226 | 428022 - Cleaned Condenser Coil Refrigeration Unit Serving Reach-ins | WPSDGENRHC1020-Rev00-Msr001 | 7 | Commercial | NON_res:DEER:HVAC_Split-Package_AC | TRUE |  |  | Ton | RET | 33.61 | 0 | 0 | 22.403 | 11.207 | 0 | 169.043 |  | kWh | 0.062845 | 0 | Commercial |  | Winter Only | [6 empty] | Small Boilers (<100 MMBtu/hr Heat Input):Uncontrolled | 3 | 60% | 60% | [11 empty] | 0% | 0% | 100% | 1163 | 0 | 0 | 0 | 0 | 0 | 0 | 0 | 0 | 0 | 0 | 2013 Qtr 1: 0; 2013 Qtr 2: 351; 2013 Qtr 3: 0; 2013 Qtr 4: 812 | 1163 | 0
3226 | 428023 - Suction Line Insulation for Walk-In Refrigeration Units | WPSDGENRRN1000-Rev00-Msr001 | System | Commercial | 01-ALC-AllCommercial-Refrig | TRUE |  |  | linear ft | ROB | 7.283 | 0 | 0 | 3.236 | 4.047 | 8.8818e-16 | 3.469 |  | kWh | 0.00045 | 0 | Commercial |  | Winter Only | [6 empty] | Small Boilers (<100 MMBtu/hr Heat Input):Uncontrolled | 13 | 60% | 60% | [11 empty] | 0% | 0% | 0% | 1252.7 | 0 | 0 | 0 | 0 | 0 | 0 | 0 | 0 | 0 | 0 | 2013 Qtr 1: 0; 2013 Qtr 2: 321.7; 2013 Qtr 3: 0; 2013 Qtr 4: 931 | 1252.7 | 0
3226 | 428029 - Refrigeration - Night Covers for Display Cases Med Temp | D03-205 | 10 | Commercial | 01-ALC-AllCommercial-Refrig | TRUE |  |  | Len-ft | RET | 35.01 | 0 | 0 | 15.566 | 19.444 | 0 | 12 |  | kWh | -0.00318 | 0.987 | Commercial |  | Winter Only | [6 empty] | Small Boilers (<100 MMBtu/hr Heat Input):Uncontrolled | 5 | 60% | 60% | [11 empty] | 0% | 0% | 0% | 184 | 0 | 0 | 0 | 0 | 0 | 0 | 0 | 0 | 0 | 0 | 2013 Qtr 1: 0; 2013 Qtr 2: 0; 2013 Qtr 3: 0; 2013 Qtr 4: 184 | 184 | 0
3226 | 428029 - Refrigeration - Night Covers for Display Cases Med Temp | D03-205 | 7 | Commercial | 01-ALC-AllCommercial-Refrig | TRUE |  |  | Len-ft | RET | 35.011 | 0 | 0 | 15.566 | 19.444 | 0.001 | 12.6 |  | kWh | -0.00323 | 1.31 | Commercial |  | Winter Only | [6 empty] | Small Boilers (<100 MMBtu/hr Heat Input):Uncontrolled | 5 | 60% | 60% | [11 empty] | 0% | 0% | 0% | 164 | 0 | 0 | 0 | 0 | 0 | 0 | 0 | 0 | 0 | 0 | 2013 Qtr 1: 0; 2013 Qtr 2: 0; 2013 Qtr 3: 0; 2013 Qtr 4: 164 | 164 | 0
3226 | 428029 - Refrigeration - Night Covers for Display Cases Med Temp | D03-205 | System | Commercial | 01-ALC-AllCommercial-Refrig | TRUE |  |  | Len-ft | RET | 35.011 | 0 | 0 | 15.566 | 19.444 | 0.001 | 13.96 |  | kWh | -0.003434 | 1.1694 | Commercial |  | Winter Only | [6 empty] | Small Boilers (<100 MMBtu/hr Heat Input):Uncontrolled | 5 | 60% | 60% | [11 empty] | 0% | 0% | 0% | 10 | 0 | 0 | 0 | 0 | 0 | 0 | 0 | 0 | 0 | 0 | 2013 Qtr 1: 0; 2013 Qtr 2: 0; 2013 Qtr 3: 0; 2013 Qtr 4: 10 | 10 | 0
3226 | 428030 - Refrigeration - Anti-Sweat Heater Controls | WPSDGENRRN0009-Rev00-Msr001 | 7 | Commercial | 01-ALC-AllCommercial-Refrig | TRUE |  |  | Ln Ft | RET | 41.2 | 0 | 0 | 18.31 | 22.89 | 3.5527e-15 | 270 |  | kWh | 0.004128 | 0 | Commercial |  | Winter Only | [6 empty] | Small Boilers (<100 MMBtu/hr Heat Input):Uncontrolled | 12 | 60% | 60% | [11 empty] | 0% | 0% | 0% | 32 | 0 | 0 | 0 | 0 | 0 | 0 | 0 | 0 | 0 | 0 | 2013 Qtr 1: 0; 2013 Qtr 2: 32; 2013 Qtr 3: 0; 2013 Qtr 4: 0 | 32 | 0
3226 | 428031 - Refrigeration - Food Service -Auto Closer for Main Cooler Doors | WPSDGENRRN0110-Rev00-Msr001 | System | Commercial | 01-ALC-AllCommercial-Refrig | TRUE |  |  | Closer | RET | 132.024 | 0 | 0 | 29.339 | 102.685 | 0 | 1041.84 |  | kWh | 0.222 | 0 | Commercial |  | Winter Only | [6 empty] | Small Boilers (<100 MMBtu/hr Heat Input):Uncontrolled | 8 | 60% | 60% | [11 empty] | 0% | 0% | 0% | 49 | 0 | 0 | 0 | 0 | 0 | 0 | 0 | 0 | 0 | 0 | 2013 Qtr 1: 0; 2013 Qtr 2: 0; 2013 Qtr 3: 0; 2013 Qtr 4: 49 | 49 | 0
3226 | 428032 - Refrigeration - Food Service -Auto Closer for Main Freezer Doors | WPSDGENRRN0110-Rev00-Msr002 | System | Commercial | 01-ALC-AllCommercial-Refrig | TRUE |  |  | Closer | RET | 135 | 0 | 0 | 30 | 105 | 0 | 2710.46 |  | kWh | 0.148 | 0 | Commercial |  | Winter Only | [6 empty] | Small Boilers (<100 MMBtu/hr Heat Input):Uncontrolled | 8 | 60% | 60% | [11 empty] | 0% | 0% | 0% | 11 | 0 | 0 | 0 | 0 | 0 | 0 | 0 | 0 | 0 | 0 | 2013 Qtr 1: 0; 2013 Qtr 2: 0; 2013 Qtr 3: 0; 2013 Qtr 4: 11 | 11 | 0
3226 | 428033 - Refrigeration - Vending Machine Controller | WPSDGENRCS0001-Rev00-Msr001 | System | Commercial | 01-ALC-AllCommercial-Refrig | TRUE |  |  | Unit | RET | 256.26 | 0 | 0 | 113.895 | 142.365 | 0 | 1612 |  | kWh | 0 | 0 | Commercial |  | Winter Only | [6 empty] | Small Boilers (<100 MMBtu/hr Heat Input):Uncontrolled | 5 | 60% | 60% | [11 empty] | 0% | 0% | 0% | 6 | 0 | 0 | 0 | 0 | 0 | 0 | 0 | 0 | 0 | 0 | 2013 Qtr 1: 0; 2013 Qtr 2: 0; 2013 Qtr 3: 0; 2013 Qtr 4: 6 | 6 | 0
3226 | 428035 - CFL, 15W lamp, Integral or Modular, Tube or Spiral or Flood | Com-Lighting-InGen_CFLratio0357_CFLscw-15w | 10 | Commercial | NON_res:DEER:Indoor_CFL_Ltg | TRUE |  |  | Lamp | ROB | 8.38 | 0 | 0 | 3.73 | 4.65 | 0 | 212 |  | kWh | 0.0386 | -0.821 | Commercial |  | Winter Only | [6 empty] | Small Boilers (<100 MMBtu/hr Heat Input):Uncontrolled | 2.07 | 60% | 60% |  |  |  | 99% | [7 empty] | 0% | 0% | 0% | 12 | 0 | 0 | 0 | 0 | 0 | 0 | 0 | 0 | 0 | 0 | 2013 Qtr 1: 0; 2013 Qtr 2: 12; 2013 Qtr 3: 0; 2013 Qtr 4: 0 | 12 | 0
3226 | 428035 - CFL, 15W lamp, Integral or Modular, Tube or Spiral or Flood | Com-Lighting-InGen_CFLratio0357_CFLscw-15w | 10 | Commercial | NON_res:DEER:Indoor_CFL_Ltg | TRUE |  |  | Lamp | ROB | 8.69 | 0 | 0 | 3.868 | 4.822 | 0 | 190 |  | kWh | 0.034 | -0.42 | Commercial |  | Winter Only | [6 empty] | Small Boilers (<100 MMBtu/hr Heat Input):Uncontrolled | 2.3 | 60% | 60% |  |  |  | 99% | [7 empty] | 0% | 0% | 0% | 3 | 0 | 0 | 0 | 0 | 0 | 0 | 0 | 0 | 0 | 0 | 2013 Qtr 1: 0; 2013 Qtr 2: 0; 2013 Qtr 3: 0; 2013 Qtr 4: 3 | 3 | 0
3226 | 428035 - CFL, 15W lamp, Integral or Modular, Tube or Spiral or Flood | Com-Lighting-InGen_CFLratio0357_CFLscw-15w | 10 | Commercial | NON_res:DEER:Indoor_CFL_Ltg | TRUE |  |  | Lamp | ROB | 9.212 | 0 | 0 | 4.1 | 5.111 | 0.001 | 173 |  | kWh | 0.0337 | -0.263 | Commercial |  | Winter Only | [6 empty] | Small Boilers (<100 MMBtu/hr Heat Input):Uncontrolled | 2.49 | 60% | 60% |  |  |  | 99% | [7 empty] | 0% | 0% | 0% | 47 | 0 | 0 | 0 | 0 | 0 | 0 | 0 | 0 | 0 | 0 | 2013 Qtr 1: 0; 2013 Qtr 2: 5; 2013 Qtr 3: 0; 2013 Qtr 4: 42 | 47 | 1
3226 | 428035 - CFL, 15W lamp, Integral or Modular, Tube or Spiral or Flood | Com-Lighting-InGen_CFLratio0357_CFLscw-15w | 10 | Commercial | NON_res:DEER:Indoor_CFL_Ltg | TRUE |  |  | Lamp | ROB | 9.31 | 0 | 0 | 4.144 | 5.166 | 0 | 156 |  | kWh | 0.0258 | -1.8 | Commercial |  | Winter Only | [6 empty] | Small Boilers (<100 MMBtu/hr Heat Input):Uncontrolled | 2.57 | 60% | 60% |  |  |  | 99% | [7 empty] | 0% | 0% | 0% | 8 | 0 | 0 | 0 | 0 | 0 | 0 | 0 | 0 | 0 | 0 | 2013 Qtr 1: 0; 2013 Qtr 2: 0; 2013 Qtr 3: 0; 2013 Qtr 4: 8 | 8 | 1
3226 | 428035 - CFL, 15W lamp, Integral or Modular, Tube or Spiral or Flood | Com-Lighting-InGen_CFLratio0357_CFLscw-15w | 10 | Commercial | NON_res:DEER:Indoor_CFL_Ltg | TRUE |  |  | Lamp | ROB | 9.07 | 0 | 0 | 4.037 | 5.033 | 0 | 133 |  | kWh | 0.0332 | -0.0794 | Commercial |  | Winter Only | [6 empty] | Small Boilers (<100 MMBtu/hr Heat Input):Uncontrolled | 3.36 | 60% | 60% |  |  |  | 99% | [7 empty] | 0% | 0% | 0% | 31 | 0 | 0 | 0 | 0 | 0 | 0 | 0 | 0 | 0 | 0 | 2013 Qtr 1: 0; 2013 Qtr 2: 6; 2013 Qtr 3: 0; 2013 Qtr 4: 25 | 31 | 1
3226 | 428035 - CFL, 15W lamp, Integral or Modular, Tube or Spiral or Flood | Com-Lighting-InGen_CFLratio0357_CFLscw-15w | 10 | Commercial | NON_res:DEER:Indoor_CFL_Ltg | TRUE |  |  | Lamp | ROB | 9.31 | 0 | 0 | 4.144 | 5.166 | 0 | 112.4762 |  | kWh | 0.027381 | -0.35295 | Commercial |  | Winter Only | [6 empty] | Small Boilers (<100 MMBtu/hr Heat Input):Uncontrolled | 3.62 | 60% | 60% |  |  |  | 99% | [7 empty] | 0% | 0% | 0% | 63 | 0 | 0 | 0 | 0 | 0 | 0 | 0 | 0 | 0 | 0 | 2013 Qtr 1: 0; 2013 Qtr 2: 0; 2013 Qtr 3: 0; 2013 Qtr 4: 63 | 63 | 1
3226 | 428035 - CFL, 15W lamp, Integral or Modular, Tube or Spiral or Flood | Com-Lighting-InGen_CFLratio0357_CFLscw-15w | 10 | Commercial | NON_res:DEER:Indoor_CFL_Ltg | TRUE |  |  | Lamp | ROB | 8.829 | 0 | 0 | 3.93 | 4.899 | 8.8818e-16 | 97.5 |  | kWh | 0.0173 | -0.451 | Commercial |  | Winter Only | [6 empty] | Small Boilers (<100 MMBtu/hr Heat Input):Uncontrolled | 4.35 | 60% | 60% |  |  |  | 99% | [7 empty] | 0% | 0% | 0% | 56 | 0 | 0 | 0 | 0 | 0 | 0 | 0 | 0 | 0 | 0 | 2013 Qtr 1: 0; 2013 Qtr 2: 29; 2013 Qtr 3: 0; 2013 Qtr 4: 27 | 56 | 1
3226 | 428035 - CFL, 15W lamp, Integral or Modular, Tube or Spiral or Flood | Com-Lighting-InGen_CFLratio0357_CFLscw-15w | 10 | Commercial | NON_res:DEER:Indoor_CFL_Ltg | TRUE |  |  | Lamp | ROB | 9.31 | 0 | 0 | 4.144 | 5.166 | 0 | 98.3 |  | kWh | 0.000771 | -0.371 | Commercial |  | Winter Only | [6 empty] | Small Boilers (<100 MMBtu/hr Heat Input):Uncontrolled | 4.46 | 60% | 60% |  |  |  | 99% | [7 empty] | 0% | 0% | 0% | 15 | 0 | 0 | 0 | 0 | 0 | 0 | 0 | 0 | 0 | 0 | 2013 Qtr 1: 0; 2013 Qtr 2: 0; 2013 Qtr 3: 0; 2013 Qtr 4: 15 | 15 | 0
3226 | 428035 - CFL, 15W lamp, Integral or Modular, Tube or Spiral or Flood | Com-Lighting-InGen_CFLratio0357_CFLscw-15w | 7 | Commercial | NON_res:DEER:Indoor_CFL_Ltg | TRUE |  |  | Lamp | ROB | 9.111 | 0 | 0 | 4.055 | 5.055 | 0.001 | 210 |  | kWh | 0.0382 | -0.763 | Commercial |  | Winter Only | [6 empty] | Small Boilers (<100 MMBtu/hr Heat Input):Uncontrolled | 2.07 | 60% | 60% |  |  |  | 99% | [7 empty] | 0% | 0% | 0% | 70 | 0 | 0 | 0 | 0 | 0 | 0 | 0 | 0 | 0 | 0 | 2013 Qtr 1: 0; 2013 Qtr 2: 8; 2013 Qtr 3: 0; 2013 Qtr 4: 62 | 70 | 0
3226 | 428035 - CFL, 15W lamp, Integral or Modular, Tube or Spiral or Flood | Com-Lighting-InGen_CFLratio0357_CFLscw-15w | 7 | Commercial | NON_res:DEER:Indoor_CFL_Ltg | TRUE |  |  | Lamp | ROB | 8.962 | 0 | 0 | 3.989 | 4.973 | 0 | 206 |  | kWh | 0.0377 | -0.944 | Commercial |  | Winter Only | [6 empty] | Small Boilers (<100 MMBtu/hr Heat Input):Uncontrolled | 2.08 | 60% | 60% |  |  |  | 99% | [7 empty] | 0% | 0% | 0% | 8 | 0 | 0 | 0 | 0 | 0 | 0 | 0 | 0 | 0 | 0 | 2013 Qtr 1: 0; 2013 Qtr 2: 0; 2013 Qtr 3: 0; 2013 Qtr 4: 8 | 8 | 0
3226 | 428035 - CFL, 15W lamp, Integral or Modular, Tube or Spiral or Flood | Com-Lighting-InGen_CFLratio0357_CFLscw-15w | 7 | Commercial | NON_res:DEER:Indoor_CFL_Ltg | TRUE |  |  | Lamp | ROB | 8.844 | 0 | 0 | 3.936 | 4.907 | 0.001 | 173 |  | kWh | 0.0337 | -0.185 | Commercial |  | Winter Only | [6 empty] | Small Boilers (<100 MMBtu/hr Heat Input):Uncontrolled | 2.49 | 60% | 60% |  |  |  | 99% | [7 empty] | 0% | 0% | 0% | 283 | 0 | 0 | 0 | 0 | 0 | 0 | 0 | 0 | 0 | 0 | 2013 Qtr 1: 0; 2013 Qtr 2: 52; 2013 Qtr 3: 0; 2013 Qtr 4: 231 | 283 | 0
3226 | 428035 - CFL, 15W lamp, Integral or Modular, Tube or Spiral or Flood | Com-Lighting-InGen_CFLratio0357_CFLscw-15w | 7 | Commercial | NON_res:DEER:Indoor_CFL_Ltg | TRUE |  |  | Lamp | ROB | 9.031 | 0 | 0 | 4.02 | 5.011 | 8.8818e-16 | 150 |  | kWh | 0.0235 | -2.1 | Commercial |  | Winter Only | [6 empty] | Small Boilers (<100 MMBtu/hr Heat Input):Uncontrolled | 2.57 | 60% | 60% |  |  |  | 99% | [7 empty] | 0% | 0% | 0% | 10 | 0 | 0 | 0 | 0 | 0 | 0 | 0 | 0 | 0 | 0 | 2013 Qtr 1: 0; 2013 Qtr 2: 1; 2013 Qtr 3: 0; 2013 Qtr 4: 9 | 10 | 0
3226 | 428035 - CFL, 15W lamp, Integral or Modular, Tube or Spiral or Flood | Com-Lighting-InGen_CFLratio0357_CFLscw-15w | 7 | Commercial | NON_res:DEER:Indoor_CFL_Ltg | TRUE |  |  | Lamp | ROB | 8.38 | 0 | 0 | 3.73 | 4.65 | 0 | 150 |  | kWh | 0.0274 | -1.21 | Commercial |  | Winter Only | [6 empty] | Small Boilers (<100 MMBtu/hr Heat Input):Uncontrolled | 2.8 | 60% | 60% |  |  |  | 99% | [7 empty] | 0% | 0% | 0% | 5 | 0 | 0 | 0 | 0 | 0 | 0 | 0 | 0 | 0 | 0 | 2013 Qtr 1: 0; 2013 Qtr 2: 5; 2013 Qtr 3: 0; 2013 Qtr 4: 0 | 5 | 0
3226 | 428035 - CFL, 15W lamp, Integral or Modular, Tube or Spiral or Flood | Com-Lighting-InGen_CFLratio0357_CFLscw-15w | 7 | Commercial | NON_res:DEER:Indoor_CFL_Ltg | TRUE |  |  | Lamp | ROB | 9.102 | 0 | 0 | 4.051 | 5.051 | 0 | 133 |  | kWh | 0.0327 | -0.0412 | Commercial |  | Winter Only | [6 empty] | Small Boilers (<100 MMBtu/hr Heat Input):Uncontrolled | 3.36 | 60% | 60% |  |  |  | 99% | [7 empty] | 0% | 0% | 0% | 76 | 0 | 0 | 0 | 0 | 0 | 0 | 0 | 0 | 0 | 0 | 2013 Qtr 1: 0; 2013 Qtr 2: 13; 2013 Qtr 3: 0; 2013 Qtr 4: 63 | 76 | 0
3226 | 428035 - CFL, 15W lamp, Integral or Modular, Tube or Spiral or Flood | Com-Lighting-InGen_CFLratio0357_CFLscw-15w | 7 | Commercial | NON_res:DEER:Indoor_CFL_Ltg | TRUE |  |  | Lamp | ROB | 9.31 | 0 | 0 | 4.144 | 5.166 | 0 | 108.4359 |  | kWh | 0.025074 | -0.19146 | Commercial |  | Winter Only | [6 empty] | Small Boilers (<100 MMBtu/hr Heat Input):Uncontrolled | 3.62 | 60% | 60% |  |  |  | 99% | [7 empty] | 0% | 0% | 0% | 39 | 0 | 0 | 0 | 0 | 0 | 0 | 0 | 0 | 0 | 0 | 2013 Qtr 1: 0; 2013 Qtr 2: 0; 2013 Qtr 3: 0; 2013 Qtr 4: 39 | 39 | 0
3226 | 428035 - CFL, 15W lamp, Integral or Modular, Tube or Spiral or Flood | Com-Lighting-InGen_CFLratio0357_CFLscw-15w | 7 | Commercial | NON_res:DEER:Indoor_CFL_Ltg | TRUE |  |  | Lamp | ROB | 9.31 | 0 | 0 | 4.144 | 5.166 | 0 | 108 |  | kWh | 0.0359 | -0.129 | Commercial |  | Winter Only | [6 empty] | Small Boilers (<100 MMBtu/hr Heat Input):Uncontrolled | 3.88 | 60% | 60% |  |  |  | 99% | [7 empty] | 0% | 0% | 0% | 11 | 0 | 0 | 0 | 0 | 0 | 0 | 0 | 0 | 0 | 0 | 2013 Qtr 1: 0; 2013 Qtr 2: 0; 2013 Qtr 3: 0; 2013 Qtr 4: 11 | 11 | 0
3226 | 428035 - CFL, 15W lamp, Integral or Modular, Tube or Spiral or Flood | Com-Lighting-InGen_CFLratio0357_CFLscw-15w | 7 | Commercial | NON_res:DEER:Indoor_CFL_Ltg | TRUE |  |  | Lamp | ROB | 9.107 | 0 | 0 | 4.053 | 5.053 | 0.001 | 97.5 |  | kWh | 0.0197 | -0.337 | Commercial |  | Winter Only | [6 empty] | Small Boilers (<100 MMBtu/hr Heat Input):Uncontrolled | 4.35 | 60% | 60% |  |  |  | 99% | [7 empty] | 0% | 0% | 0% | 105 | 0 | 0 | 0 | 0 | 0 | 0 | 0 | 0 | 0 | 0 | 2013 Qtr 1: 0; 2013 Qtr 2: 23; 2013 Qtr 3: 0; 2013 Qtr 4: 82 | 105 | 0
3226 | 428036 - CFL, 20W lamp, Integral or Modular, Tube or Spiral or Flood | Com-Lighting-InGen_CFLratio0357_CFLscw-20w | 10 | Commercial | NON_res:DEER:Indoor_CFL_Ltg | TRUE |  |  | Lamp | ROB | 11.38 | 0 | 0 | 5.057 | 6.323 | 0 | 283 |  | kWh | 0.0514 | -1.09 | Commercial |  | Winter Only | [6 empty] | Small Boilers (<100 MMBtu/hr Heat Input):Uncontrolled | 2.07 | 60% | 60% |  |  |  | 99% | [7 empty] | 0% | 0% | 0% | 4 | 0 | 0 | 0 | 0 | 0 | 0 | 0 | 0 | 0 | 0 | 2013 Qtr 1: 0; 2013 Qtr 2: 0; 2013 Qtr 3: 0; 2013 Qtr 4: 4 | 4 | 1
3226 | 428036 - CFL, 20W lamp, Integral or Modular, Tube or Spiral or Flood | Com-Lighting-InGen_CFLratio0357_CFLscw-20w | 10 | Commercial | NON_res:DEER:Indoor_CFL_Ltg | TRUE |  |  | Lamp | ROB | 11.198 | 0 | 0 | 4.975 | 6.222 | 0.001 | 231 |  | kWh | 0.045 | -0.351 | Commercial |  | Winter Only | [6 empty] | Small Boilers (<100 MMBtu/hr Heat Input):Uncontrolled | 2.49 | 60% | 60% |  |  |  | 99% | [7 empty] | 0% | 0% | 0% | 16 | 0 | 0 | 0 | 0 | 0 | 0 | 0 | 0 | 0 | 0 | 2013 Qtr 1: 0; 2013 Qtr 2: 0; 2013 Qtr 3: 0; 2013 Qtr 4: 16 | 16 | 1
3226 | 428036 - CFL, 20W lamp, Integral or Modular, Tube or Spiral or Flood | Com-Lighting-InGen_CFLratio0357_CFLscw-20w | 10 | Commercial | NON_res:DEER:Indoor_CFL_Ltg | TRUE |  |  | Lamp | ROB | 11.05 | 0 | 0 | 4.91 | 6.14 | 8.8818e-16 | 208 |  | kWh | 0.0343 | -2.4 | Commercial |  | Winter Only | [6 empty] | Small Boilers (<100 MMBtu/hr Heat Input):Uncontrolled | 2.57 | 60% | 60% |  |  |  | 99% | [7 empty] | 0% | 0% | 0% | 23 | 0 | 0 | 0 | 0 | 0 | 0 | 0 | 0 | 0 | 0 | 2013 Qtr 1: 0; 2013 Qtr 2: 0; 2013 Qtr 3: 0; 2013 Qtr 4: 23 | 23 | 1
3226 | 428036 - CFL, 20W lamp, Integral or Modular, Tube or Spiral or Flood | Com-Lighting-InGen_CFLratio0357_CFLscw-20w | 10 | Commercial | NON_res:DEER:Indoor_CFL_Ltg | TRUE |  |  | Lamp | ROB | 10.85 | 0 | 0 | 4.821 | 6.029 | 0 | 178 |  | kWh | 0.0443 | -0.106 | Commercial |  | Winter Only | [6 empty] | Small Boilers (<100 MMBtu/hr Heat Input):Uncontrolled | 3.36 | 60% | 60% |  |  |  | 99% | [7 empty] | 0% | 0% | 0% | 53 | 0 | 0 | 0 | 0 | 0 | 0 | 0 | 0 | 0 | 0 | 2013 Qtr 1: 0; 2013 Qtr 2: 0; 2013 Qtr 3: 0; 2013 Qtr 4: 53 | 53 | 1
3226 | 428036 - CFL, 20W lamp, Integral or Modular, Tube or Spiral or Flood | Com-Lighting-InGen_CFLratio0357_CFLscw-20w | 10 | Commercial | NON_res:DEER:Indoor_CFL_Ltg | TRUE |  |  | Lamp | ROB | 11.38 | 0 | 0 | 5.057 | 6.323 | 0 | 147 |  | kWh | 0.0479 | -0.212 | Commercial |  | Winter Only | [6 empty] | Small Boilers (<100 MMBtu/hr Heat Input):Uncontrolled | 3.88 | 60% | 60% |  |  |  | 99% | [7 empty] | 0% | 0% | 0% | 3 | 0 | 0 | 0 | 0 | 0 | 0 | 0 | 0 | 0 | 0 | 2013 Qtr 1: 0; 2013 Qtr 2: 0; 2013 Qtr 3: 0; 2013 Qtr 4: 3 | 3 | 0
3226 | 428036 - CFL, 20W lamp, Integral or Modular, Tube or Spiral or Flood | Com-Lighting-InGen_CFLratio0357_CFLscw-20w | 10 | Commercial | NON_res:DEER:Indoor_CFL_Ltg | TRUE |  |  | Lamp | ROB | 11.38 | 0 | 0 | 5.057 | 6.323 | 0 | 130 |  | kWh | 0.0231 | -0.601 | Commercial |  | Winter Only | [6 empty] | Small Boilers (<100 MMBtu/hr Heat Input):Uncontrolled | 4.35 | 60% | 60% |  |  |  | 99% | [7 empty] | 0% | 0% | 0% | 35 | 0 | 0 | 0 | 0 | 0 | 0 | 0 | 0 | 0 | 0 | 2013 Qtr 1: 0; 2013 Qtr 2: 0; 2013 Qtr 3: 0; 2013 Qtr 4: 35 | 35 | 1
3226 | 428036 - CFL, 20W lamp, Integral or Modular, Tube or Spiral or Flood | Com-Lighting-InGen_CFLratio0357_CFLscw-20w | 7 | Commercial | NON_res:DEER:Indoor_CFL_Ltg | TRUE |  |  | Lamp | ROB | 11.35 | 0 | 0 | 5.043 | 6.306 | 0.001 | 281 |  | kWh | 0.051 | -1.02 | Commercial |  | Winter Only | [6 empty] | Small Boilers (<100 MMBtu/hr Heat Input):Uncontrolled | 2.07 | 60% | 60% |  |  |  | 99% | [7 empty] | 0% | 0% | 0% | 19 | 0 | 0 | 0 | 0 | 0 | 0 | 0 | 0 | 0 | 0 | 2013 Qtr 1: 0; 2013 Qtr 2: 0; 2013 Qtr 3: 0; 2013 Qtr 4: 19 | 19 | 0
3226 | 428036 - CFL, 20W lamp, Integral or Modular, Tube or Spiral or Flood | Com-Lighting-InGen_CFLratio0357_CFLscw-20w | 7 | Commercial | NON_res:DEER:Indoor_CFL_Ltg | TRUE |  |  | Lamp | ROB | 11.38 | 0 | 0 | 5.057 | 6.323 | 0 | 274 |  | kWh | 0.0503 | -1.26 | Commercial |  | Winter Only | [6 empty] | Small Boilers (<100 MMBtu/hr Heat Input):Uncontrolled | 2.08 | 60% | 60% |  |  |  | 99% | [7 empty] | 0% | 0% | 0% | 4 | 0 | 0 | 0 | 0 | 0 | 0 | 0 | 0 | 0 | 0 | 2013 Qtr 1: 0; 2013 Qtr 2: 0; 2013 Qtr 3: 0; 2013 Qtr 4: 4 | 4 | 0
3226 | 428036 - CFL, 20W lamp, Integral or Modular, Tube or Spiral or Flood | Com-Lighting-InGen_CFLratio0357_CFLscw-20w | 7 | Commercial | NON_res:DEER:Indoor_CFL_Ltg | TRUE |  |  | Lamp | ROB | 10.8 | 0 | 0 | 4.799 | 6.001 | 0 | 255 |  | kWh | 0.0457 | -0.358 | Commercial |  | Winter Only | [6 empty] | Small Boilers (<100 MMBtu/hr Heat Input):Uncontrolled | 2.3 | 60% | 60% |  |  |  | 99% | [7 empty] | 0% | 0% | 0% | 4 | 0 | 0 | 0 | 0 | 0 | 0 | 0 | 0 | 0 | 0 | 2013 Qtr 1: 0; 2013 Qtr 2: 0; 2013 Qtr 3: 0; 2013 Qtr 4: 4 | 4 | 0
3226 | 428036 - CFL, 20W lamp, Integral or Modular, Tube or Spiral or Flood | Com-Lighting-InGen_CFLratio0357_CFLscw-20w | 7 | Commercial | NON_res:DEER:Indoor_CFL_Ltg | TRUE |  |  | Lamp | ROB | 11.38 | 0 | 0 | 5.057 | 6.323 | 0 | 248 |  | kWh | 0.0453 | -1.12 | Commercial |  | Winter Only | [6 empty] | Small Boilers (<100 MMBtu/hr Heat Input):Uncontrolled | 2.38 | 60% | 60% |  |  |  | 99% | [7 empty] | 0% | 0% | 0% | 5 | 0 | 0 | 0 | 0 | 0 | 0 | 0 | 0 | 0 | 0 | 2013 Qtr 1: 0; 2013 Qtr 2: 0; 2013 Qtr 3: 0; 2013 Qtr 4: 5 | 5 | 0
3226 | 428036 - CFL, 20W lamp, Integral or Modular, Tube or Spiral or Flood | Com-Lighting-InGen_CFLratio0357_CFLscw-20w | 7 | Commercial | NON_res:DEER:Indoor_CFL_Ltg | TRUE |  |  | Lamp | ROB | 11.13 | 0 | 0 | 4.945 | 6.184 | 0.001 | 231 |  | kWh | 0.045 | -0.247 | Commercial |  | Winter Only | [6 empty] | Small Boilers (<100 MMBtu/hr Heat Input):Uncontrolled | 2.49 | 60% | 60% |  |  |  | 99% | [7 empty] | 0% | 0% | 0% | 100 | 0 | 0 | 0 | 0 | 0 | 0 | 0 | 0 | 0 | 0 | 2013 Qtr 1: 0; 2013 Qtr 2: 1; 2013 Qtr 3: 0; 2013 Qtr 4: 99 | 100 | 1
3226 | 428036 - CFL, 20W lamp, Integral or Modular, Tube or Spiral or Flood | Com-Lighting-InGen_CFLratio0357_CFLscw-20w | 7 | Commercial | NON_res:DEER:Indoor_CFL_Ltg | TRUE |  |  | Lamp | ROB | 11.09 | 0 | 0 | 4.928 | 6.162 | 0 | 200 |  | kWh | 0.0313 | -2.8 | Commercial |  | Winter Only | [6 empty] | Small Boilers (<100 MMBtu/hr Heat Input):Uncontrolled | 2.57 | 60% | 60% |  |  |  | 99% | [7 empty] | 0% | 0% | 0% | 18 | 0 | 0 | 0 | 0 | 0 | 0 | 0 | 0 | 0 | 0 | 2013 Qtr 1: 0; 2013 Qtr 2: 0; 2013 Qtr 3: 0; 2013 Qtr 4: 18 | 18 | 1
3226 | 428036 - CFL, 20W lamp, Integral or Modular, Tube or Spiral or Flood | Com-Lighting-InGen_CFLratio0357_CFLscw-20w | 7 | Commercial | NON_res:DEER:Indoor_CFL_Ltg | TRUE |  |  | Lamp | ROB | 11.136 | 0 | 0 | 4.948 | 6.188 | 0 | 178 |  | kWh | 0.0435 | -0.055 | Commercial |  | Winter Only | [6 empty] | Small Boilers (<100 MMBtu/hr Heat Input):Uncontrolled | 3.36 | 60% | 60% |  |  |  | 99% | [7 empty] | 0% | 0% | 0% | 81 | 0 | 0 | 0 | 0 | 0 | 0 | 0 | 0 | 0 | 0 | 2013 Qtr 1: 0; 2013 Qtr 2: 2; 2013 Qtr 3: 0; 2013 Qtr 4: 79 | 81 | 1
3226 | 428036 - CFL, 20W lamp, Integral or Modular, Tube or Spiral or Flood | Com-Lighting-InGen_CFLratio0357_CFLscw-20w | 7 | Commercial | NON_res:DEER:Indoor_CFL_Ltg | TRUE |  |  | Lamp | ROB | 10.942 | 0 | 0 | 4.862 | 6.08 | 0 | 144 |  | kWh | 0.0479 | -0.172 | Commercial |  | Winter Only | [6 empty] | Small Boilers (<100 MMBtu/hr Heat Input):Uncontrolled | 3.88 | 60% | 60% |  |  |  | 99% | [7 empty] | 0% | 0% | 0% | 8 | 0 | 0 | 0 | 0 | 0 | 0 | 0 | 0 | 0 | 0 | 2013 Qtr 1: 0; 2013 Qtr 2: 0; 2013 Qtr 3: 0; 2013 Qtr 4: 8 | 8 | 1
3226 | 428036 - CFL, 20W lamp, Integral or Modular, Tube or Spiral or Flood | Com-Lighting-InGen_CFLratio0357_CFLscw-20w | 7 | Commercial | NON_res:DEER:Indoor_CFL_Ltg | TRUE |  |  | Lamp | ROB | 11.38 | 0 | 0 | 5.057 | 6.323 | 0 | 130 |  | kWh | 0.0263 | -0.449 | Commercial |  | Winter Only | [6 empty] | Small Boilers (<100 MMBtu/hr Heat Input):Uncontrolled | 4.35 | 60% | 60% |  |  |  | 99% | [7 empty] | 0% | 0% | 0% | 4 | 0 | 0 | 0 | 0 | 0 | 0 | 0 | 0 | 0 | 0 | 2013 Qtr 1: 0; 2013 Qtr 2: 0; 2013 Qtr 3: 0; 2013 Qtr 4: 4 | 4 | 1
3226 | 428036 - CFL, 20W lamp, Integral or Modular, Tube or Spiral or Flood | Com-Lighting-InGen_CFLratio0357_CFLscw-20w | System | Commercial | NON_res:DEER:Indoor_CFL_Ltg | TRUE |  |  | Lamp | ROB | 11.38 | 0 | 0 | 5.057 | 6.323 | 0 | 231 |  | kWh | 0.0453 | -0.309 | Commercial |  | Winter Only | [6 empty] | Small Boilers (<100 MMBtu/hr Heat Input):Uncontrolled | 2.49 | 60% | 60% |  |  |  | 99% | [7 empty] | 0% | 0% | 0% | 6 | 0 | 0 | 0 | 0 | 0 | 0 | 0 | 0 | 0 | 0 | 2013 Qtr 1: 0; 2013 Qtr 2: 0; 2013 Qtr 3: 0; 2013 Qtr 4: 6 | 6 | 1
3226 | 428036 - CFL, 20W lamp, Integral or Modular, Tube or Spiral or Flood | Com-Lighting-InGen_CFLratio0357_CFLscw-20w | System | Commercial | NON_res:DEER:Indoor_CFL_Ltg | TRUE |  |  | Lamp | ROB | 10.8 | 0 | 0 | 4.799 | 6.001 | 0 | 172.4324 |  | kWh | 0.0446 | -0.35004 | Commercial |  | Winter Only | [6 empty] | Small Boilers (<100 MMBtu/hr Heat Input):Uncontrolled | 3.36 | 60% | 60% |  |  |  | 99% | [7 empty] | 0% | 0% | 0% | 37 | 0 | 0 | 0 | 0 | 0 | 0 | 0 | 0 | 0 | 0 | 2013 Qtr 1: 0; 2013 Qtr 2: 0; 2013 Qtr 3: 0; 2013 Qtr 4: 37 | 37 | 1
3226 | 428037 - CFL, 7W lamp, Integral or Modular, Tube or Spiral or Flood | Com-Lighting-InGen_CFLratio0357_CFLscw-7w | 10 | Commercial | NON_res:DEER:Indoor_CFL_Ltg | TRUE |  |  | Lamp | ROB | 9.31 | 0 | 0 | 4.144 | 5.166 | 0 | 62.2 |  | kWh | 0.0155 | -0.0371 | Commercial |  | Winter Only | [6 empty] | Small Boilers (<100 MMBtu/hr Heat Input):Uncontrolled | 3.36 | 60% | 60% |  |  |  | 99% | [7 empty] | 0% | 0% | 0% | 3 | 0 | 0 | 0 | 0 | 0 | 0 | 0 | 0 | 0 | 0 | 2013 Qtr 1: 0; 2013 Qtr 2: 0; 2013 Qtr 3: 0; 2013 Qtr 4: 3 | 3 | 1
3226 | 428037 - CFL, 7W lamp, Integral or Modular, Tube or Spiral or Flood | Com-Lighting-InGen_CFLratio0357_CFLscw-7w | 10 | Commercial | NON_res:DEER:Indoor_CFL_Ltg | TRUE |  |  | Lamp | ROB | 9.31 | 0 | 0 | 4.144 | 5.166 | 0 | 45.9 |  | kWh | 0.00036 | -0.173 | Commercial |  | Winter Only | [6 empty] | Small Boilers (<100 MMBtu/hr Heat Input):Uncontrolled | 4.46 | 60% | 60% |  |  |  | 99% | [7 empty] | 0% | 0% | 0% | 4 | 0 | 0 | 0 | 0 | 0 | 0 | 0 | 0 | 0 | 0 | 2013 Qtr 1: 0; 2013 Qtr 2: 0; 2013 Qtr 3: 0; 2013 Qtr 4: 4 | 4 | 1
3226 | 428037 - CFL, 7W lamp, Integral or Modular, Tube or Spiral or Flood | Com-Lighting-InGen_CFLratio0357_CFLscw-7w | 7 | Commercial | NON_res:DEER:Indoor_CFL_Ltg | TRUE |  |  | Lamp | ROB | 8.543 | 0 | 0 | 3.802 | 4.74 | 0.001 | 80.8 |  | kWh | 0.0157 | -0.0865 | Commercial |  | Winter Only | [6 empty] | Small Boilers (<100 MMBtu/hr Heat Input):Uncontrolled | 2.49 | 60% | 60% |  |  |  | 99% | [7 empty] | 0% | 0% | 0% | 103 | 0 | 0 | 0 | 0 | 0 | 0 | 0 | 0 | 0 | 0 | 2013 Qtr 1: 0; 2013 Qtr 2: 85; 2013 Qtr 3: 0; 2013 Qtr 4: 18 | 103 | 1
3226 | 428037 - CFL, 7W lamp, Integral or Modular, Tube or Spiral or Flood | Com-Lighting-InGen_CFLratio0357_CFLscw-7w | 7 | Commercial | NON_res:DEER:Indoor_CFL_Ltg | TRUE |  |  | Lamp | ROB | 9.207 | 0 | 0 | 4.098 | 5.109 | 8.8818e-16 | 62.2 |  | kWh | 0.0152 | -0.0192 | Commercial |  | Winter Only | [6 empty] | Small Boilers (<100 MMBtu/hr Heat Input):Uncontrolled | 3.36 | 60% | 60% |  |  |  | 99% | [7 empty] | 0% | 0% | 0% | 18 | 0 | 0 | 0 | 0 | 0 | 0 | 0 | 0 | 0 | 0 | 2013 Qtr 1: 0; 2013 Qtr 2: 0; 2013 Qtr 3: 0; 2013 Qtr 4: 18 | 18 | 1
3226 | 428038 - CFL, 9W lamp, Integral or Modular, Tube or Spiral or Flood | Com-Lighting-InGen_CFLratio0357_CFLscw-9w | 10 | Commercial | NON_res:DEER:Indoor_CFL_Ltg | TRUE |  |  | Lamp | ROB | 9.078 | 0 | 0 | 4.04 | 5.037 | 0.001 | 127 |  | kWh | 0.0231 | -0.493 | Commercial |  | Winter Only | [6 empty] | Small Boilers (<100 MMBtu/hr Heat Input):Uncontrolled | 2.07 | 60% | 60% |  |  |  | 99% | [7 empty] | 0% | 0% | 0% | 8 | 0 | 0 | 0 | 0 | 0 | 0 | 0 | 0 | 0 | 0 | 2013 Qtr 1: 0; 2013 Qtr 2: 2; 2013 Qtr 3: 0; 2013 Qtr 4: 6 | 8 | 1
3226 | 428038 - CFL, 9W lamp, Integral or Modular, Tube or Spiral or Flood | Com-Lighting-InGen_CFLratio0357_CFLscw-9w | 10 | Commercial | NON_res:DEER:Indoor_CFL_Ltg | TRUE |  |  | Lamp | ROB | 8.38 | 0 | 0 | 3.73 | 4.65 | 0 | 125 |  | kWh | 0.023 | -0.567 | Commercial |  | Winter Only | [6 empty] | Small Boilers (<100 MMBtu/hr Heat Input):Uncontrolled | 2.08 | 60% | 60% |  |  |  | 99% | [7 empty] | 0% | 0% | 0% | 1 | 0 | 0 | 0 | 0 | 0 | 0 | 0 | 0 | 0 | 0 | 2013 Qtr 1: 0; 2013 Qtr 2: 1; 2013 Qtr 3: 0; 2013 Qtr 4: 0 | 1 | 1
3226 | 428038 - CFL, 9W lamp, Integral or Modular, Tube or Spiral or Flood | Com-Lighting-InGen_CFLratio0357_CFLscw-9w | 10 | Commercial | NON_res:DEER:Indoor_CFL_Ltg | TRUE |  |  | Lamp | ROB | 8.674 | 0 | 0 | 3.861 | 4.813 | 0 | 114 |  | kWh | 0.0204 | -0.252 | Commercial |  | Winter Only | [6 empty] | Small Boilers (<100 MMBtu/hr Heat Input):Uncontrolled | 2.3 | 60% | 60% |  |  |  | 99% | [7 empty] | 0% | 0% | 0% | 19 | 0 | 0 | 0 | 0 | 0 | 0 | 0 | 0 | 0 | 0 | 2013 Qtr 1: 0; 2013 Qtr 2: 13; 2013 Qtr 3: 0; 2013 Qtr 4: 6 | 19 | 1
3226 | 428038 - CFL, 9W lamp, Integral or Modular, Tube or Spiral or Flood | Com-Lighting-InGen_CFLratio0357_CFLscw-9w | 10 | Commercial | NON_res:DEER:Indoor_CFL_Ltg | TRUE |  |  | Lamp | ROB | 8.661 | 0 | 0 | 3.855 | 4.806 | 0 | 104 |  | kWh | 0.0202 | -0.158 | Commercial |  | Winter Only | [6 empty] | Small Boilers (<100 MMBtu/hr Heat Input):Uncontrolled | 2.49 | 60% | 60% |  |  |  | 99% | [7 empty] | 0% | 0% | 0% | 106 | 0 | 0 | 0 | 0 | 0 | 0 | 0 | 0 | 0 | 0 | 2013 Qtr 1: 0; 2013 Qtr 2: 74; 2013 Qtr 3: 0; 2013 Qtr 4: 32 | 106 | 1
3226 | 428038 - CFL, 9W lamp, Integral or Modular, Tube or Spiral or Flood | Com-Lighting-InGen_CFLratio0357_CFLscw-9w | 10 | Commercial | NON_res:DEER:Indoor_CFL_Ltg | TRUE |  |  | Lamp | ROB | 8.38 | 0 | 0 | 3.73 | 4.65 | 0 | 90.9 |  | kWh | 0.0171 | -0.777 | Commercial |  | Winter Only | [6 empty] | Small Boilers (<100 MMBtu/hr Heat Input):Uncontrolled | 2.8 | 60% | 60% |  |  |  | 99% | [7 empty] | 0% | 0% | 0% | 4 | 0 | 0 | 0 | 0 | 0 | 0 | 0 | 0 | 0 | 0 | 2013 Qtr 1: 0; 2013 Qtr 2: 4; 2013 Qtr 3: 0; 2013 Qtr 4: 0 | 4 | 1
3226 | 428038 - CFL, 9W lamp, Integral or Modular, Tube or Spiral or Flood | Com-Lighting-InGen_CFLratio0357_CFLscw-9w | 10 | Commercial | NON_res:DEER:Indoor_CFL_Ltg | TRUE |  |  | Lamp | ROB | 8.646 | 0 | 0 | 3.848 | 4.797 | 0.001 | 80 |  | kWh | 0.0199 | -0.0476 | Commercial |  | Winter Only | [6 empty] | Small Boilers (<100 MMBtu/hr Heat Input):Uncontrolled | 3.36 | 60% | 60% |  |  |  | 99% | [7 empty] | 0% | 0% | 0% | 21 | 0 | 0 | 0 | 0 | 0 | 0 | 0 | 0 | 0 | 0 | 2013 Qtr 1: 0; 2013 Qtr 2: 15; 2013 Qtr 3: 0; 2013 Qtr 4: 6 | 21 | 1
3226 | 428038 - CFL, 9W lamp, Integral or Modular, Tube or Spiral or Flood | Com-Lighting-InGen_CFLratio0357_CFLscw-9w | 10 | Commercial | NON_res:DEER:Indoor_CFL_Ltg | TRUE |  |  | Lamp | ROB | 9.31 | 0 | 0 | 4.144 | 5.166 | 0 | 66.2 |  | kWh | 0.0216 | -0.0955 | Commercial |  | Winter Only | [6 empty] | Small Boilers (<100 MMBtu/hr Heat Input):Uncontrolled | 3.88 | 60% | 60% |  |  |  | 99% | [7 empty] | 0% | 0% | 0% | 4 | 0 | 0 | 0 | 0 | 0 | 0 | 0 | 0 | 0 | 0 | 2013 Qtr 1: 0; 2013 Qtr 2: 0; 2013 Qtr 3: 0; 2013 Qtr 4: 4 | 4 | 1
3226 | 428038 - CFL, 9W lamp, Integral or Modular, Tube or Spiral or Flood | Com-Lighting-InGen_CFLratio0357_CFLscw-9w | 10 | Commercial | NON_res:DEER:Indoor_CFL_Ltg | TRUE |  |  | Lamp | ROB | 9.31 | 0 | 0 | 4.144 | 5.166 | 0 | 58.5 |  | kWh | 0.0104 | -0.271 | Commercial |  | Winter Only | [6 empty] | Small Boilers (<100 MMBtu/hr Heat Input):Uncontrolled | 4.35 | 60% | 60% |  |  |  | 99% | [7 empty] | 0% | 0% | 0% | 25 | 0 | 0 | 0 | 0 | 0 | 0 | 0 | 0 | 0 | 0 | 2013 Qtr 1: 0; 2013 Qtr 2: 0; 2013 Qtr 3: 0; 2013 Qtr 4: 25 | 25 | 1
3226 | 428038 - CFL, 9W lamp, Integral or Modular, Tube or Spiral or Flood | Com-Lighting-InGen_CFLratio0357_CFLscw-9w | 10 | Commercial | NON_res:DEER:Indoor_CFL_Ltg | TRUE |  |  | Lamp | ROB | 9.31 | 0 | 0 | 4.144 | 5.166 | 0 | 59 |  | kWh | 0.000463 | -0.223 | Commercial |  | Winter Only | [6 empty] | Small Boilers (<100 MMBtu/hr Heat Input):Uncontrolled | 4.46 | 60% | 60% |  |  |  | 99% | [7 empty] | 0% | 0% | 0% | 4 | 0 | 0 | 0 | 0 | 0 | 0 | 0 | 0 | 0 | 0 | 2013 Qtr 1: 0; 2013 Qtr 2: 0; 2013 Qtr 3: 0; 2013 Qtr 4: 4 | 4 | 1
3226 | 428038 - CFL, 9W lamp, Integral or Modular, Tube or Spiral or Flood | Com-Lighting-InGen_CFLratio0357_CFLscw-9w | 7 | Commercial | NON_res:DEER:Indoor_CFL_Ltg | TRUE |  |  | Lamp | ROB | 8.886 | 0 | 0 | 3.955 | 4.93 | 0.001 | 126 |  | kWh | 0.0229 | -0.458 | Commercial |  | Winter Only | [6 empty] | Small Boilers (<100 MMBtu/hr Heat Input):Uncontrolled | 2.07 | 60% | 60% |  |  |  | 99% | [7 empty] | 0% | 0% | 0% | 46 | 0 | 0 | 0 | 0 | 0 | 0 | 0 | 0 | 0 | 0 | 2013 Qtr 1: 0; 2013 Qtr 2: 9; 2013 Qtr 3: 0; 2013 Qtr 4: 37 | 46 | 1
3226 | 428038 - CFL, 9W lamp, Integral or Modular, Tube or Spiral or Flood | Com-Lighting-InGen_CFLratio0357_CFLscw-9w | 7 | Commercial | NON_res:DEER:Indoor_CFL_Ltg | TRUE |  |  | Lamp | ROB | 8.38 | 0 | 0 | 3.73 | 4.65 | 0 | 124 |  | kWh | 0.0226 | -0.567 | Commercial |  | Winter Only | [6 empty] | Small Boilers (<100 MMBtu/hr Heat Input):Uncontrolled | 2.08 | 60% | 60% |  |  |  | 99% | [7 empty] | 0% | 0% | 0% | 6 | 0 | 0 | 0 | 0 | 0 | 0 | 0 | 0 | 0 | 0 | 2013 Qtr 1: 0; 2013 Qtr 2: 3; 2013 Qtr 3: 0; 2013 Qtr 4: 3 | 6 | 1
3226 | 428038 - CFL, 9W lamp, Integral or Modular, Tube or Spiral or Flood | Com-Lighting-InGen_CFLratio0357_CFLscw-9w | 7 | Commercial | NON_res:DEER:Indoor_CFL_Ltg | TRUE |  |  | Lamp | ROB | 8.69 | 0 | 0 | 3.868 | 4.822 | 0 | 115 |  | kWh | 0.0206 | -0.161 | Commercial |  | Winter Only | [6 empty] | Small Boilers (<100 MMBtu/hr Heat Input):Uncontrolled | 2.3 | 60% | 60% |  |  |  | 99% | [7 empty] | 0% | 0% | 0% | 12 | 0 | 0 | 0 | 0 | 0 | 0 | 0 | 0 | 0 | 0 | 2013 Qtr 1: 0; 2013 Qtr 2: 8; 2013 Qtr 3: 0; 2013 Qtr 4: 4 | 12 | 1
3226 | 428038 - CFL, 9W lamp, Integral or Modular, Tube or Spiral or Flood | Com-Lighting-InGen_CFLratio0357_CFLscw-9w | 7 | Commercial | NON_res:DEER:Indoor_CFL_Ltg | TRUE |  |  | Lamp | ROB | 8.495 | 0 | 0 | 3.781 | 4.714 | 0 | 104 |  | kWh | 0.0202 | -0.111 | Commercial |  | Winter Only | [6 empty] | Small Boilers (<100 MMBtu/hr Heat Input):Uncontrolled | 2.49 | 60% | 60% |  |  |  | 99% | [7 empty] | 0% | 0% | 0% | 999 | 0 | 0 | 0 | 0 | 0 | 0 | 0 | 0 | 0 | 0 | 2013 Qtr 1: 0; 2013 Qtr 2: 859; 2013 Qtr 3: 0; 2013 Qtr 4: 140 | 999 | 1
3226 | 428038 - CFL, 9W lamp, Integral or Modular, Tube or Spiral or Flood | Com-Lighting-InGen_CFLratio0357_CFLscw-9w | 7 | Commercial | NON_res:DEER:Indoor_CFL_Ltg | TRUE |  |  | Lamp | ROB | 8.38 | 0 | 0 | 3.73 | 4.65 | 0 | 90 |  | kWh | 0.0141 | -1.26 | Commercial |  | Winter Only | [6 empty] | Small Boilers (<100 MMBtu/hr Heat Input):Uncontrolled | 2.57 | 60% | 60% |  |  |  | 99% | [7 empty] | 0% | 0% | 0% | 5 | 0 | 0 | 0 | 0 | 0 | 0 | 0 | 0 | 0 | 0 | 2013 Qtr 1: 0; 2013 Qtr 2: 5; 2013 Qtr 3: 0; 2013 Qtr 4: 0 | 5 | 1
3226 | 428038 - CFL, 9W lamp, Integral or Modular, Tube or Spiral or Flood | Com-Lighting-InGen_CFLratio0357_CFLscw-9w | 7 | Commercial | NON_res:DEER:Indoor_CFL_Ltg | TRUE |  |  | Lamp | ROB | 8.773 | 0 | 0 | 3.905 | 4.868 | 0 | 80 |  | kWh | 0.0196 | -0.0247 | Commercial |  | Winter Only | [6 empty] | Small Boilers (<100 MMBtu/hr Heat Input):Uncontrolled | 3.36 | 60% | 60% |  |  |  | 99% | [7 empty] | 0% | 0% | 0% | 71 | 0 | 0 | 0 | 0 | 0 | 0 | 0 | 0 | 0 | 0 | 2013 Qtr 1: 0; 2013 Qtr 2: 21; 2013 Qtr 3: 0; 2013 Qtr 4: 50 | 71 | 1
3226 | 428038 - CFL, 9W lamp, Integral or Modular, Tube or Spiral or Flood | Com-Lighting-InGen_CFLratio0357_CFLscw-9w | 7 | Commercial | NON_res:DEER:Indoor_CFL_Ltg | TRUE |  |  | Lamp | ROB | 9.31 | 0 | 0 | 4.144 | 5.166 | 0 | 58.5 |  | kWh | 0.0118 | -0.202 | Commercial |  | Winter Only | [6 empty] | Small Boilers (<100 MMBtu/hr Heat Input):Uncontrolled | 4.35 | 60% | 60% |  |  |  | 99% | [7 empty] | 0% | 0% | 0% | 39 | 0 | 0 | 0 | 0 | 0 | 0 | 0 | 0 | 0 | 0 | 2013 Qtr 1: 0; 2013 Qtr 2: 0; 2013 Qtr 3: 0; 2013 Qtr 4: 39 | 39 | 1
3226 | 428039 - CFL, 11W lamp, Integral or Modular, Tube or Spiral or Flood | Com-Lighting-InGen_CFLratio0357_CFLscw-11w | 10 | Commercial | NON_res:DEER:Indoor_CFL_Ltg | TRUE |  |  | Lamp | ROB | 9.41 | 0 | 0 | 4.188 | 5.222 | 0 | 127 |  | kWh | 0.0247 | -0.193 | Commercial |  | Winter Only | [6 empty] | Small Boilers (<100 MMBtu/hr Heat Input):Uncontrolled | 2.49 | 60% | 60% |  |  |  | 99% | [7 empty] | 0% | 0% | 0% | 4 | 0 | 0 | 0 | 0 | 0 | 0 | 0 | 0 | 0 | 0 | 2013 Qtr 1: 0; 2013 Qtr 2: 0; 2013 Qtr 3: 0; 2013 Qtr 4: 4 | 4 | 1
3226 | 428039 - CFL, 11W lamp, Integral or Modular, Tube or Spiral or Flood | Com-Lighting-InGen_CFLratio0357_CFLscw-11w | 10 | Commercial | NON_res:DEER:Indoor_CFL_Ltg | TRUE |  |  | Lamp | ROB | 9.41 | 0 | 0 | 4.188 | 5.222 | 0 | 97.8 |  | kWh | 0.0243 | -0.0582 | Commercial |  | Winter Only | [6 empty] | Small Boilers (<100 MMBtu/hr Heat Input):Uncontrolled | 3.36 | 60% | 60% |  |  |  | 99% | [7 empty] | 0% | 0% | 0% | 13 | 0 | 0 | 0 | 0 | 0 | 0 | 0 | 0 | 0 | 0 | 2013 Qtr 1: 0; 2013 Qtr 2: 0; 2013 Qtr 3: 0; 2013 Qtr 4: 13 | 13 | 1
3226 | 428039 - CFL, 11W lamp, Integral or Modular, Tube or Spiral or Flood | Com-Lighting-InGen_CFLratio0357_CFLscw-11w | 7 | Commercial | NON_res:DEER:Indoor_CFL_Ltg | TRUE |  |  | Lamp | ROB | 8.47 | 0 | 0 | 3.77 | 4.7 | 8.8818e-16 | 140 |  | kWh | 0.0251 | -0.197 | Commercial |  | Winter Only | [6 empty] | Small Boilers (<100 MMBtu/hr Heat Input):Uncontrolled | 2.3 | 60% | 60% |  |  |  | 99% | [7 empty] | 0% | 0% | 0% | 3 | 0 | 0 | 0 | 0 | 0 | 0 | 0 | 0 | 0 | 0 | 2013 Qtr 1: 0; 2013 Qtr 2: 3; 2013 Qtr 3: 0; 2013 Qtr 4: 0 | 3 | 1
3226 | 428039 - CFL, 11W lamp, Integral or Modular, Tube or Spiral or Flood | Com-Lighting-InGen_CFLratio0357_CFLscw-11w | 7 | Commercial | NON_res:DEER:Indoor_CFL_Ltg | TRUE |  |  | Lamp | ROB | 9.086 | 0 | 0 | 4.044 | 5.042 | 8.8818e-16 | 127 |  | kWh | 0.0247 | -0.136 | Commercial |  | Winter Only | [6 empty] | Small Boilers (<100 MMBtu/hr Heat Input):Uncontrolled | 2.49 | 60% | 60% |  |  |  | 99% | [7 empty] | 0% | 0% | 0% | 29 | 0 | 0 | 0 | 0 | 0 | 0 | 0 | 0 | 0 | 0 | 2013 Qtr 1: 0; 2013 Qtr 2: 10; 2013 Qtr 3: 0; 2013 Qtr 4: 19 | 29 | 1
3226 | 428039 - CFL, 11W lamp, Integral or Modular, Tube or Spiral or Flood | Com-Lighting-InGen_CFLratio0357_CFLscw-11w | 7 | Commercial | NON_res:DEER:Indoor_CFL_Ltg | TRUE |  |  | Lamp | ROB | 9.41 | 0 | 0 | 4.188 | 5.222 | 0 | 97.8 |  | kWh | 0.0239 | -0.0302 | Commercial |  | Winter Only | [6 empty] | Small Boilers (<100 MMBtu/hr Heat Input):Uncontrolled | 3.36 | 60% | 60% |  |  |  | 99% | [7 empty] | 0% | 0% | 0% | 4 | 0 | 0 | 0 | 0 | 0 | 0 | 0 | 0 | 0 | 0 | 2013 Qtr 1: 0; 2013 Qtr 2: 0; 2013 Qtr 3: 0; 2013 Qtr 4: 4 | 4 | 1
3226 | 428039 - CFL, 11W lamp, Integral or Modular, Tube or Spiral or Flood | Com-Lighting-InGen_CFLratio0357_CFLscw-11w | 7 | Commercial | NON_res:DEER:Indoor_CFL_Ltg | TRUE |  |  | Lamp | ROB | 9.41 | 0 | 0 | 4.188 | 5.222 | 0 | 71.5 |  | kWh | 0.0144 | -0.247 | Commercial |  | Winter Only | [6 empty] | Small Boilers (<100 MMBtu/hr Heat Input):Uncontrolled | 4.35 | 60% | 60% |  |  |  | 99% | [7 empty] | 0% | 0% | 0% | 8 | 0 | 0 | 0 | 0 | 0 | 0 | 0 | 0 | 0 | 0 | 2013 Qtr 1: 0; 2013 Qtr 2: 0; 2013 Qtr 3: 0; 2013 Qtr 4: 8 | 8 | 1
3226 | 428039 - CFL, 11W lamp, Integral or Modular, Tube or Spiral or Flood | Com-Lighting-InGen_CFLratio0357_CFLscw-11w | System | Commercial | NON_res:DEER:Indoor_CFL_Ltg | TRUE |  |  | Lamp | ROB | 9.41 | 0 | 0 | 4.188 | 5.222 | 0 | 127 |  | kWh | 0.0249 | -0.17 | Commercial |  | Winter Only | [6 empty] | Small Boilers (<100 MMBtu/hr Heat Input):Uncontrolled | 2.49 | 60% | 60% |  |  |  | 99% | [7 empty] | 0% | 0% | 0% | 3 | 0 | 0 | 0 | 0 | 0 | 0 | 0 | 0 | 0 | 0 | 2013 Qtr 1: 0; 2013 Qtr 2: 0; 2013 Qtr 3: 0; 2013 Qtr 4: 3 | 3 | 1
3226 | 428040 - CFL, 13W lamp, Integral or Modular, Tube or Spiral or Flood | Com-Lighting-InGen_CFLratio0357_CFLscw-13w | 10 | Commercial | NON_res:DEER:Indoor_CFL_Ltg | TRUE |  |  | Lamp | ROB | 9.31 | 0 | 0 | 4.144 | 5.166 | 0 | 184 |  | kWh | 0.0334 | -0.712 | Commercial |  | Winter Only | [6 empty] | Small Boilers (<100 MMBtu/hr Heat Input):Uncontrolled | 2.07 | 60% | 60% |  |  |  | 99% | [7 empty] | 0% | 0% | 0% | 37 | 0 | 0 | 0 | 0 | 0 | 0 | 0 | 0 | 0 | 0 | 2013 Qtr 1: 0; 2013 Qtr 2: 0; 2013 Qtr 3: 0; 2013 Qtr 4: 37 | 37 | 1
3226 | 428040 - CFL, 13W lamp, Integral or Modular, Tube or Spiral or Flood | Com-Lighting-InGen_CFLratio0357_CFLscw-13w | 10 | Commercial | NON_res:DEER:Indoor_CFL_Ltg | TRUE |  |  | Lamp | ROB | 9.068 | 0 | 0 | 4.036 | 5.032 | 0 | 180 |  | kWh | 0.0332 | -0.819 | Commercial |  | Winter Only | [6 empty] | Small Boilers (<100 MMBtu/hr Heat Input):Uncontrolled | 2.08 | 60% | 60% |  |  |  | 99% | [7 empty] | 0% | 0% | 0% | 4 | 0 | 0 | 0 | 0 | 0 | 0 | 0 | 0 | 0 | 0 | 2013 Qtr 1: 0; 2013 Qtr 2: 0; 2013 Qtr 3: 0; 2013 Qtr 4: 4 | 4 | 1
3226 | 428040 - CFL, 13W lamp, Integral or Modular, Tube or Spiral or Flood | Com-Lighting-InGen_CFLratio0357_CFLscw-13w | 10 | Commercial | NON_res:DEER:Indoor_CFL_Ltg | TRUE |  |  | Lamp | ROB | 9.31 | 0 | 0 | 4.144 | 5.166 | 0 | 164 |  | kWh | 0.0295 | -0.364 | Commercial |  | Winter Only | [6 empty] | Small Boilers (<100 MMBtu/hr Heat Input):Uncontrolled | 2.3 | 60% | 60% |  |  |  | 99% | [7 empty] | 0% | 0% | 0% | 2 | 0 | 0 | 0 | 0 | 0 | 0 | 0 | 0 | 0 | 0 | 2013 Qtr 1: 0; 2013 Qtr 2: 0; 2013 Qtr 3: 0; 2013 Qtr 4: 2 | 2 | 1
3226 | 428040 - CFL, 13W lamp, Integral or Modular, Tube or Spiral or Flood | Com-Lighting-InGen_CFLratio0357_CFLscw-13w | 10 | Commercial | NON_res:DEER:Indoor_CFL_Ltg | TRUE |  |  | Lamp | ROB | 9.117 | 0 | 0 | 4.058 | 5.059 | 8.8818e-16 | 150 |  | kWh | 0.0292 | -0.228 | Commercial |  | Winter Only | [6 empty] | Small Boilers (<100 MMBtu/hr Heat Input):Uncontrolled | 2.49 | 60% | 60% |  |  |  | 99% | [7 empty] | 0% | 0% | 0% | 185 | 0 | 0 | 0 | 0 | 0 | 0 | 0 | 0 | 0 | 0 | 2013 Qtr 1: 0; 2013 Qtr 2: 19; 2013 Qtr 3: 0; 2013 Qtr 4: 166 | 185 | 1
3226 | 428040 - CFL, 13W lamp, Integral or Modular, Tube or Spiral or Flood | Com-Lighting-InGen_CFLratio0357_CFLscw-13w | 10 | Commercial | NON_res:DEER:Indoor_CFL_Ltg | TRUE |  |  | Lamp | ROB | 9.114 | 0 | 0 | 4.057 | 5.057 | 0 | 135 |  | kWh | 0.0223 | -1.56 | Commercial |  | Winter Only | [6 empty] | Small Boilers (<100 MMBtu/hr Heat Input):Uncontrolled | 2.57 | 60% | 60% |  |  |  | 99% | [7 empty] | 0% | 0% | 0% | 5 | 0 | 0 | 0 | 0 | 0 | 0 | 0 | 0 | 0 | 0 | 2013 Qtr 1: 0; 2013 Qtr 2: 0; 2013 Qtr 3: 0; 2013 Qtr 4: 5 | 5 | 1
3226 | 428040 - CFL, 13W lamp, Integral or Modular, Tube or Spiral or Flood | Com-Lighting-InGen_CFLratio0357_CFLscw-13w | 10 | Commercial | NON_res:DEER:Indoor_CFL_Ltg | TRUE |  |  | Lamp | ROB | 9.271 | 0 | 0 | 4.126 | 5.144 | 0.001 | 116 |  | kWh | 0.0288 | -0.0688 | Commercial |  | Winter Only | [6 empty] | Small Boilers (<100 MMBtu/hr Heat Input):Uncontrolled | 3.36 | 60% | 60% |  |  |  | 99% | [7 empty] | 0% | 0% | 0% | 130 | 0 | 0 | 0 | 0 | 0 | 0 | 0 | 0 | 0 | 0 | 2013 Qtr 1: 0; 2013 Qtr 2: 4; 2013 Qtr 3: 0; 2013 Qtr 4: 126 | 130 | 1
3226 | 428040 - CFL, 13W lamp, Integral or Modular, Tube or Spiral or Flood | Com-Lighting-InGen_CFLratio0357_CFLscw-13w | 10 | Commercial | NON_res:DEER:Indoor_CFL_Ltg | TRUE |  |  | Lamp | ROB | 9.31 | 0 | 0 | 4.144 | 5.166 | 0 | 98.6 |  | kWh | 0.0248 | -0.378 | Commercial |  | Winter Only | [6 empty] | Small Boilers (<100 MMBtu/hr Heat Input):Uncontrolled | 3.62 | 60% | 60% |  |  |  | 99% | [7 empty] | 0% | 0% | 0% | 2 | 0 | 0 | 0 | 0 | 0 | 0 | 0 | 0 | 0 | 0 | 2013 Qtr 1: 0; 2013 Qtr 2: 0; 2013 Qtr 3: 0; 2013 Qtr 4: 2 | 2 | 1
3226 | 428040 - CFL, 13W lamp, Integral or Modular, Tube or Spiral or Flood | Com-Lighting-InGen_CFLratio0357_CFLscw-13w | 10 | Commercial | NON_res:DEER:Indoor_CFL_Ltg | TRUE |  |  | Lamp | ROB | 9.31 | 0 | 0 | 4.144 | 5.166 | 0 | 95.6 |  | kWh | 0.0311 | -0.138 | Commercial |  | Winter Only | [6 empty] | Small Boilers (<100 MMBtu/hr Heat Input):Uncontrolled | 3.88 | 60% | 60% |  |  |  | 99% | [7 empty] | 0% | 0% | 0% | 9 | 0 | 0 | 0 | 0 | 0 | 0 | 0 | 0 | 0 | 0 | 2013 Qtr 1: 0; 2013 Qtr 2: 0; 2013 Qtr 3: 0; 2013 Qtr 4: 9 | 9 | 1
3226 | 428040 - CFL, 13W lamp, Integral or Modular, Tube or Spiral or Flood | Com-Lighting-InGen_CFLratio0357_CFLscw-13w | 10 | Commercial | NON_res:DEER:Indoor_CFL_Ltg | TRUE |  |  | Lamp | ROB | 8.38 | 0 | 0 | 3.73 | 4.65 | 0 | 88.9 |  | kWh | 0.000668 | -0.404 | Commercial |  | Winter Only | [6 empty] | Small Boilers (<100 MMBtu/hr Heat Input):Uncontrolled | 4.29 | 60% | 60% |  |  |  | 99% | [7 empty] | 0% | 0% | 0% | 15 | 0 | 0 | 0 | 0 | 0 | 0 | 0 | 0 | 0 | 0 | 2013 Qtr 1: 0; 2013 Qtr 2: 15; 2013 Qtr 3: 0; 2013 Qtr 4: 0 | 15 | 1
3226 | 428040 - CFL, 13W lamp, Integral or Modular, Tube or Spiral or Flood | Com-Lighting-InGen_CFLratio0357_CFLscw-13w | 10 | Commercial | NON_res:DEER:Indoor_CFL_Ltg | TRUE |  |  | Lamp | ROB | 8.752 | 0 | 0 | 3.896 | 4.856 | 8.8818e-16 | 84.5 |  | kWh | 0.015 | -0.391 | Commercial |  | Winter Only | [6 empty] | Small Boilers (<100 MMBtu/hr Heat Input):Uncontrolled | 4.35 | 60% | 60% |  |  |  | 99% | [7 empty] | 0% | 0% | 0% | 60 | 0 | 0 | 0 | 0 | 0 | 0 | 0 | 0 | 0 | 0 | 2013 Qtr 1: 0; 2013 Qtr 2: 36; 2013 Qtr 3: 0; 2013 Qtr 4: 24 | 60 | 1
3226 | 428040 - CFL, 13W lamp, Integral or Modular, Tube or Spiral or Flood | Com-Lighting-InGen_CFLratio0357_CFLscw-13w | 10 | Commercial | NON_res:DEER:Indoor_CFL_Ltg | TRUE |  |  | Lamp | ROB | 9.31 | 0 | 0 | 4.144 | 5.166 | 0 | 51.8 |  | kWh | 0.00645 | -0.128 | Commercial |  | Winter Only | [6 empty] | Small Boilers (<100 MMBtu/hr Heat Input):Uncontrolled | 7.3 | 60% | 60% |  |  |  | 99% | [7 empty] | 0% | 0% | 0% | 116 | 0 | 0 | 0 | 0 | 0 | 0 | 0 | 0 | 0 | 0 | 2013 Qtr 1: 0; 2013 Qtr 2: 0; 2013 Qtr 3: 0; 2013 Qtr 4: 116 | 116 | 1
3226 | 428040 - CFL, 13W lamp, Integral or Modular, Tube or Spiral or Flood | Com-Lighting-InGen_CFLratio0357_CFLscw-13w | 7 | Commercial | NON_res:DEER:Indoor_CFL_Ltg | TRUE |  |  | Lamp | ROB | 9.05 | 0 | 0 | 4.028 | 5.022 | 8.8818e-16 | 182 |  | kWh | 0.0331 | -0.662 | Commercial |  | Winter Only | [6 empty] | Small Boilers (<100 MMBtu/hr Heat Input):Uncontrolled | 2.07 | 60% | 60% |  |  |  | 99% | [7 empty] | 0% | 0% | 0% | 66 | 0 | 0 | 0 | 0 | 0 | 0 | 0 | 0 | 0 | 0 | 2013 Qtr 1: 0; 2013 Qtr 2: 9; 2013 Qtr 3: 0; 2013 Qtr 4: 57 | 66 | 1
3226 | 428040 - CFL, 13W lamp, Integral or Modular, Tube or Spiral or Flood | Com-Lighting-InGen_CFLratio0357_CFLscw-13w | 7 | Commercial | NON_res:DEER:Indoor_CFL_Ltg | TRUE |  |  | Lamp | ROB | 8.502 | 0 | 0 | 3.784 | 4.717 | 0.001 | 178 |  | kWh | 0.0327 | -0.819 | Commercial |  | Winter Only | [6 empty] | Small Boilers (<100 MMBtu/hr Heat Input):Uncontrolled | 2.08 | 60% | 60% |  |  |  | 99% | [7 empty] | 0% | 0% | 0% | 23 | 0 | 0 | 0 | 0 | 0 | 0 | 0 | 0 | 0 | 0 | 2013 Qtr 1: 0; 2013 Qtr 2: 18; 2013 Qtr 3: 0; 2013 Qtr 4: 5 | 23 | 1
3226 | 428040 - CFL, 13W lamp, Integral or Modular, Tube or Spiral or Flood | Com-Lighting-InGen_CFLratio0357_CFLscw-13w | 7 | Commercial | NON_res:DEER:Indoor_CFL_Ltg | TRUE |  |  | Lamp | ROB | 8.841 | 0 | 0 | 3.935 | 4.905 | 0.001 | 150 |  | kWh | 0.0292 | -0.161 | Commercial |  | Winter Only | [6 empty] | Small Boilers (<100 MMBtu/hr Heat Input):Uncontrolled | 2.49 | 60% | 60% |  |  |  | 99% | [7 empty] | 0% | 0% | 0% | 146 | 0 | 0 | 0 | 0 | 0 | 0 | 0 | 0 | 0 | 0 | 2013 Qtr 1: 0; 2013 Qtr 2: 68; 2013 Qtr 3: 0; 2013 Qtr 4: 78 | 146 | 1
3226 | 428040 - CFL, 13W lamp, Integral or Modular, Tube or Spiral or Flood | Com-Lighting-InGen_CFLratio0357_CFLscw-13w | 7 | Commercial | NON_res:DEER:Indoor_CFL_Ltg | TRUE |  |  | Lamp | ROB | 9.124 | 0 | 0 | 4.061 | 5.063 | 8.8818e-16 | 130 |  | kWh | 0.0203 | -1.82 | Commercial |  | Winter Only | [6 empty] | Small Boilers (<100 MMBtu/hr Heat Input):Uncontrolled | 2.57 | 60% | 60% |  |  |  | 99% | [7 empty] | 0% | 0% | 0% | 20 | 0 | 0 | 0 | 0 | 0 | 0 | 0 | 0 | 0 | 0 | 2013 Qtr 1: 0; 2013 Qtr 2: 4; 2013 Qtr 3: 0; 2013 Qtr 4: 16 | 20 | 1
3226 | 428040 - CFL, 13W lamp, Integral or Modular, Tube or Spiral or Flood | Com-Lighting-InGen_CFLratio0357_CFLscw-13w | 7 | Commercial | NON_res:DEER:Indoor_CFL_Ltg | TRUE |  |  | Lamp | ROB | 8.38 | 0 | 0 | 3.73 | 4.65 | 0 | 130 |  | kWh | 0.0238 | -1.05 | Commercial |  | Winter Only | [6 empty] | Small Boilers (<100 MMBtu/hr Heat Input):Uncontrolled | 2.8 | 60% | 60% |  |  |  | 99% | [7 empty] | 0% | 0% | 0% | 6 | 0 | 0 | 0 | 0 | 0 | 0 | 0 | 0 | 0 | 0 | 2013 Qtr 1: 0; 2013 Qtr 2: 6; 2013 Qtr 3: 0; 2013 Qtr 4: 0 | 6 | 1
3226 | 428040 - CFL, 13W lamp, Integral or Modular, Tube or Spiral or Flood | Com-Lighting-InGen_CFLratio0357_CFLscw-13w | 7 | Commercial | NON_res:DEER:Indoor_CFL_Ltg | TRUE |  |  | Lamp | ROB | 9.148 | 0 | 0 | 4.072 | 5.076 | 0 | 116 |  | kWh | 0.0283 | -0.0357 | Commercial |  | Winter Only | [6 empty] | Small Boilers (<100 MMBtu/hr Heat Input):Uncontrolled | 3.36 | 60% | 60% |  |  |  | 99% | [7 empty] | 0% | 0% | 0% | 109 | 0 | 0 | 0 | 0 | 0 | 0 | 0 | 0 | 0 | 0 | 2013 Qtr 1: 0; 2013 Qtr 2: 7; 2013 Qtr 3: 0; 2013 Qtr 4: 102 | 109 | 1
3226 | 428040 - CFL, 13W lamp, Integral or Modular, Tube or Spiral or Flood | Com-Lighting-InGen_CFLratio0357_CFLscw-13w | 7 | Commercial | NON_res:DEER:Indoor_CFL_Ltg |  |  |  | Lamp | ROB | 9.31 | 0 | 0 | 4.144 | 5.166 |  | 93.9 |  |  | 0.0311 | -0.112 | Commercial |  | Winter Only | [6 empty] | Small Boilers (<100 MMBtu/hr Heat Input):Uncontrolled | 3.88 | 60% | 60% |  |  |  | 99% | [9 empty] | 0% | 50 | 0 | 0 | 0 | 0 | 0 | 0 | 0 | 0 | 0 | 0 | 2013 Qtr 1: 0; 2013 Qtr 2: 0; 2013 Qtr 3: 0; 2013 Qtr 4: 50 | 50 | 1
3226 | 428040 - CFL, 13W lamp, Integral or Modular, Tube or Spiral or Flood | Com-Lighting-InGen_CFLratio0357_CFLscw-13w | 7 | Commercial | NON_res:DEER:Indoor_CFL_Ltg |  |  |  | Lamp | ROB | 8.711 | 0 | 0 | 3.877 | 4.833 |  | 84.5 |  |  | 0.0171 | -0.292 | Commercial |  | Winter Only | [6 empty] | Small Boilers (<100 MMBtu/hr Heat Input):Uncontrolled | 4.35 | 60% | 60% |  |  |  | 99% | [9 empty] | 0% | 166 | 0 | 0 | 0 | 0 | 0 | 0 | 0 | 0 | 0 | 0 | 2013 Qtr 1: 0; 2013 Qtr 2: 107; 2013 Qtr 3: 0; 2013 Qtr 4: 59 | 166 | 1
3226 | 428040 - CFL, 13W lamp, Integral or Modular, Tube or Spiral or Flood | Com-Lighting-InGen_CFLratio0357_CFLscw-13w | 7 | Commercial | NON_res:DEER:Indoor_CFL_Ltg |  |  |  | Lamp | ROB | 9.31 | 0 | 0 | 4.144 | 5.166 |  | 85.2 |  |  | 0.0262 | -0.277 | Commercial |  | Winter Only | [6 empty] | Small Boilers (<100 MMBtu/hr Heat Input):Uncontrolled | 4.46 | 60% | 60% |  |  |  | 99% | [9 empty] | 0% | 14 | 0 | 0 | 0 | 0 | 0 | 0 | 0 | 0 | 0 | 0 | 2013 Qtr 1: 0; 2013 Qtr 2: 0; 2013 Qtr 3: 0; 2013 Qtr 4: 14 | 14 | 1
3226 | 428040 - CFL, 13W lamp, Integral or Modular, Tube or Spiral or Flood | Com-Lighting-InGen_CFLratio0357_CFLscw-13w | System | Commercial | NON_res:DEER:Indoor_CFL_Ltg |  |  |  | Lamp | ROB | 9.31 | 0 | 0 | 4.144 | 5.166 |  | 181.8 |  |  | 0.03302 | -0.8436 | Commercial |  | Winter Only | [6 empty] | Small Boilers (<100 MMBtu/hr Heat Input):Uncontrolled | 2.07 | 60% | 60% |  |  |  | 99% | [9 empty] | 0% | 5 | 0 | 0 | 0 | 0 | 0 | 0 | 0 | 0 | 0 | 0 | 2013 Qtr 1: 0; 2013 Qtr 2: 0; 2013 Qtr 3: 0; 2013 Qtr 4: 5 | 5 | 1
3226 | 428040 - CFL, 13W lamp, Integral or Modular, Tube or Spiral or Flood | Com-Lighting-InGen_CFLratio0357_CFLscw-13w | System | Commercial | NON_res:DEER:Indoor_CFL_Ltg |  |  |  | Lamp | ROB | 9.31 | 0 | 0 | 4.144 | 5.166 |  | 166 |  |  | 0.029 | -0.32 | Commercial |  | Winter Only | [6 empty] | Small Boilers (<100 MMBtu/hr Heat Input):Uncontrolled | 2.3 | 60% | 60% |  |  |  | 99% | [9 empty] | 0% | 2 | 0 | 0 | 0 | 0 | 0 | 0 | 0 | 0 | 0 | 0 | 2013 Qtr 1: 0; 2013 Qtr 2: 0; 2013 Qtr 3: 0; 2013 Qtr 4: 2 | 2 | 1
3226 | 428040 - CFL, 13W lamp, Integral or Modular, Tube or Spiral or Flood | Com-Lighting-InGen_CFLratio0357_CFLscw-13w | System | Commercial | NON_res:DEER:Indoor_CFL_Ltg |  |  |  | Lamp | ROB | 9.038 | 0 | 0 | 4.023 | 5.015 |  | 149.1111 |  |  | 0.0295 | -0.225 | Commercial |  | Winter Only | [6 empty] | Small Boilers (<100 MMBtu/hr Heat Input):Uncontrolled | 2.49 | 60% | 60% |  |  |  | 99% | [9 empty] | 0% | 9 | 0 | 0 | 0 | 0 | 0 | 0 | 0 | 0 | 0 | 0 | 2013 Qtr 1: 0; 2013 Qtr 2: 0; 2013 Qtr 3: 0; 2013 Qtr 4: 9 | 9 | 1
3226 | 428040 - CFL, 13W lamp, Integral or Modular, Tube or Spiral or Flood | Com-Lighting-InGen_CFLratio0357_CFLscw-13w | System | Commercial | NON_res:DEER:Indoor_CFL_Ltg |  |  |  | Lamp | ROB | 9.31 | 0 | 0 | 4.144 | 5.166 |  | 134 |  |  | 0.0222 | -1.56 | Commercial |  | Winter Only | [6 empty] | Small Boilers (<100 MMBtu/hr Heat Input):Uncontrolled | 2.57 | 60% | 60% |  |  |  | 99% | [9 empty] | 0% | 11 | 0 | 0 | 0 | 0 | 0 | 0 | 0 | 0 | 0 | 0 | 2013 Qtr 1: 0; 2013 Qtr 2: 0; 2013 Qtr 3: 0; 2013 Qtr 4: 11 | 11 | 1
3226 | 428040 - CFL, 13W lamp, Integral or Modular, Tube or Spiral or Flood | Com-Lighting-InGen_CFLratio0357_CFLscw-13w | System | Commercial | NON_res:DEER:Indoor_CFL_Ltg |  |  |  | Lamp | ROB | 9.221 | 0 | 0 | 4.104 | 5.117 |  | 114.7955 |  |  | 0.029 | -0.0882 | Commercial |  | Winter Only | [6 empty] | Small Boilers (<100 MMBtu/hr Heat Input):Uncontrolled | 3.36 | 60% | 60% |  |  |  | 99% | [9 empty] | 0% | 44 | 0 | 0 | 0 | 0 | 0 | 0 | 0 | 0 | 0 | 0 | 2013 Qtr 1: 0; 2013 Qtr 2: 0; 2013 Qtr 3: 0; 2013 Qtr 4: 44 | 44 | 1
3226 | 428040 - CFL, 13W lamp, Integral or Modular, Tube or Spiral or Flood | Com-Lighting-InGen_CFLratio0357_CFLscw-13w | System | Commercial | NON_res:DEER:Indoor_CFL_Ltg |  |  |  | Lamp | ROB | 9.31 | 0 | 0 | 4.144 | 5.166 |  | 84.2 |  |  | 0.0168 | -0.438 | Commercial |  | Winter Only | [6 empty] | Small Boilers (<100 MMBtu/hr Heat Input):Uncontrolled | 4.35 | 60% | 60% |  |  |  | 99% | [9 empty] | 0% | 8 | 0 | 0 | 0 | 0 | 0 | 0 | 0 | 0 | 0 | 0 | 2013 Qtr 1: 0; 2013 Qtr 2: 0; 2013 Qtr 3: 0; 2013 Qtr 4: 8 | 8 | 1
3226 | 428041 - CFL, 16W lamp, Integral or Modular, Tube or Spiral or Flood | Com-Lighting-InGen_CFLratio0357_CFLscw-16w | 10 | Commercial | NON_res:DEER:Indoor_CFL_Ltg |  |  |  | Lamp | ROB | 9.23 | 0 | 0 | 4.102 | 5.127 |  | 227 |  |  | 0.0411 | -0.876 | Commercial |  | Winter Only | [6 empty] | Small Boilers (<100 MMBtu/hr Heat Input):Uncontrolled | 2.07 | 60% | 60% |  |  |  | 99% | [9 empty] | 0% | 44 | 0 | 0 | 0 | 0 | 0 | 0 | 0 | 0 | 0 | 0 | 2013 Qtr 1: 0; 2013 Qtr 2: 17; 2013 Qtr 3: 0; 2013 Qtr 4: 27 | 44 | 1
3226 | 428041 - CFL, 16W lamp, Integral or Modular, Tube or Spiral or Flood | Com-Lighting-InGen_CFLratio0357_CFLscw-16w | 10 | Commercial | NON_res:DEER:Indoor_CFL_Ltg |  |  |  | Lamp | ROB | 8.64 | 0 | 0 | 3.84 | 4.8 |  | 222 |  |  | 0.0409 | -1.01 | Commercial |  | Winter Only | [6 empty] | Small Boilers (<100 MMBtu/hr Heat Input):Uncontrolled | 2.08 | 60% | 60% |  |  |  | 99% | [9 empty] | 0% | 12 | 0 | 0 | 0 | 0 | 0 | 0 | 0 | 0 | 0 | 0 | 2013 Qtr 1: 0; 2013 Qtr 2: 12; 2013 Qtr 3: 0; 2013 Qtr 4: 0 | 12 | 1
3226 | 428041 - CFL, 16W lamp, Integral or Modular, Tube or Spiral or Flood | Com-Lighting-InGen_CFLratio0357_CFLscw-16w | 10 | Commercial | NON_res:DEER:Indoor_CFL_Ltg |  |  |  | Lamp | ROB | 9.403 | 0 | 0 | 4.179 | 5.223 |  | 185 |  |  | 0.036 | -0.28 | Commercial |  | Winter Only | [6 empty] | Small Boilers (<100 MMBtu/hr Heat Input):Uncontrolled | 2.49 | 60% | 60% |  |  |  | 99% | [9 empty] | 0% | 97 | 0 | 0 | 0 | 0 | 0 | 0 | 0 | 0 | 0 | 0 | 2013 Qtr 1: 0; 2013 Qtr 2: 20; 2013 Qtr 3: 0; 2013 Qtr 4: 77 | 97 | 1
3226 | 428041 - CFL, 16W lamp, Integral or Modular, Tube or Spiral or Flood | Com-Lighting-InGen_CFLratio0357_CFLscw-16w | 10 | Commercial | NON_res:DEER:Indoor_CFL_Ltg |  |  |  | Lamp | ROB | 9.6 | 0 | 0 | 4.267 | 5.333 |  | 167 |  |  | 0.0275 | -1.92 | Commercial |  | Winter Only | [6 empty] | Small Boilers (<100 MMBtu/hr Heat Input):Uncontrolled | 2.57 | 60% | 60% |  |  |  | 99% | [9 empty] | 0% | 2 | 0 | 0 | 0 | 0 | 0 | 0 | 0 | 0 | 0 | 0 | 2013 Qtr 1: 0; 2013 Qtr 2: 0; 2013 Qtr 3: 0; 2013 Qtr 4: 2 | 2 | 1
3226 | 428041 - CFL, 16W lamp, Integral or Modular, Tube or Spiral or Flood | Com-Lighting-InGen_CFLratio0357_CFLscw-16w | 10 | Commercial | NON_res:DEER:Indoor_CFL_Ltg |  |  |  | Lamp | ROB | 9.6 | 0 | 0 | 4.267 | 5.333 |  | 142 |  |  | 0.0354 | -0.0847 | Commercial |  | Winter Only | [6 empty] | Small Boilers (<100 MMBtu/hr Heat Input):Uncontrolled | 3.36 | 60% | 60% |  |  |  | 99% | [9 empty] | 0% | 8 | 0 | 0 | 0 | 0 | 0 | 0 | 0 | 0 | 0 | 0 | 2013 Qtr 1: 0; 2013 Qtr 2: 0; 2013 Qtr 3: 0; 2013 Qtr 4: 8 | 8 | 1
3226 | 428041 - CFL, 16W lamp, Integral or Modular, Tube or Spiral or Flood | Com-Lighting-InGen_CFLratio0357_CFLscw-16w | 10 | Commercial | NON_res:DEER:Indoor_CFL_Ltg |  |  |  | Lamp | ROB | 9.6 | 0 | 0 | 4.267 | 5.333 |  | 121 |  |  | 0.0305 | -0.465 | Commercial |  | Winter Only | [6 empty] | Small Boilers (<100 MMBtu/hr Heat Input):Uncontrolled | 3.62 | 60% | 60% |  |  |  | 99% | [9 empty] | 0% | 2 | 0 | 0 | 0 | 0 | 0 | 0 | 0 | 0 | 0 | 0 | 2013 Qtr 1: 0; 2013 Qtr 2: 0; 2013 Qtr 3: 0; 2013 Qtr 4: 2 | 2 | 1
3226 | 428041 - CFL, 16W lamp, Integral or Modular, Tube or Spiral or Flood | Com-Lighting-InGen_CFLratio0357_CFLscw-16w | 10 | Commercial | NON_res:DEER:Indoor_CFL_Ltg |  |  |  | Lamp | ROB | 9.6 | 0 | 0 | 4.267 | 5.333 |  | 118 |  |  | 0.0383 | -0.17 | Commercial |  | Winter Only | [6 empty] | Small Boilers (<100 MMBtu/hr Heat Input):Uncontrolled | 3.88 | 60% | 60% |  |  |  | 99% | [9 empty] | 0% | 30 | 0 | 0 | 0 | 0 | 0 | 0 | 0 | 0 | 0 | 0 | 2013 Qtr 1: 0; 2013 Qtr 2: 0; 2013 Qtr 3: 0; 2013 Qtr 4: 30 | 30 | 1
3226 | 428041 - CFL, 16W lamp, Integral or Modular, Tube or Spiral or Flood | Com-Lighting-InGen_CFLratio0357_CFLscw-16w | 10 | Commercial | NON_res:DEER:Indoor_CFL_Ltg |  |  |  | Lamp | ROB | 8.736 | 0 | 0 | 3.883 | 4.853 |  | 104 |  |  | 0.0185 | -0.481 | Commercial |  | Winter Only | [6 empty] | Small Boilers (<100 MMBtu/hr Heat Input):Uncontrolled | 4.35 | 60% | 60% |  |  |  | 99% | [9 empty] | 0% | 30 | 0 | 0 | 0 | 0 | 0 | 0 | 0 | 0 | 0 | 0 | 2013 Qtr 1: 0; 2013 Qtr 2: 27; 2013 Qtr 3: 0; 2013 Qtr 4: 3 | 30 | 1
3226 | 428041 - CFL, 16W lamp, Integral or Modular, Tube or Spiral or Flood | Com-Lighting-InGen_CFLratio0357_CFLscw-16w | 10 | Commercial | NON_res:DEER:Indoor_CFL_Ltg |  |  |  | Lamp | ROB | 9.6 | 0 | 0 | 4.267 | 5.333 |  | 105 |  |  | 0.000822 | -0.396 | Commercial |  | Winter Only | [6 empty] | Small Boilers (<100 MMBtu/hr Heat Input):Uncontrolled | 4.46 | 60% | 60% |  |  |  | 99% | [9 empty] | 0% | 89 | 0 | 0 | 0 | 0 | 0 | 0 | 0 | 0 | 0 | 0 | 2013 Qtr 1: 0; 2013 Qtr 2: 0; 2013 Qtr 3: 0; 2013 Qtr 4: 89 | 89 | 1
3226 | 428041 - CFL, 16W lamp, Integral or Modular, Tube or Spiral or Flood | Com-Lighting-InGen_CFLratio0357_CFLscw-16w | 7 | Commercial | NON_res:DEER:Indoor_CFL_Ltg |  |  |  | Lamp | ROB | 9.601 | 0 | 0 | 4.267 | 5.333 |  | 225 |  |  | 0.0408 | -0.814 | Commercial |  | Winter Only | [6 empty] | Small Boilers (<100 MMBtu/hr Heat Input):Uncontrolled | 2.07 | 60% | 60% |  |  |  | 99% | [9 empty] | 0% | 18 | 0 | 0 | 0 | 0 | 0 | 0 | 0 | 0 | 0 | 0 | 2013 Qtr 1: 0; 2013 Qtr 2: 0; 2013 Qtr 3: 0; 2013 Qtr 4: 18 | 18 | 1
3226 | 428041 - CFL, 16W lamp, Integral or Modular, Tube or Spiral or Flood | Com-Lighting-InGen_CFLratio0357_CFLscw-16w | 7 | Commercial | NON_res:DEER:Indoor_CFL_Ltg |  |  |  | Lamp | ROB | 8.64 | 0 | 0 | 3.84 | 4.8 |  | 220 |  |  | 0.0402 | -1.01 | Commercial |  | Winter Only | [6 empty] | Small Boilers (<100 MMBtu/hr Heat Input):Uncontrolled | 2.08 | 60% | 60% |  |  |  | 99% | [9 empty] | 0% | 9 | 0 | 0 | 0 | 0 | 0 | 0 | 0 | 0 | 0 | 0 | 2013 Qtr 1: 0; 2013 Qtr 2: 0; 2013 Qtr 3: 0; 2013 Qtr 4: 9 | 9 | 1
3226 | 428041 - CFL, 16W lamp, Integral or Modular, Tube or Spiral or Flood | Com-Lighting-InGen_CFLratio0357_CFLscw-16w | 7 | Commercial | NON_res:DEER:Indoor_CFL_Ltg |  |  |  | Lamp | ROB | 8.64 | 0 | 0 | 3.84 | 4.8 |  | 204 |  |  | 0.0366 | -0.286 | Commercial |  | Winter Only | [6 empty] | Small Boilers (<100 MMBtu/hr Heat Input):Uncontrolled | 2.3 | 60% | 60% |  |  |  | 99% | [9 empty] | 0% | 20 | 0 | 0 | 0 | 0 | 0 | 0 | 0 | 0 | 0 | 0 | 2013 Qtr 1: 0; 2013 Qtr 2: 20; 2013 Qtr 3: 0; 2013 Qtr 4: 0 | 20 | 1
3226 | 428041 - CFL, 16W lamp, Integral or Modular, Tube or Spiral or Flood | Com-Lighting-InGen_CFLratio0357_CFLscw-16w | 7 | Commercial | NON_res:DEER:Indoor_CFL_Ltg |  |  |  | Lamp | ROB | 8.83 | 0 | 0 | 3.924 | 4.905 |  | 185 |  |  | 0.036 | -0.198 | Commercial |  | Winter Only | [6 empty] | Small Boilers (<100 MMBtu/hr Heat Input):Uncontrolled | 2.49 | 60% | 60% |  |  |  | 99% | [9 empty] | 0% | 521 | 0 | 0 | 0 | 0 | 0 | 0 | 0 | 0 | 0 | 0 | 2013 Qtr 1: 0; 2013 Qtr 2: 412; 2013 Qtr 3: 0; 2013 Qtr 4: 109 | 521 | 1
3226 | 428041 - CFL, 16W lamp, Integral or Modular, Tube or Spiral or Flood | Com-Lighting-InGen_CFLratio0357_CFLscw-16w | 7 | Commercial | NON_res:DEER:Indoor_CFL_Ltg |  |  |  | Lamp | ROB | 9.449 | 0 | 0 | 4.199 | 5.249 |  | 142 |  |  | 0.0348 | -0.044 | Commercial |  | Winter Only | [6 empty] | Small Boilers (<100 MMBtu/hr Heat Input):Uncontrolled | 3.36 | 60% | 60% |  |  |  | 99% | [9 empty] | 0% | 76 | 0 | 0 | 0 | 0 | 0 | 0 | 0 | 0 | 0 | 0 | 2013 Qtr 1: 0; 2013 Qtr 2: 0; 2013 Qtr 3: 0; 2013 Qtr 4: 76 | 76 | 1
3226 | 428041 - CFL, 16W lamp, Integral or Modular, Tube or Spiral or Flood | Com-Lighting-InGen_CFLratio0357_CFLscw-16w | 7 | Commercial | NON_res:DEER:Indoor_CFL_Ltg |  |  |  | Lamp | ROB | 9.6 | 0 | 0 | 4.267 | 5.333 |  | 116 |  |  | 0.0383 | -0.138 | Commercial |  | Winter Only | [6 empty] | Small Boilers (<100 MMBtu/hr Heat Input):Uncontrolled | 3.88 | 60% | 60% |  |  |  | 99% | [9 empty] | 0% | 8 | 0 | 0 | 0 | 0 | 0 | 0 | 0 | 0 | 0 | 0 | 2013 Qtr 1: 0; 2013 Qtr 2: 0; 2013 Qtr 3: 0; 2013 Qtr 4: 8 | 8 | 1
3226 | 428041 - CFL, 16W lamp, Integral or Modular, Tube or Spiral or Flood | Com-Lighting-InGen_CFLratio0357_CFLscw-16w | 7 | Commercial | NON_res:DEER:Indoor_CFL_Ltg |  |  |  | Lamp | ROB | 9.426 | 0 | 0 | 4.189 | 5.236 |  | 104 |  |  | 0.021 | -0.359 | Commercial |  | Winter Only | [6 empty] | Small Boilers (<100 MMBtu/hr Heat Input):Uncontrolled | 4.35 | 60% | 60% |  |  |  | 99% | [9 empty] | 0% | 88 | 0 | 0 | 0 | 0 | 0 | 0 | 0 | 0 | 0 | 0 | 2013 Qtr 1: 0; 2013 Qtr 2: 16; 2013 Qtr 3: 0; 2013 Qtr 4: 72 | 88 | 1
3226 | 428042 - CFL, 17W lamp, Integral or Modular, Tube or Spiral or Flood | Com-Lighting-InGen_CFLratio0357_CFLscw-17w | 10 | Commercial | NON_res:DEER:Indoor_CFL_Ltg |  |  |  | Lamp | ROB | 8.38 | 0 | 0 | 3.73 | 4.65 |  | 196 |  |  | 0.0382 | -0.298 | Commercial |  | Winter Only | [6 empty] | Small Boilers (<100 MMBtu/hr Heat Input):Uncontrolled | 2.49 | 60% | 60% |  |  |  | 99% | [9 empty] | 0% | 1 | 0 | 0 | 0 | 0 | 0 | 0 | 0 | 0 | 0 | 0 | 2013 Qtr 1: 0; 2013 Qtr 2: 1; 2013 Qtr 3: 0; 2013 Qtr 4: 0 | 1 | 1
3226 | 428043 - CFL, 18W lamp, Integral or Modular, Tube or Spiral or Flood | Com-Lighting-InGen_CFLratio0357_CFLscw-18w | 10 | Commercial | NON_res:DEER:Indoor_CFL_Ltg |  |  |  | Lamp | ROB | 8.38 | 0 | 0 | 3.73 | 4.65 |  | 255 |  |  | 0.0463 | -0.985 | Commercial |  | Winter Only | [6 empty] | Small Boilers (<100 MMBtu/hr Heat Input):Uncontrolled | 2.07 | 60% | 60% |  |  |  | 99% | [9 empty] | 0% | 4 | 0 | 0 | 0 | 0 | 0 | 0 | 0 | 0 | 0 | 0 | 2013 Qtr 1: 0; 2013 Qtr 2: 4; 2013 Qtr 3: 0; 2013 Qtr 4: 0 | 4 | 1
3226 | 428043 - CFL, 18W lamp, Integral or Modular, Tube or Spiral or Flood | Com-Lighting-InGen_CFLratio0357_CFLscw-18w | 10 | Commercial | NON_res:DEER:Indoor_CFL_Ltg |  |  |  | Lamp | ROB | 8.38 | 0 | 0 | 3.73 | 4.65 |  | 208 |  |  | 0.0405 | -0.315 | Commercial |  | Winter Only | [6 empty] | Small Boilers (<100 MMBtu/hr Heat Input):Uncontrolled | 2.49 | 60% | 60% |  |  |  | 99% | [9 empty] | 0% | 2 | 0 | 0 | 0 | 0 | 0 | 0 | 0 | 0 | 0 | 0 | 2013 Qtr 1: 0; 2013 Qtr 2: 2; 2013 Qtr 3: 0; 2013 Qtr 4: 0 | 2 | 1
3226 | 428043 - CFL, 18W lamp, Integral or Modular, Tube or Spiral or Flood | Com-Lighting-InGen_CFLratio0357_CFLscw-18w | 7 | Commercial | NON_res:DEER:Indoor_CFL_Ltg |  |  |  | Lamp | ROB | 8.38 | 0 | 0 | 3.73 | 4.65 |  | 208 |  |  | 0.0405 | -0.223 | Commercial |  | Winter Only | [6 empty] | Small Boilers (<100 MMBtu/hr Heat Input):Uncontrolled | 2.49 | 60% | 60% |  |  |  | 99% | [9 empty] | 0% | 10 | 0 | 0 | 0 | 0 | 0 | 0 | 0 | 0 | 0 | 0 | 2013 Qtr 1: 0; 2013 Qtr 2: 10; 2013 Qtr 3: 0; 2013 Qtr 4: 0 | 10 | 1
3226 | 428043 - CFL, 18W lamp, Integral or Modular, Tube or Spiral or Flood | Com-Lighting-InGen_CFLratio0357_CFLscw-18w | 7 | Commercial | NON_res:DEER:Indoor_CFL_Ltg |  |  |  | Lamp | ROB | 8.38 | 0 | 0 | 3.73 | 4.65 |  | 160 |  |  | 0.0392 | -0.0495 | Commercial |  | Winter Only | [6 empty] | Small Boilers (<100 MMBtu/hr Heat Input):Uncontrolled | 3.36 | 60% | 60% |  |  |  | 99% | [9 empty] | 0% | 1 | 0 | 0 | 0 | 0 | 0 | 0 | 0 | 0 | 0 | 0 | 2013 Qtr 1: 0; 2013 Qtr 2: 1; 2013 Qtr 3: 0; 2013 Qtr 4: 0 | 1 | 1
3226 | 428043 - CFL, 18W lamp, Integral or Modular, Tube or Spiral or Flood | Com-Lighting-InGen_CFLratio0357_CFLscw-18w | System | Commercial | NON_res:DEER:Indoor_CFL_Ltg |  |  |  | Lamp | ROB | 8.38 | 0 | 0 | 3.73 | 4.65 |  | 186 |  |  | 0.0307 | -2.16 | Commercial |  | Winter Only | [6 empty] | Small Boilers (<100 MMBtu/hr Heat Input):Uncontrolled | 2.57 | 60% | 60% |  |  |  | 99% | [9 empty] | 0% | 5 | 0 | 0 | 0 | 0 | 0 | 0 | 0 | 0 | 0 | 0 | 2013 Qtr 1: 0; 2013 Qtr 2: 5; 2013 Qtr 3: 0; 2013 Qtr 4: 0 | 5 | 1
3226 | 428044 - CFL, 23W lamp, Integral or Modular, Tube or Spiral or Flood | Com-Lighting-InGen_CFLratio0357_CFLscw-23w | 10 | Commercial | NON_res:DEER:Indoor_CFL_Ltg |  |  |  | Lamp | ROB | 9.249 | 0 | 0 | 4.116 | 5.132 |  | 326 |  |  | 0.0591 | -1.26 | Commercial |  | Winter Only | [6 empty] | Small Boilers (<100 MMBtu/hr Heat Input):Uncontrolled | 2.07 | 60% | 60% |  |  |  | 99% | [9 empty] | 0% | 45 | 0 | 0 | 0 | 0 | 0 | 0 | 0 | 0 | 0 | 0 | 2013 Qtr 1: 0; 2013 Qtr 2: 3; 2013 Qtr 3: 0; 2013 Qtr 4: 42 | 45 | 1
3226 | 428044 - CFL, 23W lamp, Integral or Modular, Tube or Spiral or Flood | Com-Lighting-InGen_CFLratio0357_CFLscw-23w | 10 | Commercial | NON_res:DEER:Indoor_CFL_Ltg |  |  |  | Lamp | ROB | 8.835 | 0 | 0 | 3.933 | 4.902 |  | 319 |  |  | 0.0588 | -1.45 | Commercial |  | Winter Only | [6 empty] | Small Boilers (<100 MMBtu/hr Heat Input):Uncontrolled | 2.08 | 60% | 60% |  |  |  | 99% | [9 empty] | 0% | 4 | 0 | 0 | 0 | 0 | 0 | 0 | 0 | 0 | 0 | 0 | 2013 Qtr 1: 0; 2013 Qtr 2: 1; 2013 Qtr 3: 0; 2013 Qtr 4: 3 | 4 | 1
3226 | 428044 - CFL, 23W lamp, Integral or Modular, Tube or Spiral or Flood | Com-Lighting-InGen_CFLratio0357_CFLscw-23w | 10 | Commercial | NON_res:DEER:Indoor_CFL_Ltg |  |  |  | Lamp | ROB | 9 | 0 | 0 | 4.006 | 4.994 |  | 291 |  |  | 0.0521 | -0.644 | Commercial |  | Winter Only | [6 empty] | Small Boilers (<100 MMBtu/hr Heat Input):Uncontrolled | 2.3 | 60% | 60% |  |  |  | 99% | [9 empty] | 0% | 3 | 0 | 0 | 0 | 0 | 0 | 0 | 0 | 0 | 0 | 0 | 2013 Qtr 1: 0; 2013 Qtr 2: 1; 2013 Qtr 3: 0; 2013 Qtr 4: 2 | 3 | 1
3226 | 428044 - CFL, 23W lamp, Integral or Modular, Tube or Spiral or Flood | Com-Lighting-InGen_CFLratio0357_CFLscw-23w | 10 | Commercial | NON_res:DEER:Indoor_CFL_Ltg |  |  |  | Lamp | ROB | 9.084 | 0 | 0 | 4.043 | 5.041 |  | 265 |  |  | 0.0517 | -0.403 | Commercial |  | Winter Only | [6 empty] | Small Boilers (<100 MMBtu/hr Heat Input):Uncontrolled | 2.49 | 60% | 60% |  |  |  | 99% | [9 empty] | 0% | 90 | 0 | 0 | 0 | 0 | 0 | 0 | 0 | 0 | 0 | 0 | 2013 Qtr 1: 0; 2013 Qtr 2: 13; 2013 Qtr 3: 0; 2013 Qtr 4: 77 | 90 | 1
3226 | 428044 - CFL, 23W lamp, Integral or Modular, Tube or Spiral or Flood | Com-Lighting-InGen_CFLratio0357_CFLscw-23w | 10 | Commercial | NON_res:DEER:Indoor_CFL_Ltg |  |  |  | Lamp | ROB | 9.31 | 0 | 0 | 4.144 | 5.166 |  | 239 |  |  | 0.0395 | -2.76 | Commercial |  | Winter Only | [6 empty] | Small Boilers (<100 MMBtu/hr Heat Input):Uncontrolled | 2.57 | 60% | 60% |  |  |  | 99% | [9 empty] | 0% | 3 | 0 | 0 | 0 | 0 | 0 | 0 | 0 | 0 | 0 | 0 | 2013 Qtr 1: 0; 2013 Qtr 2: 0; 2013 Qtr 3: 0; 2013 Qtr 4: 3 | 3 | 1
3226 | 428044 - CFL, 23W lamp, Integral or Modular, Tube or Spiral or Flood | Com-Lighting-InGen_CFLratio0357_CFLscw-23w | 10 | Commercial | NON_res:DEER:Indoor_CFL_Ltg |  |  |  | Lamp | ROB | 9.176 | 0 | 0 | 4.084 | 5.091 |  | 205 |  |  | 0.0509 | -0.122 | Commercial |  | Winter Only | [6 empty] | Small Boilers (<100 MMBtu/hr Heat Input):Uncontrolled | 3.36 | 60% | 60% |  |  |  | 99% | [9 empty] | 0% | 126 | 0 | 0 | 0 | 0 | 0 | 0 | 0 | 0 | 0 | 0 | 2013 Qtr 1: 0; 2013 Qtr 2: 11; 2013 Qtr 3: 0; 2013 Qtr 4: 115 | 126 | 1
3226 | 428044 - CFL, 23W lamp, Integral or Modular, Tube or Spiral or Flood | Com-Lighting-InGen_CFLratio0357_CFLscw-23w | 10 | Commercial | NON_res:DEER:Indoor_CFL_Ltg |  |  |  | Lamp | ROB | 9.31 | 0 | 0 | 4.144 | 5.166 |  | 174 |  |  | 0.0439 | -0.668 | Commercial |  | Winter Only | [6 empty] | Small Boilers (<100 MMBtu/hr Heat Input):Uncontrolled | 3.62 | 60% | 60% |  |  |  | 99% | [9 empty] | 0% | 2 | 0 | 0 | 0 | 0 | 0 | 0 | 0 | 0 | 0 | 0 | 2013 Qtr 1: 0; 2013 Qtr 2: 0; 2013 Qtr 3: 0; 2013 Qtr 4: 2 | 2 | 1
3226 | 428044 - CFL, 23W lamp, Integral or Modular, Tube or Spiral or Flood | Com-Lighting-InGen_CFLratio0357_CFLscw-23w | 10 | Commercial | NON_res:DEER:Indoor_CFL_Ltg |  |  |  | Lamp | ROB | 9.31 | 0 | 0 | 4.144 | 5.166 |  | 169 |  |  | 0.0551 | -0.244 | Commercial |  | Winter Only | [6 empty] | Small Boilers (<100 MMBtu/hr Heat Input):Uncontrolled | 3.88 | 60% | 60% |  |  |  | 99% | [9 empty] | 0% | 4 | 0 | 0 | 0 | 0 | 0 | 0 | 0 | 0 | 0 | 0 | 2013 Qtr 1: 0; 2013 Qtr 2: 0; 2013 Qtr 3: 0; 2013 Qtr 4: 4 | 4 | 1
3226 | 428044 - CFL, 23W lamp, Integral or Modular, Tube or Spiral or Flood | Com-Lighting-InGen_CFLratio0357_CFLscw-23w | 10 | Commercial | NON_res:DEER:Indoor_CFL_Ltg |  |  |  | Lamp | ROB | 9.23 | 0 | 0 | 4.108 | 5.121 |  | 150 |  |  | 0.0266 | -0.692 | Commercial |  | Winter Only | [6 empty] | Small Boilers (<100 MMBtu/hr Heat Input):Uncontrolled | 4.35 | 60% | 60% |  |  |  | 99% | [9 empty] | 0% | 23 | 0 | 0 | 0 | 0 | 0 | 0 | 0 | 0 | 0 | 0 | 2013 Qtr 1: 0; 2013 Qtr 2: 2; 2013 Qtr 3: 0; 2013 Qtr 4: 21 | 23 | 1
3226 | 428044 - CFL, 23W lamp, Integral or Modular, Tube or Spiral or Flood | Com-Lighting-InGen_CFLratio0357_CFLscw-23w | 7 | Commercial | NON_res:DEER:Indoor_CFL_Ltg |  |  |  | Lamp | ROB | 9.241 | 0 | 0 | 4.113 | 5.127 |  | 323 |  |  | 0.0586 | -1.17 | Commercial |  | Winter Only | [6 empty] | Small Boilers (<100 MMBtu/hr Heat Input):Uncontrolled | 2.07 | 60% | 60% |  |  |  | 99% | [9 empty] | 0% | 90 | 0 | 0 | 0 | 0 | 0 | 0 | 0 | 0 | 0 | 0 | 2013 Qtr 1: 0; 2013 Qtr 2: 2; 2013 Qtr 3: 0; 2013 Qtr 4: 88 | 90 | 1
3226 | 428044 - CFL, 23W lamp, Integral or Modular, Tube or Spiral or Flood | Com-Lighting-InGen_CFLratio0357_CFLscw-23w | 7 | Commercial | NON_res:DEER:Indoor_CFL_Ltg |  |  |  | Lamp | ROB | 9.012 | 0 | 0 | 4.011 | 5 |  | 316 |  |  | 0.0578 | -1.45 | Commercial |  | Winter Only | [6 empty] | Small Boilers (<100 MMBtu/hr Heat Input):Uncontrolled | 2.08 | 60% | 60% |  |  |  | 99% | [9 empty] | 0% | 8 | 0 | 0 | 0 | 0 | 0 | 0 | 0 | 0 | 0 | 0 | 2013 Qtr 1: 0; 2013 Qtr 2: 0; 2013 Qtr 3: 0; 2013 Qtr 4: 8 | 8 | 1
3226 | 428044 - CFL, 23W lamp, Integral or Modular, Tube or Spiral or Flood | Com-Lighting-InGen_CFLratio0357_CFLscw-23w | 7 | Commercial | NON_res:DEER:Indoor_CFL_Ltg |  |  |  | Lamp | ROB | 8.845 | 0 | 0 | 3.937 | 4.908 |  | 293 |  |  | 0.0525 | -0.411 | Commercial |  | Winter Only | [6 empty] | Small Boilers (<100 MMBtu/hr Heat Input):Uncontrolled | 2.3 | 60% | 60% |  |  |  | 99% | [9 empty] | 0% | 4 | 0 | 0 | 0 | 0 | 0 | 0 | 0 | 0 | 0 | 0 | 2013 Qtr 1: 0; 2013 Qtr 2: 2; 2013 Qtr 3: 0; 2013 Qtr 4: 2 | 4 | 1
3226 | 428044 - CFL, 23W lamp, Integral or Modular, Tube or Spiral or Flood | Com-Lighting-InGen_CFLratio0357_CFLscw-23w | 7 | Commercial | NON_res:DEER:Indoor_CFL_Ltg |  |  |  | Lamp | ROB | 8.847 | 0 | 0 | 3.937 | 4.909 |  | 265 |  |  | 0.0517 | -0.284 | Commercial |  | Winter Only | [6 empty] | Small Boilers (<100 MMBtu/hr Heat Input):Uncontrolled | 2.49 | 60% | 60% |  |  |  | 99% | [9 empty] | 0% | 245 | 0 | 0 | 0 | 0 | 0 | 0 | 0 | 0 | 0 | 0 | 2013 Qtr 1: 0; 2013 Qtr 2: 104; 2013 Qtr 3: 0; 2013 Qtr 4: 141 | 245 | 1
3226 | 428044 - CFL, 23W lamp, Integral or Modular, Tube or Spiral or Flood | Com-Lighting-InGen_CFLratio0357_CFLscw-23w | 7 | Commercial | NON_res:DEER:Indoor_CFL_Ltg |  |  |  | Lamp | ROB | 8.933 | 0 | 0 | 3.976 | 4.956 |  | 230 |  |  | 0.036 | -3.22 | Commercial |  | Winter Only | [6 empty] | Small Boilers (<100 MMBtu/hr Heat Input):Uncontrolled | 2.57 | 60% | 60% |  |  |  | 99% | [9 empty] | 0% | 32 | 0 | 0 | 0 | 0 | 0 | 0 | 0 | 0 | 0 | 0 | 2013 Qtr 1: 0; 2013 Qtr 2: 9; 2013 Qtr 3: 0; 2013 Qtr 4: 23 | 32 | 1
3226 | 428044 - CFL, 23W lamp, Integral or Modular, Tube or Spiral or Flood | Com-Lighting-InGen_CFLratio0357_CFLscw-23w | 7 | Commercial | NON_res:DEER:Indoor_CFL_Ltg |  |  |  | Lamp | ROB | 9.31 | 0 | 0 | 4.144 | 5.166 |  | 214 |  |  | 0.0567 | 0 | Commercial |  | Winter Only | [6 empty] | Small Boilers (<100 MMBtu/hr Heat Input):Uncontrolled | 3.24 | 60% | 60% |  |  |  | 99% | [9 empty] | 0% | 2 | 0 | 0 | 0 | 0 | 0 | 0 | 0 | 0 | 0 | 0 | 2013 Qtr 1: 0; 2013 Qtr 2: 0; 2013 Qtr 3: 0; 2013 Qtr 4: 2 | 2 | 1
3226 | 428044 - CFL, 23W lamp, Integral or Modular, Tube or Spiral or Flood | Com-Lighting-InGen_CFLratio0357_CFLscw-23w | 7 | Commercial | NON_res:DEER:Indoor_CFL_Ltg |  |  |  | Lamp | ROB | 9.022 | 0 | 0 | 4.016 | 5.006 |  | 205 |  |  | 0.0501 | -0.0632 | Commercial |  | Winter Only | [6 empty] | Small Boilers (<100 MMBtu/hr Heat Input):Uncontrolled | 3.36 | 60% | 60% |  |  |  | 99% | [9 empty] | 0% | 155 | 0 | 0 | 0 | 0 | 0 | 0 | 0 | 0 | 0 | 0 | 2013 Qtr 1: 0; 2013 Qtr 2: 9; 2013 Qtr 3: 0; 2013 Qtr 4: 146 | 155 | 1
3226 | 428044 - CFL, 23W lamp, Integral or Modular, Tube or Spiral or Flood | Com-Lighting-InGen_CFLratio0357_CFLscw-23w | 7 | Commercial | NON_res:DEER:Indoor_CFL_Ltg |  |  |  | Lamp | ROB | 9.31 | 0 | 0 | 4.144 | 5.166 |  | 167.6667 |  |  | 0.040133 | -0.402 | Commercial |  | Winter Only | [6 empty] | Small Boilers (<100 MMBtu/hr Heat Input):Uncontrolled | 3.62 | 60% | 60% |  |  |  | 99% | [9 empty] | 0% | 6 | 0 | 0 | 0 | 0 | 0 | 0 | 0 | 0 | 0 | 0 | 2013 Qtr 1: 0; 2013 Qtr 2: 0; 2013 Qtr 3: 0; 2013 Qtr 4: 6 | 6 | 1
3226 | 428044 - CFL, 23W lamp, Integral or Modular, Tube or Spiral or Flood | Com-Lighting-InGen_CFLratio0357_CFLscw-23w | 7 | Commercial | NON_res:DEER:Indoor_CFL_Ltg |  |  |  | Lamp | ROB | 9.235 | 0 | 0 | 4.11 | 5.124 |  | 166 |  |  | 0.0551 | -0.198 | Commercial |  | Winter Only | [6 empty] | Small Boilers (<100 MMBtu/hr Heat Input):Uncontrolled | 3.88 | 60% | 60% |  |  |  | 99% | [9 empty] | 0% | 13 | 0 | 0 | 0 | 0 | 0 | 0 | 0 | 0 | 0 | 0 | 2013 Qtr 1: 0; 2013 Qtr 2: 0; 2013 Qtr 3: 0; 2013 Qtr 4: 13 | 13 | 1
3226 | 428044 - CFL, 23W lamp, Integral or Modular, Tube or Spiral or Flood | Com-Lighting-InGen_CFLratio0357_CFLscw-23w | 7 | Commercial | NON_res:DEER:Indoor_CFL_Ltg |  |  |  | Lamp | ROB | 8.736 | 0 | 0 | 3.888 | 4.847 |  | 155 |  |  | 0.0511 | -0.65 | Commercial |  | Winter Only | [6 empty] | Small Boilers (<100 MMBtu/hr Heat Input):Uncontrolled | 4.29 | 60% | 60% |  |  |  | 99% | [9 empty] | 0% | 34 | 0 | 0 | 0 | 0 | 0 | 0 | 0 | 0 | 0 | 0 | 2013 Qtr 1: 0; 2013 Qtr 2: 21; 2013 Qtr 3: 0; 2013 Qtr 4: 13 | 34 | 1
3226 | 428044 - CFL, 23W lamp, Integral or Modular, Tube or Spiral or Flood | Com-Lighting-InGen_CFLratio0357_CFLscw-23w | 7 | Commercial | NON_res:DEER:Indoor_CFL_Ltg |  |  |  | Lamp | ROB | 9.161 | 0 | 0 | 4.078 | 5.083 |  | 150 |  |  | 0.0302 | -0.517 | Commercial |  | Winter Only | [6 empty] | Small Boilers (<100 MMBtu/hr Heat Input):Uncontrolled | 4.35 | 60% | 60% |  |  |  | 99% | [9 empty] | 0% | 368 | 0 | 0 | 0 | 0 | 0 | 0 | 0 | 0 | 0 | 0 | 2013 Qtr 1: 0; 2013 Qtr 2: 59; 2013 Qtr 3: 0; 2013 Qtr 4: 309 | 368 | 1
3226 | 428044 - CFL, 23W lamp, Integral or Modular, Tube or Spiral or Flood | Com-Lighting-InGen_CFLratio0357_CFLscw-23w | 7 | Commercial | NON_res:DEER:Indoor_CFL_Ltg |  |  |  | Lamp | ROB | 9.31 | 0 | 0 | 4.144 | 5.166 |  | 151 |  |  | 0.0463 | -0.49 | Commercial |  | Winter Only | [6 empty] | Small Boilers (<100 MMBtu/hr Heat Input):Uncontrolled | 4.46 | 60% | 60% |  |  |  | 99% | [9 empty] | 0% | 12 | 0 | 0 | 0 | 0 | 0 | 0 | 0 | 0 | 0 | 0 | 2013 Qtr 1: 0; 2013 Qtr 2: 0; 2013 Qtr 3: 0; 2013 Qtr 4: 12 | 12 | 1
3226 | 428044 - CFL, 23W lamp, Integral or Modular, Tube or Spiral or Flood | Com-Lighting-InGen_CFLratio0357_CFLscw-23w | System | Commercial | NON_res:DEER:Indoor_CFL_Ltg |  |  |  | Lamp | ROB | 9.31 | 0 | 0 | 4.144 | 5.166 |  | 320 |  |  | 0.0591 | -1.48 | Commercial |  | Winter Only | [6 empty] | Small Boilers (<100 MMBtu/hr Heat Input):Uncontrolled | 2.07 | 60% | 60% |  |  |  | 99% | [9 empty] | 0% | 17 | 0 | 0 | 0 | 0 | 0 | 0 | 0 | 0 | 0 | 0 | 2013 Qtr 1: 0; 2013 Qtr 2: 0; 2013 Qtr 3: 0; 2013 Qtr 4: 17 | 17 | 1
3226 | 428044 - CFL, 23W lamp, Integral or Modular, Tube or Spiral or Flood | Com-Lighting-InGen_CFLratio0357_CFLscw-23w | System | Commercial | NON_res:DEER:Indoor_CFL_Ltg |  |  |  | Lamp | ROB | 9.202 | 0 | 0 | 4.095 | 5.106 |  | 264.1111 |  |  | 0.0521 | -0.37689 | Commercial |  | Winter Only | [6 empty] | Small Boilers (<100 MMBtu/hr Heat Input):Uncontrolled | 2.49 | 60% | 60% |  |  |  | 99% | [9 empty] | 0% | 18 | 0 | 0 | 0 | 0 | 0 | 0 | 0 | 0 | 0 | 0 | 2013 Qtr 1: 0; 2013 Qtr 2: 0; 2013 Qtr 3: 0; 2013 Qtr 4: 18 | 18 | 1
3226 | 428044 - CFL, 23W lamp, Integral or Modular, Tube or Spiral or Flood | Com-Lighting-InGen_CFLratio0357_CFLscw-23w | System | Commercial | NON_res:DEER:Indoor_CFL_Ltg |  |  |  | Lamp | ROB | 9.244 | 0 | 0 | 4.114 | 5.129 |  | 229.2857 |  |  | 0.036564 | -3.2036 | Commercial |  | Winter Only | [6 empty] | Small Boilers (<100 MMBtu/hr Heat Input):Uncontrolled | 2.57 | 60% | 60% |  |  |  | 99% | [9 empty] | 0% | 14 | 0 | 0 | 0 | 0 | 0 | 0 | 0 | 0 | 0 | 0 | 2013 Qtr 1: 0; 2013 Qtr 2: 1; 2013 Qtr 3: 0; 2013 Qtr 4: 13 | 14 | 1
3226 | 428044 - CFL, 23W lamp, Integral or Modular, Tube or Spiral or Flood | Com-Lighting-InGen_CFLratio0357_CFLscw-23w | System | Commercial | NON_res:DEER:Indoor_CFL_Ltg |  |  |  | Lamp | ROB | 9.147 | 0 | 0 | 4.071 | 5.075 |  | 203 |  |  | 0.0513 | -0.0898 | Commercial |  | Winter Only | [6 empty] | Small Boilers (<100 MMBtu/hr Heat Input):Uncontrolled | 3.36 | 60% | 60% |  |  |  | 99% | [9 empty] | 0% | 3 | 0 | 0 | 0 | 0 | 0 | 0 | 0 | 0 | 0 | 0 | 2013 Qtr 1: 0; 2013 Qtr 2: 0; 2013 Qtr 3: 0; 2013 Qtr 4: 3 | 3 | 1
3226 | 428044 - CFL, 23W lamp, Integral or Modular, Tube or Spiral or Flood | Com-Lighting-InGen_CFLratio0357_CFLscw-23w | System | Commercial | NON_res:DEER:Indoor_CFL_Ltg |  |  |  | Lamp | ROB | 9.102 | 0 | 0 | 4.051 | 5.05 |  | 153 |  |  | 0.0467 | -0.49 | Commercial |  | Winter Only | [6 empty] | Small Boilers (<100 MMBtu/hr Heat Input):Uncontrolled | 4.46 | 60% | 60% |  |  |  | 99% | [9 empty] | 0% | 7 | 0 | 0 | 0 | 0 | 0 | 0 | 0 | 0 | 0 | 0 | 2013 Qtr 1: 0; 2013 Qtr 2: 0; 2013 Qtr 3: 0; 2013 Qtr 4: 7 | 7 | 1
3226 | 428046 - CFL, 28W lamp, Integral or Modular, Tube or Spiral or Flood | Com-Lighting-InGen_CFLratio0357_CFLscw-28w | 10 | Commercial | NON_res:DEER:Indoor_CFL_Ltg |  |  |  | Lamp | ROB | 8.38 | 0 | 0 | 3.73 | 4.65 |  | 323 |  |  | 0.063 | -0.491 | Commercial |  | Winter Only | [6 empty] | Small Boilers (<100 MMBtu/hr Heat Input):Uncontrolled | 2.49 | 60% | 60% |  |  |  | 99% | [9 empty] | 0% | 1 | 0 | 0 | 0 | 0 | 0 | 0 | 0 | 0 | 0 | 0 | 2013 Qtr 1: 0; 2013 Qtr 2: 1; 2013 Qtr 3: 0; 2013 Qtr 4: 0 | 1 | 1
3226 | 428046 - CFL, 28W lamp, Integral or Modular, Tube or Spiral or Flood | Com-Lighting-InGen_CFLratio0357_CFLscw-28w | 7 | Commercial | NON_res:DEER:Indoor_CFL_Ltg |  |  |  | Lamp | ROB | 8.38 | 0 | 0 | 3.73 | 4.65 |  | 323 |  |  | 0.063 | -0.346 | Commercial |  | Winter Only | [6 empty] | Small Boilers (<100 MMBtu/hr Heat Input):Uncontrolled | 2.49 | 60% | 60% |  |  |  | 99% | [9 empty] | 0% | 2 | 0 | 0 | 0 | 0 | 0 | 0 | 0 | 0 | 0 | 0 | 2013 Qtr 1: 0; 2013 Qtr 2: 2; 2013 Qtr 3: 0; 2013 Qtr 4: 0 | 2 | 1
3226 | 428056 - CFL, 14W w/Reflector | Com-Lighting-InGen_CFLratio0357_CFLscw-13w | 10 | Commercial | NON_res:DEER:Indoor_CFL_Ltg |  |  |  | Lamp | ROB | 14.889 | 0 | 0 | 3.302 | 11.586 |  | 184 |  |  | 0.0334 | -0.712 | Commercial |  | Winter Only | [6 empty] | Small Boilers (<100 MMBtu/hr Heat Input):Uncontrolled | 2.07 | 60% | 60% |  |  |  | 99% | [9 empty] | 0% | 39 | 0 | 0 | 0 | 0 | 0 | 0 | 0 | 0 | 0 | 0 | 2013 Qtr 1: 0; 2013 Qtr 2: 1; 2013 Qtr 3: 0; 2013 Qtr 4: 38 | 39 | 1
3226 | 428056 - CFL, 14W w/Reflector | Com-Lighting-InGen_CFLratio0357_CFLscw-13w | 10 | Commercial | NON_res:DEER:Indoor_CFL_Ltg |  |  |  | Lamp | ROB | 12.468 | 0 | 0 | 2.765 | 9.702 |  | 150 |  |  | 0.0292 | -0.228 | Commercial |  | Winter Only | [6 empty] | Small Boilers (<100 MMBtu/hr Heat Input):Uncontrolled | 2.49 | 60% | 60% |  |  |  | 99% | [9 empty] | 0% | 174 | 0 | 0 | 0 | 0 | 0 | 0 | 0 | 0 | 0 | 0 | 2013 Qtr 1: 0; 2013 Qtr 2: 42; 2013 Qtr 3: 0; 2013 Qtr 4: 132 | 174 | 1
3226 | 428056 - CFL, 14W w/Reflector | Com-Lighting-InGen_CFLratio0357_CFLscw-13w | 10 | Commercial | NON_res:DEER:Indoor_CFL_Ltg |  |  |  | Lamp | ROB | 14.61 | 0 | 0 | 3.24 | 11.369 |  | 116 |  |  | 0.0288 | -0.0688 | Commercial |  | Winter Only | [6 empty] | Small Boilers (<100 MMBtu/hr Heat Input):Uncontrolled | 3.36 | 60% | 60% |  |  |  | 99% | [9 empty] | 0% | 66 | 0 | 0 | 0 | 0 | 0 | 0 | 0 | 0 | 0 | 0 | 2013 Qtr 1: 0; 2013 Qtr 2: 1; 2013 Qtr 3: 0; 2013 Qtr 4: 65 | 66 | 1
3226 | 428056 - CFL, 14W w/Reflector | Com-Lighting-InGen_CFLratio0357_CFLscw-13w | 10 | Commercial | NON_res:DEER:Indoor_CFL_Ltg |  |  |  | Lamp | ROB | 15 | 0 | 0 | 3.327 | 11.673 |  | 92.2 |  |  | 0.0192 | 0 | Commercial |  | Winter Only | [6 empty] | Small Boilers (<100 MMBtu/hr Heat Input):Uncontrolled | 3.62 | 60% | 60% |  |  |  | 99% | [9 empty] | 0% | 8 | 0 | 0 | 0 | 0 | 0 | 0 | 0 | 0 | 0 | 0 | 2013 Qtr 1: 0; 2013 Qtr 2: 0; 2013 Qtr 3: 0; 2013 Qtr 4: 8 | 8 | 1
3226 | 428056 - CFL, 14W w/Reflector | Com-Lighting-InGen_CFLratio0357_CFLscw-13w | 10 | Commercial | NON_res:DEER:Indoor_CFL_Ltg |  |  |  | Lamp | ROB | 11.82 | 0 | 0 | 2.622 | 9.198 |  | 95.6 |  |  | 0.0311 | -0.138 | Commercial |  | Winter Only | [6 empty] | Small Boilers (<100 MMBtu/hr Heat Input):Uncontrolled | 3.88 | 60% | 60% |  |  |  | 99% | [9 empty] | 0% | 6 | 0 | 0 | 0 | 0 | 0 | 0 | 0 | 0 | 0 | 0 | 2013 Qtr 1: 0; 2013 Qtr 2: 0; 2013 Qtr 3: 0; 2013 Qtr 4: 6 | 6 | 1
3226 | 428056 - CFL, 14W w/Reflector | Com-Lighting-InGen_CFLratio0357_CFLscw-13w | 10 | Commercial | NON_res:DEER:Indoor_CFL_Ltg |  |  |  | Lamp | ROB | 15 | 0 | 0 | 3.327 | 11.673 |  | 84.5 |  |  | 0.015 | -0.391 | Commercial |  | Winter Only | [6 empty] | Small Boilers (<100 MMBtu/hr Heat Input):Uncontrolled | 4.35 | 60% | 60% |  |  |  | 99% | [9 empty] | 0% | 4 | 0 | 0 | 0 | 0 | 0 | 0 | 0 | 0 | 0 | 0 | 2013 Qtr 1: 0; 2013 Qtr 2: 0; 2013 Qtr 3: 0; 2013 Qtr 4: 4 | 4 | 1
3226 | 428056 - CFL, 14W w/Reflector | Com-Lighting-InGen_CFLratio0357_CFLscw-13w | 7 | Commercial | NON_res:DEER:Indoor_CFL_Ltg |  |  |  | Lamp | ROB | 13.602 | 0 | 0 | 3.017 | 10.585 |  | 182 |  |  | 0.0331 | -0.662 | Commercial |  | Winter Only | [6 empty] | Small Boilers (<100 MMBtu/hr Heat Input):Uncontrolled | 2.07 | 60% | 60% |  |  |  | 99% | [9 empty] | 0% | 67 | 0 | 0 | 0 | 0 | 0 | 0 | 0 | 0 | 0 | 0 | 2013 Qtr 1: 0; 2013 Qtr 2: 0; 2013 Qtr 3: 0; 2013 Qtr 4: 67 | 67 | 1
3226 | 428056 - CFL, 14W w/Reflector | Com-Lighting-InGen_CFLratio0357_CFLscw-13w | 7 | Commercial | NON_res:DEER:Indoor_CFL_Ltg |  |  |  | Lamp | ROB | 11.391 | 0 | 0 | 2.527 | 8.864 |  | 178 |  |  | 0.0327 | -0.819 | Commercial |  | Winter Only | [6 empty] | Small Boilers (<100 MMBtu/hr Heat Input):Uncontrolled | 2.08 | 60% | 60% |  |  |  | 99% | [9 empty] | 0% | 11 | 0 | 0 | 0 | 0 | 0 | 0 | 0 | 0 | 0 | 0 | 2013 Qtr 1: 0; 2013 Qtr 2: 0; 2013 Qtr 3: 0; 2013 Qtr 4: 11 | 11 | 1
3226 | 428056 - CFL, 14W w/Reflector | Com-Lighting-InGen_CFLratio0357_CFLscw-13w | 7 | Commercial | NON_res:DEER:Indoor_CFL_Ltg |  |  |  | Lamp | ROB | 15 | 0 | 0 | 3.327 | 11.673 |  | 161 |  |  | 0.0295 | -0.728 | Commercial |  | Winter Only | [6 empty] | Small Boilers (<100 MMBtu/hr Heat Input):Uncontrolled | 2.38 | 60% | 60% |  |  |  | 99% | [9 empty] | 0% | 16 | 0 | 0 | 0 | 0 | 0 | 0 | 0 | 0 | 0 | 0 | 2013 Qtr 1: 0; 2013 Qtr 2: 0; 2013 Qtr 3: 0; 2013 Qtr 4: 16 | 16 | 1
3226 | 428056 - CFL, 14W w/Reflector | Com-Lighting-InGen_CFLratio0357_CFLscw-13w | 7 | Commercial | NON_res:DEER:Indoor_CFL_Ltg |  |  |  | Lamp | ROB | 12.523 | 0 | 0 | 2.778 | 9.745 |  | 150 |  |  | 0.0292 | -0.161 | Commercial |  | Winter Only | [6 empty] | Small Boilers (<100 MMBtu/hr Heat Input):Uncontrolled | 2.49 | 60% | 60% |  |  |  | 99% | [9 empty] | 0% | 221 | 0 | 0 | 0 | 0 | 0 | 0 | 0 | 0 | 0 | 0 | 2013 Qtr 1: 0; 2013 Qtr 2: 14; 2013 Qtr 3: 0; 2013 Qtr 4: 207 | 221 | 1
3226 | 428056 - CFL, 14W w/Reflector | Com-Lighting-InGen_CFLratio0357_CFLscw-13w | 7 | Commercial | NON_res:DEER:Indoor_CFL_Ltg |  |  |  | Lamp | ROB | 11.82 | 0 | 0 | 2.622 | 9.198 |  | 130 |  |  | 0.0203 | -1.82 | Commercial |  | Winter Only | [6 empty] | Small Boilers (<100 MMBtu/hr Heat Input):Uncontrolled | 2.57 | 60% | 60% |  |  |  | 99% | [9 empty] | 0% | 1 | 0 | 0 | 0 | 0 | 0 | 0 | 0 | 0 | 0 | 0 | 2013 Qtr 1: 0; 2013 Qtr 2: 0; 2013 Qtr 3: 0; 2013 Qtr 4: 1 | 1 | 1
3226 | 428056 - CFL, 14W w/Reflector | Com-Lighting-InGen_CFLratio0357_CFLscw-13w | 7 | Commercial | NON_res:DEER:Indoor_CFL_Ltg |  |  |  | Lamp | ROB | 13.218 | 0 | 0 | 2.932 | 10.286 |  | 116 |  |  | 0.0283 | -0.0357 | Commercial |  | Winter Only | [6 empty] | Small Boilers (<100 MMBtu/hr Heat Input):Uncontrolled | 3.36 | 60% | 60% |  |  |  | 99% | [9 empty] | 0% | 130 | 0 | 0 | 0 | 0 | 0 | 0 | 0 | 0 | 0 | 0 | 2013 Qtr 1: 0; 2013 Qtr 2: 0; 2013 Qtr 3: 0; 2013 Qtr 4: 130 | 130 | 1
3226 | 428056 - CFL, 14W w/Reflector | Com-Lighting-InGen_CFLratio0357_CFLscw-13w | 7 | Commercial | NON_res:DEER:Indoor_CFL_Ltg |  |  |  | Lamp | ROB | 11.82 | 0 | 0 | 2.622 | 9.198 |  | 92.2 |  |  | 0.0192 | 0 | Commercial |  | Winter Only | [6 empty] | Small Boilers (<100 MMBtu/hr Heat Input):Uncontrolled | 3.62 | 60% | 60% |  |  |  | 99% | [9 empty] | 0% | 24 | 0 | 0 | 0 | 0 | 0 | 0 | 0 | 0 | 0 | 0 | 2013 Qtr 1: 0; 2013 Qtr 2: 0; 2013 Qtr 3: 0; 2013 Qtr 4: 24 | 24 | 1
3226 | 428056 - CFL, 14W w/Reflector | Com-Lighting-InGen_CFLratio0357_CFLscw-13w | 7 | Commercial | NON_res:DEER:Indoor_CFL_Ltg |  |  |  | Lamp | ROB | 11.82 | 0 | 0 | 2.622 | 9.198 |  | 93.9 |  |  | 0.0311 | -0.112 | Commercial |  | Winter Only | [6 empty] | Small Boilers (<100 MMBtu/hr Heat Input):Uncontrolled | 3.88 | 60% | 60% |  |  |  | 99% | [9 empty] | 0% | 4 | 0 | 0 | 0 | 0 | 0 | 0 | 0 | 0 | 0 | 0 | 2013 Qtr 1: 0; 2013 Qtr 2: 0; 2013 Qtr 3: 0; 2013 Qtr 4: 4 | 4 | 1
3226 | 428056 - CFL, 14W w/Reflector | Com-Lighting-InGen_CFLratio0357_CFLscw-13w | 7 | Commercial | NON_res:DEER:Indoor_CFL_Ltg |  |  |  | Lamp | ROB | 11.152 | 0 | 0 | 2.473 | 8.678 |  | 84.5 |  |  | 0.0171 | -0.292 | Commercial |  | Winter Only | [6 empty] | Small Boilers (<100 MMBtu/hr Heat Input):Uncontrolled | 4.35 | 60% | 60% |  |  |  | 99% | [9 empty] | 0% | 65 | 0 | 0 | 0 | 0 | 0 | 0 | 0 | 0 | 0 | 0 | 2013 Qtr 1: 0; 2013 Qtr 2: 53; 2013 Qtr 3: 0; 2013 Qtr 4: 12 | 65 | 1
3226 | 428056 - CFL, 14W w/Reflector | Com-Lighting-InGen_CFLratio0357_CFLscw-13w | System | Commercial | NON_res:DEER:Indoor_CFL_Ltg |  |  |  | Lamp | ROB | 15 | 0 | 0 | 3.327 | 11.673 |  | 179 |  |  | 0.0321 | -1.15 | Commercial |  | Winter Only | [6 empty] | Small Boilers (<100 MMBtu/hr Heat Input):Uncontrolled | 2.07 | 60% | 60% |  |  |  | 99% | [9 empty] | 0% | 47 | 0 | 0 | 0 | 0 | 0 | 0 | 0 | 0 | 0 | 0 | 2013 Qtr 1: 0; 2013 Qtr 2: 0; 2013 Qtr 3: 0; 2013 Qtr 4: 47 | 47 | 1
3226 | 428056 - CFL, 14W w/Reflector | Com-Lighting-InGen_CFLratio0357_CFLscw-13w | System | Commercial | NON_res:DEER:Indoor_CFL_Ltg |  |  |  | Lamp | ROB | 15 | 0 | 0 | 3.327 | 11.673 |  | 149 |  |  | 0.0295 | -0.228 | Commercial |  | Winter Only | [6 empty] | Small Boilers (<100 MMBtu/hr Heat Input):Uncontrolled | 2.49 | 60% | 60% |  |  |  | 99% | [9 empty] | 0% | 10 | 0 | 0 | 0 | 0 | 0 | 0 | 0 | 0 | 0 | 0 | 2013 Qtr 1: 0; 2013 Qtr 2: 0; 2013 Qtr 3: 0; 2013 Qtr 4: 10 | 10 | 1
3226 | 428056 - CFL, 14W w/Reflector | Com-Lighting-InGen_CFLratio0357_CFLscw-13w | System | Commercial | NON_res:DEER:Indoor_CFL_Ltg |  |  |  | Lamp | ROB | 15 | 0 | 0 | 3.327 | 11.673 |  | 134 |  |  | 0.0222 | -1.56 | Commercial |  | Winter Only | [6 empty] | Small Boilers (<100 MMBtu/hr Heat Input):Uncontrolled | 2.57 | 60% | 60% |  |  |  | 99% | [9 empty] | 0% | 3 | 0 | 0 | 0 | 0 | 0 | 0 | 0 | 0 | 0 | 0 | 2013 Qtr 1: 0; 2013 Qtr 2: 0; 2013 Qtr 3: 0; 2013 Qtr 4: 3 | 3 | 1
3226 | 428056 - CFL, 14W w/Reflector | Com-Lighting-InGen_CFLratio0357_CFLscw-13w | System | Commercial | NON_res:DEER:Indoor_CFL_Ltg |  |  |  | Lamp | ROB | 14.859 | 0 | 0 | 3.296 | 11.562 |  | 114.5385 |  |  | 0.029 | -0.081292 | Commercial |  | Winter Only | [6 empty] | Small Boilers (<100 MMBtu/hr Heat Input):Uncontrolled | 3.36 | 60% | 60% |  |  |  | 99% | [9 empty] | 0% | 52 | 0 | 0 | 0 | 0 | 0 | 0 | 0 | 0 | 0 | 0 | 2013 Qtr 1: 0; 2013 Qtr 2: 0; 2013 Qtr 3: 0; 2013 Qtr 4: 52 | 52 | 1
3226 | 428057 - CFL, 18W w/Reflector | Com-Lighting-InGen_CFLratio0357_CFLscw-18w | 10 | Commercial | NON_res:DEER:Indoor_CFL_Ltg |  |  |  | Lamp | ROB | 15 | 0 | 0 | 3.331 | 11.669 |  | 255 |  |  | 0.0463 | -0.985 | Commercial |  | Winter Only | [6 empty] | Small Boilers (<100 MMBtu/hr Heat Input):Uncontrolled | 2.07 | 60% | 60% |  |  |  | 99% | [9 empty] | 0% | 28 | 0 | 0 | 0 | 0 | 0 | 0 | 0 | 0 | 0 | 0 | 2013 Qtr 1: 0; 2013 Qtr 2: 0; 2013 Qtr 3: 0; 2013 Qtr 4: 28 | 28 | 1
3226 | 428057 - CFL, 18W w/Reflector | Com-Lighting-InGen_CFLratio0357_CFLscw-18w | 10 | Commercial | NON_res:DEER:Indoor_CFL_Ltg |  |  |  | Lamp | ROB | 14.955 | 0 | 0 | 3.321 | 11.634 |  | 208 |  |  | 0.0405 | -0.315 | Commercial |  | Winter Only | [6 empty] | Small Boilers (<100 MMBtu/hr Heat Input):Uncontrolled | 2.49 | 60% | 60% |  |  |  | 99% | [9 empty] | 0% | 56 | 0 | 0 | 0 | 0 | 0 | 0 | 0 | 0 | 0 | 0 | 2013 Qtr 1: 0; 2013 Qtr 2: 0; 2013 Qtr 3: 0; 2013 Qtr 4: 56 | 56 | 1
3226 | 428057 - CFL, 18W w/Reflector | Com-Lighting-InGen_CFLratio0357_CFLscw-18w | 10 | Commercial | NON_res:DEER:Indoor_CFL_Ltg |  |  |  | Lamp | ROB | 15 | 0 | 0 | 3.331 | 11.669 |  | 187 |  |  | 0.0309 | -2.16 | Commercial |  | Winter Only | [6 empty] | Small Boilers (<100 MMBtu/hr Heat Input):Uncontrolled | 2.57 | 60% | 60% |  |  |  | 99% | [9 empty] | 0% | 1 | 0 | 0 | 0 | 0 | 0 | 0 | 0 | 0 | 0 | 0 | 2013 Qtr 1: 0; 2013 Qtr 2: 0; 2013 Qtr 3: 0; 2013 Qtr 4: 1 | 1 | 1
3226 | 428057 - CFL, 18W w/Reflector | Com-Lighting-InGen_CFLratio0357_CFLscw-18w | 10 | Commercial | NON_res:DEER:Indoor_CFL_Ltg |  |  |  | Lamp | ROB | 14.669 | 0 | 0 | 3.257 | 11.411 |  | 160 |  |  | 0.0398 | -0.0953 | Commercial |  | Winter Only | [6 empty] | Small Boilers (<100 MMBtu/hr Heat Input):Uncontrolled | 3.36 | 60% | 60% |  |  |  | 99% | [9 empty] | 0% | 172 | 0 | 0 | 0 | 0 | 0 | 0 | 0 | 0 | 0 | 0 | 2013 Qtr 1: 0; 2013 Qtr 2: 0; 2013 Qtr 3: 0; 2013 Qtr 4: 172 | 172 | 1
3226 | 428057 - CFL, 18W w/Reflector | Com-Lighting-InGen_CFLratio0357_CFLscw-18w | 10 | Commercial | NON_res:DEER:Indoor_CFL_Ltg |  |  |  | Lamp | ROB | 15 | 0 | 0 | 3.331 | 11.669 |  | 132 |  |  | 0.0431 | -0.191 | Commercial |  | Winter Only | [6 empty] | Small Boilers (<100 MMBtu/hr Heat Input):Uncontrolled | 3.88 | 60% | 60% |  |  |  | 99% | [9 empty] | 0% | 27 | 0 | 0 | 0 | 0 | 0 | 0 | 0 | 0 | 0 | 0 | 2013 Qtr 1: 0; 2013 Qtr 2: 0; 2013 Qtr 3: 0; 2013 Qtr 4: 27 | 27 | 1
3226 | 428057 - CFL, 18W w/Reflector | Com-Lighting-InGen_CFLratio0357_CFLscw-18w | 10 | Commercial | NON_res:DEER:Indoor_CFL_Ltg |  |  |  | Lamp | ROB | 15 | 0 | 0 | 3.331 | 11.669 |  | 117 |  |  | 0.0208 | -0.541 | Commercial |  | Winter Only | [6 empty] | Small Boilers (<100 MMBtu/hr Heat Input):Uncontrolled | 4.35 | 60% | 60% |  |  |  | 99% | [9 empty] | 0% | 23 | 0 | 0 | 0 | 0 | 0 | 0 | 0 | 0 | 0 | 0 | 2013 Qtr 1: 0; 2013 Qtr 2: 0; 2013 Qtr 3: 0; 2013 Qtr 4: 23 | 23 | 1
3226 | 428057 - CFL, 18W w/Reflector | Com-Lighting-InGen_CFLratio0357_CFLscw-18w | 10 | Commercial | NON_res:DEER:Indoor_CFL_Ltg |  |  |  | Lamp | ROB | 15 | 0 | 0 | 3.331 | 11.669 |  | 118 |  |  | 0.000925 | -0.445 | Commercial |  | Winter Only | [6 empty] | Small Boilers (<100 MMBtu/hr Heat Input):Uncontrolled | 4.46 | 60% | 60% |  |  |  | 99% | [9 empty] | 0% | 5 | 0 | 0 | 0 | 0 | 0 | 0 | 0 | 0 | 0 | 0 | 2013 Qtr 1: 0; 2013 Qtr 2: 0; 2013 Qtr 3: 0; 2013 Qtr 4: 5 | 5 | 1
3226 | 428057 - CFL, 18W w/Reflector | Com-Lighting-InGen_CFLratio0357_CFLscw-18w | 10 | Commercial | NON_res:DEER:Indoor_CFL_Ltg |  |  |  | Lamp | ROB | 15 | 0 | 0 | 3.331 | 11.669 |  | 71.7 |  |  | 0.00893 | -0.178 | Commercial |  | Winter Only | [6 empty] | Small Boilers (<100 MMBtu/hr Heat Input):Uncontrolled | 7.3 | 60% | 60% |  |  |  | 99% | [9 empty] | 0% | 7 | 0 | 0 | 0 | 0 | 0 | 0 | 0 | 0 | 0 | 0 | 2013 Qtr 1: 0; 2013 Qtr 2: 0; 2013 Qtr 3: 0; 2013 Qtr 4: 7 | 7 | 1
3226 | 428057 - CFL, 18W w/Reflector | Com-Lighting-InGen_CFLratio0357_CFLscw-18w | 7 | Commercial | NON_res:DEER:Indoor_CFL_Ltg |  |  |  | Lamp | ROB | 14.964 | 0 | 0 | 3.323 | 11.64 |  | 253 |  |  | 0.0459 | -0.916 | Commercial |  | Winter Only | [6 empty] | Small Boilers (<100 MMBtu/hr Heat Input):Uncontrolled | 2.07 | 60% | 60% |  |  |  | 99% | [9 empty] | 0% | 156 | 0 | 0 | 0 | 0 | 0 | 0 | 0 | 0 | 0 | 0 | 2013 Qtr 1: 0; 2013 Qtr 2: 0; 2013 Qtr 3: 0; 2013 Qtr 4: 156 | 156 | 1
3226 | 428057 - CFL, 18W w/Reflector | Com-Lighting-InGen_CFLratio0357_CFLscw-18w | 7 | Commercial | NON_res:DEER:Indoor_CFL_Ltg |  |  |  | Lamp | ROB | 15 | 0 | 0 | 3.331 | 11.669 |  | 247 |  |  | 0.0452 | -1.13 | Commercial |  | Winter Only | [6 empty] | Small Boilers (<100 MMBtu/hr Heat Input):Uncontrolled | 2.08 | 60% | 60% |  |  |  | 99% | [9 empty] | 0% | 1 | 0 | 0 | 0 | 0 | 0 | 0 | 0 | 0 | 0 | 0 | 2013 Qtr 1: 0; 2013 Qtr 2: 0; 2013 Qtr 3: 0; 2013 Qtr 4: 1 | 1 | 1
3226 | 428057 - CFL, 18W w/Reflector | Com-Lighting-InGen_CFLratio0357_CFLscw-18w | 7 | Commercial | NON_res:DEER:Indoor_CFL_Ltg |  |  |  | Lamp | ROB | 14.512 | 0 | 0 | 3.222 | 11.289 |  | 208 |  |  | 0.0405 | -0.223 | Commercial |  | Winter Only | [6 empty] | Small Boilers (<100 MMBtu/hr Heat Input):Uncontrolled | 2.49 | 60% | 60% |  |  |  | 99% | [9 empty] | 0% | 237 | 0 | 0 | 0 | 0 | 0 | 0 | 0 | 0 | 0 | 0 | 2013 Qtr 1: 0; 2013 Qtr 2: 11; 2013 Qtr 3: 0; 2013 Qtr 4: 226 | 237 | 1
3226 | 428057 - CFL, 18W w/Reflector | Com-Lighting-InGen_CFLratio0357_CFLscw-18w | 7 | Commercial | NON_res:DEER:Indoor_CFL_Ltg |  |  |  | Lamp | ROB | 14.36 | 0 | 0 | 3.189 | 11.171 |  | 180 |  |  | 0.0282 | -2.52 | Commercial |  | Winter Only | [6 empty] | Small Boilers (<100 MMBtu/hr Heat Input):Uncontrolled | 2.57 | 60% | 60% |  |  |  | 99% | [9 empty] | 0% | 16 | 0 | 0 | 0 | 0 | 0 | 0 | 0 | 0 | 0 | 0 | 2013 Qtr 1: 0; 2013 Qtr 2: 0; 2013 Qtr 3: 0; 2013 Qtr 4: 16 | 16 | 1
3226 | 428057 - CFL, 18W w/Reflector | Com-Lighting-InGen_CFLratio0357_CFLscw-18w | 7 | Commercial | NON_res:DEER:Indoor_CFL_Ltg |  |  |  | Lamp | ROB | 15 | 0 | 0 | 3.331 | 11.669 |  | 161 |  |  | 0.037 | -0.291 | Commercial |  | Winter Only | [6 empty] | Small Boilers (<100 MMBtu/hr Heat Input):Uncontrolled | 3.33 | 60% | 60% |  |  |  | 99% | [9 empty] | 0% | 19 | 0 | 0 | 0 | 0 | 0 | 0 | 0 | 0 | 0 | 0 | 2013 Qtr 1: 0; 2013 Qtr 2: 0; 2013 Qtr 3: 0; 2013 Qtr 4: 19 | 19 | 1
3226 | 428057 - CFL, 18W w/Reflector | Com-Lighting-InGen_CFLratio0357_CFLscw-18w | 7 | Commercial | NON_res:DEER:Indoor_CFL_Ltg |  |  |  | Lamp | ROB | 14.655 | 0 | 0 | 3.254 | 11.4 |  | 160 |  |  | 0.0392 | -0.0495 | Commercial |  | Winter Only | [6 empty] | Small Boilers (<100 MMBtu/hr Heat Input):Uncontrolled | 3.36 | 60% | 60% |  |  |  | 99% | [9 empty] | 0% | 202 | 0 | 0 | 0 | 0 | 0 | 0 | 0 | 0 | 0 | 0 | 2013 Qtr 1: 0; 2013 Qtr 2: 0; 2013 Qtr 3: 0; 2013 Qtr 4: 202 | 202 | 1
3226 | 428057 - CFL, 18W w/Reflector | Com-Lighting-InGen_CFLratio0357_CFLscw-18w | 7 | Commercial | NON_res:DEER:Indoor_CFL_Ltg |  |  |  | Lamp | ROB | 14.361 | 0 | 0 | 3.189 | 11.171 |  | 130 |  |  | 0.0431 | -0.155 | Commercial |  | Winter Only | [6 empty] | Small Boilers (<100 MMBtu/hr Heat Input):Uncontrolled | 3.88 | 60% | 60% |  |  |  | 99% | [9 empty] | 0% | 9 | 0 | 0 | 0 | 0 | 0 | 0 | 0 | 0 | 0 | 0 | 2013 Qtr 1: 0; 2013 Qtr 2: 0; 2013 Qtr 3: 0; 2013 Qtr 4: 9 | 9 | 1
3226 | 428057 - CFL, 18W w/Reflector | Com-Lighting-InGen_CFLratio0357_CFLscw-18w | 7 | Commercial | NON_res:DEER:Indoor_CFL_Ltg |  |  |  | Lamp | ROB | 15 | 0 | 0 | 3.331 | 11.669 |  | 122 |  |  | 0.04 | -0.509 | Commercial |  | Winter Only | [6 empty] | Small Boilers (<100 MMBtu/hr Heat Input):Uncontrolled | 4.29 | 60% | 60% |  |  |  | 99% | [9 empty] | 0% | 2 | 0 | 0 | 0 | 0 | 0 | 0 | 0 | 0 | 0 | 0 | 2013 Qtr 1: 0; 2013 Qtr 2: 0; 2013 Qtr 3: 0; 2013 Qtr 4: 2 | 2 | 1
3226 | 428057 - CFL, 18W w/Reflector | Com-Lighting-InGen_CFLratio0357_CFLscw-18w | 7 | Commercial | NON_res:DEER:Indoor_CFL_Ltg |  |  |  | Lamp | ROB | 14.735 | 0 | 0 | 3.272 | 11.463 |  | 117 |  |  | 0.0236 | -0.404 | Commercial |  | Winter Only | [6 empty] | Small Boilers (<100 MMBtu/hr Heat Input):Uncontrolled | 4.35 | 60% | 60% |  |  |  | 99% | [9 empty] | 0% | 262 | 0 | 0 | 0 | 0 | 0 | 0 | 0 | 0 | 0 | 0 | 2013 Qtr 1: 0; 2013 Qtr 2: 57; 2013 Qtr 3: 0; 2013 Qtr 4: 205 | 262 | 1
3226 | 428057 - CFL, 18W w/Reflector | Com-Lighting-InGen_CFLratio0357_CFLscw-18w | 7 | Commercial | NON_res:DEER:Indoor_CFL_Ltg |  |  |  | Lamp | ROB | 15 | 0 | 0 | 3.331 | 11.669 |  | 118 |  |  | 0.0363 | -0.383 | Commercial |  | Winter Only | [6 empty] | Small Boilers (<100 MMBtu/hr Heat Input):Uncontrolled | 4.46 | 60% | 60% |  |  |  | 99% | [9 empty] | 0% | 14 | 0 | 0 | 0 | 0 | 0 | 0 | 0 | 0 | 0 | 0 | 2013 Qtr 1: 0; 2013 Qtr 2: 0; 2013 Qtr 3: 0; 2013 Qtr 4: 14 | 14 | 1
3226 | 428057 - CFL, 18W w/Reflector | Com-Lighting-InGen_CFLratio0357_CFLscw-18w | System | Commercial | NON_res:DEER:Indoor_CFL_Ltg |  |  |  | Lamp | ROB | 15 | 0 | 0 | 3.331 | 11.669 |  | 207.7787 |  |  | 0.0408 | -0.28209 | Commercial |  | Winter Only | [6 empty] | Small Boilers (<100 MMBtu/hr Heat Input):Uncontrolled | 2.49 | 60% | 60% |  |  |  | 99% | [9 empty] | 0% | 235 | 0 | 0 | 0 | 0 | 0 | 0 | 0 | 0 | 0 | 0 | 2013 Qtr 1: 0; 2013 Qtr 2: 0; 2013 Qtr 3: 0; 2013 Qtr 4: 235 | 235 | 1
3226 | 428057 - CFL, 18W w/Reflector | Com-Lighting-InGen_CFLratio0357_CFLscw-18w | System | Commercial | NON_res:DEER:Indoor_CFL_Ltg |  |  |  | Lamp | ROB | 15 | 0 | 0 | 3.331 | 11.669 |  | 159 |  |  | 0.0402 | -0.0703 | Commercial |  | Winter Only | [6 empty] | Small Boilers (<100 MMBtu/hr Heat Input):Uncontrolled | 3.36 | 60% | 60% |  |  |  | 99% | [9 empty] | 0% | 97 | 0 | 0 | 0 | 0 | 0 | 0 | 0 | 0 | 0 | 0 | 2013 Qtr 1: 0; 2013 Qtr 2: 0; 2013 Qtr 3: 0; 2013 Qtr 4: 97 | 97 | 1
3226 | 428058 - CFL, 23W w/Reflector | Com-Lighting-InGen_CFLratio0357_CFLscw-23w | 10 | Commercial | NON_res:DEER:Indoor_CFL_Ltg |  |  |  | Lamp | ROB | 15 | 0 | 0 | 3.331 | 11.669 |  | 326 |  |  | 0.0591 | -1.26 | Commercial |  | Winter Only | [6 empty] | Small Boilers (<100 MMBtu/hr Heat Input):Uncontrolled | 2.07 | 60% | 60% |  |  |  | 99% | [9 empty] | 0% | 126 | 0 | 0 | 0 | 0 | 0 | 0 | 0 | 0 | 0 | 0 | 2013 Qtr 1: 0; 2013 Qtr 2: 0; 2013 Qtr 3: 0; 2013 Qtr 4: 126 | 126 | 1
3226 | 428058 - CFL, 23W w/Reflector | Com-Lighting-InGen_CFLratio0357_CFLscw-23w | 10 | Commercial | NON_res:DEER:Indoor_CFL_Ltg |  |  |  | Lamp | ROB | 14.594 | 0 | 0 | 3.241 | 11.353 |  | 319 |  |  | 0.0588 | -1.45 | Commercial |  | Winter Only | [6 empty] | Small Boilers (<100 MMBtu/hr Heat Input):Uncontrolled | 2.08 | 60% | 60% |  |  |  | 99% | [9 empty] | 0% | 6 | 0 | 0 | 0 | 0 | 0 | 0 | 0 | 0 | 0 | 0 | 2013 Qtr 1: 0; 2013 Qtr 2: 2; 2013 Qtr 3: 0; 2013 Qtr 4: 4 | 6 | 1
3226 | 428058 - CFL, 23W w/Reflector | Com-Lighting-InGen_CFLratio0357_CFLscw-23w | 10 | Commercial | NON_res:DEER:Indoor_CFL_Ltg |  |  |  | Lamp | ROB | 15.31 | 0 | 0 | 3.4 | 11.91 |  | 291 |  |  | 0.0521 | -0.644 | Commercial |  | Winter Only | [6 empty] | Small Boilers (<100 MMBtu/hr Heat Input):Uncontrolled | 2.3 | 60% | 60% |  |  |  | 99% | [9 empty] | 0% | 2 | 0 | 0 | 0 | 0 | 0 | 0 | 0 | 0 | 0 | 0 | 2013 Qtr 1: 0; 2013 Qtr 2: 0; 2013 Qtr 3: 0; 2013 Qtr 4: 2 | 2 | 1
3226 | 428058 - CFL, 23W w/Reflector | Com-Lighting-InGen_CFLratio0357_CFLscw-23w | 10 | Commercial | NON_res:DEER:Indoor_CFL_Ltg |  |  |  | Lamp | ROB | 14.422 | 0 | 0 | 3.202 | 11.219 |  | 265 |  |  | 0.0517 | -0.403 | Commercial |  | Winter Only | [6 empty] | Small Boilers (<100 MMBtu/hr Heat Input):Uncontrolled | 2.49 | 60% | 60% |  |  |  | 99% | [9 empty] | 0% | 65 | 0 | 0 | 0 | 0 | 0 | 0 | 0 | 0 | 0 | 0 | 2013 Qtr 1: 0; 2013 Qtr 2: 13; 2013 Qtr 3: 0; 2013 Qtr 4: 52 | 65 | 1
3226 | 428058 - CFL, 23W w/Reflector | Com-Lighting-InGen_CFLratio0357_CFLscw-23w | 10 | Commercial | NON_res:DEER:Indoor_CFL_Ltg |  |  |  | Lamp | ROB | 14.36 | 0 | 0 | 3.189 | 11.171 |  | 239 |  |  | 0.0395 | -2.76 | Commercial |  | Winter Only | [6 empty] | Small Boilers (<100 MMBtu/hr Heat Input):Uncontrolled | 2.57 | 60% | 60% |  |  |  | 99% | [9 empty] | 0% | 1 | 0 | 0 | 0 | 0 | 0 | 0 | 0 | 0 | 0 | 0 | 2013 Qtr 1: 0; 2013 Qtr 2: 0; 2013 Qtr 3: 0; 2013 Qtr 4: 1 | 1 | 1
3226 | 428058 - CFL, 23W w/Reflector | Com-Lighting-InGen_CFLratio0357_CFLscw-23w | 10 | Commercial | NON_res:DEER:Indoor_CFL_Ltg |  |  |  | Lamp | ROB | 14.958 | 0 | 0 | 3.321 | 11.636 |  | 205 |  |  | 0.0509 | -0.122 | Commercial |  | Winter Only | [6 empty] | Small Boilers (<100 MMBtu/hr Heat Input):Uncontrolled | 3.36 | 60% | 60% |  |  |  | 99% | [9 empty] | 0% | 150 | 0 | 0 | 0 | 0 | 0 | 0 | 0 | 0 | 0 | 0 | 2013 Qtr 1: 0; 2013 Qtr 2: 0; 2013 Qtr 3: 0; 2013 Qtr 4: 150 | 150 | 1
3226 | 428058 - CFL, 23W w/Reflector | Com-Lighting-InGen_CFLratio0357_CFLscw-23w | 10 | Commercial | NON_res:DEER:Indoor_CFL_Ltg |  |  |  | Lamp | ROB | 15 | 0 | 0 | 3.331 | 11.669 |  | 169 |  |  | 0.0551 | -0.244 | Commercial |  | Winter Only | [6 empty] | Small Boilers (<100 MMBtu/hr Heat Input):Uncontrolled | 3.88 | 60% | 60% |  |  |  | 99% | [9 empty] | 0% | 1 | 0 | 0 | 0 | 0 | 0 | 0 | 0 | 0 | 0 | 0 | 2013 Qtr 1: 0; 2013 Qtr 2: 0; 2013 Qtr 3: 0; 2013 Qtr 4: 1 | 1 | 1
3226 | 428058 - CFL, 23W w/Reflector | Com-Lighting-InGen_CFLratio0357_CFLscw-23w | 10 | Commercial | NON_res:DEER:Indoor_CFL_Ltg |  |  |  | Lamp | ROB | 15 | 0 | 0 | 3.331 | 11.669 |  | 150 |  |  | 0.0266 | -0.692 | Commercial |  | Winter Only | [6 empty] | Small Boilers (<100 MMBtu/hr Heat Input):Uncontrolled | 4.35 | 60% | 60% |  |  |  | 99% | [9 empty] | 0% | 42 | 0 | 0 | 0 | 0 | 0 | 0 | 0 | 0 | 0 | 0 | 2013 Qtr 1: 0; 2013 Qtr 2: 0; 2013 Qtr 3: 0; 2013 Qtr 4: 42 | 42 | 1
3226 | 428058 - CFL, 23W w/Reflector | Com-Lighting-InGen_CFLratio0357_CFLscw-23w | 10 | Commercial | NON_res:DEER:Indoor_CFL_Ltg |  |  |  | Lamp | ROB | 15 | 0 | 0 | 3.331 | 11.669 |  | 91.6 |  |  | 0.0114 | -0.227 | Commercial |  | Winter Only | [6 empty] | Small Boilers (<100 MMBtu/hr Heat Input):Uncontrolled | 7.3 | 60% | 60% |  |  |  | 99% | [9 empty] | 0% | 18 | 0 | 0 | 0 | 0 | 0 | 0 | 0 | 0 | 0 | 0 | 2013 Qtr 1: 0; 2013 Qtr 2: 0; 2013 Qtr 3: 0; 2013 Qtr 4: 18 | 18 | 1
3226 | 428058 - CFL, 23W w/Reflector | Com-Lighting-InGen_CFLratio0357_CFLscw-23w | 7 | Commercial | NON_res:DEER:Indoor_CFL_Ltg |  |  |  | Lamp | ROB | 14.92 | 0 | 0 | 3.313 | 11.607 |  | 323 |  |  | 0.0586 | -1.17 | Commercial |  | Winter Only | [6 empty] | Small Boilers (<100 MMBtu/hr Heat Input):Uncontrolled | 2.07 | 60% | 60% |  |  |  | 99% | [9 empty] | 0% | 8 | 0 | 0 | 0 | 0 | 0 | 0 | 0 | 0 | 0 | 0 | 2013 Qtr 1: 0; 2013 Qtr 2: 0; 2013 Qtr 3: 0; 2013 Qtr 4: 8 | 8 | 1
3226 | 428058 - CFL, 23W w/Reflector | Com-Lighting-InGen_CFLratio0357_CFLscw-23w | 7 | Commercial | NON_res:DEER:Indoor_CFL_Ltg |  |  |  | Lamp | ROB | 14.603 | 0 | 0 | 3.243 | 11.36 |  | 265 |  |  | 0.0517 | -0.284 | Commercial |  | Winter Only | [6 empty] | Small Boilers (<100 MMBtu/hr Heat Input):Uncontrolled | 2.49 | 60% | 60% |  |  |  | 99% | [9 empty] | 0% | 43 | 0 | 0 | 0 | 0 | 0 | 0 | 0 | 0 | 0 | 0 | 2013 Qtr 1: 0; 2013 Qtr 2: 14; 2013 Qtr 3: 0; 2013 Qtr 4: 29 | 43 | 1
3226 | 428058 - CFL, 23W w/Reflector | Com-Lighting-InGen_CFLratio0357_CFLscw-23w | 7 | Commercial | NON_res:DEER:Indoor_CFL_Ltg |  |  |  | Lamp | ROB | 14.956 | 0 | 0 | 3.321 | 11.634 |  | 205 |  |  | 0.0501 | -0.0632 | Commercial |  | Winter Only | [6 empty] | Small Boilers (<100 MMBtu/hr Heat Input):Uncontrolled | 3.36 | 60% | 60% |  |  |  | 99% | [9 empty] | 0% | 300 | 0 | 0 | 0 | 0 | 0 | 0 | 0 | 0 | 0 | 0 | 2013 Qtr 1: 0; 2013 Qtr 2: 0; 2013 Qtr 3: 0; 2013 Qtr 4: 300 | 300 | 1
3226 | 428058 - CFL, 23W w/Reflector | Com-Lighting-InGen_CFLratio0357_CFLscw-23w | 7 | Commercial | NON_res:DEER:Indoor_CFL_Ltg |  |  |  | Lamp | ROB | 15 | 0 | 0 | 3.331 | 11.669 |  | 166 |  |  | 0.0551 | -0.198 | Commercial |  | Winter Only | [6 empty] | Small Boilers (<100 MMBtu/hr Heat Input):Uncontrolled | 3.88 | 60% | 60% |  |  |  | 99% | [9 empty] | 0% | 3 | 0 | 0 | 0 | 0 | 0 | 0 | 0 | 0 | 0 | 0 | 2013 Qtr 1: 0; 2013 Qtr 2: 0; 2013 Qtr 3: 0; 2013 Qtr 4: 3 | 3 | 1
3226 | 428058 - CFL, 23W w/Reflector | Com-Lighting-InGen_CFLratio0357_CFLscw-23w | 7 | Commercial | NON_res:DEER:Indoor_CFL_Ltg |  |  |  | Lamp | ROB | 14.967 | 0 | 0 | 3.324 | 11.643 |  | 150 |  |  | 0.0302 | -0.517 | Commercial |  | Winter Only | [6 empty] | Small Boilers (<100 MMBtu/hr Heat Input):Uncontrolled | 4.35 | 60% | 60% |  |  |  | 99% | [9 empty] | 0% | 308 | 0 | 0 | 0 | 0 | 0 | 0 | 0 | 0 | 0 | 0 | 2013 Qtr 1: 0; 2013 Qtr 2: 16; 2013 Qtr 3: 0; 2013 Qtr 4: 292 | 308 | 1
3226 | 428058 - CFL, 23W w/Reflector | Com-Lighting-InGen_CFLratio0357_CFLscw-23w | 7 | Commercial | NON_res:DEER:Indoor_CFL_Ltg |  |  |  | Lamp | ROB | 15 | 0 | 0 | 3.331 | 11.669 |  | 151 |  |  | 0.0463 | -0.49 | Commercial |  | Winter Only | [6 empty] | Small Boilers (<100 MMBtu/hr Heat Input):Uncontrolled | 4.46 | 60% | 60% |  |  |  | 99% | [9 empty] | 0% | 16 | 0 | 0 | 0 | 0 | 0 | 0 | 0 | 0 | 0 | 0 | 2013 Qtr 1: 0; 2013 Qtr 2: 0; 2013 Qtr 3: 0; 2013 Qtr 4: 16 | 16 | 1
3226 | 428058 - CFL, 23W w/Reflector | Com-Lighting-InGen_CFLratio0357_CFLscw-23w | System | Commercial | NON_res:DEER:Indoor_CFL_Ltg |  |  |  | Lamp | ROB | 15 | 0 | 0 | 3.331 | 11.669 |  | 320 |  |  | 0.0591 | -1.48 | Commercial |  | Winter Only | [6 empty] | Small Boilers (<100 MMBtu/hr Heat Input):Uncontrolled | 2.07 | 60% | 60% |  |  |  | 99% | [9 empty] | 0% | 12 | 0 | 0 | 0 | 0 | 0 | 0 | 0 | 0 | 0 | 0 | 2013 Qtr 1: 0; 2013 Qtr 2: 0; 2013 Qtr 3: 0; 2013 Qtr 4: 12 | 12 | 1
3226 | 428058 - CFL, 23W w/Reflector | Com-Lighting-InGen_CFLratio0357_CFLscw-23w | System | Commercial | NON_res:DEER:Indoor_CFL_Ltg |  |  |  | Lamp | ROB | 15 | 0 | 0 | 3.331 | 11.669 |  | 261.4643 |  |  | 0.051671 | -0.6507 | Commercial |  | Winter Only | [6 empty] | Small Boilers (<100 MMBtu/hr Heat Input):Uncontrolled | 2.49 | 60% | 60% |  |  |  | 99% | [9 empty] | 0% | 56 | 0 | 0 | 0 | 0 | 0 | 0 | 0 | 0 | 0 | 0 | 2013 Qtr 1: 0; 2013 Qtr 2: 0; 2013 Qtr 3: 0; 2013 Qtr 4: 56 | 56 | 1
3226 | 428058 - CFL, 23W w/Reflector | Com-Lighting-InGen_CFLratio0357_CFLscw-23w | System | Commercial | NON_res:DEER:Indoor_CFL_Ltg |  |  |  | Lamp | ROB | 15 | 0 | 0 | 3.331 | 11.669 |  | 237 |  |  | 0.0392 | -2.76 | Commercial |  | Winter Only | [6 empty] | Small Boilers (<100 MMBtu/hr Heat Input):Uncontrolled | 2.57 | 60% | 60% |  |  |  | 99% | [9 empty] | 0% | 1 | 0 | 0 | 0 | 0 | 0 | 0 | 0 | 0 | 0 | 0 | 2013 Qtr 1: 0; 2013 Qtr 2: 0; 2013 Qtr 3: 0; 2013 Qtr 4: 1 | 1 | 1
3226 | 428058 - CFL, 23W w/Reflector | Com-Lighting-InGen_CFLratio0357_CFLscw-23w | System | Commercial | NON_res:DEER:Indoor_CFL_Ltg |  |  |  | Lamp | ROB | 14.924 | 0 | 0 | 3.314 | 11.609 |  | 202.28 |  |  | 0.0513 | -0.13182 | Commercial |  | Winter Only | [6 empty] | Small Boilers (<100 MMBtu/hr Heat Input):Uncontrolled | 3.36 | 60% | 60% |  |  |  | 99% | [9 empty] | 0% | 25 | 0 | 0 | 0 | 0 | 0 | 0 | 0 | 0 | 0 | 0 | 2013 Qtr 1: 0; 2013 Qtr 2: 0; 2013 Qtr 3: 0; 2013 Qtr 4: 25 | 25 | 1
3226 | 428058 - CFL, 23W w/Reflector | Com-Lighting-InGen_CFLratio0357_CFLscw-23w | System | Commercial | NON_res:DEER:Indoor_CFL_Ltg |  |  |  | Lamp | ROB | 15 | 0 | 0 | 3.331 | 11.669 |  | 153 |  |  | 0.0467 | -0.49 | Commercial |  | Winter Only | [6 empty] | Small Boilers (<100 MMBtu/hr Heat Input):Uncontrolled | 4.46 | 60% | 60% |  |  |  | 99% | [9 empty] | 0% | 6 | 0 | 0 | 0 | 0 | 0 | 0 | 0 | 0 | 0 | 0 | 2013 Qtr 1: 0; 2013 Qtr 2: 0; 2013 Qtr 3: 0; 2013 Qtr 4: 6 | 6 | 1
3226 | 428059 - CFL, 13W Globe (dimmable,Reflective) | Com-Lighting-InGen_CFLratio0357_CFLscw-13w | 7 | Commercial | NON_res:DEER:Indoor_CFL_Ltg |  |  |  | Lamp | ROB | 13.14 | 0 | 0 | 2.92 | 10.22 |  | 150 |  |  | 0.0292 | -0.161 | Commercial |  | Winter Only | [6 empty] | Small Boilers (<100 MMBtu/hr Heat Input):Uncontrolled | 2.49 | 60% | 60% |  |  |  | 99% | [9 empty] | 0% | 5 | 0 | 0 | 0 | 0 | 0 | 0 | 0 | 0 | 0 | 0 | 2013 Qtr 1: 0; 2013 Qtr 2: 5; 2013 Qtr 3: 0; 2013 Qtr 4: 0 | 5 | 1
3226 | 428059 - CFL, 13W Globe (dimmable,Reflective) | Com-Lighting-InGen_CFLratio0357_CFLscw-13w | 7 | Commercial | NON_res:DEER:Indoor_CFL_Ltg |  |  |  | Lamp | ROB | 13.14 | 0 | 0 | 2.92 | 10.22 |  | 130 |  |  | 0.0203 | -1.82 | Commercial |  | Winter Only | [6 empty] | Small Boilers (<100 MMBtu/hr Heat Input):Uncontrolled | 2.57 | 60% | 60% |  |  |  | 99% | [9 empty] | 0% | 1 | 0 | 0 | 0 | 0 | 0 | 0 | 0 | 0 | 0 | 0 | 2013 Qtr 1: 0; 2013 Qtr 2: 1; 2013 Qtr 3: 0; 2013 Qtr 4: 0 | 1 | 1
3226 | 428059 - CFL, 13W Globe (dimmable,Reflective) | Com-Lighting-InGen_CFLratio0357_CFLscw-13w | 7 | Commercial | NON_res:DEER:Indoor_CFL_Ltg |  |  |  | Lamp | ROB | 14.6 | 0 | 0 | 3.244 | 11.356 |  | 116 |  |  | 0.0283 | -0.0357 | Commercial |  | Winter Only | [6 empty] | Small Boilers (<100 MMBtu/hr Heat Input):Uncontrolled | 3.36 | 60% | 60% |  |  |  | 99% | [9 empty] | 0% | 7 | 0 | 0 | 0 | 0 | 0 | 0 | 0 | 0 | 0 | 0 | 2013 Qtr 1: 0; 2013 Qtr 2: 0; 2013 Qtr 3: 0; 2013 Qtr 4: 7 | 7 | 1
3226 | 428060 - CF Hardwired Fixture 28W | Com-Lighting-InGen_CFLratio0357_CFLscw-28w | 10 | Commercial | NON_res:DEER:Indoor_CFL_Ltg |  |  |  | Lamp | RET | 63.1 | 0 | 0 | 14.022 | 49.078 |  | 396 |  |  | 0.072 | -1.53 | Commercial |  | Winter Only | [6 empty] | Small Boilers (<100 MMBtu/hr Heat Input):Uncontrolled | 2.07 | 60% | 60% | [13 empty] | 0% | 2 | 0 | 0 | 0 | 0 | 0 | 0 | 0 | 0 | 0 | 0 | 2013 Qtr 1: 0; 2013 Qtr 2: 0; 2013 Qtr 3: 0; 2013 Qtr 4: 2 | 2 | 1
3226 | 428060 - CF Hardwired Fixture 28W | Com-Lighting-InGen_CFLratio0357_CFLscw-28w | 10 | Commercial | NON_res:DEER:Indoor_CFL_Ltg |  |  |  | Lamp | RET | 63.1 | 0 | 0 | 14.022 | 49.078 |  | 388 |  |  | 0.0715 | -1.76 | Commercial |  | Winter Only | [6 empty] | Small Boilers (<100 MMBtu/hr Heat Input):Uncontrolled | 2.08 | 60% | 60% | [13 empty] | 0% | 3 | 0 | 0 | 0 | 0 | 0 | 0 | 0 | 0 | 0 | 0 | 2013 Qtr 1: 0; 2013 Qtr 2: 0; 2013 Qtr 3: 0; 2013 Qtr 4: 3 | 3 | 1
3226 | 428060 - CF Hardwired Fixture 28W | Com-Lighting-InGen_CFLratio0357_CFLscw-28w | 10 | Commercial | NON_res:DEER:Indoor_CFL_Ltg |  |  |  | Lamp | RET | 61.024 | 0 | 0 | 13.561 | 47.463 |  | 323 |  |  | 0.063 | -0.491 | Commercial |  | Winter Only | [6 empty] | Small Boilers (<100 MMBtu/hr Heat Input):Uncontrolled | 2.49 | 60% | 60% | [13 empty] | 0% | 14 | 0 | 0 | 0 | 0 | 0 | 0 | 0 | 0 | 0 | 0 | 2013 Qtr 1: 0; 2013 Qtr 2: 0; 2013 Qtr 3: 0; 2013 Qtr 4: 14 | 14 | 1
3226 | 428060 - CF Hardwired Fixture 28W | Com-Lighting-InGen_CFLratio0357_CFLscw-28w | 10 | Commercial | NON_res:DEER:Indoor_CFL_Ltg |  |  |  | Lamp | RET | 61.485 | 0 | 0 | 13.663 | 47.822 |  | 291 |  |  | 0.0481 | -3.36 | Commercial |  | Winter Only | [6 empty] | Small Boilers (<100 MMBtu/hr Heat Input):Uncontrolled | 2.57 | 60% | 60% | [13 empty] | 0% | 2 | 0 | 0 | 0 | 0 | 0 | 0 | 0 | 0 | 0 | 0 | 2013 Qtr 1: 0; 2013 Qtr 2: 0; 2013 Qtr 3: 0; 2013 Qtr 4: 2 | 2 | 1
3226 | 428060 - CF Hardwired Fixture 28W | Com-Lighting-InGen_CFLratio0357_CFLscw-28w | 10 | Commercial | NON_res:DEER:Indoor_CFL_Ltg |  |  |  | Lamp | RET | 60.049 | 0 | 0 | 13.344 | 46.705 |  | 249 |  |  | 0.062 | -0.148 | Commercial |  | Winter Only | [6 empty] | Small Boilers (<100 MMBtu/hr Heat Input):Uncontrolled | 3.36 | 60% | 60% | [13 empty] | 0% | 18 | 0 | 0 | 0 | 0 | 0 | 0 | 0 | 0 | 0 | 0 | 2013 Qtr 1: 0; 2013 Qtr 2: 0; 2013 Qtr 3: 0; 2013 Qtr 4: 18 | 18 | 1
3226 | 428060 - CF Hardwired Fixture 28W | Com-Lighting-InGen_CFLratio0357_CFLscw-28w | 10 | Commercial | NON_res:DEER:Indoor_CFL_Ltg |  |  |  | Lamp | RET | 63.1 | 0 | 0 | 14.022 | 49.078 |  | 112 |  |  | 0.0139 | -0.276 | Commercial |  | Winter Only | [6 empty] | Small Boilers (<100 MMBtu/hr Heat Input):Uncontrolled | 7.3 | 60% | 60% | [13 empty] | 0% | 40 | 0 | 0 | 0 | 0 | 0 | 0 | 0 | 0 | 0 | 0 | 2013 Qtr 1: 0; 2013 Qtr 2: 0; 2013 Qtr 3: 0; 2013 Qtr 4: 40 | 40 | 1
3226 | 428060 - CF Hardwired Fixture 28W | Com-Lighting-InGen_CFLratio0357_CFLscw-28w | 7 | Commercial | NON_res:DEER:Indoor_CFL_Ltg |  |  |  | Lamp | RET | 62.639 | 0 | 0 | 13.92 | 48.719 |  | 393 |  |  | 0.0714 | -1.42 | Commercial |  | Winter Only | [6 empty] | Small Boilers (<100 MMBtu/hr Heat Input):Uncontrolled | 2.07 | 60% | 60% | [13 empty] | 0% | 7 | 0 | 0 | 0 | 0 | 0 | 0 | 0 | 0 | 0 | 0 | 2013 Qtr 1: 0; 2013 Qtr 2: 0; 2013 Qtr 3: 0; 2013 Qtr 4: 7 | 7 | 1
3226 | 428060 - CF Hardwired Fixture 28W | Com-Lighting-InGen_CFLratio0357_CFLscw-28w | 7 | Commercial | NON_res:DEER:Indoor_CFL_Ltg |  |  |  | Lamp | RET | 63.1 | 0 | 0 | 14.022 | 49.078 |  | 348 |  |  | 0.0635 | -1.57 | Commercial |  | Winter Only | [6 empty] | Small Boilers (<100 MMBtu/hr Heat Input):Uncontrolled | 2.38 | 60% | 60% | [13 empty] | 0% | 1 | 0 | 0 | 0 | 0 | 0 | 0 | 0 | 0 | 0 | 0 | 2013 Qtr 1: 0; 2013 Qtr 2: 0; 2013 Qtr 3: 0; 2013 Qtr 4: 1 | 1 | 1
3226 | 428060 - CF Hardwired Fixture 28W | Com-Lighting-InGen_CFLratio0357_CFLscw-28w | 7 | Commercial | NON_res:DEER:Indoor_CFL_Ltg |  |  |  | Lamp | RET | 61.828 | 0 | 0 | 13.739 | 48.088 |  | 323 |  |  | 0.063 | -0.346 | Commercial |  | Winter Only | [6 empty] | Small Boilers (<100 MMBtu/hr Heat Input):Uncontrolled | 2.49 | 60% | 60% | [13 empty] | 0% | 33 | 0 | 0 | 0 | 0 | 0 | 0 | 0 | 0 | 0 | 0 | 2013 Qtr 1: 0; 2013 Qtr 2: 0; 2013 Qtr 3: 0; 2013 Qtr 4: 33 | 33 | 1
3226 | 428060 - CF Hardwired Fixture 28W | Com-Lighting-InGen_CFLratio0357_CFLscw-28w | 7 | Commercial | NON_res:DEER:Indoor_CFL_Ltg |  |  |  | Lamp | RET | 63.1 | 0 | 0 | 14.022 | 49.078 |  | 280 |  |  | 0.0438 | -3.92 | Commercial |  | Winter Only | [6 empty] | Small Boilers (<100 MMBtu/hr Heat Input):Uncontrolled | 2.57 | 60% | 60% | [13 empty] | 0% | 5 | 0 | 0 | 0 | 0 | 0 | 0 | 0 | 0 | 0 | 0 | 2013 Qtr 1: 0; 2013 Qtr 2: 0; 2013 Qtr 3: 0; 2013 Qtr 4: 5 | 5 | 1
3226 | 428060 - CF Hardwired Fixture 28W | Com-Lighting-InGen_CFLratio0357_CFLscw-28w | 7 | Commercial | NON_res:DEER:Indoor_CFL_Ltg |  |  |  | Lamp | RET | 60.884 | 0 | 0 | 13.53 | 47.354 |  | 249 |  |  | 0.061 | -0.077 | Commercial |  | Winter Only | [6 empty] | Small Boilers (<100 MMBtu/hr Heat Input):Uncontrolled | 3.36 | 60% | 60% | [13 empty] | 0% | 35 | 0 | 0 | 0 | 0 | 0 | 0 | 0 | 0 | 0 | 0 | 2013 Qtr 1: 0; 2013 Qtr 2: 0; 2013 Qtr 3: 0; 2013 Qtr 4: 35 | 35 | 1
3226 | 428060 - CF Hardwired Fixture 28W | Com-Lighting-InGen_CFLratio0357_CFLscw-28w | 7 | Commercial | NON_res:DEER:Indoor_CFL_Ltg |  |  |  | Lamp | RET | 63.1 | 0 | 0 | 14.022 | 49.078 |  | 202 |  |  | 0.0671 | -0.241 | Commercial |  | Winter Only | [6 empty] | Small Boilers (<100 MMBtu/hr Heat Input):Uncontrolled | 3.88 | 60% | 60% | [13 empty] | 0% | 6 | 0 | 0 | 0 | 0 | 0 | 0 | 0 | 0 | 0 | 0 | 2013 Qtr 1: 0; 2013 Qtr 2: 0; 2013 Qtr 3: 0; 2013 Qtr 4: 6 | 6 | 1
3226 | 428060 - CF Hardwired Fixture 28W | Com-Lighting-InGen_CFLratio0357_CFLscw-28w | 7 | Commercial | NON_res:DEER:Indoor_CFL_Ltg |  |  |  | Lamp | RET | 63.1 | 0 | 0 | 14.022 | 49.078 |  | 182 |  |  | 0.0368 | -0.629 | Commercial |  | Winter Only | [6 empty] | Small Boilers (<100 MMBtu/hr Heat Input):Uncontrolled | 4.35 | 60% | 60% | [13 empty] | 0% | 37 | 0 | 0 | 0 | 0 | 0 | 0 | 0 | 0 | 0 | 0 | 2013 Qtr 1: 0; 2013 Qtr 2: 0; 2013 Qtr 3: 0; 2013 Qtr 4: 37 | 37 | 1
3226 | 428060 - CF Hardwired Fixture 28W | Com-Lighting-InGen_CFLratio0357_CFLscw-28w | 7 | Commercial | NON_res:DEER:Indoor_CFL_Ltg |  |  |  | Lamp | RET | 63.1 | 0 | 0 | 14.022 | 49.078 |  | 183 |  |  | 0.0564 | -0.597 | Commercial |  | Winter Only | [6 empty] | Small Boilers (<100 MMBtu/hr Heat Input):Uncontrolled | 4.46 | 60% | 60% | [13 empty] | 0% | 9 | 0 | 0 | 0 | 0 | 0 | 0 | 0 | 0 | 0 | 0 | 2013 Qtr 1: 0; 2013 Qtr 2: 0; 2013 Qtr 3: 0; 2013 Qtr 4: 9 | 9 | 1
3226 | 428060 - CF Hardwired Fixture 28W | Com-Lighting-InGen_CFLratio0357_CFLscw-28w | System | Commercial | NON_res:DEER:Indoor_CFL_Ltg |  |  |  | Lamp | RET | 63.1 | 0 | 0 | 14.022 | 49.078 |  | 386 |  |  | 0.0691 | -2.47 | Commercial |  | Winter Only | [6 empty] | Small Boilers (<100 MMBtu/hr Heat Input):Uncontrolled | 2.07 | 60% | 60% | [13 empty] | 0% | 1 | 0 | 0 | 0 | 0 | 0 | 0 | 0 | 0 | 0 | 0 | 2013 Qtr 1: 0; 2013 Qtr 2: 0; 2013 Qtr 3: 0; 2013 Qtr 4: 1 | 1 | 1
3226 | 428060 - CF Hardwired Fixture 28W | Com-Lighting-InGen_CFLratio0357_CFLscw-28w | System | Commercial | NON_res:DEER:Indoor_CFL_Ltg |  |  |  | Lamp | RET | 60.947 | 0 | 0 | 13.544 | 47.403 |  | 321 |  |  | 0.0635 | -0.47167 | Commercial |  | Winter Only | [6 empty] | Small Boilers (<100 MMBtu/hr Heat Input):Uncontrolled | 2.49 | 60% | 60% | [13 empty] | 0% | 3 | 0 | 0 | 0 | 0 | 0 | 0 | 0 | 0 | 0 | 0 | 2013 Qtr 1: 0; 2013 Qtr 2: 0; 2013 Qtr 3: 0; 2013 Qtr 4: 3 | 3 | 1
3226 | 428060 - CF Hardwired Fixture 28W | Com-Lighting-InGen_CFLratio0357_CFLscw-28w | System | Commercial | NON_res:DEER:Indoor_CFL_Ltg |  |  |  | Lamp | RET | 63.1 | 0 | 0 | 14.022 | 49.078 |  | 289 |  |  | 0.0477 | -3.36 | Commercial |  | Winter Only | [6 empty] | Small Boilers (<100 MMBtu/hr Heat Input):Uncontrolled | 2.57 | 60% | 60% | [13 empty] | 0% | 1 | 0 | 0 | 0 | 0 | 0 | 0 | 0 | 0 | 0 | 0 | 2013 Qtr 1: 0; 2013 Qtr 2: 0; 2013 Qtr 3: 0; 2013 Qtr 4: 1 | 1 | 1
3226 | 428060 - CF Hardwired Fixture 28W | Com-Lighting-InGen_CFLratio0357_CFLscw-28w | System | Commercial | NON_res:DEER:Indoor_CFL_Ltg |  |  |  | Lamp | RET | 63.1 | 0 | 0 | 14.022 | 49.078 |  | 247 |  |  | 0.0625 | -0.109 | Commercial |  | Winter Only | [6 empty] | Small Boilers (<100 MMBtu/hr Heat Input):Uncontrolled | 3.36 | 60% | 60% | [13 empty] | 0% | 5 | 0 | 0 | 0 | 0 | 0 | 0 | 0 | 0 | 0 | 0 | 2013 Qtr 1: 0; 2013 Qtr 2: 0; 2013 Qtr 3: 0; 2013 Qtr 4: 5 | 5 | 1
3226 | 428061 - Lighting - Standard Tier 5' Case Door | WPSDGENRLG0082-Rev01-Msr002 | System | Commercial | NON_res:DEER:Indoor_Non-CFL_Ltg |  |  |  | Door | RET | 260.051 | 0 | 0 | 57.789 | 202.261 |  | 227 |  |  | 0.035 | 0 | Commercial |  | Winter Only | [6 empty] | Small Boilers (<100 MMBtu/hr Heat Input):Uncontrolled | 16 | 70% | 70% | [13 empty] | 0% | 477 | 0 | 0 | 0 | 0 | 0 | 0 | 0 | 0 | 0 | 0 | 2013 Qtr 1: 0; 2013 Qtr 2: 205; 2013 Qtr 3: 0; 2013 Qtr 4: 272 | 477 | 1
3226 | 428062 - Lighting - Standard Tier 6' Case Door | WPSDGENRLG0082-Rev01-Msr004 | System | Commercial | NON_res:DEER:Indoor_Non-CFL_Ltg |  |  |  | Door | RET | 301.156 | 0 | 0 | 66.927 | 234.228 |  | 463 |  |  | 0.071 | 0 | Commercial |  | Winter Only | [6 empty] | Small Boilers (<100 MMBtu/hr Heat Input):Uncontrolled | 16 | 70% | 70% | [13 empty] | 0% | 2115 | 0 | 0 | 0 | 0 | 0 | 0 | 0 | 0 | 0 | 0 | 2013 Qtr 1: 0; 2013 Qtr 2: 573; 2013 Qtr 3: 0; 2013 Qtr 4: 1542 | 2115 | 1
3226 | 428066 - LED OPEN Sign Replacing Neon OPEN Sign | Com-Lighting-InExit_Exit-Incand-40w-Double_Exit-CFL-21w-Double | 10 | Commercial | NON_res:DEER:Indoor_Non-CFL_Ltg |  |  |  | Fixture | RET | 115.491 | 0 | 0 | 25.669 | 89.821 |  | 185 |  |  | 0.025744 | -0.65369 | Commercial |  | Winter Only | [6 empty] | Small Boilers (<100 MMBtu/hr Heat Input):Uncontrolled | 16 | 60% | 60% | [13 empty] | 0% | 32 | 0 | 0 | 0 | 0 | 0 | 0 | 0 | 0 | 0 | 0 | 2013 Qtr 1: 0; 2013 Qtr 2: 0; 2013 Qtr 3: 0; 2013 Qtr 4: 32 | 32 | 1
3226 | 428066 - LED OPEN Sign Replacing Neon OPEN Sign | Com-Lighting-InExit_Exit-Incand-40w-Double_Exit-CFL-21w-Double | 7 | Commercial | NON_res:DEER:Indoor_Non-CFL_Ltg |  |  |  | Fixture | RET | 115.979 | 0 | 0 | 25.778 | 90.201 |  | 185.0333 |  |  | 0.025655 | -0.61918 | Commercial |  | Winter Only | [6 empty] | Small Boilers (<100 MMBtu/hr Heat Input):Uncontrolled | 16 | 60% | 60% | [13 empty] | 0% | 60 | 0 | 0 | 0 | 0 | 0 | 0 | 0 | 0 | 0 | 0 | 2013 Qtr 1: 0; 2013 Qtr 2: 0; 2013 Qtr 3: 0; 2013 Qtr 4: 60 | 60 | 1
3226 | 428066 - LED OPEN Sign Replacing Neon OPEN Sign | Com-Lighting-InExit_Exit-Incand-40w-Double_Exit-CFL-21w-Double | System | Commercial | NON_res:DEER:Indoor_Non-CFL_Ltg |  |  |  | Fixture | RET | 117.18 | 0 | 0 | 26.045 | 91.135 |  | 183.3158 |  |  | 0.025826 | -0.61942 | Commercial |  | Winter Only | [6 empty] | Small Boilers (<100 MMBtu/hr Heat Input):Uncontrolled | 16 | 60% | 60% | [13 empty] | 0% | 19 | 0 | 0 | 0 | 0 | 0 | 0 | 0 | 0 | 0 | 0 | 2013 Qtr 1: 0; 2013 Qtr 2: 0; 2013 Qtr 3: 0; 2013 Qtr 4: 19 | 19 | 1
3226 | 428069 - Lighting - Occupancy Sensor - Wall Mounted Lighting Sensor | WPSDGENRLG0016-Rev04-Msr005 | 10 | Commercial | NON_res:DEER:Indoor_Non-CFL_Ltg |  |  |  | Sensor | RET | 90.282 | 0 | 0 | 20.061 | 70.22 |  | 94.972 |  |  | 0.020509 | -0.19766 | Commercial |  | Winter Only | [6 empty] | Small Boilers (<100 MMBtu/hr Heat Input):Uncontrolled | 8 | 70% | 70% | [13 empty] | 0% | 713 | 0 | 0 | 0 | 0 | 0 | 0 | 0 | 0 | 0 | 0 | 2013 Qtr 1: 0; 2013 Qtr 2: 152; 2013 Qtr 3: 0; 2013 Qtr 4: 561 | 713 | 1
3226 | 428069 - Lighting - Occupancy Sensor - Wall Mounted Lighting Sensor | WPSDGENRLG0016-Rev04-Msr005 | 7 | Commercial | NON_res:DEER:Indoor_Non-CFL_Ltg |  |  |  | Sensor | RET | 90.955 | 0 | 0 | 20.211 | 70.744 |  | 100.3722 |  |  | 0.022829 | -0.16106 | Commercial |  | Winter Only | [6 empty] | Small Boilers (<100 MMBtu/hr Heat Input):Uncontrolled | 8 | 70% | 70% | [13 empty] | 0% | 1142 | 0 | 0 | 0 | 0 | 0 | 0 | 0 | 0 | 0 | 0 | 2013 Qtr 1: 0; 2013 Qtr 2: 168; 2013 Qtr 3: 0; 2013 Qtr 4: 974 | 1142 | 1
3226 | 428069 - Lighting - Occupancy Sensor - Wall Mounted Lighting Sensor | WPSDGENRLG0016-Rev04-Msr005 | System | Commercial | NON_res:DEER:Indoor_Non-CFL_Ltg |  |  |  | Sensor | RET | 91.137 | 0 | 0 | 20.251 | 70.885 |  | 94.0294 |  |  | 0.021312 | -0.44029 | Commercial |  | Winter Only | [6 empty] | Small Boilers (<100 MMBtu/hr Heat Input):Uncontrolled | 8 | 70% | 70% | [13 empty] | 0% | 34 | 0 | 0 | 0 | 0 | 0 | 0 | 0 | 0 | 0 | 0 | 2013 Qtr 1: 0; 2013 Qtr 2: 2; 2013 Qtr 3: 0; 2013 Qtr 4: 32 | 34 | 1
3226 | 428071 - Lighting - 2 Ft 4th Gen. T-8 with Elec. Ballast (1 Lamp) | WPSDGENRLG0013-Rev04-Msr001 | 10 | Commercial | NON_res:DEER:Indoor_Non-CFL_Ltg |  |  |  | Fixture | RET | 53.724 | 0 | 0 | 11.939 | 41.785 |  | 56.7105 |  |  | 0.009943 | -0.59411 | Commercial |  | Winter Only | [6 empty] | Small Boilers (<100 MMBtu/hr Heat Input):Uncontrolled | 14.26 | 70% | 70% |  |  |  | 91% | [9 empty] | 0% | 6 | 0 | 0 | 0 | 0 | 0 | 0 | 0 | 0 | 0 | 0 | 2013 Qtr 1: 0; 2013 Qtr 2: 1; 2013 Qtr 3: 0; 2013 Qtr 4: 5 | 6 | 1
3226 | 428071 - Lighting - 2 Ft 4th Gen. T-8 with Elec. Ballast (1 Lamp) | WPSDGENRLG0013-Rev04-Msr001 | 10 | Commercial | NON_res:DEER:Indoor_Non-CFL_Ltg |  |  |  | Fixture | RET | 52.222 | 0 | 0 | 11.605 | 40.617 |  | 60.0369 |  |  | 0.010912 | -0.29222 | Commercial |  | Winter Only | [6 empty] | Small Boilers (<100 MMBtu/hr Heat Input):Uncontrolled | 14.49 | 70% | 70% |  |  |  | 91% | [9 empty] | 0% | 10 | 0 | 0 | 0 | 0 | 0 | 0 | 0 | 0 | 0 | 0 | 2013 Qtr 1: 0; 2013 Qtr 2: 3; 2013 Qtr 3: 0; 2013 Qtr 4: 7 | 10 | 1
3226 | 428071 - Lighting - 2 Ft 4th Gen. T-8 with Elec. Ballast (1 Lamp) | WPSDGENRLG0013-Rev04-Msr001 | 10 | Commercial | NON_res:DEER:Indoor_Non-CFL_Ltg |  |  |  | Fixture | RET | 53.417 | 0 | 0 | 11.87 | 41.546 |  | 33.5568 |  |  | 0.008167 | -0.038726 | Commercial |  | Winter Only | [6 empty] | Small Boilers (<100 MMBtu/hr Heat Input):Uncontrolled | 15 | 70% | 70% |  |  |  | 91% | [9 empty] | 0% | 191 | 0 | 0 | 0 | 0 | 0 | 0 | 0 | 0 | 0 | 0 | 2013 Qtr 1: 0; 2013 Qtr 2: 16; 2013 Qtr 3: 0; 2013 Qtr 4: 175 | 191 | 1
3226 | 428071 - Lighting - 2 Ft 4th Gen. T-8 with Elec. Ballast (1 Lamp) | WPSDGENRLG0013-Rev04-Msr001 | 7 | Commercial | NON_res:DEER:Indoor_Non-CFL_Ltg |  |  |  | Fixture | RET | 55 | 0 | 0 | 12.222 | 42.778 |  | 55.0902 |  |  | 0.009184 | -0.70213 | Commercial |  | Winter Only | [6 empty] | Small Boilers (<100 MMBtu/hr Heat Input):Uncontrolled | 14.26 | 70% | 70% |  |  |  | 91% | [9 empty] | 0% | 5 | 0 | 0 | 0 | 0 | 0 | 0 | 0 | 0 | 0 | 0 | 2013 Qtr 1: 0; 2013 Qtr 2: 0; 2013 Qtr 3: 0; 2013 Qtr 4: 5 | 5 | 1
3226 | 428071 - Lighting - 2 Ft 4th Gen. T-8 with Elec. Ballast (1 Lamp) | WPSDGENRLG0013-Rev04-Msr001 | 7 | Commercial | NON_res:DEER:Indoor_Non-CFL_Ltg |  |  |  | Fixture | RET | 52.6 | 0 | 0 | 11.689 | 40.911 |  | 59.6288 |  |  | 0.01091 | -0.28217 | Commercial |  | Winter Only | [6 empty] | Small Boilers (<100 MMBtu/hr Heat Input):Uncontrolled | 14.46 | 70% | 70% |  |  |  | 91% | [9 empty] | 0% | 1 | 0 | 0 | 0 | 0 | 0 | 0 | 0 | 0 | 0 | 0 | 2013 Qtr 1: 0; 2013 Qtr 2: 0; 2013 Qtr 3: 0; 2013 Qtr 4: 1 | 1 | 1
3226 | 428071 - Lighting - 2 Ft 4th Gen. T-8 with Elec. Ballast (1 Lamp) | WPSDGENRLG0013-Rev04-Msr001 | 7 | Commercial | NON_res:DEER:Indoor_Non-CFL_Ltg |  |  |  | Fixture | RET | 52.672 | 0 | 0 | 11.705 | 40.967 |  | 59.5056 |  |  | 0.011 | -0.28159 | Commercial |  | Winter Only | [6 empty] | Small Boilers (<100 MMBtu/hr Heat Input):Uncontrolled | 14.49 | 70% | 70% |  |  |  | 91% | [9 empty] | 0% | 72 | 0 | 0 | 0 | 0 | 0 | 0 | 0 | 0 | 0 | 0 | 2013 Qtr 1: 0; 2013 Qtr 2: 6; 2013 Qtr 3: 0; 2013 Qtr 4: 66 | 72 | 1
3226 | 428071 - Lighting - 2 Ft 4th Gen. T-8 with Elec. Ballast (1 Lamp) | WPSDGENRLG0013-Rev04-Msr001 | 7 | Commercial | NON_res:DEER:Indoor_Non-CFL_Ltg |  |  |  | Fixture | RET | 53.186 | 0 | 0 | 11.819 | 41.367 |  | 33.8207 |  |  | 0.009792 | -0.03882 | Commercial |  | Winter Only | [6 empty] | Small Boilers (<100 MMBtu/hr Heat Input):Uncontrolled | 15 | 70% | 70% |  |  |  | 91% | [9 empty] | 0% | 641 | 0 | 0 | 0 | 0 | 0 | 0 | 0 | 0 | 0 | 0 | 2013 Qtr 1: 0; 2013 Qtr 2: 50; 2013 Qtr 3: 0; 2013 Qtr 4: 591 | 641 | 1
3226 | 428071 - Lighting - 2 Ft 4th Gen. T-8 with Elec. Ballast (1 Lamp) | WPSDGENRLG0013-Rev04-Msr001 | System | Commercial | NON_res:DEER:Indoor_Non-CFL_Ltg |  |  |  | Fixture | RET | 52.871 | 0 | 0 | 11.749 | 41.121 |  | 34.2532 |  |  | 0.009893 | -0.016321 | Commercial |  | Winter Only | [6 empty] | Small Boilers (<100 MMBtu/hr Heat Input):Uncontrolled | 15 | 70% | 70% |  |  |  | 91% | [9 empty] | 0% | 60 | 0 | 0 | 0 | 0 | 0 | 0 | 0 | 0 | 0 | 0 | 2013 Qtr 1: 0; 2013 Qtr 2: 0; 2013 Qtr 3: 0; 2013 Qtr 4: 60 | 60 | 1
3226 | 428072 - Lighting - 3 Ft 4th Gen. T-8 with Elec. Ballast (1 Lamp) | WPSDGENRLG0013-Rev04-Msr002 | 10 | Commercial | NON_res:DEER:Indoor_Non-CFL_Ltg |  |  |  | Fixture | RET | 55.192 | 0 | 0 | 12.262 | 42.929 |  | 103.11 |  |  | 0.018078 | -1.0802 | Commercial |  | Winter Only | [6 empty] | Small Boilers (<100 MMBtu/hr Heat Input):Uncontrolled | 14.26 | 70% | 70% |  |  |  | 91% | [9 empty] | 0% | 24 | 0 | 0 | 0 | 0 | 0 | 0 | 0 | 0 | 0 | 0 | 2013 Qtr 1: 0; 2013 Qtr 2: 4; 2013 Qtr 3: 0; 2013 Qtr 4: 20 | 24 | 1
3226 | 428072 - Lighting - 3 Ft 4th Gen. T-8 with Elec. Ballast (1 Lamp) | WPSDGENRLG0013-Rev04-Msr002 | 10 | Commercial | NON_res:DEER:Indoor_Non-CFL_Ltg |  |  |  | Fixture | RET | 52.257 | 0 | 0 | 11.61 | 40.646 |  | 109.158 |  |  | 0.01984 | -0.5313 | Commercial |  | Winter Only | [6 empty] | Small Boilers (<100 MMBtu/hr Heat Input):Uncontrolled | 14.49 | 70% | 70% |  |  |  | 91% | [9 empty] | 0% | 13 | 0 | 0 | 0 | 0 | 0 | 0 | 0 | 0 | 0 | 0 | 2013 Qtr 1: 0; 2013 Qtr 2: 10; 2013 Qtr 3: 0; 2013 Qtr 4: 3 | 13 | 1
3226 | 428072 - Lighting - 3 Ft 4th Gen. T-8 with Elec. Ballast (1 Lamp) | WPSDGENRLG0013-Rev04-Msr002 | 10 | Commercial | NON_res:DEER:Indoor_Non-CFL_Ltg |  |  |  | Fixture | RET | 54.933 | 0 | 0 | 12.205 | 42.728 |  | 67.8746 |  |  | 0.018421 | -0.094581 | Commercial |  | Winter Only | [6 empty] | Small Boilers (<100 MMBtu/hr Heat Input):Uncontrolled | 15 | 70% | 70% |  |  |  | 91% | [9 empty] | 0% | 154 | 0 | 0 | 0 | 0 | 0 | 0 | 0 | 0 | 0 | 0 | 2013 Qtr 1: 0; 2013 Qtr 2: 20; 2013 Qtr 3: 0; 2013 Qtr 4: 134 | 154 | 1
3226 | 428072 - Lighting - 3 Ft 4th Gen. T-8 with Elec. Ballast (1 Lamp) | WPSDGENRLG0013-Rev04-Msr002 | 7 | Commercial | NON_res:DEER:Indoor_Non-CFL_Ltg |  |  |  | Fixture | RET | 55.185 | 0 | 0 | 12.261 | 42.924 |  | 100.164 |  |  | 0.016698 | -1.2766 | Commercial |  | Winter Only | [6 empty] | Small Boilers (<100 MMBtu/hr Heat Input):Uncontrolled | 14.26 | 70% | 70% |  |  |  | 91% | [9 empty] | 0% | 12 | 0 | 0 | 0 | 0 | 0 | 0 | 0 | 0 | 0 | 0 | 2013 Qtr 1: 0; 2013 Qtr 2: 0; 2013 Qtr 3: 0; 2013 Qtr 4: 12 | 12 | 1
3226 | 428072 - Lighting - 3 Ft 4th Gen. T-8 with Elec. Ballast (1 Lamp) | WPSDGENRLG0013-Rev04-Msr002 | 7 | Commercial | NON_res:DEER:Indoor_Non-CFL_Ltg |  |  |  | Fixture | RET | 56.61 | 0 | 0 | 12.578 | 44.032 |  | 108.416 |  |  | 0.019837 | -0.51304 | Commercial |  | Winter Only | [6 empty] | Small Boilers (<100 MMBtu/hr Heat Input):Uncontrolled | 14.46 | 70% | 70% |  |  |  | 91% | [9 empty] | 0% | 9 | 0 | 0 | 0 | 0 | 0 | 0 | 0 | 0 | 0 | 0 | 2013 Qtr 1: 0; 2013 Qtr 2: 0; 2013 Qtr 3: 0; 2013 Qtr 4: 9 | 9 | 1
3226 | 428072 - Lighting - 3 Ft 4th Gen. T-8 with Elec. Ballast (1 Lamp) | WPSDGENRLG0013-Rev04-Msr002 | 7 | Commercial | NON_res:DEER:Indoor_Non-CFL_Ltg |  |  |  | Fixture | RET | 53.78 | 0 | 0 | 11.949 | 41.831 |  | 108.192 |  |  | 0.02 | -0.51198 | Commercial |  | Winter Only | [6 empty] | Small Boilers (<100 MMBtu/hr Heat Input):Uncontrolled | 14.49 | 70% | 70% |  |  |  | 91% | [9 empty] | 0% | 8 | 0 | 0 | 0 | 0 | 0 | 0 | 0 | 0 | 0 | 0 | 2013 Qtr 1: 0; 2013 Qtr 2: 4; 2013 Qtr 3: 0; 2013 Qtr 4: 4 | 8 | 1
3226 | 428072 - Lighting - 3 Ft 4th Gen. T-8 with Elec. Ballast (1 Lamp) | WPSDGENRLG0013-Rev04-Msr002 | 7 | Commercial | NON_res:DEER:Indoor_Non-CFL_Ltg |  |  |  | Fixture | RET | 55.135 | 0 | 0 | 12.25 | 42.885 |  | 69.0756 |  |  | 0.019327 | -0.043287 | Commercial |  | Winter Only | [6 empty] | Small Boilers (<100 MMBtu/hr Heat Input):Uncontrolled | 15 | 70% | 70% |  |  |  | 91% | [9 empty] | 0% | 289 | 0 | 0 | 0 | 0 | 0 | 0 | 0 | 0 | 0 | 0 | 2013 Qtr 1: 0; 2013 Qtr 2: 30; 2013 Qtr 3: 0; 2013 Qtr 4: 259 | 289 | 1
3226 | 428072 - Lighting - 3 Ft 4th Gen. T-8 with Elec. Ballast (1 Lamp) | WPSDGENRLG0013-Rev04-Msr002 | System | Commercial | NON_res:DEER:Indoor_Non-CFL_Ltg |  |  |  | Fixture | RET | 56.61 | 0 | 0 | 12.578 | 44.032 |  | 58.76 |  |  | 0.017695 | -0.10559 | Commercial |  | Winter Only | [6 empty] | Small Boilers (<100 MMBtu/hr Heat Input):Uncontrolled | 15 | 70% | 70% |  |  |  | 91% | [9 empty] | 0% | 23 | 0 | 0 | 0 | 0 | 0 | 0 | 0 | 0 | 0 | 0 | 2013 Qtr 1: 0; 2013 Qtr 2: 0; 2013 Qtr 3: 0; 2013 Qtr 4: 23 | 23 | 1
3226 | 428073 - Lighting - 4 Ft 4th Gen. T-8 with Elec. Ballast (1 Lamp) | WPSDGENRLG0013-Rev04-Msr010 | 10 | Commercial | NON_res:DEER:Indoor_Non-CFL_Ltg |  |  |  | Fixture | ER | 54.885 | 0 | 0 | 12.199 | 42.685 |  | 61.866 |  |  | 0.010847 | -0.64812 | Commercial |  | Winter Only | 14.26 |  |  | 36.0885 | 0.006327 | -0.37807 | Small Boilers (<100 MMBtu/hr Heat Input):Uncontrolled | 4.8 | 70% | 70% |  |  |  | 91% | [9 empty] | 0% | 212 | 0 | 0 | 0 | 0 | 0 | 0 | 0 | 0 | 0 | 0 | 2013 Qtr 1: 0; 2013 Qtr 2: 0; 2013 Qtr 3: 0; 2013 Qtr 4: 212 | 212 | 1
3226 | 428073 - Lighting - 4 Ft 4th Gen. T-8 with Elec. Ballast (1 Lamp) | WPSDGENRLG0013-Rev04-Msr010 | 10 | Commercial | NON_res:DEER:Indoor_Non-CFL_Ltg |  |  |  | Fixture | ER | 53.558 | 0 | 0 | 11.904 | 41.653 |  | 65.4948 |  |  | 0.011904 | -0.31878 | Commercial |  | Winter Only | 14.49 |  |  | 38.2053 | 0.006944 | -0.18596 | Small Boilers (<100 MMBtu/hr Heat Input):Uncontrolled | 4.8 | 70% | 70% |  |  |  | 91% | [9 empty] | 0% | 36 | 0 | 0 | 0 | 0 | 0 | 0 | 0 | 0 | 0 | 0 | 2013 Qtr 1: 0; 2013 Qtr 2: 0; 2013 Qtr 3: 0; 2013 Qtr 4: 36 | 36 | 1
3226 | 428073 - Lighting - 4 Ft 4th Gen. T-8 with Elec. Ballast (1 Lamp) | WPSDGENRLG0013-Rev04-Msr010 | 10 | Commercial | NON_res:DEER:Indoor_Non-CFL_Ltg |  |  |  | Fixture | ER | 54.601 | 0 | 0 | 12.136 | 42.464 |  | 38.2822 |  |  | 0.010623 | -0.041673 | Commercial |  | Winter Only | 15 |  |  | 22.3313 | 0.006197 | -0.024309 | Small Boilers (<100 MMBtu/hr Heat Input):Uncontrolled | 5 | 70% | 70% |  |  |  | 91% | [9 empty] | 0% | 1414 | 0 | 0 | 0 | 0 | 0 | 0 | 0 | 0 | 0 | 0 | 2013 Qtr 1: 0; 2013 Qtr 2: 7; 2013 Qtr 3: 0; 2013 Qtr 4: 1407 | 1414 | 1
3226 | 428073 - Lighting - 4 Ft 4th Gen. T-8 with Elec. Ballast (1 Lamp) | WPSDGENRLG0013-Rev04-Msr010 | 7 | Commercial | NON_res:DEER:Indoor_Non-CFL_Ltg |  |  |  | Fixture | ER | 55.05 | 0 | 0 | 12.236 | 42.814 |  | 60.0984 |  |  | 0.010019 | -0.76596 | Commercial |  | Winter Only | 14.26 |  |  | 35.0574 | 0.005844 | -0.44681 | Small Boilers (<100 MMBtu/hr Heat Input):Uncontrolled | 4.8 | 70% | 70% |  |  |  | 91% | [9 empty] | 0% | 42 | 0 | 0 | 0 | 0 | 0 | 0 | 0 | 0 | 0 | 0 | 2013 Qtr 1: 0; 2013 Qtr 2: 0; 2013 Qtr 3: 0; 2013 Qtr 4: 42 | 42 | 1
3226 | 428073 - Lighting - 4 Ft 4th Gen. T-8 with Elec. Ballast (1 Lamp) | WPSDGENRLG0013-Rev04-Msr010 | 7 | Commercial | NON_res:DEER:Indoor_Non-CFL_Ltg |  |  |  | Fixture | ER | 52.947 | 0 | 0 | 11.768 | 41.178 |  | 64.9152 |  |  | 0.012 | -0.30719 | Commercial |  | Winter Only | 14.49 |  |  | 37.8672 | 0.007 | -0.17919 | Small Boilers (<100 MMBtu/hr Heat Input):Uncontrolled | 4.8 | 70% | 70% |  |  |  | 91% | [9 empty] | 0% | 55 | 0 | 0 | 0 | 0 | 0 | 0 | 0 | 0 | 0 | 0 | 2013 Qtr 1: 0; 2013 Qtr 2: 6; 2013 Qtr 3: 0; 2013 Qtr 4: 49 | 55 | 1
3226 | 428073 - Lighting - 4 Ft 4th Gen. T-8 with Elec. Ballast (1 Lamp) | WPSDGENRLG0013-Rev04-Msr010 | 7 | Commercial | NON_res:DEER:Indoor_Non-CFL_Ltg |  |  |  | Fixture | ER | 54.134 | 0 | 0 | 12.032 | 42.101 |  | 38.5271 |  |  | 0.01082 | -0.031409 | Commercial |  | Winter Only | 15 |  |  | 22.4741 | 0.006312 | -0.018322 | Small Boilers (<100 MMBtu/hr Heat Input):Uncontrolled | 5 | 70% | 70% |  |  |  | 91% | [9 empty] | 0% | 2523 | 0 | 0 | 0 | 0 | 0 | 0 | 0 | 0 | 0 | 0 | 2013 Qtr 1: 0; 2013 Qtr 2: 112; 2013 Qtr 3: 0; 2013 Qtr 4: 2411 | 2523 | 1
3226 | 428073 - Lighting - 4 Ft 4th Gen. T-8 with Elec. Ballast (1 Lamp) | WPSDGENRLG0013-Rev04-Msr010 | System | Commercial | NON_res:DEER:Indoor_Non-CFL_Ltg |  |  |  | Fixture | ER | 55.05 | 0 | 0 | 12.236 | 42.814 |  | 60.6876 |  |  | 0.010723 | -0.70704 | Commercial |  | Winter Only | 14.26 |  |  | 35.4011 | 0.006255 | -0.41244 | Small Boilers (<100 MMBtu/hr Heat Input):Uncontrolled | 4.8 | 70% | 70% |  |  |  | 91% | [9 empty] | 0% | 10 | 0 | 0 | 0 | 0 | 0 | 0 | 0 | 0 | 0 | 0 | 2013 Qtr 1: 0; 2013 Qtr 2: 0; 2013 Qtr 3: 0; 2013 Qtr 4: 10 | 10 | 1
3226 | 428073 - Lighting - 4 Ft 4th Gen. T-8 with Elec. Ballast (1 Lamp) | WPSDGENRLG0013-Rev04-Msr010 | System | Commercial | NON_res:DEER:Indoor_Non-CFL_Ltg |  |  |  | Fixture | ER | 55.05 | 0 | 0 | 12.236 | 42.814 |  | 64.3356 |  |  | 0.012 | -0.37674 | Commercial |  | Winter Only | 14.49 |  |  | 37.5291 | 0.007 | -0.21976 | Small Boilers (<100 MMBtu/hr Heat Input):Uncontrolled | 4.8 | 70% | 70% |  |  |  | 91% | [9 empty] | 0% | 4 | 0 | 0 | 0 | 0 | 0 | 0 | 0 | 0 | 0 | 0 | 2013 Qtr 1: 0; 2013 Qtr 2: 0; 2013 Qtr 3: 0; 2013 Qtr 4: 4 | 4 | 1
3226 | 428073 - Lighting - 4 Ft 4th Gen. T-8 with Elec. Ballast (1 Lamp) | WPSDGENRLG0013-Rev04-Msr010 | System | Commercial | NON_res:DEER:Indoor_Non-CFL_Ltg |  |  |  | Fixture | ER | 54.981 | 0 | 0 | 12.22 | 42.76 |  | 33.9165 |  |  | 0.008975 | -0.061149 | Commercial |  | Winter Only | 15 |  |  | 19.7846 | 0.005235 | -0.03567 | Small Boilers (<100 MMBtu/hr Heat Input):Uncontrolled | 5 | 70% | 70% |  |  |  | 91% | [9 empty] | 0% | 471 | 0 | 0 | 0 | 0 | 0 | 0 | 0 | 0 | 0 | 0 | 2013 Qtr 1: 0; 2013 Qtr 2: 0; 2013 Qtr 3: 0; 2013 Qtr 4: 471 | 471 | 1
3226 | 428074 - Lighting - 4 Ft 4th Gen. T-8 with Elec. Ballast (2-Lamp) | WPSDGENRLG0013-Rev04-Msr011 | 10 | Commercial | NON_res:DEER:Indoor_Non-CFL_Ltg |  |  |  | Fixture | ER | 64.204 | 0 | 0 | 14.261 | 49.943 |  | 144.354 |  |  | 0.025309 | -1.5123 | Commercial |  | Winter Only | 14.26 |  |  | 77.3325 | 0.013559 | -0.81015 | Small Boilers (<100 MMBtu/hr Heat Input):Uncontrolled | 4.8 | 70% | 70% |  |  |  | 91% | [9 empty] | 0% | 144 | 0 | 0 | 0 | 0 | 0 | 0 | 0 | 0 | 0 | 0 | 2013 Qtr 1: 0; 2013 Qtr 2: 0; 2013 Qtr 3: 0; 2013 Qtr 4: 144 | 144 | 1
3226 | 428074 - Lighting - 4 Ft 4th Gen. T-8 with Elec. Ballast (2-Lamp) | WPSDGENRLG0013-Rev04-Msr011 | 10 | Commercial | NON_res:DEER:Indoor_Non-CFL_Ltg |  |  |  | Fixture | ER | 62.272 | 0 | 0 | 13.831 | 48.44 |  | 151.7824 |  |  | 0.028227 | -0.71826 | Commercial |  | Winter Only | 14.46 |  |  | 81.312 | 0.015122 | -0.38478 | Small Boilers (<100 MMBtu/hr Heat Input):Uncontrolled | 4.8 | 70% | 70% |  |  |  | 91% | [9 empty] | 0% | 19 | 0 | 0 | 0 | 0 | 0 | 0 | 0 | 0 | 0 | 0 | 2013 Qtr 1: 0; 2013 Qtr 2: 2; 2013 Qtr 3: 0; 2013 Qtr 4: 17 | 19 | 1
3226 | 428074 - Lighting - 4 Ft 4th Gen. T-8 with Elec. Ballast (2-Lamp) | WPSDGENRLG0013-Rev04-Msr011 | 10 | Commercial | NON_res:DEER:Indoor_Non-CFL_Ltg |  |  |  | Fixture | ER | 59.662 | 0 | 0 | 13.252 | 46.41 |  | 152.8212 |  |  | 0.027776 | -0.74382 | Commercial |  | Winter Only | 14.49 |  |  | 81.8685 | 0.01488 | -0.39848 | Small Boilers (<100 MMBtu/hr Heat Input):Uncontrolled | 4.8 | 70% | 70% |  |  |  | 91% | [9 empty] | 0% | 115 | 0 | 0 | 0 | 0 | 0 | 0 | 0 | 0 | 0 | 0 | 2013 Qtr 1: 0; 2013 Qtr 2: 27; 2013 Qtr 3: 0; 2013 Qtr 4: 88 | 115 | 1
3226 | 428074 - Lighting - 4 Ft 4th Gen. T-8 with Elec. Ballast (2-Lamp) | WPSDGENRLG0013-Rev04-Msr011 | 10 | Commercial | NON_res:DEER:Indoor_Non-CFL_Ltg |  |  |  | Fixture | ER | 63.3 | 0 | 0 | 14.06 | 49.24 |  | 89.4779 |  |  | 0.024566 | -0.095293 | Commercial |  | Winter Only | 15 |  |  | 47.9346 | 0.01316 | -0.05105 | Small Boilers (<100 MMBtu/hr Heat Input):Uncontrolled | 5 | 70% | 70% |  |  |  | 91% | [9 empty] | 0% | 4490 | 0 | 0 | 0 | 0 | 0 | 0 | 0 | 0 | 0 | 0 | 2013 Qtr 1: 0; 2013 Qtr 2: 241; 2013 Qtr 3: 0; 2013 Qtr 4: 4249 | 4490 | 1
3226 | 428074 - Lighting - 4 Ft 4th Gen. T-8 with Elec. Ballast (2-Lamp) | WPSDGENRLG0013-Rev04-Msr011 | 7 | Commercial | NON_res:DEER:Indoor_Non-CFL_Ltg |  |  |  | Fixture | ER | 65.011 | 0 | 0 | 14.44 | 50.57 |  | 169.372 |  |  | 0.028945 | -0.72167 | Commercial |  | Winter Only | 13.31 |  |  | 90.735 | 0.015506 | -0.38661 | Small Boilers (<100 MMBtu/hr Heat Input):Uncontrolled | 4.4 | 70% | 70% |  |  |  | 91% | [9 empty] | 0% | 29 | 0 | 0 | 0 | 0 | 0 | 0 | 0 | 0 | 0 | 0 | 2013 Qtr 1: 0; 2013 Qtr 2: 0; 2013 Qtr 3: 0; 2013 Qtr 4: 29 | 29 | 1
3226 | 428074 - Lighting - 4 Ft 4th Gen. T-8 with Elec. Ballast (2-Lamp) | WPSDGENRLG0013-Rev04-Msr011 | 7 | Commercial | NON_res:DEER:Indoor_Non-CFL_Ltg |  |  |  | Fixture | ER | 63.374 | 0 | 0 | 14.076 | 49.297 |  | 140.2296 |  |  | 0.023377 | -1.7872 | Commercial |  | Winter Only | 14.26 |  |  | 75.123 | 0.012524 | -0.95745 | Small Boilers (<100 MMBtu/hr Heat Input):Uncontrolled | 4.8 | 70% | 70% |  |  |  | 91% | [9 empty] | 0% | 363 | 0 | 0 | 0 | 0 | 0 | 0 | 0 | 0 | 0 | 0 | 2013 Qtr 1: 0; 2013 Qtr 2: 34; 2013 Qtr 3: 0; 2013 Qtr 4: 329 | 363 | 1
3226 | 428074 - Lighting - 4 Ft 4th Gen. T-8 with Elec. Ballast (2-Lamp) | WPSDGENRLG0013-Rev04-Msr011 | 7 | Commercial | NON_res:DEER:Indoor_Non-CFL_Ltg |  |  |  | Fixture | ER | 55.291 | 0 | 0 | 12.281 | 43.009 |  | 151.7824 |  |  | 0.027772 | -0.71826 | Commercial |  | Winter Only | 14.46 |  |  | 81.312 | 0.014878 | -0.38478 | Small Boilers (<100 MMBtu/hr Heat Input):Uncontrolled | 4.8 | 70% | 70% |  |  |  | 91% | [9 empty] | 0% | 54 | 0 | 0 | 0 | 0 | 0 | 0 | 0 | 0 | 0 | 0 | 2013 Qtr 1: 0; 2013 Qtr 2: 8; 2013 Qtr 3: 0; 2013 Qtr 4: 46 | 54 | 1
3226 | 428074 - Lighting - 4 Ft 4th Gen. T-8 with Elec. Ballast (2-Lamp) | WPSDGENRLG0013-Rev04-Msr011 | 7 | Commercial | NON_res:DEER:Indoor_Non-CFL_Ltg |  |  |  | Fixture | ER | 58.583 | 0 | 0 | 13.012 | 45.571 |  | 151.4688 |  |  | 0.028 | -0.71677 | Commercial |  | Winter Only | 14.49 |  |  | 81.144 | 0.015 | -0.38399 | Small Boilers (<100 MMBtu/hr Heat Input):Uncontrolled | 4.8 | 70% | 70% |  |  |  | 91% | [9 empty] | 0% | 374 | 0 | 0 | 0 | 0 | 0 | 0 | 0 | 0 | 0 | 0 | 2013 Qtr 1: 0; 2013 Qtr 2: 66; 2013 Qtr 3: 0; 2013 Qtr 4: 308 | 374 | 1
3226 | 428074 - Lighting - 4 Ft 4th Gen. T-8 with Elec. Ballast (2-Lamp) | WPSDGENRLG0013-Rev04-Msr011 | 7 | Commercial | NON_res:DEER:Indoor_Non-CFL_Ltg |  |  |  | Fixture | ER | 61.618 | 0 | 0 | 13.686 | 47.931 |  | 92.2406 |  |  | 0.025497 | -0.079051 | Commercial |  | Winter Only | 15 |  |  | 49.4146 | 0.013659 | -0.042349 | Small Boilers (<100 MMBtu/hr Heat Input):Uncontrolled | 5 | 70% | 70% |  |  |  | 91% | [9 empty] | 0% | 6940 | 0 | 0 | 0 | 0 | 0 | 0 | 0 | 0 | 0 | 0 | 2013 Qtr 1: 0; 2013 Qtr 2: 836; 2013 Qtr 3: 0; 2013 Qtr 4: 6104 | 6940 | 1
3226 | 428074 - Lighting - 4 Ft 4th Gen. T-8 with Elec. Ballast (2-Lamp) | WPSDGENRLG0013-Rev04-Msr011 | System | Commercial | NON_res:DEER:Indoor_Non-CFL_Ltg |  |  |  | Fixture | ER | 63.615 | 0 | 0 | 14.13 | 49.485 |  | 138.5493 |  |  | 0.023892 | -1.8025 | Commercial |  | Winter Only | 14.26 |  |  | 74.2228 | 0.0128 | -0.96563 | Small Boilers (<100 MMBtu/hr Heat Input):Uncontrolled | 4.8 | 70% | 70% |  |  |  | 91% | [9 empty] | 0% | 18 | 0 | 0 | 0 | 0 | 0 | 0 | 0 | 0 | 0 | 0 | 2013 Qtr 1: 0; 2013 Qtr 2: 2; 2013 Qtr 3: 0; 2013 Qtr 4: 16 | 18 | 1
3226 | 428074 - Lighting - 4 Ft 4th Gen. T-8 with Elec. Ballast (2-Lamp) | WPSDGENRLG0013-Rev04-Msr011 | System | Commercial | NON_res:DEER:Indoor_Non-CFL_Ltg |  |  |  | Fixture | ER | 65.011 | 0 | 0 | 14.44 | 50.57 |  | 150.6574 |  |  | 0.028 | -0.84931 | Commercial |  | Winter Only | 14.49 |  |  | 80.7093 | 0.015 | -0.45499 | Small Boilers (<100 MMBtu/hr Heat Input):Uncontrolled | 4.8 | 70% | 70% |  |  |  | 91% | [9 empty] | 0% | 5 | 0 | 0 | 0 | 0 | 0 | 0 | 0 | 0 | 0 | 0 | 2013 Qtr 1: 0; 2013 Qtr 2: 0; 2013 Qtr 3: 0; 2013 Qtr 4: 5 | 5 | 1
3226 | 428074 - Lighting - 4 Ft 4th Gen. T-8 with Elec. Ballast (2-Lamp) | WPSDGENRLG0013-Rev04-Msr011 | System | Commercial | NON_res:DEER:Indoor_Non-CFL_Ltg |  |  |  | Fixture | ER | 64.854 | 0 | 0 | 14.405 | 50.448 |  | 86.6438 |  |  | 0.023345 | -0.13742 | Commercial |  | Winter Only | 15 |  |  | 46.4163 | 0.012506 | -0.073617 | Small Boilers (<100 MMBtu/hr Heat Input):Uncontrolled | 5 | 70% | 70% |  |  |  | 91% | [9 empty] | 0% | 776 | 0 | 0 | 0 | 0 | 0 | 0 | 0 | 0 | 0 | 0 | 2013 Qtr 1: 0; 2013 Qtr 2: 0; 2013 Qtr 3: 0; 2013 Qtr 4: 776 | 776 | 1
3226 | 428075 - Lighting - 4 Ft 4th Gen. T-8 with Elec. Ballast (3-Lamp) | Com-Lighting-InGen_T12-48in-102w_T8-48in-93w-B_T8-48in-78w-B | 10 | Commercial | NON_res:DEER:Indoor_Non-CFL_Ltg |  |  |  | Fixture | ER | 78.379 | 0 | 0 | 17.413 | 60.965 |  | 74.933 |  |  | 0.021077 | -0.093841 | Commercial |  | Winter Only | 16 |  |  | 46.8106 | 0.013181 | -0.058604 | Small Boilers (<100 MMBtu/hr Heat Input):Uncontrolled | 5.3 | 70% | 70% |  |  |  | 91% | [9 empty] | 0% | 433 | 0 | 0 | 0 | 0 | 0 | 0 | 0 | 0 | 0 | 0 | 2013 Qtr 1: 0; 2013 Qtr 2: 20; 2013 Qtr 3: 0; 2013 Qtr 4: 413 | 433 | 0
3226 | 428075 - Lighting - 4 Ft 4th Gen. T-8 with Elec. Ballast (3-Lamp) | Com-Lighting-InGen_T12-48in-102w_T8-48in-93w-B_T8-48in-78w-B | 7 | Commercial | NON_res:DEER:Indoor_Non-CFL_Ltg |  |  |  | Fixture | ER | 69.583 | 0 | 0 | 15.459 | 54.124 |  | 81.7502 |  |  | 0.02251 | -0.12436 | Commercial |  | Winter Only | 16 |  |  | 50.876 | 0.014081 | -0.077701 | Small Boilers (<100 MMBtu/hr Heat Input):Uncontrolled | 5.3 | 70% | 70% |  |  |  | 91% | [9 empty] | 0% | 1089 | 0 | 0 | 0 | 0 | 0 | 0 | 0 | 0 | 0 | 0 | 2013 Qtr 1: 0; 2013 Qtr 2: 411; 2013 Qtr 3: 0; 2013 Qtr 4: 678 | 1089 | 0
3226 | 428075 - Lighting - 4 Ft 4th Gen. T-8 with Elec. Ballast (3-Lamp) | Com-Lighting-InGen_T12-48in-102w_T8-48in-93w-B_T8-48in-78w-B | System | Commercial | NON_res:DEER:Indoor_Non-CFL_Ltg |  |  |  | Fixture | ER | 84.884 | 0 | 0 | 18.858 | 66.026 |  | 86.3506 |  |  | 0.024156 | -0.098508 | Commercial |  | Winter Only | 16 |  |  | 53.8247 | 0.015075 | -0.061618 | Small Boilers (<100 MMBtu/hr Heat Input):Uncontrolled | 5.3 | 70% | 70% |  |  |  | 91% | [9 empty] | 0% | 154 | 0 | 0 | 0 | 0 | 0 | 0 | 0 | 0 | 0 | 0 | 2013 Qtr 1: 0; 2013 Qtr 2: 0; 2013 Qtr 3: 0; 2013 Qtr 4: 154 | 154 | 0
3226 | 428076 - Lighting - 4 Ft 4th Gen. T-8 with Elec. Ballast (4-Lamp) | Com-Lighting-InGen_T12-48in-144w-A_T8-48in-118w-B_T8-48in-102w-B | 10 | Commercial | NON_res:DEER:Indoor_Non-CFL_Ltg |  |  |  | Fixture | ER | 78.008 | 0 | 0 | 17.342 | 60.665 |  | 147.367 |  |  | 0.037405 | -0.29158 | Commercial |  | Winter Only | 16 |  |  | 55.5979 | 0.01425 | -0.11096 | Small Boilers (<100 MMBtu/hr Heat Input):Uncontrolled | 5.3 | 70% | 70% |  |  |  | 91% | [9 empty] | 0% | 1256 | 0 | 0 | 0 | 0 | 0 | 0 | 0 | 0 | 0 | 0 | 2013 Qtr 1: 0; 2013 Qtr 2: 160; 2013 Qtr 3: 0; 2013 Qtr 4: 1096 | 1256 | 0
3226 | 428076 - Lighting - 4 Ft 4th Gen. T-8 with Elec. Ballast (4-Lamp) | Com-Lighting-InGen_T12-48in-144w-A_T8-48in-118w-B_T8-48in-102w-B | 7 | Commercial | NON_res:DEER:Indoor_Non-CFL_Ltg |  |  |  | Fixture | ER | 78.16 | 0 | 0 | 17.376 | 60.784 |  | 149.697 |  |  | 0.039971 | -0.24191 | Commercial |  | Winter Only | 16 |  |  | 56.5373 | 0.015259 | -0.091975 | Small Boilers (<100 MMBtu/hr Heat Input):Uncontrolled | 5.3 | 70% | 70% |  |  |  | 91% | [9 empty] | 0% | 3313 | 0 | 0 | 0 | 0 | 0 | 0 | 0 | 0 | 0 | 0 | 2013 Qtr 1: 0; 2013 Qtr 2: 472; 2013 Qtr 3: 0; 2013 Qtr 4: 2841 | 3313 | 0
3226 | 428076 - Lighting - 4 Ft 4th Gen. T-8 with Elec. Ballast (4-Lamp) | Com-Lighting-InGen_T12-48in-144w-A_T8-48in-118w-B_T8-48in-102w-B | System | Commercial | NON_res:DEER:Indoor_Non-CFL_Ltg |  |  |  | Fixture | ER | 87.201 | 0 | 0 | 19.386 | 67.815 |  | 144.7572 |  |  | 0.04013 | -0.19267 | Commercial |  | Winter Only | 16 |  |  | 54.8466 | 0.015303 | -0.073321 | Small Boilers (<100 MMBtu/hr Heat Input):Uncontrolled | 5.3 | 70% | 70% |  |  |  | 91% | [9 empty] | 0% | 313 | 0 | 0 | 0 | 0 | 0 | 0 | 0 | 0 | 0 | 0 | 2013 Qtr 1: 0; 2013 Qtr 2: 0; 2013 Qtr 3: 0; 2013 Qtr 4: 313 | 313 | 0
3226 | 428077 - Lighting - T8 to 4ft 28 Watt Lamp & Ballast (1 Lamp) | WPSDGENRLG0013-Rev04-Msr014 | 10 | Commercial | NON_res:DEER:Indoor_Non-CFL_Ltg |  |  |  | Fixture | RET | 54.429 | 0 | 0 | 12.094 | 42.335 |  | 30.933 |  |  | 0.005423 | -0.32406 | Commercial |  | Winter Only | [6 empty] | Small Boilers (<100 MMBtu/hr Heat Input):Uncontrolled | 14.26 | 70% | 70% |  |  |  | 91% | [9 empty] | 0% | 45 | 0 | 0 | 0 | 0 | 0 | 0 | 0 | 0 | 0 | 0 | 2013 Qtr 1: 0; 2013 Qtr 2: 0; 2013 Qtr 3: 0; 2013 Qtr 4: 45 | 45 | 1
3226 | 428077 - Lighting - T8 to 4ft 28 Watt Lamp & Ballast (1 Lamp) | WPSDGENRLG0013-Rev04-Msr014 | 10 | Commercial | NON_res:DEER:Indoor_Non-CFL_Ltg |  |  |  | Fixture | RET | 55.46 | 0 | 0 | 12.323 | 43.137 |  | 32.7474 |  |  | 0.005952 | -0.15939 | Commercial |  | Winter Only | [6 empty] | Small Boilers (<100 MMBtu/hr Heat Input):Uncontrolled | 14.49 | 70% | 70% |  |  |  | 91% | [9 empty] | 0% | 1 | 0 | 0 | 0 | 0 | 0 | 0 | 0 | 0 | 0 | 0 | 2013 Qtr 1: 0; 2013 Qtr 2: 0; 2013 Qtr 3: 0; 2013 Qtr 4: 1 | 1 | 1
3226 | 428077 - Lighting - T8 to 4ft 28 Watt Lamp & Ballast (1 Lamp) | WPSDGENRLG0013-Rev04-Msr014 | 10 | Commercial | NON_res:DEER:Indoor_Non-CFL_Ltg |  |  |  | Fixture | RET | 54.189 | 0 | 0 | 12.041 | 42.148 |  | 19.2185 |  |  | 0.004888 | -0.023156 | Commercial |  | Winter Only | [6 empty] | Small Boilers (<100 MMBtu/hr Heat Input):Uncontrolled | 15 | 70% | 70% |  |  |  | 91% | [9 empty] | 0% | 679 | 0 | 0 | 0 | 0 | 0 | 0 | 0 | 0 | 0 | 0 | 2013 Qtr 1: 0; 2013 Qtr 2: 65; 2013 Qtr 3: 0; 2013 Qtr 4: 614 | 679 | 1
3226 | 428077 - Lighting - T8 to 4ft 28 Watt Lamp & Ballast (1 Lamp) | WPSDGENRLG0013-Rev04-Msr014 | 7 | Commercial | NON_res:DEER:Indoor_Non-CFL_Ltg |  |  |  | Fixture | RET | 51.687 | 0 | 0 | 11.485 | 40.202 |  | 30.0492 |  |  | 0.005009 | -0.38298 | Commercial |  | Winter Only | [6 empty] | Small Boilers (<100 MMBtu/hr Heat Input):Uncontrolled | 14.26 | 70% | 70% |  |  |  | 91% | [9 empty] | 0% | 237 | 0 | 0 | 0 | 0 | 0 | 0 | 0 | 0 | 0 | 0 | 2013 Qtr 1: 0; 2013 Qtr 2: 108; 2013 Qtr 3: 0; 2013 Qtr 4: 129 | 237 | 1
3226 | 428077 - Lighting - T8 to 4ft 28 Watt Lamp & Ballast (1 Lamp) | WPSDGENRLG0013-Rev04-Msr014 | 7 | Commercial | NON_res:DEER:Indoor_Non-CFL_Ltg |  |  |  | Fixture | RET | 55.46 | 0 | 0 | 12.323 | 43.137 |  | 32.5248 |  |  | 0.005951 | -0.15391 | Commercial |  | Winter Only | [6 empty] | Small Boilers (<100 MMBtu/hr Heat Input):Uncontrolled | 14.46 | 70% | 70% |  |  |  | 91% | [9 empty] | 0% | 1 | 0 | 0 | 0 | 0 | 0 | 0 | 0 | 0 | 0 | 0 | 2013 Qtr 1: 0; 2013 Qtr 2: 0; 2013 Qtr 3: 0; 2013 Qtr 4: 1 | 1 | 1
3226 | 428077 - Lighting - T8 to 4ft 28 Watt Lamp & Ballast (1 Lamp) | WPSDGENRLG0013-Rev04-Msr014 | 7 | Commercial | NON_res:DEER:Indoor_Non-CFL_Ltg |  |  |  | Fixture | RET | 54.272 | 0 | 0 | 12.059 | 42.213 |  | 32.4576 |  |  | 0.006 | -0.15359 | Commercial |  | Winter Only | [6 empty] | Small Boilers (<100 MMBtu/hr Heat Input):Uncontrolled | 14.49 | 70% | 70% |  |  |  | 91% | [9 empty] | 0% | 35 | 0 | 0 | 0 | 0 | 0 | 0 | 0 | 0 | 0 | 0 | 2013 Qtr 1: 0; 2013 Qtr 2: 7; 2013 Qtr 3: 0; 2013 Qtr 4: 28 | 35 | 1
3226 | 428077 - Lighting - T8 to 4ft 28 Watt Lamp & Ballast (1 Lamp) | WPSDGENRLG0013-Rev04-Msr014 | 7 | Commercial | NON_res:DEER:Indoor_Non-CFL_Ltg |  |  |  | Fixture | RET | 54.574 | 0 | 0 | 12.126 | 42.447 |  | 19.7536 |  |  | 0.005522 | -0.023977 | Commercial |  | Winter Only | [6 empty] | Small Boilers (<100 MMBtu/hr Heat Input):Uncontrolled | 15 | 70% | 70% |  |  |  | 91% | [9 empty] | 0% | 2475 | 0 | 0 | 0 | 0 | 0 | 0 | 0 | 0 | 0 | 0 | 2013 Qtr 1: 0; 2013 Qtr 2: 93; 2013 Qtr 3: 0; 2013 Qtr 4: 2382 | 2475 | 1
3226 | 428077 - Lighting - T8 to 4ft 28 Watt Lamp & Ballast (1 Lamp) | WPSDGENRLG0013-Rev04-Msr014 | System | Commercial | NON_res:DEER:Indoor_Non-CFL_Ltg |  |  |  | Fixture | RET | 55.46 | 0 | 0 | 12.323 | 43.137 |  | 30.3438 |  |  | 0.005465 | -0.35352 | Commercial |  | Winter Only | [6 empty] | Small Boilers (<100 MMBtu/hr Heat Input):Uncontrolled | 14.26 | 70% | 70% |  |  |  | 91% | [9 empty] | 0% | 7 | 0 | 0 | 0 | 0 | 0 | 0 | 0 | 0 | 0 | 0 | 2013 Qtr 1: 0; 2013 Qtr 2: 0; 2013 Qtr 3: 0; 2013 Qtr 4: 7 | 7 | 1
3226 | 428077 - Lighting - T8 to 4ft 28 Watt Lamp & Ballast (1 Lamp) | WPSDGENRLG0013-Rev04-Msr014 | System | Commercial | NON_res:DEER:Indoor_Non-CFL_Ltg |  |  |  | Fixture | RET | 54.812 | 0 | 0 | 12.179 | 42.632 |  | 18.1761 |  |  | 0.00546 | -0.055444 | Commercial |  | Winter Only | [6 empty] | Small Boilers (<100 MMBtu/hr Heat Input):Uncontrolled | 15 | 70% | 70% |  |  |  | 91% | [9 empty] | 0% | 640 | 0 | 0 | 0 | 0 | 0 | 0 | 0 | 0 | 0 | 0 | 2013 Qtr 1: 0; 2013 Qtr 2: 0; 2013 Qtr 3: 0; 2013 Qtr 4: 640 | 640 | 1
3226 | 428078 - Lighting - T8 to 4ft 28 Watt Lamp & Ballast (2 Lamp) | WPSDGENRLG0013-Rev04-Msr015 | 10 | Commercial | NON_res:DEER:Indoor_Non-CFL_Ltg |  |  |  | Fixture | RET | 56.023 | 0 | 0 | 12.446 | 43.576 |  | 77.3325 |  |  | 0.013559 | -0.81015 | Commercial |  | Winter Only | [6 empty] | Small Boilers (<100 MMBtu/hr Heat Input):Uncontrolled | 14.26 | 70% | 70% |  |  |  | 91% | [9 empty] | 0% | 83 | 0 | 0 | 0 | 0 | 0 | 0 | 0 | 0 | 0 | 0 | 2013 Qtr 1: 0; 2013 Qtr 2: 32; 2013 Qtr 3: 0; 2013 Qtr 4: 51 | 83 | 1
3226 | 428078 - Lighting - T8 to 4ft 28 Watt Lamp & Ballast (2 Lamp) | WPSDGENRLG0013-Rev04-Msr015 | 10 | Commercial | NON_res:DEER:Indoor_Non-CFL_Ltg |  |  |  | Fixture | RET | 53.088 | 0 | 0 | 11.794 | 41.294 |  | 81.312 |  |  | 0.015122 | -0.38478 | Commercial |  | Winter Only | [6 empty] | Small Boilers (<100 MMBtu/hr Heat Input):Uncontrolled | 14.46 | 70% | 70% |  |  |  | 91% | [9 empty] | 0% | 18 | 0 | 0 | 0 | 0 | 0 | 0 | 0 | 0 | 0 | 0 | 2013 Qtr 1: 0; 2013 Qtr 2: 16; 2013 Qtr 3: 0; 2013 Qtr 4: 2 | 18 | 1
3226 | 428078 - Lighting - T8 to 4ft 28 Watt Lamp & Ballast (2 Lamp) | WPSDGENRLG0013-Rev04-Msr015 | 10 | Commercial | NON_res:DEER:Indoor_Non-CFL_Ltg |  |  |  | Fixture | RET | 56.512 | 0 | 0 | 12.555 | 43.957 |  | 81.8685 |  |  | 0.01488 | -0.39848 | Commercial |  | Winter Only | [6 empty] | Small Boilers (<100 MMBtu/hr Heat Input):Uncontrolled | 14.49 | 70% | 70% |  |  |  | 91% | [9 empty] | 0% | 63 | 0 | 0 | 0 | 0 | 0 | 0 | 0 | 0 | 0 | 0 | 2013 Qtr 1: 0; 2013 Qtr 2: 19; 2013 Qtr 3: 0; 2013 Qtr 4: 44 | 63 | 1
3226 | 428078 - Lighting - T8 to 4ft 28 Watt Lamp & Ballast (2 Lamp) | WPSDGENRLG0013-Rev04-Msr015 | 10 | Commercial | NON_res:DEER:Indoor_Non-CFL_Ltg |  |  |  | Fixture | RET | 56.227 | 0 | 0 | 12.491 | 43.735 |  | 47.1899 |  |  | 0.009496 | -0.11279 | Commercial |  | Winter Only | [6 empty] | Small Boilers (<100 MMBtu/hr Heat Input):Uncontrolled | 15 | 70% | 70% |  |  |  | 91% | [9 empty] | 0% | 3342 | 0 | 0 | 0 | 0 | 0 | 0 | 0 | 0 | 0 | 0 | 2013 Qtr 1: 0; 2013 Qtr 2: 996; 2013 Qtr 3: 0; 2013 Qtr 4: 2346 | 3342 | 0
3226 | 428078 - Lighting - T8 to 4ft 28 Watt Lamp & Ballast (2 Lamp) | WPSDGENRLG0013-Rev04-Msr015 | 7 | Commercial | NON_res:DEER:Indoor_Non-CFL_Ltg |  |  |  | Fixture | RET | 54.625 | 0 | 0 | 12.135 | 42.489 |  | 75.123 |  |  | 0.012523 | -0.95745 | Commercial |  | Winter Only | [6 empty] | Small Boilers (<100 MMBtu/hr Heat Input):Uncontrolled | 14.26 | 70% | 70% |  |  |  | 91% | [9 empty] | 0% | 184 | 0 | 0 | 0 | 0 | 0 | 0 | 0 | 0 | 0 | 0 | 2013 Qtr 1: 0; 2013 Qtr 2: 145; 2013 Qtr 3: 0; 2013 Qtr 4: 39 | 184 | 0
3226 | 428078 - Lighting - T8 to 4ft 28 Watt Lamp & Ballast (2 Lamp) | WPSDGENRLG0013-Rev04-Msr015 | 7 | Commercial | NON_res:DEER:Indoor_Non-CFL_Ltg |  |  |  | Fixture | RET | 56.868 | 0 | 0 | 12.634 | 44.234 |  | 81.312 |  |  | 0.014878 | -0.38478 | Commercial |  | Winter Only | [6 empty] | Small Boilers (<100 MMBtu/hr Heat Input):Uncontrolled | 14.46 | 70% | 70% |  |  |  | 91% | [9 empty] | 0% | 316 | 0 | 0 | 0 | 0 | 0 | 0 | 0 | 0 | 0 | 0 | 2013 Qtr 1: 0; 2013 Qtr 2: 37; 2013 Qtr 3: 0; 2013 Qtr 4: 279 | 316 | 0
3226 | 428078 - Lighting - T8 to 4ft 28 Watt Lamp & Ballast (2 Lamp) | WPSDGENRLG0013-Rev04-Msr015 | 7 | Commercial | NON_res:DEER:Indoor_Non-CFL_Ltg |  |  |  | Fixture | RET | 56.861 | 0 | 0 | 12.632 | 44.228 |  | 81.144 |  |  | 0.015 | -0.38399 | Commercial |  | Winter Only | [6 empty] | Small Boilers (<100 MMBtu/hr Heat Input):Uncontrolled | 14.49 | 70% | 70% |  |  |  | 91% | [9 empty] | 0% | 251 | 0 | 0 | 0 | 0 | 0 | 0 | 0 | 0 | 0 | 0 | 2013 Qtr 1: 0; 2013 Qtr 2: 50; 2013 Qtr 3: 0; 2013 Qtr 4: 201 | 251 | 0
3226 | 428078 - Lighting - T8 to 4ft 28 Watt Lamp & Ballast (2 Lamp) | WPSDGENRLG0013-Rev04-Msr015 | 7 | Commercial | NON_res:DEER:Indoor_Non-CFL_Ltg |  |  |  | Fixture | RET | 57.427 | 0 | 0 | 12.758 | 44.669 |  | 49.1078 |  |  | 0.013385 | -0.063309 | Commercial |  | Winter Only | [6 empty] | Small Boilers (<100 MMBtu/hr Heat Input):Uncontrolled | 15 | 70% | 70% |  |  |  | 91% | [9 empty] | 0% | 8617 | 0 | 0 | 0 | 0 | 0 | 0 | 0 | 0 | 0 | 0 | 2013 Qtr 1: 0; 2013 Qtr 2: 2004; 2013 Qtr 3: 0; 2013 Qtr 4: 6613 | 8617 | 0
3226 | 428078 - Lighting - T8 to 4ft 28 Watt Lamp & Ballast (2 Lamp) | WPSDGENRLG0013-Rev04-Msr015 | System | Commercial | NON_res:DEER:Indoor_Non-CFL_Ltg |  |  |  | Fixture | RET | 52.44 | 0 | 0 | 11.65 | 40.79 |  | 75.8595 |  |  | 0.013662 | -0.8838 | Commercial |  | Winter Only | [6 empty] | Small Boilers (<100 MMBtu/hr Heat Input):Uncontrolled | 14.26 | 70% | 70% |  |  |  | 91% | [9 empty] | 0% | 19 | 0 | 0 | 0 | 0 | 0 | 0 | 0 | 0 | 0 | 0 | 2013 Qtr 1: 0; 2013 Qtr 2: 19; 2013 Qtr 3: 0; 2013 Qtr 4: 0 | 19 | 0
3226 | 428078 - Lighting - T8 to 4ft 28 Watt Lamp & Ballast (2 Lamp) | WPSDGENRLG0013-Rev04-Msr015 | System | Commercial | NON_res:DEER:Indoor_Non-CFL_Ltg |  |  |  | Fixture | RET | 64.855 | 0 | 0 | 14.408 | 50.446 |  | 40.0008 |  |  | 0.012434 | -0.087038 | Commercial |  | Winter Only | [6 empty] | Small Boilers (<100 MMBtu/hr Heat Input):Uncontrolled | 15 | 70% | 70% |  |  |  | 91% | [9 empty] | 0% | 208 | 0 | 0 | 0 | 0 | 0 | 0 | 0 | 0 | 0 | 0 | 2013 Qtr 1: 0; 2013 Qtr 2: 0; 2013 Qtr 3: 0; 2013 Qtr 4: 208 | 208 | 1
3226 | 428079 - Lighting - T8 to 4ft 28 Watt Lamp & Ballast (3 Lamp) | WPSDGENRLG0013-Rev04-Msr016 | 10 | Commercial | NON_res:DEER:Indoor_Non-CFL_Ltg |  |  |  | Fixture | RET | 79.244 | 0 | 0 | 17.605 | 61.638 |  | 123.732 |  |  | 0.021694 | -1.2962 | Commercial |  | Winter Only | [6 empty] | Small Boilers (<100 MMBtu/hr Heat Input):Uncontrolled | 14.26 | 70% | 70% |  |  |  | 91% | [9 empty] | 0% | 96 | 0 | 0 | 0 | 0 | 0 | 0 | 0 | 0 | 0 | 0 | 2013 Qtr 1: 0; 2013 Qtr 2: 10; 2013 Qtr 3: 0; 2013 Qtr 4: 86 | 96 | 1
3226 | 428079 - Lighting - T8 to 4ft 28 Watt Lamp & Ballast (3 Lamp) | WPSDGENRLG0013-Rev04-Msr016 | 10 | Commercial | NON_res:DEER:Indoor_Non-CFL_Ltg |  |  |  | Fixture | RET | 75.438 | 0 | 0 | 16.76 | 58.678 |  | 130.0992 |  |  | 0.024195 | -0.61565 | Commercial |  | Winter Only | [6 empty] | Small Boilers (<100 MMBtu/hr Heat Input):Uncontrolled | 14.46 | 70% | 70% |  |  |  | 91% | [9 empty] | 0% | 51 | 0 | 0 | 0 | 0 | 0 | 0 | 0 | 0 | 0 | 0 | 2013 Qtr 1: 0; 2013 Qtr 2: 0; 2013 Qtr 3: 0; 2013 Qtr 4: 51 | 51 | 1
3226 | 428079 - Lighting - T8 to 4ft 28 Watt Lamp & Ballast (3 Lamp) | WPSDGENRLG0013-Rev04-Msr016 | 10 | Commercial | NON_res:DEER:Indoor_Non-CFL_Ltg |  |  |  | Fixture | RET | 70.13 | 0 | 0 | 15.58 | 54.549 |  | 130.9896 |  |  | 0.023808 | -0.63756 | Commercial |  | Winter Only | [6 empty] | Small Boilers (<100 MMBtu/hr Heat Input):Uncontrolled | 14.49 | 70% | 70% |  |  |  | 91% | [9 empty] | 0% | 67 | 0 | 0 | 0 | 0 | 0 | 0 | 0 | 0 | 0 | 0 | 2013 Qtr 1: 0; 2013 Qtr 2: 13; 2013 Qtr 3: 0; 2013 Qtr 4: 54 | 67 | 1
3226 | 428079 - Lighting - T8 to 4ft 28 Watt Lamp & Ballast (3 Lamp) | WPSDGENRLG0013-Rev04-Msr016 | 10 | Commercial | NON_res:DEER:Indoor_Non-CFL_Ltg |  |  |  | Fixture | RET | 73.649 | 0 | 0 | 16.362 | 57.286 |  | 77.5176 |  |  | 0.018207 | -0.12747 | Commercial |  | Winter Only | [6 empty] | Small Boilers (<100 MMBtu/hr Heat Input):Uncontrolled | 15 | 70% | 70% |  |  |  | 91% | [9 empty] | 0% | 2698 | 0 | 0 | 0 | 0 | 0 | 0 | 0 | 0 | 0 | 0 | 2013 Qtr 1: 0; 2013 Qtr 2: 358; 2013 Qtr 3: 0; 2013 Qtr 4: 2340 | 2698 | 0
3226 | 428079 - Lighting - T8 to 4ft 28 Watt Lamp & Ballast (3 Lamp) | WPSDGENRLG0013-Rev04-Msr016 | 7 | Commercial | NON_res:DEER:Indoor_Non-CFL_Ltg |  |  |  | Fixture | RET | 69.956 | 0 | 0 | 15.542 | 54.414 |  | 120.1968 |  |  | 0.020038 | -1.5319 | Commercial |  | Winter Only | [6 empty] | Small Boilers (<100 MMBtu/hr Heat Input):Uncontrolled | 14.26 | 70% | 70% |  |  |  | 91% | [9 empty] | 0% | 234 | 0 | 0 | 0 | 0 | 0 | 0 | 0 | 0 | 0 | 0 | 2013 Qtr 1: 0; 2013 Qtr 2: 94; 2013 Qtr 3: 0; 2013 Qtr 4: 140 | 234 | 0
3226 | 428079 - Lighting - T8 to 4ft 28 Watt Lamp & Ballast (3 Lamp) | WPSDGENRLG0013-Rev04-Msr016 | 7 | Commercial | NON_res:DEER:Indoor_Non-CFL_Ltg |  |  |  | Fixture | RET | 66.828 | 0 | 0 | 14.847 | 51.981 |  | 130.0992 |  |  | 0.023805 | -0.61565 | Commercial |  | Winter Only | [6 empty] | Small Boilers (<100 MMBtu/hr Heat Input):Uncontrolled | 14.46 | 70% | 70% |  |  |  | 91% | [9 empty] | 0% | 304 | 0 | 0 | 0 | 0 | 0 | 0 | 0 | 0 | 0 | 0 | 2013 Qtr 1: 0; 2013 Qtr 2: 26; 2013 Qtr 3: 0; 2013 Qtr 4: 278 | 304 | 1
3226 | 428079 - Lighting - T8 to 4ft 28 Watt Lamp & Ballast (3 Lamp) | WPSDGENRLG0013-Rev04-Msr016 | 7 | Commercial | NON_res:DEER:Indoor_Non-CFL_Ltg |  |  |  | Fixture | RET | 76.448 | 0 | 0 | 16.984 | 59.464 |  | 129.8304 |  |  | 0.024 | -0.61438 | Commercial |  | Winter Only | [6 empty] | Small Boilers (<100 MMBtu/hr Heat Input):Uncontrolled | 14.49 | 70% | 70% |  |  |  | 91% | [9 empty] | 0% | 134 | 0 | 0 | 0 | 0 | 0 | 0 | 0 | 0 | 0 | 0 | 2013 Qtr 1: 0; 2013 Qtr 2: 13; 2013 Qtr 3: 0; 2013 Qtr 4: 121 | 134 | 1
3226 | 428079 - Lighting - T8 to 4ft 28 Watt Lamp & Ballast (3 Lamp) | WPSDGENRLG0013-Rev04-Msr016 | 7 | Commercial | NON_res:DEER:Indoor_Non-CFL_Ltg |  |  |  | Fixture | RET | 69.094 | 0 | 0 | 15.35 | 53.744 |  | 78.9299 |  |  | 0.022165 | -0.10382 | Commercial |  | Winter Only | [6 empty] | Small Boilers (<100 MMBtu/hr Heat Input):Uncontrolled | 15 | 70% | 70% |  |  |  | 91% | [9 empty] | 0% | 5161 | 0 | 0 | 0 | 0 | 0 | 0 | 0 | 0 | 0 | 0 | 2013 Qtr 1: 0; 2013 Qtr 2: 866; 2013 Qtr 3: 0; 2013 Qtr 4: 4295 | 5161 | 1
3226 | 428079 - Lighting - T8 to 4ft 28 Watt Lamp & Ballast (3 Lamp) | WPSDGENRLG0013-Rev04-Msr016 | System | Commercial | NON_res:DEER:Indoor_Non-CFL_Ltg |  |  |  | Fixture | RET | 84.92 | 0 | 0 | 18.866 | 66.054 |  | 116.6616 |  |  | 0.019706 | -1.6498 | Commercial |  | Winter Only | [6 empty] | Small Boilers (<100 MMBtu/hr Heat Input):Uncontrolled | 14.26 | 70% | 70% |  |  |  | 91% | [9 empty] | 0% | 27 | 0 | 0 | 0 | 0 | 0 | 0 | 0 | 0 | 0 | 0 | 2013 Qtr 1: 0; 2013 Qtr 2: 0; 2013 Qtr 3: 0; 2013 Qtr 4: 27 | 27 | 1
3226 | 428079 - Lighting - T8 to 4ft 28 Watt Lamp & Ballast (3 Lamp) | WPSDGENRLG0013-Rev04-Msr016 | System | Commercial | NON_res:DEER:Indoor_Non-CFL_Ltg |  |  |  | Fixture | RET | 84.92 | 0 | 0 | 18.866 | 66.054 |  | 128.6712 |  |  | 0.024 | -0.75348 | Commercial |  | Winter Only | [6 empty] | Small Boilers (<100 MMBtu/hr Heat Input):Uncontrolled | 14.49 | 70% | 70% |  |  |  | 91% | [9 empty] | 0% | 22 | 0 | 0 | 0 | 0 | 0 | 0 | 0 | 0 | 0 | 0 | 2013 Qtr 1: 0; 2013 Qtr 2: 0; 2013 Qtr 3: 0; 2013 Qtr 4: 22 | 22 | 1
3226 | 428079 - Lighting - T8 to 4ft 28 Watt Lamp & Ballast (3 Lamp) | WPSDGENRLG0013-Rev04-Msr016 | System | Commercial | NON_res:DEER:Indoor_Non-CFL_Ltg |  |  |  | Fixture | RET | 84.713 | 0 | 0 | 18.82 | 65.892 |  | 66.9132 |  |  | 0.019015 | -0.14612 | Commercial |  | Winter Only | [6 empty] | Small Boilers (<100 MMBtu/hr Heat Input):Uncontrolled | 15 | 70% | 70% |  |  |  | 91% | [9 empty] | 0% | 1005 | 0 | 0 | 0 | 0 | 0 | 0 | 0 | 0 | 0 | 0 | 2013 Qtr 1: 0; 2013 Qtr 2: 0; 2013 Qtr 3: 0; 2013 Qtr 4: 1005 | 1005 | 1
3226 | 428080 - Lighting - T8 to 4ft 28 Watt Lamp & Ballast (4 Lamp) | WPSDGENRLG0013-Rev04-Msr017 | 10 | Commercial | NON_res:DEER:Indoor_Non-CFL_Ltg |  |  |  | Fixture | RET | 67.538 | 0 | 0 | 15.014 | 52.523 |  | 123.732 |  |  | 0.021694 | -1.2962 | Commercial |  | Winter Only | [6 empty] | Small Boilers (<100 MMBtu/hr Heat Input):Uncontrolled | 14.26 | 70% | 70% |  |  |  | 91% | [9 empty] | 0% | 133 | 0 | 0 | 0 | 0 | 0 | 0 | 0 | 0 | 0 | 0 | 2013 Qtr 1: 0; 2013 Qtr 2: 49; 2013 Qtr 3: 0; 2013 Qtr 4: 84 | 133 | 1
3226 | 428080 - Lighting - T8 to 4ft 28 Watt Lamp & Ballast (4 Lamp) | WPSDGENRLG0013-Rev04-Msr017 | 10 | Commercial | NON_res:DEER:Indoor_Non-CFL_Ltg |  |  |  | Fixture | RET | 63.11 | 0 | 0 | 14.03 | 49.08 |  | 130.0992 |  |  | 0.024195 | -0.61565 | Commercial |  | Winter Only | [6 empty] | Small Boilers (<100 MMBtu/hr Heat Input):Uncontrolled | 14.46 | 70% | 70% |  |  |  | 91% | [9 empty] | 0% | 23 | 0 | 0 | 0 | 0 | 0 | 0 | 0 | 0 | 0 | 0 | 2013 Qtr 1: 0; 2013 Qtr 2: 23; 2013 Qtr 3: 0; 2013 Qtr 4: 0 | 23 | 1
3226 | 428080 - Lighting - T8 to 4ft 28 Watt Lamp & Ballast (4 Lamp) | WPSDGENRLG0013-Rev04-Msr017 | 10 | Commercial | NON_res:DEER:Indoor_Non-CFL_Ltg |  |  |  | Fixture | RET | 67.394 | 0 | 0 | 14.982 | 52.412 |  | 130.9896 |  |  | 0.023808 | -0.63756 | Commercial |  | Winter Only | [6 empty] | Small Boilers (<100 MMBtu/hr Heat Input):Uncontrolled | 14.49 | 70% | 70% |  |  |  | 91% | [9 empty] | 0% | 18 | 0 | 0 | 0 | 0 | 0 | 0 | 0 | 0 | 0 | 0 | 2013 Qtr 1: 0; 2013 Qtr 2: 7; 2013 Qtr 3: 0; 2013 Qtr 4: 11 | 18 | 1
3226 | 428080 - Lighting - T8 to 4ft 28 Watt Lamp & Ballast (4 Lamp) | WPSDGENRLG0013-Rev04-Msr017 | 10 | Commercial | NON_res:DEER:Indoor_Non-CFL_Ltg |  |  |  | Fixture | RET | 70.12 | 0 | 0 | 15.588 | 54.532 |  | 162.5616 |  |  | 0.016547 | 0 | Commercial |  | Winter Only | [6 empty] | Small Boilers (<100 MMBtu/hr Heat Input):Uncontrolled | 14.68 | 70% | 70% |  |  |  | 91% | [9 empty] | 0% | 46 | 0 | 0 | 0 | 0 | 0 | 0 | 0 | 0 | 0 | 0 | 2013 Qtr 1: 0; 2013 Qtr 2: 0; 2013 Qtr 3: 0; 2013 Qtr 4: 46 | 46 | 1
3226 | 428080 - Lighting - T8 to 4ft 28 Watt Lamp & Ballast (4 Lamp) | WPSDGENRLG0013-Rev04-Msr017 | 10 | Commercial | NON_res:DEER:Indoor_Non-CFL_Ltg |  |  |  | Fixture | RET | 66.902 | 0 | 0 | 14.873 | 52.029 |  | 87.1364 |  |  | 0.022396 | -0.12806 | Commercial |  | Winter Only | [6 empty] | Small Boilers (<100 MMBtu/hr Heat Input):Uncontrolled | 15 | 70% | 70% |  |  |  | 91% | [9 empty] | 0% | 3008 | 0 | 0 | 0 | 0 | 0 | 0 | 0 | 0 | 0 | 0 | 2013 Qtr 1: 0; 2013 Qtr 2: 1309; 2013 Qtr 3: 0; 2013 Qtr 4: 1699 | 3008 | 1
3226 | 428080 - Lighting - T8 to 4ft 28 Watt Lamp & Ballast (4 Lamp) | WPSDGENRLG0013-Rev04-Msr017 | 7 | Commercial | NON_res:DEER:Indoor_Non-CFL_Ltg |  |  |  | Fixture | RET | 63.786 | 0 | 0 | 14.18 | 49.606 |  | 120.1968 |  |  | 0.020038 | -1.5319 | Commercial |  | Winter Only | [6 empty] | Small Boilers (<100 MMBtu/hr Heat Input):Uncontrolled | 14.26 | 70% | 70% |  |  |  | 91% | [9 empty] | 0% | 363 | 0 | 0 | 0 | 0 | 0 | 0 | 0 | 0 | 0 | 0 | 2013 Qtr 1: 0; 2013 Qtr 2: 287; 2013 Qtr 3: 0; 2013 Qtr 4: 76 | 363 | 1
3226 | 428080 - Lighting - T8 to 4ft 28 Watt Lamp & Ballast (4 Lamp) | WPSDGENRLG0013-Rev04-Msr017 | 7 | Commercial | NON_res:DEER:Indoor_Non-CFL_Ltg |  |  |  | Fixture | RET | 65.792 | 0 | 0 | 14.626 | 51.165 |  | 130.0992 |  |  | 0.023805 | -0.61565 | Commercial |  | Winter Only | [6 empty] | Small Boilers (<100 MMBtu/hr Heat Input):Uncontrolled | 14.46 | 70% | 70% |  |  |  | 91% | [9 empty] | 0% | 183 | 0 | 0 | 0 | 0 | 0 | 0 | 0 | 0 | 0 | 0 | 2013 Qtr 1: 0; 2013 Qtr 2: 70; 2013 Qtr 3: 0; 2013 Qtr 4: 113 | 183 | 1
3226 | 428080 - Lighting - T8 to 4ft 28 Watt Lamp & Ballast (4 Lamp) | WPSDGENRLG0013-Rev04-Msr017 | 7 | Commercial | NON_res:DEER:Indoor_Non-CFL_Ltg |  |  |  | Fixture | RET | 66.89 | 0 | 0 | 14.87 | 52.019 |  | 129.8304 |  |  | 0.024 | -0.61438 | Commercial |  | Winter Only | [6 empty] | Small Boilers (<100 MMBtu/hr Heat Input):Uncontrolled | 14.49 | 70% | 70% |  |  |  | 91% | [9 empty] | 0% | 217 | 0 | 0 | 0 | 0 | 0 | 0 | 0 | 0 | 0 | 0 | 2013 Qtr 1: 0; 2013 Qtr 2: 71; 2013 Qtr 3: 0; 2013 Qtr 4: 146 | 217 | 1
3226 | 428080 - Lighting - T8 to 4ft 28 Watt Lamp & Ballast (4 Lamp) | WPSDGENRLG0013-Rev04-Msr017 | 7 | Commercial | NON_res:DEER:Indoor_Non-CFL_Ltg |  |  |  | Fixture | RET | 67.527 | 0 | 0 | 15.012 | 52.515 |  | 80.1042 |  |  | 0.022396 | -0.10619 | Commercial |  | Winter Only | [6 empty] | Small Boilers (<100 MMBtu/hr Heat Input):Uncontrolled | 15 | 70% | 70% |  |  |  | 91% | [9 empty] | 0% | 6457 | 0 | 0 | 0 | 0 | 0 | 0 | 0 | 0 | 0 | 0 | 2013 Qtr 1: 0; 2013 Qtr 2: 1978; 2013 Qtr 3: 0; 2013 Qtr 4: 4479 | 6457 | 1
3226 | 428080 - Lighting - T8 to 4ft 28 Watt Lamp & Ballast (4 Lamp) | WPSDGENRLG0013-Rev04-Msr017 | System | Commercial | NON_res:DEER:Indoor_Non-CFL_Ltg |  |  |  | Fixture | RET | 63.11 | 0 | 0 | 14.03 | 49.08 |  | 121.3752 |  |  | 0.021859 | -1.4141 | Commercial |  | Winter Only | [6 empty] | Small Boilers (<100 MMBtu/hr Heat Input):Uncontrolled | 14.26 | 70% | 70% |  |  |  | 91% | [9 empty] | 0% | 30 | 0 | 0 | 0 | 0 | 0 | 0 | 0 | 0 | 0 | 0 | 2013 Qtr 1: 0; 2013 Qtr 2: 30; 2013 Qtr 3: 0; 2013 Qtr 4: 0 | 30 | 1
3226 | 428081 - 4-foot (4-lamp) - (2) 48in (2) Premium Instant Start Ballast - Reduced Light Ouput w/Reflector T8 LF | WPSDGENRLG0013-Rev04-Msr022 | 10 | Commercial | NON_res:DEER:Indoor_Non-CFL_Ltg |  |  |  | Fixture | ER | 87.85 | 0 | 0 | 19.522 | 68.328 |  | 123.732 |  |  | 0.021694 | -1.2962 | Commercial |  | Winter Only | 14.26 |  |  | 0 | 0 | 0 | Small Boilers (<100 MMBtu/hr Heat Input):Uncontrolled | 4.8 | 70% | 70% |  |  |  | 91% | [9 empty] | 0% | 21 | 0 | 0 | 0 | 0 | 0 | 0 | 0 | 0 | 0 | 0 | 2013 Qtr 1: 0; 2013 Qtr 2: 0; 2013 Qtr 3: 0; 2013 Qtr 4: 21 | 21 | 1
3226 | 428081 - 4-foot (4-lamp) - (2) 48in (2) Premium Instant Start Ballast - Reduced Light Ouput w/Reflector T8 LF | WPSDGENRLG0013-Rev04-Msr022 | 10 | Commercial | NON_res:DEER:Indoor_Non-CFL_Ltg |  |  |  | Fixture | ER | 69.5 | 0 | 0 | 15.444 | 54.056 |  | 130.0992 |  |  | 0.024195 | -0.61565 | Commercial |  | Winter Only | 14.46 |  |  | 0 | 0 | 0 | Small Boilers (<100 MMBtu/hr Heat Input):Uncontrolled | 4.8 | 70% | 70% |  |  |  | 91% | [9 empty] | 0% | 4 | 0 | 0 | 0 | 0 | 0 | 0 | 0 | 0 | 0 | 0 | 2013 Qtr 1: 0; 2013 Qtr 2: 0; 2013 Qtr 3: 0; 2013 Qtr 4: 4 | 4 | 1
3226 | 428081 - 4-foot (4-lamp) - (2) 48in (2) Premium Instant Start Ballast - Reduced Light Ouput w/Reflector T8 LF | WPSDGENRLG0013-Rev04-Msr022 | 10 | Commercial | NON_res:DEER:Indoor_Non-CFL_Ltg |  |  |  | Fixture | ER | 65.33 | 0 | 0 | 14.518 | 50.812 |  | 130.9896 |  |  | 0.023808 | -0.63756 | Commercial |  | Winter Only | 14.49 |  |  | 0 | 0 | 0 | Small Boilers (<100 MMBtu/hr Heat Input):Uncontrolled | 4.8 | 70% | 70% |  |  |  | 91% | [9 empty] | 0% | 10 | 0 | 0 | 0 | 0 | 0 | 0 | 0 | 0 | 0 | 0 | 2013 Qtr 1: 0; 2013 Qtr 2: 6; 2013 Qtr 3: 0; 2013 Qtr 4: 4 | 10 | 1
3226 | 428081 - 4-foot (4-lamp) - (2) 48in (2) Premium Instant Start Ballast - Reduced Light Ouput w/Reflector T8 LF | WPSDGENRLG0013-Rev04-Msr022 | 10 | Commercial | NON_res:DEER:Indoor_Non-CFL_Ltg |  |  |  | Fixture | ER | 81.408 | 0 | 0 | 18.091 | 63.317 |  | 80.2614 |  |  | 0.022336 | -0.087869 | Commercial |  | Winter Only | 15 |  |  | 0 | 0 | 0 | Small Boilers (<100 MMBtu/hr Heat Input):Uncontrolled | 5 | 70% | 70% |  |  |  | 91% | [9 empty] | 0% | 895 | 0 | 0 | 0 | 0 | 0 | 0 | 0 | 0 | 0 | 0 | 2013 Qtr 1: 0; 2013 Qtr 2: 6; 2013 Qtr 3: 0; 2013 Qtr 4: 889 | 895 | 1
3226 | 428081 - 4-foot (4-lamp) - (2) 48in (2) Premium Instant Start Ballast - Reduced Light Ouput w/Reflector T8 LF | WPSDGENRLG0013-Rev04-Msr022 | 7 | Commercial | NON_res:DEER:Indoor_Non-CFL_Ltg |  |  |  | Fixture | ER | 87.851 | 0 | 0 | 19.522 | 68.328 |  | 120.1968 |  |  | 0.020038 | -1.5319 | Commercial |  | Winter Only | 14.26 |  |  | 0 | 0 | 0 | Small Boilers (<100 MMBtu/hr Heat Input):Uncontrolled | 4.8 | 70% | 70% |  |  |  | 91% | [9 empty] | 0% | 11 | 0 | 0 | 0 | 0 | 0 | 0 | 0 | 0 | 0 | 0 | 2013 Qtr 1: 0; 2013 Qtr 2: 0; 2013 Qtr 3: 0; 2013 Qtr 4: 11 | 11 | 1
3226 | 428081 - 4-foot (4-lamp) - (2) 48in (2) Premium Instant Start Ballast - Reduced Light Ouput w/Reflector T8 LF | WPSDGENRLG0013-Rev04-Msr022 | 7 | Commercial | NON_res:DEER:Indoor_Non-CFL_Ltg |  |  |  | Fixture | ER | 69.616 | 0 | 0 | 15.47 | 54.145 |  | 130.0992 |  |  | 0.023805 | -0.61565 | Commercial |  | Winter Only | 14.46 |  |  | 0 | 0 | 0 | Small Boilers (<100 MMBtu/hr Heat Input):Uncontrolled | 4.8 | 70% | 70% |  |  |  | 91% | [9 empty] | 0% | 46 | 0 | 0 | 0 | 0 | 0 | 0 | 0 | 0 | 0 | 0 | 2013 Qtr 1: 0; 2013 Qtr 2: 23; 2013 Qtr 3: 0; 2013 Qtr 4: 23 | 46 | 1
3226 | 428081 - 4-foot (4-lamp) - (2) 48in (2) Premium Instant Start Ballast - Reduced Light Ouput w/Reflector T8 LF | WPSDGENRLG0013-Rev04-Msr022 | 7 | Commercial | NON_res:DEER:Indoor_Non-CFL_Ltg |  |  |  | Fixture | ER | 82.532 | 0 | 0 | 18.34 | 64.191 |  | 129.8304 |  |  | 0.024 | -0.61438 | Commercial |  | Winter Only | 14.49 |  |  | 0 | 0 | 0 | Small Boilers (<100 MMBtu/hr Heat Input):Uncontrolled | 4.8 | 70% | 70% |  |  |  | 91% | [9 empty] | 0% | 67 | 0 | 0 | 0 | 0 | 0 | 0 | 0 | 0 | 0 | 0 | 2013 Qtr 1: 0; 2013 Qtr 2: 0; 2013 Qtr 3: 0; 2013 Qtr 4: 67 | 67 | 1
3226 | 428081 - 4-foot (4-lamp) - (2) 48in (2) Premium Instant Start Ballast - Reduced Light Ouput w/Reflector T8 LF | WPSDGENRLG0013-Rev04-Msr022 | 7 | Commercial | NON_res:DEER:Indoor_Non-CFL_Ltg |  |  |  | Fixture | ER | 77.218 | 0 | 0 | 17.159 | 60.058 |  | 77.2301 |  |  | 0.021889 | -0.070266 | Commercial |  | Winter Only | 15 |  |  | 0 | 0 | 0 | Small Boilers (<100 MMBtu/hr Heat Input):Uncontrolled | 5 | 70% | 70% |  |  |  | 91% | [9 empty] | 0% | 2289 | 0 | 0 | 0 | 0 | 0 | 0 | 0 | 0 | 0 | 0 | 2013 Qtr 1: 0; 2013 Qtr 2: 148; 2013 Qtr 3: 0; 2013 Qtr 4: 2141 | 2289 | 1
3226 | 428081 - 4-foot (4-lamp) - (2) 48in (2) Premium Instant Start Ballast - Reduced Light Ouput w/Reflector T8 LF | WPSDGENRLG0013-Rev04-Msr022 | System | Commercial | NON_res:DEER:Indoor_Non-CFL_Ltg |  |  |  | Fixture | ER | 87.85 | 0 | 0 | 19.522 | 68.328 |  | 116.6616 |  |  | 0.019706 | -1.6498 | Commercial |  | Winter Only | 14.26 |  |  | 0 | 0 | 0 | Small Boilers (<100 MMBtu/hr Heat Input):Uncontrolled | 4.8 | 70% | 70% |  |  |  | 91% | [9 empty] | 0% | 2 | 0 | 0 | 0 | 0 | 0 | 0 | 0 | 0 | 0 | 0 | 2013 Qtr 1: 0; 2013 Qtr 2: 0; 2013 Qtr 3: 0; 2013 Qtr 4: 2 | 2 | 1
3226 | 428081 - 4-foot (4-lamp) - (2) 48in (2) Premium Instant Start Ballast - Reduced Light Ouput w/Reflector T8 LF | WPSDGENRLG0013-Rev04-Msr022 | System | Commercial | NON_res:DEER:Indoor_Non-CFL_Ltg |  |  |  | Fixture | ER | 87.851 | 0 | 0 | 19.522 | 68.328 |  | 128.133 |  |  | 0.023465 | -0.82883 | Commercial |  | Winter Only | 14.49 |  |  | 0 | 0 | 0 | Small Boilers (<100 MMBtu/hr Heat Input):Uncontrolled | 4.8 | 70% | 70% |  |  |  | 91% | [9 empty] | 0% | 112 | 0 | 0 | 0 | 0 | 0 | 0 | 0 | 0 | 0 | 0 | 2013 Qtr 1: 0; 2013 Qtr 2: 0; 2013 Qtr 3: 0; 2013 Qtr 4: 112 | 112 | 1
3226 | 428081 - 4-foot (4-lamp) - (2) 48in (2) Premium Instant Start Ballast - Reduced Light Ouput w/Reflector T8 LF | WPSDGENRLG0013-Rev04-Msr022 | System | Commercial | NON_res:DEER:Indoor_Non-CFL_Ltg |  |  |  | Fixture | ER | 87.651 | 0 | 0 | 19.478 | 68.173 |  | 75.6891 |  |  | 0.021894 | -0.11636 | Commercial |  | Winter Only | 15 |  |  | 0 | 0 | 0 | Small Boilers (<100 MMBtu/hr Heat Input):Uncontrolled | 5 | 70% | 70% |  |  |  | 91% | [9 empty] | 0% | 431 | 0 | 0 | 0 | 0 | 0 | 0 | 0 | 0 | 0 | 0 | 2013 Qtr 1: 0; 2013 Qtr 2: 0; 2013 Qtr 3: 0; 2013 Qtr 4: 431 | 431 | 1
3226 | 428083 - 4-foot (6-lamp) | Com-Lighting-InGen_T12-96in-210w_T8-48in-182w-A_T8-48in-156w-B | 10 | Commercial | NON_res:DEER:Indoor_Non-CFL_Ltg |  |  |  | Fixture | RET | 102.404 | 0 | 0 | 22.754 | 79.65 |  | 199.2368 |  |  | 0.056159 | -0.2274 | Commercial |  | Winter Only | [6 empty] | Small Boilers (<100 MMBtu/hr Heat Input):Uncontrolled | 16 | 70% | 70% |  |  |  | 97% | [9 empty] | 0% | 114 | 0 | 0 | 0 | 0 | 0 | 0 | 0 | 0 | 0 | 0 | 2013 Qtr 1: 0; 2013 Qtr 2: 10; 2013 Qtr 3: 0; 2013 Qtr 4: 104 | 114 | 1
3226 | 428083 - 4-foot (6-lamp) | Com-Lighting-InGen_T12-96in-210w_T8-48in-182w-A_T8-48in-156w-B | 7 | Commercial | NON_res:DEER:Indoor_Non-CFL_Ltg |  |  |  | Fixture | RET | 100.758 | 0 | 0 | 22.388 | 78.37 |  | 192.4118 |  |  | 0.052812 | -0.18808 | Commercial |  | Winter Only | [6 empty] | Small Boilers (<100 MMBtu/hr Heat Input):Uncontrolled | 16 | 70% | 70% |  |  |  | 97% | [9 empty] | 0% | 170 | 0 | 0 | 0 | 0 | 0 | 0 | 0 | 0 | 0 | 0 | 2013 Qtr 1: 0; 2013 Qtr 2: 42; 2013 Qtr 3: 0; 2013 Qtr 4: 128 | 170 | 0
3226 | 428084 - FL, (1) 96in, T8 lamp, IS EB, RLO (BF<.85), Tandem 2 Lamp Ballast, Lumens=4152, W/fixt=49 (Retrofit) | Com-Lighting-InGen_T12-96in-62w-A_T8-96in-55w_T8-96in-49w | 10 | Commercial | NON_res:DEER:Indoor_Non-CFL_Ltg |  |  |  | Fixture | RET | 64.71 | 0 | 0 | 14.378 | 50.332 |  | 47.5546 |  |  | 0.012783 | -0.070143 | Commercial |  | Winter Only | [6 empty] | Small Boilers (<100 MMBtu/hr Heat Input):Uncontrolled | 16 | 70% | 70% |  |  |  | 91% | [9 empty] | 0% | 238 | 0 | 0 | 0 | 0 | 0 | 0 | 0 | 0 | 0 | 0 | 2013 Qtr 1: 0; 2013 Qtr 2: 144; 2013 Qtr 3: 0; 2013 Qtr 4: 94 | 238 | 0
3226 | 428084 - FL, (1) 96in, T8 lamp, IS EB, RLO (BF<.85), Tandem 2 Lamp Ballast, Lumens=4152, W/fixt=49 (Retrofit) | Com-Lighting-InGen_T12-96in-62w-A_T8-96in-55w_T8-96in-49w | 7 | Commercial | NON_res:DEER:Indoor_Non-CFL_Ltg |  |  |  | Fixture | RET | 73.487 | 0 | 0 | 16.328 | 57.159 |  | 45.7276 |  |  | 0.011942 | -0.076913 | Commercial |  | Winter Only | [6 empty] | Small Boilers (<100 MMBtu/hr Heat Input):Uncontrolled | 16 | 70% | 70% |  |  |  | 91% | [9 empty] | 0% | 246 | 0 | 0 | 0 | 0 | 0 | 0 | 0 | 0 | 0 | 0 | 2013 Qtr 1: 0; 2013 Qtr 2: 31; 2013 Qtr 3: 0; 2013 Qtr 4: 215 | 246 | 0
3226 | 428084 - FL, (1) 96in, T8 lamp, IS EB, RLO (BF<.85), Tandem 2 Lamp Ballast, Lumens=4152, W/fixt=49 (Retrofit) | Com-Lighting-InGen_T12-96in-62w-A_T8-96in-55w_T8-96in-49w | System | Commercial | NON_res:DEER:Indoor_Non-CFL_Ltg |  |  |  | Fixture | RET | 79 | 0 | 0 | 17.553 | 61.447 |  | 52.6 |  |  | 0.0136 | -0.16308 | Commercial |  | Winter Only | [6 empty] | Small Boilers (<100 MMBtu/hr Heat Input):Uncontrolled | 16 | 70% | 70% |  |  |  | 91% | [9 empty] | 0% | 10 | 0 | 0 | 0 | 0 | 0 | 0 | 0 | 0 | 0 | 0 | 2013 Qtr 1: 0; 2013 Qtr 2: 0; 2013 Qtr 3: 0; 2013 Qtr 4: 10 | 10 | 0
3226 | 428085 - FL, (2) 96in, T8 lamp, IS EB, RLO (BF<0.85), Lumens=8304, W/fixt=98 (Retrofit) | Com-Lighting-InGen_T12-96in-123w-A_T8-96in-109w_T8-96in-98w | 10 | Commercial | NON_res:DEER:Indoor_Non-CFL_Ltg |  |  |  | Fixture | RET | 81.145 | 0 | 0 | 18.026 | 63.118 |  | 86.4585 |  |  | 0.023672 | -0.16375 | Commercial |  | Winter Only | [6 empty] | Small Boilers (<100 MMBtu/hr Heat Input):Uncontrolled | 16 | 70% | 70% |  |  |  | 91% | [9 empty] | 0% | 1579 | 0 | 0 | 0 | 0 | 0 | 0 | 0 | 0 | 0 | 0 | 2013 Qtr 1: 0; 2013 Qtr 2: 168; 2013 Qtr 3: 0; 2013 Qtr 4: 1411 | 1579 | 1
3226 | 428085 - FL, (2) 96in, T8 lamp, IS EB, RLO (BF<0.85), Lumens=8304, W/fixt=98 (Retrofit) | Com-Lighting-InGen_T12-96in-123w-A_T8-96in-109w_T8-96in-98w | 7 | Commercial | NON_res:DEER:Indoor_Non-CFL_Ltg |  |  |  | Fixture | RET | 77.28 | 0 | 0 | 17.168 | 60.112 |  | 90.9481 |  |  | 0.024503 | -0.15381 | Commercial |  | Winter Only | [6 empty] | Small Boilers (<100 MMBtu/hr Heat Input):Uncontrolled | 16 | 70% | 70% |  |  |  | 91% | [9 empty] | 0% | 3276 | 0 | 0 | 0 | 0 | 0 | 0 | 0 | 0 | 0 | 0 | 2013 Qtr 1: 0; 2013 Qtr 2: 607; 2013 Qtr 3: 0; 2013 Qtr 4: 2669 | 3276 | 1
3226 | 428085 - FL, (2) 96in, T8 lamp, IS EB, RLO (BF<0.85), Lumens=8304, W/fixt=98 (Retrofit) | Com-Lighting-InGen_T12-96in-123w-A_T8-96in-109w_T8-96in-98w | System | Commercial | NON_res:DEER:Indoor_Non-CFL_Ltg |  |  |  | Fixture | RET | 88.453 | 0 | 0 | 19.65 | 68.803 |  | 88.7961 |  |  | 0.024015 | -0.19623 | Commercial |  | Winter Only | [6 empty] | Small Boilers (<100 MMBtu/hr Heat Input):Uncontrolled | 16 | 70% | 70% |  |  |  | 91% | [9 empty] | 0% | 407 | 0 | 0 | 0 | 0 | 0 | 0 | 0 | 0 | 0 | 0 | 2013 Qtr 1: 0; 2013 Qtr 2: 1; 2013 Qtr 3: 0; 2013 Qtr 4: 406 | 407 | 1
3226 | 428086 - FL, (4) 46in, T5HO lamp, (2) Programmed Start Ballast, (BF: 1.00), Lumens=19000, W/fixt=234 (Replace) | Com-Lighting-InGen_PSMH-365w_PSMH-365w_T5-46in-234w | 10 | Commercial | NON_res:DEER:Indoor_Non-CFL_Ltg |  |  |  | Fixture | RET | 274.024 | 0 | 0 | 60.901 | 213.123 |  | 441.9867 |  |  | 0.12136 | -0.62755 | Commercial |  | Winter Only | [6 empty] | Small Boilers (<100 MMBtu/hr Heat Input):Uncontrolled | 16 | 70% | 70% |  |  |  | 97% | [9 empty] | 0% | 150 | 0 | 0 | 0 | 0 | 0 | 0 | 0 | 0 | 0 | 0 | 2013 Qtr 1: 0; 2013 Qtr 2: 16; 2013 Qtr 3: 0; 2013 Qtr 4: 134 | 150 | 1
3226 | 428086 - FL, (4) 46in, T5HO lamp, (2) Programmed Start Ballast, (BF: 1.00), Lumens=19000, W/fixt=234 (Replace) | Com-Lighting-InGen_PSMH-365w_PSMH-365w_T5-46in-234w | 7 | Commercial | NON_res:DEER:Indoor_Non-CFL_Ltg |  |  |  | Fixture | RET | 230.918 | 0 | 0 | 51.32 | 179.597 |  | 455.6243 |  |  | 0.12198 | -0.43424 | Commercial |  | Winter Only | [6 empty] | Small Boilers (<100 MMBtu/hr Heat Input):Uncontrolled | 16 | 70% | 70% |  |  |  | 97% | [9 empty] | 0% | 189 | 0 | 0 | 0 | 0 | 0 | 0 | 0 | 0 | 0 | 0 | 2013 Qtr 1: 0; 2013 Qtr 2: 38; 2013 Qtr 3: 0; 2013 Qtr 4: 151 | 189 | 1
3226 | 428086 - FL, (4) 46in, T5HO lamp, (2) Programmed Start Ballast, (BF: 1.00), Lumens=19000, W/fixt=234 (Replace) | Com-Lighting-InGen_PSMH-365w_PSMH-365w_T5-46in-234w | System | Commercial | NON_res:DEER:Indoor_Non-CFL_Ltg |  |  |  | Fixture | RET | 327.96 | 0 | 0 | 72.888 | 255.072 |  | 452.4643 |  |  | 0.12739 | -0.36346 | Commercial |  | Winter Only | [6 empty] | Small Boilers (<100 MMBtu/hr Heat Input):Uncontrolled | 16 | 70% | 70% |  |  |  | 97% | [9 empty] | 0% | 28 | 0 | 0 | 0 | 0 | 0 | 0 | 0 | 0 | 0 | 0 | 2013 Qtr 1: 0; 2013 Qtr 2: 0; 2013 Qtr 3: 0; 2013 Qtr 4: 28 | 28 | 1
3226 | 428087 - FL, (6) 46in, T5HO lamp, (3) Programmed Start Ballast, (BF: 1.00), Lumens=28500, W/fixt=351 (Replace, code reference) | Com-Lighting-InGen_PSMH-456w_PSMH-456w_T5-46in-351w | 10 | Commercial | NON_res:DEER:Indoor_Non-CFL_Ltg |  |  |  | Fixture | RET | 275.417 | 0 | 0 | 61.201 | 214.215 |  | 374.0476 |  |  | 0.10191 | -0.40813 | Commercial |  | Winter Only | [6 empty] | Small Boilers (<100 MMBtu/hr Heat Input):Uncontrolled | 16 | 70% | 70% |  |  |  | 97% | [9 empty] | 0% | 252 | 0 | 0 | 0 | 0 | 0 | 0 | 0 | 0 | 0 | 0 | 2013 Qtr 1: 0; 2013 Qtr 2: 106; 2013 Qtr 3: 0; 2013 Qtr 4: 146 | 252 | 1
3226 | 428087 - FL, (6) 46in, T5HO lamp, (3) Programmed Start Ballast, (BF: 1.00), Lumens=28500, W/fixt=351 (Replace, code reference) | Com-Lighting-InGen_PSMH-456w_PSMH-456w_T5-46in-351w | 7 | Commercial | NON_res:DEER:Indoor_Non-CFL_Ltg |  |  |  | Fixture | RET | 328.994 | 0 | 0 | 73.106 | 255.887 |  | 359.8353 |  |  | 0.10273 | -0.39141 | Commercial |  | Winter Only | [6 empty] | Small Boilers (<100 MMBtu/hr Heat Input):Uncontrolled | 16 | 70% | 70% |  |  |  | 97% | [9 empty] | 0% | 255 | 0 | 0 | 0 | 0 | 0 | 0 | 0 | 0 | 0 | 0 | 2013 Qtr 1: 0; 2013 Qtr 2: 21; 2013 Qtr 3: 0; 2013 Qtr 4: 234 | 255 | 0
3226 | 428087 - FL, (6) 46in, T5HO lamp, (3) Programmed Start Ballast, (BF: 1.00), Lumens=28500, W/fixt=351 (Replace, code reference) | Com-Lighting-InGen_PSMH-456w_PSMH-456w_T5-46in-351w | System | Commercial | NON_res:DEER:Indoor_Non-CFL_Ltg |  |  |  | Fixture | RET | 402.93 | 0 | 0 | 89.536 | 313.394 |  | 391.8 |  |  | 0.10695 | -0.65548 | Commercial |  | Winter Only | [6 empty] | Small Boilers (<100 MMBtu/hr Heat Input):Uncontrolled | 16 | 70% | 70% |  |  |  | 97% | [9 empty] | 0% | 100 | 0 | 0 | 0 | 0 | 0 | 0 | 0 | 0 | 0 | 0 | 2013 Qtr 1: 0; 2013 Qtr 2: 0; 2013 Qtr 3: 0; 2013 Qtr 4: 100 | 100 | 0
3226 | 428089 - Suction Line Insulation for Walk-In Freezer Units | WPSDGENRRN1000-Rev00-Msr001 | System | Commercial | 01-ALC-AllCommercial-Refrig |  |  |  | linear ft | ROB | 7.04 | 0 | 0 | 3.128 | 3.911 |  | 3.469 |  |  | 0.00045 | 0 | Commercial |  | Winter Only | [6 empty] | Small Boilers (<100 MMBtu/hr Heat Input):Uncontrolled | 13 | 60% | 60% | [13 empty] | 0% | 296.7 | 0 | 0 | 0 | 0 | 0 | 0 | 0 | 0 | 0 | 0 | 2013 Qtr 1: 0; 2013 Qtr 2: 76.2; 2013 Qtr 3: 0; 2013 Qtr 4: 220.5 | 296.7 | 0
3226 | 428092 - Lighting - T8 to 4ft 25 Watt Lamp & Ballast (2 Lamp) | WPSDGENRLG0013-Rev04-Msr019 | 10 | Commercial | NON_res:DEER:Indoor_Non-CFL_Ltg |  |  |  | Fixture | RET | 63.898 | 0 | 0 | 14.195 | 49.702 |  | 108.2655 |  |  | 0.018982 | -1.1342 | Commercial |  | Winter Only | [6 empty] | Small Boilers (<100 MMBtu/hr Heat Input):Uncontrolled | 14.26 | 70% | 70% |  |  |  | 91% | [9 empty] | 0% | 544 | 0 | 0 | 0 | 0 | 0 | 0 | 0 | 0 | 0 | 0 | 2013 Qtr 1: 0; 2013 Qtr 2: 0; 2013 Qtr 3: 0; 2013 Qtr 4: 544 | 544 | 0
3226 | 428092 - Lighting - T8 to 4ft 25 Watt Lamp & Ballast (2 Lamp) | WPSDGENRLG0013-Rev04-Msr019 | 10 | Commercial | NON_res:DEER:Indoor_Non-CFL_Ltg |  |  |  | Fixture | RET | 63.593 | 0 | 0 | 14.128 | 49.465 |  | 113.8368 |  |  | 0.021171 | -0.53869 | Commercial |  | Winter Only | [6 empty] | Small Boilers (<100 MMBtu/hr Heat Input):Uncontrolled | 14.46 | 70% | 70% |  |  |  | 91% | [9 empty] | 0% | 40 | 0 | 0 | 0 | 0 | 0 | 0 | 0 | 0 | 0 | 0 | 2013 Qtr 1: 0; 2013 Qtr 2: 0; 2013 Qtr 3: 0; 2013 Qtr 4: 40 | 40 | 0
3226 | 428092 - Lighting - T8 to 4ft 25 Watt Lamp & Ballast (2 Lamp) | WPSDGENRLG0013-Rev04-Msr019 | 10 | Commercial | NON_res:DEER:Indoor_Non-CFL_Ltg |  |  |  | Fixture | RET | 65.011 | 0 | 0 | 14.443 | 50.567 |  | 114.6159 |  |  | 0.020832 | -0.55787 | Commercial |  | Winter Only | [6 empty] | Small Boilers (<100 MMBtu/hr Heat Input):Uncontrolled | 14.49 | 70% | 70% |  |  |  | 91% | [9 empty] | 0% | 80 | 0 | 0 | 0 | 0 | 0 | 0 | 0 | 0 | 0 | 0 | 2013 Qtr 1: 0; 2013 Qtr 2: 0; 2013 Qtr 3: 0; 2013 Qtr 4: 80 | 80 | 0
3226 | 428092 - Lighting - T8 to 4ft 25 Watt Lamp & Ballast (2 Lamp) | WPSDGENRLG0013-Rev04-Msr019 | 10 | Commercial | NON_res:DEER:Indoor_Non-CFL_Ltg |  |  |  | Fixture | RET | 64.356 | 0 | 0 | 14.297 | 50.059 |  | 67.3592 |  |  | 0.017566 | -0.078395 | Commercial |  | Winter Only | [6 empty] | Small Boilers (<100 MMBtu/hr Heat Input):Uncontrolled | 15 | 70% | 70% |  |  |  | 91% | [9 empty] | 0% | 4764 | 0 | 0 | 0 | 0 | 0 | 0 | 0 | 0 | 0 | 0 | 2013 Qtr 1: 0; 2013 Qtr 2: 0; 2013 Qtr 3: 0; 2013 Qtr 4: 4764 | 4764 | 0
3226 | 428092 - Lighting - T8 to 4ft 25 Watt Lamp & Ballast (2 Lamp) | WPSDGENRLG0013-Rev04-Msr019 | 7 | Commercial | NON_res:DEER:Indoor_Non-CFL_Ltg |  |  |  | Fixture | RET | 65.011 | 0 | 0 | 14.443 | 50.567 |  | 127.029 |  |  | 0.021709 | -0.54125 | Commercial |  | Winter Only | [6 empty] | Small Boilers (<100 MMBtu/hr Heat Input):Uncontrolled | 13.31 | 70% | 70% |  |  |  | 91% | [9 empty] | 0% | 2 | 0 | 0 | 0 | 0 | 0 | 0 | 0 | 0 | 0 | 0 | 2013 Qtr 1: 0; 2013 Qtr 2: 0; 2013 Qtr 3: 0; 2013 Qtr 4: 2 | 2 | 0
3226 | 428092 - Lighting - T8 to 4ft 25 Watt Lamp & Ballast (2 Lamp) | WPSDGENRLG0013-Rev04-Msr019 | 7 | Commercial | NON_res:DEER:Indoor_Non-CFL_Ltg |  |  |  | Fixture | RET | 64.62 | 0 | 0 | 14.356 | 50.263 |  | 105.1722 |  |  | 0.017533 | -1.3404 | Commercial |  | Winter Only | [6 empty] | Small Boilers (<100 MMBtu/hr Heat Input):Uncontrolled | 14.26 | 70% | 70% |  |  |  | 91% | [9 empty] | 0% | 638 | 0 | 0 | 0 | 0 | 0 | 0 | 0 | 0 | 0 | 0 | 2013 Qtr 1: 0; 2013 Qtr 2: 0; 2013 Qtr 3: 0; 2013 Qtr 4: 638 | 638 | 0
3226 | 428092 - Lighting - T8 to 4ft 25 Watt Lamp & Ballast (2 Lamp) | WPSDGENRLG0013-Rev04-Msr019 | 7 | Commercial | NON_res:DEER:Indoor_Non-CFL_Ltg |  |  |  | Fixture | RET | 60.512 | 0 | 0 | 13.443 | 47.068 |  | 113.8368 |  |  | 0.020829 | -0.53869 | Commercial |  | Winter Only | [6 empty] | Small Boilers (<100 MMBtu/hr Heat Input):Uncontrolled | 14.46 | 70% | 70% |  |  |  | 91% | [9 empty] | 0% | 99 | 0 | 0 | 0 | 0 | 0 | 0 | 0 | 0 | 0 | 0 | 2013 Qtr 1: 0; 2013 Qtr 2: 35; 2013 Qtr 3: 0; 2013 Qtr 4: 64 | 99 | 0
3226 | 428092 - Lighting - T8 to 4ft 25 Watt Lamp & Ballast (2 Lamp) | WPSDGENRLG0013-Rev04-Msr019 | 7 | Commercial | NON_res:DEER:Indoor_Non-CFL_Ltg |  |  |  | Fixture | RET | 64.549 | 0 | 0 | 14.34 | 50.209 |  | 113.6016 |  |  | 0.021 | -0.53758 | Commercial |  | Winter Only | [6 empty] | Small Boilers (<100 MMBtu/hr Heat Input):Uncontrolled | 14.49 | 70% | 70% |  |  |  | 91% | [9 empty] | 0% | 375 | 0 | 0 | 0 | 0 | 0 | 0 | 0 | 0 | 0 | 0 | 2013 Qtr 1: 0; 2013 Qtr 2: 0; 2013 Qtr 3: 0; 2013 Qtr 4: 375 | 375 | 0
3226 | 428092 - Lighting - T8 to 4ft 25 Watt Lamp & Ballast (2 Lamp) | WPSDGENRLG0013-Rev04-Msr019 | 7 | Commercial | NON_res:DEER:Indoor_Non-CFL_Ltg |  |  |  | Fixture | RET | 63.703 | 0 | 0 | 14.152 | 49.551 |  | 68.8665 |  |  | 0.019772 | -0.06528 | Commercial |  | Winter Only | [6 empty] | Small Boilers (<100 MMBtu/hr Heat Input):Uncontrolled | 15 | 70% | 70% |  |  |  | 91% | [9 empty] | 0% | 13320 | 0 | 0 | 0 | 0 | 0 | 0 | 0 | 0 | 0 | 0 | 2013 Qtr 1: 0; 2013 Qtr 2: 0; 2013 Qtr 3: 0; 2013 Qtr 4: 13320 | 13320 | 0
3226 | 428092 - Lighting - T8 to 4ft 25 Watt Lamp & Ballast (2 Lamp) | WPSDGENRLG0013-Rev04-Msr019 | System | Commercial | NON_res:DEER:Indoor_Non-CFL_Ltg |  |  |  | Fixture | RET | 65.01 | 0 | 0 | 14.443 | 50.567 |  | 102.3997 |  |  | 0.017333 | -1.4275 | Commercial |  | Winter Only | [6 empty] | Small Boilers (<100 MMBtu/hr Heat Input):Uncontrolled | 14.26 | 70% | 70% |  |  |  | 91% | [9 empty] | 0% | 90 | 0 | 0 | 0 | 0 | 0 | 0 | 0 | 0 | 0 | 0 | 2013 Qtr 1: 0; 2013 Qtr 2: 0; 2013 Qtr 3: 0; 2013 Qtr 4: 90 | 90 | 0
3226 | 428092 - Lighting - T8 to 4ft 25 Watt Lamp & Ballast (2 Lamp) | WPSDGENRLG0013-Rev04-Msr019 | System | Commercial | NON_res:DEER:Indoor_Non-CFL_Ltg |  |  |  | Fixture | RET | 65.011 | 0 | 0 | 14.443 | 50.567 |  | 112.5497 |  |  | 0.020963 | -0.66455 | Commercial |  | Winter Only | [6 empty] | Small Boilers (<100 MMBtu/hr Heat Input):Uncontrolled | 14.49 | 70% | 70% |  |  |  | 91% | [9 empty] | 0% | 54 | 0 | 0 | 0 | 0 | 0 | 0 | 0 | 0 | 0 | 0 | 2013 Qtr 1: 0; 2013 Qtr 2: 0; 2013 Qtr 3: 0; 2013 Qtr 4: 54 | 54 | 0
3226 | 428092 - Lighting - T8 to 4ft 25 Watt Lamp & Ballast (2 Lamp) | WPSDGENRLG0013-Rev04-Msr019 | System | Commercial | NON_res:DEER:Indoor_Non-CFL_Ltg |  |  |  | Fixture | RET | 64.106 | 0 | 0 | 14.242 | 49.864 |  | 63.4281 |  |  | 0.018727 | -0.10367 | Commercial |  | Winter Only | [6 empty] | Small Boilers (<100 MMBtu/hr Heat Input):Uncontrolled | 15 | 70% | 70% |  |  |  | 91% | [9 empty] | 0% | 1978 | 0 | 0 | 0 | 0 | 0 | 0 | 0 | 0 | 0 | 0 | 2013 Qtr 1: 0; 2013 Qtr 2: 0; 2013 Qtr 3: 0; 2013 Qtr 4: 1978 | 1978 | 0
3226 | 428093 - Lighting - T8 to 4ft 25 Watt Lamp & Ballast (4 Lamp) | WPSDGENRLG0013-Rev04-Msr021 | 10 | Commercial | NON_res:DEER:Indoor_Non-CFL_Ltg |  |  |  | Fixture | RET | 87.186 | 0 | 0 | 19.368 | 67.817 |  | 185.598 |  |  | 0.03254 | -1.9444 | Commercial |  | Winter Only | [6 empty] | Small Boilers (<100 MMBtu/hr Heat Input):Uncontrolled | 14.26 | 70% | 70% |  |  |  | 91% | [9 empty] | 0% | 9 | 0 | 0 | 0 | 0 | 0 | 0 | 0 | 0 | 0 | 0 | 2013 Qtr 1: 0; 2013 Qtr 2: 0; 2013 Qtr 3: 0; 2013 Qtr 4: 9 | 9 | 0
3226 | 428093 - Lighting - T8 to 4ft 25 Watt Lamp & Ballast (4 Lamp) | WPSDGENRLG0013-Rev04-Msr021 | 10 | Commercial | NON_res:DEER:Indoor_Non-CFL_Ltg |  |  |  | Fixture | RET | 87.851 | 0 | 0 | 19.516 | 68.334 |  | 195.1488 |  |  | 0.036292 | -0.92347 | Commercial |  | Winter Only | [6 empty] | Small Boilers (<100 MMBtu/hr Heat Input):Uncontrolled | 14.46 | 70% | 70% |  |  |  | 91% | [9 empty] | 0% | 12 | 0 | 0 | 0 | 0 | 0 | 0 | 0 | 0 | 0 | 0 | 2013 Qtr 1: 0; 2013 Qtr 2: 0; 2013 Qtr 3: 0; 2013 Qtr 4: 12 | 12 | 0
3226 | 428093 - Lighting - T8 to 4ft 25 Watt Lamp & Ballast (4 Lamp) | WPSDGENRLG0013-Rev04-Msr021 | 10 | Commercial | NON_res:DEER:Indoor_Non-CFL_Ltg |  |  |  | Fixture | RET | 87.851 | 0 | 0 | 19.516 | 68.334 |  | 196.4844 |  |  | 0.035712 | -0.95634 | Commercial |  | Winter Only | [6 empty] | Small Boilers (<100 MMBtu/hr Heat Input):Uncontrolled | 14.49 | 70% | 70% |  |  |  | 91% | [9 empty] | 0% | 63 | 0 | 0 | 0 | 0 | 0 | 0 | 0 | 0 | 0 | 0 | 2013 Qtr 1: 0; 2013 Qtr 2: 0; 2013 Qtr 3: 0; 2013 Qtr 4: 63 | 63 | 0
3226 | 428093 - Lighting - T8 to 4ft 25 Watt Lamp & Ballast (4 Lamp) | WPSDGENRLG0013-Rev04-Msr021 | 10 | Commercial | NON_res:DEER:Indoor_Non-CFL_Ltg |  |  |  | Fixture | RET | 87.373 | 0 | 0 | 19.41 | 67.963 |  | 124.7234 |  |  | 0.034435 | -0.14163 | Commercial |  | Winter Only | [6 empty] | Small Boilers (<100 MMBtu/hr Heat Input):Uncontrolled | 15 | 70% | 70% |  |  |  | 91% | [9 empty] | 0% | 890 | 0 | 0 | 0 | 0 | 0 | 0 | 0 | 0 | 0 | 0 | 2013 Qtr 1: 0; 2013 Qtr 2: 0; 2013 Qtr 3: 0; 2013 Qtr 4: 890 | 890 | 0
3226 | 428093 - Lighting - T8 to 4ft 25 Watt Lamp & Ballast (4 Lamp) | WPSDGENRLG0013-Rev04-Msr021 | 7 | Commercial | NON_res:DEER:Indoor_Non-CFL_Ltg |  |  |  | Fixture | RET | 87.85 | 0 | 0 | 19.516 | 68.334 |  | 217.764 |  |  | 0.037215 | -0.92786 | Commercial |  | Winter Only | [6 empty] | Small Boilers (<100 MMBtu/hr Heat Input):Uncontrolled | 13.31 | 70% | 70% |  |  |  | 91% | [9 empty] | 0% | 25 | 0 | 0 | 0 | 0 | 0 | 0 | 0 | 0 | 0 | 0 | 2013 Qtr 1: 0; 2013 Qtr 2: 0; 2013 Qtr 3: 0; 2013 Qtr 4: 25 | 25 | 0
3226 | 428093 - Lighting - T8 to 4ft 25 Watt Lamp & Ballast (4 Lamp) | WPSDGENRLG0013-Rev04-Msr021 | 7 | Commercial | NON_res:DEER:Indoor_Non-CFL_Ltg |  |  |  | Fixture | RET | 87.568 | 0 | 0 | 19.453 | 68.114 |  | 180.2952 |  |  | 0.030056 | -2.2979 | Commercial |  | Winter Only | [6 empty] | Small Boilers (<100 MMBtu/hr Heat Input):Uncontrolled | 14.26 | 70% | 70% |  |  |  | 91% | [9 empty] | 0% | 74 | 0 | 0 | 0 | 0 | 0 | 0 | 0 | 0 | 0 | 0 | 2013 Qtr 1: 0; 2013 Qtr 2: 0; 2013 Qtr 3: 0; 2013 Qtr 4: 74 | 74 | 0
3226 | 428093 - Lighting - T8 to 4ft 25 Watt Lamp & Ballast (4 Lamp) | WPSDGENRLG0013-Rev04-Msr021 | 7 | Commercial | NON_res:DEER:Indoor_Non-CFL_Ltg |  |  |  | Fixture | RET | 85.159 | 0 | 0 | 18.918 | 66.24 |  | 195.1488 |  |  | 0.035707 | -0.92347 | Commercial |  | Winter Only | [6 empty] | Small Boilers (<100 MMBtu/hr Heat Input):Uncontrolled | 14.46 | 70% | 70% |  |  |  | 91% | [9 empty] | 0% | 20 | 0 | 0 | 0 | 0 | 0 | 0 | 0 | 0 | 0 | 0 | 2013 Qtr 1: 0; 2013 Qtr 2: 0; 2013 Qtr 3: 0; 2013 Qtr 4: 20 | 20 | 0
3226 | 428093 - Lighting - T8 to 4ft 25 Watt Lamp & Ballast (4 Lamp) | WPSDGENRLG0013-Rev04-Msr021 | 7 | Commercial | NON_res:DEER:Indoor_Non-CFL_Ltg |  |  |  | Fixture | RET | 87.265 | 0 | 0 | 19.386 | 67.878 |  | 194.7456 |  |  | 0.036 | -0.92156 | Commercial |  | Winter Only | [6 empty] | Small Boilers (<100 MMBtu/hr Heat Input):Uncontrolled | 14.49 | 70% | 70% |  |  |  | 91% | [9 empty] | 0% | 97 | 0 | 0 | 0 | 0 | 0 | 0 | 0 | 0 | 0 | 0 | 2013 Qtr 1: 0; 2013 Qtr 2: 0; 2013 Qtr 3: 0; 2013 Qtr 4: 97 | 97 | 0
3226 | 428093 - Lighting - T8 to 4ft 25 Watt Lamp & Ballast (4 Lamp) | WPSDGENRLG0013-Rev04-Msr021 | 7 | Commercial | NON_res:DEER:Indoor_Non-CFL_Ltg |  |  |  | Fixture | RET | 85.059 | 0 | 0 | 18.896 | 66.162 |  | 119.9497 |  |  | 0.034031 | -0.11958 | Commercial |  | Winter Only | [6 empty] | Small Boilers (<100 MMBtu/hr Heat Input):Uncontrolled | 15 | 70% | 70% |  |  |  | 91% | [9 empty] | 0% | 3361 | 0 | 0 | 0 | 0 | 0 | 0 | 0 | 0 | 0 | 0 | 2013 Qtr 1: 0; 2013 Qtr 2: 0; 2013 Qtr 3: 0; 2013 Qtr 4: 3361 | 3361 | 0
3226 | 428093 - Lighting - T8 to 4ft 25 Watt Lamp & Ballast (4 Lamp) | WPSDGENRLG0013-Rev04-Msr021 | System | Commercial | NON_res:DEER:Indoor_Non-CFL_Ltg |  |  |  | Fixture | RET | 87.85 | 0 | 0 | 19.516 | 68.334 |  | 217.764 |  |  | 0.03662 | -0.98467 | Commercial |  | Winter Only | [6 empty] | Small Boilers (<100 MMBtu/hr Heat Input):Uncontrolled | 13.31 | 70% | 70% |  |  |  | 91% | [9 empty] | 0% | 20 | 0 | 0 | 0 | 0 | 0 | 0 | 0 | 0 | 0 | 0 | 2013 Qtr 1: 0; 2013 Qtr 2: 0; 2013 Qtr 3: 0; 2013 Qtr 4: 20 | 20 | 0
3226 | 428093 - Lighting - T8 to 4ft 25 Watt Lamp & Ballast (4 Lamp) | WPSDGENRLG0013-Rev04-Msr021 | System | Commercial | NON_res:DEER:Indoor_Non-CFL_Ltg |  |  |  | Fixture | RET | 87.85 | 0 | 0 | 19.516 | 68.334 |  | 182.0628 |  |  | 0.031547 | -2.1211 | Commercial |  | Winter Only | [6 empty] | Small Boilers (<100 MMBtu/hr Heat Input):Uncontrolled | 14.26 | 70% | 70% |  |  |  | 91% | [9 empty] | 0% | 32 | 0 | 0 | 0 | 0 | 0 | 0 | 0 | 0 | 0 | 0 | 2013 Qtr 1: 0; 2013 Qtr 2: 0; 2013 Qtr 3: 0; 2013 Qtr 4: 32 | 32 | 0
3226 | 428093 - Lighting - T8 to 4ft 25 Watt Lamp & Ballast (4 Lamp) | WPSDGENRLG0013-Rev04-Msr021 | System | Commercial | NON_res:DEER:Indoor_Non-CFL_Ltg |  |  |  | Fixture | RET | 87.85 | 0 | 0 | 19.516 | 68.334 |  | 189.5292 |  |  | 0.032544 | -1.6171 | Commercial |  | Winter Only | [6 empty] | Small Boilers (<100 MMBtu/hr Heat Input):Uncontrolled | 14.49 | 70% | 70% |  |  |  | 91% | [9 empty] | 0% | 2 | 0 | 0 | 0 | 0 | 0 | 0 | 0 | 0 | 0 | 0 | 2013 Qtr 1: 0; 2013 Qtr 2: 0; 2013 Qtr 3: 0; 2013 Qtr 4: 2 | 2 | 0
3226 | 428093 - Lighting - T8 to 4ft 25 Watt Lamp & Ballast (4 Lamp) | WPSDGENRLG0013-Rev04-Msr021 | System | Commercial | NON_res:DEER:Indoor_Non-CFL_Ltg |  |  |  | Fixture | RET | 87.846 | 0 | 0 | 19.515 | 68.33 |  | 133.6527 |  |  | 0.036408 | -0.15487 | Commercial |  | Winter Only | [6 empty] | Small Boilers (<100 MMBtu/hr Heat Input):Uncontrolled | 15 | 70% | 70% |  |  |  | 91% | [9 empty] | 0% | 623 | 0 | 0 | 0 | 0 | 0 | 0 | 0 | 0 | 0 | 0 | 2013 Qtr 1: 0; 2013 Qtr 2: 0; 2013 Qtr 3: 0; 2013 Qtr 4: 623 | 623 | 0
3226 | 429002 - Small Pkg AC, increase refrigerant charge from typical under-charge to factory specified level | Com-RefrigCharge-wtd | 10 | Commercial | NON_res:DEER:HVAC_Split-Package_AC |  |  |  | Cap-Tons | RET | 48.008 | 0 | 0 | 33.491 | 14.516 |  | 151 |  |  | 0.137 | -0.00312 | Commercial |  | Winter Only | [6 empty] | Small Boilers (<100 MMBtu/hr Heat Input):Uncontrolled | 10 | 73% | 73% |  |  |  | 67% | [9 empty] | 100% | 9.5 | 0 | 0 | 0 | 0 | 0 | 0 | 0 | 0 | 0 | 0 | 2013 Qtr 1: 0; 2013 Qtr 2: 9.5; 2013 Qtr 3: 0; 2013 Qtr 4: 0 | 9.5 | 0
3226 | 429002 - Small Pkg AC, increase refrigerant charge from typical under-charge to factory specified level | Com-RefrigCharge-wtd | System | Commercial | NON_res:DEER:HVAC_Split-Package_AC |  |  |  | Cap-Tons | RET | 48.008 | 0 | 0 | 33.491 | 14.516 |  | 119.9375 |  |  | 0.13602 | -0.00311 | Commercial |  | Winter Only | [6 empty] | Small Boilers (<100 MMBtu/hr Heat Input):Uncontrolled | 10 | 73% | 73% |  |  |  | 67% | [9 empty] | 100% | 32 | 0 | 0 | 0 | 0 | 0 | 0 | 0 | 0 | 0 | 0 | 2013 Qtr 1: 0; 2013 Qtr 2: 32; 2013 Qtr 3: 0; 2013 Qtr 4: 0 | 32 | 1
3226 | 429004 - Small Pkg AC, decrease refrigerant charge from typical over-charge to factory specified level | Com-RefrigCharge-wtd | 10 | Commercial | NON_res:DEER:HVAC_Split-Package_AC |  |  |  | Cap-Tons | RET | 46.197 | 0 | 0 | 33.081 | 13.116 |  | 151 |  |  | 0.137 | -0.00312 | Commercial |  | Winter Only | [6 empty] | Small Boilers (<100 MMBtu/hr Heat Input):Uncontrolled | 10 | 73% | 73% |  |  |  | 67% | [9 empty] | 100% | 5 | 0 | 0 | 0 | 0 | 0 | 0 | 0 | 0 | 0 | 0 | 2013 Qtr 1: 0; 2013 Qtr 2: 5; 2013 Qtr 3: 0; 2013 Qtr 4: 0 | 5 | 1
3226 | 429004 - Small Pkg AC, decrease refrigerant charge from typical over-charge to factory specified level | Com-RefrigCharge-wtd | System | Commercial | NON_res:DEER:HVAC_Split-Package_AC |  |  |  | Cap-Tons | RET | 46.197 | 0 | 0 | 33.081 | 13.116 |  | 128 |  |  | 0.151 | -0.00338 | Commercial |  | Winter Only | [6 empty] | Small Boilers (<100 MMBtu/hr Heat Input):Uncontrolled | 10 | 73% | 73% |  |  |  | 67% | [9 empty] | 100% | 3 | 0 | 0 | 0 | 0 | 0 | 0 | 0 | 0 | 0 | 0 | 2013 Qtr 1: 0; 2013 Qtr 2: 3; 2013 Qtr 3: 0; 2013 Qtr 4: 0 | 3 | 1
3226 | 429008 - Cleaned Condenser Coil | WPSDGENRHC1020-Rev00-Msr001 | 10 | Commercial | NON_res:DEER:HVAC_Split-Package_AC |  |  |  | Ton | RET | 34.848 | 0 | 0 | 27.029 | 7.819 |  | 238 |  |  | 0.059 | 0 | Commercial |  | Winter Only | [6 empty] | Small Boilers (<100 MMBtu/hr Heat Input):Uncontrolled | 3 | 60% | 60% | [13 empty] | 100% | 49.5 | 0 | 0 | 0 | 0 | 0 | 0 | 0 | 0 | 0 | 0 | 2013 Qtr 1: 0; 2013 Qtr 2: 49.5; 2013 Qtr 3: 0; 2013 Qtr 4: 0 | 49.5 | 1
3226 | 429009 - Cleaned Evap. Coil | WPSDGENRHC1010-Rev00-Msr001 | 10 | Commercial | NON_res:DEER:HVAC_Split-Package_AC |  |  |  | ton | RET | 48.745 | 0 | 0 | 38.663 | 10.082 |  | 96.6624 |  |  | 0.026023 | 0 | Commercial |  | Winter Only | [6 empty] | Small Boilers (<100 MMBtu/hr Heat Input):Uncontrolled | 3 | 60% | 60% | [13 empty] | 100% | 5 | 0 | 0 | 0 | 0 | 0 | 0 | 0 | 0 | 0 | 0 | 2013 Qtr 1: 0; 2013 Qtr 2: 5; 2013 Qtr 3: 0; 2013 Qtr 4: 0 | 5 | 1
3226 | 429009 - Cleaned Evap. Coil | WPSDGENRHC1010-Rev00-Msr001 | 7 | Commercial | NON_res:DEER:HVAC_Split-Package_AC |  |  |  | ton | RET | 48.745 | 0 | 0 | 38.663 | 10.082 |  | 83.7583 |  |  | 0.019837 | 0 | Commercial |  | Winter Only | [6 empty] | Small Boilers (<100 MMBtu/hr Heat Input):Uncontrolled | 3 | 60% | 60% | [13 empty] | 100% | 7.5 | 0 | 0 | 0 | 0 | 0 | 0 | 0 | 0 | 0 | 0 | 2013 Qtr 1: 0; 2013 Qtr 2: 7.5; 2013 Qtr 3: 0; 2013 Qtr 4: 0 | 7.5 | 0
3226 | 429012 - Straighten Condenser Coil Fins | WPSDGENRHC1040-Rev00-Msr001 | 10 | Commercial | NON_res:DEER:HVAC_Split-Package_AC |  |  |  | Ton | RET | 15.795 | 0 | 0 | 9.605 | 6.19 |  | 55 |  |  | 0.013 | 0 | Commercial |  | Winter Only | [6 empty] | Small Boilers (<100 MMBtu/hr Heat Input):Uncontrolled | 3 | 73% | 73% |  |  |  | 67% | [9 empty] | 100% | 14.5 | 0 | 0 | 0 | 0 | 0 | 0 | 0 | 0 | 0 | 0 | 2013 Qtr 1: 0; 2013 Qtr 2: 14.5; 2013 Qtr 3: 0; 2013 Qtr 4: 0 | 14.5 | 0
3226 | 429012 - Straighten Condenser Coil Fins | WPSDGENRHC1040-Rev00-Msr001 | 7 | Commercial | NON_res:DEER:HVAC_Split-Package_AC |  |  |  | Ton | RET | 15.795 | 0 | 0 | 9.605 | 6.19 |  | 43 |  |  | 0.009 | 0 | Commercial |  | Winter Only | [6 empty] | Small Boilers (<100 MMBtu/hr Heat Input):Uncontrolled | 3 | 73% | 73% |  |  |  | 67% | [9 empty] | 100% | 35 | 0 | 0 | 0 | 0 | 0 | 0 | 0 | 0 | 0 | 0 | 2013 Qtr 1: 0; 2013 Qtr 2: 35; 2013 Qtr 3: 0; 2013 Qtr 4: 0 | 35 | 0
3226 | 429014 - Replaced air filter | WPSDGENRHC1030-Rev00-Msr001 | 10 | Commercial | NON_res:DEER:HVAC_Split-Package_HP |  |  |  | Ton | RET | 15.426 | 0 | 0 | 10.469 | 4.956 |  | 64.17 |  |  | 0.016 | 0 | Commercial |  | Winter Only | [6 empty] | Small Boilers (<100 MMBtu/hr Heat Input):Uncontrolled | 1 | 60% | 60% | [13 empty] | 50% | 14.5 | 0 | 0 | 0 | 0 | 0 | 0 | 0 | 0 | 0 | 0 | 2013 Qtr 1: 0; 2013 Qtr 2: 14.5; 2013 Qtr 3: 0; 2013 Qtr 4: 0 | 14.5 | 0
3226 | 429014 - Replaced air filter | WPSDGENRHC1030-Rev00-Msr001 | 7 | Commercial | NON_res:DEER:HVAC_Split-Package_HP |  |  |  | Ton | RET | 15.426 | 0 | 0 | 10.469 | 4.956 |  | 50.1 |  |  | 0.012 | 0 | Commercial |  | Winter Only | [6 empty] | Small Boilers (<100 MMBtu/hr Heat Input):Uncontrolled | 1 | 60% | 60% | [13 empty] | 50% | 7.5 | 0 | 0 | 0 | 0 | 0 | 0 | 0 | 0 | 0 | 0 | 2013 Qtr 1: 0; 2013 Qtr 2: 7.5; 2013 Qtr 3: 0; 2013 Qtr 4: 0 | 7.5 | 0
3226 | 429015 - Replaced hot water line insulation (electric) | WPSDGENRWH1200-Rev00-Msr001 | System | Commercial | 35-OTI-OtherIndustrial-PROC_OTH |  |  |  | Unit | RET | 58.169 | 0 | 0 | 41.206 | 16.963 |  | 10.82 |  |  | 0 | 0 | Commercial |  | Winter Only | [6 empty] | Small Boilers (<100 MMBtu/hr Heat Input):Uncontrolled | 13 | 60% | 60% | [13 empty] | 0% | 3 | 0 | 0 | 0 | 0 | 0 | 0 | 0 | 0 | 0 | 0 | 2013 Qtr 1: 0; 2013 Qtr 2: 3; 2013 Qtr 3: 0; 2013 Qtr 4: 0 | 3 | 0
3226 | 429016 - Replaced hot water line insulation (gas) | WPSDGENRWH1202-Rev01-Msr001 | System | Commercial | 35-OTI-OtherIndustrial-PROC_OTH |  |  |  | Linear ft | RET | 82.569 | 0 | 0 | 56.912 | 25.657 |  | 0 |  |  | 0 | 3.3 | Commercial |  | Annual | [6 empty] | Small Boilers (<100 MMBtu/hr Heat Input):Uncontrolled | 11 | 60% | 60% | [13 empty] | 0% | 11 | 0 | 0 | 0 | 0 | 0 | 0 | 0 | 0 | 0 | 0 | 2013 Qtr 1: 0; 2013 Qtr 2: 11; 2013 Qtr 3: 0; 2013 Qtr 4: 0 | 11 | 0
3226 | 429019 - Super Low Flow Showerhead | WPSDGEREWH1061A-Rev04-Msr001 | System | Commercial | 35-OTI-OtherIndustrial-PROC_OTH |  |  |  | Showerhead | RET | 32.031 | 0 | 0 | 17.617 | 14.414 |  | 0 |  |  | 0 | 7.5 | Commercial |  | Annual | [6 empty] | Small Boilers (<100 MMBtu/hr Heat Input):Uncontrolled | 10 | 60% | 60% |  |  |  | 73.7% | [9 empty] | 0% | 6 | 0 | 0 | 0 | 0 | 0 | 0 | 0 | 0 | 0 | 0 | 2013 Qtr 1: 0; 2013 Qtr 2: 6; 2013 Qtr 3: 0; 2013 Qtr 4: 0 | 6 | 0
3226 | 429020 - Super Low Flow Batheroom Aerator | WPSDGEREWH1012-Rev01-Msr001 | System | Commercial | 35-OTI-OtherIndustrial-PROC_OTH |  |  |  | Aerator | ROB | 10.267 | 0 | 0 | 6.205 | 4.062 |  | 0 |  |  | 0 | 1.5 | Commercial |  | Annual | [6 empty] | Small Boilers (<100 MMBtu/hr Heat Input):Uncontrolled | 10 | 60% | 60% |  |  |  | 73.7% | [9 empty] | 0% | 78 | 0 | 0 | 0 | 0 | 0 | 0 | 0 | 0 | 0 | 0 | 2013 Qtr 1: 0; 2013 Qtr 2: 78; 2013 Qtr 3: 0; 2013 Qtr 4: 0 | 78 | 0
3226 | 429031 - Refrigeration - Food Service -Auto Closer for Main Cooler Doors | WPSDGENRRN0110-Rev00-Msr001 | System | Commercial | 01-ALC-AllCommercial-Refrig |  |  |  | Closer | RET | 130.755 | 0 | 0 | 65.377 | 65.377 |  | 1041.84 |  |  | 0.222 | 0 | Commercial |  | Winter Only | [6 empty] | Small Boilers (<100 MMBtu/hr Heat Input):Uncontrolled | 8 | 60% | 60% | [13 empty] | 0% | 1 | 0 | 0 | 0 | 0 | 0 | 0 | 0 | 0 | 0 | 0 | 2013 Qtr 1: 0; 2013 Qtr 2: 1; 2013 Qtr 3: 0; 2013 Qtr 4: 0 | 1 | 1
3226 | 429032 - Refrigeration - Food Service -Auto Closer for Main Freezer Doors | WPSDGENRRN0110-Rev00-Msr002 | System | Commercial | 01-ALC-AllCommercial-Refrig |  |  |  | Closer | RET | 130.755 | 0 | 0 | 65.377 | 65.377 |  | 2710.46 |  |  | 0.148 | 0 | Commercial |  | Winter Only | [6 empty] | Small Boilers (<100 MMBtu/hr Heat Input):Uncontrolled | 8 | 60% | 60% | [13 empty] | 0% | 1 | 0 | 0 | 0 | 0 | 0 | 0 | 0 | 0 | 0 | 0 | 2013 Qtr 1: 0; 2013 Qtr 2: 1; 2013 Qtr 3: 0; 2013 Qtr 4: 0 | 1 | 1
3226 | 429033 - Refrigeration - Vending Machine Controller | WPSDGENRCS0001-Rev00-Msr001 | System | Commercial | 01-ALC-AllCommercial-Refrig |  |  |  | Unit | RET | 251.729 | 0 | 0 | 49.919 | 201.81 |  | 1612 |  |  | 0 | 0 | Commercial |  | Winter Only | [6 empty] | Small Boilers (<100 MMBtu/hr Heat Input):Uncontrolled | 5 | 60% | 60% | [13 empty] | 0% | 1 | 0 | 0 | 0 | 0 | 0 | 0 | 0 | 0 | 0 | 0 | 2013 Qtr 1: 0; 2013 Qtr 2: 1; 2013 Qtr 3: 0; 2013 Qtr 4: 0 | 1 | 1
3226 | 429036 - CFL, 20W lamp, Integral or Modular, Tube or Spiral or Flood | Com-Lighting-InGen_CFLratio0357_CFLscw-20w | 10 | Commercial | NON_res:DEER:Indoor_CFL_Ltg |  |  |  | Lamp | ROB | 10.795 | 0 | 0 | 4.595 | 6.199 |  | 178 |  |  | 0.0443 | -0.106 | Commercial |  | Winter Only | [6 empty] | Small Boilers (<100 MMBtu/hr Heat Input):Uncontrolled | 3.36 | 60% | 60% |  |  |  | 99% | [9 empty] | 0% | 33 | 0 | 0 | 0 | 0 | 0 | 0 | 0 | 0 | 0 | 0 | 2013 Qtr 1: 0; 2013 Qtr 2: 33; 2013 Qtr 3: 0; 2013 Qtr 4: 0 | 33 | 1
3226 | 429036 - CFL, 20W lamp, Integral or Modular, Tube or Spiral or Flood | Com-Lighting-InGen_CFLratio0357_CFLscw-20w | 7 | Commercial | NON_res:DEER:Indoor_CFL_Ltg |  |  |  | Lamp | ROB | 10.795 | 0 | 0 | 4.595 | 6.199 |  | 231 |  |  | 0.045 | -0.247 | Commercial |  | Winter Only | [6 empty] | Small Boilers (<100 MMBtu/hr Heat Input):Uncontrolled | 2.49 | 60% | 60% |  |  |  | 99% | [9 empty] | 0% | 34 | 0 | 0 | 0 | 0 | 0 | 0 | 0 | 0 | 0 | 0 | 2013 Qtr 1: 0; 2013 Qtr 2: 34; 2013 Qtr 3: 0; 2013 Qtr 4: 0 | 34 | 0
3226 | 429036 - CFL, 20W lamp, Integral or Modular, Tube or Spiral or Flood | Com-Lighting-InGen_CFLratio0357_CFLscw-20w | 7 | Commercial | NON_res:DEER:Indoor_CFL_Ltg |  |  |  | Lamp | ROB | 10.795 | 0 | 0 | 4.595 | 6.199 |  | 178 |  |  | 0.0435 | -0.055 | Commercial |  | Winter Only | [6 empty] | Small Boilers (<100 MMBtu/hr Heat Input):Uncontrolled | 3.36 | 60% | 60% |  |  |  | 99% | [9 empty] | 0% | 9 | 0 | 0 | 0 | 0 | 0 | 0 | 0 | 0 | 0 | 0 | 2013 Qtr 1: 0; 2013 Qtr 2: 9; 2013 Qtr 3: 0; 2013 Qtr 4: 0 | 9 | 0
3226 | 429036 - CFL, 20W lamp, Integral or Modular, Tube or Spiral or Flood | Com-Lighting-InGen_CFLratio0357_CFLscw-20w | System | Commercial | NON_res:DEER:Indoor_CFL_Ltg |  |  |  | Lamp | ROB | 10.795 | 0 | 0 | 4.595 | 6.199 |  | 223 |  |  | 0.0443 | -1.01 | Commercial |  | Winter Only | [6 empty] | Small Boilers (<100 MMBtu/hr Heat Input):Uncontrolled | 2.49 | 60% | 60% |  |  |  | 99% | [9 empty] | 0% | 1 | 0 | 0 | 0 | 0 | 0 | 0 | 0 | 0 | 0 | 0 | 2013 Qtr 1: 0; 2013 Qtr 2: 1; 2013 Qtr 3: 0; 2013 Qtr 4: 0 | 1 | 0
3226 | 429036 - CFL, 20W lamp, Integral or Modular, Tube or Spiral or Flood | Com-Lighting-InGen_CFLratio0357_CFLscw-20w | System | Commercial | NON_res:DEER:Indoor_CFL_Ltg |  |  |  | Lamp | ROB | 10.795 | 0 | 0 | 4.595 | 6.2 |  | 172 |  |  | 0.0446 | -0.383 | Commercial |  | Winter Only | [6 empty] | Small Boilers (<100 MMBtu/hr Heat Input):Uncontrolled | 3.36 | 60% | 60% |  |  |  | 99% | [9 empty] | 0% | 13 | 0 | 0 | 0 | 0 | 0 | 0 | 0 | 0 | 0 | 0 | 2013 Qtr 1: 0; 2013 Qtr 2: 13; 2013 Qtr 3: 0; 2013 Qtr 4: 0 | 13 | 0
3226 | 429040 - CFL, 13W lamp, Integral or Modular, Tube or Spiral or Flood | Com-Lighting-InGen_CFLratio0357_CFLscw-13w | 10 | Commercial | NON_res:DEER:Indoor_CFL_Ltg |  |  |  | Lamp | ROB | 8.824 | 0 | 0 | 4.58 | 4.244 |  | 150 |  |  | 0.0292 | -0.228 | Commercial |  | Winter Only | [6 empty] | Small Boilers (<100 MMBtu/hr Heat Input):Uncontrolled | 2.49 | 60% | 60% |  |  |  | 99% | [9 empty] | 0% | 2 | 0 | 0 | 0 | 0 | 0 | 0 | 0 | 0 | 0 | 0 | 2013 Qtr 1: 0; 2013 Qtr 2: 2; 2013 Qtr 3: 0; 2013 Qtr 4: 0 | 2 | 0
3226 | 429040 - CFL, 13W lamp, Integral or Modular, Tube or Spiral or Flood | Com-Lighting-InGen_CFLratio0357_CFLscw-13w | 10 | Commercial | NON_res:DEER:Indoor_CFL_Ltg |  |  |  | Lamp | ROB | 8.824 | 0 | 0 | 4.58 | 4.244 |  | 116 |  |  | 0.0288 | -0.0688 | Commercial |  | Winter Only | [6 empty] | Small Boilers (<100 MMBtu/hr Heat Input):Uncontrolled | 3.36 | 60% | 60% |  |  |  | 99% | [9 empty] | 0% | 1 | 0 | 0 | 0 | 0 | 0 | 0 | 0 | 0 | 0 | 0 | 2013 Qtr 1: 0; 2013 Qtr 2: 1; 2013 Qtr 3: 0; 2013 Qtr 4: 0 | 1
3226 | 429040 - CFL, 13W lamp, Integral or Modular, Tube or Spiral or Flood | Com-Lighting-InGen_CFLratio0357_CFLscw-13w | 7 | Commercial | NON_res:DEER:Indoor_CFL_Ltg |  |  |  | Lamp | ROB | 8.824 | 0 | 0 | 4.58 | 4.244 |  | 166 |  |  | 0.0297 | -0.233 | Commercial |  | Winter Only | [6 empty] | Small Boilers (<100 MMBtu/hr Heat Input):Uncontrolled | 2.3 | 60% | 60% |  |  |  | 99% | [9 empty] | 0% | 1 | 0 | 0 | 0 | 0 | 0 | 0 | 0 | 0 | 0 | 0 | 2013 Qtr 1: 0; 2013 Qtr 2: 1; 2013 Qtr 3: 0; 2013 Qtr 4: 0 | 1
3226 | 429040 - CFL, 13W lamp, Integral or Modular, Tube or Spiral or Flood | Com-Lighting-InGen_CFLratio0357_CFLscw-13w | 7 | Commercial | NON_res:DEER:Indoor_CFL_Ltg |  |  |  | Lamp | ROB | 8.824 | 0 | 0 | 4.58 | 4.244 |  | 150 |  |  | 0.0292 | -0.161 | Commercial |  | Winter Only | [6 empty] | Small Boilers (<100 MMBtu/hr Heat Input):Uncontrolled | 2.49 | 60% | 60% |  |  |  | 99% | [9 empty] | 0% | 21 | 0 | 0 | 0 | 0 | 0 | 0 | 0 | 0 | 0 | 0 | 2013 Qtr 1: 0; 2013 Qtr 2: 21; 2013 Qtr 3: 0; 2013 Qtr 4: 0 | 21
3226 | 429040 - CFL, 13W lamp, Integral or Modular, Tube or Spiral or Flood | Com-Lighting-InGen_CFLratio0357_CFLscw-13w | 7 | Commercial | NON_res:DEER:Indoor_CFL_Ltg |  |  |  | Lamp | ROB | 8.824 | 0 | 0 | 4.58 | 4.244 |  | 116 |  |  | 0.0283 | -0.0357 | Commercial |  | Winter Only | [6 empty] | Small Boilers (<100 MMBtu/hr Heat Input):Uncontrolled | 3.36 | 60% | 60% |  |  |  | 99% | [9 empty] | 0% | 2 | 0 | 0 | 0 | 0 | 0 | 0 | 0 | 0 | 0 | 0 | 2013 Qtr 1: 0; 2013 Qtr 2: 2; 2013 Qtr 3: 0; 2013 Qtr 4: 0 | 2
3226 | 429040 - CFL, 13W lamp, Integral or Modular, Tube or Spiral or Flood | Com-Lighting-InGen_CFLratio0357_CFLscw-13w | System | Commercial | NON_res:DEER:Indoor_CFL_Ltg |  |  |  | Lamp | ROB | 8.824 | 0 | 0 | 4.58 | 4.244 |  | 113 |  |  | 0.029 | -0.19567 | Commercial |  | Winter Only | [6 empty] | Small Boilers (<100 MMBtu/hr Heat Input):Uncontrolled | 3.36 | 60% | 60% |  |  |  | 99% | [9 empty] | 0% | 11 | 0 | 0 | 0 | 0 | 0 | 0 | 0 | 0 | 0 | 0 | 2013 Qtr 1: 0; 2013 Qtr 2: 11; 2013 Qtr 3: 0; 2013 Qtr 4: 0 | 11
3226 | 429044 - CFL, 23W lamp, Integral or Modular, Tube or Spiral or Flood | Com-Lighting-InGen_CFLratio0357_CFLscw-23w | 10 | Commercial | NON_res:DEER:Indoor_CFL_Ltg |  |  |  | Lamp | ROB | 8.824 | 0 | 0 | 4.58 | 4.244 |  | 326 |  |  | 0.0591 | -1.26 | Commercial |  | Winter Only | [6 empty] | Small Boilers (<100 MMBtu/hr Heat Input):Uncontrolled | 2.07 | 60% | 60% |  |  |  | 99% | [9 empty] | 0% | 20 | 0 | 0 | 0 | 0 | 0 | 0 | 0 | 0 | 0 | 0 | 2013 Qtr 1: 0; 2013 Qtr 2: 20; 2013 Qtr 3: 0; 2013 Qtr 4: 0 | 20
3226 | 429044 - CFL, 23W lamp, Integral or Modular, Tube or Spiral or Flood | Com-Lighting-InGen_CFLratio0357_CFLscw-23w | 10 | Commercial | NON_res:DEER:Indoor_CFL_Ltg |  |  |  | Lamp | ROB | 8.824 | 0 | 0 | 4.58 | 4.244 |  | 265 |  |  | 0.0517 | -0.403 | Commercial |  | Winter Only | [6 empty] | Small Boilers (<100 MMBtu/hr Heat Input):Uncontrolled | 2.49 | 60% | 60% |  |  |  | 99% | [9 empty] | 0% | 1 | 0 | 0 | 0 | 0 | 0 | 0 | 0 | 0 | 0 | 0 | 2013 Qtr 1: 0; 2013 Qtr 2: 1; 2013 Qtr 3: 0; 2013 Qtr 4: 0 | 1
3226 | 429044 - CFL, 23W lamp, Integral or Modular, Tube or Spiral or Flood | Com-Lighting-InGen_CFLratio0357_CFLscw-23w | 10 | Commercial | NON_res:DEER:Indoor_CFL_Ltg |  |  |  | Lamp | ROB | 8.824 | 0 | 0 | 4.58 | 4.244 |  | 205 |  |  | 0.0509 | -0.122 | Commercial |  | Winter Only | [6 empty] | Small Boilers (<100 MMBtu/hr Heat Input):Uncontrolled | 3.36 | 60% | 60% |  |  |  | 99% | [9 empty] | 0% | 1 | 0 | 0 | 0 | 0 | 0 | 0 | 0 | 0 | 0 | 0 | 2013 Qtr 1: 0; 2013 Qtr 2: 1; 2013 Qtr 3: 0; 2013 Qtr 4: 0 | 1
3226 | 429044 - CFL, 23W lamp, Integral or Modular, Tube or Spiral or Flood | Com-Lighting-InGen_CFLratio0357_CFLscw-23w | 7 | Commercial | NON_res:DEER:Indoor_CFL_Ltg |  |  |  | Lamp | ROB | 8.824 | 0 | 0 | 4.58 | 4.244 |  | 265 |  |  | 0.0517 | -0.284 | Commercial |  | Winter Only | [6 empty] | Small Boilers (<100 MMBtu/hr Heat Input):Uncontrolled | 2.49 | 60% | 60% |  |  |  | 99% | [9 empty] | 0% | 42 | 0 | 0 | 0 | 0 | 0 | 0 | 0 | 0 | 0 | 0 | 2013 Qtr 1: 0; 2013 Qtr 2: 42; 2013 Qtr 3: 0; 2013 Qtr 4: 0 | 42
3226 | 429044 - CFL, 23W lamp, Integral or Modular, Tube or Spiral or Flood | Com-Lighting-InGen_CFLratio0357_CFLscw-23w | 7 | Commercial | NON_res:DEER:Indoor_CFL_Ltg |  |  |  | Lamp | ROB | 8.824 | 0 | 0 | 4.58 | 4.244 |  | 205 |  |  | 0.0501 | -0.0632 | Commercial |  | Winter Only | [6 empty] | Small Boilers (<100 MMBtu/hr Heat Input):Uncontrolled | 3.36 | 60% | 60% |  |  |  | 99% | [9 empty] | 0% | 14 | 0 | 0 | 0 | 0 | 0 | 0 | 0 | 0 | 0 | 0 | 2013 Qtr 1: 0; 2013 Qtr 2: 14; 2013 Qtr 3: 0; 2013 Qtr 4: 0 | 14
3226 | 429044 - CFL, 23W lamp, Integral or Modular, Tube or Spiral or Flood | Com-Lighting-InGen_CFLratio0357_CFLscw-23w | System | Commercial | NON_res:DEER:Indoor_CFL_Ltg |  |  |  | Lamp | ROB | 8.824 | 0 | 0 | 4.58 | 4.244 |  | 263 |  |  | 0.0521 | -0.403 | Commercial |  | Winter Only | [6 empty] | Small Boilers (<100 MMBtu/hr Heat Input):Uncontrolled | 2.49 | 60% | 60% |  |  |  | 99% | [9 empty] | 0% | 10 | 0 | 0 | 0 | 0 | 0 | 0 | 0 | 0 | 0 | 0 | 2013 Qtr 1: 0; 2013 Qtr 2: 10; 2013 Qtr 3: 0; 2013 Qtr 4: 0 | 10
3226 | 429044 - CFL, 23W lamp, Integral or Modular, Tube or Spiral or Flood | Com-Lighting-InGen_CFLratio0357_CFLscw-23w | System | Commercial | NON_res:DEER:Indoor_CFL_Ltg |  |  |  | Lamp | ROB | 8.824 | 0 | 0 | 4.58 | 4.244 |  | 203 |  |  | 0.0513 | -0.0898 | Commercial |  | Winter Only | [6 empty] | Small Boilers (<100 MMBtu/hr Heat Input):Uncontrolled | 3.36 | 60% | 60% |  |  |  | 99% | [9 empty] | 0% | 6 | 0 | 0 | 0 | 0 | 0 | 0 | 0 | 0 | 0 | 0 | 2013 Qtr 1: 0; 2013 Qtr 2: 6; 2013 Qtr 3: 0; 2013 Qtr 4: 0 | 6
3226 | 429056 - CFL, 14W w/Reflector | Com-Lighting-InGen_CFLratio0357_CFLscw-13w | 7 | Commercial | NON_res:DEER:Indoor_CFL_Ltg |  |  |  | Lamp | ROB | 14.539 | 0 | 0 | 6.637 | 7.901 |  | 116 |  |  | 0.0283 | -0.0357 | Commercial |  | Winter Only | [6 empty] | Small Boilers (<100 MMBtu/hr Heat Input):Uncontrolled | 3.36 | 60% | 60% |  |  |  | 99% | [9 empty] | 0% | 4 | 0 | 0 | 0 | 0 | 0 | 0 | 0 | 0 | 0 | 0 | 2013 Qtr 1: 0; 2013 Qtr 2: 4; 2013 Qtr 3: 0; 2013 Qtr 4: 0 | 4
3226 | 429056 - CFL, 14W w/Reflector | Com-Lighting-InGen_CFLratio0357_CFLscw-13w | System | Commercial | NON_res:DEER:Indoor_CFL_Ltg |  |  |  | Lamp | ROB | 14.539 | 0 | 0 | 6.637 | 7.901 |  | 115 |  |  | 0.029 | -0.0508 | Commercial |  | Winter Only | [6 empty] | Small Boilers (<100 MMBtu/hr Heat Input):Uncontrolled | 3.36 | 60% | 60% |  |  |  | 99% | [9 empty] | 0% | 5 | 0 | 0 | 0 | 0 | 0 | 0 | 0 | 0 | 0 | 0 | 2013 Qtr 1: 0; 2013 Qtr 2: 5; 2013 Qtr 3: 0; 2013 Qtr 4: 0 | 5
3226 | 429057 - CFL, 18W w/Reflector | Com-Lighting-InGen_CFLratio0357_CFLscw-18w | 7 | Commercial | NON_res:DEER:Indoor_CFL_Ltg |  |  |  | Lamp | ROB | 14.361 | 0 | 0 | 6.51 | 7.85 |  | 208 |  |  | 0.0405 | -0.223 | Commercial |  | Winter Only | [6 empty] | Small Boilers (<100 MMBtu/hr Heat Input):Uncontrolled | 2.49 | 60% | 60% |  |  |  | 99% | [9 empty] | 0% | 27 | 0 | 0 | 0 | 0 | 0 | 0 | 0 | 0 | 0 | 0 | 2013 Qtr 1: 0; 2013 Qtr 2: 27; 2013 Qtr 3: 0; 2013 Qtr 4: 0 | 27
3226 | 429057 - CFL, 18W w/Reflector | Com-Lighting-InGen_CFLratio0357_CFLscw-18w | 7 | Commercial | NON_res:DEER:Indoor_CFL_Ltg |  |  |  | Lamp | ROB | 14.361 | 0 | 0 | 6.51 | 7.85 |  | 160 |  |  | 0.0392 | -0.0495 | Commercial |  | Winter Only | [6 empty] | Small Boilers (<100 MMBtu/hr Heat Input):Uncontrolled | 3.36 | 60% | 60% |  |  |  | 99% | [9 empty] | 0% | 54 | 0 | 0 | 0 | 0 | 0 | 0 | 0 | 0 | 0 | 0 | 2013 Qtr 1: 0; 2013 Qtr 2: 54; 2013 Qtr 3: 0; 2013 Qtr 4: 0 | 54
3226 | 429057 - CFL, 18W w/Reflector | Com-Lighting-InGen_CFLratio0357_CFLscw-18w | System | Commercial | NON_res:DEER:Indoor_CFL_Ltg |  |  |  | Lamp | ROB | 14.361 | 0 | 0 | 6.51 | 7.85 |  | 159 |  |  | 0.0402 | -0.0703 | Commercial |  | Winter Only | [6 empty] | Small Boilers (<100 MMBtu/hr Heat Input):Uncontrolled | 3.36 | 60% | 60% |  |  |  | 99% | [9 empty] | 0% | 9 | 0 | 0 | 0 | 0 | 0 | 0 | 0 | 0 | 0 | 0 | 2013 Qtr 1: 0; 2013 Qtr 2: 9; 2013 Qtr 3: 0; 2013 Qtr 4: 0 | 9
3226 | 429058 - CFL, 23W w/Reflector | Com-Lighting-InGen_CFLratio0357_CFLscw-23w | 10 | Commercial | NON_res:DEER:Indoor_CFL_Ltg |  |  |  | Lamp | ROB | 14.36 | 0 | 0 | 6.51 | 7.85 |  | 326 |  |  | 0.0591 | -1.26 | Commercial |  | Winter Only | [6 empty] | Small Boilers (<100 MMBtu/hr Heat Input):Uncontrolled | 2.07 | 60% | 60% |  |  |  | 99% | [9 empty] | 0% | 7 | 0 | 0 | 0 | 0 | 0 | 0 | 0 | 0 | 0 | 0 | 2013 Qtr 1: 0; 2013 Qtr 2: 7; 2013 Qtr 3: 0; 2013 Qtr 4: 0 | 7
3226 | 429058 - CFL, 23W w/Reflector | Com-Lighting-InGen_CFLratio0357_CFLscw-23w | 10 | Commercial | NON_res:DEER:Indoor_CFL_Ltg |  |  |  | Lamp | ROB | 14.36 | 0 | 0 | 6.51 | 7.85 |  | 205 |  |  | 0.0509 | -0.122 | Commercial |  | Winter Only | [6 empty] | Small Boilers (<100 MMBtu/hr Heat Input):Uncontrolled | 3.36 | 60% | 60% |  |  |  | 99% | [9 empty] | 0% | 1 | 0 | 0 | 0 | 0 | 0 | 0 | 0 | 0 | 0 | 0 | 2013 Qtr 1: 0; 2013 Qtr 2: 1; 2013 Qtr 3: 0; 2013 Qtr 4: 0 | 1
3226 | 429058 - CFL, 23W w/Reflector | Com-Lighting-InGen_CFLratio0357_CFLscw-23w | 7 | Commercial | NON_res:DEER:Indoor_CFL_Ltg |  |  |  | Lamp | ROB | 14.36 | 0 | 0 | 6.51 | 7.85 |  | 265 |  |  | 0.0517 | -0.284 | Commercial |  | Winter Only | [6 empty] | Small Boilers (<100 MMBtu/hr Heat Input):Uncontrolled | 2.49 | 60% | 60% |  |  |  | 99% | [9 empty] | 0% | 3 | 0 | 0 | 0 | 0 | 0 | 0 | 0 | 0 | 0 | 0 | 2013 Qtr 1: 0; 2013 Qtr 2: 3; 2013 Qtr 3: 0; 2013 Qtr 4: 0 | 3
3226 | 429058 - CFL, 23W w/Reflector | Com-Lighting-InGen_CFLratio0357_CFLscw-23w | 7 | Commercial | NON_res:DEER:Indoor_CFL_Ltg |  |  |  | Lamp | ROB | 14.36 | 0 | 0 | 6.51 | 7.85 |  | 205 |  |  | 0.0501 | -0.0632 | Commercial |  | Winter Only | [6 empty] | Small Boilers (<100 MMBtu/hr Heat Input):Uncontrolled | 3.36 | 60% | 60% |  |  |  | 99% | [9 empty] | 0% | 2 | 0 | 0 | 0 | 0 | 0 | 0 | 0 | 0 | 0 | 0 | 2013 Qtr 1: 0; 2013 Qtr 2: 2; 2013 Qtr 3: 0; 2013 Qtr 4: 0 | 2
3226 | 429058 - CFL, 23W w/Reflector | Com-Lighting-InGen_CFLratio0357_CFLscw-23w | System | Commercial | NON_res:DEER:Indoor_CFL_Ltg |  |  |  | Lamp | ROB | 14.36 | 0 | 0 | 6.51 | 7.85 |  | 263 |  |  | 0.0521 | -0.403 | Commercial |  | Winter Only | [6 empty] | Small Boilers (<100 MMBtu/hr Heat Input):Uncontrolled | 2.49 | 60% | 60% |  |  |  | 99% | [9 empty] | 0% | 5 | 0 | 0 | 0 | 0 | 0 | 0 | 0 | 0 | 0 | 0 | 2013 Qtr 1: 0; 2013 Qtr 2: 5; 2013 Qtr 3: 0; 2013 Qtr 4: 0 | 5
3226 | 429058 - CFL, 23W w/Reflector | Com-Lighting-InGen_CFLratio0357_CFLscw-23w | System | Commercial | NON_res:DEER:Indoor_CFL_Ltg |  |  |  | Lamp | ROB | 14.36 | 0 | 0 | 6.51 | 7.85 |  | 201.5 |  |  | 0.0513 | -0.17735 | Commercial |  | Winter Only | [6 empty] | Small Boilers (<100 MMBtu/hr Heat Input):Uncontrolled | 3.36 | 60% | 60% |  |  |  | 99% | [9 empty] | 0% | 4 | 0 | 0 | 0 | 0 | 0 | 0 | 0 | 0 | 0 | 0 | 2013 Qtr 1: 0; 2013 Qtr 2: 4; 2013 Qtr 3: 0; 2013 Qtr 4: 0 | 4
3226 | 429060 - CF Hardwired Fixture 28W | Com-Lighting-InGen_CFLratio0357_CFLscw-28w | 10 | Commercial | NON_res:DEER:Indoor_CFL_Ltg |  |  |  | Lamp | RET | 59.868 | 0 | 0 | 31.518 | 28.349 |  | 396 |  |  | 0.072 | -1.53 | Commercial |  | Winter Only | [6 empty] | Small Boilers (<100 MMBtu/hr Heat Input):Uncontrolled | 2.07 | 60% | 60% | [13 empty] | 0% | 9 | 0 | 0 | 0 | 0 | 0 | 0 | 0 | 0 | 0 | 0 | 2013 Qtr 1: 0; 2013 Qtr 2: 9; 2013 Qtr 3: 0; 2013 Qtr 4: 0 | 9
3226 | 429060 - CF Hardwired Fixture 28W | Com-Lighting-InGen_CFLratio0357_CFLscw-28w | 10 | Commercial | NON_res:DEER:Indoor_CFL_Ltg |  |  |  | Lamp | RET | 59.868 | 0 | 0 | 31.518 | 28.35 |  | 323 |  |  | 0.063 | -0.491 | Commercial |  | Winter Only | [6 empty] | Small Boilers (<100 MMBtu/hr Heat Input):Uncontrolled | 2.49 | 60% | 60% | [13 empty] | 0% | 3 | 0 | 0 | 0 | 0 | 0 | 0 | 0 | 0 | 0 | 0 | 2013 Qtr 1: 0; 2013 Qtr 2: 3; 2013 Qtr 3: 0; 2013 Qtr 4: 0 | 3
3226 | 429060 - CF Hardwired Fixture 28W | Com-Lighting-InGen_CFLratio0357_CFLscw-28w | 10 | Commercial | NON_res:DEER:Indoor_CFL_Ltg |  |  |  | Lamp | RET | 59.868 | 0 | 0 | 31.518 | 28.35 |  | 291 |  |  | 0.0481 | -3.36 | Commercial |  | Winter Only | [6 empty] | Small Boilers (<100 MMBtu/hr Heat Input):Uncontrolled | 2.57 | 60% | 60% | [13 empty] | 0% | 3 | 0 | 0 | 0 | 0 | 0 | 0 | 0 | 0 | 0 | 0 | 2013 Qtr 1: 0; 2013 Qtr 2: 3; 2013 Qtr 3: 0; 2013 Qtr 4: 0 | 3
3226 | 429060 - CF Hardwired Fixture 28W | Com-Lighting-InGen_CFLratio0357_CFLscw-28w | 10 | Commercial | NON_res:DEER:Indoor_CFL_Ltg |  |  |  | Lamp | RET | 59.868 | 0 | 0 | 31.518 | 28.349 |  | 249 |  |  | 0.062 | -0.148 | Commercial |  | Winter Only | [6 empty] | Small Boilers (<100 MMBtu/hr Heat Input):Uncontrolled | 3.36 | 60% | 60% | [13 empty] | 0% | 1 | 0 | 0 | 0 | 0 | 0 | 0 | 0 | 0 | 0 | 0 | 2013 Qtr 1: 0; 2013 Qtr 2: 1; 2013 Qtr 3: 0; 2013 Qtr 4: 0 | 1
3226 | 429060 - CF Hardwired Fixture 28W | Com-Lighting-InGen_CFLratio0357_CFLscw-28w | 7 | Commercial | NON_res:DEER:Indoor_CFL_Ltg |  |  |  | Lamp | RET | 59.868 | 0 | 0 | 31.518 | 28.349 |  | 323 |  |  | 0.063 | -0.346 | Commercial |  | Winter Only | [6 empty] | Small Boilers (<100 MMBtu/hr Heat Input):Uncontrolled | 2.49 | 60% | 60% | [13 empty] | 0% | 5 | 0 | 0 | 0 | 0 | 0 | 0 | 0 | 0 | 0 | 0 | 2013 Qtr 1: 0; 2013 Qtr 2: 5; 2013 Qtr 3: 0; 2013 Qtr 4: 0 | 5
3226 | 429060 - CF Hardwired Fixture 28W | Com-Lighting-InGen_CFLratio0357_CFLscw-28w | 7 | Commercial | NON_res:DEER:Indoor_CFL_Ltg |  |  |  | Lamp | RET | 59.868 | 0 | 0 | 31.518 | 28.349 |  | 249 |  |  | 0.061 | -0.077 | Commercial |  | Winter Only | [6 empty] | Small Boilers (<100 MMBtu/hr Heat Input):Uncontrolled | 3.36 | 60% | 60% | [13 empty] | 0% | 2 | 0 | 0 | 0 | 0 | 0 | 0 | 0 | 0 | 0 | 0 | 2013 Qtr 1: 0; 2013 Qtr 2: 2; 2013 Qtr 3: 0; 2013 Qtr 4: 0 | 2
| Do NOT enter program data in this row or below. The Spreadsheet will not evaluate any such data. | [46 empty] | 0% | bar: 2013 Qtr 1 to 2016 Qtr 4; 2018 Qtr 1 to 2018 Qtr 4; 2020 Qtr 1 to 2020 Qtr 4; 2022 Qtr 1 to 2022 Qtr 4
0% | bar: 2013 Qtr 3 to 2014 Qtr 3; 2015 Qtr 4 to 2017 Qtr 3; 2018 Qtr 1 to 2019 Qtr 3; 2020 Qtr 1 to 2021 Qtr 3; 2022 Qtr 1 to 2023 Qtr 3
0% | bar: 2013 Qtr 3 to 2014 Qtr 3; 2015 Qtr 4 to 2017 Qtr 3; 2018 Qtr 1 to 2019 Qtr 3; 2020 Qtr 1 to 2021 Qtr 3; 2022 Qtr 1 to 2023 Qtr 3
0% | bar: 2013 Qtr 3 to 2014 Qtr 2; 2015 Qtr 4 to 2017 Qtr 1; 2018 Qtr 1 to 2019 Qtr 1; 2020 Qtr 1 to 2021 Qtr 1; 2022 Qtr 1 to 2023 Qtr 1
0% | bar: 2013 Qtr 3 to 2014 Qtr 1; 2015 Qtr 4 to 2017 Qtr 1; 2018 Qtr 1 to 2019 Qtr 1; 2020 Qtr 1 to 2021 Qtr 1; 2022 Qtr 1 to 2023 Qtr 1
0% | bar: 2013 Qtr 3 to 2014 Qtr 1; 2015 Qtr 4 to 2017 Qtr 1; 2018 Qtr 1 to 2019 Qtr 1; 2020 Qtr 1 to 2021 Qtr 1; 2022 Qtr 1 to 2023 Qtr 1
0% | bar: 2013 Qtr 2; 2015 Qtr 3; 2016 Qtr 2; 2018 Qtr 2; 2020 Qtr 2; 2022 Qtr 2
0% | bar: 2013 Qtr 2; 2015 Qtr 3; 2016 Qtr 2; 2018 Qtr 2; 2020 Qtr 2; 2022 Qtr 2
0% | bar: 2013 Qtr 2; 2015 Qtr 3; 2016 Qtr 2; 2018 Qtr 2; 2020 Qtr 2; 2022 Qtr 2
0% | bar: 2013 Qtr 2; 2015 Qtr 3; 2016 Qtr 2; 2018 Qtr 2; 2020 Qtr 2; 2022 Qtr 2
0% | bar: 2013 Qtr 2; 2015 Qtr 3; 2016 Qtr 2; 2018 Qtr 2; 2020 Qtr 2; 2022 Qtr 2
0% | bar: 2013 Qtr 2; 2015 Qtr 3; 2016 Qtr 2; 2018 Qtr 2; 2020 Qtr 2; 2022 Qtr 2
| Lists of Dimensions and their Labels | [46 empty] | 0% | bar: 2013 Qtr 2; 2015 Qtr 3; 2016 Qtr 1 to 2023 Qtr 4
0% | bar: 2013 Qtr 2; 2015 Qtr 3; 2016 Qtr 2; 2018 Qtr 2; 2020 Qtr 2; 2022 Qtr 2
|  |  | Climate Zones | Sectors | End Use Validation List |  | Measure Types for Measure Life | Measure Types for NTGR | Gas Sector | Gas Savings Profile | Combustor Type | [36 empty] | 0% | bar: 2013 Qtr 2; 2015 Qtr 3; 2016 Qtr 2; 2018 Qtr 2; 2020 Qtr 2; 2022 Qtr 2
|  |  | 7 | RES | res:DEER:Indoor_CFL_Ltg |  | NONRESIDENTIAL MEASURES: |  | Residential | Summer Only | Large Boilers (>100 MMBtu/hr Heat Input):Uncontrolled | [36 empty] | 0% | bar: 2013 Qtr 1 to 2013 Qtr 2; 2014 Qtr 4 to 2016 Qtr 2; 2017 Qtr 2; 2018 Qtr 1 to 2018 Qtr 2; 2019 Qtr 2; 2020 Qtr 1 to 2020 Qtr 2; 2021 Qtr 2; 2022 Qtr 1 to 2022 Qtr 2; 2023 Qtr 2 to 2023 Qtr 4
|  |  | 10 | NON_RES | res:DEER:Indoor_CFL_Ltg |  | **************************************************************** | NonRes-sAll-mCFL-dn | Commercial | Winter Only | Large Boilers (>100 MMBtu/hr Heat Input):Controlled Low NOx Burner | [36 empty] | 0% | bar: 2013 Qtr 1 to 2013 Qtr 2; 2014 Qtr 4 to 2016 Qtr 2; 2017 Qtr 2; 2018 Qtr 1 to 2018 Qtr 2; 2019 Qtr 2; 2020 Qtr 1 to 2020 Qtr 2; 2021 Qtr 2; 2022 Qtr 1 to 2022 Qtr 2; 2023 Qtr 2 to 2023 Qtr 4
|  |  | 15 | Residential | res:DEER:Indoor_CFL_Ltg |  | Ballast – Dimmable: NR - 11 | NonRes-sAll-mCFL-ci | Core | Annual | Large Boilers (>100 MMBtu/hr Heat Input):Controlled – Flue Gas Recirculation | [36 empty] | 0% | bar: 2013 Qtr 1 to 2013 Qtr 2; 2014 Qtr 4 to 2016 Qtr 2; 2017 Qtr 2; 2018 Qtr 1 to 2018 Qtr 2; 2019 Qtr 2; 2020 Qtr 1 to 2020 Qtr 2; 2021 Qtr 2; 2022 Qtr 1 to 2022 Qtr 2; 2023 Qtr 2 to 2023 Qtr 4
|  |  | 15 | Commercial | res:DEER:Indoor_CFL_Ltg |  | Ballast – Electronic: NR - 11 | NonRes-sAll-mCFL-dir |  |  | Small Boilers (<100 MMBtu/hr Heat Input):Uncontrolled | [36 empty] | 0% | bar: 2013 Qtr 1 to 2013 Qtr 2; 2014 Qtr 4 to 2016 Qtr 2; 2017 Qtr 2; 2018 Qtr 1 to 2018 Qtr 2; 2019 Qtr 2; 2020 Qtr 1 to 2020 Qtr 2; 2021 Qtr 2; 2022 Qtr 1 to 2022 Qtr 2; 2023 Qtr 2 to 2023 Qtr 4
|  |  | System | Industrial | res:DEER:Indoor_CFL_Ltg |  | Fluorescent Fixture – T8: C/I/A - 11 | NonRes-sAll-mT5T8-dn |  |  | Small Boilers (<100 MMBtu/hr Heat Input):Controlled Low NOx Burner | [36 empty] | 0% | bar: 2013 Qtr 1 to 2013 Qtr 2; 2014 Qtr 4 to 2016 Qtr 2; 2017 Qtr 2; 2018 Qtr 1 to 2018 Qtr 2; 2019 Qtr 2; 2020 Qtr 1 to 2020 Qtr 2; 2021 Qtr 2; 2022 Qtr 1 to 2022 Qtr 2; 2023 Qtr 2 to 2023 Qtr 4
|  |  |  | Agricultural | res:DEER:RefgFrzr_HighEff |  | Fixture: T8 Lamp & Electronic Ballast: C/I/A - 11 | NonRes-sAll-mT5T8-ci |  |  | Small Boilers (<100 MMBtu/hr Heat Input):Controlled – Flue Gas Recirculation | [36 empty] | 0% | bar: 2013 Qtr 1 to 2013 Qtr 2; 2014 Qtr 4 to 2016 Qtr 2; 2017 Qtr 2; 2018 Qtr 1 to 2018 Qtr 2; 2019 Qtr 2; 2020 Qtr 1 to 2020 Qtr 2; 2021 Qtr 2; 2022 Qtr 1 to 2022 Qtr 2; 2023 Qtr 2 to 2023 Qtr 4
|  |  |  | Not Used | res:DEER:RefgFrzr_HighEff |  | T8 Fixtures – 17 Watt Lamp, 2ft or 32-watt Lamp, 4ft 11 | NonRes-sAll-mT8-dir |  |  | Residential Furnaces (<0.3):Uncontrolled | [36 empty] | 0% | bar: 2013 Qtr 1 to 2013 Qtr 2; 2014 Qtr 4 to 2016 Qtr 2; 2017 Qtr 2; 2018 Qtr 1 to 2018 Qtr 2; 2019 Qtr 2; 2020 Qtr 1 to 2020 Qtr 2; 2021 Qtr 2; 2022 Qtr 1 to 2022 Qtr 2; 2023 Qtr 2 to 2023 Qtr 4
[5 empty] | res:DEER:RefgFrzr_HighEff |  | T8 Lamps: C/I/A - 5 | NonRes-sAll-mLtgCtrl | [39 empty] | 0% | bar: 2013 Qtr 1 to 2013 Qtr 2; 2014 Qtr 4 to 2016 Qtr 2; 2017 Qtr 2; 2018 Qtr 1 to 2018 Qtr 2; 2019 Qtr 2; 2020 Qtr 1 to 2020 Qtr 2; 2021 Qtr 2; 2022 Qtr 1 to 2022 Qtr 2; 2023 Qtr 2 to 2023 Qtr 4
[5 empty] | res:DEER:RefgFrzr_HighEff |  | High Efficiency Lighting (HID): NR - 16 | NonRes-sAll-mLtgCtrl-htr | [39 empty] | 0% | bar: 2013 Qtr 1 to 2013 Qtr 2; 2014 Qtr 4 to 2016 Qtr 2; 2017 Qtr 2; 2018 Qtr 1 to 2018 Qtr 2; 2019 Qtr 2; 2020 Qtr 1 to 2020 Qtr 2; 2021 Qtr 2; 2022 Qtr 1 to 2022 Qtr 2; 2023 Qtr 2 to 2023 Qtr 4
[5 empty] | res:DEER:RefgFrzr_HighEff |  | High Output T5 Fixture: NR - 16 |  | Electric Rate | Gas Rate | [37 empty] | 0% | bar: 2013 Qtr 1 to 2013 Qtr 2; 2014 Qtr 4 to 2016 Qtr 2; 2017 Qtr 2; 2018 Qtr 1 to 2018 Qtr 2; 2019 Qtr 2; 2020 Qtr 1 to 2020 Qtr 2; 2021 Qtr 2; 2022 Qtr 1 to 2022 Qtr 2; 2023 Qtr 2 to 2023 Qtr 4
[5 empty] | res:DEER:RefgFrzr_Recyc-Conditioned |  | Indoor or Outdoor Lighting System Modification: NR - 13.5 | NonRes-sAll-mCFL | Residential | Residential | [37 empty] | 0% | bar: 2013 Qtr 1 to 2013 Qtr 2; 2014 Qtr 4 to 2016 Qtr 2; 2017 Qtr 2; 2018 Qtr 1 to 2018 Qtr 2; 2019 Qtr 2; 2020 Qtr 1 to 2020 Qtr 2; 2021 Qtr 2; 2022 Qtr 1 to 2022 Qtr 2; 2023 Qtr 2 to 2023 Qtr 4
[5 empty] | res:DEER:RefgFrzr_Recyc-Conditioned |  | Lighting Controls: NR - 16 | Res-sAll-mCFL-up | Commercial | Not Used | [37 empty] | 0% | bar: 2013 Qtr 1 to 2013 Qtr 2; 2014 Qtr 4 to 2016 Qtr 2; 2017 Qtr 2; 2018 Qtr 1 to 2018 Qtr 2; 2019 Qtr 2; 2020 Qtr 1 to 2020 Qtr 2; 2021 Qtr 2; 2022 Qtr 1 to 2022 Qtr 2; 2023 Qtr 2 to 2023 Qtr 4
[5 empty] | res:DEER:RefgFrzr_Recyc-Conditioned |  | Daylighting Controls; NR - 16 | NonRes-sAll-mHVAC-RCA | Not Used | Not Used | [37 empty] | 0% | bar: 2013 Qtr 1 to 2013 Qtr 2; 2014 Qtr 4 to 2016 Qtr 2; 2017 Qtr 2; 2018 Qtr 1 to 2018 Qtr 2; 2019 Qtr 2; 2020 Qtr 1 to 2020 Qtr 2; 2021 Qtr 2; 2022 Qtr 1 to 2022 Qtr 2; 2023 Qtr 2 to 2023 Qtr 4
[5 empty] | res:DEER:RefgFrzr_Recyc-Conditioned |  | Lighting Power Density: NR - 11 | NonRes-sAll-mRCx-dn | Not Used | [38 empty] | 0% | bar: 2013 Qtr 1 to 2013 Qtr 2; 2014 Qtr 4 to 2016 Qtr 2; 2017 Qtr 2; 2018 Qtr 1 to 2018 Qtr 2; 2019 Qtr 2; 2020 Qtr 1 to 2020 Qtr 2; 2021 Qtr 2; 2022 Qtr 1 to 2022 Qtr 2; 2023 Qtr 2 to 2023 Qtr 4
[5 empty] | res:DEER:RefgFrzr_Recyc-Conditioned |  | Exit Sign – CF Hardware Kit/LED/ Electro-Luminescent: NR - 16 | NonRes-sAll-mRCx-ci | Not Used | [38 empty] | 0% | bar: 2013 Qtr 1 to 2013 Qtr 2; 2014 Qtr 4 to 2016 Qtr 2; 2017 Qtr 2; 2018 Qtr 1 to 2018 Qtr 2; 2019 Qtr 2; 2020 Qtr 1 to 2020 Qtr 2; 2021 Qtr 2; 2022 Qtr 1 to 2022 Qtr 2; 2023 Qtr 2 to 2023 Qtr 4
[5 empty] | res:DEER:RefgFrzr_Recyc-UnConditioned |  | Occupancy Sensor: NR - 8 | NonRes-sAll-mHVAC-Chiller | 0 | [38 empty] | 0% | bar: 2013 Qtr 1 to 2013 Qtr 2; 2014 Qtr 4 to 2016 Qtr 2; 2017 Qtr 2; 2018 Qtr 1 to 2018 Qtr 2; 2019 Qtr 2; 2020 Qtr 1 to 2020 Qtr 2; 2021 Qtr 2; 2022 Qtr 1 to 2022 Qtr 2; 2023 Qtr 2 to 2023 Qtr 4
[5 empty] | res:DEER:RefgFrzr_Recyc-UnConditioned |  | Photocell: NR - 8 | NonRes-sAll-mHVAC-DX-up | [39 empty] | 0% | bar: 2013 Qtr 1 to 2013 Qtr 2; 2014 Qtr 4 to 2016 Qtr 2; 2017 Qtr 2; 2018 Qtr 1 to 2018 Qtr 2; 2019 Qtr 2; 2020 Qtr 1 to 2020 Qtr 2; 2021 Qtr 2; 2022 Qtr 1 to 2022 Qtr 2; 2023 Qtr 2 to 2023 Qtr 4
[5 empty] | res:DEER:RefgFrzr_Recyc-UnConditioned |  | Time Clock – Lighting: NR - 8 | Res-sAll-mHVAC-RmAC-dn | [39 empty] | 0% | bar: 2013 Qtr 2 to 2015 Qtr 2; 2016 Qtr 2 to 2017 Qtr 4; 2018 Qtr 2 to 2019 Qtr 4; 2020 Qtr 2 to 2021 Qtr 4; 2022 Qtr 2
[5 empty] | res:DEER:RefgFrzr_Recyc-UnConditioned |  | Induction Lamps: NR - 2 | Res-sAll-mDuctSeal | [39 empty] | 0% | bar: 2013 Qtr 2 to 2015 Qtr 2; 2016 Qtr 2 to 2017 Qtr 4; 2018 Qtr 2 to 2019 Qtr 4; 2020 Qtr 2 to 2021 Qtr 4; 2022 Qtr 2
[5 empty] | res:DEER:RefgFrzr_Recyc-UnConditioned |  | Induction Fixture: NR - 16 | Res-sAll-mHVAC-RCA | [39 empty] | 0% | bar: 2013 Qtr 2 to 2015 Qtr 2; 2016 Qtr 2 to 2017 Qtr 4; 2018 Qtr 2 to 2019 Qtr 4; 2020 Qtr 2 to 2021 Qtr 4; 2022 Qtr 2
[5 empty] | res:DEER:HVAC_Eff_AC |  | Delamp/reflectors: C/I - 11 | Res-sSF-mShellIns | [39 empty] | 0% | bar: 2013 Qtr 2 to 2015 Qtr 2; 2016 Qtr 2 to 2017 Qtr 4; 2018 Qtr 2 to 2019 Qtr 4; 2020 Qtr 2 to 2021 Qtr 4; 2022 Qtr 2
[5 empty] | res:DEER:HVAC_Eff_AC |  | Optical Reflectors- new construction: Ind, NRNC - 12 | Res-sSF-mACgt14-dn | [39 empty] | 0% | bar: 2013 Qtr 2 to 2015 Qtr 2; 2016 Qtr 2 to 2017 Qtr 4; 2018 Qtr 2 to 2019 Qtr 4; 2020 Qtr 2 to 2021 Qtr 4; 2022 Qtr 2
[5 empty] | res:DEER:HVAC_Eff_AC |  | Optical Reflectors- retrofit: NR - 10 | Res-sSF-mACgt16-dn | [39 empty] | 0% | bar: 2013 Qtr 2 to 2015 Qtr 2; 2016 Qtr 2 to 2017 Qtr 4; 2018 Qtr 2 to 2019 Qtr 4; 2020 Qtr 2 to 2021 Qtr 4; 2022 Qtr 2
[5 empty] | res:DEER:HVAC_Eff_AC |  | HID fixture: Interior, >= 176 Watts lamp: Ind - 16 | Res-sSF-mHPes | [39 empty] | 0% | bar: 2013 Qtr 2 to 2015 Qtr 2; 2016 Qtr 2 to 2017 Qtr 4; 2018 Qtr 2 to 2019 Qtr 4; 2020 Qtr 2 to 2021 Qtr 4; 2022 Qtr 2
[5 empty] | res:DEER:HVAC_Eff_AC |  | HID fixture: Interior, 251-400 Watt lamp: Com - 16 | NonRes-sAll-mPOC | [39 empty] | 0% | bar: 2013 Qtr 2 to 2015 Qtr 2; 2016 Qtr 2 to 2017 Qtr 4; 2018 Qtr 2 to 2019 Qtr 4; 2020 Qtr 2 to 2021 Qtr 4; 2022 Qtr 2
[5 empty] | res:DEER:HVAC_Eff_HP |  | CFL Fixture: Pin based CFL fixture: Com - 12.0 | NonRes-sAll-mPipeIns | [39 empty] | 0% | bar: 2013 Qtr 2 to 2015 Qtr 2; 2016 Qtr 2 to 2017 Qtr 4; 2018 Qtr 2 to 2019 Qtr 4; 2020 Qtr 2 to 2021 Qtr 4; 2022 Qtr 2
[5 empty] | res:DEER:HVAC_Eff_HP |  | Screw-in CFL: Education - Primary School: NR - 5.6 | NonRes-sAll-mStmTrp-dn | [39 empty] | 0% | bar: 2013 Qtr 2 to 2015 Qtr 2; 2016 Qtr 2 to 2017 Qtr 4; 2018 Qtr 2 to 2019 Qtr 4; 2020 Qtr 2 to 2021 Qtr 4; 2022 Qtr 2
[5 empty] | res:DEER:HVAC_Eff_HP |  | Screw-in CFL: Education - Secondary School: NR - 3.5 | NonRes-sAll-mStmTrp-ci | [39 empty] | 0% | bar: 2013 Qtr 2 to 2015 Qtr 2; 2016 Qtr 2 to 2017 Qtr 4; 2018 Qtr 2 to 2019 Qtr 4; 2020 Qtr 2 to 2021 Qtr 4; 2022 Qtr 2
[5 empty] | res:DEER:HVAC_Eff_HP |  | Screw-in CFL: Education - Community College: NR - 2.1 | NonRes-sAll-mCust | [39 empty] | 0% | bar: 2013 Qtr 2 to 2015 Qtr 2; 2016 Qtr 2 to 2017 Qtr 4; 2018 Qtr 2 to 2019 Qtr 4; 2020 Qtr 2 to 2021 Qtr 4; 2022 Qtr 2
[5 empty] | res:DEER:HVAC_Eff_HP |  | Screw-in CFL: Education - University: NR - 2.6 | NonRes-sAll-mCustElec-bd | [39 empty] | 0% | bar: 2013 Qtr 2 to 2015 Qtr 2; 2016 Qtr 2 to 2017 Qtr 4; 2018 Qtr 2 to 2019 Qtr 4; 2020 Qtr 2 to 2021 Qtr 4; 2022 Qtr 2
[5 empty] | res:DEER:HVAC_Duct_Sealing |  | Screw-in CFL: Grocery: NR - 1.4 | NonRes-sGHS-mHtCrtn-dn | [39 empty] | 0% | bar: 2013 Qtr 2 to 2015 Qtr 2; 2016 Qtr 2 to 2017 Qtr 4; 2018 Qtr 2 to 2019 Qtr 4; 2020 Qtr 2 to 2021 Qtr 4; 2022 Qtr 2
[5 empty] | res:DEER:HVAC_Duct_Sealing |  | Screw-in CFL: Health/Medical - Hospital: NR - 0.9 | NonRes-sGHS-mHtCrtn-ci | [39 empty] | 0% | bar: 2013 Qtr 2 to 2015 Qtr 2; 2016 Qtr 2 to 2017 Qtr 4; 2018 Qtr 2 to 2019 Qtr 4; 2020 Qtr 2 to 2021 Qtr 4; 2022 Qtr 2
[5 empty] | res:DEER:HVAC_Duct_Sealing |  | Screw-in CFL: Health/Medical - Nursing Home: NR - 0.9 | NonRes-sGHS-mIRF-dn | [39 empty] | 0% | bar: 2013 Qtr 2 to 2015 Qtr 2; 2016 Qtr 2 to 2017 Qtr 4; 2018 Qtr 2 to 2019 Qtr 4; 2020 Qtr 2 to 2021 Qtr 4; 2022 Qtr 2
[5 empty] | res:DEER:HVAC_Duct_Sealing |  | Screw-in CFL: Lodging - Hotel: NR - 0.9 | NonRes-sGHS-mIRF-ci | [39 empty] | 0% | bar: 2013 Qtr 2 to 2015 Qtr 2; 2016 Qtr 2 to 2017 Qtr 4; 2018 Qtr 2 to 2019 Qtr 4; 2020 Qtr 2 to 2021 Qtr 4; 2022 Qtr 2
[5 empty] | res:DEER:HVAC_Duct_Sealing |  | Screw-in CFL: Lodging - Motel: NR - 0.9 | NonRes-sAll-mPmpTst | [39 empty] | 0% | bar: 2013 Qtr 2 to 2015 Qtr 2; 2016 Qtr 2 to 2017 Qtr 4; 2018 Qtr 2 to 2019 Qtr 4; 2020 Qtr 2 to 2021 Qtr 4; 2022 Qtr 2
[5 empty] | res:DEER:HVAC_Refrig_Charge |  | Screw-in CFL: Lodging - Guest Rooms: NR - 7.0 | NonRes-sAg-mCust-ci | [39 empty] | 0% | bar: 2013 Qtr 2 to 2015 Qtr 2; 2016 Qtr 2 to 2017 Qtr 4; 2018 Qtr 2 to 2019 Qtr 4; 2020 Qtr 2 to 2021 Qtr 4; 2022 Qtr 2
[5 empty] | res:DEER:HVAC_Refrig_Charge |  | Screw-in CFL: Manufacturing - Light Industrial: NR - 2.8 | Res-sAll-mDHWshwr | [39 empty] | 0% | bar: 2013 Qtr 2 to 2015 Qtr 2; 2016 Qtr 2 to 2017 Qtr 4; 2018 Qtr 2 to 2019 Qtr 4; 2020 Qtr 2 to 2021 Qtr 4; 2022 Qtr 2
[5 empty] | res:DEER:HVAC_Refrig_Charge |  | Screw-in CFL: Office - Large: NR - 2.9 | Res-sSF-mDHWaerator | [39 empty] | 0% | bar: 2013 Qtr 3 to 2015 Qtr 3; 2016 Qtr 3 to 2017 Qtr 4; 2018 Qtr 3 to 2019 Qtr 4; 2020 Qtr 3 to 2021 Qtr 4
[5 empty] | res:DEER:HVAC_Refrig_Charge |  | Screw-in CFL: Office - Small: NR - 3.2 | Res-sMF-mDHWaerator | [39 empty] | 0% | bar: 2013 Qtr 3 to 2015 Qtr 3; 2016 Qtr 3 to 2017 Qtr 4; 2018 Qtr 3 to 2019 Qtr 4; 2020 Qtr 3 to 2021 Qtr 4
[5 empty] | res:DEER:HVAC_Refrig_Charge |  | Screw-in CFL: Restaurant - Sit-Down: NR - 2.3 | Res-sAll-mDHWgt62 | [39 empty] | 0% | bar: 2013 Qtr 3 to 2015 Qtr 3; 2016 Qtr 3 to 2017 Qtr 4; 2018 Qtr 3 to 2019 Qtr 4; 2020 Qtr 3 to 2021 Qtr 4
[5 empty] | res:DEER:Refg_Chrg_Duct_Seal |  | Screw-in CFL: Restaurant - Fast-Food: NR - 1.3 | Res-sAll-mCW | [39 empty] | 0% | bar: 2013 Qtr 3 to 2015 Qtr 3; 2016 Qtr 3 to 2017 Qtr 4; 2018 Qtr 3 to 2019 Qtr 4; 2020 Qtr 3 to 2021 Qtr 4
[5 empty] | res:DEER:Refg_Chrg_Duct_Seal |  | Screw-in CFL: Retail - 3-Story Large: NR - 1.9 | Res-sAll-mRefgRec | [39 empty] | 0% | bar: 2013 Qtr 3 to 2015 Qtr 3; 2016 Qtr 3 to 2017 Qtr 4; 2018 Qtr 3 to 2019 Qtr 4; 2020 Qtr 3 to 2021 Qtr 4
[5 empty] | res:DEER:Refg_Chrg_Duct_Seal |  | Screw-in CFL: Retail - Single-Story Large: NR - 1.8 | Res-sAll-mFrzrRec | [39 empty] | 0% | bar: 2013 Qtr 3 to 2015 Qtr 3; 2016 Qtr 3 to 2017 Qtr 4; 2018 Qtr 3 to 2019 Qtr 4; 2020 Qtr 3 to 2021 Qtr 4
[5 empty] | res:DEER:Refg_Chrg_Duct_Seal |  | Screw-in CFL: Retail - Small: NR - 2.1 | NonRes-sAll-mRfg-DG | [39 empty] | 0% | bar: 2013 Qtr 3 to 2015 Qtr 3; 2016 Qtr 3 to 2017 Qtr 4; 2018 Qtr 3 to 2019 Qtr 4; 2020 Qtr 3 to 2021 Qtr 4
[5 empty] | res:DEER:Refg_Chrg_Duct_Seal |  | Screw-in CFL: Storage - Conditioned: NR - 2.8 | NonRes-sAll-mRfg-SC | [39 empty] | 0% | bar: 2013 Qtr 3 to 2015 Qtr 3; 2016 Qtr 3 to 2017 Qtr 4; 2018 Qtr 3 to 2019 Qtr 4; 2020 Qtr 3 to 2021 Qtr 4
[5 empty] | res:DEER:RefgFrzr_Recycling |  | Screw-in CFL: Storage - Unconditioned: NR - 2.8 | Res-Default>2 | [39 empty] | 0% | bar: 2013 Qtr 3 to 2015 Qtr 3; 2016 Qtr 3 to 2017 Qtr 4; 2018 Qtr 3 to 2019 Qtr 4; 2020 Qtr 3 to 2021 Qtr 4
[5 empty] | res:DEER:RefgFrzr_Recycling |  | Screw-in CFL: Warehouse - Refrigerated: NR - 3.1 | Res-Default-HTG-di | [39 empty] | 0% | bar: 2013 Qtr 3 to 2015 Qtr 3; 2016 Qtr 3 to 2017 Qtr 4; 2018 Qtr 3 to 2019 Qtr 4; 2020 Qtr 3 to 2021 Qtr 4
[5 empty] | res:DEER:RefgFrzr_Recycling |  |  | Com-Default>2yrs | [39 empty] | 0% | bar: 2013 Qtr 3 to 2015 Qtr 3; 2016 Qtr 3 to 2017 Qtr 4; 2018 Qtr 3 to 2019 Qtr 4; 2020 Qtr 3 to 2021 Qtr 4
[5 empty] | res:DEER:RefgFrzr_Recycling |  | HVAC/Refrigeration – SPC: NR - 16 | Ind-Default>2yrs | [39 empty] | 0% | bar: 2013 Qtr 3 to 2015 Qtr 3; 2016 Qtr 3 to 2017 Qtr 4; 2018 Qtr 3 to 2019 Qtr 4; 2020 Qtr 3 to 2021 Qtr 4
[5 empty] | res:DEER:RefgFrzr_Recycling |  | Chiller – High Efficiency: NR - 20 | Agric-Default>2yrs | [39 empty] | 0%
[5 empty] | NON_res:DEER:Indoor_CFL_Ltg |  | Chiller – Variable Speed Drive: NR - 20 | Com-Default-HTG-di | [39 empty] | 0%
[5 empty] | NON_res:DEER:Indoor_CFL_Ltg |  | Water Cooled Chillers: NR - 20 | Ind-Default-HTG-di | [39 empty] | 0%
[5 empty] | NON_res:DEER:Indoor_CFL_Ltg |  | Air Conditioners – High Efficiency: NR - 15 | Agricult-Default-HTG-di | [39 empty] | 0%
[5 empty] | NON_res:DEER:Indoor_CFL_Ltg |  | Packaged HVAC Systems: NR - 15 | ET-Default | [39 empty] | 0%
[5 empty] | NON_res:DEER:Indoor_CFL_Ltg |  | Install HVAC EMS: Com - 14 | EUC-Default | [39 empty] | 0%
[5 empty] | NON_res:DEER:Indoor_Non-CFL_Ltg |  | AC Packaged Terminal Units: NR - 15 | NonRes-sAll-mCust-Gas | [39 empty] | 0%
[5 empty] | NON_res:DEER:Indoor_Non-CFL_Ltg |  | Evaporative Coolers: NR - 15 | NonRes-sAll-mCust-Elec | [39 empty] | 0%
[5 empty] | NON_res:DEER:Indoor_Non-CFL_Ltg |  | Boiler – High Efficiency: NR - 20 | All-Default<=2yrs | [39 empty] | 0%
[5 empty] | NON_res:DEER:Indoor_Non-CFL_Ltg |  | Cooling Towers/Evaporative Condenser: NR - 15 | 0 | [39 empty] | 0%
[5 empty] | NON_res:DEER:Indoor_Non-CFL_Ltg |  | Heat Pump – Split System: NR - 15 | ------------------------------- | [39 empty] | 0%
[5 empty] | NON_res:DEER:HVAC_Chillers |  | Heat Pump with Integrated Water Heating: NR - 10 | [40 empty] | 0%
[5 empty] | NON_res:DEER:HVAC_Chillers |  | Ground Source Heat Pump: NR - 15 | [40 empty] | 0%
[5 empty] | NON_res:DEER:HVAC_Chillers |  | Reduce Internal Load: NR - 15 | [40 empty] | 0%
[5 empty] | NON_res:DEER:HVAC_Chillers |  | Insulation: NR - 20 | [40 empty] | 0%
[5 empty] | NON_res:DEER:HVAC_Chillers |  | Insulation Package: NR - 20 | [40 empty] | 0%
[5 empty] | NON_res:DEER:HVAC_Refrig_Charge |  | Reflective Window Film: NR - 10 | [40 empty] | 0%
[5 empty] | NON_res:DEER:HVAC_Refrig_Charge |  | Bypass/Delay Timer(lighting): NR - 8 | [40 empty] | 0%
[5 empty] | NON_res:DEER:HVAC_Refrig_Charge |  | Set-Back Thermostat: NR - 11 | [40 empty] | 0%
[5 empty] | NON_res:DEER:HVAC_Refrig_Charge |  | Time Clock - HVAC: NR - 10 | [40 empty] | 0%
[5 empty] | NON_res:DEER:HVAC_Refrig_Charge |  | HVAC/Space Heating/Efficiency (Gas): NR - 18 | [40 empty] | 0%
[5 empty] | NON_res:DEER:HVAC_Split-Package_AC |  | Nonresidential Gas – AC: NR - 20 | [40 empty] | 0%
[5 empty] | NON_res:DEER:HVAC_Split-Package_AC | [42 empty] | 0%
[5 empty] | NON_res:DEER:HVAC_Split-Package_AC |  | Adjustable speed drive, application unknown: Ag - 10 | [40 empty] | 0%
[5 empty] | NON_res:DEER:HVAC_Split-Package_AC |  | Adjustable speed drive, application unknown: Com - 10 | [40 empty] | 0%
[5 empty] | NON_res:DEER:HVAC_Split-Package_AC |  | Adjustable Speed Drive: HVAC fan, 50 HP Max: Com - 10 | [40 empty] | 0%
[5 empty] | NON_res:DEER:HVAC_Split-Package_HP |  | Pump repair: Ag - 11 | [40 empty] | 0%
[5 empty] | NON_res:DEER:HVAC_Split-Package_HP |  | Injection molding machines: Ind - 15 | [40 empty] | 0%
[5 empty] | NON_res:DEER:HVAC_Split-Package_HP |  | Plastic extusion equipment: Ind - 15 | [40 empty] | 0%
[5 empty] | NON_res:DEER:HVAC_Split-Package_HP |  | Process cooling: Ind - 15 | [40 empty] | 0%
[5 empty] | NON_res:DEER:HVAC_Split-Package_HP |  | Process equipment insulation: Ind - 15 | [40 empty] | 0%
[5 empty] | NON_res:DEER:HVAC_Duct_Sealing | [42 empty] | 0%
[5 empty] | NON_res:DEER:HVAC_Duct_Sealing |  | Horizontal Clothes Washer: NR - 10 | [40 empty] | 0%
[5 empty] | NON_res:DEER:HVAC_Duct_Sealing |  | Efficient Dishwashing: NR - 5 | [40 empty] | 0%
[5 empty] | NON_res:DEER:HVAC_Duct_Sealing |  | Water Heater Controls: NR - 15 | [40 empty] | 0%
[5 empty] | NON_res:DEER:HVAC_Duct_Sealing |  | Cooking measures , Assorted: Com - 12 | [40 empty] | 0%
[5 empty] | res:DEER:Res_ClothesDishWasher |  | Water Heater – Gas: NR - 15 | [40 empty] | 0%
[5 empty] | res:DEER:Res_BldgShell_Ins |  | Domestic Hot Water Boiler (Gas): NR - 20 | [40 empty] | 0%
[5 empty] | 01-ALC-AllCommercial-Cooling | [42 empty] | 0%
[5 empty] | 01-ALC-AllCommercial-ExtLight |  | Auto Closer for Cooler/Freezer: NR - 8 | [40 empty] | 0%
[5 empty] | 01-ALC-AllCommercial-IntLight |  | Door Gaskets: NR - 4 | [40 empty] | 0%
[5 empty] | 01-ALC-AllCommercial-OffEquip |  | Floating Head Pressure: NR - 16 | [40 empty] | 0%
[5 empty] | 01-ALC-AllCommercial-Refrig |  | Heatless Door: NR - 16 | [40 empty] | 0%
[5 empty] | 01-ALC-AllCommercial-Vent/Fan |  | Humidistat Control for Anti-Sweat Heater: NR - 12 | [40 empty] | 0%
[5 empty] | 02-ASM-Assembly-Cooling |  | Insulation on Refrigeration Suction Line: NR - 11 | [40 empty] | 0%
[5 empty] | 02-ASM-Assembly-Exit |  | Night Covers for Display Cases: NR - 5 | [40 empty] | 0%
[5 empty] | 02-ASM-Assembly-ExtLight |  | PSC Evaporator Motor – Walkin/ Display: NR - 15 | [40 empty] | 0%
[5 empty] | 02-ASM-Assembly-IntLight |  | Refrigeration Case Doors – Glass/Acrylic: NR - 12 | [40 empty] | 0%
[5 empty] | 03-BCR-BothResidentialandCommercial-COOL |  | Refrigerator Case with Doors: NR - 12 | [40 empty] | 0%
[5 empty] | 03-BCR-BothResidentialandCommercial-LIT_INT |  | Refrigerator Condensate Evaporator – Elec/Non Elec: NR - 8 | [40 empty] | 0%
[5 empty] | 03-BCR-BothResidentialandCommercial-OFF_EQ |  | Strip Curtains for Walk-Ins: NR - 4 | [40 empty] | 0%
[5 empty] | 03-BCR-BothResidentialandCommercial-LIT_EXT |  | Ballast: Electronic, for display case: NR - 11 | [40 empty] | 0%
[5 empty] | 03-BCR-BothResidentialandCommercial-REFG |  | Defrost: NR - 16
[5 empty] | 03-BCR-BothResidentialandCommercial-VENT |  | FHP & EFF Conditioner: NR - 16
[5 empty] | 04-DMO-ResidentialMobileHome–DoubleWide-CL_DRY |  | High-efficiency Liquid Suction Heat Exchangers: NR - 16
[5 empty] | 04-DMO-ResidentialMobileHome–DoubleWide-CL_WASH |  | Night Shields on Refrigerator and Freezer Cases: NR - 5
[5 empty] | 04-DMO-ResidentialMobileHome–DoubleWide-DSH_WASH |  | Walk-in Refrigerator or Freezer: Evaporative Fan Controller: NR - 5
[5 empty] | 04-DMO-ResidentialMobileHome–DoubleWide-FREEZ |  | Multiplec Refrigeration Systems/Supermarket Systems: NR - 10
04-DMO-ResidentialMobileHome–DoubleWide-LIGHT
[5 empty] | 04-DMO-ResidentialMobileHome–DoubleWide-POOL_PMP |  | Kiln/Oven/Furnace: NR - 18
[5 empty] | 04-DMO-ResidentialMobileHome–DoubleWide-REFG |  | Thermal Night Curtains: NR - 5
[5 empty] | 04-DMO-ResidentialMobileHome–DoubleWide-SP_COOL |  | Custom Measures – SPC: NR - 15
[5 empty] | 04-DMO-ResidentialMobileHome–DoubleWide-SP_HEAT |  | Local Government Partnership: NR - 11
[5 empty] | 04-DMO-ResidentialMobileHome–DoubleWide-WAT_HEAT |  | Audits: NR - 3
[5 empty] | 05-ECC-Education–CommunityCollege-COOL |  | Plug Load Sensor: NR - 10
[5 empty] | 05-ECC-Education–CommunityCollege-LIT_INT |  | Information: NR - 1
[5 empty] | 05-ECC-Education–CommunityCollege-OFF_EQ |  | High Efficiency Motors: NR - 15
[5 empty] | 05-ECC-Education–CommunityCollege-LIT_EXT |  | Process Overhaul: NR - 20
[5 empty] | 05-ECC-Education–CommunityCollege-REFG |  | System Controls: NR - 15
05-ECC-Education–CommunityCollege-VENT
06-EPR-Education–PrimarySchool-COOL
[5 empty] | 06-EPR-Education–PrimarySchool-LIT_INT |  | RESIDENTIAL MEASURES
[5 empty] | 06-EPR-Education–PrimarySchool-OFF_EQ |  | ****************************************************************
[5 empty] | 06-EPR-Education–PrimarySchool-LIT_EXT |  | T8 Fixtures ; lamp or ballast: Res - 15
[5 empty] | 06-EPR-Education–PrimarySchool-REFG |  | Pin based CFL Fixture: Res - 16
[5 empty] | 06-EPR-Education–PrimarySchool-VENT |  | CFL: Indoor Screw in: Res - 9.4
[5 empty] | 07-ESE-Education–SecondarySchool-COOL |  | CFL: Outdoor Screw in: Res - 7
[5 empty] | 07-ESE-Education–SecondarySchool-LIT_INT |  | Torchiere: Res - 9
07-ESE-Education–SecondarySchool-OFF_EQ
[5 empty] | 07-ESE-Education–SecondarySchool-LIT_EXT |  | Air Conditioners with SEER >= 11.0: Res - 18
[5 empty] | 07-ESE-Education–SecondarySchool-REFG |  | Central Air Conditioners: Res - 18
[5 empty] | 07-ESE-Education–SecondarySchool-VENT |  | Duct Testing: Res NC - 18
[5 empty] | 08-EUN-Education–University-COOL |  | High Energy Efficiency Ducts: Res - 18
[5 empty] | 08-EUN-Education–University-LIT_INT |  | Whole House Fan: Res - 15
[5 empty] | 08-EUN-Education–University-OFF_EQ |  | Evaporative Cooler: Res - 15
[5 empty] | 08-EUN-Education–University-LIT_EXT |  | Glazing - Low E Double / Low Shade Coefficient: Res - 20
[5 empty] | 08-EUN-Education–University-REFG |  | Heat Pump - Electric: Res - 15
[5 empty] | 08-EUN-Education–University-VENT |  | Insulation - Ceiling / Floor / Walls: Res - 20
[5 empty] | 09-GRO-Grocery-COOL |  | A/C with Integrated Water Heating: Res - 10
[5 empty] | 09-GRO-Grocery-LIT_INT |  | Programmable Thermostat: Res - 12
09-GRO-Grocery-OFF_EQ
[5 empty] | 09-GRO-Grocery-LIT_EXT |  | Audits: Res - 3
[5 empty] | 09-GRO-Grocery-REFG |  | Gas Cooktops: Res - 20
[5 empty] | 09-GRO-Grocery-VENT |  | Gas Dryer Stub: Res - 18
[5 empty] | 10-HSP-Health/Medical–Hospital-COOL |  | Energy-Efficient Furnaces: Res - 18
10-HSP-Health/Medical–Hospital-LIT_INT
[5 empty] | 10-HSP-Health/Medical–Hospital-OFF_EQ |  | Refrigerator Recycling: Res - 10
[5 empty] | 10-HSP-Health/Medical–Hospital-LIT_EXT |  | Refrigerator - Energy Efficient; 20% more efficient: Res - 18
[5 empty] | 10-HSP-Health/Medical–Hospital-REFG |  | Refrigerators: Res - 18
10-HSP-Health/Medical–Hospital-VENT
11-HTL-Lodging–Hotel(GuestRooms)-COOL
[5 empty] | 11-HTL-Lodging–Hotel(GuestRooms)-LIT_INT |  | GENERIC USEFUL LIVES:
[5 empty] | 11-HTL-Lodging–Hotel(GuestRooms)-OFF_EQ |  | ****************************************************************
[5 empty] | 11-HTL-Lodging–Hotel(GuestRooms)-LIT_EXT |  | 0.1
[5 empty] | 11-HTL-Lodging–Hotel(GuestRooms)-REFG |  | 0.2
[5 empty] | 11-HTL-Lodging–Hotel(GuestRooms)-VENT |  | 0.3
[5 empty] | 12-MBT-Manufacturing–Bio/Tech-AG_PUMP |  | 0.4
[5 empty] | 12-MBT-Manufacturing–Bio/Tech-COMP_AIR |  | 0.5
[5 empty] | 12-MBT-Manufacturing–Bio/Tech-COOL |  | 0.6
[5 empty] | 12-MBT-Manufacturing–Bio/Tech-LIGHT |  | 0.7
[5 empty] | 12-MBT-Manufacturing–Bio/Tech-MOTOR |  | 0.8
[5 empty] | 12-MBT-Manufacturing–Bio/Tech-PROC_OTH |  | 0.9
[5 empty] | 13-MFM-ResidentialMulti-family-CL_DRY |  | 1
[5 empty] | 13-MFM-ResidentialMulti-family-CL_WASH |  | 1.1
[5 empty] | 13-MFM-ResidentialMulti-family-DSH_WASH |  | 1.2
[5 empty] | 13-MFM-ResidentialMulti-family-FREEZ |  | 1.3
[5 empty] | 13-MFM-ResidentialMulti-family-LIGHT |  | 1.4
[5 empty] | 13-MFM-ResidentialMulti-family-POOL_PMP |  | 1.5
[5 empty] | 13-MFM-ResidentialMulti-family-REFG |  | 1.6
[5 empty] | 13-MFM-ResidentialMulti-family-SP_COOL |  | 1.7
[5 empty] | 13-MFM-ResidentialMulti-family-SP_HEAT |  | 1.8
[5 empty] | 13-MFM-ResidentialMulti-family-WAT_HEAT |  | 1.9
[5 empty] | 14-MLI-Manufacturing–LightIndustry-AG_PUMP |  | 2
[5 empty] | 14-MLI-Manufacturing–LightIndustry-COMP_AIR |  | 2.1
[5 empty] | 14-MLI-Manufacturing–LightIndustry-COOL |  | 2.2
[5 empty] | 14-MLI-Manufacturing–LightIndustry-LIGHT |  | 2.3
[5 empty] | 14-MLI-Manufacturing–LightIndustry-MOTOR |  | 2.4
[5 empty] | 14-MLI-Manufacturing–LightIndustry-PROC_OTH |  | 2.5
[5 empty] | 15-MTL-Lodging–Motel-COOL |  | 2.6
[5 empty] | 15-MTL-Lodging–Motel-LIT_INT |  | 2.7
[5 empty] | 15-MTL-Lodging–Motel-OFF_EQ |  | 2.8
[5 empty] | 15-MTL-Lodging–Motel-LIT_EXT |  | 2.9
[5 empty] | 15-MTL-Lodging–Motel-REFG |  | 3
[5 empty] | 15-MTL-Lodging–Motel-VENT |  | 3.1
[5 empty] | 16-NRS-Health/Medical–Clinic-COOL |  | 3.2
[5 empty] | 16-NRS-Health/Medical–Clinic-LIT_INT |  | 3.3
[5 empty] | 16-NRS-Health/Medical–Clinic-OFF_EQ |  | 3.4
[5 empty] | 16-NRS-Health/Medical–Clinic-LIT_EXT |  | 3.5
[5 empty] | 16-NRS-Health/Medical–Clinic-REFG |  | 3.6
[5 empty] | 16-NRS-Health/Medical–Clinic-VENT |  | 3.7
[5 empty] | 17-OFL-Office–Large-Cooling |  | 3.8
[5 empty] | 17-OFL-Office–Large-ExtLight |  | 3.9
[5 empty] | 17-OFL-Office–Large-IntLight |  | 4
[5 empty] | 17-OFL-Office–Large-OffEquip |  | 4.1
[5 empty] | 17-OFL-Office–Large-Refrig |  | 4.2
[5 empty] | 17-OFL-Office–Large-Vent/Fan |  | 4.3
[5 empty] | 18-OFS-Office–Small-Cooling |  | 4.4
[5 empty] | 18-OFS-Office–Small-ExtLight |  | 4.5
[5 empty] | 18-OFS-Office–Small-IntLight |  | 4.6
[5 empty] | 18-OFS-Office–Small-OffEquip |  | 4.7
[5 empty] | 18-OFS-Office–Small-Refrig |  | 4.8
[5 empty] | 18-OFS-Office–Small-Vent/Fan |  | 4.9
[5 empty] | 19-RES-AllResidential-CL_DRY |  | 5
[5 empty] | 19-RES-AllResidential-CL_WASH |  | 5.1
[5 empty] | 19-RES-AllResidential-DSH_WASH |  | 5.2
[5 empty] | 19-RES-AllResidential-FREEZ |  | 5.3
[5 empty] | 19-RES-AllResidential-LIGHT |  | 5.4
[5 empty] | 19-RES-AllResidential-POOL_PMP |  | 5.5
[5 empty] | 19-RES-AllResidential-REFG |  | 5.6
[5 empty] | 19-RES-AllResidential-SP_COOL |  | 5.7
[5 empty] | 19-RES-AllResidential-SP_HEAT |  | 5.8
[5 empty] | 19-RES-AllResidential-WAT_HEAT |  | 5.9
[5 empty] | 20-RFF-Restaurant–FastFood-Cooling |  | 6
[5 empty] | 20-RFF-Restaurant–FastFood-ExtLight |  | 6.1
[5 empty] | 20-RFF-Restaurant–FastFood-IntLight |  | 6.2
[5 empty] | 20-RFF-Restaurant–FastFood-OffEquip |  | 6.3
[5 empty] | 20-RFF-Restaurant–FastFood-Refrig |  | 6.4
[5 empty] | 20-RFF-Restaurant–FastFood-Vent/Fan |  | 6.5
[5 empty] | 21-RSD-Restaurant–SitDown-COOL |  | 6.6
[5 empty] | 21-RSD-Restaurant–SitDown-LIT_INT |  | 6.7
[5 empty] | 21-RSD-Restaurant–SitDown-OFF_EQ |  | 6.8
[5 empty] | 21-RSD-Restaurant–SitDown-LIT_EXT |  | 6.9
[5 empty] | 21-RSD-Restaurant–SitDown-PROC_OTH |  | 7
[5 empty] | 21-RSD-Restaurant–SitDown-REFG |  | 7.1
[5 empty] | 21-RSD-Restaurant–SitDown-VENT |  | 7.2
[5 empty] | 22-RT3-Retail–3StoryLarge-COOL |  | 7.3
[5 empty] | 22-RT3-Retail–3StoryLarge-LIT_INT |  | 7.4
[5 empty] | 22-RT3-Retail–3StoryLarge-OFF_EQ |  | 7.5
[5 empty] | 22-RT3-Retail–3StoryLarge-LIT_EXT |  | 7.6
[5 empty] | 22-RT3-Retail–3StoryLarge-REFG |  | 7.7
[5 empty] | 22-RT3-Retail–3StoryLarge-VENT |  | 7.8
[5 empty] | 23-RTL-Retail–SingleStorylarge-COOL |  | 7.9
[5 empty] | 23-RTL-Retail–SingleStorylarge-LIT_INT |  | 8
[5 empty] | 23-RTL-Retail–SingleStorylarge-OFF_EQ |  | 8.1
[5 empty] | 23-RTL-Retail–SingleStorylarge-LIT_EXT |  | 8.2
[5 empty] | 23-RTL-Retail–SingleStorylarge-REFG |  | 8.3
[5 empty] | 23-RTL-Retail–SingleStorylarge-VENT |  | 8.4
[5 empty] | 24-RTS-Retail–Small-COOL |  | 8.5
[5 empty] | 24-RTS-Retail–Small-LIT_INT |  | 8.6
[5 empty] | 24-RTS-Retail–Small-OFF_EQ |  | 8.7
[5 empty] | 24-RTS-Retail–Small-LIT_EXT |  | 8.8
[5 empty] | 24-RTS-Retail–Small-REFG |  | 8.9
[5 empty] | 24-RTS-Retail–Small-VENT |  | 9
[5 empty] | 25-SCN-Storage–Conditioned-Cooling |  | 9.1
[5 empty] | 25-SCN-Storage–Conditioned-Exit |  | 9.2
[5 empty] | 25-SCN-Storage–Conditioned-ExtLight |  | 9.3
[5 empty] | 26-SFM-ResidentialSingleFamily-CL_DRY |  | 9.4
[5 empty] | 26-SFM-ResidentialSingleFamily-CL_WASH |  | 9.5
[5 empty] | 26-SFM-ResidentialSingleFamily-DSH_WASH |  | 9.6
[5 empty] | 26-SFM-ResidentialSingleFamily-FREEZ |  | 9.7
[5 empty] | 26-SFM-ResidentialSingleFamily-LIGHT |  | 9.8
[5 empty] | 26-SFM-ResidentialSingleFamily-POOL_PMP |  | 9.9
[5 empty] | 26-SFM-ResidentialSingleFamily-REFG |  | 10
[5 empty] | 26-SFM-ResidentialSingleFamily-SP_COOL |  | 10.1
[5 empty] | 26-SFM-ResidentialSingleFamily-SP_HEAT |  | 10.2
[5 empty] | 26-SFM-ResidentialSingleFamily-WAT_HEAT |  | 10.3
[5 empty] | 27-SMO-ResidentialMobileHome–SingleWide-CL_DRY |  | 10.4
[5 empty] | 27-SMO-ResidentialMobileHome–SingleWide-CL_WASH |  | 10.5
[5 empty] | 27-SMO-ResidentialMobileHome–SingleWide-DSH_WASH |  | 10.6
[5 empty] | 27-SMO-ResidentialMobileHome–SingleWide-FREEZ |  | 10.7
[5 empty] | 27-SMO-ResidentialMobileHome–SingleWide-LIGHT |  | 10.8
[5 empty] | 27-SMO-ResidentialMobileHome–SingleWide-POOL_PMP |  | 10.9
[5 empty] | 27-SMO-ResidentialMobileHome–SingleWide-REFG |  | 11
[5 empty] | 27-SMO-ResidentialMobileHome–SingleWide-SP_COOL |  | 11.1
[5 empty] | 27-SMO-ResidentialMobileHome–SingleWide-SP_HEAT |  | 11.2
[5 empty] | 27-SMO-ResidentialMobileHome–SingleWide-WAT_HEAT |  | 11.3
[5 empty] | 28-SUN-Storage–Unconditioned-Exit |  | 11.4
[5 empty] | 28-SUN-Storage–Unconditioned-ExtLight |  | 11.5
[5 empty] | 29-WRF-Storage–Refrigerated-Cooling |  | 11.6
[5 empty] | 29-WRF-Storage–Refrigerated-Exit |  | 11.7
[5 empty] | 29-WRF-Storage–Refrigerated-ExtLight |  | 11.8
[5 empty] | 30-S20-SIC20Food&KindredProducts-AG_PUMP |  | 11.9
[5 empty] | 30-S20-SIC20Food&KindredProducts-COMP_AIR |  | 12
[5 empty] | 30-S20-SIC20Food&KindredProducts-COOL |  | 12.1
[5 empty] | 30-S20-SIC20Food&KindredProducts-LIGHT |  | 12.2
[5 empty] | 30-S20-SIC20Food&KindredProducts-MOTOR |  | 12.3
[5 empty] | 30-S20-SIC20Food&KindredProducts-PROC_OTH |  | 12.4
[5 empty] | 31-S26-SIC26Paper&AlliedProducts-AG_PUMP |  | 12.5
[5 empty] | 31-S26-SIC26Paper&AlliedProducts-COMP_AIR |  | 12.6
[5 empty] | 31-S26-SIC26Paper&AlliedProducts-COOL |  | 12.7
[5 empty] | 31-S26-SIC26Paper&AlliedProducts-LIGHT |  | 12.8
[5 empty] | 31-S26-SIC26Paper&AlliedProducts-MOTOR |  | 12.9
[5 empty] | 31-S26-SIC26Paper&AlliedProducts-PROC_OTH |  | 13
[5 empty] | 32-S28-SIC28Chemicals&AlliedProducts-AG_PUMP |  | 13.1
[5 empty] | 32-S28-SIC28Chemicals&AlliedProducts-COMP_AIR |  | 13.2
[5 empty] | 32-S28-SIC28Chemicals&AlliedProducts-COOL |  | 13.3
[5 empty] | 32-S28-SIC28Chemicals&AlliedProducts-LIGHT |  | 13.4
[5 empty] | 32-S28-SIC28Chemicals&AlliedProducts-MOTOR |  | 13.5
[5 empty] | 32-S28-SIC28Chemicals&AlliedProducts-PROC_OTH |  | 13.6
[5 empty] | 33-S29-SIC29Petroleum&CoalProducts-AG_PUMP |  | 13.7
[5 empty] | 33-S29-SIC29Petroleum&CoalProducts-COMP_AIR |  | 13.8
[5 empty] | 33-S29-SIC29Petroleum&CoalProducts-COOL |  | 13.9
[5 empty] | 33-S29-SIC29Petroleum&CoalProducts-LIGHT |  | 14
[5 empty] | 33-S29-SIC29Petroleum&CoalProducts-MOTOR |  | 14.1
[5 empty] | 33-S29-SIC29Petroleum&CoalProducts-PROC_OTH |  | 14.2
[5 empty] | 34-S33-SIC33Metals-AG_PUMP |  | 14.3
[5 empty] | 34-S33-SIC33Metals-COMP_AIR |  | 14.4
[5 empty] | 34-S33-SIC33Metals-COOL |  | 14.5
[5 empty] | 34-S33-SIC33Metals-LIGHT |  | 14.6
[5 empty] | 34-S33-SIC33Metals-MOTOR |  | 14.7
[5 empty] | 34-S33-SIC33Metals-PROC_OTH |  | 14.8
[5 empty] | 35-OTI-OtherIndustrial-AG_PUMP |  | 14.9
[5 empty] | 35-OTI-OtherIndustrial-COMP_AIR |  | 15
[5 empty] | 35-OTI-OtherIndustrial-COOL |  | 15.1
[5 empty] | 35-OTI-OtherIndustrial-LIGHT |  | 15.2
[5 empty] | 35-OTI-OtherIndustrial-MOTOR |  | 15.3
[5 empty] | 35-OTI-OtherIndustrial-PROC_OTH |  | 15.4
[5 empty] | 36-GST-Lodging-GuestRooms-Cooling |  | 15.5
[5 empty] | 36-GST-Lodging-GuestRooms-ExtLight |  | 15.6
[5 empty] | 36-GST-Lodging-GuestRooms-IntLight |  | 15.7
[5 empty] | 36-GST-Lodging-GuestRooms-OffEquip |  | 15.8
[5 empty] | 36-GST-Lodging-GuestRooms-Refrig |  | 15.9
[5 empty] | 36-GST-Lodging-GuestRooms-Vent/Fan |  | 16
16.1
16.2
16.3
16.4
16.5
16.6
16.7
16.8
16.9
17
17.1
17.2
17.3
17.4
17.5
17.6
17.7
17.8
17.9
18
18.1
18.2
18.3
18.4
18.5
18.6
18.7
18.8
18.9
19
19.1
19.2
19.3
19.4
19.5
19.6
19.7
19.8
19.9
20
21
22
23
24
25
26
27
28
29
30