## Export
PROGRAM NAME | PORTFLIO W/O C&S - PART 5
BUDGET |  |  | SDG&E 2013 v1c4-Draft.xls
Administrative Costs
Overhead and G&A | 7549435.4
Other Administrative Costs | 0
Marketing/Outreach | 3358319.01
Direct Implementation
d.i. User Input Incentive (No rebates) | 0
d.ii. - d.v. Rebates etc | 7954999.0453
Activity | 30718773.9693
Installation | 0
Hardware & Materials | 0
Rebate Processing & Inspection | 0
EM&V Costs | 467669.05
Budget | 50049196.4746
Costs recovered from other sources | 1804597.6155
Budget (plus other costs) | 51853794.09
PROGRAM IMPACTS
Program Reductions | 2013-2014 | 2013 | 2014
User Entered kW (kW) | 5603.1898 | 5603.1898 | 0
Net Jul-Sept Peak (kW) | 5428.0621 | 5428.0621 | 0
Net Dec-Feb Peak (kW) | 5594.7498 | 5594.7498 | 0
Net NCP (kW) | 5594.7498 | 5594.7498 | 0
Net CEC (kW) | 0 | 0 | 0
Annual Net kWh | 35003906.2802 | 35003906.2802 | 0
Lifecycle Net kWh | 306672939.951 | 306672939.951 | 0
Annual Net Therms | -321248.0739 | -321248.0739 | 0
Lifecycle Net Therms | -2615888.1258 | -2615888.1258 | 0
Program Reductions for Measures installed through 2024
TRC
Costs | 58629784.1524
Electric Benefits | 28185890.5712
Gas Benefits | -2328823.9073
Net Benefits (NPV) | -32772717.4885
BC Ratio | 0.44102
PAC
Costs | 51853794.09
Electric Benefits | 28185890.5712
Gas Benefits | -2328823.9073
Net Benefits (NPV) | -25996727.4262
BC Ratio | 0.49865
Levelized Cost
Levelized Cost TRC ($/kWh )
Discounted kWh | 217384719.5336
Cost | 0.25422
Benefits | 0.12966
Benefit-Cost | -0.12456
Levelized Cost PAC ($/kWh)
Discounted kWh | 217384719.5336
Cost | 0.22416
Benefits | 0.12966
Benefit-Cost | -0.094503
Levelized Cost TRC ($/therm)
Discounted Therms | -1945216.7009
Cost | -1.5569
Benefits | 1.1972
Benefit-Cost | 2.7541
Levelized Cost PAC ($/therm)
Discounted Therms | -1945216.7009
Cost | -1.3609
Benefits | 1.1972
Benefit-Cost | 2.5581
Emission Annual Reductions (2014-2016) |  |  |  | Energy Division File sheet "Attachment II" Total Electricity and Gas Emission Reductions
Electric Annual CO2 (tons) - 2014 | 18131.2891 |  |  |  | 2013 | 2014 | 2015 | 2016 | 2017 | 2018 | 2019
2015 | 0 |  |  |  | Total | Total | Total | Total | Total | Total | Total
2016 | 0 |  |  | Annual CO2 Emission Reductions (tons) | 16251.9879 | 0 | 0 | 0 | 0 | 0 | 0
Electric Lifecycle CO2 (tons) - 2014 | 159474.4316 |  |  | Lifecycle CO2 Emission Reductions (tons) | 144171.486 | 0 | 0 | 0 | 0 | 0 | 0
2015 | 0 |  |  | Annual NOx Emission Reductions (tons) | 0.76611 | 0 | 0 | 0 | 0 | 0 | 0
2016 | 0 |  |  | Lifecycle NOx Emission Reductions (tons) | 7.7942 | 0 | 0 | 0 | 0 | 0 | 0
Electric Annual NOX (tons) - 2014 | 2.2478 |  |  | Annual SO2 Emission Reductions (tons)
2015 | 0 |  |  | Lifecycle SO2 Emission Reductions (tons)
2016 | 0
Electric Lifecycle NOX (tons) - 2014 | 19.8448
2015 | 0
2016 | 0
Electric Annual SO2 (lbs) - 2014
2015
2016
Electric Lifecycle SO2 (lbs) - 2014
2015
2016
Gas Annual CO2 (tons) - 2014 | -1879.3012
2015 | 0
2016 | 0
Gas Lifecycle CO2 (tons) - 2014 | -15302.9455
2015 | 0
2016 | 0
Gas Annual NOX (tons) - 2014 | -1.4817
2015 | 0
2016 | 0
Gas Lifecycle NOX (tons) - 2014 | -12.0506
2015 | 0
2016 | 0
Gas Annual SO2 (lbs) - 2014
2015
2016
Gas Lifecycle SO2 (lbs) - 2014
2015
2016
Data below not currently used in Energy Division workbook
Levelized Cost RIM ($/therm)
Discounted Therms | -1945216.7009
Cost | 3.9877
Benefits | 1.1972
Benefit-Cost | -2.7905
Levelized Cost RIM ($/kWh)
Discounted kWh | 217384719.5336
Cost | 0.43188
Benefits | 0.12966
Benefit-Cost | -2.7905
RIM
Costs | 86126440.7232
Electric Benefits | 28185890.5712
Gas Benefits | -2328823.9073
Net Benefits (NPV) | -60269374.0594
BC Ratio | 0.30022
Impacts for all programs
Net July-Sept Wtd Avg Peak** (kW)
Clothes Dryer | 0
Clothes Washer | 0
Consumer Electronics | 0
Cooking | 0
Dishwasher | 0
Net Wtd Avg Dec-Feb** (kW)
Clothes Dryer | 0
Clothes Washer | 0
Consumer Electronics | 0
Cooking | 0
Dishwasher | 0
0
Clothes Dryer | 0
Clothes Washer | 0
Consumer Electronics | 0
Cooking | 0
Dishwasher | 0
Annual Wtd Avg Net kWh
Clothes Dryer | 0
Clothes Washer | 0
Consumer Electronics | 0
Cooking | 0
Dishwasher | 0
Lifecycle Net kWh
Clothes Dryer | 0
Clothes Washer | 0
Consumer Electronics | 0
Cooking | 0
Dishwasher | 0
Annual Wtd Avg Net Therms
Clothes Dryer | 0
Clothes Washer | 40127.5296
Consumer Electronics | 0
Cooking | 0
Dishwasher | 0
Lifecycle Net Therms
Clothes Dryer | 0
Clothes Washer | 441402.8256
Consumer Electronics | 0
Cooking | 0
Dishwasher | 0
Goal Attainment | Net Annual Savings
kWh
2013 | 56274721.9901
2014 | 0
2015 | 0
2016 | -2542109.4809
2017 | -5128839.4443
2018 | -3370705.8323
2019 | -3183389.722
2020 | -121565.7108
2021 | -16956.724
2022 | -11825801.1738
kW
2013 | 8503.9516
2014 | 0
2015 | 0
2016 | -541.8659
2017 | -1079.0605
2018 | -610.2111
2019 | -579.2036
2020 | -25.9976
2021 | -3.5841
2022 | -1162.3463
Therms
2013 | -493446.5349
2014 | 0
2015 | 0
2016 | 6351.3316
2017 | 16415.046
2018 | 43450.9313
2019 | 40981.7039
2020 | 303.9143
2021 | 48.2018
2022 | 206244.5331

## Output by Measure
SDG&E
PORTFLIO W/O C&S - PART 5
SDG&E | [7 empty] | Levelized Benefits less Costs (TRC) |  |  |  | Levelized Benefits less Costs (PAC) |  |  |  | Benefit Cost Ratios
Net Impacts by Measure | [7 empty] | No Allocated Admin |  | w/ Allocated Admin |  | No Allocated Admin |  | w/ Allocated Admin |  | No Allocated Admin |  | w/ Allocated Admin
| Wtd Avg Net Avg Jul-Sep (kW) | Wtd Avg Net Dec-Feb Pk (kW) | Wtd Avg Net User Entered kW | Wtd Avg Annual kWh adj for Net to gross | Wtd Avg Lifecycle kWh (Annual * Measure Life) | Wtd Avg Annual Therms | Wtd Avg Lifecycle Therms | Electric ($/kWh) | Gas ($/Th) | Electric ($/kWh) | Gas ($/Th) | Electric ($/kWh) | Gas ($/Th) | Electric ($/kWh) | Gas ($/Th) | TRC | PAC | TRC | PAC
Total or Average | 5428.0621 | 5594.7498 | 5603.1898 | 35003906.2802 | 306672939.951 | -321248.0739 | -2615888.1258 | 0.068938 | 1.8111 | -0.12456 | 2.7541 | 0.099 | 1.6151 | -0.094503 | 2.5581
404002 - Wall R-0 to R-13 Insulation | 2.1828 | 0.072989 | 2.4158 | 3007.969 | 60159.3809 | 1290.8214 | 25816.4272 | 0.10623 | 0.51626 | -0.3179 | -1.5449 | 0.22041 | 1.0712 | -0.20371 | -0.99004 | 1.5969 | 4.4557 | 0.47201 | 0.58247
404002 - Wall R-0 to R-13 Insulation | 2.0883 | 0.069831 | 1.3727 | 2877.8209 | 57556.4173 | 2007.8159 | 40156.3177 | 0.046489 | 0.23069 | -0.36495 | -1.811 | 0.19348 | 0.9601 | -0.21796 | -1.0816 | 1.2028 | 3.3535 | 0.43034 | 0.55847
404002 - Wall R-0 to R-13 Insulation | 0.074698 | 0.0024978 | 0.068528 | 102.9375 | 2058.7502 | 38.4138 | 768.2753 | 0.12041 | 0.60637 | -0.28829 | -1.4518 | 0.21882 | 1.1019 | -0.18988 | -0.95622 | 1.7847 | 4.9758 | 0.48716 | 0.59054
404011 - Motor - Pool Pump/Motor variable speed | 89.3314 | 89.3352 | 232.3668 | 1636366.2 | 16363662 | 0 | 0 | 0.036485 | 0 | -0.14706 | 0 | 0.084544 | 0 | -0.099006 | 0 | 1.4218 | 3.199 | 0.45543 | 0.55402
404012 - Motor - Pool Pump variable speed - Incentive to Contractor/Installer | 0 | 0 | 0 | 0 | 0 | 0 | 0 | 0 | 0 | 0 | 0 | 0 | 0 | 0 | 0 | 0 | 0 | 0 | 0
404013 - Refrigerator - CEE Tier 2 | 3.7766 | 2.9477 | 4.6965 | 24273.24 | 339825.3594 | -633.498 | -8868.972 | -0.29087 | 1.2606 | -0.48872 | 1.2606 | 0.0261 | 1.2606 | -0.17175 | 1.2606 | 0.23539 | 0.93614 | 0.16043 | 0.32752
404013 - Refrigerator - CEE Tier 2 | 0.0052744 | 0.0041168 | 0.00618 | 33.9 | 474.6 | -0.4296 | -6.0144 | -0.50675 | 1.2431 | -0.70308 | 1.2431 | -0.028941 | 1.2431 | -0.22527 | 1.2431 | 0.18142 | 0.72153 | 0.13875 | 0.32453
404013 - Refrigerator - CEE Tier 2 | 6.2397 | 4.8701 | 7.625 | 40103.6402 | 561450.9633 | -948.774 | -13282.8367 | -0.31902 | 1.2611 | -0.51771 | 1.2611 | 0.019441 | 1.2611 | -0.17924 | 1.2611 | 0.22846 | 0.90858 | 0.15871 | 0.33068
404013 - Refrigerator - CEE Tier 2 | 1.164 | 0.90853 | 1.3144 | 7481.4 | 104739.5998 | -205.4388 | -2876.1432 | -0.3214 | 1.2634 | -0.51943 | 1.2634 | 0.018517 | 1.2634 | -0.17952 | 1.2634 | 0.21582 | 0.85832 | 0.15028 | 0.31389
404026 - Water Saving Kit | 0 | 0 | 0 | 0 | 0 | 33054.528 | 330545.28 | 0 | 1.0352 | 0 | -0.50974 | 0 | 1.0352 | 0 | -0.50974 | 0 | 0 | 0.67006 | 0.67006
461796 - Electric HE Storage Water Heater (EF>=0.92) | 0.38074 | 0.38076 | 0 | 2954.4 | 38407.2 | 0 | 0 | -0.014518 | 0 | -0.18881 | 0 | 0.055194 | 0 | -0.1191 | 0 | 0.88944 | 1.8961 | 0.38216 | 0.4951
461796 - Electric HE Storage Water Heater (EF>=0.92) | 0.48358 | 0.4836 | 0 | 3752.4 | 48781.2 | 0 | 0 | -0.013843 | 0 | -0.18604 | 0 | 0.054765 | 0 | -0.11743 | 0 | 0.89288 | 1.9034 | 0.38279 | 0.4956
461796 - Electric HE Storage Water Heater (EF>=0.92) | 0.074926 | 0.07493 | 0 | 581.4 | 7558.2 | 0 | 0 | -0.0097981 | 0 | -0.18188 | 0 | 0.056623 | 0 | -0.11546 | 0 | 0.92168 | 1.9648 | 0.38799 | 0.49966
461797 - Gas HE Storage Water Heater (EF>=0.67) | 0 | 0 | 0 | 0 | 0 | 1040.76 | 11448.3602 | 0 | -0.13821 | 0 | -1.7017 | 0 | 0.14853 | 0 | -1.4149 | 0.88345 | 1.1652 | 0.38105 | 0.42542
461797 - Gas HE Storage Water Heater (EF>=0.67) | 0 | 0 | 0 | 0 | 0 | 1189.2 | 13081.2002 | 0 | -0.10436 | 0 | -1.6649 | 0 | 0.17372 | 0 | -1.3868 | 0.90926 | 1.1992 | 0.38577 | 0.42987
461798 - Furnace - Energy Star Central Gas (AFUE>=95%) | 0 | 0 | 0 | 0 | 0 | 1836 | 36720 | 0 | -0.84333 | 0 | -2.9106 | 0 | 0.9421 | 0 | -1.1252 | 0.62158 | 3.126 | 0.32246 | 0.55179
461799 - A/C - Room unit - Energy Star | 1.7316 | 0.057902 | 2.5055 | 2386.2 | 21475.8 | 0 | 0 | -0.052922 | 0 | -0.43628 | 0 | -0.03817 | 0 | -0.42153 | 0 | 0.82917 | 0.87063 | 0.37059 | 0.37865
461799 - A/C - Room unit - Energy Star | 1.2425 | 0.041546 | 0.10701 | 1712.16 | 15409.44 | 0 | 0 | -0.52606 | 0 | -0.89681 | 0 | -0.48918 | 0 | -0.85993 | 0 | 0.32076 | 0.3368 | 0.21692 | 0.22414
461800 - HIGH-EFFICIENCY CLOTHES WASHER, MEF>=2.4, MEF >=4 | 0 | 0 | 0 | 0 | 0 | 28902.3552 | 317925.9072 | 0 | -0.98046 | 0 | -2.5328 | 0 | -0.11228 | 0 | -1.6646 | 0.51477 | 0.90257 | 0.29112 | 0.38457
462278 - High-Performance Heat Pump Water Heater 50gal. | 2.0081 | 2.0082 | 1.596 | 15582 | 202566 | 0 | 0 | 0.071738 | 0 | -0.10264 | 0 | 0.10225 | 0 | -0.072132 | 0 | 2.5904 | 8.0042 | 0.53236 | 0.6183
462279 - High-Performance Heat Pump Water Heater 60gal. | 0.25101 | 0.25102 | 0.1995 | 1947.75 | 25320.75 | 0 | 0 | 0.064775 | 0 | -0.10961 | 0 | 0.10225 | 0 | -0.072132 | 0 | 2.244 | 8.0042 | 0.51599 | 0.6183
432001 - HE Electric Water Heater (EF>=0.92) | 5.5909 | 5.5912 | 0 | 43383.6 | 563986.8 | 0 | 0 | -0.014229 | 0 | -0.18816 | 0 | 0.055201 | 0 | -0.11873 | 0 | 0.8912 | 1.8999 | 0.38249 | 0.49536
432001 - HE Electric Water Heater (EF>=0.92) | 4.5385 | 4.5388 | 0 | 35217.6 | 457828.8 | 0 | 0 | -0.0098462 | 0 | -0.1842 | 0 | 0.057407 | 0 | -0.11695 | 0 | 0.92227 | 1.9661 | 0.3881 | 0.49975
432001 - HE Electric Water Heater (EF>=0.92) | 0.073534 | 0.073538 | 0 | 570.6 | 7417.8 | 0 | 0 | -0.010628 | 0 | -0.18501 | 0 | 0.057049 | 0 | -0.11733 | 0 | 0.91662 | 1.9541 | 0.38709 | 0.49896
432002 - A/C - Room unit - Energy Star | 3.249 | 0.10864 | 4.7011 | 4477.2 | 40294.8 | 0 | 0 | -0.051421 | 0 | -0.43702 | 0 | -0.036669 | 0 | -0.42227 | 0 | 0.83402 | 0.87572 | 0.37155 | 0.37961
432002 - A/C - Room unit - Energy Star | 0.58553 | 0.019579 | 0.05043 | 806.88 | 7261.92 | 0 | 0 | -0.52381 | 0 | -0.89792 | 0 | -0.48693 | 0 | -0.86104 | 0 | 0.32367 | 0.33986 | 0.21825 | 0.22549
432003 - Refrigerator - CEE Tier 2 | 1.5706 | 1.2259 | 1.9488 | 10094.58 | 141324.1196 | -262.296 | -3672.1441 | -0.3085 | 1.2666 | -0.5071 | 1.2666 | 0.022048 | 1.2666 | -0.17656 | 1.2666 | 0.22684 | 0.90217 | 0.15647 | 0.3235
432003 - Refrigerator - CEE Tier 2 | 3.1105 | 2.4278 | 3.872 | 19992.06 | 279888.84 | -484.656 | -6785.184 | -0.34145 | 1.2684 | -0.54099 | 1.2684 | 0.014229 | 1.2684 | -0.18531 | 1.2684 | 0.21667 | 0.86172 | 0.15259 | 0.32273
432003 - Refrigerator - CEE Tier 2 | 0.028519 | 0.02226 | 0.0327 | 183.3 | 2566.2 | -5.28 | -73.92 | -0.33898 | 1.2649 | -0.53779 | 1.2649 | 0.014489 | 1.2649 | -0.18433 | 1.2649 | 0.20496 | 0.81514 | 0.14423 | 0.30478
461825 - High Efficiency Clothes Washer, MEF>=2.4,WF>=4 | 0 | 0 | 0 | 0 | 0 | 11225.1744 | 123476.9184 | 0 | -0.97614 | 0 | -2.5349 | 0 | -0.10796 | 0 | -1.6667 | 0.5169 | 0.90632 | 0.2918 | 0.38524
461840 - Gas HE Storage Water Heater (EF>=0.67) | 0 | 0 | 0 | 0 | 0 | 16.776 | 184.536 | 0 | -1.9269 | 0 | -3.5022 | 0 | -1.2057 | 0 | -2.7811 | 0.35393 | 0.46681 | 0.2316 | 0.27513
461840 - Gas HE Storage Water Heater (EF>=0.67) | 0 | 0 | 0 | 0 | 0 | 34.524 | 379.764 | 0 | -1.8472 | 0 | -3.4162 | 0 | -1.1463 | 0 | -2.7153 | 0.36272 | 0.4784 | 0.23533 | 0.27912
462243 - POS Retailer Processing | 0 | 0 | 0 | 0 | 0 | 0 | 0 | 0 | 0 | 0 | 0 | 0 | 0 | 0 | 0 | 0 | 0 | 0 | 0
422004 - Remove and Recycle Refrigerator - Residence | 213.8791 | 153.1849 | 272.16 | 1336608 | 6683040 | -16228.8 | -81144 | 0.046503 | 1.0756 | -0.12538 | 1.0756 | 0.049774 | 1.0756 | -0.12211 | 1.0756 | 1.487 | 1.5614 | 0.42449 | 0.43035
422004 - Remove and Recycle Refrigerator - Residence | 0.62368 | 0.44669 | 0.7104 | 3897.6 | 19488 | -30.48 | -152.4 | 0.059538 | 1.0803 | -0.11305 | 1.0803 | 0.06221 | 1.0803 | -0.11038 | 1.0803 | 1.9106 | 2.0061 | 0.46873 | 0.47427
422004 - Remove and Recycle Refrigerator - Residence | 309.2305 | 221.4776 | 316.3512 | 1932493.2 | 9662466 | -26064.588 | -130322.94 | 0.034485 | 1.0755 | -0.13807 | 1.0755 | 0.038349 | 1.0755 | -0.13421 | 1.0755 | 1.2462 | 1.3085 | 0.39858 | 0.40475
422004 - Remove and Recycle Refrigerator - Residence | 39.4567 | 28.2597 | 47.908 | 246579.0002 | 1232895.0011 | -3567.6781 | -17838.3905 | 0.037173 | 1.0768 | -0.13471 | 1.0768 | 0.040887 | 1.0768 | -0.13099 | 1.0768 | 1.2768 | 1.3407 | 0.39856 | 0.40457
422005 - Remove and Recycle Freezer - Residence | 32.2737 | 23.1151 | 40.824 | 201690 | 806760 | -2310.93 | -9243.72 | 0.045583 | 1.0541 | -0.12191 | 1.0541 | 0.048757 | 1.0541 | -0.11873 | 1.0541 | 1.5027 | 1.5779 | 0.42775 | 0.43363
422005 - Remove and Recycle Freezer - Residence | 32.3543 | 23.1729 | 31.2612 | 202194 | 808776 | -2475.084 | -9900.336 | 0.034544 | 1.0547 | -0.13383 | 1.0547 | 0.038272 | 1.0547 | -0.13011 | 1.0547 | 1.2764 | 1.3402 | 0.40507 | 0.41128
422005 - Remove and Recycle Freezer - Residence | 3.6042 | 2.5814 | 4.3632 | 22524 | 90096 | -317.568 | -1270.2721 | 0.035205 | 1.0556 | -0.13244 | 1.0556 | 0.038878 | 1.0556 | -0.12877 | 1.0556 | 1.2635 | 1.3267 | 0.39812 | 0.40419
462156 - Remove and Recycle Refrigerator Retail Pick-up | 11.7527 | 8.4176 | 14.9553 | 73447.14 | 367235.7 | -891.779 | -4458.895 | 0.063985 | 1.0893 | -0.11034 | 1.0893 | 0.0665 | 1.0893 | -0.10783 | 1.0893 | 1.9608 | 2.0589 | 0.45601 | 0.46112
462156 - Remove and Recycle Refrigerator Retail Pick-up | 11.162 | 7.9945 | 11.419 | 69755.44 | 348777.2 | -940.8296 | -4704.148 | 0.055027 | 1.0893 | -0.12002 | 1.0893 | 0.057992 | 1.0893 | -0.11705 | 1.0893 | 1.6478 | 1.7302 | 0.43234 | 0.43781
462156 - Remove and Recycle Refrigerator Retail Pick-up | 0.94554 | 0.67722 | 1.2319 | 5909.04 | 29545.2 | -85.086 | -425.43 | 0.054812 | 1.0893 | -0.11932 | 1.0893 | 0.057758 | 1.0893 | -0.11638 | 1.0893 | 1.6324 | 1.714 | 0.42794 | 0.43335
462157 - Remove and Recycle Freezer Retail Pick-up | 1.3945 | 0.9988 | 1.764 | 8715 | 34860 | -99.855 | -399.42 | 0.075101 | 1.0692 | -0.09555 | 1.0692 | 0.07697 | 1.0692 | -0.093681 | 1.0692 | 2.6014 | 2.7315 | 0.48641 | 0.49078
462157 - Remove and Recycle Freezer Retail Pick-up | 0.76148 | 0.54539 | 0.73575 | 4758.75 | 19035 | -58.2525 | -233.01 | 0.068119 | 1.0692 | -0.10324 | 1.0692 | 0.070343 | 1.0692 | -0.10102 | 1.0692 | 2.1783 | 2.2872 | 0.46653 | 0.47134
462157 - Remove and Recycle Freezer Retail Pick-up | 0.084969 | 0.060856 | 0.11025 | 531 | 2124 | -7.3875 | -29.55 | 0.068443 | 1.0692 | -0.10201 | 1.0692 | 0.070623 | 1.0692 | -0.099834 | 1.0692 | 2.1703 | 2.2788 | 0.45942 | 0.4641
462158 - Remove and Recycle Refrigerator - Multi-Family Pick-up | 1.5839 | 1.1344 | 1.9743 | 9898.28 | 49491.4 | -173.42 | -867.1 | 0.067808 | 1.0739 | -0.10363 | 1.0739 | 0.070049 | 1.0739 | -0.10139 | 1.0739 | 2.0409 | 2.1429 | 0.43962 | 0.44418
405007 - Lighting-Screw-in Compact Fluorescent (CF) Reflector Bulbs R30 (13-23Watt) | 0.10312 | 0.14378 | 0.075402 | 769.356 | 7108.8494 | -10.7608 | -99.4294 | -0.011718 | 1.192 | -0.19301 | 1.192 | 0.032592 | 1.192 | -0.1487 | 1.192 | 0.78685 | 1.1791 | 0.33326 | 0.38791
405008 - Lighting-Screw-in Compact Fluorescent (CF) Reflector Bulbs R40 (13-23 Watt) | 0.12021 | 0.16762 | 0.097563 | 896.9004 | 8287.3597 | -12.7084 | -117.4259 | -0.013491 | 1.192 | -0.19501 | 1.192 | 0.016787 | 1.192 | -0.16473 | 1.192 | 0.77515 | 0.99901 | 0.33078 | 0.36576
405008 - Lighting-Screw-in Compact Fluorescent (CF) Reflector Bulbs R40 (13-23 Watt) | 0.20451 | 0.28517 | 0.14955 | 1525.8894 | 14099.2181 | -21.3422 | -197.2017 | -0.021718 | 1.192 | -0.20301 | 1.192 | 0.01037 | 1.192 | -0.17093 | 1.192 | 0.73191 | 0.94328 | 0.32299 | 0.35843
405010 - Lighting-Energy Star Interior Hardwired Fluorescent Fixtures >=30 Watt | 20.8784 | 29.1123 | 17.1013 | 155774.4 | 1439355.456 | -2224.8648 | -20557.7508 | -0.17658 | 1.1953 | -0.35882 | 1.1953 | -0.084369 | 1.1953 | -0.26661 | 1.1953 | 0.35166 | 0.50871 | 0.21841 | 0.27022
405010 - Lighting-Energy Star Interior Hardwired Fluorescent Fixtures >=30 Watt | 24.7245 | 34.4752 | 18.447 | 184470 | 1704502.8 | -2629.77 | -24299.0748 | -0.19736 | 1.1967 | -0.37969 | 1.1967 | -0.098717 | 1.1967 | -0.28104 | 1.1967 | 0.32894 | 0.47585 | 0.20944 | 0.26068
405010 - Lighting-Energy Star Interior Hardwired Fluorescent Fixtures >=30 Watt | 0.38807 | 0.54112 | 0.28954 | 2895.42 | 26753.6808 | -50.5896 | -467.4479 | -0.18317 | 1.192 | -0.36447 | 1.192 | -0.089121 | 1.192 | -0.27042 | 1.192 | 0.33038 | 0.47793 | 0.20713 | 0.25683
405011 - Lighting-Interior CFL Fixtures (ENERGY STAR Qualified) 22-29 Watt | 4.368 | 6.0906 | 3.6113 | 32589.6 | 301127.904 | -470.3472 | -4346.0081 | -0.16692 | 1.195 | -0.34909 | 1.195 | -0.13464 | 1.195 | -0.31681 | 1.195 | 0.36272 | 0.40833 | 0.22248 | 0.23884
405011 - Lighting-Interior CFL Fixtures (ENERGY STAR Qualified) 22-29 Watt | 5.2493 | 7.3195 | 3.9053 | 39165 | 361884.6 | -557.262 | -5149.1009 | -0.1834 | 1.1962 | -0.36562 | 1.1962 | -0.14928 | 1.1962 | -0.33149 | 1.1962 | 0.34395 | 0.3872 | 0.21545 | 0.23166
405033 - Water Heating-Low-Flow Showerhead | 0 | 0 | 0 | 0 | 0 | 2474.109 | 24741.09 | 0 | 0.57212 | 0 | -0.96064 | 0 | 0.82377 | 0 | -0.70899 | 2.2576 | 5.0525 | 0.5167 | 0.5916
405034 - Water Heating-Faucet Aerators | 0 | 0 | 0 | 0 | 0 | 2212.2345 | 22122.345 | 0 | -1.0827 | 0 | -2.6194 | 0 | 0.75759 | 0 | -0.77905 | 0.48744 | 3.7847 | 0.28217 | 0.56928
405036 - Lighting-Energy Star Exterior Hardwired Fluorescent Fixtures 15 Watt | 22.3446 | 31.1568 | 0 | 166713.8325 | 1540435.8123 | 0 | 0 | -0.047952 | 0 | -0.22999 | 0 | -0.018646 | 0 | -0.20068 | 0 | 0.71781 | 0.8674 | 0.34656 | 0.37803
405053 - Lighting -Ext. Hardwired Fluorescent Porch Light (19-27 Watts) | 11.576 | 16.1413 | 0 | 86369.0112 | 798049.6635 | 0 | 0 | -0.034697 | 0 | -0.21623 | 0 | 0.033751 | 0 | -0.14778 | 0 | 0.77806 | 1.384 | 0.36002 | 0.45148
405056 - W/H-Boiler Controllers = < 34 Units | 0 | 0 | 0 | 0 | 0 | 1224 | 18360 | 0 | 0.9187 | 0 | -0.75655 | 0 | 0.94306 | 0 | -0.7322 | 5.5073 | 6.2547 | 0.59738 | 0.60523
405057 - W/H-Boiler Controllers = > 35 Units | 0 | 0 | 0 | 0 | 0 | 1428 | 21420 | 0 | 0.90716 | 0 | -0.76809 | 0 | 0.91742 | 0 | -0.75784 | 5.2122 | 5.4729 | 0.59374 | 0.59697
461839 - LED 13Watt Omni A-Lamp | 0.14234 | 0.19847 | 0.11758 | 1061.9718 | 16991.5484 | -20.9417 | -335.0673 | 0.097456 | 1.3139 | -0.10505 | 1.3139 | 0.099277 | 1.3139 | -0.10323 | 1.3139 | 2.8711 | 3.0146 | 0.45602 | 0.45949
461839 - LED 13Watt Omni A-Lamp | 0.34753 | 0.48458 | 0.24539 | 2592.8982 | 41486.3718 | -45.5307 | -728.4916 | 0.095403 | 1.3139 | -0.10687 | 1.3139 | 0.097314 | 1.3139 | -0.10496 | 1.3139 | 2.8023 | 2.9425 | 0.46395 | 0.46764
461839 - LED 13Watt Omni A-Lamp | 0.018125 | 0.025272 | 0.01341 | 135.2277 | 2163.6433 | -2.841 | -45.4563 | 0.097998 | 1.3139 | -0.10427 | 1.3139 | 0.099785 | 1.3139 | -0.10249 | 1.3139 | 2.8754 | 3.0191 | 0.45007 | 0.45345
462253 - Smart Power Strip | 0.26937 | 0.0090075 | 0.041083 | 371.2066 | 2969.6531 | -7.3201 | -58.5604 | 0.15091 | 1.1493 | -0.23135 | 1.1493 | 0.15593 | 1.1493 | -0.22634 | 1.1493 | 2.2188 | 2.3297 | 0.47894 | 0.48391
462253 - Smart Power Strip | 0.6577 | 0.021993 | 0.085756 | 906.334 | 7250.6717 | -15.915 | -127.3204 | 0.138 | 1.1493 | -0.23278 | 1.1493 | 0.14327 | 1.1493 | -0.22752 | 1.1493 | 2.0668 | 2.1703 | 0.47434 | 0.47959
462253 - Smart Power Strip | 0.034301 | 0.001147 | 0.0046872 | 47.2681 | 378.1451 | -0.99306 | -7.9445 | 0.14515 | 1.1493 | -0.22563 | 1.1493 | 0.15007 | 1.1493 | -0.22072 | 1.1493 | 2.1714 | 2.28 | 0.47313 | 0.47809
462254 - Thermostatic Shut Off Valve | 0 | 0 | 0 | 0 | 0 | 106.38 | 1063.8001 | 0 | -0.43009 | 0 | -1.9772 | 0 | -0.36024 | 0 | -1.9073 | 0.70677 | 0.74211 | 0.34396 | 0.35212
462255 - Low-Flow Shower Head (1.5 gpm) | 0 | 0 | 0 | 0 | 0 | 302.67 | 3026.7 | 0 | 0.95882 | 0 | -0.58826 | 0 | 0.96253 | 0 | -0.58456 | 13.3204 | 13.9864 | 0.63797 | 0.63943
462256 - Low-Flow Kitchen Aerator | 0 | 0 | 0 | 0 | 0 | 208.3379 | 2083.3785 | 0 | 0.99655 | 0 | -0.55053 | 0 | 0.99846 | 0 | -0.54862 | 25.8562 | 27.149 | 0.65314 | 0.65392
434001 - M01:LED Night Light | 1.6903 | 2.3569 | 0 | 12611.25 | 201780 | 0 | 0 | 0.1199 | 0 | -0.077812 | 0 | 0.1205 | 0 | -0.077213 | 0 | 10.533 | 11.0596 | 0.62999 | 0.63179
434002 - M02: CFL, 14W lamp | 0.42461 | 0.59206 | 0.35165 | 3168 | 29272.32 | -62.4096 | -576.6647 | 0.078885 | 1.1093 | -0.10086 | 1.1093 | 0.080863 | 1.1093 | -0.098879 | 1.1093 | 2.3725 | 2.4911 | 0.44549 | 0.44951
434002 - M02: CFL, 14W lamp | 1.0297 | 1.4358 | 0.72816 | 7682.4902 | 70986.2092 | -135.3052 | -1250.2196 | 0.07745 | 1.1197 | -0.10309 | 1.1197 | 0.079522 | 1.1197 | -0.10101 | 1.1197 | 2.3265 | 2.4428 | 0.4519 | 0.45612
434002 - M02: CFL, 14W lamp | 0.0098431 | 0.013725 | 0.007272 | 73.44 | 678.5856 | -1.5444 | -14.2703 | 0.078046 | 1.1016 | -0.099228 | 1.1016 | 0.079985 | 1.1016 | -0.097288 | 1.1016 | 2.3471 | 2.4645 | 0.43859 | 0.44253
434004 - M04: CFL, 23W lamp | 0.0075754 | 0.010563 | 0.005346 | 56.52 | 522.2448 | -0.9954 | -9.1975 | 0.096238 | 1.1219 | -0.086887 | 1.1219 | 0.097499 | 1.1219 | -0.085627 | 1.1219 | 3.8896 | 4.0841 | 0.49118 | 0.49415
434005 - M05: 18W CF Fixture | 0.15054 | 0.20991 | 0.12614 | 1123.2 | 10378.368 | -22.4208 | -207.1682 | -0.26602 | 1.1112 | -0.44632 | 1.1112 | -0.2476 | 1.1112 | -0.4279 | 1.1112 | 0.25497 | 0.26772 | 0.17391 | 0.17975
434005 - M05: 18W CF Fixture | 0.238 | 0.33186 | 0.16929 | 1775.7 | 16407.4683 | -31.3902 | -290.0457 | -0.28125 | 1.1193 | -0.46253 | 1.1193 | -0.26207 | 1.1193 | -0.44335 | 1.1193 | 0.2525 | 0.26512 | 0.17412 | 0.18003
434006 - M06: 36W CF Fixture | 0.018818 | 0.026239 | 0.015768 | 140.4 | 1297.296 | -2.808 | -25.9459 | -0.074525 | 1.1016 | -0.25196 | 1.1016 | -0.065315 | 1.1016 | -0.24275 | 1.1016 | 0.50079 | 0.52583 | 0.26118 | 0.26784
434006 - M06: 36W CF Fixture | 0.096501 | 0.13456 | 0.0684 | 720 | 6652.8 | -12.7728 | -118.0207 | -0.080327 | 1.1312 | -0.26065 | 1.1312 | -0.070748 | 1.1312 | -0.25107 | 1.1312 | 0.50091 | 0.52595 | 0.26413 | 0.27093
434006 - M06: 36W CF Fixture | 0.01918 | 0.026744 | 0.014391 | 143.1 | 1322.244 | -3.051 | -28.1912 | -0.070984 | 1.1016 | -0.24826 | 1.1016 | -0.061947 | 1.1016 | -0.23922 | 1.1016 | 0.50218 | 0.52729 | 0.25964 | 0.26619
434007 - M07: Porch Light 18 Watt | 0.98214 | 1.3695 | 0 | 7327.8 | 67708.872 | 0 | 0 | 0.013515 | 0 | -0.16674 | 0 | 0.018623 | 0 | -0.16164 | 0 | 1.126 | 1.1823 | 0.42008 | 0.42768
434008 - M08: Torchiere Lamp | 0.22195 | 0.30949 | 0.18464 | 1656 | 15301.44 | -32.913 | -304.1161 | -0.041578 | 1.1077 | -0.22083 | 1.1077 | -0.033879 | 1.1077 | -0.21313 | 1.1077 | 0.60669 | 0.63702 | 0.28772 | 0.29437
434008 - M08: Torchiere Lamp | 0.46755 | 0.65194 | 0.33323 | 3488.4 | 32232.816 | -62.424 | -576.7978 | -0.048437 | 1.129 | -0.23015 | 1.129 | -0.040331 | 1.129 | -0.22205 | 1.129 | 0.59671 | 0.62655 | 0.28859 | 0.29539
434009 - M09: R19-R38 Attic Insulation | 0.31013 | 0.01037 | 0.53422 | 427.3776 | 8547.552 | 135.6102 | 2712.204 | -0.44425 | -2.1147 | -0.86635 | -4.1241 | -0.40963 | -1.9499 | -0.83173 | -3.9592 | 0.389 | 0.40845 | 0.24612 | 0.25376
434009 - M09: R19-R38 Attic Insulation | 0.45047 | 0.015063 | 0.57667 | 620.7708 | 12415.4154 | 314.456 | 6289.1203 | -0.91277 | -4.4906 | -1.3238 | -6.5129 | -0.85619 | -4.2123 | -1.2672 | -6.2345 | 0.2318 | 0.24339 | 0.17222 | 0.17854
434010 - M10: R11-R38 Attic Insulation | 0.45581 | 0.015242 | 0.78516 | 628.1309 | 12562.6176 | 199.3108 | 3986.2152 | -0.71767 | -3.4147 | -1.139 | -5.4197 | -0.67005 | -3.1882 | -1.0914 | -5.1931 | 0.28234 | 0.29646 | 0.19864 | 0.20553
434010 - M10: R11-R38 Attic Insulation | 0.37909 | 0.012676 | 0.48529 | 522.3955 | 10447.9092 | 264.6233 | 5292.4655 | -1.3627 | -6.6845 | -1.7723 | -8.6942 | -1.2847 | -6.3021 | -1.6944 | -8.3117 | 0.16767 | 0.17606 | 0.13411 | 0.13942
434011 - M11: R0-R38 Attic Insulation | 1.1815 | 0.039508 | 1.5527 | 1628.1441 | 32562.882 | 446.832 | 8936.64 | 0.19502 | 0.92835 | -0.22712 | -1.0812 | 0.1992 | 0.94826 | -0.22294 | -1.0613 | 3.2201 | 3.3811 | 0.55465 | 0.55923
434011 - M11: R0-R38 Attic Insulation | 1.8233 | 0.060968 | 1.8753 | 2512.566 | 50251.32 | 928.557 | 18571.14 | 0.12233 | 0.59997 | -0.28732 | -1.4092 | 0.12958 | 0.63551 | -0.28008 | -1.3736 | 1.8039 | 1.8941 | 0.48858 | 0.49497
434012 - M12: Knee Wall Insulation R19 | 0.004347 | 0.00014536 | 0.007488 | 5.9904 | 119.808 | 1.9008 | 38.016 | -0.84485 | -4.0293 | -1.27 | -6.057 | -0.79105 | -3.7728 | -1.2162 | -5.8005 | 0.25217 | 0.26478 | 0.18322 | 0.18978
434012 - M12: Knee Wall Insulation R19 | 0.0027728 | 9.2719e-05 | 0.0035496 | 3.821 | 76.4208 | 1.9356 | 38.7115 | -1.5792 | -7.7411 | -1.988 | -9.745 | -1.4909 | -7.3085 | -1.8997 | -9.3124 | 0.14781 | 0.1552 | 0.1211 | 0.12602
434013 - M13a: Duct Sealing No AC(24% flow to 12%) | 0.0026269 | 0.00029311 | -4.428e-06 | 3.8192 | 68.7447 | 9.1549 | 164.788 | -1.676 | -7.333 | -2.1272 | -9.3071 | -1.5818 | -6.9208 | -2.033 | -8.8949 | 0.15282 | 0.16046 | 0.12444 | 0.12946
434013 - M13a: Duct Sealing No AC(24% flow to 12%) | 0.0052792 | 0.00058905 | 3.69e-06 | 7.6752 | 138.1536 | 17.9703 | 323.4654 | -2.9285 | -13.406 | -3.3589 | -15.3765 | -2.7753 | -12.7048 | -3.2057 | -14.6752 | 0.089658 | 0.094141 | 0.079077 | 0.082544
434014 - M13b: Duct Sealing w/AC(24% flow to 12%) | 0.088021 | 0.0098213 | 0.26716 | 127.9692 | 2303.4456 | 14.1696 | 255.0528 | -0.30948 | -1.3517 | -0.75732 | -3.3078 | -0.28045 | -1.225 | -0.7283 | -3.181 | 0.4923 | 0.51691 | 0.28379 | 0.2918
434014 - M13b: Duct Sealing w/AC(24% flow to 12%) | 0.051777 | 0.0057773 | 0.090405 | 75.276 | 1354.968 | 10.1659 | 182.9871 | -0.9009 | -4.1202 | -1.3294 | -6.0799 | -0.84433 | -3.8615 | -1.2728 | -5.8211 | 0.24168 | 0.25376 | 0.17761 | 0.18406
434015 - M13c: Duct Sealing No AC(40% flow to 12%) | 0.016926 | 0.0018887 | -0.00019188 | 24.6086 | 442.955 | 57.0843 | 1027.5174 | -1.0276 | -4.7101 | -1.4549 | -6.6688 | -0.96503 | -4.4234 | -1.3923 | -6.382 | 0.21791 | 0.22881 | 0.16444 | 0.17057
434016 - M13d: Duct Sealing w/AC(40% flow to 12%) | 0.10711 | 0.011951 | 0.32251 | 155.718 | 2802.924 | 17.4168 | 313.5024 | 0.05044 | 0.22031 | -0.39741 | -1.7358 | 0.062327 | 0.27223 | -0.38552 | -1.6839 | 1.202 | 1.2621 | 0.43023 | 0.43769
434016 - M13d: Duct Sealing w/AC(40% flow to 12%) | 0.099493 | 0.011101 | 0.18598 | 144.648 | 2603.664 | 19.926 | 358.668 | -0.20299 | -0.92881 | -0.63245 | -2.8939 | -0.17962 | -0.82188 | -0.60908 | -2.7869 | 0.58637 | 0.61569 | 0.31272 | 0.32086
434017 - M14a:Air Sealing No/AC | 0 | 0 | 0 | 0 | 0 | 381.744 | 4199.184 | 0 | 1.173 | 0 | -0.57756 | 0 | 1.173 | 0 | -0.57756 | 0 | 0 | 0.67006 | 0.67006
434018 - M14b:Air Sealing w/AC | 0 | 0 | 0 | 0 | 0 | 273.294 | 3006.234 | 0 | 1.1715 | 0 | -0.57685 | 0 | 1.1715 | 0 | -0.57685 | 0 | 0 | 0.67006 | 0.67006
434019 - M15: Faucet Aerators | 0 | 0 | 0 | 0 | 0 | 245.9835 | 2459.835 | 0 | 0.19605 | 0 | -1.3086 | 0 | 0.23472 | 0 | -1.2699 | 1.2414 | 1.3035 | 0.43517 | 0.44256
434020 - M16: Low Flow SH - 1.5gpm | 0 | 0 | 0 | 0 | 0 | 287.28 | 2872.8 | 0 | 0.23488 | 0 | -1.2755 | 0 | 0.27188 | 0 | -1.2384 | 1.3022 | 1.3673 | 0.44242 | 0.44969
434021 - M17: Low Flow SH - 1.5gpm Hand held | 0 | 0 | 0 | 0 | 0 | 897.75 | 8977.5 | 0 | -0.0096991 | 0 | -1.5121 | 0 | 0.038701 | 0 | -1.4637 | 0.99046 | 1.04 | 0.39968 | 0.40751
434022 - M18 Water Heater Blanket | 0 | 0 | 0 | 0 | 0 | 0 | 0 | 0 | 0 | 0 | 0 | 0 | 0 | 0 | 0 | 0 | 0 | 0 | 0
434023 - M19: Thermostatic Valve | 0 | 0 | 0 | 0 | 0 | 311.58 | 3115.7999 | 0 | -3.1187 | 0 | -4.6233 | 0 | -2.9222 | 0 | -4.4267 | 0.24429 | 0.2565 | 0.17902 | 0.18549
434024 - M20: Pipe Wrap | 0 | 0 | 0 | 0 | 0 | 0 | 0 | 0 | 0 | 0 | 0 | 0 | 0 | 0 | 0 | 0 | 0 | 0 | 0
434025 - M16a: Low Flow SH w/ Adapter - 1.5gpm | 0 | 0 | 0 | 0 | 0 | 25.65 | 256.5 | 0 | 0.94786 | 0 | -0.55569 | 0 | 0.9507 | 0 | -0.55285 | 16.9011 | 17.7461 | 0.64451 | 0.64568
434027 - M21: CAZ/CAS Test Per Appliance | 0 | 0 | 0 | 0 | 0 | 0 | 0 | 0 | 0 | 0 | 0 | 0 | 0 | 0 | 0 | 0 | 0 | 0 | 0
434028 - M22: Clothes Dryer Exhaust Up to 6" | 0 | 0 | 0 | 0 | 0 | 0 | 0 | 0 | 0 | 0 | 0 | 0 | 0 | 0 | 0 | 0 | 0 | 0 | 0
434029 - M23: Roof Jack | 0 | 0 | 0 | 0 | 0 | 0 | 0 | 0 | 0 | 0 | 0 | 0 | 0 | 0 | 0 | 0 | 0 | 0 | 0
434030 - M24: Vent Cap | 0 | 0 | 0 | 0 | 0 | 0 | 0 | 0 | 0 | 0 | 0 | 0 | 0 | 0 | 0 | 0 | 0 | 0 | 0
434031 - M25: Vent Pipe Water Heater | 0 | 0 | 0 | 0 | 0 | 0 | 0 | 0 | 0 | 0 | 0 | 0 | 0 | 0 | 0 | 0 | 0 | 0 | 0
434034 - M12c: Mushroom Vent | 0 | 0 | 0 | 0 | 0 | 0 | 0 | 0 | 0 | 0 | 0 | 0 | 0 | 0 | 0 | 0 | 0 | 0 | 0
434037 - M12f: Attic Access Cut In 22" X 30" | 0 | 0 | 0 | 0 | 0 | 0 | 0 | 0 | 0 | 0 | 0 | 0 | 0 | 0 | 0 | 0 | 0 | 0 | 0
434038 - M12g: Vent Screen | 0 | 0 | 0 | 0 | 0 | 0 | 0 | 0 | 0 | 0 | 0 | 0 | 0 | 0 | 0 | 0 | 0 | 0 | 0
434039 - M12h: Riser Vent Pipe | 0 | 0 | 0 | 0 | 0 | 0 | 0 | 0 | 0 | 0 | 0 | 0 | 0 | 0 | 0 | 0 | 0 | 0 | 0
434040 - M14c: Glass Replacement | 0 | 0 | 0 | 0 | 0 | 0 | 0 | 0 | 0 | 0 | 0 | 0 | 0 | 0 | 0 | 0 | 0 | 0 | 0
434041 - M14d: Standard Door Replacement | 0 | 0 | 0 | 0 | 0 | 0 | 0 | 0 | 0 | 0 | 0 | 0 | 0 | 0 | 0 | 0 | 0 | 0 | 0
434042 - M14e: Weather Stripping CHU interior Door | 0 | 0 | 0 | 0 | 0 | 0 | 0 | 0 | 0 | 0 | 0 | 0 | 0 | 0 | 0 | 0 | 0 | 0 | 0
434043 - M14f: Weatherstripping | 0 | 0 | 0 | 0 | 0 | 0 | 0 | 0 | 0 | 0 | 0 | 0 | 0 | 0 | 0 | 0 | 0 | 0 | 0
434044 - M14g: Attic Access Door | 0 | 0 | 0 | 0 | 0 | 0 | 0 | 0 | 0 | 0 | 0 | 0 | 0 | 0 | 0 | 0 | 0 | 0 | 0
434045 - M14h: Door casing | 0 | 0 | 0 | 0 | 0 | 0 | 0 | 0 | 0 | 0 | 0 | 0 | 0 | 0 | 0 | 0 | 0 | 0 | 0
434046 - M14i: Door Threshold | 0 | 0 | 0 | 0 | 0 | 0 | 0 | 0 | 0 | 0 | 0 | 0 | 0 | 0 | 0 | 0 | 0 | 0 | 0
434047 - M14j: Combo Lockset | 0 | 0 | 0 | 0 | 0 | 0 | 0 | 0 | 0 | 0 | 0 | 0 | 0 | 0 | 0 | 0 | 0 | 0 | 0
434048 - M14k: Dead Bolt | 0 | 0 | 0 | 0 | 0 | 0 | 0 | 0 | 0 | 0 | 0 | 0 | 0 | 0 | 0 | 0 | 0 | 0 | 0
434049 - M14l: Lockset | 0 | 0 | 0 | 0 | 0 | 0 | 0 | 0 | 0 | 0 | 0 | 0 | 0 | 0 | 0 | 0 | 0 | 0 | 0
434050 - M14m: Door Jamb | 0 | 0 | 0 | 0 | 0 | 0 | 0 | 0 | 0 | 0 | 0 | 0 | 0 | 0 | 0 | 0 | 0 | 0 | 0
434051 - M14n: Hinge | 0 | 0 | 0 | 0 | 0 | 0 | 0 | 0 | 0 | 0 | 0 | 0 | 0 | 0 | 0 | 0 | 0 | 0 | 0
434052 - M14o: Hinge Spring | 0 | 0 | 0 | 0 | 0 | 0 | 0 | 0 | 0 | 0 | 0 | 0 | 0 | 0 | 0 | 0 | 0 | 0 | 0
434053 - M14p: Door Stop | 0 | 0 | 0 | 0 | 0 | 0 | 0 | 0 | 0 | 0 | 0 | 0 | 0 | 0 | 0 | 0 | 0 | 0 | 0
434054 - M14q: Striker Plate | 0 | 0 | 0 | 0 | 0 | 0 | 0 | 0 | 0 | 0 | 0 | 0 | 0 | 0 | 0 | 0 | 0 | 0 | 0
434055 - M14r: Outlet Gasket | 0 | 0 | 0 | 0 | 0 | 0 | 0 | 0 | 0 | 0 | 0 | 0 | 0 | 0 | 0 | 0 | 0 | 0 | 0
434056 - M14s: Caulking | 0 | 0 | 0 | 0 | 0 | 0 | 0 | 0 | 0 | 0 | 0 | 0 | 0 | 0 | 0 | 0 | 0 | 0 | 0
434057 - M14t: Test In / Test Out labor to achieve .35ACH | 0 | 0 | 0 | 0 | 0 | 0 | 0 | 0 | 0 | 0 | 0 | 0 | 0 | 0 | 0 | 0 | 0 | 0 | 0
434058 - M14u: Window Assembly | 0 | 0 | 0 | 0 | 0 | 0 | 0 | 0 | 0 | 0 | 0 | 0 | 0 | 0 | 0 | 0 | 0 | 0 | 0
434059 - M14v: Window Glazing (per window) | 0 | 0 | 0 | 0 | 0 | 0 | 0 | 0 | 0 | 0 | 0 | 0 | 0 | 0 | 0 | 0 | 0 | 0 | 0
434060 - M26: CO Detector | 0 | 0 | 0 | 0 | 0 | 0 | 0 | 0 | 0 | 0 | 0 | 0 | 0 | 0 | 0 | 0 | 0 | 0 | 0
434061 - M27: Duct Blaster Test In & Out | 0 | 0 | 0 | 0 | 0 | 0 | 0 | 0 | 0 | 0 | 0 | 0 | 0 | 0 | 0 | 0 | 0 | 0 | 0
434062 - M28: Gas Appliance Clean & Tune | 0 | 0 | 0 | 0 | 0 | 0 | 0 | 0 | 0 | 0 | 0 | 0 | 0 | 0 | 0 | 0 | 0 | 0 | 0
434063 - M29: Minor Home Repairs | 0 | 0 | 0 | 0 | 0 | 0 | 0 | 0 | 0 | 0 | 0 | 0 | 0 | 0 | 0 | 0 | 0 | 0 | 0
420089 - Adjust refrigerant charge in residential AC unit | 0.077297 | 0.01215 | 0.22161 | 115.0895 | 1150.8946 | -0.051709 | -0.51709 | 0.14905 | 1.1889 | -0.25698 | 1.1889 | 0.15491 | 1.1889 | -0.25112 | 1.1889 | 2.2074 | 2.3177 | 0.51325 | 0.519
420089 - Adjust refrigerant charge in residential AC unit | 0.048819 | 0.0076739 | 0.10312 | 72.6881 | 726.8808 | -0.054073 | -0.54073 | 0.064394 | 1.1889 | -0.32238 | 1.1889 | 0.073669 | 1.1889 | -0.31311 | 1.1889 | 1.3261 | 1.3924 | 0.44413 | 0.45132
420090 - Residential refrigerant charge and airflow adjustment | 0.33166 | 0.052134 | 0.9773 | 493.821 | 4938.2095 | 13.7546 | 137.5459 | 0.17972 | 0.77577 | -0.22217 | -0.959 | 0.18399 | 0.79418 | -0.21791 | -0.94059 | 3.0065 | 3.1568 | 0.54794 | 0.55274
420090 - Residential refrigerant charge and airflow adjustment | 0.33345 | 0.052415 | 0.69231 | 496.4803 | 4964.8027 | 16.3327 | 163.3266 | 0.1198 | 0.54341 | -0.26266 | -1.1914 | 0.1263 | 0.57288 | -0.25616 | -1.1619 | 1.8779 | 1.9718 | 0.49385 | 0.50011
420090 - Residential refrigerant charge and airflow adjustment | 0.16665 | 0.026196 | 0.37179 | 248.1293 | 2481.2933 | 7.9115 | 79.1148 | 0.12977 | 0.59327 | -0.24969 | -1.1415 | 0.1357 | 0.62037 | -0.24377 | -1.1144 | 2.0424 | 2.1445 | 0.50454 | 0.51054
420138 - Residential SF Condensor Coil Cleaning | 1.8245 | 0.06101 | 4.5881 | 2514.2924 | 7542.8772 | -1.2784 | -3.8353 | -1.6127 | 1.0407 | -1.9558 | 1.0407 | -1.525 | 1.0407 | -1.8681 | 1.0407 | 0.12449 | 0.13071 | 0.10495 | 0.10933
420138 - Residential SF Condensor Coil Cleaning | 0.79354 | 0.026535 | 1.5004 | 1093.5345 | 3280.6036 | -0.90332 | -2.71 | -3.0196 | 1.0397 | -3.3512 | 1.0397 | -2.8652 | 1.0397 | -3.1968 | 1.0397 | 0.068272 | 0.071688 | 0.061937 | 0.064735
420138 - Residential SF Condensor Coil Cleaning | 0.35296 | 0.011802 | 0.65935 | 486.3916 | 1459.1747 | -0.2152 | -0.6456 | -1.3193 | 1.0429 | -1.6524 | 1.0429 | -1.2458 | 1.0429 | -1.5789 | 1.0429 | 0.14442 | 0.15165 | 0.11877 | 0.12362
420140 - Quality Installation - SEER 13 | 0.058779 | 0.0019655 | 0.03645 | 81 | 1215 | 3.3185 | 49.7776 | -0.58546 | -2.7839 | -0.98202 | -4.6695 | -0.54493 | -2.5912 | -0.94148 | -4.4768 | 0.31218 | 0.32779 | 0.21296 | 0.22011
420142 - Quality Installation - SEER 14 | 0.27626 | 0.0092378 | 0.18941 | 380.7 | 5710.5 | 20.9649 | 314.4738 | -0.41633 | -1.921 | -0.82499 | -3.8067 | -0.38347 | -1.7694 | -0.79212 | -3.6551 | 0.39676 | 0.4166 | 0.2492 | 0.25689
420142 - Quality Installation - SEER 14 | 0.076413 | 0.0025551 | 0.051688 | 105.3 | 1579.5 | 14.1627 | 212.4406 | -0.37048 | -1.7616 | -0.76703 | -3.6473 | -0.34018 | -1.6176 | -0.73674 | -3.5032 | 0.41767 | 0.43855 | 0.25729 | 0.26507
420142 - Quality Installation - SEER 14 | 0.041145 | 0.0013758 | 0.021539 | 56.7 | 850.5 | 6.0768 | 91.1514 | -2.3007 | -10.9398 | -2.6972 | -12.8255 | -2.1785 | -10.3587 | -2.575 | -12.2444 | 0.10354 | 0.10871 | 0.08968 | 0.093538
420144 - Quality Installation - SEER 15 | 0.21748 | 0.0072723 | 0.17424 | 299.7 | 4495.5 | 10.2297 | 153.4457 | -0.51772 | -2.3889 | -0.92638 | -4.2745 | -0.48003 | -2.215 | -0.88868 | -4.1006 | 0.34594 | 0.36324 | 0.22815 | 0.23555
420144 - Quality Installation - SEER 15 | 0.88169 | 0.029482 | 0.57102 | 1215 | 18225 | 191.6077 | 2874.1156 | -0.70292 | -3.3424 | -1.0995 | -5.228 | -0.65679 | -3.1231 | -1.0533 | -5.0087 | 0.27432 | 0.28804 | 0.19464 | 0.20144
420144 - Quality Installation - SEER 15 | 0.097965 | 0.0032758 | 0.068499 | 135 | 2025 | 8.5779 | 128.6681 | -2.8584 | -13.5917 | -3.2549 | -15.4773 | -2.7096 | -12.8843 | -3.1062 | -14.77 | 0.085055 | 0.089307 | 0.075474 | 0.078804
420146 - Complete ACCA 4 Assessment Report | 0 | 0 | 0 | 0 | 0 | 0 | 0 | 0 | 0 | 0 | 0 | 0 | 0 | 0 | 0 | 0 | 0 | 0 | 0
420147 - Airflow Correction | 0.026681 | 0.00089219 | 0.067095 | 36.7681 | 183.8403 | -0.018701 | -0.093503 | -31.8566 | 1.066 | -32.2129 | 1.066 | -30.3282 | 1.066 | -30.6845 | 1.066 | 0.0074215 | 0.0077926 | 0.00734 | 0.0077028
420147 - Airflow Correction | 0.013911 | 0.00046517 | 0.026298 | 19.17 | 95.85 | -0.015831 | -0.079155 | -52.533 | 1.0684 | -52.8788 | 1.0684 | -50.0204 | 1.0684 | -50.3662 | 1.0684 | 0.0043753 | 0.0045941 | 0.0043469 | 0.0045627
420147 - Airflow Correction | 0.0043194 | 0.00014443 | 0.010316 | 5.9523 | 29.7614 | -0.0048848 | -0.024424 | -42.2529 | 1.0643 | -42.5973 | 1.0643 | -40.2299 | 1.0643 | -40.5743 | 1.0643 | 0.0054115 | 0.005682 | 0.005368 | 0.0056341
420149 - New Blower Motor | 0.44391 | 0.014844 | 0.81513 | 611.7243 | 9175.8638 | -5.6242 | -84.3633 | -0.16069 | 1.2635 | -0.56934 | 1.2635 | -0.14 | 1.2635 | -0.54865 | 1.2635 | 0.60346 | 0.63363 | 0.31098 | 0.3188
420149 - New Blower Motor | 0.19741 | 0.0066011 | 0.41131 | 272.0375 | 4080.5622 | -0.80946 | -12.1419 | -0.26723 | 1.2635 | -0.66379 | 1.2635 | -0.24186 | 1.2635 | -0.63841 | 1.2635 | 0.49152 | 0.5161 | 0.28182 | 0.28974
420149 - New Blower Motor | 0.026438 | 0.00088405 | 0.033577 | 36.4326 | 546.4884 | -0.55632 | -8.3448 | -0.39753 | 1.2635 | -0.79409 | 1.2635 | -0.36595 | 1.2635 | -0.7625 | 1.2635 | 0.37154 | 0.39012 | 0.23252 | 0.23966
420151 - One Year QM Service Agreement | 0 | 0 | 0 | 0 | 0 | 0 | 0 | 0 | 0 | 0 | 0 | 0 | 0 | 0 | 0 | 0 | 0 | 0 | 0
420156 - Efficient Fan Controller | 164.5343 | 5.5018 | 102.96 | 226735.08 | 2494085.88 | 9575.28 | 105328.08 | 0.21892 | 1.0201 | -0.16299 | -0.75951 | 0.22925 | 1.0683 | -0.15266 | -0.71138 | 6.9192 | 9.6004 | 0.6109 | 0.62635
425001 - Climate Zone 10 Electric Heat | 2.5523 | 0.085346 | 0.66 | 3517.2 | 70344 | 0 | 0 | 0.22229 | 0 | -0.19769 | 0 | 0.25571 | 0 | -0.16427 | 0 | 4.7601 | 10.9494 | 0.58738 | 0.63142
425005 - Climate Zone 14 Gas Heat | 1.1033 | 0.036894 | 1.32 | 1520.448 | 30408.96 | 133.728 | 2674.56 | 0.14045 | 0.71122 | -0.26735 | -1.3538 | 0.19099 | 0.9671 | -0.21682 | -1.0979 | 2.0576 | 3.3215 | 0.50546 | 0.55758
413002 - Screw-in CFL (15 watt) <800 Lumens | 0.008689 | 0.012116 | 0.0061034 | 64.8292 | 599.0218 | -1.1416 | -10.5486 | 0.10359 | 1.192 | -0.077707 | 1.192 | 0.11269 | 1.192 | -0.068606 | 1.192 | 5.6166 | 11.4314 | 0.50449 | 0.52865
413002 - Screw-in CFL (15 watt) <800 Lumens | 15.1888 | 21.1789 | 10.0982 | 113323.9715 | 1047113.4968 | -1913.0433 | -17676.5199 | 0.097345 | 1.1016 | -0.079929 | 1.1016 | 0.10273 | 1.1016 | -0.074547 | 1.1016 | 4.673 | 6.2392 | 0.50419 | 0.51822
413003 - Screw-in CFL (20 watt ) <1,100 Lumens | 54.6612 | 76.2182 | 38.5421 | 407828.7568 | 3768337.7127 | -7185.5543 | -66394.5216 | 0.10919 | 1.1216 | -0.073869 | 1.1216 | 0.11598 | 1.1216 | -0.067078 | 1.1216 | 7.6384 | 15.4037 | 0.52358 | 0.54232
413004 - Screw-in CFL (25 watt) <1,600 Lumens | 0.35772 | 0.4988 | 0.25203 | 2668.9865 | 24661.4356 | -47.0399 | -434.6488 | 0.10608 | 1.1016 | -0.07119 | 1.1016 | 0.10927 | 1.1016 | -0.068001 | 1.1016 | 7.824 | 10.4464 | 0.52307 | 0.532
413007 - Screw-in CFL (<= 12 watt) <800 Lumens | 7.9422 | 11.0745 | 6.5596 | 59257.3947 | 547538.3269 | -1142.404 | -10555.8132 | 0.099108 | 1.192 | -0.08362 | 1.192 | 0.11105 | 1.192 | -0.071681 | 1.192 | 4.2629 | 8.7304 | 0.48268 | 0.51236
413007 - Screw-in CFL (<= 12 watt) <800 Lumens | 22.5195 | 31.4006 | 15.9066 | 168018.7205 | 1552492.9773 | -2966.7608 | -27412.8698 | 0.09625 | 1.1713 | -0.085981 | 1.1713 | 0.10704 | 1.1713 | -0.075191 | 1.1713 | 3.9226 | 6.732 | 0.48741 | 0.51407
413007 - Screw-in CFL (<= 12 watt) <800 Lumens | 10.1126 | 14.1008 | 8.4623 | 75450.6908 | 697164.3834 | -1350.7745 | -12481.1567 | 0.099022 | 1.1324 | -0.084028 | 1.1324 | 0.11025 | 1.1324 | -0.072799 | 1.1324 | 4.3321 | 8.2537 | 0.49536 | 0.52382
413008 - Screw-in CFL (>39 watt) >=1,600 Lumens | 1.6979 | 2.3675 | 1.3993 | 12667.8471 | 117050.9071 | -241.1701 | -2228.412 | 0.093688 | 1.1843 | -0.089182 | 1.1843 | 0.11944 | 1.1843 | -0.063428 | 1.1843 | 3.4662 | 32.3335 | 0.47227 | 0.53767
413008 - Screw-in CFL (>39 watt) >=1,600 Lumens | 4.1315 | 5.7608 | 2.9173 | 30825.1522 | 284824.4065 | -541.5798 | -5004.1977 | 0.091826 | 1.1794 | -0.090719 | 1.1794 | 0.1185 | 1.1794 | -0.064041 | 1.1794 | 3.332 | 26.6446 | 0.47689 | 0.54516
413008 - Screw-in CFL (>39 watt) >=1,600 Lumens | 1.5026 | 2.0952 | 1.2448 | 11210.9214 | 103588.9139 | -203.6901 | -1882.0966 | 0.09385 | 1.1361 | -0.08909 | 1.1361 | 0.11958 | 1.1361 | -0.063365 | 1.1361 | 3.548 | 33.912 | 0.4816 | 0.54823
413009 - Screw-in CFL (13 watt) 800-1,099 Lumens | 43.4597 | 60.5991 | 35.8927 | 324254.2615 | 2996109.3765 | -6309.3276 | -58298.1872 | 0.10399 | 1.1874 | -0.079036 | 1.1874 | 0.11529 | 1.1874 | -0.067735 | 1.1874 | 5.3375 | 13.5477 | 0.49354 | 0.52284
413009 - Screw-in CFL (13 watt) 800-1,099 Lumens | 108.087 | 150.7139 | 76.8778 | 806440.9847 | 7451514.6985 | -13916.2094 | -128585.7746 | 0.10184 | 1.1847 | -0.080529 | 1.1847 | 0.11287 | 1.1847 | -0.069494 | 1.1847 | 4.998 | 10.9134 | 0.50193 | 0.53083
413009 - Screw-in CFL (13 watt) 800-1,099 Lumens | 66.1259 | 92.2043 | 45.0274 | 493367.43 | 4558715.0531 | -8471.1802 | -78273.7054 | 0.095317 | 1.1126 | -0.082649 | 1.1126 | 0.10225 | 1.1126 | -0.075716 | 1.1126 | 4.1846 | 5.8912 | 0.49602 | 0.51365
413010 - Screw-in CFL (18 watt) >= 1,100-1,599 Lumens | 9.5093 | 13.2595 | 7.8659 | 70949.0757 | 655569.4595 | -1394.749 | -12887.4805 | 0.10877 | 1.1957 | -0.073557 | 1.1957 | 0.11705 | 1.1957 | -0.065275 | 1.1957 | 7.362 | 19.2733 | 0.50409 | 0.52637
413010 - Screw-in CFL (18 watt) >= 1,100-1,599 Lumens | 25.3425 | 35.3369 | 18.0287 | 189081.1942 | 1747110.2347 | -3196.3753 | -29534.5075 | 0.10646 | 1.1759 | -0.074537 | 1.1759 | 0.11434 | 1.1759 | -0.066656 | 1.1759 | 6.843 | 14.6156 | 0.51784 | 0.53955
413010 - Screw-in CFL (18 watt) >= 1,100-1,599 Lumens | 47.7955 | 66.6449 | 32.5645 | 356604.2096 | 3295022.8967 | -6078.8469 | -56168.5456 | 0.10171 | 1.1082 | -0.076168 | 1.1082 | 0.10642 | 1.1082 | -0.071462 | 1.1082 | 5.7381 | 7.8525 | 0.51342 | 0.52609
413011 - Screw-in CFL (19 watt) >= 1,100-1,599 Lumens | 22.3452 | 31.1576 | 18.4288 | 166718.2398 | 1540476.5362 | -3206.788 | -29630.7209 | 0.10891 | 1.1716 | -0.074226 | 1.1716 | 0.11542 | 1.1716 | -0.067719 | 1.1716 | 7.2589 | 13.7344 | 0.50868 | 0.52607
413011 - Screw-in CFL (19 watt) >= 1,100-1,599 Lumens | 71.776 | 100.0827 | 50.7487 | 535522.9441 | 4948232.0038 | -9351.2141 | -86405.2183 | 0.10626 | 1.1519 | -0.074864 | 1.1519 | 0.11238 | 1.1519 | -0.068744 | 1.1519 | 6.7035 | 11.2697 | 0.51598 | 0.53259
413011 - Screw-in CFL (19 watt) >= 1,100-1,599 Lumens | 20.9742 | 29.246 | 17.584 | 156489.49 | 1445962.8878 | -2807.8305 | -25944.354 | 0.10866 | 1.132 | -0.074362 | 1.132 | 0.11487 | 1.132 | -0.068152 | 1.132 | 7.3213 | 13.1749 | 0.51942 | 0.53633
413012 - Screw-in CFL (23 watt) <1,600 Lumens | 0.13235 | 0.18454 | 0.10903 | 987.4594 | 9124.1248 | -18.8764 | -174.4177 | 0.11221 | 1.1987 | -0.070777 | 1.1987 | 0.11878 | 1.1987 | -0.064213 | 1.1987 | 9.5845 | 25.9781 | 0.51554 | 0.53365
413012 - Screw-in CFL (23 watt) <1,600 Lumens | 0.26847 | 0.37435 | 0.19077 | 2003.0641 | 18508.3126 | -34.0519 | -314.64 | 0.11123 | 1.1946 | -0.071271 | 1.1946 | 0.11798 | 1.1946 | -0.064522 | 1.1946 | 9.222 | 23.6639 | 0.52686 | 0.54589
413012 - Screw-in CFL (23 watt) <1,600 Lumens | 0.045734 | 0.06377 | 0.038953 | 341.223 | 3152.9002 | -6.0125 | -55.5556 | 0.11133 | 1.1883 | -0.070499 | 1.1883 | 0.11758 | 1.1883 | -0.064247 | 1.1883 | 9.6019 | 23.7101 | 0.52459 | 0.54222
413013 - Screw-in CFL (26 watt <1,600 Lumens | 2.2114 | 3.0835 | 1.8273 | 16499.1895 | 152452.5112 | -324.6615 | -2999.872 | 0.11274 | 1.1515 | -0.070228 | 1.1515 | 0.11776 | 1.1515 | -0.065213 | 1.1515 | 10.1368 | 20.6315 | 0.5183 | 0.53214
413013 - Screw-in CFL (26 watt <1,600 Lumens | 5.1661 | 7.2035 | 3.6542 | 38544.7147 | 356153.1642 | -675.1016 | -6237.9388 | 0.11125 | 1.1686 | -0.071278 | 1.1686 | 0.11572 | 1.1686 | -0.066806 | 1.1686 | 9.2122 | 15.4699 | 0.52607 | 0.53851
413013 - Screw-in CFL (26 watt <1,600 Lumens | 0.085354 | 0.11902 | 0.058524 | 636.8283 | 5884.2935 | -13.5904 | -125.5754 | 0.11146 | 1.1935 | -0.070172 | 1.1935 | 0.11667 | 1.1935 | -0.064961 | 1.1935 | 9.3932 | 19.1179 | 0.50154 | 0.51554
413014 - Screw-in CFL (26 watt) >=1,600 Lumens | 8.6741 | 12.0949 | 7.1676 | 64717.4092 | 597988.8606 | -1273.4716 | -11766.8776 | 0.11198 | 1.1588 | -0.070663 | 1.1588 | 0.11635 | 1.1588 | -0.066286 | 1.1588 | 9.5719 | 16.5241 | 0.51583 | 0.5278
413014 - Screw-in CFL (26 watt) >=1,600 Lumens | 24.3134 | 33.902 | 17.1885 | 181402.9347 | 1676163.1169 | -3185.5628 | -29434.6005 | 0.11001 | 1.1649 | -0.071692 | 1.1649 | 0.11368 | 1.1649 | -0.068031 | 1.1649 | 8.6277 | 12.5383 | 0.52365 | 0.53375
413014 - Screw-in CFL (26 watt) >=1,600 Lumens | 0.56459 | 0.78725 | 0.39865 | 4212.4354 | 38922.9035 | -87.9697 | -812.8398 | 0.11022 | 1.1927 | -0.071224 | 1.1927 | 0.11403 | 1.1927 | -0.067415 | 1.1927 | 8.5119 | 12.8072 | 0.50141 | 0.51151
413015 - Screw-in CFL (25 watt) >=1,600 Lumens | 5.8103 | 8.1017 | 4.0935 | 43350.8117 | 400561.4999 | -764.0422 | -7059.7496 | 0.10643 | 1.1021 | -0.071003 | 1.1021 | 0.1099 | 1.1021 | -0.067535 | 1.1021 | 7.9813 | 11.0585 | 0.5238 | 0.53354
413017 - Screw-in CFL (23 watt) >=1,600 Lumens | 57.3035 | 79.9026 | 47.2573 | 427543.254 | 3950499.6668 | -8313.4582 | -76816.3538 | 0.11192 | 1.1795 | -0.07131 | 1.1795 | 0.11794 | 1.1795 | -0.065288 | 1.1795 | 9.1975 | 20.658 | 0.51442 | 0.53089
413017 - Screw-in CFL (23 watt) >=1,600 Lumens | 149.7328 | 208.7838 | 106.1746 | 1117161.9827 | 10322576.7202 | -19185.6375 | -177275.2905 | 0.11011 | 1.1678 | -0.071768 | 1.1678 | 0.11601 | 1.1678 | -0.065866 | 1.1678 | 8.657 | 17.3785 | 0.52579 | 0.54232
413017 - Screw-in CFL (23 watt) >=1,600 Lumens | 76.667 | 106.9026 | 56.3324 | 572015.2191 | 5285420.6242 | -10027.5121 | -92654.2119 | 0.10759 | 1.1228 | -0.072168 | 1.1228 | 0.11189 | 1.1228 | -0.067871 | 1.1228 | 7.8364 | 11.7692 | 0.52315 | 0.53509
413021 - Screw-in CFL (14 watt) 800-1,099 Lumens | 105.8024 | 147.5283 | 87.5293 | 789395.663 | 7294015.9264 | -15234.9526 | -140770.9619 | 0.10423 | 1.1807 | -0.078809 | 1.1807 | 0.11349 | 1.1807 | -0.069552 | 1.1807 | 5.4216 | 10.9002 | 0.49569 | 0.51956
413021 - Screw-in CFL (14 watt) 800-1,099 Lumens | 402.8497 | 561.7238 | 284.8965 | 3005675.5396 | 27772441.9858 | -52914.7185 | -488931.9986 | 0.10075 | 1.1555 | -0.080244 | 1.1555 | 0.10897 | 1.1555 | -0.072023 | 1.1555 | 4.9173 | 8.2023 | 0.50087 | 0.52217
413021 - Screw-in CFL (14 watt) 800-1,099 Lumens | 139.8928 | 195.0632 | 117.9755 | 1043745.3955 | 9644207.454 | -18622.5645 | -172072.4957 | 0.10345 | 1.1289 | -0.079622 | 1.1289 | 0.11153 | 1.1289 | -0.071549 | 1.1289 | 5.3348 | 9.1988 | 0.50683 | 0.5279
413022 - Screw-in CFL (15 watt) 800-1,099 Lumens | 0.6309 | 0.87971 | 0.51888 | 4707.1435 | 43494.0055 | -92.3914 | -853.6963 | 0.10525 | 1.1637 | -0.077687 | 1.1637 | 0.11361 | 1.1637 | -0.069326 | 1.1637 | 5.7556 | 11.1212 | 0.49803 | 0.51973
413022 - Screw-in CFL (15 watt) 800-1,099 Lumens | 0.76901 | 1.0723 | 0.54125 | 5737.6115 | 53015.5302 | -100.2516 | -926.3251 | 0.1034 | 1.1951 | -0.078571 | 1.1951 | 0.11178 | 1.1951 | -0.070193 | 1.1951 | 5.4529 | 9.9521 | 0.50399 | 0.52597
413022 - Screw-in CFL (15 watt) 800-1,099 Lumens | 0.022811 | 0.031807 | 0.015697 | 170.1925 | 1572.5783 | -3.6434 | -33.6654 | 0.10398 | 1.1941 | -0.077772 | 1.1941 | 0.11304 | 1.1941 | -0.068715 | 1.1941 | 5.4045 | 10.9997 | 0.48218 | 0.50511
413023 - Screw-in CFL (20 watt) >=1,100 Lumens | 5.4342 | 7.5773 | 4.4939 | 40544.6363 | 374632.4392 | -798.1339 | -7374.7575 | 0.10909 | 1.1596 | -0.073598 | 1.1596 | 0.11503 | 1.1596 | -0.06766 | 1.1596 | 7.4748 | 13.4853 | 0.50806 | 0.52393
413023 - Screw-in CFL (20 watt) >=1,100 Lumens | 12.942 | 18.046 | 9.1352 | 96560.5266 | 892219.2661 | -1690.7655 | -15622.6734 | 0.10699 | 1.1733 | -0.075011 | 1.1733 | 0.11204 | 1.1733 | -0.069955 | 1.1733 | 6.7769 | 10.2345 | 0.51485 | 0.52842
413023 - Screw-in CFL (20 watt) >=1,100 Lumens | 0.23669 | 0.33003 | 0.16247 | 1765.9533 | 16317.4088 | -37.7593 | -348.8959 | 0.1078 | 1.1954 | -0.074246 | 1.1954 | 0.1136 | 1.1954 | -0.068453 | 1.1954 | 6.7994 | 11.4958 | 0.49138 | 0.50633
413025 - Screw-in CFL (<=12 watt) <800 Lumens | 3.3586 | 4.6831 | 2.7761 | 25058.4369 | 231539.9572 | -490.4059 | -4531.3503 | 0.098277 | 1.1661 | -0.084303 | 1.1661 | 0.10934 | 1.1661 | -0.073236 | 1.1661 | 4.1358 | 7.6578 | 0.4816 | 0.50885
413025 - Screw-in CFL (<=12 watt) <800 Lumens | 8.6054 | 11.9992 | 6.0856 | 64205.5571 | 593259.3479 | -1128.3069 | -10425.5562 | 0.093952 | 1.1628 | -0.086353 | 1.1628 | 0.10358 | 1.1628 | -0.076726 | 1.1628 | 3.7367 | 5.8237 | 0.48454 | 0.50815
413025 - Screw-in CFL (<=12 watt) <800 Lumens | 0.21299 | 0.29699 | 0.15914 | 1589.1515 | 14683.7595 | -31.7582 | -293.4462 | 0.097786 | 1.1938 | -0.083913 | 1.1938 | 0.10976 | 1.1938 | -0.071941 | 1.1938 | 4.0849 | 8.1632 | 0.47598 | 0.5054
413026 - Screw-in CFL (15 watt) >=1,100-1,599 Lumens | 0.0022782 | 0.0031767 | 0.0018737 | 16.9979 | 157.0606 | -0.33363 | -3.0828 | 0.10148 | 1.192 | -0.080032 | 1.192 | 0.10654 | 1.192 | -0.074975 | 1.192 | 4.8764 | 6.5109 | 0.48711 | 0.49964
413026 - Screw-in CFL (15 watt) >=1,100-1,599 Lumens | 0.73852 | 1.0298 | 0.51879 | 5510.0866 | 50913.2001 | -96.9743 | -896.0422 | 0.099851 | 1.1138 | -0.080697 | 1.1138 | 0.10515 | 1.1138 | -0.075393 | 1.1138 | 4.7982 | 6.4064 | 0.50267 | 0.51625
413038 - Commercial-Screw-in CFL (<= 12 watt) <800 Lumens | 19.2292 | 16.5868 | 27.8916 | 131875.8788 | 435190.4001 | -329.0127 | -1085.742 | 0.10736 | 0.98984 | -0.066409 | 0.98984 | 0.1113 | 0.98984 | -0.062471 | 0.98984 | 12.5558 | 22.1763 | 0.62329 | 0.63701
413039 - Commercial-Screw-in CFL (>39 watt) >=1,600 Lumens | 0.69924 | 0.60315 | 1.0142 | 4795.4515 | 15824.99 | -11.964 | -39.4812 | 0.075747 | 1.0019 | -0.098693 | 1.0019 | 0.11207 | 1.0019 | -0.062369 | 1.0019 | 2.7805 | 23.7551 | 0.5306 | 0.63812
413040 - Commercial-Screw-in CFL (13 watt) 800-1,099 Lumens | 80.3959 | 69.3481 | 116.9847 | 551362.3647 | 1819495.8034 | -1380.8031 | -4556.6504 | 0.10689 | 0.9805 | -0.063875 | 0.9805 | 0.1104 | 0.9805 | -0.060361 | 0.9805 | 14.8597 | 27.8484 | 0.62797 | 0.6406
413041 - Commercial-Screw-in CFL (18 watt) >= 1,100-1,599 Lumens | 30.6057 | 26.3999 | 44.6195 | 209896.5917 | 692658.7524 | -525.4015 | -1733.8251 | 0.10751 | 0.93577 | -0.061549 | 0.93577 | 0.10968 | 0.93577 | -0.059382 | 0.93577 | 19.2298 | 30.797 | 0.63455 | 0.64252
413042 - Commercial-Screw-in CFL (19 watt) >= 1,100-1,599 Lumens | 1.2795 | 1.1036 | 0.96993 | 8774.6442 | 81077.7124 | -168.7783 | -1559.5116 | 0.11956 | 1.0968 | -0.079469 | 1.0968 | 0.12607 | 1.0968 | -0.072962 | 1.0968 | 8.1345 | 15.3913 | 0.52749 | 0.54412
413042 - Commercial-Screw-in CFL (19 watt) >= 1,100-1,599 Lumens | 4.1098 | 3.545 | 2.671 | 28185.4181 | 260433.2634 | -492.1692 | -4547.6431 | 0.11748 | 1.0783 | -0.08039 | 1.0783 | 0.1236 | 1.0783 | -0.07427 | 1.0783 | 7.5317 | 12.662 | 0.53413 | 0.54994
413042 - Commercial-Screw-in CFL (19 watt) >= 1,100-1,599 Lumens | 1.201 | 1.0359 | 0.92548 | 8236.2889 | 76103.3099 | -147.7806 | -1365.4923 | 0.1189 | 1.0594 | -0.079405 | 1.0594 | 0.12511 | 1.0594 | -0.073196 | 1.0594 | 8.1472 | 14.6612 | 0.5364 | 0.55257
413043 - Commercial-Screw-in CFL (23 watt) >=1,600 Lumens | 104.3489 | 90.0095 | 151.1953 | 715634.2012 | 2361592.8638 | -1785.5775 | -5892.4057 | 0.11139 | 0.97036 | -0.0612 | 0.97036 | 0.11336 | 0.97036 | -0.059229 | 0.97036 | 26.5972 | 49.5111 | 0.64024 | 0.64746
413044 - Commercial-Screw-in CFL (14 watt) 800-1,099 Lumens | 236.6799 | 204.1559 | 344.2697 | 1623172.7168 | 5356469.9655 | -4057.9318 | -13391.1749 | 0.10927 | 0.96419 | -0.064537 | 0.96419 | 0.11229 | 0.96419 | -0.061517 | 0.96419 | 15.86 | 27.3472 | 0.63012 | 0.64082
413045 - Commercial-Screw-in CFL (15 watt) 800-1,099 Lumens | 0.51785 | 0.44668 | 0.75034 | 3551.4345 | 11719.7338 | -8.8652 | -29.2553 | 0.10904 | 1.0244 | -0.063418 | 1.0244 | 0.11207 | 1.0244 | -0.060382 | 1.0244 | 17.3367 | 32.4466 | 0.63137 | 0.64227
413046 - Commercial-Screw-in CFL (20 watt) >=1,100 Lumens | 6.8207 | 5.8834 | 9.9104 | 46777.1733 | 154364.6717 | -117.0751 | -386.3477 | 0.11118 | 1.003 | -0.062517 | 1.003 | 0.11309 | 1.003 | -0.060601 | 1.003 | 21.8644 | 34.5896 | 0.63653 | 0.64342
414018 - Reflectors (15 watt) <800 Lumens | 39.6738 | 55.3201 | 32.8043 | 296007.4273 | 2735108.6279 | -5828.1731 | -53852.3195 | 0.089775 | 1.1987 | -0.093443 | 1.1987 | 0.10471 | 1.1987 | -0.078511 | 1.1987 | 3.0057 | 5.4906 | 0.45866 | 0.49268
414018 - Reflectors (15 watt) <800 Lumens | 73.2163 | 102.091 | 52.1527 | 546269.2395 | 5047527.7729 | -9088.922 | -83981.639 | 0.088237 | 1.1928 | -0.09481 | 1.1928 | 0.1043 | 1.1928 | -0.078752 | 1.1928 | 2.9872 | 5.6002 | 0.47276 | 0.51045
414018 - Reflectors (15 watt) <800 Lumens | 73.9026 | 103.048 | 51.0927 | 551389.8499 | 5094842.2127 | -9727.9308 | -89886.0802 | 0.085945 | 1.1358 | -0.095163 | 1.1358 | 0.10056 | 1.1358 | -0.080549 | 1.1358 | 2.8613 | 4.872 | 0.46793 | 0.5018
414020 - Globes (15 watt) 800-1099 Lumens | 0.71747 | 1.0004 | 0.59008 | 5353.0637 | 49462.3082 | -105.0694 | -970.8416 | 0.055066 | 1.1548 | -0.12781 | 1.1548 | 0.098095 | 1.1548 | -0.084777 | 1.1548 | 1.4802 | 4.0862 | 0.39893 | 0.48173
414020 - Globes (15 watt) 800-1099 Lumens | 1.2819 | 1.7875 | 0.90256 | 9564.5011 | 88375.9899 | -166.6393 | -1539.7476 | 0.050927 | 1.1752 | -0.13026 | 1.1752 | 0.09655 | 1.1752 | -0.084637 | 1.1752 | 1.4321 | 4.0606 | 0.40106 | 0.48986
414020 - Globes (15 watt) 800-1099 Lumens | 0.040437 | 0.056385 | 0.027827 | 301.7048 | 2787.7525 | -6.4588 | -59.6796 | 0.05191 | 1.1938 | -0.12977 | 1.1938 | 0.097508 | 1.1938 | -0.084176 | 1.1938 | 1.3774 | 3.9693 | 0.38242 | 0.4671
414021 - Reflectors (18 watt) 800-1,099 Lumens | 5.5319 | 7.7135 | 3.8988 | 41273.5497 | 381367.5993 | -728.6731 | -6732.9394 | 0.092376 | 1.1016 | -0.084898 | 1.1016 | 0.10822 | 1.1016 | -0.069055 | 1.1016 | 3.7615 | 9.4017 | 0.4877 | 0.52884
414021 - Reflectors (18 watt) 800-1,099 Lumens | 4.3905 | 6.1221 | 3.7394 | 32757.9181 | 302683.1628 | -577.5473 | -5336.537 | 0.09776 | 1.1219 | -0.085366 | 1.1219 | 0.11273 | 1.1219 | -0.070401 | 1.1219 | 4.126 | 10.3126 | 0.49467 | 0.53301
414022 - A-Lamp (13 watt) < 800 Lumens | 0.051788 | 0.072212 | 0.036674 | 386.391 | 3570.2528 | -6.8328 | -63.135 | 0.085687 | 1.1064 | -0.092991 | 1.1064 | 0.10015 | 1.1064 | -0.07853 | 1.1064 | 2.9425 | 5.1161 | 0.47086 | 0.5052
414024 - A-Lamp (13 watt) >=800 Lumens | 0.088692 | 0.12367 | 0.073289 | 661.7322 | 6114.4055 | -13.0212 | -120.3157 | 0.077158 | 1.192 | -0.10436 | 1.192 | 0.10225 | 1.192 | -0.079265 | 1.192 | 2.2077 | 5.0663 | 0.43442 | 0.48867
414024 - A-Lamp (13 watt) >=800 Lumens | 0.20603 | 0.28728 | 0.14628 | 1537.1636 | 14203.3918 | -26.7223 | -246.9141 | 0.074673 | 1.192 | -0.10662 | 1.192 | 0.10109 | 1.192 | -0.080206 | 1.192 | 2.1526 | 4.9414 | 0.44172 | 0.49958
414024 - A-Lamp (13 watt) >=800 Lumens | 0.007587 | 0.010579 | 0.0051863 | 56.607 | 523.0483 | -1.208 | -11.1623 | 0.075272 | 1.192 | -0.10602 | 1.192 | 0.10134 | 1.192 | -0.079951 | 1.192 | 2.0785 | 4.7699 | 0.42215 | 0.4768
414026 - A-Lamp (15 watt) <1,100 Lumens | 0.61665 | 0.85984 | 0.5071 | 4600.8295 | 42511.6642 | -89.786 | -829.6226 | 0.085635 | 1.1626 | -0.097469 | 1.1626 | 0.10257 | 1.1626 | -0.080535 | 1.1626 | 2.6987 | 4.9698 | 0.45423 | 0.49208
414026 - A-Lamp (15 watt) <1,100 Lumens | 2.0871 | 2.9101 | 1.4677 | 15571.5587 | 143881.2025 | -272.7474 | -2520.1857 | 0.081147 | 1.135 | -0.097965 | 1.135 | 0.098923 | 1.135 | -0.080189 | 1.135 | 2.5762 | 4.7472 | 0.45937 | 0.50016
414026 - A-Lamp (15 watt) <1,100 Lumens | 0.034921 | 0.048693 | 0.026545 | 260.5462 | 2407.4467 | -5.155 | -47.6319 | 0.084828 | 1.2004 | -0.098321 | 1.2004 | 0.10215 | 1.2004 | -0.080999 | 1.2004 | 2.6118 | 4.8112 | 0.44775 | 0.48582
414027 - A-Lamp (18 watt) <1,100 Lumens | 0.0051742 | 0.0072148 | 0.0042811 | 38.605 | 356.7102 | -0.76158 | -7.037 | 0.090627 | 1.192 | -0.090888 | 1.192 | 0.1048 | 1.192 | -0.076717 | 1.192 | 3.1649 | 5.83 | 0.46167 | 0.49465
414027 - A-Lamp (18 watt) <1,100 Lumens | 73.9448 | 103.1069 | 52.2431 | 551704.9354 | 5097753.603 | -9750.4779 | -90094.4158 | 0.09018 | 1.1218 | -0.092921 | 1.1218 | 0.10504 | 1.1218 | -0.078065 | 1.1218 | 3.1641 | 5.827 | 0.47708 | 0.51239
414030 - Reflectors (20 watt) 800-1,099 Lumens | 0.25391 | 0.35404 | 0.20937 | 1894.4239 | 17504.4765 | -36.7202 | -339.2944 | 0.097575 | 1.192 | -0.083939 | 1.192 | 0.10954 | 1.192 | -0.071977 | 1.192 | 4.0963 | 8.15 | 0.47927 | 0.50888
414030 - Reflectors (20 watt) 800-1,099 Lumens | 0.57154 | 0.79695 | 0.40392 | 4264.3126 | 39402.2483 | -75.282 | -695.6057 | 0.096252 | 1.192 | -0.085044 | 1.192 | 0.1088 | 1.192 | -0.072499 | 1.192 | 3.9812 | 7.9188 | 0.48632 | 0.51777
414030 - Reflectors (20 watt) 800-1,099 Lumens | 0.75914 | 1.0585 | 0.62687 | 5664.0067 | 52335.4218 | -103.2124 | -953.6827 | 0.09735 | 1.1399 | -0.085304 | 1.1399 | 0.10808 | 1.1399 | -0.07457 | 1.1399 | 4.0582 | 7.1033 | 0.48926 | 0.51593
414031 - Reflectors (23 watt) 1,100-1,599 Lumens | 12.0921 | 16.861 | 9.9833 | 90219.692 | 833629.9537 | -1711.4359 | -15813.6676 | 0.091024 | 1.197 | -0.091584 | 1.197 | 0.10931 | 1.197 | -0.073297 | 1.197 | 3.1802 | 7.6374 | 0.46579 | 0.50933
414031 - Reflectors (23 watt) 1,100-1,599 Lumens | 32.84 | 45.7913 | 23.1904 | 245020.3652 | 2263988.1741 | -4323.5708 | -39949.7943 | 0.088746 | 1.1695 | -0.092694 | 1.1695 | 0.10789 | 1.1695 | -0.073554 | 1.1695 | 3.0746 | 7.3728 | 0.47108 | 0.51729
414031 - Reflectors (23 watt) 1,100-1,599 Lumens | 24.7243 | 34.4749 | 20.668 | 184468.4992 | 1704488.9324 | -3320.9 | -30685.116 | 0.091435 | 1.1356 | -0.09157 | 1.1356 | 0.10955 | 1.1356 | -0.073459 | 1.1356 | 3.2761 | 7.8125 | 0.47705 | 0.52111
414034 - Reflectors (25 watt) 1,100-1,599 Lumens | 134.3384 | 187.3182 | 94.8189 | 1002303.7056 | 9261286.2397 | -17693.2485 | -163485.6163 | 0.092459 | 1.1219 | -0.090667 | 1.1219 | 0.11002 | 1.1219 | -0.07311 | 1.1219 | 3.4021 | 8.1086 | 0.48227 | 0.5255
414036 - Reflectors (26 Watt) >= 1,600 Lumens | 1.7738 | 2.4734 | 1.4658 | 13234.644 | 122288.1106 | -260.7083 | -2408.9443 | 0.094904 | 1.16 | -0.087857 | 1.16 | 0.11118 | 1.16 | -0.071585 | 1.16 | 3.6146 | 8.8267 | 0.47362 | 0.51333
414036 - Reflectors (26 Watt) >= 1,600 Lumens | 3.0223 | 4.2142 | 2.1375 | 22549.612 | 208358.415 | -393.9211 | -3639.8308 | 0.092877 | 1.1568 | -0.088296 | 1.1568 | 0.11048 | 1.1568 | -0.070697 | 1.1568 | 3.548 | 9.2654 | 0.48256 | 0.52677
414036 - Reflectors (26 Watt) >= 1,600 Lumens | 0.080522 | 0.11228 | 0.055239 | 600.7769 | 5551.1789 | -12.8488 | -118.7232 | 0.092982 | 1.1934 | -0.08861 | 1.1934 | 0.10987 | 1.1934 | -0.071726 | 1.1934 | 3.3509 | 8.1404 | 0.45726 | 0.49718
414042 - Globes (<= 12 watt) <800 Lumens | 3.2844 | 4.5797 | 2.7146 | 24504.9233 | 226425.4917 | -480.897 | -4443.4884 | 0.029832 | 1.1692 | -0.15296 | 1.1692 | 0.08848 | 1.1692 | -0.094313 | 1.1692 | 1.0743 | 2.9273 | 0.36137 | 0.45913
414042 - Globes (<= 12 watt) <800 Lumens | 7.2424 | 10.0986 | 5.117 | 54035.888 | 499291.6051 | -951.515 | -8791.999 | 0.024993 | 1.1635 | -0.15653 | 1.1635 | 0.086805 | 1.1635 | -0.094718 | 1.1635 | 1.0466 | 2.9042 | 0.36362 | 0.4675
414042 - Globes (<= 12 watt) <800 Lumens | 2.0397 | 2.8442 | 1.6916 | 15218.5361 | 140619.2737 | -275.0401 | -2541.3708 | 0.030295 | 1.1396 | -0.15258 | 1.1396 | 0.088363 | 1.1396 | -0.094513 | 1.1396 | 1.1052 | 2.9829 | 0.37054 | 0.46967
414043 - Reflectors (<= 12 watt) <800 Lumens | 0.27339 | 0.3812 | 0.2258 | 2039.748 | 18847.2715 | -40.1309 | -370.8091 | 0.080188 | 1.1644 | -0.10259 | 1.1644 | 0.097414 | 1.1644 | -0.085367 | 1.1644 | 2.3545 | 3.9729 | 0.44238 | 0.47905
414043 - Reflectors (<= 12 watt) <800 Lumens | 1.8994 | 2.6485 | 1.3413 | 14171.3867 | 130943.6131 | -249.2085 | -2302.6866 | 0.074878 | 1.1146 | -0.10311 | 1.1146 | 0.092938 | 1.1146 | -0.085046 | 1.1146 | 2.2455 | 3.7861 | 0.44818 | 0.48779
414043 - Reflectors (<= 12 watt) <800 Lumens | 0.78713 | 1.0975 | 0.66693 | 5872.7744 | 54264.4355 | -103.6247 | -957.4924 | 0.080743 | 1.1227 | -0.10238 | 1.1227 | 0.097775 | 1.1227 | -0.085344 | 1.1227 | 2.4522 | 4.1278 | 0.45714 | 0.49456
414044 - A-Lamp (18 watt) >=1,100 Lumens | 0.13759 | 0.19186 | 0.097212 | 1026.5941 | 9485.7295 | -18.1435 | -167.6457 | 0.087774 | 1.1023 | -0.089716 | 1.1023 | 0.10422 | 1.1023 | -0.073271 | 1.1023 | 3.192 | 6.7603 | 0.47663 | 0.51742
414045 - A-Lamp (14 watt) >=800 Lumens | 133.0682 | 185.547 | 110.1639 | 992826.2203 | 9173714.2751 | -19510.5225 | -180277.2277 | 0.081856 | 1.1918 | -0.099759 | 1.1918 | 0.10007 | 1.1918 | -0.081548 | 1.1918 | 2.4668 | 4.5441 | 0.44377 | 0.48353
414045 - A-Lamp (14 watt) >=800 Lumens | 169.2422 | 235.9872 | 120.5896 | 1262722.1442 | 11667552.6124 | -21329.2892 | -197082.6325 | 0.079584 | 1.1875 | -0.10171 | 1.1875 | 0.098737 | 1.1875 | -0.08256 | 1.1875 | 2.4208 | 4.4593 | 0.45442 | 0.49707
414045 - A-Lamp (14 watt) >=800 Lumens | 7.8493 | 10.9448 | 6.5145 | 58563.557 | 541127.2663 | -1043.8875 | -9645.5209 | 0.082929 | 1.1402 | -0.1002 | 1.1402 | 0.10111 | 1.1402 | -0.082013 | 1.1402 | 2.5739 | 4.7413 | 0.45931 | 0.50011
414046 - A-Lamp (15 watt) >=1,100 Lumens | 0.060373 | 0.084183 | 0.049654 | 450.4444 | 4162.1058 | -8.8413 | -81.6934 | 0.084581 | 1.192 | -0.096934 | 1.192 | 0.10151 | 1.192 | -0.080004 | 1.192 | 2.6516 | 4.8832 | 0.44944 | 0.48718
414046 - A-Lamp (15 watt) >=1,100 Lumens | 0.62325 | 0.86905 | 0.43792 | 4650.1115 | 42967.0298 | -81.6875 | -754.7926 | 0.08188 | 1.118 | -0.098221 | 1.118 | 0.099717 | 1.118 | -0.080385 | 1.118 | 2.6042 | 4.8199 | 0.46158 | 0.50252
414046 - A-Lamp (15 watt) >=1,100 Lumens | 0.59052 | 0.8234 | 0.50382 | 4405.8557 | 40710.1065 | -77.9184 | -719.9658 | 0.085832 | 1.1219 | -0.097294 | 1.1219 | 0.10268 | 1.1219 | -0.080443 | 1.1219 | 2.7897 | 5.1374 | 0.46757 | 0.50636
414049 - Reflectors (<=12 watt) 800-1,099 Lumens | 0.95653 | 1.3338 | 0.78751 | 7136.6672 | 65942.8053 | -132.8834 | -1227.8427 | 0.079893 | 1.1955 | -0.1026 | 1.1955 | 0.097184 | 1.1955 | -0.085306 | 1.1955 | 2.3597 | 3.9855 | 0.44478 | 0.48183
414049 - Reflectors (<=12 watt) 800-1,099 Lumens | 10.7744 | 15.0236 | 7.6075 | 80388.208 | 742787.0419 | -1415.6167 | -13080.2986 | 0.075041 | 1.1195 | -0.10317 | 1.1195 | 0.093079 | 1.1195 | -0.085136 | 1.1195 | 2.2468 | 3.7857 | 0.44791 | 0.48741
414049 - Reflectors (<=12 watt) 800-1,099 Lumens | 5.5455 | 7.7325 | 4.6607 | 41374.9449 | 382304.491 | -736.649 | -6806.6364 | 0.0806 | 1.1286 | -0.10244 | 1.1286 | 0.097667 | 1.1286 | -0.085368 | 1.1286 | 2.4391 | 4.1056 | 0.45562 | 0.493
414050 - Reflectors (18 watt) 1,100-1,599 Lumens | 1.8429 | 2.5697 | 1.5192 | 13749.8781 | 127048.8738 | -257.5017 | -2379.3159 | 0.094046 | 1.1969 | -0.088553 | 1.1969 | 0.10554 | 1.1969 | -0.077063 | 1.1969 | 3.5304 | 5.9427 | 0.47385 | 0.50115
414050 - Reflectors (18 watt) 1,100-1,599 Lumens | 2.8692 | 4.0008 | 2.0222 | 21407.3924 | 197804.3061 | -377.9416 | -3492.1803 | 0.092492 | 1.1964 | -0.08978 | 1.1964 | 0.10452 | 1.1964 | -0.077748 | 1.1964 | 3.4077 | 5.7361 | 0.47666 | 0.50535
414050 - Reflectors (18 watt) 1,100-1,599 Lumens | 2.5715 | 3.5856 | 2.1272 | 19185.8857 | 177277.5837 | -348.7579 | -3222.5234 | 0.094323 | 1.1417 | -0.088528 | 1.1417 | 0.10577 | 1.1417 | -0.077082 | 1.1417 | 3.6089 | 6.0747 | 0.4822 | 0.50985
414051 - Reflectors (15 watt) 800-1,099 Lumens | 13.2904 | 18.5319 | 10.938 | 99160.394 | 916242.0405 | -1824.3358 | -16856.8624 | 0.089409 | 1.1963 | -0.093145 | 1.1963 | 0.10453 | 1.1963 | -0.078027 | 1.1963 | 3.0477 | 5.6367 | 0.46556 | 0.50069
414051 - Reflectors (15 watt) 800-1,099 Lumens | 23.2292 | 32.3902 | 16.3838 | 173313.6466 | 1601418.0945 | -3052.9224 | -28209.003 | 0.087636 | 1.1883 | -0.094337 | 1.1883 | 0.10353 | 1.1883 | -0.07844 | 1.1883 | 2.9448 | 5.4889 | 0.46701 | 0.50406
414051 - Reflectors (15 watt) 800-1,099 Lumens | 26.4242 | 36.8452 | 22.1836 | 197151.6665 | 1821681.3982 | -3520.5187 | -32529.5926 | 0.09001 | 1.1357 | -0.092965 | 1.1357 | 0.10498 | 1.1357 | -0.077998 | 1.1357 | 3.1393 | 5.8047 | 0.47467 | 0.51009
414053 - Adder for Specialty Bulb | 0 | 0 | 0 | 0 | 0 | 0 | 0 | 0 | 0 | 0 | 0 | 0 | 0 | 0 | 0 | 0 | 0 | 0 | 0
414054 - A-Lamp (<=12 watt) <800 Lumens | 2.5448 | 3.5485 | 2.1035 | 18987.0877 | 175440.6902 | -371.7664 | -3435.1214 | 0.07179 | 1.1674 | -0.11106 | 1.1674 | 0.095016 | 1.1674 | -0.087837 | 1.1674 | 1.9645 | 3.6233 | 0.42667 | 0.47378
414054 - A-Lamp (<=12 watt) <800 Lumens | 8.5205 | 11.8808 | 6.0194 | 63571.8432 | 587403.8315 | -1120.6408 | -10354.7214 | 0.067715 | 1.138 | -0.11257 | 1.138 | 0.092012 | 1.138 | -0.088274 | 1.138 | 1.8977 | 3.4991 | 0.43168 | 0.48184
414054 - A-Lamp (<=12 watt) <800 Lumens | 2.3014 | 3.209 | 1.9266 | 17171.0003 | 158660.0426 | -307.1843 | -2838.3826 | 0.072324 | 1.1298 | -0.11066 | 1.1298 | 0.095306 | 1.1298 | -0.087682 | 1.1298 | 2.0362 | 3.7499 | 0.43897 | 0.48694
414065 - Commercial-Reflectors (15 watt) <800 Lumens | 1.8224 | 1.572 | 1.3777 | 12498.1704 | 115483.095 | -245.1653 | -2265.3272 | 0.091913 | 1.1224 | -0.10662 | 1.1224 | 0.11052 | 1.1224 | -0.088017 | 1.1224 | 2.6999 | 4.9308 | 0.46323 | 0.50221
414065 - Commercial-Reflectors (15 watt) <800 Lumens | 3.3526 | 2.8919 | 2.1916 | 22992.5253 | 212450.9339 | -382.6086 | -3535.3032 | 0.090597 | 1.1169 | -0.10885 | 1.1169 | 0.11069 | 1.1169 | -0.088761 | 1.1169 | 2.6729 | 5.0122 | 0.47448 | 0.51734
414065 - Commercial-Reflectors (15 watt) <800 Lumens | 3.3778 | 2.9137 | 2.1517 | 23165.4819 | 214049.0523 | -409.7123 | -3785.7413 | 0.086768 | 1.0631 | -0.10891 | 1.0631 | 0.10506 | 1.0631 | -0.090612 | 1.0631 | 2.5326 | 4.3112 | 0.46792 | 0.50654
414067 - Commercial-Globes (15 watt) 800-1099 Lumens | 0.74591 | 0.64341 | 1.0808 | 5115.5378 | 16881.2746 | -12.7696 | -42.1397 | 0.090477 | 0.99892 | -0.081907 | 0.99892 | 0.1066 | 0.99892 | -0.065782 | 0.99892 | 4.515 | 12.6893 | 0.57247 | 0.62339
414068 - Commercial-Reflectors (18 watt) 800-1,099 Lumens | 0.25278 | 0.21804 | 0.16416 | 1733.5882 | 16018.3545 | -30.6385 | -283.0999 | 0.096889 | 1.0309 | -0.097093 | 1.0309 | 0.11674 | 1.0309 | -0.077242 | 1.0309 | 3.3773 | 8.4414 | 0.49218 | 0.53933
414068 - Commercial-Reflectors (18 watt) 800-1,099 Lumens | 0.20112 | 0.17348 | 0.15756 | 1379.2808 | 12744.5542 | -24.2966 | -224.5002 | 0.10194 | 1.0499 | -0.096719 | 1.0499 | 0.12064 | 1.0499 | -0.07802 | 1.0499 | 3.6767 | 9.1874 | 0.49871 | 0.54288
414069 - Commercial-A-Lamp (15 watt) <1,100 Lumens | 1.0069 | 0.86857 | 1.459 | 6905.7131 | 22788.8533 | -17.2383 | -56.8865 | 0.10033 | 0.94057 | -0.069989 | 0.94057 | 0.10664 | 0.94057 | -0.063679 | 0.94057 | 8.1038 | 14.9372 | 0.60711 | 0.62866
414070 - Commercial-A-Lamp (18 watt) <1,100 Lumens | 27.4796 | 23.7034 | 40.062 | 188457.5357 | 621909.8677 | -471.7365 | -1556.7304 | 0.11046 | 0.90215 | -0.071607 | 0.90215 | 0.11573 | 0.90215 | -0.066335 | 0.90215 | 10.3783 | 19.1125 | 0.61847 | 0.63578
414072 - Commercial-Reflectors (20 watt) 800-1,099 Lumens | 0.011615 | 0.010019 | 0.0088204 | 79.6569 | 736.0298 | -1.5434 | -14.2609 | 0.10165 | 1.1164 | -0.09498 | 1.1164 | 0.11662 | 1.1164 | -0.080006 | 1.1164 | 3.658 | 7.2779 | 0.48569 | 0.52004
414072 - Commercial-Reflectors (20 watt) 800-1,099 Lumens | 0.0262 | 0.0226 | 0.016981 | 179.6816 | 1660.2583 | -3.1658 | -29.2522 | 0.10071 | 1.1164 | -0.09663 | 1.1164 | 0.11639 | 1.1164 | -0.080953 | 1.1164 | 3.5712 | 7.1052 | 0.49183 | 0.528
414072 - Commercial-Reflectors (20 watt) 800-1,099 Lumens | 0.034689 | 0.029922 | 0.026353 | 237.8994 | 2198.1909 | -4.3416 | -40.1164 | 0.10108 | 1.067 | -0.09661 | 1.067 | 0.11454 | 1.067 | -0.083151 | 1.067 | 3.6002 | 6.3032 | 0.49326 | 0.52404
414073 - Commercial-Reflectors (23 watt) 1,100-1,599 Lumens | 0.55429 | 0.47812 | 0.41959 | 3801.349 | 35124.4651 | -72.0511 | -665.7523 | 0.093415 | 1.1209 | -0.10442 | 1.1209 | 0.11626 | 1.1209 | -0.081573 | 1.1209 | 2.8435 | 6.8298 | 0.46972 | 0.51985
414073 - Commercial-Reflectors (23 watt) 1,100-1,599 Lumens | 1.5062 | 1.2992 | 0.9771 | 10329.7661 | 95447.0387 | -181.848 | -1680.2757 | 0.091641 | 1.095 | -0.10628 | 1.095 | 0.11553 | 1.095 | -0.082393 | 1.095 | 2.7659 | 6.6315 | 0.47444 | 0.52715
414073 - Commercial-Reflectors (23 watt) 1,100-1,599 Lumens | 1.1323 | 0.97667 | 0.86967 | 7765.1782 | 71750.2469 | -139.6814 | -1290.6557 | 0.093814 | 1.0628 | -0.10439 | 1.0628 | 0.11646 | 1.0628 | -0.081748 | 1.0628 | 2.9154 | 6.9523 | 0.4793 | 0.52989
414076 - Commercial-A-Lamp (14 watt) >=800 Lumens | 0.26174 | 0.22577 | 0.36295 | 1795.0178 | 7808.3273 | -6.1938 | -26.943 | 0.10488 | 1.0424 | -0.075294 | 1.0424 | 0.11212 | 1.0424 | -0.068052 | 1.0424 | 7.3916 | 13.6122 | 0.59755 | 0.62047
414076 - Commercial-A-Lamp (14 watt) >=800 Lumens | 112.8613 | 97.3522 | 164.1658 | 774013.4492 | 2554244.3823 | -1935.0336 | -6385.611 | 0.098998 | 1.0454 | -0.070824 | 1.0454 | 0.10576 | 1.0454 | -0.064064 | 1.0454 | 7.5152 | 13.8399 | 0.60221 | 0.62511
414077 - Com-Reflectors (15 watt) 800-1,099 Lumens | 0.5603 | 0.78127 | 0.45961 | 4180.4457 | 38627.3181 | -76.7636 | -709.2958 | 0.081232 | 1.1963 | -0.10132 | 1.1963 | 0.10011 | 1.1963 | -0.082448 | 1.1963 | 2.4423 | 4.517 | 0.44873 | 0.49008
414077 - Com-Reflectors (15 watt) 800-1,099 Lumens | 0.97902 | 1.3651 | 0.6877 | 7304.5214 | 67493.778 | -128.6153 | -1188.4053 | 0.079103 | 1.1883 | -0.10287 | 1.1883 | 0.098955 | 1.1883 | -0.083018 | 1.1883 | 2.3584 | 4.3958 | 0.44932 | 0.49285
414077 - Com-Reflectors (15 watt) 800-1,099 Lumens | 1.1086 | 1.5458 | 0.93359 | 8271.4705 | 76428.3871 | -148.3588 | -1370.8357 | 0.081716 | 1.1357 | -0.10126 | 1.1357 | 0.10049 | 1.1357 | -0.082484 | 1.1357 | 2.5003 | 4.6231 | 0.45668 | 0.49849
414079 - Commercial-A-Lamp (<=12 watt) <800 Lumens | 4.8832 | 4.2121 | 7.0829 | 33489.231 | 110514.4622 | -83.5512 | -275.7188 | 0.097678 | 0.94248 | -0.076205 | 0.94248 | 0.10629 | 0.94248 | -0.067589 | 0.94248 | 6.0612 | 11.1721 | 0.59238 | 0.6201
414080 - Globes (14 watt) 800-1099 Lumens | 3.4702 | 4.8388 | 2.8723 | 25891.518 | 239237.6268 | -505.4072 | -4669.9627 | 0.07713 | 1.1647 | -0.10587 | 1.1647 | 0.095655 | 1.1647 | -0.087347 | 1.1647 | 2.1957 | 3.704 | 0.43716 | 0.47573
414080 - Globes (14 watt) 800-1099 Lumens | 9.5847 | 13.3646 | 6.783 | 71511.548 | 660766.7038 | -1257.1811 | -11616.3538 | 0.073617 | 1.1481 | -0.10717 | 1.1481 | 0.093127 | 1.1481 | -0.087662 | 1.1481 | 2.1244 | 3.6039 | 0.44218 | 0.4835
414080 - Globes (14 watt) 800-1099 Lumens | 3.7468 | 5.2244 | 3.1621 | 27954.9831 | 258304.0438 | -498.4674 | -4605.8387 | 0.07746 | 1.13 | -0.10556 | 1.13 | 0.095804 | 1.13 | -0.087219 | 1.13 | 2.2686 | 3.8195 | 0.44911 | 0.48837
414081 - Reflectors (16 watt) 800-1,099 Lumens | 0.33603 | 0.46855 | 0.27749 | 2507.1112 | 23165.7075 | -48.0128 | -443.6381 | 0.091514 | 1.192 | -0.09 | 1.192 | 0.10649 | 1.192 | -0.075027 | 1.192 | 3.281 | 6.5262 | 0.46685 | 0.5024
414081 - Reflectors (16 watt) 800-1,099 Lumens | 1.0237 | 1.4274 | 0.72235 | 7637.6705 | 70572.0754 | -134.3861 | -1241.7271 | 0.089898 | 1.1868 | -0.091449 | 1.1868 | 0.10548 | 1.1868 | -0.075866 | 1.1868 | 3.1829 | 6.2766 | 0.47253 | 0.50984
414081 - Reflectors (16 watt) 800-1,099 Lumens | 0.10706 | 0.14928 | 0.080831 | 798.7432 | 7380.387 | -15.8298 | -146.2674 | 0.090826 | 1.192 | -0.09047 | 1.192 | 0.10607 | 1.192 | -0.075227 | 1.192 | 3.1923 | 6.3497 | 0.46169 | 0.49747
414084 - Screw-in CFL (32 watt) >=2,001 Lumens | 0.54841 | 0.76468 | 0.45294 | 4091.6712 | 37807.0423 | -80.4934 | -743.7586 | 0.085076 | 1.1596 | -0.097719 | 1.1596 | 0.11177 | 1.1596 | -0.071021 | 1.1596 | 2.6644 | 9.3064 | 0.45264 | 0.51509
414084 - Screw-in CFL (32 watt) >=2,001 Lumens | 5.5816 | 7.7829 | 3.9469 | 41644.8546 | 384798.4564 | -733.0375 | -6773.2668 | 0.078757 | 1.1137 | -0.099462 | 1.1137 | 0.10522 | 1.1137 | -0.072999 | 1.1137 | 2.4548 | 7.0304 | 0.45602 | 0.51874
414084 - Screw-in CFL (32 watt) >=2,001 Lumens | 1.2304 | 1.7157 | 1.0445 | 9180.131 | 84824.4106 | -162.2038 | -1498.7628 | 0.083673 | 1.1228 | -0.099432 | 1.1228 | 0.10792 | 1.1228 | -0.075191 | 1.1228 | 2.636 | 6.9602 | 0.46304 | 0.51977
414085 - 38-42W Bare Spiral CFL >1600 lumens | 0.21945 | 0.306 | 0.1551 | 1637.3326 | 15128.9532 | -28.9162 | -267.1856 | 0.075911 | 1.1219 | -0.10721 | 1.1219 | 0.11365 | 1.1219 | -0.069471 | 1.1219 | 2.1988 | 11.3674 | 0.44752 | 0.53541
414086 - Screw-in CFL (>39 watt) <1,600 Lumens | 0.1609 | 0.22436 | 0.11355 | 1200.4866 | 11092.4959 | -21.1604 | -195.5222 | 0.083453 | 1.1016 | -0.093821 | 1.1016 | 0.11249 | 1.1016 | -0.064779 | 1.1016 | 2.8124 | 15.7979 | 0.46738 | 0.54132
414097 - 39 - 42 Watt Fixture CFL - Interior | 0.013269 | 0.018502 | 0.009504 | 99 | 914.76 | -1.7748 | -16.3992 | 0.042679 | 1.1016 | -0.13459 | 1.1016 | 0.11015 | 1.1016 | -0.067124 | 1.1016 | 1.3013 | 11.4697 | 0.39086 | 0.53272
446749 - LED Screw-in PAR20 7 Watt | 0.24509 | 0.34175 | 0.19884 | 1828.6538 | 29258.4614 | -25.8772 | -414.0358 | -0.039509 | 1.3139 | -0.24202 | 1.3139 | 0.075269 | 1.3139 | -0.12724 | 1.3139 | 0.66837 | 1.9379 | 0.31003 | 0.44536
446749 - LED Screw-in PAR20 7 Watt | 0.062237 | 0.086782 | 0.043894 | 464.3516 | 7429.625 | -8.1944 | -131.1109 | -0.04651 | 1.3131 | -0.24868 | 1.3131 | 0.073295 | 1.3131 | -0.12888 | 1.3131 | 0.61709 | 1.8062 | 0.29232 | 0.42481
446749 - LED Screw-in PAR20 7 Watt | 0.065898 | 0.091886 | 0.056175 | 491.6664 | 7866.6618 | -8.6497 | -138.3949 | -0.035448 | 1.2837 | -0.2342 | 1.2837 | 0.096108 | 1.2837 | -0.10264 | 1.2837 | 0.65585 | 2.9836 | 0.30103 | 0.46897
446750 - LED Screw-in PAR20 8 watt | 2.2481 | 3.1346 | 1.8561 | 16772.7924 | 268364.6781 | -329.8646 | -5277.8344 | -0.010473 | 1.3136 | -0.21286 | 1.3136 | 0.1219 | 1.3136 | -0.080485 | 1.3136 | 0.75146 | 8.0063 | 0.31503 | 0.508
446750 - LED Screw-in PAR20 8 watt | 4.0158 | 5.5996 | 2.8591 | 29962.2119 | 479395.3901 | -501.8805 | -8030.0877 | -0.018621 | 1.3134 | -0.22071 | 1.3134 | 0.12064 | 1.3134 | -0.081445 | 1.3134 | 0.73627 | 7.6782 | 0.31846 | 0.52297
446750 - LED Screw-in PAR20 8 watt | 0.80063 | 1.1164 | 0.58648 | 5973.5205 | 95576.3274 | -121.1845 | -1938.9523 | -0.014731 | 1.3128 | -0.21656 | 1.3128 | 0.11966 | 1.3128 | -0.082177 | 1.3128 | 0.72419 | 6.9688 | 0.30872 | 0.49954
446761 - LED Screw-in R30 11 Watt | 0.63951 | 0.89171 | 0.5449 | 4771.3867 | 76342.1872 | -83.941 | -1343.0562 | -0.0078712 | 1.2837 | -0.20662 | 1.2837 | 0.10493 | 1.2837 | -0.093818 | 1.2837 | 0.78408 | 3.9155 | 0.32547 | 0.4872
446763 - LED Screw-in R30 13 Watt | 10.92 | 15.2266 | 9.0188 | 81474.3577 | 1303589.7225 | -1606.6454 | -25706.3262 | 0.017403 | 1.3139 | -0.18511 | 1.3139 | 0.12604 | 1.3139 | -0.076464 | 1.3139 | 0.92809 | 11.3779 | 0.34222 | 0.51746
446763 - LED Screw-in R30 13 Watt | 12.7517 | 17.7806 | 9.1346 | 95140.5598 | 1522248.9574 | -1537.118 | -24593.8874 | 0.010426 | 1.3139 | -0.19184 | 1.3139 | 0.12533 | 1.3139 | -0.076941 | 1.3139 | 0.91366 | 11.2014 | 0.34916 | 0.53798
446763 - LED Screw-in R30 13 Watt | 6.5109 | 9.0787 | 5.0555 | 48578.1042 | 777249.6665 | -937.5152 | -15000.2426 | 0.015761 | 1.3139 | -0.18651 | 1.3139 | 0.12576 | 1.3139 | -0.076506 | 1.3139 | 0.91988 | 11.2773 | 0.34212 | 0.5196
446764 - LED Screw-in R30 14 Watt | 1.1238 | 1.5671 | 0.95773 | 8385.0446 | 134160.7144 | -147.5148 | -2360.2372 | 0.022349 | 1.2837 | -0.1764 | 1.2837 | 0.11098 | 1.2837 | -0.087766 | 1.2837 | 0.99789 | 4.9834 | 0.35724 | 0.50055
446790 - LED Screw-in PAR30 12 Watt | 0.75954 | 1.0591 | 0.61627 | 5666.944 | 90671.1035 | -80.1927 | -1283.0839 | -0.037567 | 1.3139 | -0.24008 | 1.3139 | 0.068329 | 1.3139 | -0.13418 | 1.3139 | 0.67586 | 1.7383 | 0.31163 | 0.43391
446790 - LED Screw-in PAR30 12 Watt | 0.30102 | 0.41974 | 0.21257 | 2245.9302 | 35934.8839 | -39.4381 | -631.0102 | -0.044601 | 1.3139 | -0.24687 | 1.3139 | 0.065494 | 1.3139 | -0.13678 | 1.3139 | 0.62432 | 1.6057 | 0.29409 | 0.41299
446800 - LED Screw-in PAR30 15 Watt | 10.5406 | 14.6975 | 8.7029 | 78643.4898 | 1258295.8375 | -1543.6841 | -24698.9451 | 0.0032616 | 1.3112 | -0.1982 | 1.3112 | 0.11897 | 1.3112 | -0.082487 | 1.3112 | 0.82937 | 6.8202 | 0.3279 | 0.50236
446800 - LED Screw-in PAR30 15 Watt | 17.0981 | 23.8411 | 12.1996 | 127569.3783 | 2041110.0534 | -2109.5241 | -33752.3849 | -0.0041778 | 1.3113 | -0.2054 | 1.3113 | 0.11786 | 1.3113 | -0.083368 | 1.3113 | 0.81396 | 6.6649 | 0.33256 | 0.51856
446800 - LED Screw-in PAR30 15 Watt | 15.933 | 22.2166 | 11.2753 | 118876.6376 | 1902026.2016 | -2104.754 | -33676.0634 | -0.0037571 | 1.2891 | -0.20295 | 1.2891 | 0.11625 | 1.2891 | -0.082937 | 1.2891 | 0.8063 | 6.4266 | 0.3289 | 0.51129
446813 - LED Screw-in PAR38 17 Watt | 0.81241 | 1.1328 | 0.69234 | 6061.444 | 96983.1045 | -106.6366 | -1706.1848 | -0.0014412 | 1.2837 | -0.20019 | 1.2837 | 0.11308 | 1.2837 | -0.085671 | 1.2837 | 0.82153 | 5.503 | 0.33174 | 0.50534
461841 - LED Screw-in PAR38 20 Watt | 11.1345 | 15.5257 | 9.194 | 83074.891 | 1329198.2561 | -1632.6808 | -26122.8929 | 0.020634 | 1.3117 | -0.181 | 1.3117 | 0.12476 | 1.3117 | -0.076875 | 1.3117 | 0.95506 | 10.5633 | 0.34586 | 0.51574
461841 - LED Screw-in PAR38 20 Watt | 20.8141 | 29.0226 | 14.851 | 155294.5393 | 2484712.629 | -2570.0277 | -41120.4438 | 0.014098 | 1.3115 | -0.18721 | 1.3115 | 0.12397 | 1.3115 | -0.077337 | 1.3115 | 0.93703 | 10.3673 | 0.3514 | 0.53333
461841 - LED Screw-in PAR38 20 Watt | 15.4254 | 21.5088 | 10.8761 | 115089.5006 | 1841432.009 | -2013.6188 | -32217.9012 | 0.013933 | 1.2871 | -0.18507 | 1.2871 | 0.12226 | 1.2871 | -0.076744 | 1.2871 | 0.92809 | 9.9957 | 0.34805 | 0.52751
461845 - LED Screw-in A-Lamp 12 Watt | 5.2119 | 7.2673 | 4.2266 | 38886.0761 | 622177.218 | -550.2752 | -8804.404 | 0.0010684 | 1.3139 | -0.20144 | 1.3139 | 0.069154 | 1.3139 | -0.13335 | 1.3139 | 0.86983 | 1.7599 | 0.34734 | 0.43524
461845 - LED Screw-in A-Lamp 12 Watt | 3.3466 | 4.6665 | 2.3615 | 24969.2845 | 399508.5513 | -438.8484 | -7021.5749 | -0.0044177 | 1.3139 | -0.20669 | 1.3139 | 0.066358 | 1.3139 | -0.13591 | 1.3139 | 0.80343 | 1.6254 | 0.32856 | 0.41423
461845 - LED Screw-in A-Lamp 12 Watt | 4.7747 | 6.6578 | 3.75 | 35624.4652 | 569991.443 | -609.8761 | -9758.018 | 0.0007727 | 1.3024 | -0.20015 | 1.3024 | 0.077134 | 1.3024 | -0.12379 | 1.3024 | 0.83921 | 1.9537 | 0.33555 | 0.4347
461846 - LED Recessed Downlight/Retrofit 9 Watt | 5.093 | 7.1015 | 4.1972 | 37998.821 | 607981.1361 | -727.229 | -11635.6633 | -0.16076 | 1.3114 | -0.36226 | 1.3114 | 0.064262 | 1.3114 | -0.13724 | 1.3114 | 0.37164 | 1.5535 | 0.22105 | 0.40374
461846 - LED Recessed Downlight/Retrofit 9 Watt | 8.7611 | 12.2163 | 6.1801 | 65367.0581 | 1045872.9292 | -1153.536 | -18456.5765 | -0.17514 | 1.3114 | -0.37641 | 1.3114 | 0.060495 | 1.3114 | -0.14077 | 1.3114 | 0.36038 | 1.5023 | 0.21851 | 0.40532
461846 - LED Recessed Downlight/Retrofit 9 Watt | 3.3579 | 4.6821 | 2.7675 | 25053.0747 | 400849.1956 | -456.762 | -7308.1924 | -0.16149 | 1.2913 | -0.36101 | 1.2913 | 0.062881 | 1.2913 | -0.13664 | 1.2913 | 0.37316 | 1.5555 | 0.22266 | 0.40746
461847 - LED Recessed Downlight 10 Watt | 5.9971 | 8.3622 | 4.936 | 44744.7615 | 715916.1839 | -835.4429 | -13367.0868 | -0.13226 | 1.3081 | -0.33246 | 1.3081 | 0.070395 | 1.3081 | -0.1298 | 1.3081 | 0.41185 | 1.7212 | 0.23515 | 0.4157
461847 - LED Recessed Downlight 10 Watt | 26.3687 | 36.7678 | 18.6038 | 196737.482 | 3147799.7124 | -3471.832 | -55549.3128 | -0.14649 | 1.2784 | -0.34415 | 1.2784 | 0.065956 | 1.2784 | -0.1317 | 1.2784 | 0.39393 | 1.6527 | 0.23056 | 0.41599
461847 - LED Recessed Downlight 10 Watt | 5.2423 | 7.3097 | 4.1421 | 39112.692 | 625803.0715 | -742.7341 | -11883.746 | -0.13459 | 1.2992 | -0.33406 | 1.2992 | 0.069311 | 1.2992 | -0.13016 | 1.2992 | 0.4063 | 1.6937 | 0.23302 | 0.41311
461848 - LED Recessed Downlight 11 Watt | 0.45903 | 0.64006 | 0.33631 | 3424.8544 | 54797.6697 | -47.948 | -767.1673 | -0.12493 | 1.3073 | -0.32458 | 1.3073 | 0.071719 | 1.3073 | -0.12793 | 1.3073 | 0.44636 | 1.8607 | 0.25194 | 0.44124
461850 - LED Recessed Downlight 15 Watt | 0.033896 | 0.047264 | 0.024829 | 252.9019 | 4046.4311 | -3.5406 | -56.65 | -0.056428 | 1.2883 | -0.25535 | 1.2883 | 0.087782 | 1.2883 | -0.11115 | 1.2883 | 0.60751 | 2.5325 | 0.29656 | 0.47152
462306 - LED Screw-in A-Lamp 9.5 Watt | 0.45948 | 0.64069 | 0.37945 | 3428.2285 | 54851.6556 | -67.6033 | -1081.6534 | -0.036226 | 1.3139 | -0.23874 | 1.3139 | 0.029323 | 1.3139 | -0.17319 | 1.3139 | 0.63858 | 1.0321 | 0.2932 | 0.35543
462306 - LED Screw-in A-Lamp 9.5 Watt | 8.0925 | 11.284 | 5.7411 | 60378.4722 | 966055.5549 | -1031.6739 | -16506.7824 | -0.047149 | 1.287 | -0.24629 | 1.287 | 0.023679 | 1.287 | -0.17546 | 1.287 | 0.61714 | 1.0154 | 0.29349 | 0.36078
462307 - LED Screw-in A-Lamp 10 Watt | 0.25882 | 0.36089 | 0.21187 | 1931.0746 | 30897.1938 | -32.7285 | -523.6567 | -0.025089 | 1.3139 | -0.2276 | 1.3139 | 0.056221 | 1.3139 | -0.14629 | 1.3139 | 0.70546 | 1.4272 | 0.31222 | 0.40224
462307 - LED Screw-in A-Lamp 10 Watt | 0.86517 | 1.2064 | 0.61346 | 6455.0475 | 103280.7606 | -110.6064 | -1769.7023 | -0.032814 | 1.3139 | -0.23508 | 1.3139 | 0.052322 | 1.3139 | -0.14995 | 1.3139 | 0.67135 | 1.3582 | 0.30495 | 0.39589
462310 - LED Screw-in A-Lamp 13.5 Watt | 3.8844 | 5.4163 | 3.2071 | 28981.3362 | 463701.3799 | -571.502 | -9144.0317 | 0.023737 | 1.3139 | -0.17877 | 1.3139 | 0.12105 | 1.3139 | -0.081463 | 1.3139 | 0.98059 | 7.4946 | 0.34911 | 0.50555
462310 - LED Screw-in A-Lamp 13.5 Watt | 5.8711 | 8.1865 | 4.2024 | 43804.3614 | 700869.7818 | -711.1964 | -11379.1422 | 0.017187 | 1.3139 | -0.18508 | 1.3139 | 0.12005 | 1.3139 | -0.082222 | 1.3139 | 0.96498 | 7.3748 | 0.35619 | 0.52445
462310 - LED Screw-in A-Lamp 13.5 Watt | 1.3232 | 1.8451 | 1.0417 | 9872.51 | 157960.1598 | -188.1655 | -3010.6484 | 0.022517 | 1.3139 | -0.17975 | 1.3139 | 0.12075 | 1.3139 | -0.081523 | 1.3139 | 0.97765 | 7.4722 | 0.35045 | 0.50904
462342 - LED - Candalebra 5 Watt | 4.5574 | 6.3547 | 3.7625 | 34002.9238 | 544046.7807 | -667.1955 | -10675.1277 | 0.0043044 | 1.3139 | -0.1982 | 1.3139 | 0.1139 | 1.3139 | -0.088609 | 1.3139 | 0.83654 | 5.0432 | 0.32918 | 0.49002
462342 - LED - Candalebra 5 Watt | 9.7593 | 13.6082 | 6.97 | 72814.726 | 1165035.6167 | -1202.0532 | -19232.8519 | -0.0029113 | 1.3139 | -0.20518 | 1.3139 | 0.11395 | 1.3139 | -0.088321 | 1.3139 | 0.8223 | 5.2744 | 0.33413 | 0.50856
462342 - LED - Candalebra 5 Watt | 3.4007 | 4.7419 | 2.63 | 25372.8582 | 405965.7316 | -491.2953 | -7860.7243 | 0.0026328 | 1.3139 | -0.19964 | 1.3139 | 0.11492 | 1.3139 | -0.087354 | 1.3139 | 0.82838 | 5.3397 | 0.32847 | 0.49394
462363 - LED Screw-in Globe 8 Watt | 26.2704 | 36.6309 | 21.6903 | 196004.6854 | 3136074.966 | -3857.3118 | -61716.9891 | -0.071403 | 1.3139 | -0.27391 | 1.3139 | 0.12304 | 1.3139 | -0.079469 | 1.3139 | 0.53036 | 8.6798 | 0.26815 | 0.51048
462363 - LED Screw-in Globe 8 Watt | 42.8962 | 59.8135 | 30.5954 | 320050.2312 | 5120803.6997 | -5304.3392 | -84869.4271 | -0.08294 | 1.3139 | -0.28521 | 1.3139 | 0.12248 | 1.3139 | -0.07979 | 1.3139 | 0.52069 | 8.7148 | 0.27037 | 0.52831
462363 - LED Screw-in Globe 8 Watt | 9.5599 | 13.3301 | 7.4705 | 71326.8281 | 1141229.2495 | -1368.6854 | -21898.9657 | -0.073804 | 1.3139 | -0.27607 | 1.3139 | 0.1231 | 1.3139 | -0.07917 | 1.3139 | 0.527 | 8.8729 | 0.26803 | 0.51383
462371 - LED - MR16 7 Watt | 0.014904 | 0.020782 | 0.01209 | 111.2019 | 1779.2308 | -1.5736 | -25.1778 | -0.042673 | 1.3139 | -0.24518 | 1.3139 | 0.049439 | 1.3139 | -0.15307 | 1.3139 | 0.65652 | 1.3576 | 0.30745 | 0.40552
462382 - LED Screw-in R40 13 Watt | 0.7781 | 1.085 | 0.64262 | 5805.3959 | 92886.3345 | -114.4803 | -1831.6855 | -0.018462 | 1.3139 | -0.22097 | 1.3139 | 0.12604 | 1.3139 | -0.076464 | 1.3139 | 0.71216 | 11.3779 | 0.30781 | 0.51746
462382 - LED Screw-in R40 13 Watt | 0.94201 | 1.3135 | 0.66856 | 7028.3865 | 112454.1842 | -120.0323 | -1920.5175 | -0.026683 | 1.3139 | -0.22895 | 1.3139 | 0.12538 | 1.3139 | -0.07689 | 1.3139 | 0.69718 | 11.1386 | 0.31029 | 0.5324
462382 - LED Screw-in R40 13 Watt | 0.65241 | 0.9097 | 0.54262 | 4867.6211 | 77881.9383 | -87.8689 | -1405.9019 | -0.018098 | 1.3139 | -0.22037 | 1.3139 | 0.12592 | 1.3139 | -0.076352 | 1.3139 | 0.72782 | 11.628 | 0.31418 | 0.52772
462386 - LED Screw-in R40 17 Watt | 4.1362 | 5.7675 | 3.4161 | 30860.6647 | 493770.635 | -608.5606 | -9736.9691 | 0.013792 | 1.3139 | -0.18872 | 1.3139 | 0.12832 | 1.3139 | -0.074194 | 1.3139 | 0.9006 | 14.8788 | 0.33841 | 0.52306
462386 - LED Screw-in R40 17 Watt | 7.4816 | 10.4321 | 5.3654 | 55820.3144 | 893125.0301 | -895.9164 | -14334.6631 | 0.0065373 | 1.3139 | -0.19573 | 1.3139 | 0.12773 | 1.3139 | -0.074544 | 1.3139 | 0.8872 | 14.6574 | 0.34548 | 0.54478
462386 - LED Screw-in R40 17 Watt | 3.8564 | 5.3773 | 3.038 | 28772.7367 | 460363.7878 | -548.0421 | -8768.673 | 0.012494 | 1.3139 | -0.18978 | 1.3139 | 0.12809 | 1.3139 | -0.074184 | 1.3139 | 0.89815 | 14.8387 | 0.3397 | 0.52694
462391 - LED Screw-in R40 22 Watt | 0.0085976 | 0.011988 | 0.0060654 | 64.1468 | 1026.3481 | -1.132 | -18.112 | 0.035191 | 1.3073 | -0.16446 | 1.3073 | 0.12929 | 1.3073 | -0.070359 | 1.3073 | 1.1229 | 24.6801 | 0.37121 | 0.54233
462399 - CFL A-Lamp (19 watt) | 0.42369 | 0.59078 | 0.34982 | 3161.135 | 29208.8878 | -62.1767 | -574.513 | 0.093446 | 1.1516 | -0.089713 | 1.1516 | 0.10683 | 1.1516 | -0.076331 | 1.1516 | 3.4177 | 6.2939 | 0.47108 | 0.50275
462399 - CFL A-Lamp (19 watt) | 0.27392 | 0.38194 | 0.19401 | 2043.701 | 18883.7972 | -35.324 | -326.3938 | 0.09133 | 1.1965 | -0.090953 | 1.1965 | 0.10541 | 1.1965 | -0.076873 | 1.1965 | 3.293 | 6.0643 | 0.47613 | 0.50982
462399 - CFL A-Lamp (19 watt) | 0.013828 | 0.019282 | 0.0094872 | 103.1733 | 953.3213 | -2.2058 | -20.3814 | 0.090963 | 1.192 | -0.090332 | 1.192 | 0.10491 | 1.192 | -0.076387 | 1.192 | 3.1457 | 5.7931 | 0.45321 | 0.48515
462400 - CFL Reflectors (14 watt) | 9.2423 | 12.8872 | 7.6314 | 68957.0809 | 637163.4273 | -1330.4727 | -12293.5673 | 0.086103 | 1.1829 | -0.096684 | 1.1829 | 0.10094 | 1.1829 | -0.081845 | 1.1829 | 2.7396 | 4.6272 | 0.45471 | 0.48773
462400 - CFL Reflectors (14 watt) | 13.0293 | 18.1678 | 9.1929 | 97212.176 | 898240.5062 | -1711.6576 | -15815.7161 | 0.084146 | 1.1971 | -0.098262 | 1.1971 | 0.099619 | 1.1971 | -0.082789 | 1.1971 | 2.6563 | 4.4744 | 0.45875 | 0.49337
462400 - CFL Reflectors (14 watt) | 11.3712 | 15.8558 | 9.4163 | 84841.184 | 783932.5406 | -1541.3063 | -14241.6706 | 0.086358 | 1.1439 | -0.096586 | 1.1439 | 0.10106 | 1.1439 | -0.081881 | 1.1439 | 2.8102 | 4.7303 | 0.4645 | 0.4979
462401 - CFL 3-Way (19 watt) | 0.061841 | 0.086229 | 0.050909 | 461.3942 | 4263.282 | -8.6069 | -79.5275 | 0.090886 | 1.1949 | -0.091277 | 1.1949 | 0.10214 | 1.1949 | -0.080018 | 1.1949 | 3.2003 | 5.0094 | 0.46766 | 0.49372
462401 - CFL 3-Way (19 watt) | 0.11094 | 0.15469 | 0.078575 | 827.7187 | 7648.1204 | -14.3103 | -132.2268 | 0.089331 | 1.196 | -0.092839 | 1.196 | 0.10115 | 1.196 | -0.081018 | 1.196 | 3.0973 | 4.8481 | 0.47178 | 0.49925
462401 - CFL 3-Way (19 watt) | 0.087102 | 0.12145 | 0.074237 | 649.8732 | 6004.8284 | -11.4558 | -105.8515 | 0.091616 | 1.1372 | -0.091202 | 1.1372 | 0.10277 | 1.1372 | -0.080049 | 1.1372 | 3.3174 | 5.1927 | 0.47942 | 0.50582
462402 - LED - Candalebra 2 Watt | 0.016428 | 0.022907 | 0.013571 | 122.5704 | 1961.1258 | -2.417 | -38.6727 | 0.0027714 | 1.3041 | -0.19718 | 1.3041 | 0.11325 | 1.3041 | -0.086704 | 1.3041 | 0.82513 | 5.2219 | 0.32692 | 0.49058
462529 - Commercial-LED Screw-in PAR20 7 Watt | 0.11817 | 0.16477 | 0.18855 | 881.6401 | 14106.2423 | -2.2041 | -35.2655 | 0.10598 | 1.3084 | -0.095644 | 1.3084 | 0.1257 | 1.3084 | -0.075932 | 1.3084 | 4.5272 | 14.0134 | 0.57133 | 0.62469
462530 - Commercial-LED Screw-in PAR20 8 watt | 2.2829 | 3.1832 | 3.6425 | 17032.8296 | 272525.2734 | -42.5821 | -681.3143 | 0.1108 | 1.3134 | -0.091273 | 1.3134 | 0.13304 | 1.3134 | -0.069037 | 1.3134 | 5.3705 | 55.854 | 0.58286 | 0.64625
462534 - Commercial-LED Screw-in R30 11 Watt | 0.19807 | 0.27619 | 0.31605 | 1477.8365 | 23645.3844 | -3.6946 | -59.1135 | 0.10921 | 1.2837 | -0.089542 | 1.2837 | 0.12837 | 1.2837 | -0.070374 | 1.2837 | 5.4225 | 27.0791 | 0.58355 | 0.6385
462536 - Commercial-LED Screw-in R30 13 Watt | 9.6909 | 13.5127 | 15.4627 | 72304.0246 | 1156864.3936 | -180.7599 | -2892.1583 | 0.11562 | 1.3139 | -0.086651 | 1.3139 | 0.13391 | 1.3139 | -0.068361 | 1.3139 | 6.6408 | 81.4126 | 0.59522 | 0.64862
462537 - Commercial-LED Screw-in R30 14 Watt | 0.34809 | 0.48536 | 0.5554 | 2597.0909 | 41553.4546 | -6.4927 | -103.8836 | 0.11434 | 1.2837 | -0.084406 | 1.2837 | 0.1294 | 1.2837 | -0.069345 | 1.2837 | 6.9014 | 34.4643 | 0.59732 | 0.64174
462549 - Commercial-LED Screw-in PAR30 12 Watt | 0.33846 | 0.47194 | 0.54004 | 2525.2352 | 40403.7637 | -6.3131 | -101.0095 | 0.10664 | 1.3139 | -0.095632 | 1.3139 | 0.1243 | 1.3139 | -0.077971 | 1.3139 | 4.5768 | 11.7711 | 0.5721 | 0.61942
462552 - Commercial-LED Screw-in PAR30 15 Watt | 14.1239 | 19.6941 | 22.5358 | 105379.1445 | 1686066.3123 | -263.448 | -4215.1685 | 0.11215 | 1.303 | -0.08832 | 1.303 | 0.13159 | 1.303 | -0.068874 | 1.303 | 5.9095 | 47.9526 | 0.58868 | 0.64502
462558 - Commercial-LED Screw-in PAR38 17 Watt | 0.25163 | 0.35086 | 0.40149 | 1877.4046 | 12221.9037 | -4.6935 | -30.5548 | 0.074632 | 1.0907 | -0.099365 | 1.0907 | 0.11033 | 1.0907 | -0.063672 | 1.0907 | 2.7138 | 18.1779 | 0.52725 | 0.63165
462561 - Commercial-LED Screw-in PAR38 20 Watt | 15.3774 | 21.4419 | 24.5359 | 114731.2452 | 746900.4065 | -286.828 | -1867.2502 | 0.080347 | 1.128 | -0.092316 | 1.128 | 0.11247 | 1.128 | -0.060191 | 1.128 | 3.1932 | 35.0188 | 0.54264 | 0.64175
462565 - Commercial-LED Screw-in A-Lamp 12 Watt | 0.34902 | 0.48666 | 0.64061 | 2604.0247 | 41664.3954 | -1.7999 | -28.7989 | 0.11301 | 1.3139 | -0.0895 | 1.3139 | 0.12448 | 1.3139 | -0.078028 | 1.3139 | 5.9415 | 12.0204 | 0.59853 | 0.63066
462565 - Commercial-LED Screw-in A-Lamp 12 Watt | 0.43857 | 0.61154 | 0.66125 | 3272.2129 | 52355.4071 | -11.304 | -180.8643 | 0.10502 | 1.3139 | -0.097249 | 1.3139 | 0.12045 | 1.3139 | -0.081818 | 1.3139 | 4.2931 | 8.6855 | 0.56273 | 0.60269
462565 - Commercial-LED Screw-in A-Lamp 12 Watt | 3.308 | 4.6126 | 5.2783 | 24681.0718 | 394897.1482 | -61.7027 | -987.2433 | 0.11277 | 1.3086 | -0.088877 | 1.3086 | 0.12473 | 1.3086 | -0.076918 | 1.3086 | 5.9005 | 12.6948 | 0.58862 | 0.62181
462566 - Commercial-LED Recessed Downlight/Retrofit 9 Watt | 5.5155 | 7.6907 | 8.8002 | 41151.6244 | 658425.991 | -102.8793 | -1646.0692 | 0.084886 | 1.3075 | -0.11604 | 1.3075 | 0.12271 | 1.3075 | -0.078218 | 1.3075 | 2.6406 | 11.0166 | 0.52405 | 0.61717
462567 - Commercial-LED Recessed Downlight/Retrofit 10 Watt | 12.1786 | 16.9816 | 19.4317 | 90865.2713 | 1453844.3407 | -227.1634 | -3634.6143 | 0.088072 | 1.2857 | -0.11018 | 1.2857 | 0.12215 | 1.2857 | -0.076096 | 1.2857 | 2.8956 | 12.1301 | 0.5334 | 0.62041
462568 - Commercial-LED Recessed Downlight/Retrofit 11 Watt | 0.15355 | 0.21411 | 0.245 | 1145.6386 | 18330.2177 | -2.8641 | -45.8255 | 0.093076 | 1.3073 | -0.10658 | 1.3073 | 0.12402 | 1.3073 | -0.075638 | 1.3073 | 3.2063 | 13.3655 | 0.54299 | 0.62321
462570 - Commercial-LED Recessed Downlight/Retrofit 15 Watt | 0.011339 | 0.01581 | 0.018091 | 84.5975 | 1353.5605 | -0.21149 | -3.3839 | 0.10344 | 1.2883 | -0.095483 | 1.2883 | 0.12613 | 1.2883 | -0.072794 | 1.2883 | 4.3575 | 18.1644 | 0.56856 | 0.63115
462576 - Commercial-LED Screw-in A-Lamp 9.5 Watt | 2.8057 | 3.9122 | 4.4769 | 20933.6029 | 136277.755 | -52.3342 | -340.6954 | 0.063522 | 1.0958 | -0.11037 | 1.0958 | 0.084274 | 1.0958 | -0.08962 | 1.0958 | 2.1469 | 3.5285 | 0.50147 | 0.55196
462577 - Commercial-LED Screw-in A-Lamp 10 Watt | 0.36582 | 0.51009 | 0.58369 | 2729.4019 | 43670.4307 | -6.8235 | -109.1763 | 0.10859 | 1.3139 | -0.093678 | 1.3139 | 0.12222 | 1.3139 | -0.080053 | 1.3139 | 4.9087 | 9.9308 | 0.57697 | 0.61344
462580 - Commercial-LED Screw-in A-Lamp 13.5 Watt | 3.5722 | 4.981 | 5.6999 | 26652.6097 | 426441.756 | -66.6315 | -1066.1036 | 0.11669 | 1.3139 | -0.085584 | 1.3139 | 0.13307 | 1.3139 | -0.069202 | 1.3139 | 7.0169 | 53.6265 | 0.59809 | 0.64595
462612 - Commercial-LED - Candalebra 5 Watt | 5.7229 | 7.9798 | 9.1314 | 42698.4758 | 208368.5621 | -106.7463 | -520.922 | 0.063543 | 1.0652 | -0.10772 | 1.0652 | 0.10665 | 1.0652 | -0.064608 | 1.0652 | 2.1888 | 13.8321 | 0.50385 | 0.62494
462617 - Commercial-LED Screw-in Globe 8 Watt | 25.3858 | 35.3973 | 40.5046 | 189404.2035 | 3030467.2557 | -473.5106 | -7576.1704 | 0.10068 | 1.3139 | -0.10159 | 1.3139 | 0.13344 | 1.3139 | -0.068833 | 1.3139 | 3.7939 | 63.0618 | 0.55771 | 0.64711
462625 - Commercial-LED - MR16 7 Watt | 0.0047034 | 0.0065583 | 0.0075047 | 35.0923 | 228.4509 | -0.087731 | -0.57113 | 0.061583 | 1.1229 | -0.11175 | 1.1229 | 0.089761 | 1.1229 | -0.083577 | 1.1229 | 2.0772 | 4.2954 | 0.49732 | 0.56748
462636 - Commercial-LED Screw-in R40 13 Watt | 0.75641 | 1.0547 | 1.2069 | 5643.6048 | 90297.6764 | -14.109 | -225.744 | 0.10958 | 1.3139 | -0.092689 | 1.3139 | 0.13391 | 1.3139 | -0.068361 | 1.3139 | 5.0958 | 81.4126 | 0.57947 | 0.64862
462640 - Commercial-LED Screw-in R40 17 Watt | 4.985 | 6.9509 | 7.9539 | 37193.0958 | 595089.5325 | -92.9828 | -1487.7242 | 0.11501 | 1.3139 | -0.08726 | 1.3139 | 0.13429 | 1.3139 | -0.067979 | 1.3139 | 6.4439 | 106.4626 | 0.5936 | 0.64983
462645 - Commercial-LED Screw-in R40 22 Watt | 0.0028196 | 0.0039315 | 0.0044988 | 21.0368 | 336.5891 | -0.052592 | -0.84147 | 0.11796 | 1.3073 | -0.081695 | 1.3073 | 0.13306 | 1.3073 | -0.066593 | 1.3073 | 8.2486 | 181.2873 | 0.60569 | 0.65135
462649 - Commercial-LED - Candalebra 2 Watt | 0.0051358 | 0.0071612 | 0.0081947 | 38.3184 | 186.9937 | -0.095796 | -0.46748 | 0.059979 | 1.0999 | -0.10595 | 1.0999 | 0.10309 | 1.0999 | -0.062839 | 1.0999 | 2.1176 | 13.4006 | 0.49938 | 0.62311
420156 - Efficient Fan Controller | 147.2755 | 4.9247 | 92.16 | 202951.68 | 2232468.48 | 8570.88 | 94279.68 | 0.21701 | 1.0189 | -0.16734 | -0.7857 | 0.21894 | 1.0279 | -0.16541 | -0.77664 | 6.3539 | 6.6716 | 0.60614 | 0.60891
421014 - Faucet Aerator | 0 | 0 | 0 | 0 | 0 | 4096.6695 | 40966.695 | 0 | -0.30164 | 0 | -1.8298 | 0 | -0.23852 | 0 | -1.7666 | 0.77245 | 0.81107 | 0.35881 | 0.36693
421015 - Low Flow Showerheads | 0 | 0 | 0 | 0 | 0 | 9562.32 | 95623.2 | 0 | -0.096346 | 0 | -1.6245 | 0 | -0.042999 | 0 | -1.5711 | 0.914 | 0.9597 | 0.38662 | 0.39457
421018 - Int Energy Star Hardwire Fixture (30-36 Watt) | 13.6993 | 19.102 | 11.4201 | 102211.2 | 944431.488 | -1291.3992 | -11932.5286 | -0.055006 | 1.1684 | -0.23843 | 1.1684 | -0.046534 | 1.1684 | -0.22996 | 1.1684 | 0.60785 | 0.63824 | 0.29929 | 0.30647
421018 - Int Energy Star Hardwire Fixture (30-36 Watt) | 10.3407 | 14.4189 | 7.9038 | 77152.5 | 712889.1 | -1126.4265 | -10408.1809 | -0.083144 | 1.164 | -0.26647 | 1.164 | -0.073332 | 1.164 | -0.25665 | 1.164 | 0.51385 | 0.53955 | 0.27188 | 0.27891
421018 - Int Energy Star Hardwire Fixture (30-36 Watt) | 0.26031 | 0.36297 | 0.20525 | 1942.2 | 17945.9282 | -27.2079 | -251.401 | -0.062415 | 1.1219 | -0.24554 | 1.1219 | -0.0536 | 1.1219 | -0.23673 | 1.1219 | 0.57795 | 0.60684 | 0.29054 | 0.29766
421019 - Ext Energy Star Hardwire Fixture (18 Watt) | 20.7748 | 28.9679 | 0 | 155001.6 | 1432214.784 | 0 | 0 | -0.0059859 | 0 | -0.1892 | 0 | 0.000147 | 0 | -0.18307 | 0 | 0.95351 | 1.0012 | 0.39352 | 0.40141
421023 - Duct Test and Seal 1976-1994 | 102.3242 | 11.4173 | 208.4832 | 148764.195 | 2677755.51 | 8477.9595 | 152603.271 | 0.068436 | 0.30323 | -0.38275 | -1.6959 | 0.079574 | 0.35258 | -0.37161 | -1.6466 | 1.2926 | 1.3572 | 0.4413 | 0.44859
421023 - Duct Test and Seal 1976-1994 | 41.7809 | 4.6619 | 61.9422 | 60743.304 | 1093379.472 | 3856.4006 | 69415.2099 | -0.12541 | -0.58074 | -0.5568 | -2.5784 | -0.10568 | -0.48935 | -0.53707 | -2.487 | 0.69742 | 0.73229 | 0.34173 | 0.3499
421024 - Duct Test and Seal 1995-2005 | 25.4217 | 2.8366 | 51.7962 | 36959.409 | 665269.362 | 2106.2889 | 37913.2002 | 0.077989 | 0.34579 | -0.3726 | -1.652 | 0.088652 | 0.39307 | -0.36193 | -1.6048 | 1.3483 | 1.4157 | 0.44761 | 0.4548
421024 - Duct Test and Seal 1995-2005 | 7.4071 | 0.82649 | 10.9814 | 10768.896 | 193840.128 | 683.6832 | 12306.2976 | -0.076398 | -0.35323 | -0.50678 | -2.3431 | -0.059026 | -0.27291 | -0.48941 | -2.2628 | 0.79057 | 0.8301 | 0.36267 | 0.37077
421025 - AC Diagnostic, Repair and Tune-up 1976-1994 | 254.0293 | 39.9309 | 530.3448 | 378230.4 | 3782304 | -7.4413 | -74.4127 | 0.20298 | 1.1822 | -0.20165 | 1.1822 | 0.20622 | 1.1822 | -0.1984 | 1.1822 | 3.9782 | 4.1771 | 0.57343 | 0.57739
421025 - AC Diagnostic, Repair and Tune-up 1976-1994 | 22.2371 | 3.4955 | 33.8636 | 33109.38 | 331093.8 | -5.7319 | -57.3192 | 0.10019 | 1.1787 | -0.2847 | 1.1787 | 0.1077 | 1.1787 | -0.27719 | 1.1787 | 1.634 | 1.7157 | 0.47493 | 0.4816
421025 - AC Diagnostic, Repair and Tune-up 1976-1994 | 2.3109 | 0.36324 | 3.6153 | 3440.7 | 34406.9999 | -0.11716 | -1.1716 | 0.13016 | 1.1624 | -0.24931 | 1.1624 | 0.13607 | 1.1624 | -0.2434 | 1.1624 | 2.0484 | 2.1508 | 0.50484 | 0.51084
421026 - AC Diagnostic, Repair and Tune-up 1995-2005 | 71.8489 | 11.2939 | 150.0012 | 106977.6 | 1069776 | -2.1047 | -21.0467 | 0.20055 | 1.1822 | -0.20381 | 1.1822 | 0.20391 | 1.1822 | -0.20046 | 1.1822 | 3.8486 | 4.0411 | 0.57066 | 0.57472
421026 - AC Diagnostic, Repair and Tune-up 1995-2005 | 6.5809 | 1.0345 | 10.0217 | 9798.48 | 97984.8 | -1.6963 | -16.9632 | 0.083783 | 1.1772 | -0.30043 | 1.1772 | 0.092053 | 1.1772 | -0.29216 | 1.1772 | 1.4813 | 1.5553 | 0.46111 | 0.46805
421026 - AC Diagnostic, Repair and Tune-up 1995-2005 | 0.24843 | 0.039051 | 0.4617 | 369.9 | 3699 | -0.024867 | -0.24867 | 0.10327 | 1.1695 | -0.27557 | 1.1695 | 0.11044 | 1.1695 | -0.2684 | 1.1695 | 1.6853 | 1.7696 | 0.47933 | 0.48592
421028 - Int. Energy Star CFL - 14 Watt | 1.3402 | 1.8688 | 1.1071 | 9999.36 | 92394.0864 | -125.4384 | -1159.0508 | 0.059705 | 1.1515 | -0.12338 | 1.1515 | 0.06271 | 1.1515 | -0.12038 | 1.1515 | 1.7187 | 1.8048 | 0.43987 | 0.44531
421028 - Int. Energy Star CFL - 14 Watt | 0.9941 | 1.3861 | 0.75707 | 7416.99 | 68532.9876 | -107.9883 | -997.8119 | 0.05006 | 1.1292 | -0.13304 | 1.1292 | 0.053525 | 1.1292 | -0.12957 | 1.1292 | 1.4629 | 1.5362 | 0.41547 | 0.42118
421028 - Int. Energy Star CFL - 14 Watt | 0.0092159 | 0.01285 | 0.006012 | 68.76 | 635.3424 | -1.1448 | -10.578 | 0.049606 | 1.1219 | -0.13352 | 1.1219 | 0.053087 | 1.1219 | -0.13004 | 1.1219 | 1.4231 | 1.4942 | 0.406 | 0.41159
421029 - Int. Energy Star CFL - 23 Watt | 7.9408 | 11.0725 | 6.5508 | 59246.64 | 547438.9536 | -740.1816 | -6839.278 | 0.074831 | 1.1219 | -0.10864 | 1.1219 | 0.077122 | 1.1219 | -0.10635 | 1.1219 | 2.2641 | 2.3773 | 0.47035 | 0.47504
421029 - Int. Energy Star CFL - 23 Watt | 5.9578 | 8.3075 | 4.5436 | 44451.72 | 410733.8928 | -648.4887 | -5992.0356 | 0.066529 | 1.1219 | -0.1166 | 1.1219 | 0.069204 | 1.1219 | -0.11392 | 1.1219 | 1.8929 | 1.9876 | 0.44437 | 0.4494
421030 - Ext. Energy Star CFL - 13 Watt | 0.12014 | 0.16753 | 0 | 896.4 | 8282.736 | 0 | 0 | 0.093488 | 0 | -0.089518 | 0 | 0.094876 | 0 | -0.088131 | 0 | 4.2085 | 4.4189 | 0.57803 | 0.58184
421031 - Ext. Energy Star CFL - 23 Watt | 0.063836 | 0.089011 | 0 | 476.28 | 4400.8272 | 0 | 0 | 0.10258 | 0 | -0.080547 | 0 | 0.10354 | 0 | -0.079588 | 0 | 6.0966 | 6.4015 | 0.60371 | 0.60657
421032 - T-8 or T-5 Lamp and Electronic, 2-lamp, 4-foot fixture Common | 1.6093 | 1.3383 | 2.4004 | 10187.344 | 162997.504 | -26.4328 | -422.9248 | 0.083405 | 1.2238 | -0.14021 | 1.2238 | 0.086569 | 1.2238 | -0.13705 | 1.2238 | 2.2077 | 2.318 | 0.50564 | 0.51122
421033 - T-8 or T-5 Lamp and Electronic, 4-lamp, 4-foot fixture Common | 3.9959 | 3.3231 | 5.9389 | 25295.4 | 404726.4 | -65.377 | -1046.032 | 0.1182 | 1.22 | -0.10536 | 1.22 | 0.11971 | 1.22 | -0.10386 | 1.22 | 4.6407 | 4.8727 | 0.57472 | 0.57813
421034 - 255009-Interior Energy Star CFL Common 14 & 15 watt | 0.29722 | 0.41444 | 0.24552 | 2217.6 | 20490.624 | -27.819 | -257.0476 | 0.058611 | 1.1811 | -0.12437 | 1.1811 | 0.061659 | 1.1811 | -0.12133 | 1.1811 | 1.6843 | 1.7685 | 0.43645 | 0.4419
421034 - 255009-Interior Energy Star CFL Common 14 & 15 watt | 0.020953 | 0.029216 | 0.015957 | 156.33 | 1444.4892 | -2.2761 | -21.0312 | 0.050363 | 1.1219 | -0.13276 | 1.1219 | 0.053808 | 1.1219 | -0.12932 | 1.1219 | 1.4704 | 1.5439 | 0.41638 | 0.42207
421040 - Int CF Fixture Common (30-36 Watts) - Energy Star | 0.74924 | 0.6231 | 1.0047 | 4743 | 15651.9 | -11.849 | -39.1017 | 0.037379 | 1.0419 | -0.14252 | 1.0419 | 0.04134 | 1.0419 | -0.13856 | 1.0419 | 1.4182 | 1.4891 | 0.44834 | 0.45519
421042 - 255010-Ext Energy Star CFL Common 13 Watts | 0.15018 | 0.20941 | 0 | 1120.5 | 10353.42 | 0 | 0 | 0.0926 | 0 | -0.090526 | 0 | 0.094034 | 0 | -0.089092 | 0 | 4.0758 | 4.2796 | 0.57546 | 0.57935
0 | 0 | 0 | 0 | 0 | 0 | 0 | 0 | 0 | 0 | 0 | 0 | 0 | 0 | 0 | 0 | 0 | 0 | 0 | 0
0 | 0 | 0 | 0 | 0 | 0 | 0 | 0 | 0 | 0 | 0 | 0 | 0 | 0 | 0 | 0 | 0 | 0 | 0 | 0
0 | 0 | 0 | 0 | 0 | 0 | 0 | 0 | 0 | 0 | 0 | 0 | 0 | 0 | 0 | 0 | 0 | 0 | 0 | 0
0 | 0 | 0 | 0 | 0 | 0 | 0 | 0 | 0 | 0 | 0 | 0 | 0 | 0 | 0 | 0 | 0 | 0 | 0 | 0
0 | 0 | 0 | 0 | 0 | 0 | 0 | 0 | 0 | 0 | 0 | 0 | 0 | 0 | 0 | 0 | 0 | 0 | 0 | 0
0 | 0 | 0 | 0 | 0 | 0 | 0 | 0 | 0 | 0 | 0 | 0 | 0 | 0 | 0 | 0 | 0 | 0 | 0 | 0
0 | 0 | 0 | 0 | 0 | 0 | 0 | 0 | 0 | 0 | 0 | 0 | 0 | 0 | 0 | 0 | 0 | 0 | 0 | 0
0 | 0 | 0 | 0 | 0 | 0 | 0 | 0 | 0 | 0 | 0 | 0 | 0 | 0 | 0 | 0 | 0 | 0 | 0 | 0
0 | 0 | 0 | 0 | 0 | 0 | 0 | 0 | 0 | 0 | 0 | 0 | 0 | 0 | 0 | 0 | 0 | 0 | 0 | 0
0 | 0 | 0 | 0 | 0 | 0 | 0 | 0 | 0 | 0 | 0 | 0 | 0 | 0 | 0 | 0 | 0 | 0 | 0 | 0
0 | 0 | 0 | 0 | 0 | 0 | 0 | 0 | 0 | 0 | 0 | 0 | 0 | 0 | 0 | 0 | 0 | 0 | 0 | 0
0 | 0 | 0 | 0 | 0 | 0 | 0 | 0 | 0 | 0 | 0 | 0 | 0 | 0 | 0 | 0 | 0 | 0 | 0 | 0
0 | 0 | 0 | 0 | 0 | 0 | 0 | 0 | 0 | 0 | 0 | 0 | 0 | 0 | 0 | 0 | 0 | 0 | 0 | 0
0 | 0 | 0 | 0 | 0 | 0 | 0 | 0 | 0 | 0 | 0 | 0 | 0 | 0 | 0 | 0 | 0 | 0 | 0 | 0
0 | 0 | 0 | 0 | 0 | 0 | 0 | 0 | 0 | 0 | 0 | 0 | 0 | 0 | 0 | 0 | 0 | 0 | 0 | 0
0 | 0 | 0 | 0 | 0 | 0 | 0 | 0 | 0 | 0 | 0 | 0 | 0 | 0 | 0 | 0 | 0 | 0 | 0 | 0
0 | 0 | 0 | 0 | 0 | 0 | 0 | 0 | 0 | 0 | 0 | 0 | 0 | 0 | 0 | 0 | 0 | 0 | 0 | 0
0 | 0 | 0 | 0 | 0 | 0 | 0 | 0 | 0 | 0 | 0 | 0 | 0 | 0 | 0 | 0 | 0 | 0 | 0 | 0
0 | 0 | 0 | 0 | 0 | 0 | 0 | 0 | 0 | 0 | 0 | 0 | 0 | 0 | 0 | 0 | 0 | 0 | 0 | 0
0 | 0 | 0 | 0 | 0 | 0 | 0 | 0 | 0 | 0 | 0 | 0 | 0 | 0 | 0 | 0 | 0 | 0 | 0 | 0
0 | 0 | 0 | 0 | 0 | 0 | 0 | 0 | 0 | 0 | 0 | 0 | 0 | 0 | 0 | 0 | 0 | 0 | 0 | 0
0 | 0 | 0 | 0 | 0 | 0 | 0 | 0 | 0 | 0 | 0 | 0 | 0 | 0 | 0 | 0 | 0 | 0 | 0 | 0
0 | 0 | 0 | 0 | 0 | 0 | 0 | 0 | 0 | 0 | 0 | 0 | 0 | 0 | 0 | 0 | 0 | 0 | 0 | 0
0 | 0 | 0 | 0 | 0 | 0 | 0 | 0 | 0 | 0 | 0 | 0 | 0 | 0 | 0 | 0 | 0 | 0 | 0 | 0
0 | 0 | 0 | 0 | 0 | 0 | 0 | 0 | 0 | 0 | 0 | 0 | 0 | 0 | 0 | 0 | 0 | 0 | 0 | 0
0 | 0 | 0 | 0 | 0 | 0 | 0 | 0 | 0 | 0 | 0 | 0 | 0 | 0 | 0 | 0 | 0 | 0 | 0 | 0
0 | 0 | 0 | 0 | 0 | 0 | 0 | 0 | 0 | 0 | 0 | 0 | 0 | 0 | 0 | 0 | 0 | 0 | 0 | 0
0 | 0 | 0 | 0 | 0 | 0 | 0 | 0 | 0 | 0 | 0 | 0 | 0 | 0 | 0 | 0 | 0 | 0 | 0 | 0
0 | 0 | 0 | 0 | 0 | 0 | 0 | 0 | 0 | 0 | 0 | 0 | 0 | 0 | 0 | 0 | 0 | 0 | 0 | 0
0 | 0 | 0 | 0 | 0 | 0 | 0 | 0 | 0 | 0 | 0 | 0 | 0 | 0 | 0 | 0 | 0 | 0 | 0 | 0
0 | 0 | 0 | 0 | 0 | 0 | 0 | 0 | 0 | 0 | 0 | 0 | 0 | 0 | 0 | 0 | 0 | 0 | 0 | 0
0 | 0 | 0 | 0 | 0 | 0 | 0 | 0 | 0 | 0 | 0 | 0 | 0 | 0 | 0 | 0 | 0 | 0 | 0 | 0
0 | 0 | 0 | 0 | 0 | 0 | 0 | 0 | 0 | 0 | 0 | 0 | 0 | 0 | 0 | 0 | 0 | 0 | 0 | 0
0 | 0 | 0 | 0 | 0 | 0 | 0 | 0 | 0 | 0 | 0 | 0 | 0 | 0 | 0 | 0 | 0 | 0 | 0 | 0
0 | 0 | 0 | 0 | 0 | 0 | 0 | 0 | 0 | 0 | 0 | 0 | 0 | 0 | 0 | 0 | 0 | 0 | 0 | 0
0 | 0 | 0 | 0 | 0 | 0 | 0 | 0 | 0 | 0 | 0 | 0 | 0 | 0 | 0 | 0 | 0 | 0 | 0 | 0
0 | 0 | 0 | 0 | 0 | 0 | 0 | 0 | 0 | 0 | 0 | 0 | 0 | 0 | 0 | 0 | 0 | 0 | 0 | 0
0 | 0 | 0 | 0 | 0 | 0 | 0 | 0 | 0 | 0 | 0 | 0 | 0 | 0 | 0 | 0 | 0 | 0 | 0 | 0
0 | 0 | 0 | 0 | 0 | 0 | 0 | 0 | 0 | 0 | 0 | 0 | 0 | 0 | 0 | 0 | 0 | 0 | 0 | 0
0 | 0 | 0 | 0 | 0 | 0 | 0 | 0 | 0 | 0 | 0 | 0 | 0 | 0 | 0 | 0 | 0 | 0 | 0 | 0
0 | 0 | 0 | 0 | 0 | 0 | 0 | 0 | 0 | 0 | 0 | 0 | 0 | 0 | 0 | 0 | 0 | 0 | 0 | 0
0 | 0 | 0 | 0 | 0 | 0 | 0 | 0 | 0 | 0 | 0 | 0 | 0 | 0 | 0 | 0 | 0 | 0 | 0 | 0
0 | 0 | 0 | 0 | 0 | 0 | 0 | 0 | 0 | 0 | 0 | 0 | 0 | 0 | 0 | 0 | 0 | 0 | 0 | 0
0 | 0 | 0 | 0 | 0 | 0 | 0 | 0 | 0 | 0 | 0 | 0 | 0 | 0 | 0 | 0 | 0 | 0 | 0 | 0
0 | 0 | 0 | 0 | 0 | 0 | 0 | 0 | 0 | 0 | 0 | 0 | 0 | 0 | 0 | 0 | 0 | 0 | 0 | 0
0 | 0 | 0 | 0 | 0 | 0 | 0 | 0 | 0 | 0 | 0 | 0 | 0 | 0 | 0 | 0 | 0 | 0 | 0 | 0
0 | 0 | 0 | 0 | 0 | 0 | 0 | 0 | 0 | 0 | 0 | 0 | 0 | 0 | 0 | 0 | 0 | 0 | 0 | 0
0 | 0 | 0 | 0 | 0 | 0 | 0 | 0 | 0 | 0 | 0 | 0 | 0 | 0 | 0 | 0 | 0 | 0 | 0 | 0
0 | 0 | 0 | 0 | 0 | 0 | 0 | 0 | 0 | 0 | 0 | 0 | 0 | 0 | 0 | 0 | 0 | 0 | 0 | 0
0 | 0 | 0 | 0 | 0 | 0 | 0 | 0 | 0 | 0 | 0 | 0 | 0 | 0 | 0 | 0 | 0 | 0 | 0 | 0
0 | 0 | 0 | 0 | 0 | 0 | 0 | 0 | 0 | 0 | 0 | 0 | 0 | 0 | 0 | 0 | 0 | 0 | 0 | 0
0 | 0 | 0 | 0 | 0 | 0 | 0 | 0 | 0 | 0 | 0 | 0 | 0 | 0 | 0 | 0 | 0 | 0 | 0 | 0
0 | 0 | 0 | 0 | 0 | 0 | 0 | 0 | 0 | 0 | 0 | 0 | 0 | 0 | 0 | 0 | 0 | 0 | 0 | 0
0 | 0 | 0 | 0 | 0 | 0 | 0 | 0 | 0 | 0 | 0 | 0 | 0 | 0 | 0 | 0 | 0 | 0 | 0 | 0
0 | 0 | 0 | 0 | 0 | 0 | 0 | 0 | 0 | 0 | 0 | 0 | 0 | 0 | 0 | 0 | 0 | 0 | 0 | 0
0 | 0 | 0 | 0 | 0 | 0 | 0 | 0 | 0 | 0 | 0 | 0 | 0 | 0 | 0 | 0 | 0 | 0 | 0 | 0
0 | 0 | 0 | 0 | 0 | 0 | 0 | 0 | 0 | 0 | 0 | 0 | 0 | 0 | 0 | 0 | 0 | 0 | 0 | 0
0 | 0 | 0 | 0 | 0 | 0 | 0 | 0 | 0 | 0 | 0 | 0 | 0 | 0 | 0 | 0 | 0 | 0 | 0 | 0
0 | 0 | 0 | 0 | 0 | 0 | 0 | 0 | 0 | 0 | 0 | 0 | 0 | 0 | 0 | 0 | 0 | 0 | 0 | 0
0 | 0 | 0 | 0 | 0 | 0 | 0 | 0 | 0 | 0 | 0 | 0 | 0 | 0 | 0 | 0 | 0 | 0 | 0 | 0
0 | 0 | 0 | 0 | 0 | 0 | 0 | 0 | 0 | 0 | 0 | 0 | 0 | 0 | 0 | 0 | 0 | 0 | 0 | 0
0 | 0 | 0 | 0 | 0 | 0 | 0 | 0 | 0 | 0 | 0 | 0 | 0 | 0 | 0 | 0 | 0 | 0 | 0 | 0
0 | 0 | 0 | 0 | 0 | 0 | 0 | 0 | 0 | 0 | 0 | 0 | 0 | 0 | 0 | 0 | 0 | 0 | 0 | 0
0 | 0 | 0 | 0 | 0 | 0 | 0 | 0 | 0 | 0 | 0 | 0 | 0 | 0 | 0 | 0 | 0 | 0 | 0 | 0
0 | 0 | 0 | 0 | 0 | 0 | 0 | 0 | 0 | 0 | 0 | 0 | 0 | 0 | 0 | 0 | 0 | 0 | 0 | 0
0 | 0 | 0 | 0 | 0 | 0 | 0 | 0 | 0 | 0 | 0 | 0 | 0 | 0 | 0 | 0 | 0 | 0 | 0 | 0
0 | 0 | 0 | 0 | 0 | 0 | 0 | 0 | 0 | 0 | 0 | 0 | 0 | 0 | 0 | 0 | 0 | 0 | 0 | 0
0 | 0 | 0 | 0 | 0 | 0 | 0 | 0 | 0 | 0 | 0 | 0 | 0 | 0 | 0 | 0 | 0 | 0 | 0 | 0
0 | 0 | 0 | 0 | 0 | 0 | 0 | 0 | 0 | 0 | 0 | 0 | 0 | 0 | 0 | 0 | 0 | 0 | 0 | 0
0 | 0 | 0 | 0 | 0 | 0 | 0 | 0 | 0 | 0 | 0 | 0 | 0 | 0 | 0 | 0 | 0 | 0 | 0 | 0
0 | 0 | 0 | 0 | 0 | 0 | 0 | 0 | 0 | 0 | 0 | 0 | 0 | 0 | 0 | 0 | 0 | 0 | 0 | 0
0 | 0 | 0 | 0 | 0 | 0 | 0 | 0 | 0 | 0 | 0 | 0 | 0 | 0 | 0 | 0 | 0 | 0 | 0 | 0
0 | 0 | 0 | 0 | 0 | 0 | 0 | 0 | 0 | 0 | 0 | 0 | 0 | 0 | 0 | 0 | 0 | 0 | 0 | 0
0 | 0 | 0 | 0 | 0 | 0 | 0 | 0 | 0 | 0 | 0 | 0 | 0 | 0 | 0 | 0 | 0 | 0 | 0 | 0
0 | 0 | 0 | 0 | 0 | 0 | 0 | 0 | 0 | 0 | 0 | 0 | 0 | 0 | 0 | 0 | 0 | 0 | 0 | 0
0 | 0 | 0 | 0 | 0 | 0 | 0 | 0 | 0 | 0 | 0 | 0 | 0 | 0 | 0 | 0 | 0 | 0 | 0 | 0
0 | 0 | 0 | 0 | 0 | 0 | 0 | 0 | 0 | 0 | 0 | 0 | 0 | 0 | 0 | 0 | 0 | 0 | 0 | 0
0 | 0 | 0 | 0 | 0 | 0 | 0 | 0 | 0 | 0 | 0 | 0 | 0 | 0 | 0 | 0 | 0 | 0 | 0 | 0
0 | 0 | 0 | 0 | 0 | 0 | 0 | 0 | 0 | 0 | 0 | 0 | 0 | 0 | 0 | 0 | 0 | 0 | 0 | 0
0 | 0 | 0 | 0 | 0 | 0 | 0 | 0 | 0 | 0 | 0 | 0 | 0 | 0 | 0 | 0 | 0 | 0 | 0 | 0
0 | 0 | 0 | 0 | 0 | 0 | 0 | 0 | 0 | 0 | 0 | 0 | 0 | 0 | 0 | 0 | 0 | 0 | 0 | 0
0 | 0 | 0 | 0 | 0 | 0 | 0 | 0 | 0 | 0 | 0 | 0 | 0 | 0 | 0 | 0 | 0 | 0 | 0 | 0
0 | 0 | 0 | 0 | 0 | 0 | 0 | 0 | 0 | 0 | 0 | 0 | 0 | 0 | 0 | 0 | 0 | 0 | 0 | 0
0 | 0 | 0 | 0 | 0 | 0 | 0 | 0 | 0 | 0 | 0 | 0 | 0 | 0 | 0 | 0 | 0 | 0 | 0 | 0
0 | 0 | 0 | 0 | 0 | 0 | 0 | 0 | 0 | 0 | 0 | 0 | 0 | 0 | 0 | 0 | 0 | 0 | 0 | 0
0 | 0 | 0 | 0 | 0 | 0 | 0 | 0 | 0 | 0 | 0 | 0 | 0 | 0 | 0 | 0 | 0 | 0 | 0 | 0
0 | 0 | 0 | 0 | 0 | 0 | 0 | 0 | 0 | 0 | 0 | 0 | 0 | 0 | 0 | 0 | 0 | 0 | 0 | 0
0 | 0 | 0 | 0 | 0 | 0 | 0 | 0 | 0 | 0 | 0 | 0 | 0 | 0 | 0 | 0 | 0 | 0 | 0 | 0
0 | 0 | 0 | 0 | 0 | 0 | 0 | 0 | 0 | 0 | 0 | 0 | 0 | 0 | 0 | 0 | 0 | 0 | 0 | 0
0 | 0 | 0 | 0 | 0 | 0 | 0 | 0 | 0 | 0 | 0 | 0 | 0 | 0 | 0 | 0 | 0 | 0 | 0 | 0
0 | 0 | 0 | 0 | 0 | 0 | 0 | 0 | 0 | 0 | 0 | 0 | 0 | 0 | 0 | 0 | 0 | 0 | 0 | 0
0 | 0 | 0 | 0 | 0 | 0 | 0 | 0 | 0 | 0 | 0 | 0 | 0 | 0 | 0 | 0 | 0 | 0 | 0 | 0
0 | 0 | 0 | 0 | 0 | 0 | 0 | 0 | 0 | 0 | 0 | 0 | 0 | 0 | 0 | 0 | 0 | 0 | 0 | 0
0 | 0 | 0 | 0 | 0 | 0 | 0 | 0 | 0 | 0 | 0 | 0 | 0 | 0 | 0 | 0 | 0 | 0 | 0 | 0
0 | 0 | 0 | 0 | 0 | 0 | 0 | 0 | 0 | 0 | 0 | 0 | 0 | 0 | 0 | 0 | 0 | 0 | 0 | 0
0 | 0 | 0 | 0 | 0 | 0 | 0 | 0 | 0 | 0 | 0 | 0 | 0 | 0 | 0 | 0 | 0 | 0 | 0 | 0
0 | 0 | 0 | 0 | 0 | 0 | 0 | 0 | 0 | 0 | 0 | 0 | 0 | 0 | 0 | 0 | 0 | 0 | 0 | 0
0 | 0 | 0 | 0 | 0 | 0 | 0 | 0 | 0 | 0 | 0 | 0 | 0 | 0 | 0 | 0 | 0 | 0 | 0 | 0
0 | 0 | 0 | 0 | 0 | 0 | 0 | 0 | 0 | 0 | 0 | 0 | 0 | 0 | 0 | 0 | 0 | 0 | 0 | 0
0 | 0 | 0 | 0 | 0 | 0 | 0 | 0 | 0 | 0 | 0 | 0 | 0 | 0 | 0 | 0 | 0 | 0 | 0 | 0
0 | 0 | 0 | 0 | 0 | 0 | 0 | 0 | 0 | 0 | 0 | 0 | 0 | 0 | 0 | 0 | 0 | 0 | 0 | 0
0 | 0 | 0 | 0 | 0 | 0 | 0 | 0 | 0 | 0 | 0 | 0 | 0 | 0 | 0 | 0 | 0 | 0 | 0 | 0
0 | 0 | 0 | 0 | 0 | 0 | 0 | 0 | 0 | 0 | 0 | 0 | 0 | 0 | 0 | 0 | 0 | 0 | 0 | 0
0 | 0 | 0 | 0 | 0 | 0 | 0 | 0 | 0 | 0 | 0 | 0 | 0 | 0 | 0 | 0 | 0 | 0 | 0 | 0
0 | 0 | 0 | 0 | 0 | 0 | 0 | 0 | 0 | 0 | 0 | 0 | 0 | 0 | 0 | 0 | 0 | 0 | 0 | 0
0 | 0 | 0 | 0 | 0 | 0 | 0 | 0 | 0 | 0 | 0 | 0 | 0 | 0 | 0 | 0 | 0 | 0 | 0 | 0
0 | 0 | 0 | 0 | 0 | 0 | 0 | 0 | 0 | 0 | 0 | 0 | 0 | 0 | 0 | 0 | 0 | 0 | 0 | 0
0 | 0 | 0 | 0 | 0 | 0 | 0 | 0 | 0 | 0 | 0 | 0 | 0 | 0 | 0 | 0 | 0 | 0 | 0 | 0
0 | 0 | 0 | 0 | 0 | 0 | 0 | 0 | 0 | 0 | 0 | 0 | 0 | 0 | 0 | 0 | 0 | 0 | 0 | 0
0 | 0 | 0 | 0 | 0 | 0 | 0 | 0 | 0 | 0 | 0 | 0 | 0 | 0 | 0 | 0 | 0 | 0 | 0 | 0
0 | 0 | 0 | 0 | 0 | 0 | 0 | 0 | 0 | 0 | 0 | 0 | 0 | 0 | 0 | 0 | 0 | 0 | 0 | 0
0 | 0 | 0 | 0 | 0 | 0 | 0 | 0 | 0 | 0 | 0 | 0 | 0 | 0 | 0 | 0 | 0 | 0 | 0 | 0
0 | 0 | 0 | 0 | 0 | 0 | 0 | 0 | 0 | 0 | 0 | 0 | 0 | 0 | 0 | 0 | 0 | 0 | 0 | 0
0 | 0 | 0 | 0 | 0 | 0 | 0 | 0 | 0 | 0 | 0 | 0 | 0 | 0 | 0 | 0 | 0 | 0 | 0 | 0
0 | 0 | 0 | 0 | 0 | 0 | 0 | 0 | 0 | 0 | 0 | 0 | 0 | 0 | 0 | 0 | 0 | 0 | 0 | 0
0 | 0 | 0 | 0 | 0 | 0 | 0 | 0 | 0 | 0 | 0 | 0 | 0 | 0 | 0 | 0 | 0 | 0 | 0 | 0
0 | 0 | 0 | 0 | 0 | 0 | 0 | 0 | 0 | 0 | 0 | 0 | 0 | 0 | 0 | 0 | 0 | 0 | 0 | 0
0 | 0 | 0 | 0 | 0 | 0 | 0 | 0 | 0 | 0 | 0 | 0 | 0 | 0 | 0 | 0 | 0 | 0 | 0 | 0
0 | 0 | 0 | 0 | 0 | 0 | 0 | 0 | 0 | 0 | 0 | 0 | 0 | 0 | 0 | 0 | 0 | 0 | 0 | 0
0 | 0 | 0 | 0 | 0 | 0 | 0 | 0 | 0 | 0 | 0 | 0 | 0 | 0 | 0 | 0 | 0 | 0 | 0 | 0
0 | 0 | 0 | 0 | 0 | 0 | 0 | 0 | 0 | 0 | 0 | 0 | 0 | 0 | 0 | 0 | 0 | 0 | 0 | 0
0 | 0 | 0 | 0 | 0 | 0 | 0 | 0 | 0 | 0 | 0 | 0 | 0 | 0 | 0 | 0 | 0 | 0 | 0 | 0
0 | 0 | 0 | 0 | 0 | 0 | 0 | 0 | 0 | 0 | 0 | 0 | 0 | 0 | 0 | 0 | 0 | 0 | 0 | 0
0 | 0 | 0 | 0 | 0 | 0 | 0 | 0 | 0 | 0 | 0 | 0 | 0 | 0 | 0 | 0 | 0 | 0 | 0 | 0
0 | 0 | 0 | 0 | 0 | 0 | 0 | 0 | 0 | 0 | 0 | 0 | 0 | 0 | 0 | 0 | 0 | 0 | 0 | 0
0 | 0 | 0 | 0 | 0 | 0 | 0 | 0 | 0 | 0 | 0 | 0 | 0 | 0 | 0 | 0 | 0 | 0 | 0 | 0
0 | 0 | 0 | 0 | 0 | 0 | 0 | 0 | 0 | 0 | 0 | 0 | 0 | 0 | 0 | 0 | 0 | 0 | 0 | 0
0 | 0 | 0 | 0 | 0 | 0 | 0 | 0 | 0 | 0 | 0 | 0 | 0 | 0 | 0 | 0 | 0 | 0 | 0 | 0
0 | 0 | 0 | 0 | 0 | 0 | 0 | 0 | 0 | 0 | 0 | 0 | 0 | 0 | 0 | 0 | 0 | 0 | 0 | 0
0 | 0 | 0 | 0 | 0 | 0 | 0 | 0 | 0 | 0 | 0 | 0 | 0 | 0 | 0 | 0 | 0 | 0 | 0 | 0
0 | 0 | 0 | 0 | 0 | 0 | 0 | 0 | 0 | 0 | 0 | 0 | 0 | 0 | 0 | 0 | 0 | 0 | 0 | 0
0 | 0 | 0 | 0 | 0 | 0 | 0 | 0 | 0 | 0 | 0 | 0 | 0 | 0 | 0 | 0 | 0 | 0 | 0 | 0
0 | 0 | 0 | 0 | 0 | 0 | 0 | 0 | 0 | 0 | 0 | 0 | 0 | 0 | 0 | 0 | 0 | 0 | 0 | 0
0 | 0 | 0 | 0 | 0 | 0 | 0 | 0 | 0 | 0 | 0 | 0 | 0 | 0 | 0 | 0 | 0 | 0 | 0 | 0
0 | 0 | 0 | 0 | 0 | 0 | 0 | 0 | 0 | 0 | 0 | 0 | 0 | 0 | 0 | 0 | 0 | 0 | 0 | 0
0 | 0 | 0 | 0 | 0 | 0 | 0 | 0 | 0 | 0 | 0 | 0 | 0 | 0 | 0 | 0 | 0 | 0 | 0 | 0
0 | 0 | 0 | 0 | 0 | 0 | 0 | 0 | 0 | 0 | 0 | 0 | 0 | 0 | 0 | 0 | 0 | 0 | 0 | 0
0 | 0 | 0 | 0 | 0 | 0 | 0 | 0 | 0 | 0 | 0 | 0 | 0 | 0 | 0 | 0 | 0 | 0 | 0 | 0
0 | 0 | 0 | 0 | 0 | 0 | 0 | 0 | 0 | 0 | 0 | 0 | 0 | 0 | 0 | 0 | 0 | 0 | 0 | 0
0 | 0 | 0 | 0 | 0 | 0 | 0 | 0 | 0 | 0 | 0 | 0 | 0 | 0 | 0 | 0 | 0 | 0 | 0 | 0
0 | 0 | 0 | 0 | 0 | 0 | 0 | 0 | 0 | 0 | 0 | 0 | 0 | 0 | 0 | 0 | 0 | 0 | 0 | 0
0 | 0 | 0 | 0 | 0 | 0 | 0 | 0 | 0 | 0 | 0 | 0 | 0 | 0 | 0 | 0 | 0 | 0 | 0 | 0
0 | 0 | 0 | 0 | 0 | 0 | 0 | 0 | 0 | 0 | 0 | 0 | 0 | 0 | 0 | 0 | 0 | 0 | 0 | 0
0 | 0 | 0 | 0 | 0 | 0 | 0 | 0 | 0 | 0 | 0 | 0 | 0 | 0 | 0 | 0 | 0 | 0 | 0 | 0
0 | 0 | 0 | 0 | 0 | 0 | 0 | 0 | 0 | 0 | 0 | 0 | 0 | 0 | 0 | 0 | 0 | 0 | 0 | 0
0 | 0 | 0 | 0 | 0 | 0 | 0 | 0 | 0 | 0 | 0 | 0 | 0 | 0 | 0 | 0 | 0 | 0 | 0 | 0
0 | 0 | 0 | 0 | 0 | 0 | 0 | 0 | 0 | 0 | 0 | 0 | 0 | 0 | 0 | 0 | 0 | 0 | 0 | 0
0 | 0 | 0 | 0 | 0 | 0 | 0 | 0 | 0 | 0 | 0 | 0 | 0 | 0 | 0 | 0 | 0 | 0 | 0 | 0
0 | 0 | 0 | 0 | 0 | 0 | 0 | 0 | 0 | 0 | 0 | 0 | 0 | 0 | 0 | 0 | 0 | 0 | 0 | 0
0 | 0 | 0 | 0 | 0 | 0 | 0 | 0 | 0 | 0 | 0 | 0 | 0 | 0 | 0 | 0 | 0 | 0 | 0 | 0
0 | 0 | 0 | 0 | 0 | 0 | 0 | 0 | 0 | 0 | 0 | 0 | 0 | 0 | 0 | 0 | 0 | 0 | 0 | 0
0 | 0 | 0 | 0 | 0 | 0 | 0 | 0 | 0 | 0 | 0 | 0 | 0 | 0 | 0 | 0 | 0 | 0 | 0 | 0
0 | 0 | 0 | 0 | 0 | 0 | 0 | 0 | 0 | 0 | 0 | 0 | 0 | 0 | 0 | 0 | 0 | 0 | 0 | 0
0 | 0 | 0 | 0 | 0 | 0 | 0 | 0 | 0 | 0 | 0 | 0 | 0 | 0 | 0 | 0 | 0 | 0 | 0 | 0
0 | 0 | 0 | 0 | 0 | 0 | 0 | 0 | 0 | 0 | 0 | 0 | 0 | 0 | 0 | 0 | 0 | 0 | 0 | 0
0 | 0 | 0 | 0 | 0 | 0 | 0 | 0 | 0 | 0 | 0 | 0 | 0 | 0 | 0 | 0 | 0 | 0 | 0 | 0
0 | 0 | 0 | 0 | 0 | 0 | 0 | 0 | 0 | 0 | 0 | 0 | 0 | 0 | 0 | 0 | 0 | 0 | 0 | 0
0 | 0 | 0 | 0 | 0 | 0 | 0 | 0 | 0 | 0 | 0 | 0 | 0 | 0 | 0 | 0 | 0 | 0 | 0 | 0
0 | 0 | 0 | 0 | 0 | 0 | 0 | 0 | 0 | 0 | 0 | 0 | 0 | 0 | 0 | 0 | 0 | 0 | 0 | 0
0 | 0 | 0 | 0 | 0 | 0 | 0 | 0 | 0 | 0 | 0 | 0 | 0 | 0 | 0 | 0 | 0 | 0 | 0 | 0
0 | 0 | 0 | 0 | 0 | 0 | 0 | 0 | 0 | 0 | 0 | 0 | 0 | 0 | 0 | 0 | 0 | 0 | 0 | 0
0 | 0 | 0 | 0 | 0 | 0 | 0 | 0 | 0 | 0 | 0 | 0 | 0 | 0 | 0 | 0 | 0 | 0 | 0 | 0
0 | 0 | 0 | 0 | 0 | 0 | 0 | 0 | 0 | 0 | 0 | 0 | 0 | 0 | 0 | 0 | 0 | 0 | 0 | 0
0 | 0 | 0 | 0 | 0 | 0 | 0 | 0 | 0 | 0 | 0 | 0 | 0 | 0 | 0 | 0 | 0 | 0 | 0 | 0
0 | 0 | 0 | 0 | 0 | 0 | 0 | 0 | 0 | 0 | 0 | 0 | 0 | 0 | 0 | 0 | 0 | 0 | 0 | 0
0 | 0 | 0 | 0 | 0 | 0 | 0 | 0 | 0 | 0 | 0 | 0 | 0 | 0 | 0 | 0 | 0 | 0 | 0 | 0
0 | 0 | 0 | 0 | 0 | 0 | 0 | 0 | 0 | 0 | 0 | 0 | 0 | 0 | 0 | 0 | 0 | 0 | 0 | 0
0 | 0 | 0 | 0 | 0 | 0 | 0 | 0 | 0 | 0 | 0 | 0 | 0 | 0 | 0 | 0 | 0 | 0 | 0 | 0
0 | 0 | 0 | 0 | 0 | 0 | 0 | 0 | 0 | 0 | 0 | 0 | 0 | 0 | 0 | 0 | 0 | 0 | 0 | 0
0 | 0 | 0 | 0 | 0 | 0 | 0 | 0 | 0 | 0 | 0 | 0 | 0 | 0 | 0 | 0 | 0 | 0 | 0 | 0
0 | 0 | 0 | 0 | 0 | 0 | 0 | 0 | 0 | 0 | 0 | 0 | 0 | 0 | 0 | 0 | 0 | 0 | 0 | 0
0 | 0 | 0 | 0 | 0 | 0 | 0 | 0 | 0 | 0 | 0 | 0 | 0 | 0 | 0 | 0 | 0 | 0 | 0 | 0
0 | 0 | 0 | 0 | 0 | 0 | 0 | 0 | 0 | 0 | 0 | 0 | 0 | 0 | 0 | 0 | 0 | 0 | 0 | 0
0 | 0 | 0 | 0 | 0 | 0 | 0 | 0 | 0 | 0 | 0 | 0 | 0 | 0 | 0 | 0 | 0 | 0 | 0 | 0
0 | 0 | 0 | 0 | 0 | 0 | 0 | 0 | 0 | 0 | 0 | 0 | 0 | 0 | 0 | 0 | 0 | 0 | 0 | 0
0 | 0 | 0 | 0 | 0 | 0 | 0 | 0 | 0 | 0 | 0 | 0 | 0 | 0 | 0 | 0 | 0 | 0 | 0 | 0
0 | 0 | 0 | 0 | 0 | 0 | 0 | 0 | 0 | 0 | 0 | 0 | 0 | 0 | 0 | 0 | 0 | 0 | 0 | 0
0 | 0 | 0 | 0 | 0 | 0 | 0 | 0 | 0 | 0 | 0 | 0 | 0 | 0 | 0 | 0 | 0 | 0 | 0 | 0
0 | 0 | 0 | 0 | 0 | 0 | 0 | 0 | 0 | 0 | 0 | 0 | 0 | 0 | 0 | 0 | 0 | 0 | 0 | 0
0 | 0 | 0 | 0 | 0 | 0 | 0 | 0 | 0 | 0 | 0 | 0 | 0 | 0 | 0 | 0 | 0 | 0 | 0 | 0
0 | 0 | 0 | 0 | 0 | 0 | 0 | 0 | 0 | 0 | 0 | 0 | 0 | 0 | 0 | 0 | 0 | 0 | 0 | 0
0 | 0 | 0 | 0 | 0 | 0 | 0 | 0 | 0 | 0 | 0 | 0 | 0 | 0 | 0 | 0 | 0 | 0 | 0 | 0
0 | 0 | 0 | 0 | 0 | 0 | 0 | 0 | 0 | 0 | 0 | 0 | 0 | 0 | 0 | 0 | 0 | 0 | 0 | 0
0 | 0 | 0 | 0 | 0 | 0 | 0 | 0 | 0 | 0 | 0 | 0 | 0 | 0 | 0 | 0 | 0 | 0 | 0 | 0
0 | 0 | 0 | 0 | 0 | 0 | 0 | 0 | 0 | 0 | 0 | 0 | 0 | 0 | 0 | 0 | 0 | 0 | 0 | 0
0 | 0 | 0 | 0 | 0 | 0 | 0 | 0 | 0 | 0 | 0 | 0 | 0 | 0 | 0 | 0 | 0 | 0 | 0 | 0
0 | 0 | 0 | 0 | 0 | 0 | 0 | 0 | 0 | 0 | 0 | 0 | 0 | 0 | 0 | 0 | 0 | 0 | 0 | 0
0 | 0 | 0 | 0 | 0 | 0 | 0 | 0 | 0 | 0 | 0 | 0 | 0 | 0 | 0 | 0 | 0 | 0 | 0 | 0
0 | 0 | 0 | 0 | 0 | 0 | 0 | 0 | 0 | 0 | 0 | 0 | 0 | 0 | 0 | 0 | 0 | 0 | 0 | 0
0 | 0 | 0 | 0 | 0 | 0 | 0 | 0 | 0 | 0 | 0 | 0 | 0 | 0 | 0 | 0 | 0 | 0 | 0 | 0
0 | 0 | 0 | 0 | 0 | 0 | 0 | 0 | 0 | 0 | 0 | 0 | 0 | 0 | 0 | 0 | 0 | 0 | 0 | 0
0 | 0 | 0 | 0 | 0 | 0 | 0 | 0 | 0 | 0 | 0 | 0 | 0 | 0 | 0 | 0 | 0 | 0 | 0 | 0
0 | 0 | 0 | 0 | 0 | 0 | 0 | 0 | 0 | 0 | 0 | 0 | 0 | 0 | 0 | 0 | 0 | 0 | 0 | 0
0 | 0 | 0 | 0 | 0 | 0 | 0 | 0 | 0 | 0 | 0 | 0 | 0 | 0 | 0 | 0 | 0 | 0 | 0 | 0
0 | 0 | 0 | 0 | 0 | 0 | 0 | 0 | 0 | 0 | 0 | 0 | 0 | 0 | 0 | 0 | 0 | 0 | 0 | 0
0 | 0 | 0 | 0 | 0 | 0 | 0 | 0 | 0 | 0 | 0 | 0 | 0 | 0 | 0 | 0 | 0 | 0 | 0 | 0
0 | 0 | 0 | 0 | 0 | 0 | 0 | 0 | 0 | 0 | 0 | 0 | 0 | 0 | 0 | 0 | 0 | 0 | 0 | 0
0 | 0 | 0 | 0 | 0 | 0 | 0 | 0 | 0 | 0 | 0 | 0 | 0 | 0 | 0 | 0 | 0 | 0 | 0 | 0
0 | 0 | 0 | 0 | 0 | 0 | 0 | 0 | 0 | 0 | 0 | 0 | 0 | 0 | 0 | 0 | 0 | 0 | 0 | 0
0 | 0 | 0 | 0 | 0 | 0 | 0 | 0 | 0 | 0 | 0 | 0 | 0 | 0 | 0 | 0 | 0 | 0 | 0 | 0
0 | 0 | 0 | 0 | 0 | 0 | 0 | 0 | 0 | 0 | 0 | 0 | 0 | 0 | 0 | 0 | 0 | 0 | 0 | 0
0 | 0 | 0 | 0 | 0 | 0 | 0 | 0 | 0 | 0 | 0 | 0 | 0 | 0 | 0 | 0 | 0 | 0 | 0 | 0
0 | 0 | 0 | 0 | 0 | 0 | 0 | 0 | 0 | 0 | 0 | 0 | 0 | 0 | 0 | 0 | 0 | 0 | 0 | 0
0 | 0 | 0 | 0 | 0 | 0 | 0 | 0 | 0 | 0 | 0 | 0 | 0 | 0 | 0 | 0 | 0 | 0 | 0 | 0
0 | 0 | 0 | 0 | 0 | 0 | 0 | 0 | 0 | 0 | 0 | 0 | 0 | 0 | 0 | 0 | 0 | 0 | 0 | 0
0 | 0 | 0 | 0 | 0 | 0 | 0 | 0 | 0 | 0 | 0 | 0 | 0 | 0 | 0 | 0 | 0 | 0 | 0 | 0
0 | 0 | 0 | 0 | 0 | 0 | 0 | 0 | 0 | 0 | 0 | 0 | 0 | 0 | 0 | 0 | 0 | 0 | 0 | 0
0 | 0 | 0 | 0 | 0 | 0 | 0 | 0 | 0 | 0 | 0 | 0 | 0 | 0 | 0 | 0 | 0 | 0 | 0 | 0
0 | 0 | 0 | 0 | 0 | 0 | 0 | 0 | 0 | 0 | 0 | 0 | 0 | 0 | 0 | 0 | 0 | 0 | 0 | 0
0 | 0 | 0 | 0 | 0 | 0 | 0 | 0 | 0 | 0 | 0 | 0 | 0 | 0 | 0 | 0 | 0 | 0 | 0 | 0
0 | 0 | 0 | 0 | 0 | 0 | 0 | 0 | 0 | 0 | 0 | 0 | 0 | 0 | 0 | 0 | 0 | 0 | 0 | 0
0 | 0 | 0 | 0 | 0 | 0 | 0 | 0 | 0 | 0 | 0 | 0 | 0 | 0 | 0 | 0 | 0 | 0 | 0 | 0
0 | 0 | 0 | 0 | 0 | 0 | 0 | 0 | 0 | 0 | 0 | 0 | 0 | 0 | 0 | 0 | 0 | 0 | 0 | 0
0 | 0 | 0 | 0 | 0 | 0 | 0 | 0 | 0 | 0 | 0 | 0 | 0 | 0 | 0 | 0 | 0 | 0 | 0 | 0
0 | 0 | 0 | 0 | 0 | 0 | 0 | 0 | 0 | 0 | 0 | 0 | 0 | 0 | 0 | 0 | 0 | 0 | 0 | 0
0 | 0 | 0 | 0 | 0 | 0 | 0 | 0 | 0 | 0 | 0 | 0 | 0 | 0 | 0 | 0 | 0 | 0 | 0 | 0
0 | 0 | 0 | 0 | 0 | 0 | 0 | 0 | 0 | 0 | 0 | 0 | 0 | 0 | 0 | 0 | 0 | 0 | 0 | 0
0 | 0 | 0 | 0 | 0 | 0 | 0 | 0 | 0 | 0 | 0 | 0 | 0 | 0 | 0 | 0 | 0 | 0 | 0 | 0
0 | 0 | 0 | 0 | 0 | 0 | 0 | 0 | 0 | 0 | 0 | 0 | 0 | 0 | 0 | 0 | 0 | 0 | 0 | 0
0 | 0 | 0 | 0 | 0 | 0 | 0 | 0 | 0 | 0 | 0 | 0 | 0 | 0 | 0 | 0 | 0 | 0 | 0 | 0
0 | 0 | 0 | 0 | 0 | 0 | 0 | 0 | 0 | 0 | 0 | 0 | 0 | 0 | 0 | 0 | 0 | 0 | 0 | 0
0 | 0 | 0 | 0 | 0 | 0 | 0 | 0 | 0 | 0 | 0 | 0 | 0 | 0 | 0 | 0 | 0 | 0 | 0 | 0
0 | 0 | 0 | 0 | 0 | 0 | 0 | 0 | 0 | 0 | 0 | 0 | 0 | 0 | 0 | 0 | 0 | 0 | 0 | 0
0 | 0 | 0 | 0 | 0 | 0 | 0 | 0 | 0 | 0 | 0 | 0 | 0 | 0 | 0 | 0 | 0 | 0 | 0 | 0
0 | 0 | 0 | 0 | 0 | 0 | 0 | 0 | 0 | 0 | 0 | 0 | 0 | 0 | 0 | 0 | 0 | 0 | 0 | 0
0 | 0 | 0 | 0 | 0 | 0 | 0 | 0 | 0 | 0 | 0 | 0 | 0 | 0 | 0 | 0 | 0 | 0 | 0 | 0
0 | 0 | 0 | 0 | 0 | 0 | 0 | 0 | 0 | 0 | 0 | 0 | 0 | 0 | 0 | 0 | 0 | 0 | 0 | 0
0 | 0 | 0 | 0 | 0 | 0 | 0 | 0 | 0 | 0 | 0 | 0 | 0 | 0 | 0 | 0 | 0 | 0 | 0 | 0
0 | 0 | 0 | 0 | 0 | 0 | 0 | 0 | 0 | 0 | 0 | 0 | 0 | 0 | 0 | 0 | 0 | 0 | 0 | 0
0 | 0 | 0 | 0 | 0 | 0 | 0 | 0 | 0 | 0 | 0 | 0 | 0 | 0 | 0 | 0 | 0 | 0 | 0 | 0
0 | 0 | 0 | 0 | 0 | 0 | 0 | 0 | 0 | 0 | 0 | 0 | 0 | 0 | 0 | 0 | 0 | 0 | 0 | 0
0 | 0 | 0 | 0 | 0 | 0 | 0 | 0 | 0 | 0 | 0 | 0 | 0 | 0 | 0 | 0 | 0 | 0 | 0 | 0
0 | 0 | 0 | 0 | 0 | 0 | 0 | 0 | 0 | 0 | 0 | 0 | 0 | 0 | 0 | 0 | 0 | 0 | 0 | 0
0 | 0 | 0 | 0 | 0 | 0 | 0 | 0 | 0 | 0 | 0 | 0 | 0 | 0 | 0 | 0 | 0 | 0 | 0 | 0
0 | 0 | 0 | 0 | 0 | 0 | 0 | 0 | 0 | 0 | 0 | 0 | 0 | 0 | 0 | 0 | 0 | 0 | 0 | 0
0 | 0 | 0 | 0 | 0 | 0 | 0 | 0 | 0 | 0 | 0 | 0 | 0 | 0 | 0 | 0 | 0 | 0 | 0 | 0
0 | 0 | 0 | 0 | 0 | 0 | 0 | 0 | 0 | 0 | 0 | 0 | 0 | 0 | 0 | 0 | 0 | 0 | 0 | 0
0 | 0 | 0 | 0 | 0 | 0 | 0 | 0 | 0 | 0 | 0 | 0 | 0 | 0 | 0 | 0 | 0 | 0 | 0 | 0
0 | 0 | 0 | 0 | 0 | 0 | 0 | 0 | 0 | 0 | 0 | 0 | 0 | 0 | 0 | 0 | 0 | 0 | 0 | 0
0 | 0 | 0 | 0 | 0 | 0 | 0 | 0 | 0 | 0 | 0 | 0 | 0 | 0 | 0 | 0 | 0 | 0 | 0 | 0
0 | 0 | 0 | 0 | 0 | 0 | 0 | 0 | 0 | 0 | 0 | 0 | 0 | 0 | 0 | 0 | 0 | 0 | 0 | 0
0 | 0 | 0 | 0 | 0 | 0 | 0 | 0 | 0 | 0 | 0 | 0 | 0 | 0 | 0 | 0 | 0 | 0 | 0 | 0
0 | 0 | 0 | 0 | 0 | 0 | 0 | 0 | 0 | 0 | 0 | 0 | 0 | 0 | 0 | 0 | 0 | 0 | 0 | 0
0 | 0 | 0 | 0 | 0 | 0 | 0 | 0 | 0 | 0 | 0 | 0 | 0 | 0 | 0 | 0 | 0 | 0 | 0 | 0
0 | 0 | 0 | 0 | 0 | 0 | 0 | 0 | 0 | 0 | 0 | 0 | 0 | 0 | 0 | 0 | 0 | 0 | 0 | 0
0 | 0 | 0 | 0 | 0 | 0 | 0 | 0 | 0 | 0 | 0 | 0 | 0 | 0 | 0 | 0 | 0 | 0 | 0 | 0
0 | 0 | 0 | 0 | 0 | 0 | 0 | 0 | 0 | 0 | 0 | 0 | 0 | 0 | 0 | 0 | 0 | 0 | 0 | 0
0 | 0 | 0 | 0 | 0 | 0 | 0 | 0 | 0 | 0 | 0 | 0 | 0 | 0 | 0 | 0 | 0 | 0 | 0 | 0
0 | 0 | 0 | 0 | 0 | 0 | 0 | 0 | 0 | 0 | 0 | 0 | 0 | 0 | 0 | 0 | 0 | 0 | 0 | 0
0 | 0 | 0 | 0 | 0 | 0 | 0 | 0 | 0 | 0 | 0 | 0 | 0 | 0 | 0 | 0 | 0 | 0 | 0 | 0
0 | 0 | 0 | 0 | 0 | 0 | 0 | 0 | 0 | 0 | 0 | 0 | 0 | 0 | 0 | 0 | 0 | 0 | 0 | 0
0 | 0 | 0 | 0 | 0 | 0 | 0 | 0 | 0 | 0 | 0 | 0 | 0 | 0 | 0 | 0 | 0 | 0 | 0 | 0
0 | 0 | 0 | 0 | 0 | 0 | 0 | 0 | 0 | 0 | 0 | 0 | 0 | 0 | 0 | 0 | 0 | 0 | 0 | 0
0 | 0 | 0 | 0 | 0 | 0 | 0 | 0 | 0 | 0 | 0 | 0 | 0 | 0 | 0 | 0 | 0 | 0 | 0 | 0
0 | 0 | 0 | 0 | 0 | 0 | 0 | 0 | 0 | 0 | 0 | 0 | 0 | 0 | 0 | 0 | 0 | 0 | 0 | 0
0 | 0 | 0 | 0 | 0 | 0 | 0 | 0 | 0 | 0 | 0 | 0 | 0 | 0 | 0 | 0 | 0 | 0 | 0 | 0
0 | 0 | 0 | 0 | 0 | 0 | 0 | 0 | 0 | 0 | 0 | 0 | 0 | 0 | 0 | 0 | 0 | 0 | 0 | 0
0 | 0 | 0 | 0 | 0 | 0 | 0 | 0 | 0 | 0 | 0 | 0 | 0 | 0 | 0 | 0 | 0 | 0 | 0 | 0
0 | 0 | 0 | 0 | 0 | 0 | 0 | 0 | 0 | 0 | 0 | 0 | 0 | 0 | 0 | 0 | 0 | 0 | 0 | 0
0 | 0 | 0 | 0 | 0 | 0 | 0 | 0 | 0 | 0 | 0 | 0 | 0 | 0 | 0 | 0 | 0 | 0 | 0 | 0
0 | 0 | 0 | 0 | 0 | 0 | 0 | 0 | 0 | 0 | 0 | 0 | 0 | 0 | 0 | 0 | 0 | 0 | 0 | 0
0 | 0 | 0 | 0 | 0 | 0 | 0 | 0 | 0 | 0 | 0 | 0 | 0 | 0 | 0 | 0 | 0 | 0 | 0 | 0
0 | 0 | 0 | 0 | 0 | 0 | 0 | 0 | 0 | 0 | 0 | 0 | 0 | 0 | 0 | 0 | 0 | 0 | 0 | 0
0 | 0 | 0 | 0 | 0 | 0 | 0 | 0 | 0 | 0 | 0 | 0 | 0 | 0 | 0 | 0 | 0 | 0 | 0 | 0
0 | 0 | 0 | 0 | 0 | 0 | 0 | 0 | 0 | 0 | 0 | 0 | 0 | 0 | 0 | 0 | 0 | 0 | 0 | 0
0 | 0 | 0 | 0 | 0 | 0 | 0 | 0 | 0 | 0 | 0 | 0 | 0 | 0 | 0 | 0 | 0 | 0 | 0 | 0
0 | 0 | 0 | 0 | 0 | 0 | 0 | 0 | 0 | 0 | 0 | 0 | 0 | 0 | 0 | 0 | 0 | 0 | 0 | 0
0 | 0 | 0 | 0 | 0 | 0 | 0 | 0 | 0 | 0 | 0 | 0 | 0 | 0 | 0 | 0 | 0 | 0 | 0 | 0
0 | 0 | 0 | 0 | 0 | 0 | 0 | 0 | 0 | 0 | 0 | 0 | 0 | 0 | 0 | 0 | 0 | 0 | 0 | 0
0 | 0 | 0 | 0 | 0 | 0 | 0 | 0 | 0 | 0 | 0 | 0 | 0 | 0 | 0 | 0 | 0 | 0 | 0 | 0
0 | 0 | 0 | 0 | 0 | 0 | 0 | 0 | 0 | 0 | 0 | 0 | 0 | 0 | 0 | 0 | 0 | 0 | 0 | 0
0 | 0 | 0 | 0 | 0 | 0 | 0 | 0 | 0 | 0 | 0 | 0 | 0 | 0 | 0 | 0 | 0 | 0 | 0 | 0
0 | 0 | 0 | 0 | 0 | 0 | 0 | 0 | 0 | 0 | 0 | 0 | 0 | 0 | 0 | 0 | 0 | 0 | 0 | 0
0 | 0 | 0 | 0 | 0 | 0 | 0 | 0 | 0 | 0 | 0 | 0 | 0 | 0 | 0 | 0 | 0 | 0 | 0 | 0
0 | 0 | 0 | 0 | 0 | 0 | 0 | 0 | 0 | 0 | 0 | 0 | 0 | 0 | 0 | 0 | 0 | 0 | 0 | 0
0 | 0 | 0 | 0 | 0 | 0 | 0 | 0 | 0 | 0 | 0 | 0 | 0 | 0 | 0 | 0 | 0 | 0 | 0 | 0
0 | 0 | 0 | 0 | 0 | 0 | 0 | 0 | 0 | 0 | 0 | 0 | 0 | 0 | 0 | 0 | 0 | 0 | 0 | 0
0 | 0 | 0 | 0 | 0 | 0 | 0 | 0 | 0 | 0 | 0 | 0 | 0 | 0 | 0 | 0 | 0 | 0 | 0 | 0
0 | 0 | 0 | 0 | 0 | 0 | 0 | 0 | 0 | 0 | 0 | 0 | 0 | 0 | 0 | 0 | 0 | 0 | 0 | 0
0 | 0 | 0 | 0 | 0 | 0 | 0 | 0 | 0 | 0 | 0 | 0 | 0 | 0 | 0 | 0 | 0 | 0 | 0 | 0
0 | 0 | 0 | 0 | 0 | 0 | 0 | 0 | 0 | 0 | 0 | 0 | 0 | 0 | 0 | 0 | 0 | 0 | 0 | 0
0 | 0 | 0 | 0 | 0 | 0 | 0 | 0 | 0 | 0 | 0 | 0 | 0 | 0 | 0 | 0 | 0 | 0 | 0 | 0
0 | 0 | 0 | 0 | 0 | 0 | 0 | 0 | 0 | 0 | 0 | 0 | 0 | 0 | 0 | 0 | 0 | 0 | 0 | 0
0 | 0 | 0 | 0 | 0 | 0 | 0 | 0 | 0 | 0 | 0 | 0 | 0 | 0 | 0 | 0 | 0 | 0 | 0 | 0
0 | 0 | 0 | 0 | 0 | 0 | 0 | 0 | 0 | 0 | 0 | 0 | 0 | 0 | 0 | 0 | 0 | 0 | 0 | 0
0 | 0 | 0 | 0 | 0 | 0 | 0 | 0 | 0 | 0 | 0 | 0 | 0 | 0 | 0 | 0 | 0 | 0 | 0 | 0
0 | 0 | 0 | 0 | 0 | 0 | 0 | 0 | 0 | 0 | 0 | 0 | 0 | 0 | 0 | 0 | 0 | 0 | 0 | 0
0 | 0 | 0 | 0 | 0 | 0 | 0 | 0 | 0 | 0 | 0 | 0 | 0 | 0 | 0 | 0 | 0 | 0 | 0 | 0
0 | 0 | 0 | 0 | 0 | 0 | 0 | 0 | 0 | 0 | 0 | 0 | 0 | 0 | 0 | 0 | 0 | 0 | 0 | 0
0 | 0 | 0 | 0 | 0 | 0 | 0 | 0 | 0 | 0 | 0 | 0 | 0 | 0 | 0 | 0 | 0 | 0 | 0 | 0
0 | 0 | 0 | 0 | 0 | 0 | 0 | 0 | 0 | 0 | 0 | 0 | 0 | 0 | 0 | 0 | 0 | 0 | 0 | 0
0 | 0 | 0 | 0 | 0 | 0 | 0 | 0 | 0 | 0 | 0 | 0 | 0 | 0 | 0 | 0 | 0 | 0 | 0 | 0
0 | 0 | 0 | 0 | 0 | 0 | 0 | 0 | 0 | 0 | 0 | 0 | 0 | 0 | 0 | 0 | 0 | 0 | 0 | 0
0 | 0 | 0 | 0 | 0 | 0 | 0 | 0 | 0 | 0 | 0 | 0 | 0 | 0 | 0 | 0 | 0 | 0 | 0 | 0
0 | 0 | 0 | 0 | 0 | 0 | 0 | 0 | 0 | 0 | 0 | 0 | 0 | 0 | 0 | 0 | 0 | 0 | 0 | 0
0 | 0 | 0 | 0 | 0 | 0 | 0 | 0 | 0 | 0 | 0 | 0 | 0 | 0 | 0 | 0 | 0 | 0 | 0 | 0
0 | 0 | 0 | 0 | 0 | 0 | 0 | 0 | 0 | 0 | 0 | 0 | 0 | 0 | 0 | 0 | 0 | 0 | 0 | 0
0 | 0 | 0 | 0 | 0 | 0 | 0 | 0 | 0 | 0 | 0 | 0 | 0 | 0 | 0 | 0 | 0 | 0 | 0 | 0
0 | 0 | 0 | 0 | 0 | 0 | 0 | 0 | 0 | 0 | 0 | 0 | 0 | 0 | 0 | 0 | 0 | 0 | 0 | 0
0 | 0 | 0 | 0 | 0 | 0 | 0 | 0 | 0 | 0 | 0 | 0 | 0 | 0 | 0 | 0 | 0 | 0 | 0 | 0
0 | 0 | 0 | 0 | 0 | 0 | 0 | 0 | 0 | 0 | 0 | 0 | 0 | 0 | 0 | 0 | 0 | 0 | 0 | 0
0 | 0 | 0 | 0 | 0 | 0 | 0 | 0 | 0 | 0 | 0 | 0 | 0 | 0 | 0 | 0 | 0 | 0 | 0 | 0
0 | 0 | 0 | 0 | 0 | 0 | 0 | 0 | 0 | 0 | 0 | 0 | 0 | 0 | 0 | 0 | 0 | 0 | 0 | 0
0 | 0 | 0 | 0 | 0 | 0 | 0 | 0 | 0 | 0 | 0 | 0 | 0 | 0 | 0 | 0 | 0 | 0 | 0 | 0
0 | 0 | 0 | 0 | 0 | 0 | 0 | 0 | 0 | 0 | 0 | 0 | 0 | 0 | 0 | 0 | 0 | 0 | 0 | 0
0 | 0 | 0 | 0 | 0 | 0 | 0 | 0 | 0 | 0 | 0 | 0 | 0 | 0 | 0 | 0 | 0 | 0 | 0 | 0
0 | 0 | 0 | 0 | 0 | 0 | 0 | 0 | 0 | 0 | 0 | 0 | 0 | 0 | 0 | 0 | 0 | 0 | 0 | 0
0 | 0 | 0 | 0 | 0 | 0 | 0 | 0 | 0 | 0 | 0 | 0 | 0 | 0 | 0 | 0 | 0 | 0 | 0 | 0
0 | 0 | 0 | 0 | 0 | 0 | 0 | 0 | 0 | 0 | 0 | 0 | 0 | 0 | 0 | 0 | 0 | 0 | 0 | 0
0 | 0 | 0 | 0 | 0 | 0 | 0 | 0 | 0 | 0 | 0 | 0 | 0 | 0 | 0 | 0 | 0 | 0 | 0 | 0
0 | 0 | 0 | 0 | 0 | 0 | 0 | 0 | 0 | 0 | 0 | 0 | 0 | 0 | 0 | 0 | 0 | 0 | 0 | 0
0 | 0 | 0 | 0 | 0 | 0 | 0 | 0 | 0 | 0 | 0 | 0 | 0 | 0 | 0 | 0 | 0 | 0 | 0 | 0
0 | 0 | 0 | 0 | 0 | 0 | 0 | 0 | 0 | 0 | 0 | 0 | 0 | 0 | 0 | 0 | 0 | 0 | 0 | 0
0 | 0 | 0 | 0 | 0 | 0 | 0 | 0 | 0 | 0 | 0 | 0 | 0 | 0 | 0 | 0 | 0 | 0 | 0 | 0
0 | 0 | 0 | 0 | 0 | 0 | 0 | 0 | 0 | 0 | 0 | 0 | 0 | 0 | 0 | 0 | 0 | 0 | 0 | 0
0 | 0 | 0 | 0 | 0 | 0 | 0 | 0 | 0 | 0 | 0 | 0 | 0 | 0 | 0 | 0 | 0 | 0 | 0 | 0
0 | 0 | 0 | 0 | 0 | 0 | 0 | 0 | 0 | 0 | 0 | 0 | 0 | 0 | 0 | 0 | 0 | 0 | 0 | 0
0 | 0 | 0 | 0 | 0 | 0 | 0 | 0 | 0 | 0 | 0 | 0 | 0 | 0 | 0 | 0 | 0 | 0 | 0 | 0
0 | 0 | 0 | 0 | 0 | 0 | 0 | 0 | 0 | 0 | 0 | 0 | 0 | 0 | 0 | 0 | 0 | 0 | 0 | 0
0 | 0 | 0 | 0 | 0 | 0 | 0 | 0 | 0 | 0 | 0 | 0 | 0 | 0 | 0 | 0 | 0 | 0 | 0 | 0
0 | 0 | 0 | 0 | 0 | 0 | 0 | 0 | 0 | 0 | 0 | 0 | 0 | 0 | 0 | 0 | 0 | 0 | 0 | 0
0 | 0 | 0 | 0 | 0 | 0 | 0 | 0 | 0 | 0 | 0 | 0 | 0 | 0 | 0 | 0 | 0 | 0 | 0 | 0
0 | 0 | 0 | 0 | 0 | 0 | 0 | 0 | 0 | 0 | 0 | 0 | 0 | 0 | 0 | 0 | 0 | 0 | 0 | 0
0 | 0 | 0 | 0 | 0 | 0 | 0 | 0 | 0 | 0 | 0 | 0 | 0 | 0 | 0 | 0 | 0 | 0 | 0 | 0
0 | 0 | 0 | 0 | 0 | 0 | 0 | 0 | 0 | 0 | 0 | 0 | 0 | 0 | 0 | 0 | 0 | 0 | 0 | 0
0 | 0 | 0 | 0 | 0 | 0 | 0 | 0 | 0 | 0 | 0 | 0 | 0 | 0 | 0 | 0 | 0 | 0 | 0 | 0
0 | 0 | 0 | 0 | 0 | 0 | 0 | 0 | 0 | 0 | 0 | 0 | 0 | 0 | 0 | 0 | 0 | 0 | 0 | 0
0 | 0 | 0 | 0 | 0 | 0 | 0 | 0 | 0 | 0 | 0 | 0 | 0 | 0 | 0 | 0 | 0 | 0 | 0 | 0
0 | 0 | 0 | 0 | 0 | 0 | 0 | 0 | 0 | 0 | 0 | 0 | 0 | 0 | 0 | 0 | 0 | 0 | 0 | 0
0 | 0 | 0 | 0 | 0 | 0 | 0 | 0 | 0 | 0 | 0 | 0 | 0 | 0 | 0 | 0 | 0 | 0 | 0 | 0
0 | 0 | 0 | 0 | 0 | 0 | 0 | 0 | 0 | 0 | 0 | 0 | 0 | 0 | 0 | 0 | 0 | 0 | 0 | 0
0 | 0 | 0 | 0 | 0 | 0 | 0 | 0 | 0 | 0 | 0 | 0 | 0 | 0 | 0 | 0 | 0 | 0 | 0 | 0
0 | 0 | 0 | 0 | 0 | 0 | 0 | 0 | 0 | 0 | 0 | 0 | 0 | 0 | 0 | 0 | 0 | 0 | 0 | 0
0 | 0 | 0 | 0 | 0 | 0 | 0 | 0 | 0 | 0 | 0 | 0 | 0 | 0 | 0 | 0 | 0 | 0 | 0 | 0
0 | 0 | 0 | 0 | 0 | 0 | 0 | 0 | 0 | 0 | 0 | 0 | 0 | 0 | 0 | 0 | 0 | 0 | 0 | 0
0 | 0 | 0 | 0 | 0 | 0 | 0 | 0 | 0 | 0 | 0 | 0 | 0 | 0 | 0 | 0 | 0 | 0 | 0 | 0
0 | 0 | 0 | 0 | 0 | 0 | 0 | 0 | 0 | 0 | 0 | 0 | 0 | 0 | 0 | 0 | 0 | 0 | 0 | 0
0 | 0 | 0 | 0 | 0 | 0 | 0 | 0 | 0 | 0 | 0 | 0 | 0 | 0 | 0 | 0 | 0 | 0 | 0 | 0
0 | 0 | 0 | 0 | 0 | 0 | 0 | 0 | 0 | 0 | 0 | 0 | 0 | 0 | 0 | 0 | 0 | 0 | 0 | 0
0 | 0 | 0 | 0 | 0 | 0 | 0 | 0 | 0 | 0 | 0 | 0 | 0 | 0 | 0 | 0 | 0 | 0 | 0 | 0
0 | 0 | 0 | 0 | 0 | 0 | 0 | 0 | 0 | 0 | 0 | 0 | 0 | 0 | 0 | 0 | 0 | 0 | 0 | 0
0 | 0 | 0 | 0 | 0 | 0 | 0 | 0 | 0 | 0 | 0 | 0 | 0 | 0 | 0 | 0 | 0 | 0 | 0 | 0
0 | 0 | 0 | 0 | 0 | 0 | 0 | 0 | 0 | 0 | 0 | 0 | 0 | 0 | 0 | 0 | 0 | 0 | 0 | 0
0 | 0 | 0 | 0 | 0 | 0 | 0 | 0 | 0 | 0 | 0 | 0 | 0 | 0 | 0 | 0 | 0 | 0 | 0 | 0
0 | 0 | 0 | 0 | 0 | 0 | 0 | 0 | 0 | 0 | 0 | 0 | 0 | 0 | 0 | 0 | 0 | 0 | 0 | 0
0 | 0 | 0 | 0 | 0 | 0 | 0 | 0 | 0 | 0 | 0 | 0 | 0 | 0 | 0 | 0 | 0 | 0 | 0 | 0
0 | 0 | 0 | 0 | 0 | 0 | 0 | 0 | 0 | 0 | 0 | 0 | 0 | 0 | 0 | 0 | 0 | 0 | 0 | 0
0 | 0 | 0 | 0 | 0 | 0 | 0 | 0 | 0 | 0 | 0 | 0 | 0 | 0 | 0 | 0 | 0 | 0 | 0 | 0
0 | 0 | 0 | 0 | 0 | 0 | 0 | 0 | 0 | 0 | 0 | 0 | 0 | 0 | 0 | 0 | 0 | 0 | 0 | 0
0 | 0 | 0 | 0 | 0 | 0 | 0 | 0 | 0 | 0 | 0 | 0 | 0 | 0 | 0 | 0 | 0 | 0 | 0 | 0
0 | 0 | 0 | 0 | 0 | 0 | 0 | 0 | 0 | 0 | 0 | 0 | 0 | 0 | 0 | 0 | 0 | 0 | 0 | 0
0 | 0 | 0 | 0 | 0 | 0 | 0 | 0 | 0 | 0 | 0 | 0 | 0 | 0 | 0 | 0 | 0 | 0 | 0 | 0
0 | 0 | 0 | 0 | 0 | 0 | 0 | 0 | 0 | 0 | 0 | 0 | 0 | 0 | 0 | 0 | 0 | 0 | 0 | 0
0 | 0 | 0 | 0 | 0 | 0 | 0 | 0 | 0 | 0 | 0 | 0 | 0 | 0 | 0 | 0 | 0 | 0 | 0 | 0
0 | 0 | 0 | 0 | 0 | 0 | 0 | 0 | 0 | 0 | 0 | 0 | 0 | 0 | 0 | 0 | 0 | 0 | 0 | 0
0 | 0 | 0 | 0 | 0 | 0 | 0 | 0 | 0 | 0 | 0 | 0 | 0 | 0 | 0 | 0 | 0 | 0 | 0 | 0
0 | 0 | 0 | 0 | 0 | 0 | 0 | 0 | 0 | 0 | 0 | 0 | 0 | 0 | 0 | 0 | 0 | 0 | 0 | 0
0 | 0 | 0 | 0 | 0 | 0 | 0 | 0 | 0 | 0 | 0 | 0 | 0 | 0 | 0 | 0 | 0 | 0 | 0 | 0
0 | 0 | 0 | 0 | 0 | 0 | 0 | 0 | 0 | 0 | 0 | 0 | 0 | 0 | 0 | 0 | 0 | 0 | 0 | 0
0 | 0 | 0 | 0 | 0 | 0 | 0 | 0 | 0 | 0 | 0 | 0 | 0 | 0 | 0 | 0 | 0 | 0 | 0 | 0
0 | 0 | 0 | 0 | 0 | 0 | 0 | 0 | 0 | 0 | 0 | 0 | 0 | 0 | 0 | 0 | 0 | 0 | 0 | 0
0 | 0 | 0 | 0 | 0 | 0 | 0 | 0 | 0 | 0 | 0 | 0 | 0 | 0 | 0 | 0 | 0 | 0 | 0 | 0
0 | 0 | 0 | 0 | 0 | 0 | 0 | 0 | 0 | 0 | 0 | 0 | 0 | 0 | 0 | 0 | 0 | 0 | 0 | 0
0 | 0 | 0 | 0 | 0 | 0 | 0 | 0 | 0 | 0 | 0 | 0 | 0 | 0 | 0 | 0 | 0 | 0 | 0 | 0
0 | 0 | 0 | 0 | 0 | 0 | 0 | 0 | 0 | 0 | 0 | 0 | 0 | 0 | 0 | 0 | 0 | 0 | 0 | 0
0 | 0 | 0 | 0 | 0 | 0 | 0 | 0 | 0 | 0 | 0 | 0 | 0 | 0 | 0 | 0 | 0 | 0 | 0 | 0
0 | 0 | 0 | 0 | 0 | 0 | 0 | 0 | 0 | 0 | 0 | 0 | 0 | 0 | 0 | 0 | 0 | 0 | 0 | 0
0 | 0 | 0 | 0 | 0 | 0 | 0 | 0 | 0 | 0 | 0 | 0 | 0 | 0 | 0 | 0 | 0 | 0 | 0 | 0
0 | 0 | 0 | 0 | 0 | 0 | 0 | 0 | 0 | 0 | 0 | 0 | 0 | 0 | 0 | 0 | 0 | 0 | 0 | 0
0 | 0 | 0 | 0 | 0 | 0 | 0 | 0 | 0 | 0 | 0 | 0 | 0 | 0 | 0 | 0 | 0 | 0 | 0 | 0
0 | 0 | 0 | 0 | 0 | 0 | 0 | 0 | 0 | 0 | 0 | 0 | 0 | 0 | 0 | 0 | 0 | 0 | 0 | 0
0 | 0 | 0 | 0 | 0 | 0 | 0 | 0 | 0 | 0 | 0 | 0 | 0 | 0 | 0 | 0 | 0 | 0 | 0 | 0
0 | 0 | 0 | 0 | 0 | 0 | 0 | 0 | 0 | 0 | 0 | 0 | 0 | 0 | 0 | 0 | 0 | 0 | 0 | 0
0 | 0 | 0 | 0 | 0 | 0 | 0 | 0 | 0 | 0 | 0 | 0 | 0 | 0 | 0 | 0 | 0 | 0 | 0 | 0

## Output
Program Summary |  | Nominal |  |  | Present Value |  |  |  | Avoided Cost Version
Proposer Name |  | SDG&E | [6 empty] | 2011-08-04
Program Name |  | PORTFLIO W/O C&S - PART 5 | [6 empty] | 2012-02-17 | Run Time | 2014-12-09 16:24
Total Program Budget ($) |  | 52418659.9864 |  |  | 51853794.09 |  |  |  | Base Year
2013
Net Participant Cost ($) |  |  |  |  | 6775990.0623 |  |  |  | SDG&E 2013 v1c4-Draft.xls
2015 | 0 | 0 | 0 | 0 | 0 | 0 |  | 0 |  |  | 2015 | 0 | 0 | 0 | 0 | 0
Program Impacts | [10 empty] | Program Impacts (Gross)
| Wtd Annual Net kWh | Lifecycle Net kWh | Wtd Annual Net Therms | Lifecycle Net Therms | Wtd Net Jul-Sept Pk** (kW) | Wtd Net Dec-Feb Pk** (kW) |  | Wtd User Entered kW |  |  |  | Wtd Annual Gross kWh | Lifecycle Gross kWh | Wtd Annual Gross Therms | Lifecycle Gross Therms | Wtd User Entered kW
2013 | 35003906.2802 | 306672939.951 | -321248.0739 | -2615888.1258 | 5428.0621 | 5594.7498 |  | 5603.1898 |  |  | 2013 | 56274721.9901 | 477955464.332 | -493446.5349 | -3776624.748 | 8503.9516
2014 | 0 | 0 | 0 | 0 | 0 | 0 |  | 0 |  |  | 2014 | 0 | 0 | 0 | 0 | 0
2013-2014 | 35003906.2802 | 306672939.951 | -321248.0739 | -2615888.1258 | 5428.0621 | 5594.7498 |  | 5603.1898 |  |  | 2013-2014 | 56274721.9901 | 477955464.332 | -493446.5349 | -3776624.748 | 8503.9516
Cost Effectiveness (Lifecycle Present Value Dollars)
|  | Benefits |  |  | Benefit - Cost
| Cost | Electric | Gas | Incentives | NPV | B/C Ratio | Notes
Program TRC ($) | 58629784.1524 | 28185890.5712 | -2328823.9073 | NA | -32772717.4885 | 0.44102 | *1
Program PAC ($) | 51853794.09 | 28185890.5712 | -2328823.9073 | NA | -25996727.4262 | 0.49865 | *1,2
Program RIM ($) | 86126440.7232 | 28185890.5712 | -2328823.9073 | NA | -60269374.0594 | 0.30022 | *1
*1 B/C Ratio is an approximation because any supply cost increases are treated as negative benefits rather than as a cost as in the Standard Practice Manual
*2 PAC benefits include environmental costs. This is to be consistent with the TRC benefits, but is not strictly consistent with the Standard Practice Manual.
Levelized Cost and Benefit (All Measures Installed through 2023)
| Discounted Savings |  |  |  | Benefit - Cost
| kWh | Therms | Cost | Benefits | NPV
TRC ($/kWh ) | 217384719.5336 |  | 0.25422 | 0.12966 | -0.12456
PAC ($/kWh) | 217384719.5336 |  | 0.22416 | 0.12966 | -0.094503
RIM ($/kWh) | 217384719.5336 |  | 0.43188 | 0.12966 | -0.30222
TRC ($/therm) |  | -1945216.7009 | -1.5569 | 1.1972 | 2.7541
PAC ($/therm) |  | -1945216.7009 | -1.3609 | 1.1972 | 2.5581
RIM ($/therm) |  | -1945216.7009 | 3.9877 | 1.1972 | -2.7905
Wtd Avg Emissions Reductions | [10 empty] | Wtd Avg Emissions Reductions (Gross)
| Electric Reductions |  |  | Gas Reductions | [7 empty] | Electric Reductions |  |  | Gas Reductions
Annual Reductions | CO2 (tons) | NOX (lbs) | PM-10 (lbs) | CO2 (tons) | NOX (lbs) | [5 empty] | Annual Reductions | CO2 (tons) | NOX (lbs) | PM-10 (lbs) | CO2 (tons) | NOX (lbs)
2013 | 18131.2891 | 4495.5925 | 2380.2357 | -1879.3012 | -2963.3726 | * annual reductions are the units |  |  |  |  | 2013 | 29120.065 | 7213.3142 | 3823.6885 | -2886.6622 | -4553.0432 | * annual reductions are the units
2014 | 0 | 0 | 0 | 0 | 0 | implemented in the year, times |  |  |  |  | 2014 | 0 | 0 | 0 | 0 | 0 | implemented in the year, times
2015 | 0 | 0 | 0 | 0 | 0 | the annual emission reduction |  |  |  |  | 2015 | 0 | 0 | 0 | 0 | 0 | the annual emission reduction
2016 | 0 | 0 | 0 | 0 | 0 | for the measure, weighted |  |  |  |  | 2016 | 0 | 0 | 0 | 0 | 0 | for the measure, weighted for
2017 | 0 | 0 | 0 | 0 | 0 | for dual baseline. |  |  |  |  | 2017 | 0 | 0 | 0 | 0 | 0 | split baseline performance
2018 | 0 | 0 | 0 | 0 | 0 | [5 empty] | 2018 | 0 | 0 | 0 | 0 | 0
2019 | 0 | 0 | 0 | 0 | 0 | [5 empty] | 2019 | 0 | 0 | 0 | 0 | 0
2020 | 0 | 0 | 0 | 0 | 0 | [5 empty] | 2020 | 0 | 0 | 0 | 0 | 0
2021 | 0 | 0 | 0 | 0 | 0 | [5 empty] | 2021 | 0 | 0 | 0 | 0 | 0
2022 | 0 | 0 | 0 | 0 | 0 | [5 empty] | 2022 | 0 | 0 | 0 | 0 | 0
2023 | 0 | 0 | 0 | 0 | 0 | [5 empty] | 2023 | 0 | 0 | 0 | 0 | 0
Total Annual | 18131.2891 | 4495.5925 | 2380.2357 | -1879.3012 | -2963.3726 | [5 empty] | Total Annual | 29120.065 | 7213.3142 | 3823.6885 | -2886.6622 | -4553.0432
Lifecycle Reductions | [10 empty] | Lifecycle Reductions
2013 | 159474.4316 | 39689.6189 | 20916.7469 | -15302.9455 | -24101.1231 | [5 empty] | 2013 | 248248.463 | 61713.5409 | 32569.2066 | -22093.2548 | -34803.6206
2014 | 0 | 0 | 0 | 0 | 0 | [5 empty] | 2014 | 0 | 0 | 0 | 0 | 0
2015 | 0 | 0 | 0 | 0 | 0 | [5 empty] | 2015 | 0 | 0 | 0 | 0 | 0
2016 | 0 | 0 | 0 | 0 | 0 | [5 empty] | 2016 | 0 | 0 | 0 | 0 | 0
2017 | 0 | 0 | 0 | 0 | 0 | [5 empty] | 2017 | 0 | 0 | 0 | 0 | 0
2018 | 0 | 0 | 0 | 0 | 0 | [5 empty] | 2018 | 0 | 0 | 0 | 0 | 0
2019 | 0 | 0 | 0 | 0 | 0 | [5 empty] | 2019 | 0 | 0 | 0 | 0 | 0
2020 | 0 | 0 | 0 | 0 | 0 | [5 empty] | 2020 | 0 | 0 | 0 | 0 | 0
2021 | 0 | 0 | 0 | 0 | 0 | [5 empty] | 2021 | 0 | 0 | 0 | 0 | 0
2022 | 0 | 0 | 0 | 0 | 0 | [5 empty] | 2022 | 0 | 0 | 0 | 0 | 0
2023 | 0 | 0 | 0 | 0 | 0 | [5 empty] | 2023 | 0 | 0 | 0 | 0 | 0
Total Lifecycle | 159474.4316 | 39689.6189 | 20916.7469 | -15302.9455 | -24101.1231 | [5 empty] | Total Lifecycle | 248248.463 | 61713.5409 | 32569.2066 | -22093.2548 | -34803.6206
Reductions based on total annual installations | [10 empty] | Wtd Avg Reductions based on total annual installations (Gross)
| Annual Wtd Avg Net kWh | Lifecycle Net kWh | Annual Wtd Avg Net Therms | Lifecycle Net Therms | Net July-Sept Wtd Avg Peak** (kW) | Net Wtd Avg Dec-Feb** (kW) |  | Wtd Avg User Entered kW | Net Annual NCP (kW) |  |  | Wtd Avg Annual Gross kWh | Wtd Avg Lifecycle Gross kWh | Wtd Avg Annual Gross Therms | Wtd Avg Lifecycle Gross Therms | Wtd Avg User Entered kW
2013 | 35003906.2802 | 306672939.951 | -321248.0739 | -2615888.1258 | 5428.0621 | 5594.7498 |  | 5603.1898 | 6438.5373 |  | 2013 | 56274721.9901 | 477955464.332 | -493446.5349 | -3776624.748 | 8503.9516
2014 | 0 | 0 | 0 | 0 | 0 | 0 |  | 0 | 3461.7249 |  | 2014 | 0 | 0 | 0 | 0 | 0
2015 | 0 | 0 | 0 | 0 | 0 | 0 |  | 0 | 0 |  | 2015 | 0 | 0 | 0 | 0 | 0
2016 | 0 | 0 | 0 | 0 | 0 | 0 |  | 0 | -374.5658 |  | 2016 | 0 | 0 | 0 | 0 | 0
2017 | 0 | 0 | 0 | 0 | 0 | 0 |  | 0 | -685.5386 |  | 2017 | 0 | 0 | 0 | 0 | 0
2018 | 0 | 0 | 0 | 0 | 0 | 0 |  | 0 | -313.5153 |  | 2018 | 0 | 0 | 0 | 0 | 0
2019 | 0 | 0 | 0 | 0 | 0 | 0 |  | 0 | -391.5805 |  | 2019 | 0 | 0 | 0 | 0 | 0
2020 | 0 | 0 | 0 | 0 | 0 | 0 |  | 0 | -37.8207 |  | 2020 | 0 | 0 | 0 | 0 | 0
2021 | 0 | 0 | 0 | 0 | 0 | 0 |  | 0 | 0 |  | 2021 | 0 | 0 | 0 | 0 | 0
2022 | 0 | 0 | 0 | 0 | 0 | 0 |  | 0 | -771.0808 |  | 2022 | 0 | 0 | 0 | 0 | 0
2023 | 0 | 0 | 0 | 0 | 0 | 0 |  | 0 | -4379.5201 |  | 2023 | 0 | 0 | 0 | 0 | 0
Total | 35003906.2802 | 306672939.951 | -321248.0739 | -2615888.1258 | 5428.0621 | 5594.7498 |  | 5603.1898 | 2946.6405 |  | Total | 56274721.9901 | 477955464.332 | -493446.5349 | -3776624.748 | 8503.9516
Wtd Average Net Impacts by Sector (All Measures Installed through 2023) | [10 empty] | Gross Savings for Goal Attainment - kWh
| Annual Wtd Avg Net kWh | Lifecycle Net kWh | Annual Wtd Avg Net Therms | Lifecycle Net Therms | Net July-Sept Wtd Avg Peak** (kW) | Net Wtd Avg Dec-Feb** (kW) |  | Wtd Avg User Entered kW | TRC Lifecycle Net Benefits* ($) |  |  | 1st Year Annual Savings | Decay of single or first baseline | 2nd Baseline Savings | 2nd Baseline Decay | Total Cumulative | Net Annual Savings
Total | 35003906.2802 | 306672939.951 | -321248.0739 | -2615888.1258 | 5428.0621 | 5594.7498 |  | 5603.1898 | -32774875.1897 |  |  | kWh | kWh | kWh | kWh | kWh | kWh
RES | 0 | 0 | 0 | 0 | 0 | 0 |  | 0 | 0 |  | 2013 | 56274721.9901 |  | 0 | 0 | 56274721.9901 | 56274721.9901
NON_RES | 0 | 0 | 0 | 0 | 0 | 0 |  | 0 | 0 |  | 2014 | 56274721.9901 | 0 | 0 | 0 | 56274721.9901 | 0
Residential | 30537479.3102 | 290712823.2935 | -308097.4806 | -2557634.2236 | 4776.3095 | 5032.756 |  | 4670.0688 | -31782705.48 |  | 2015 | 56274721.9901 | 0 | 0 | 0 | 56274721.9901 | 0
Commercial | 4466426.97 | 15960116.6575 | -13150.5933 | -58253.9022 | 651.7527 | 561.9938 |  | 933.121 | -990012.0085 |  | 2016 | 56274721.9901 | -2542109.4809 | 0 | 0 | 53732612.5093 | -2542109.4809
Industrial | 0 | 0 | 0 | 0 | 0 | 0 |  | 0 | 0 |  | 2017 | 56274721.9901 | -7670948.9252 | 0 | 0 | 48603773.065 | -5128839.4443
Agricultural | 0 | 0 | 0 | 0 | 0 | 0 |  | 0 | 0 |  | 2018 | 56274721.9901 | -11041654.7575 | 0 | 0 | 45233067.2327 | -3370705.8323
Not Used | 0 | 0 | 0 | 0 | 0 | 0 |  | 0 | 0 |  | 2019 | 56274721.9901 | -14225044.4795 | 0 | 0 | 42049677.5106 | -3183389.722
0 | 0 | 0 | 0 | 0 | 0 | 0 |  | 0 | 0 |  | 2020 | 56274721.9901 | -14346610.1903 | 0 | 0 | 41928111.7998 | -121565.7108
0 | 0 | 0 | 0 | 0 | 0 | 0 |  | 0 | 0 |  | 2021 | 56274721.9901 | -14363566.9143 | 0 | 0 | 41911155.0759 | -16956.724
0 | 0 | 0 | 0 | 0 | 0 | 0 |  | 0 | 0 |  | 2022 | 56274721.9901 | -26189368.0881 | 0 | 0 | 30085353.9021 | -11825801.1738
0 | 0 | 0 | 0 | 0 | 0 | 0 |  | 0 | 0
0 | 0 | 0 | 0 | 0 | 0 | 0 |  | 0 | 0 |  | Gross Savings for Goal Attainment - kW
0 | 0 | 0 | 0 | 0 | 0 | 0 |  | 0 | 0 |  |  | 1st Year Annual | Decay or single or | 2nd Baseline | 2nd Baseline | Total | Net Annual
0 | 0 | 0 | 0 | 0 | 0 | 0 |  | 0 | 0 |  |  | Savings | first baseline | Savings | Decay | Cummulative | Savings
0 | 0 | 0 | 0 | 0 | 0 | 0 |  | 0 | 0 |  |  | kW | kW | kW | kW | kW | kW
0 | 0 | 0 | 0 | 0 | 0 | 0 |  | 0 | 0 |  | 2013 | 8503.9516 |  | 0 | 0 | 8503.9516 | 8503.9516
0 | 0 | 0 | 0 | 0 | 0 | 0 | 0 | 0 | 0 |  | 2014 | 8503.9516 | 0 | 0 | 0 | 8503.9516 | 0
0 | 0 | 0 | 0 | 0 | 0 | 0 | 0 | 0 | 0 |  | 2015 | 8503.9516 | 0 | 0 | 0 | 8503.9516 | 0
0 | 0 | 0 | 0 | 0 | 0 | 0 | 0 | 0 | 0 |  | 2016 | 8503.9516 | -541.8659 | 0 | 0 | 7962.0857 | -541.8659
0 | 0 | 0 | 0 | 0 | 0 | 0 | 0 | 0 | 0 |  | 2017 | 8503.9516 | -1620.9264 | 0 | 0 | 6883.0252 | -1079.0605
0 | 0 | 0 | 0 | 0 | 0 | 0 | 0 | 0 | 0 |  | 2018 | 8503.9516 | -2231.1375 | 0 | 0 | 6272.8141 | -610.2111
0 | 0 | 0 | 0 | 0 | 0 | 0 | 0 | 0 | 0 |  | 2019 | 8503.9516 | -2810.3411 | 0 | 0 | 5693.6105 | -579.2036
0 | 0 | 0 | 0 | 0 | 0 | 0 | 0 | 0 | 0 |  | 2020 | 8503.9516 | -2836.3387 | 0 | 0 | 5667.6129 | -25.9976
Other and upspecified | 0 | 0 | 0 | 0 | 0 | 0 | 0 | 0 | -2157.7012 |  | 2021 | 8503.9516 | -2839.9228 | 0 | 0 | 5664.0288 | -3.5841
* Include program-level and admin costs allocated based to total gas and electric programs at the measure level. | [10 empty] | 2022 | 8503.9516 | -4002.2692 | 0 | 0 | 4501.6824 | -1162.3463
**These values are only approximations if there are dual baseline measures in the program
Net Impacts by CPUC End Use Categories (All Measures Installed through 2023) | [10 empty] | Gross Savings for Goal Attainment - Therms
| Annual Wtd Avg Net kWh | Lifecycle Net kWh | Annual Wtd Avg Net Therms | Lifecycle Net Therms | Net July-Sept Wtd Avg Peak** (kW) | Net Wtd Avg Dec-Feb** (kW) |  | Wtd Avg User Entered kW | TRC Lifecycle Net Benefits* ($) |  |  | 1st Year Annual Savings | Decay of single or first baseline | 2nd Baseline Savings | 2nd Baseline Decay | Total Cumulative | Net Annual Savings
Total | 35003906.2802 | 306672939.951 | -321248.0739 | -2615888.1258 | 5428.0621 | 5594.7498 |  | 5603.1898 | -32772717.4885 |  |  | Therms | Therms | Therms | Therms | Therms | Therms
Clothes Dryer | 0 | 0 | 0 | 0 | 0 | 0 |  | 0 | 0 |  | 2013 | -493446.5349 |  | 0 | 0 | -493446.5349 | -493446.5349
Clothes Washer | 0 | 0 | 40127.5296 | 441402.8256 | 0 | 0 |  | 0 | -763488.9527 |  | 2014 | -493446.5349 | 0 | 0 | 0 | -493446.5349 | 0
Consumer Electronics | 0 | 0 | 0 | 0 | 0 | 0 |  | 0 | 0 |  | 2015 | -493446.5349 | 0 | 0 | 0 | -493446.5349 | 0
Cooking | 0 | 0 | 0 | 0 | 0 | 0 |  | 0 | 0 |  | 2016 | -493446.5349 | 6351.3316 | 0 | 0 | -487095.2033 | 6351.3316
Dishwasher | 0 | 0 | 0 | 0 | 0 | 0 |  | 0 | 0 |  | 2017 | -493446.5349 | 22766.3776 | 0 | 0 | -470680.1573 | 16415.046
Other Appliance | 0 | 0 | 0 | 0 | 0 | 0 |  | 0 | 0 |  | 2018 | -493446.5349 | 66217.3089 | 0 | 0 | -427229.226 | 43450.9313
Office Equipment | 0 | 0 | 0 | 0 | 0 | 0 |  | 0 | 0 |  | 2019 | -493446.5349 | 107199.0129 | 0 | 0 | -386247.522 | 40981.7039
Building shell | 0 | 0 | 0 | 0 | 0 | 0 |  | 0 | 0 |  | 2020 | -493446.5349 | 107502.9272 | 0 | 0 | -385943.6077 | 303.9143
Space Cooling | 1256247.4698 | 15203088.2527 | 41913.483 | 637403.0075 | 873.0407 | 87.3776 |  | 1288.2407 | -3293806.2467 |  | 2021 | -493446.5349 | 107551.129 | 0 | 0 | -385895.4059 | 48.2018
Space Heating | 0 | 0 | 0 | 0 | 0 | 0 |  | 0 | 0 |  | 2022 | -493446.5349 | 313795.6621 | 0 | 0 | -179650.8728 | 206244.5331
Ventilation | 0 | 0 | 0 | 0 | 0 | 0 |  | 0 | 0
Interior Lighting | 27786140.2901 | 252169463.7652 | -406215.7287 | -4000867.9168 | 3777.286 | 4920.1614 |  | 3315.5227 | -23424939.4339
Exterior Lighting | 0 | 0 | 0 | 0 | 0 | 0 |  | 0 | 0
Daylighting | 0 | 0 | 0 | 0 | 0 | 0 |  | 0 | 0
Motors | 0 | 0 | 0 | 0 | 0 | 0 |  | 0 | 0
Process | 0 | 0 | 0 | 0 | 0 | 0 |  | 0 | 0
Compressed Air | 0 | 0 | 0 | 0 | 0 | 0 |  | 0 | 0
Food Processor | 0 | 0 | 0 | 0 | 0 | 0 |  | 0 | 0
Refrigeration | 4221162.5704 | 21584859.1832 | -55792.1102 | -296554.8259 | 675.0026 | 484.4736 |  | 765.2641 | -2913502.3495
Freezers | 0 | 0 | 0 | 0 | 0 | 0 |  | 0 | 0
Pumps | 0 | 0 | 0 | 0 | 0 | 0 |  | 0 | 0
Pool Pump | 1636366.2 | 16363662 | 0 | 0 | 89.3314 | 89.3352 |  | 232.3668 | -1689670.1723
Domestic Hot Water | 0 | 0 | 0 | 0 | 0 | 0 |  | 0 | 0
Water Heating | 103989.75 | 1351866.75 | 58718.7524 | 602728.7839 | 13.4013 | 13.402 |  | 1.7955 | -563734.4231
Other or unspecified | 0 | 0 | 0 | 0 | 0 | 0 | 0 | 0 | -123575.9103
* Include program-level and admin costs allocated based to total gas and electric programs at the measure level.
**These values are only approximations if there are dual baseline measures in the program
Net Impacts by Climate Zone (All Measures Installed through 2023)
| Annual Wtd Avg Net kWh | Lifecycle Net kWh | Annual Wtd Avg Net Therms | Lifecycle Net Therms | Net July-Sept Wtd Avg Peak** (kW) | Net Wtd Avg Dec-Feb** (kW) |  | Wtd Avg User Entered kW | TRC Lifecycle Net Benefits* ($)
Total | 35007837.7802 | 306692902.551 | -321278.9835 | -2616046.5402 | 5428.6911 | 5595.2006 |  | 5603.9064 | -32774875.1897
7 | 15208918.2646 | 140789009.6818 | -241320.0174 | -2171000.2892 | 2168.2395 | 2657.9819 |  | 1712.0763 | -14447270.8965
10 | 7174799.9954 | 66288641.4464 | -97226.933 | -789015.9909 | 1380.9938 | 1153.2728 |  | 1828.4643 | -7899243.8592
15 | 3931.5 | 19962.6 | -30.9096 | -158.4144 | 0.62895 | 0.45081 |  | 0.71658 | -2157.7012
15 | 3931.5 | 19962.6 | -30.9096 | -158.4144 | 0.62895 | 0.45081 |  | 0.71658 | -2157.7012
System | 12616256.5203 | 99575326.2228 | 17329.7862 | 344286.5687 | 1878.1999 | 1783.0443 |  | 2061.9326 | -10424045.0316
0 | 0 | 0 | 0 | 0 | 0 | 0 |  | 0 | 0
0 | 0 | 0 | 0 | 0 | 0 | 0 |  | 0 | 0
0 | 0 | 0 | 0 | 0 | 0 | 0 |  | 0 | 0
0 | 0 | 0 | 0 | 0 | 0 | 0 |  | 0 | 0
0 | 0 | 0 | 0 | 0 | 0 | 0 |  | 0 | 0
0 | 0 | 0 | 0 | 0 | 0 | 0 |  | 0 | 0
* Include program-level and admin costs allocated based to total gas and electric programs at the measure level.
Persistent reductions in the summer (3rd Qtr) or winter (4th Qtr) of each year
| Net July-Sept Peak (kW) | Net Annual Dec-Feb (kW)
2013 | 2151.3309 | 5594.7498
2014 | 5428.0621 | 5594.7498
2015 | 5428.0621 | 5594.7498
2016 | 5305.9661 | 5175.5698
2017 | 4768.4916 | 5003.3396
2018 | 4510.0615 | 4573.5327
2019 | 4132.9254 | 4564.7544
2020 | 4114.486 | 4547.8212
2021 | 4114.486 | 4547.789
2022 | 3679.4913 | 1641.2849
2023 | 1288.533 | 649.9616
2024 | 862.5352 | 639.5351
These values are only approximations if there are dual baseline measures in the program
Monthly Impacts
First Year for Impact Table: | 2013 | These values are only approximations if there are dual baseline measures in the program
| Quarter | Monthly Five Hour Avg or TOU Peak | Net Monthly NCP (kW) |  | Monthly Net kWh | Monthly Net Therms
2013-01-01 | 1 | 0 | 0 |  | 0 | 0
2013-02-01 | 1 | 0 | 0 |  | 0 | 0
2013-03-01 | 1 | 0 | 0 |  | 0 | 0
2013-04-01 | 2 | 552.8448 | 1249.3524 |  | 403957.721 | 269.123
2013-05-01 | 2 | 664.6928 | 1218.4669 |  | 419134.342 | 269.123
2013-06-01 | 2 | 525.2196 | 1160.4557 |  | 388841.0877 | 269.123
2013-07-01 | 3 | 2164.7151 | 3833.5865 |  | 1245537.633 | 2032.7498
2013-08-01 | 3 | 2202.2115 | 3771.0924 |  | 1258723.7949 | 2032.7498
2013-09-01 | 3 | 2087.0662 | 3778.0893 |  | 1189272.6514 | 2032.7498
2013-10-01 | 4 | 5107.883 | 6438.5373 |  | 2136974.9483 | -45217.4577
2013-11-01 | 4 | 3583.48 | 5862.135 |  | 1865620.1202 | -45217.4577
2013-12-01 | 4 | 3556.5048 | 5807.5551 |  | 1955187.0121 | -45217.4577
2014-01-01 | 5 | 5601.8242 | 8974.446 |  | 2928223.014 | -61778.5358
2014-02-01 | 5 | 5969.5486 | 8945.6207 |  | 2679314.1347 | -61778.5358
2014-03-01 | 5 | 6587.2395 | 8627.0683 |  | 2938025.9245 | -61778.5358
2014-04-01 | 6 | 3833.359 | 8867.0367 |  | 2786121.7824 | 8237.1902
2014-05-01 | 6 | 4369.2053 | 8763.2416 |  | 2872242.2451 | 8237.1902
2014-06-01 | 6 | 3588.8643 | 9051.4901 |  | 2719127.5587 | 8237.1902
2014-07-01 | 7 | 5464.3705 | 9695.3054 |  | 3099757.8543 | 8237.1902
2014-08-01 | 7 | 5568.6907 | 9478.4994 |  | 3132554.2275 | 8237.1902
2014-09-01 | 7 | 5251.1252 | 9499.945 |  | 2952027.3706 | 8237.1902
2014-10-01 | 8 | 7508.8951 | 9900.2622 |  | 3232542.7007 | -61778.5358
2014-11-01 | 8 | 5286.2418 | 8750.461 |  | 2771954.4751 | -61778.5358
2014-12-01 | 8 | 5212.8766 | 8577.533 |  | 2889914.7017 | -61778.5358
2015-01-01 | 9 | 5601.8242 | 8974.446 |  | 2928223.014 | -61778.5358
2015-02-01 | 9 | 5969.5486 | 8945.6207 |  | 2679314.1347 | -61778.5358
2015-03-01 | 9 | 6587.2395 | 8627.0683 |  | 2938025.9245 | -61778.5358
2015-04-01 | 10 | 3833.359 | 8867.0367 |  | 2786121.7824 | 8237.1902
2015-05-01 | 10 | 4369.2053 | 8763.2416 |  | 2872242.2451 | 8237.1902
2015-06-01 | 10 | 3588.8643 | 9051.4901 |  | 2719127.5587 | 8237.1902
2015-07-01 | 11 | 5464.3705 | 9695.3054 |  | 3099757.8543 | 8237.1902
2015-08-01 | 11 | 5568.6907 | 9478.4994 |  | 3132554.2275 | 8237.1902
2015-09-01 | 11 | 5251.1252 | 9499.945 |  | 2952027.3706 | 8237.1902
2015-10-01 | 12 | 7508.8951 | 9900.2622 |  | 3232542.7007 | -61778.5358
2015-11-01 | 12 | 5286.2418 | 8750.461 |  | 2771954.4751 | -61778.5358
2015-12-01 | 12 | 5212.8766 | 8577.533 |  | 2889914.7017 | -61778.5358
2016-01-01 | 13 | 5601.8242 | 8974.446 |  | 2928223.014 | -61778.5358
2016-02-01 | 13 | 5969.5486 | 8945.6207 |  | 2679314.1347 | -61778.5358
2016-03-01 | 13 | 6587.2395 | 8627.0683 |  | 2938025.9245 | -61778.5358
2016-04-01 | 14 | 3833.359 | 8867.0367 |  | 2786121.7824 | 8237.1902
2016-05-01 | 14 | 4369.2053 | 8763.2416 |  | 2872242.2451 | 8237.1902
2016-06-01 | 14 | 3588.8643 | 9051.4901 |  | 2719127.5587 | 8237.1902
2016-07-01 | 15 | 5349.6481 | 9525.6963 |  | 3030083.9629 | 8237.1902
2016-08-01 | 15 | 5441.2794 | 9278.7247 |  | 3059078.4737 | 8237.1902
2016-09-01 | 15 | 5126.9707 | 9298.4127 |  | 2878382.4282 | 8237.1902
2016-10-01 | 16 | 7337.8869 | 9465.5448 |  | 3065067.6922 | -61014.9381
2016-11-01 | 16 | 5055.1529 | 8323.6884 |  | 2623517.5059 | -61014.9381
2016-12-01 | 16 | 4980.6294 | 8174.121 |  | 2750592.946 | -61014.9381
2017-01-01 | 17 | 5169.0742 | 8217.3014 |  | 2663575.2277 | -60389.8725
2017-02-01 | 17 | 5567.1104 | 8195.1121 |  | 2428833.0255 | -60389.8725
2017-03-01 | 17 | 6245.1402 | 7874.5605 |  | 2657447.6073 | -60389.8725
2017-04-01 | 18 | 3393.8726 | 7848.3912 |  | 2425257.853 | 8237.1902
2017-05-01 | 18 | 3575.5303 | 7733.1039 |  | 2486561.7935 | 8237.1902
2017-06-01 | 18 | 3204.3165 | 8032.4114 |  | 2360425.5202 | 8237.1902
2017-07-01 | 19 | 4843.3563 | 8786.5819 |  | 2721261.4656 | 8237.1902
2017-08-01 | 19 | 4881.5325 | 8414.3765 |  | 2733998.1827 | 8237.1902
2017-09-01 | 19 | 4580.5861 | 8427.9165 |  | 2553769.8362 | 8237.1902
2017-10-01 | 20 | 7077.8944 | 8840.1577 |  | 2818689.8248 | -59550.1268
2017-11-01 | 20 | 4717.0989 | 7714.1701 |  | 2406543.8233 | -59550.1268
2017-12-01 | 20 | 4642.2931 | 7598.9774 |  | 2546810.9062 | -59550.1268
2018-01-01 | 21 | 4993.9979 | 7931.8187 |  | 2554077.8603 | -59108.4886
2018-02-01 | 21 | 5399.4538 | 7911.3232 |  | 2326490.1773 | -59108.4886
2018-03-01 | 21 | 6099.4765 | 7593.9637 |  | 2543007.4205 | -59108.4886
2018-04-01 | 22 | 3266.9969 | 7697.5937 |  | 2349054.4679 | 8237.1902
2018-05-01 | 22 | 3457.6621 | 7577.654 |  | 2406078.603 | 8237.1902
2018-06-01 | 22 | 3071.7043 | 7858.0917 |  | 2274583.069 | 8237.1902
2018-07-01 | 23 | 4586.8814 | 8485.1247 |  | 2560928.6342 | 8237.1902
2018-08-01 | 23 | 4622.6225 | 8121.2047 |  | 2570312.1929 | 8237.1902
2018-09-01 | 23 | 4320.6807 | 8148.7453 |  | 2401132.7902 | 8237.1902
2018-10-01 | 24 | 6839.3246 | 8526.6425 |  | 2651615.9812 | -55742.0614
2018-11-01 | 24 | 4500.9188 | 7439.3115 |  | 2269156.6742 | -55742.0614
2018-12-01 | 24 | 4436.2862 | 7346.652 |  | 2416817.5297 | -55742.0614
2019-01-01 | 25 | 4573.3634 | 7365.7494 |  | 2277116.6136 | -51092.5326
2019-02-01 | 25 | 4966.4278 | 7343.3801 |  | 2075383.5992 | -51092.5326
2019-03-01 | 25 | 5702.422 | 7060.3128 |  | 2263575.9095 | -51092.5326
2019-04-01 | 26 | 2874.6655 | 7225.738 |  | 2112886.9842 | 8237.1902
2019-05-01 | 26 | 3092.7429 | 7092.053 |  | 2156759.4304 | 8237.1902
2019-06-01 | 26 | 2662.0127 | 7315.5923 |  | 2009189.8727 | 8237.1902
2019-07-01 | 27 | 4212.4083 | 8041.1733 |  | 2326942.2083 | 8237.1902
2019-08-01 | 27 | 4244.7704 | 7689.4145 |  | 2331510.343 | 8237.1902
2019-09-01 | 27 | 3941.5976 | 7737.0204 |  | 2178420.2303 | 8237.1902
2019-10-01 | 28 | 6538.8091 | 8135.062 |  | 2445883.2849 | -51090.0398
2019-11-01 | 28 | 4232.1579 | 7095.1309 |  | 2099683.5606 | -51090.0398
2019-12-01 | 28 | 4179.7887 | 7029.389 |  | 2255907.5374 | -51090.0398
2020-01-01 | 29 | 4564.5583 | 7352.551 |  | 2272961.0941 | -51072.9614
2020-02-01 | 29 | 4956.8924 | 7330.1665 |  | 2071613.1043 | -51072.9614
2020-03-01 | 29 | 5691.2526 | 7047.2406 |  | 2259414.6925 | -51072.9614
2020-04-01 | 30 | 2866.078 | 7204.3195 |  | 2106537.5345 | 8237.1902
2020-05-01 | 30 | 3083.0544 | 7071.485 |  | 2150244.3519 | 8237.1902
2020-06-01 | 30 | 2653.8925 | 7296.6225 |  | 2003328.9166 | 8237.1902
2020-07-01 | 31 | 4193.5464 | 8006.3165 |  | 2315603.8305 | 8237.1902
2020-08-01 | 31 | 4226.1965 | 7655.0444 |  | 2320163.562 | 8237.1902
2020-09-01 | 31 | 3923.7151 | 7702.4115 |  | 2167696.2851 | 8237.1902
2020-10-01 | 32 | 6503.7626 | 8097.2413 |  | 2433960.4772 | -51035.2087
2020-11-01 | 32 | 4209.783 | 7059.4811 |  | 2089053.2628 | -51035.2087
2020-12-01 | 32 | 4157.3917 | 6993.1222 |  | 2244344.5587 | -51035.2087
2021-01-01 | 33 | 4547.5733 | 7327.0912 |  | 2264945.1013 | -51035.2087
2021-02-01 | 33 | 4938.4985 | 7304.6775 |  | 2064339.8235 | -51035.2087
2021-03-01 | 33 | 5669.7068 | 7022.0244 |  | 2251387.7092 | -51035.2087
2021-04-01 | 34 | 2859.4912 | 7187.8909 |  | 2101667.3149 | 8237.1902
2021-05-01 | 34 | 3075.623 | 7055.7088 |  | 2145247.09 | 8237.1902
2021-06-01 | 34 | 2647.664 | 7282.0721 |  | 1998833.3862 | 8237.1902
2021-07-01 | 35 | 4193.5464 | 8006.3165 |  | 2315603.8305 | 8237.1902
2021-08-01 | 35 | 4226.1965 | 7655.0444 |  | 2320163.562 | 8237.1902
2021-09-01 | 35 | 3923.7151 | 7702.4115 |  | 2167696.2851 | 8237.1902
2021-10-01 | 36 | 6503.7626 | 8097.2413 |  | 2433960.4772 | -51035.2087
2021-11-01 | 36 | 4209.783 | 7059.4811 |  | 2089053.2628 | -51035.2087
2021-12-01 | 36 | 4157.3917 | 6993.1222 |  | 2244344.5587 | -51035.2087
2022-01-01 | 37 | 4547.5439 | 7326.1605 |  | 2264869.4919 | -51031.1707
2022-02-01 | 37 | 4938.4571 | 7303.7593 |  | 2064278.9901 | -51031.1707
2022-03-01 | 37 | 5669.6947 | 7021.4549 |  | 2251335.7106 | -51031.1707
2022-04-01 | 38 | 2859.2875 | 7186.9974 |  | 2101600.4518 | 8237.1902
2022-05-01 | 38 | 3075.5463 | 7054.9629 |  | 2145207.7934 | 8237.1902
2022-06-01 | 38 | 2647.541 | 7280.696 |  | 1998747.5919 | 8237.1902
2022-07-01 | 39 | 3748.7362 | 7185.4923 |  | 2048863.6581 | 8237.1902
2022-08-01 | 39 | 3787.9483 | 6845.0498 |  | 2053137.018 | 8237.1902
2022-09-01 | 39 | 3501.7894 | 6887.1295 |  | 1915282.2024 | 8237.1902
2022-10-01 | 40 | 4035.2457 | 5420.9737 |  | 1590366.4438 | -23978.3382
2022-11-01 | 40 | 2630.4117 | 4538.0687 |  | 1337320.5162 | -23978.3382
2022-12-01 | 40 | 2576.5438 | 4429.7412 |  | 1427367.668 | -23978.3382
2023-01-01 | 41 | 1631.8564 | 2946.6405 |  | 886815.5931 | -5951.9275
2023-02-01 | 41 | 1782.5892 | 2919.4959 |  | 813691.1995 | -5951.9275
2023-03-01 | 41 | 1976.6693 | 2686.228 |  | 871152.1911 | -5951.9275
2023-04-01 | 42 | 639.688 | 1651.2146 |  | 459496.3973 | 8170.4437
2023-05-01 | 42 | 563.4483 | 1736.8457 |  | 459920.2564 | 8170.4437
2023-06-01 | 42 | 550.1057 | 2369.0337 |  | 481908.3656 | 8170.4437
2023-07-01 | 43 | 1308.0912 | 2614.4903 |  | 581287.0865 | 7557.7061
2023-08-01 | 43 | 1365.8931 | 2368.0011 |  | 583621.7879 | 7557.7061
2023-09-01 | 43 | 1191.6146 | 2365.5848 |  | 527495.3652 | 7557.7061
2023-10-01 | 44 | 1076.3879 | 2073.5838 |  | 500445.9592 | 5603.6545
2023-11-01 | 44 | 708.245 | 1475.8428 |  | 371411.6317 | 5603.6545
2023-12-01 | 44 | 663.1218 | 1344.2189 |  | 387456.4915 | 5603.6545

## Input
| SDG&E 2013 v1c4-Draft.xls |  |  |  | Program Budget ($) | [10 empty] | Import file format 5
[5 empty] | a. Administrative Costs | 2013 | 2014 | 2015 | NPV |  |  |  | Nominal | Nominal | Nominal
| Proposer General Information |  |  |  | a.i. Overhead and G&A | 7549435.4 |  |  | 7549435.4 | d. Incentives and Rebates ($) |  |  | 2013 | 2014 | 2015 | NPV |  | Market Effects Adjustments
| Proposer Name |  | SDG&E |  | a.ii. Other Admin costs |  |  |  | 0 | d.i. User Input Incentive (treated like admin) | [5 empty] | 0 |  | Adjustment type |  | Uniform
| Program Name |  | PORTFLIO W/O C&S - PART 5 |  | b. Marketing/Outreach | 3358319.01 |  |  | 3358319.01 | d.ii. Rebate |  |  | 5196872.9793 | 0 | 0 |  |  | Enter Custom values in columns AO through AT
| Service Territory |  | SDG&E |  | c. Direct Implementation (non incentive) |  |  |  |  | d.iii. Direct Install Labor |  |  | 1961106.8668 | 0 | 0 |  |  | Uniform Factors to apply to all measures
| First Year of Program Implementation |  |  | 2013 | c.i. Activity | 30718773.9693 |  |  | 30718773.9693 | d.iv. Direct Install Materials |  |  | 913950.597 | 0 | 0 |  |  |  | Benefit Adj | Cost Adj
| Contact Information |  |  |  | c.ii. Installation |  |  |  | 0 | d.v. Upstream payments |  |  | 315116.114 | 0 | 0 |  |  | Participant Inside
| Name |  |  |  | c.iii. Hardware & Materials |  |  |  | 0 | Subtotal Incentives and Rebates |  |  | 8387046.5571 | 0 | 0 | 7954999.0453 |  | Participant Outside
| Address |  |  |  | c.iv. Rebate Processing and Inspection |  |  |  | 0 | [8 empty] | Non-participant | 5% | 5% | [39 empty] | Formulas for spreading annual installations to quarters
| ZIP code |  |  |  | d. Total Incentives and Rebates | 8387046.5571 | 0 | 0 | 7954999.0453 | [8 empty] | Total Factor | 5% | 5% | [39 empty] | 0 | 0 | 0 | 0 | 0 | 0 | 0 | 0 | 0 | 0 | 0 | 0 | 0 | 0 | 0 | 0 | 0 | 0 | 0 | 0 | 0 | 0 | 0 | 0 | 0 | 0 | 0 | 0 | 0 | 0 | 0 | 0 | 0 | 0 | 0 | 0 | 0 | 0 | 0 | 0 | 0 | 0 | 0 | 0
| Telephone |  |  |  | e. EM&V | 467669.05 |  |  | 467669.05 | f. Costs recovered from other sources |  |  | 1937416 |  |  | 1804597.6155
| Email |  |  |  | Total | 50481243.9864 | 0 | 0 | 50049196.4746 | Program Budget w/ Other Costs (a to f) |  |  | 52418659.9864 | 0 | 0 | 51853794.09
[15 empty] | Number of measures that have negative participant cost: | 2 |  |  | Total Excess incentive: | 104305.6498 | [39 empty] | Quarterly Installation Schedule
| Program Inputs | [10 empty] | Transfer | Admin | Admin | Admin | Participant | [8 empty] | Second Baseline (For savings after the RUL) | [7 empty] | Table Lookup Values |  |  |  |  | Benefits Adj Factors |  | Market Effects Adjustments | [8 empty] | Annual Installation Schedule (enter quarterly values to the right) | [10 empty] | 2013 |  |  |  | 2014 |  |  |  | 2015 |  |  |  | 2016 |  |  |  | 2017 |  |  |  | 2018 |  |  |  | 2019 |  |  |  | 2020 |  |  |  | 2021 |  |  |  | 2022 |  |  |  | 2023
| Measure Name | DEER RunID | Climate Zone | Target sector | Measure Electric End Use Shape | CZ, Sector, Measure combination found? | Expected Useful Life for New/ROB, RUL for retrofit. (yrs) | Program Type (To look up Net-to-gross Ratio) | Unit Definition (e.g. homes) | Program Type (NEW/ROB or Early Repl(RET)) | Gross Measure Cost (Total Cost for Retrofit, Incr Cost for New/ROB) ($/unit) | Rebate to end use customer or its assignee ($/unit) | Incentives to entities other than the end use customer or its assignee($/unit) | Direct Install Labor ($/unit) | Direct Install Material ($/unit) | Gross Participant Cost ($/unit) | Gross Unit Annual Electricity Savings (kwh/unit) | Electric Rate Schedule | Demand Scaler | User Entered kW Savings per unit (kW/unit) | Gross Unit Annual Gas Savings (therm/unit) | Gas Sector | Gas Rate Schedule | Gas Savings Profile | Total Life. Can be left blank for single baseline measures (Yrs) | Incremental Cost (relative to standard efficiency default device) ($/unit) | Measure Cost Inflation (%/year escalation) | Early retrofit incremental kWh savings (kWh/unit) | Early retrofit incremental kW savings (kW/unit) | Early retrofit incremental Th savings (Th/unit) | Combustion Type | Expected Useful Life for New/ROB, RUL for retrofit. (yrs) | Net-to-Gross Ratio - kWh | Net-to-Gross Ratio -Therms | Net-to-Gross Ratio - kW | Net-to-Gross Ratio - Therms (overides lookup value) | Net-to-Gross Ratio - Costs | Installation Rate (Blank gets 100%) (IR) | Gross Realization Rate (Blank gets 100%) (GRR) | Benefits - Participants Inside | Benefits - Participants Outside | Benefits- Non-participants | Costs - Participants Inside | Costs - Participants Outside | Costs- Non-participants | Total Benefits Factor | Total Cost Factor | % Eligible for TOU AC adjustment | 2013 | 2014 | 2015 | 2016 | 2017 | 2018 | 2019 | 2020 | 2021 | 2022 | 2023 | Qtr 1 | Qtr 2 | Qtr 3 | Qtr 4 | Qtr 1 | Qtr 2 | Qtr 3 | Qtr 4 | Qtr 1 | Qtr 2 | Qtr 3 | Qtr 4 | Qtr 1 | Qtr 2 | Qtr 3 | Qtr 4 | Qtr 1 | Qtr 2 | Qtr 3 | Qtr 4 | Qtr 1 | Qtr 2 | Qtr 3 | Qtr 4 | Qtr 1 | Qtr 2 | Qtr 3 | Qtr 4 | Qtr 1 | Qtr 2 | Qtr 3 | Qtr 4 | Qtr 1 | Qtr 2 | Qtr 3 | Qtr 4 | Qtr 1 | Qtr 2 | Qtr 3 | Qtr 4 | Qtr 1 | Qtr 2 | Qtr 3 | Qtr 4 | Total Number of Units | Comments
3203 | 404002 - Wall R-0 to R-13 Insulation | RB-BS-BlowInIns-R0-R13 | 10 | Residential | res:DEER:HVAC_Eff_AC |  |  |  | Area-ft2 | RET | 0.941 | 0.15 | 0 | 0 | 0 | 0.791 | 0.254 |  | kWh | 0.000204 | 0.109 | Residential |  | Winter Only | [6 empty] | Residential Furnaces (<0.3):Uncontrolled | 20 | 28% | 28% |  |  |  | 82.2% | [7 empty] | 0% | 0% | 0% | 43657 | 0 | 0 | 0 | 0 | 0 | 0 | 0 | 0 | 0 | 0 | 2013 Qtr 1: 718; 2013 Qtr 2: 7640; 2013 Qtr 3: 13727; 2013 Qtr 4: 21572 | 43657 | 1
3203 | 404002 - Wall R-0 to R-13 Insulation | RB-BS-BlowInIns-R0-R13 | 7 | Residential | res:DEER:HVAC_Eff_AC |  |  |  | Area-ft2 | RET | 0.94 | 0.15 | 0 | 0 | 0 | 0.79 | 0.13627 |  | kWh | 6.5e-05 | 0.095073 | Residential |  | Winter Only | [6 empty] | Residential Furnaces (<0.3):Uncontrolled | 20 | 28% | 28% |  |  |  | 82.2% | [7 empty] | 0% | 0% | 0% | 77854 | 0 | 0 | 0 | 0 | 0 | 0 | 0 | 0 | 0 | 0 | 2013 Qtr 1: 10213; 2013 Qtr 2: 32344; 2013 Qtr 3: 13706; 2013 Qtr 4: 21591 | 77854 | 1
3203 | 404002 - Wall R-0 to R-13 Insulation | RB-BS-BlowInIns-R0-R13 | System | Residential | res:DEER:HVAC_Eff_AC |  |  |  | Area-ft2 | RET | 0.94 | 0.15 | 0 | 0 | 0 | 0.79 | 0.31544 |  | kWh | 0.00021 | 0.11772 | Residential |  | Winter Only | [6 empty] | Residential Furnaces (<0.3):Uncontrolled | 20 | 28% | 28% |  |  |  | 82.2% | [7 empty] | 0% | 0% | 0% | 1203 | 0 | 0 | 0 | 0 | 0 | 0 | 0 | 0 | 0 | 0 | 2013 Qtr 1: 0; 2013 Qtr 2: 218; 2013 Qtr 3: 985; 2013 Qtr 4: 0 | 1203 | 1
3203 | 404011 - Motor - Pool Pump/Motor variable speed | WPSDGEREWP0002-Rev02-Msr001 | System | Residential | 19-RES-AllResidential-POOL_PMP |  |  |  | Pump | ROB | 600 | 200 | 0 | 0 | 0 | 400 | 1169 |  | kWh | 0.166 | 0 | Residential |  | Winter Only | [6 empty] | Residential Furnaces (<0.3):Uncontrolled | 10 | 55% | 55% | [11 empty] | 0% | 0% | 0% | 2333 | 0 | 0 | 0 | 0 | 0 | 0 | 0 | 0 | 0 | 0 | 2013 Qtr 1: 15; 2013 Qtr 2: 757; 2013 Qtr 3: 748; 2013 Qtr 4: 813 | 2333 | 1
3203 | 404012 - Motor - Pool Pump variable speed - Incentive to Contractor/Installer | WP_NoSavings-Rev00-Msr001 | System | Residential |  |  |  |  | Unit | ROB | 0 | 0 | 100 | 0 | 0 | 0 | 0 |  | #N/A | 0 | 0 | Residential |  | Winter Only | [6 empty] | Residential Furnaces (<0.3):Uncontrolled | 0 | 55% | 55% | [11 empty] | 0% | 0% | 0% | 189 | 0 | 0 | 0 | 0 | 0 | 0 | 0 | 0 | 0 | 0 | 2013 Qtr 1: 10; 2013 Qtr 2: 179; 2013 Qtr 3: 0; 2013 Qtr 4: 0 | 189 | 1
3203 | 404013 - Refrigerator - CEE Tier 2 | RE-Appl-ESRefg-SMMedIce-835kWh-543kWh | 10 | Residential | res:DEER:RefgFrzr_HighEff |  |  |  | Each | ROB | 293.92 | 50 | 0 | 0 | 0 | 243.92 | 85.1693 |  | kWh | 0.016479 | -2.2228 | Residential |  | Winter Only | [6 empty] | Residential Furnaces (<0.3):Uncontrolled | 14 | 55% | 55% | [11 empty] | 0% | 0% | 0% | 475 | 0 | 0 | 0 | 0 | 0 | 0 | 0 | 0 | 0 | 0 | 2013 Qtr 1: 13; 2013 Qtr 2: 134; 2013 Qtr 3: 143; 2013 Qtr 4: 185 | 475 | 1
3203 | 404013 - Refrigerator - CEE Tier 2 | RE-Appl-ESRefg-SMMedIce-835kWh-543kWh | 15 | Residential | res:DEER:RefgFrzr_HighEff |  |  |  | Each | ROB | 293.92 | 50 | 0 | 0 | 0 | 243.92 | 56.5 |  | kWh | 0.0103 | -0.716 | Residential |  | Winter Only | [6 empty] | Residential Furnaces (<0.3):Uncontrolled | 14 | 55% | 55% | [11 empty] | 0% | 0% | 0% | 1 | 0 | 0 | 0 | 0 | 0 | 0 | 0 | 0 | 0 | 0 | 2013 Qtr 1: 0; 2013 Qtr 2: 1; 2013 Qtr 3: 0; 2013 Qtr 4: 0 | 1 | 1
3203 | 404013 - Refrigerator - CEE Tier 2 | RE-Appl-ESRefg-SMMedIce-835kWh-543kWh | 7 | Residential | res:DEER:RefgFrzr_HighEff |  |  |  | Each | ROB | 293.92 | 50 | 0 | 0 | 0 | 243.92 | 79.7606 |  | kWh | 0.015165 | -1.887 | Residential |  | Winter Only | [6 empty] | Residential Furnaces (<0.3):Uncontrolled | 14 | 55% | 55% | [11 empty] | 0% | 0% | 0% | 838 | 0 | 0 | 0 | 0 | 0 | 0 | 0 | 0 | 0 | 0 | 2013 Qtr 1: 10; 2013 Qtr 2: 246; 2013 Qtr 3: 248; 2013 Qtr 4: 334 | 838 | 1
3203 | 404013 - Refrigerator - CEE Tier 2 | RE-Appl-ESRefg-SMMedIce-835kWh-543kWh | System | Residential | res:DEER:RefgFrzr_HighEff |  |  |  | Each | ROB | 293.92 | 50 | 0 | 0 | 0 | 243.92 | 79.4204 |  | kWh | 0.013953 | -2.1809 | Residential |  | Winter Only | [6 empty] | Residential Furnaces (<0.3):Uncontrolled | 14 | 55% | 55% | [11 empty] | 0% | 0% | 0% | 157 | 0 | 0 | 0 | 0 | 0 | 0 | 0 | 0 | 0 | 0 | 2013 Qtr 1: 2; 2013 Qtr 2: 33; 2013 Qtr 3: 49; 2013 Qtr 4: 73 | 157 | 1
3203 | 404026 - Water Saving Kit | WPSDGEREWH1063-Rev04-Msr001 | System | Residential | 19-RES-AllResidential-WAT_HEAT |  |  |  | Kit | ROB | 0 | 0 | 0 | 0 | 0 | 0 | 0 |  | kWh | 0 | 16.4 | Residential |  | Annual | [6 empty] | Residential Furnaces (<0.3):Uncontrolled | 10 | 55% | 55% |  |  |  | 76% | [7 empty] | 0% | 0% | 0% | 4420 | 0 | 0 | 0 | 0 | 0 | 0 | 0 | 0 | 0 | 0 | 2013 Qtr 1: 0; 2013 Qtr 2: 0; 2013 Qtr 3: 589; 2013 Qtr 4: 3831 | 4420 | 1
3203 | 461796 - Electric HE Storage Water Heater (EF>=0.92) | RE-WtrHt-SmlStrg-Elec-lte12kW-40G-0p94EF | 10 | Residential | 19-RES-AllResidential-WAT_HEAT |  |  |  | Cap-kBTUh | ROB | 280.3 | 100 | 0 | 0 | 0 | 180.3 | 307.75 |  | kWh | 0 | 0 | Residential |  | Annual | [6 empty] | Residential Furnaces (<0.3):Uncontrolled | 13 | 55% | 55% | [11 empty] | 0% | 0% | 0% | 16 | 0 | 0 | 0 | 0 | 0 | 0 | 0 | 0 | 0 | 0 | 2013 Qtr 1: 0; 2013 Qtr 2: 0; 2013 Qtr 3: 11; 2013 Qtr 4: 5 | 16 | 1
3203 | 461796 - Electric HE Storage Water Heater (EF>=0.92) | RE-WtrHt-SmlStrg-Elec-lte12kW-40G-0p94EF | 7 | Residential | 19-RES-AllResidential-WAT_HEAT |  |  |  | Cap-kBTUh | ROB | 280.3 | 100 | 0 | 0 | 0 | 180.3 | 312.7 |  | kWh | 0 | 0 | Residential |  | Annual | [6 empty] | Residential Furnaces (<0.3):Uncontrolled | 13 | 55% | 55% | [11 empty] | 0% | 0% | 0% | 20 | 0 | 0 | 0 | 0 | 0 | 0 | 0 | 0 | 0 | 0 | 2013 Qtr 1: 0; 2013 Qtr 2: 0; 2013 Qtr 3: 19; 2013 Qtr 4: 1 | 20 | 1
3203 | 461796 - Electric HE Storage Water Heater (EF>=0.92) | RE-WtrHt-SmlStrg-Elec-lte12kW-40G-0p94EF | System | Residential | 19-RES-AllResidential-WAT_HEAT |  |  |  | Cap-kBTUh | ROB | 280.3 | 100 | 0 | 0 | 0 | 180.3 | 323 |  | kWh | 0 | 0 | Residential |  | Annual | [6 empty] | Residential Furnaces (<0.3):Uncontrolled | 13 | 55% | 55% | [11 empty] | 0% | 0% | 0% | 3 | 0 | 0 | 0 | 0 | 0 | 0 | 0 | 0 | 0 | 0 | 2013 Qtr 1: 0; 2013 Qtr 2: 0; 2013 Qtr 3: 3; 2013 Qtr 4: 0 | 3 | 1
3203 | 461797 - Gas HE Storage Water Heater (EF>=0.67) | RG-WtrHt-SmlStrg-Gas-lte75kBtuh-40G-0p67EF | 10 | Residential | 19-RES-AllResidential-WAT_HEAT |  |  |  | Cap-kBTUh | ROB | 144.82 | 100 | 0 | 0 | 0 | 44.82 | 0 |  | kWh | 0 | 23.4405 | Residential |  | Annual | [6 empty] | Residential Furnaces (<0.3):Uncontrolled | 11 | 55% | 55% | [11 empty] | 0% | 0% | 0% | 74 | 0 | 0 | 0 | 0 | 0 | 0 | 0 | 0 | 0 | 0 | 2013 Qtr 1: 0; 2013 Qtr 2: 1; 2013 Qtr 3: 51; 2013 Qtr 4: 22 | 74 | 1
3203 | 461797 - Gas HE Storage Water Heater (EF>=0.67) | RG-WtrHt-SmlStrg-Gas-lte75kBtuh-40G-0p67EF | 7 | Residential | 19-RES-AllResidential-WAT_HEAT |  |  |  | Cap-kBTUh | ROB | 144.82 | 100 | 0 | 0 | 0 | 44.82 | 0 |  | kWh | 0 | 24.1707 | Residential |  | Annual | [6 empty] | Residential Furnaces (<0.3):Uncontrolled | 11 | 55% | 55% | [11 empty] | 0% | 0% | 0% | 82 | 0 | 0 | 0 | 0 | 0 | 0 | 0 | 0 | 0 | 0 | 2013 Qtr 1: 1; 2013 Qtr 2: 1; 2013 Qtr 3: 68; 2013 Qtr 4: 12 | 82 | 1
3203 | 461798 - Furnace - Energy Star Central Gas (AFUE>=95%) | Res 92% AFUE - Adjustment (convert to home from kBTU)-Rev00-Msr002 | System | Residential | res:DEER:HVAC_Eff_AC |  |  |  | Furnace | ROB | 763.2 | 100 | 0 | 0 | 0 | 663.2 | 0 |  | kWh | 0 | 34 | Residential |  | Winter Only | [6 empty] | Residential Furnaces (<0.3):Uncontrolled | 20 | 55% | 55% | [11 empty] | 0% | 0% | 0% | 90 | 0 | 0 | 0 | 0 | 0 | 0 | 0 | 0 | 0 | 0 | 2013 Qtr 1: 0; 2013 Qtr 2: 1; 2013 Qtr 3: 60; 2013 Qtr 4: 29 | 90 | 1
3203 | 461799 - A/C - Room unit - Energy Star | WPSDGEREHC1060-Rev03-Msr001 | 10 | Residential | res:DEER:HVAC_Eff_AC |  |  |  | Unit | ROB | 50 | 50 | 0 | 0 | 0 | 0 | 60 |  | kWh | 0.063 | 0 | Residential |  | Winter Only | [6 empty] | Residential Furnaces (<0.3):Uncontrolled | 9 | 36% | 36% | [11 empty] | 0% | 0% | 0% | 97 | 0 | 0 | 0 | 0 | 0 | 0 | 0 | 0 | 0 | 0 | 2013 Qtr 1: 0; 2013 Qtr 2: 16; 2013 Qtr 3: 46; 2013 Qtr 4: 35 | 97 | 1
3203 | 461799 - A/C - Room unit - Energy Star | WPSDGEREHC1060-Rev03-Msr001 | 7 | Residential | res:DEER:HVAC_Eff_AC |  |  |  | Unit | ROB | 50 | 50 | 0 | 0 | 0 | 0 | 24 |  | kWh | 0.0015 | 0 | Residential |  | Winter Only | [6 empty] | Residential Furnaces (<0.3):Uncontrolled | 9 | 36% | 36% | [11 empty] | 0% | 0% | 0% | 174 | 0 | 0 | 0 | 0 | 0 | 0 | 0 | 0 | 0 | 0 | 2013 Qtr 1: 5; 2013 Qtr 2: 41; 2013 Qtr 3: 96; 2013 Qtr 4: 32 | 174 | 1
3203 | 461800 - HIGH-EFFICIENCY CLOTHES WASHER, MEF>=2.4, MEF >=4 | WPSDGEREWH0011-Rev00-Msr002 | System | Residential | res:DEER:Res_ClothesDishWasher |  |  |  | Unit | ROB | 147.69 | 50 | 0 | 0 | 0 | 97.69 | 0 |  | kWh | 0 | 15.24 | Residential |  | Annual | [6 empty] | Residential Furnaces (<0.3):Uncontrolled | 11 | 31% | 31% | [11 empty] | 0% | 0% | 0% | 5268 | 0 | 0 | 0 | 0 | 0 | 0 | 0 | 0 | 0 | 0 | 2013 Qtr 1: 431; 2013 Qtr 2: 1989; 2013 Qtr 3: 1317; 2013 Qtr 4: 1531 | 5268 | 1
3203 | 462278 - High-Performance Heat Pump Water Heater 50gal. | WPSDGEREWH0022-Rev00-Msr002 | 7 | Residential | 19-RES-AllResidential-WAT_HEAT |  |  |  | Unit | ROB | 930 | 250 | 0 | 0 | 0 | 680 | 2597 |  | kWh | 0.266 | 0 | Residential |  | Annual | [6 empty] | Residential Furnaces (<0.3):Uncontrolled | 13 | 70% | 70% | [11 empty] | 0% | 0% | 0% | 8 | 0 | 0 | 0 | 0 | 0 | 0 | 0 | 0 | 0 | 0 | 2013 Qtr 1: 0; 2013 Qtr 2: 0; 2013 Qtr 3: 0; 2013 Qtr 4: 8 | 8 | 1
3203 | 462279 - High-Performance Heat Pump Water Heater 60gal. | WPSDGEREWH0022-Rev00-Msr003 | 7 | Residential | 19-RES-AllResidential-WAT_HEAT |  |  |  | Unit | ROB | 1089 | 250 | 0 | 0 | 0 | 839 | 2597 |  | kWh | 0.266 | 0 | Residential |  | Annual | [6 empty] | Residential Furnaces (<0.3):Uncontrolled | 13 | 70% | 70% | [11 empty] | 0% | 0% | 0% | 1 | 0 | 0 | 0 | 0 | 0 | 0 | 0 | 0 | 0 | 0 | 2013 Qtr 1: 0; 2013 Qtr 2: 0; 2013 Qtr 3: 0; 2013 Qtr 4: 1 | 1 | 1
3204 | 432001 - HE Electric Water Heater (EF>=0.92) | RE-WtrHt-SmlStrg-Elec-lte12kW-40G-0p94EF | 10 | Residential | 19-RES-AllResidential-WAT_HEAT |  |  |  | Cap-kBTUh | ROB | 280.3 | 100 | 0 | 0 | 0 | 180.3 | 309 |  | kWh | 0 | 0 | Residential |  | Annual | [6 empty] | Residential Furnaces (<0.3):Uncontrolled | 13 | 55% | 55% | [11 empty] | 0% | 0% | 0% | 234 | 0 | 0 | 0 | 0 | 0 | 0 | 0 | 0 | 0 | 0 | 2013 Qtr 1: 0; 2013 Qtr 2: 123; 2013 Qtr 3: 1; 2013 Qtr 4: 110 | 234 | 1
3204 | 432001 - HE Electric Water Heater (EF>=0.92) | RE-WtrHt-SmlStrg-Elec-lte12kW-40G-0p94EF | 7 | Residential | 19-RES-AllResidential-WAT_HEAT |  |  |  | Cap-kBTUh | ROB | 280.3 | 100 | 0 | 0 | 0 | 180.3 | 319 |  | kWh | 0 | 0 | Residential |  | Annual | [6 empty] | Residential Furnaces (<0.3):Uncontrolled | 13 | 55% | 55% | [11 empty] | 0% | 0% | 0% | 184 | 0 | 0 | 0 | 0 | 0 | 0 | 0 | 0 | 0 | 0 | 2013 Qtr 1: 0; 2013 Qtr 2: 0; 2013 Qtr 3: 2; 2013 Qtr 4: 182 | 184 | 1
3204 | 432001 - HE Electric Water Heater (EF>=0.92) | RE-WtrHt-SmlStrg-Elec-lte12kW-40G-0p94EF | System | Residential | 19-RES-AllResidential-WAT_HEAT |  |  |  | Cap-kBTUh | ROB | 280.3 | 100 | 0 | 0 | 0 | 180.3 | 317 |  | kWh | 0 | 0 | Residential |  | Annual | [6 empty] | Residential Furnaces (<0.3):Uncontrolled | 13 | 55% | 55% | [11 empty] | 0% | 0% | 0% | 3 | 0 | 0 | 0 | 0 | 0 | 0 | 0 | 0 | 0 | 0 | 2013 Qtr 1: 0; 2013 Qtr 2: 0; 2013 Qtr 3: 0; 2013 Qtr 4: 3 | 3 | 1
3204 | 432002 - A/C - Room unit - Energy Star | WPSDGEREHC1060-Rev03-Msr001 | 10 | Residential | res:DEER:HVAC_Eff_AC | TRUE |  |  | Unit | ROB | 50 | 50 | 0 | 0 | 0 | 0 | 60 |  | kWh | 0.063 | 0 | Residential |  | Winter Only | [6 empty] | Residential Furnaces (<0.3):Uncontrolled | 9 | 36% | 36% | [11 empty] | 0% | 0% | 100% | 182 | 0 | 0 | 0 | 0 | 0 | 0 | 0 | 0 | 0 | 0 | 2013 Qtr 1: 0; 2013 Qtr 2: 3; 2013 Qtr 3: 43; 2013 Qtr 4: 136 | 182 | 1
3204 | 432002 - A/C - Room unit - Energy Star | WPSDGEREHC1060-Rev03-Msr001 | 7 | Residential | res:DEER:HVAC_Eff_AC | TRUE |  |  | Unit | ROB | 50 | 50 | 0 | 0 | 0 | 0 | 24 |  | kWh | 0.0015 | 0 | Residential |  | Winter Only | [6 empty] | Residential Furnaces (<0.3):Uncontrolled | 9 | 36% | 36% | [11 empty] | 0% | 0% | 100% | 82 | 0 | 0 | 0 | 0 | 0 | 0 | 0 | 0 | 0 | 0 | 2013 Qtr 1: 0; 2013 Qtr 2: 0; 2013 Qtr 3: 20; 2013 Qtr 4: 62 | 82 | 1
3204 | 432003 - Refrigerator - CEE Tier 2 | RE-Appl-ESRefg-SMMed-703kWh-528kWh | 10 | Residential | res:DEER:RefgFrzr_HighEff | TRUE |  |  | Each | ROB | 293.92 | 50 | 0 | 0 | 0 | 243.92 | 81.6714 |  | kWh | 0.015767 | -2.1221 | Residential |  | Winter Only | [6 empty] | Residential Furnaces (<0.3):Uncontrolled | 14 | 55% | 55% | [11 empty] | 0% | 0% | 0% | 206 | 0 | 0 | 0 | 0 | 0 | 0 | 0 | 0 | 0 | 0 | 2013 Qtr 1: 0; 2013 Qtr 2: 29; 2013 Qtr 3: 52; 2013 Qtr 4: 125 | 206 | 1
3204 | 432003 - Refrigerator - CEE Tier 2 | RE-Appl-ESRefg-SMMed-703kWh-528kWh | 7 | Residential | res:DEER:RefgFrzr_HighEff | TRUE |  |  | Each | ROB | 293.92 | 50 | 0 | 0 | 0 | 243.92 | 75.9 |  | kWh | 0.0147 | -1.84 | Residential |  | Winter Only | [6 empty] | Residential Furnaces (<0.3):Uncontrolled | 14 | 55% | 55% | [11 empty] | 0% | 0% | 0% | 439 | 0 | 0 | 0 | 0 | 0 | 0 | 0 | 0 | 0 | 0 | 2013 Qtr 1: 0; 2013 Qtr 2: 33; 2013 Qtr 3: 121; 2013 Qtr 4: 285 | 439 | 1
3204 | 432003 - Refrigerator - CEE Tier 2 | RE-Appl-ESRefg-SMMed-703kWh-528kWh | System | Residential | res:DEER:RefgFrzr_HighEff |  |  |  | Each | ROB | 293.92 | 50 | 0 | 0 | 0 | 243.92 | 76.375 |  | kWh | 0.013625 | -2.2 | Residential |  | Winter Only | [6 empty] | Residential Furnaces (<0.3):Uncontrolled | 14 | 55% | 55% | [11 empty] | 0% | 0% | 0% | 4 | 0 | 0 | 0 | 0 | 0 | 0 | 0 | 0 | 0 | 0 | 2013 Qtr 1: 0; 2013 Qtr 2: 1; 2013 Qtr 3: 0; 2013 Qtr 4: 3 | 4 | 1
3204 | 461825 - High Efficiency Clothes Washer, MEF>=2.4,WF>=4 | WPSDGEREWH0011-Rev00-Msr002 | System | Residential | res:DEER:Res_ClothesDishWasher | TRUE |  |  | Unit | ROB | 147.69 | 50 | 0 | 0 | 0 | 97.69 | 0 |  | kWh | 0 | 15.24 | Residential |  | Annual | [6 empty] | Residential Furnaces (<0.3):Uncontrolled | 11 | 31% | 31% | [11 empty] | 0% | 0% | 0% | 2046 | 0 | 0 | 0 | 0 | 0 | 0 | 0 | 0 | 0 | 0 | 2013 Qtr 1: 9; 2013 Qtr 2: 522; 2013 Qtr 3: 840; 2013 Qtr 4: 675 | 2046 | 1
3204 | 461840 - Gas HE Storage Water Heater (EF>=0.67) | RG-WtrHt-SmlStrg-Gas-lte75kBtuh-40G-0p62EF | 10 | Residential | 19-RES-AllResidential-WAT_HEAT | TRUE |  |  | Cap-kBTUh | ROB | 144.82 | 100 | 0 | 0 | 0 | 44.82 | 0 |  | kWh | 0 | 9.32 | Residential |  | Annual | [6 empty] | Residential Furnaces (<0.3):Uncontrolled | 11 | 55% | 55% | [11 empty] | 0% | 0% | 0% | 3 | 0 | 0 | 0 | 0 | 0 | 0 | 0 | 0 | 0 | 0 | 2013 Qtr 1: 0; 2013 Qtr 2: 0; 2013 Qtr 3: 0; 2013 Qtr 4: 3 | 3 | 1
3204 | 461840 - Gas HE Storage Water Heater (EF>=0.67) | RG-WtrHt-SmlStrg-Gas-lte75kBtuh-40G-0p62EF | 7 | Residential | 19-RES-AllResidential-WAT_HEAT | TRUE |  |  | Cap-kBTUh | ROB | 144.82 | 100 | 0 | 0 | 0 | 44.82 | 0 |  | kWh | 0 | 9.59 | Residential |  | Annual | [6 empty] | Residential Furnaces (<0.3):Uncontrolled | 11 | 55% | 55% | [11 empty] | 0% | 0% | 0% | 6 | 0 | 0 | 0 | 0 | 0 | 0 | 0 | 0 | 0 | 0 | 2013 Qtr 1: 0; 2013 Qtr 2: 1; 2013 Qtr 3: 0; 2013 Qtr 4: 5 | 6 | 1
3204 | 462243 - POS Retailer Processing | WP_NoSavings-Rev00-Msr001 | System | Residential |  | TRUE |  |  | Unit | ROB | 0 | 0 | 1.5 | 0 | 0 | 0 | 0 |  | #N/A | 0 | 0 | Residential |  | Winter Only | [6 empty] | Residential Furnaces (<0.3):Uncontrolled | 0 | 55% | 55% | [11 empty] | 0% | 0% | 0% | 2544 | 0 | 0 | 0 | 0 | 0 | 0 | 0 | 0 | 0 | 0 | 2013 Qtr 1: 0; 2013 Qtr 2: 557; 2013 Qtr 3: 1051; 2013 Qtr 4: 936 | 2544 | 1
3206 | 422004 - Remove and Recycle Refrigerator - Residence | Res-Refrig-ARP-SDGE | 10 | Residential | res:DEER:RefgFrzr_Recycling | TRUE |  |  | Each | RET | 113.423 | 34.52 | 0 | 78.902 | 0 | 0.001 | 663 |  | kWh | 0.135 | -8.05 | Residential |  | Winter Only | [6 empty] | Residential Furnaces (<0.3):Uncontrolled | 5 | 55% | 55% | [11 empty] | 0% | 0% | 0% | 3360 | 0 | 0 | 0 | 0 | 0 | 0 | 0 | 0 | 0 | 0 | 2013 Qtr 1: 623; 2013 Qtr 2: 650; 2013 Qtr 3: 188; 2013 Qtr 4: 1899 | 3360 | 1
3206 | 422004 - Remove and Recycle Refrigerator - Residence | Res-Refrig-ARP-SDGE | 15 | Residential | res:DEER:RefgFrzr_Recycling |  |  |  | Each | RET | 113.5 | 34.544 | 0 | 78.957 | 0 | -0.001 | 812 |  | kWh | 0.148 | -6.35 | Residential |  | Winter Only | [6 empty] | Residential Furnaces (<0.3):Uncontrolled | 5 | 55% | 55% | [11 empty] | 0% | 0% | 0% | 8 | 0 | 0 | 0 | 0 | 0 | 0 | 0 | 0 | 0 | 0 | 2013 Qtr 1: 1; 2013 Qtr 2: 1; 2013 Qtr 3: 0; 2013 Qtr 4: 6 | 8 | 1
3206 | 422004 - Remove and Recycle Refrigerator - Residence | Res-Refrig-ARP-SDGE | 7 | Residential | res:DEER:RefgFrzr_Recycling | TRUE |  |  | Each | RET | 113.608 | 34.576 | 0 | 79.032 | 0 | 0 | 562 |  | kWh | 0.092 | -7.58 | Residential |  | Winter Only | [6 empty] | Residential Furnaces (<0.3):Uncontrolled | 5 | 55% | 55% | [11 empty] | 0% | 0% | 0% | 5731 | 0 | 0 | 0 | 0 | 0 | 0 | 0 | 0 | 0 | 0 | 2013 Qtr 1: 1003; 2013 Qtr 2: 1249; 2013 Qtr 3: 298; 2013 Qtr 4: 3181 | 5731 | 1
3206 | 422004 - Remove and Recycle Refrigerator - Residence | Res-Refrig-ARP-SDGE | System | Residential | res:DEER:RefgFrzr_Recycling | TRUE |  |  | Each | RET | 113.92 | 34.671 | 0 | 79.248 | 0 | 0.001 | 586.2554 |  | kWh | 0.1139 | -8.4824 | Residential |  | Winter Only | [6 empty] | Residential Furnaces (<0.3):Uncontrolled | 5 | 55% | 55% | [11 empty] | 0% | 0% | 0% | 701 | 0 | 0 | 0 | 0 | 0 | 0 | 0 | 0 | 0 | 0 | 2013 Qtr 1: 119; 2013 Qtr 2: 122; 2013 Qtr 3: 39; 2013 Qtr 4: 421 | 701 | 1
3206 | 422005 - Remove and Recycle Freezer - Residence | Res-Freezer-ARP-SDGE | 10 | Residential | res:DEER:RefgFrzr_Recycling |  |  |  | Each | RET | 114.018 | 34.701 | 0 | 79.316 | 0 | 0.001 | 830 |  | kWh | 0.168 | -9.51 | Residential |  | Winter Only | [6 empty] | Residential Furnaces (<0.3):Uncontrolled | 4 | 55% | 55% | [11 empty] | 0% | 0% | 0% | 405 | 0 | 0 | 0 | 0 | 0 | 0 | 0 | 0 | 0 | 0 | 2013 Qtr 1: 65; 2013 Qtr 2: 118; 2013 Qtr 3: 38; 2013 Qtr 4: 184 | 405 | 1
3206 | 422005 - Remove and Recycle Freezer - Residence | Res-Freezer-ARP-SDGE | 7 | Residential | res:DEER:RefgFrzr_Recycling | TRUE |  |  | Each | RET | 113.754 | 34.621 | 0 | 79.133 | 0 | 0 | 705 |  | kWh | 0.109 | -8.63 | Residential |  | Winter Only | [6 empty] | Residential Furnaces (<0.3):Uncontrolled | 4 | 55% | 55% | [11 empty] | 0% | 0% | 0% | 478 | 0 | 0 | 0 | 0 | 0 | 0 | 0 | 0 | 0 | 0 | 2013 Qtr 1: 85; 2013 Qtr 2: 115; 2013 Qtr 3: 34; 2013 Qtr 4: 244 | 478 | 1
3206 | 422005 - Remove and Recycle Freezer - Residence | Res-Freezer-ARP-SDGE | System | Residential | res:DEER:RefgFrzr_Recycling | TRUE |  |  | Each | RET | 114.77 | 34.93 | 0 | 79.839 | 0 | 0.001 | 721.9231 |  | kWh | 0.13985 | -10.1785 | Residential |  | Winter Only | [6 empty] | Residential Furnaces (<0.3):Uncontrolled | 4 | 55% | 55% | [11 empty] | 0% | 0% | 0% | 52 | 0 | 0 | 0 | 0 | 0 | 0 | 0 | 0 | 0 | 0 | 2013 Qtr 1: 8; 2013 Qtr 2: 13; 2013 Qtr 3: 3; 2013 Qtr 4: 28 | 52 | 1
3206 | 462156 - Remove and Recycle Refrigerator Retail Pick-up | Res-Refrig-ARP-SDGE | 10 | Residential | res:DEER:RefgFrzr_Recycling | TRUE |  |  | Each | RET | 84.349 | 34.732 | 0 | 49.617 | 0 | 0 | 663 |  | kWh | 0.135 | -8.05 | Residential |  | Winter Only | [6 empty] | Residential Furnaces (<0.3):Uncontrolled | 5 | 53% | 53% | [11 empty] | 0% | 0% | 0% | 191 | 0 | 0 | 0 | 0 | 0 | 0 | 0 | 0 | 0 | 0 | 2013 Qtr 1: 0; 2013 Qtr 2: 0; 2013 Qtr 3: 0; 2013 Qtr 4: 191 | 191 | 1
3206 | 462156 - Remove and Recycle Refrigerator Retail Pick-up | Res-Refrig-ARP-SDGE | 7 | Residential | res:DEER:RefgFrzr_Recycling |  |  |  | Each | RET | 84.272 | 34.7 | 0 | 49.571 | 0 | 0.001 | 562 |  | kWh | 0.092 | -7.58 | Residential |  | Winter Only | [6 empty] | Residential Furnaces (<0.3):Uncontrolled | 5 | 53% | 53% | [11 empty] | 0% | 0% | 0% | 214 | 0 | 0 | 0 | 0 | 0 | 0 | 0 | 0 | 0 | 0 | 2013 Qtr 1: 0; 2013 Qtr 2: 0; 2013 Qtr 3: 0; 2013 Qtr 4: 214 | 214 | 1
3206 | 462156 - Remove and Recycle Refrigerator Retail Pick-up | Res-Refrig-ARP-SDGE | System | Residential | res:DEER:RefgFrzr_Recycling | TRUE |  |  | Each | RET | 84.334 | 34.726 | 0 | 49.608 | 0 | 0 | 566 |  | kWh | 0.118 | -8.15 | Residential |  | Winter Only | [6 empty] | Residential Furnaces (<0.3):Uncontrolled | 5 | 53% | 53% | [11 empty] | 0% | 0% | 0% | 18 | 0 | 0 | 0 | 0 | 0 | 0 | 0 | 0 | 0 | 0 | 2013 Qtr 1: 0; 2013 Qtr 2: 0; 2013 Qtr 3: 0; 2013 Qtr 4: 18 | 18 | 1
3206 | 462157 - Remove and Recycle Freezer Retail Pick-up | Res-Freezer-ARP-SDGE | 10 | Residential | res:DEER:RefgFrzr_Recycling | TRUE |  |  | Each | RET | 83.929 | 34.559 | 0 | 49.37 | 0 | 0 | 830 |  | kWh | 0.168 | -9.51 | Residential |  | Winter Only | [6 empty] | Residential Furnaces (<0.3):Uncontrolled | 4 | 70% | 70% | [11 empty] | 0% | 0% | 0% | 14 | 0 | 0 | 0 | 0 | 0 | 0 | 0 | 0 | 0 | 0 | 2013 Qtr 1: 0; 2013 Qtr 2: 0; 2013 Qtr 3: 0; 2013 Qtr 4: 14 | 14 | 1
3206 | 462157 - Remove and Recycle Freezer Retail Pick-up | Res-Freezer-ARP-SDGE | 7 | Residential | res:DEER:RefgFrzr_Recycling | TRUE |  |  | Each | RET | 84.834 | 34.931 | 0 | 49.902 | 0 | 0.001 | 705 |  | kWh | 0.109 | -8.63 | Residential |  | Winter Only | [6 empty] | Residential Furnaces (<0.3):Uncontrolled | 4 | 70% | 70% | [11 empty] | 0% | 0% | 0% | 9 | 0 | 0 | 0 | 0 | 0 | 0 | 0 | 0 | 0 | 0 | 2013 Qtr 1: 0; 2013 Qtr 2: 0; 2013 Qtr 3: 0; 2013 Qtr 4: 9 | 9 | 1
3206 | 462157 - Remove and Recycle Freezer Retail Pick-up | Res-Freezer-ARP-SDGE | System | Residential | res:DEER:RefgFrzr_Recycling | TRUE |  |  | Each | RET | 83.5 | 34.382 | 0 | 49.118 | 0 | 0 | 708 |  | kWh | 0.147 | -9.85 | Residential |  | Winter Only | [6 empty] | Residential Furnaces (<0.3):Uncontrolled | 4 | 70% | 70% | [11 empty] | 0% | 0% | 0% | 1 | 0 | 0 | 0 | 0 | 0 | 0 | 0 | 0 | 0 | 0 | 2013 Qtr 1: 0; 2013 Qtr 2: 0; 2013 Qtr 3: 0; 2013 Qtr 4: 1 | 1 | 1
3206 | 462158 - Remove and Recycle Refrigerator - Multi-Family Pick-up | Res-Refrig-ARP-SDGE-Cond | 10 | Residential | res:DEER:RefgFrzr_Recycling | TRUE |  |  | Each | RET | 84.109 | 34.633 | 0 | 49.476 | 0 | 0 | 742 |  | kWh | 0.148 | -13 | Residential |  | Winter Only | [6 empty] | Residential Furnaces (<0.3):Uncontrolled | 5 | 53% | 53% | [11 empty] | 0% | 0% | 0% | 23 | 0 | 0 | 0 | 0 | 0 | 0 | 0 | 0 | 0 | 0 | 2013 Qtr 1: 0; 2013 Qtr 2: 14; 2013 Qtr 3: 0; 2013 Qtr 4: 9 | 23 | 1
3207 | 405007 - Lighting-Screw-in Compact Fluorescent (CF) Reflector Bulbs R30 (13-23Watt) | Res-Lighting-InGen_CFLratio0409_CFLscw-Refl-18w | 7 | Residential | res:DEER:Indoor_CFL_Ltg | TRUE |  |  | Lamp | ROB | 13.98 | 8 | 0 | 0 | 0 | 5.98 | 30.1 |  | kWh | 0.00295 | -0.421 | Residential |  | Winter Only | [6 empty] | Residential Furnaces (<0.3):Uncontrolled | 9.24 | 55% | 55% |  |  |  | 71% | [7 empty] | 0% | 0% | 0% | 60 | 0 | 0 | 0 | 0 | 0 | 0 | 0 | 0 | 0 | 0 | 2013 Qtr 1: 0; 2013 Qtr 2: 0; 2013 Qtr 3: 60; 2013 Qtr 4: 0 | 60 | 1
3207 | 405008 - Lighting-Screw-in Compact Fluorescent (CF) Reflector Bulbs R40 (13-23 Watt) | Res-Lighting-InGen_CFLratio0409_CFLscw-Refl-18w | 10 | Residential | res:DEER:Indoor_CFL_Ltg | TRUE |  |  | Lamp | ROB | 13.98 | 10 | 0 | 0 | 0 | 3.98 | 31.9 |  | kWh | 0.00347 | -0.452 | Residential |  | Winter Only | [6 empty] | Residential Furnaces (<0.3):Uncontrolled | 9.24 | 55% | 55% |  |  |  | 71% | [7 empty] | 0% | 0% | 0% | 66 | 0 | 0 | 0 | 0 | 0 | 0 | 0 | 0 | 0 | 0 | 2013 Qtr 1: 0; 2013 Qtr 2: 0; 2013 Qtr 3: 66; 2013 Qtr 4: 0 | 66 | 1
3207 | 405008 - Lighting-Screw-in Compact Fluorescent (CF) Reflector Bulbs R40 (13-23 Watt) | Res-Lighting-InGen_CFLratio0409_CFLscw-Refl-18w | 7 | Residential | res:DEER:Indoor_CFL_Ltg | TRUE |  |  | Lamp | ROB | 13.98 | 10 | 0 | 0 | 0 | 3.98 | 30.1 |  | kWh | 0.00295 | -0.421 | Residential |  | Winter Only | [6 empty] | Residential Furnaces (<0.3):Uncontrolled | 9.24 | 55% | 55% |  |  |  | 71% | [7 empty] | 0% | 0% | 0% | 119 | 0 | 0 | 0 | 0 | 0 | 0 | 0 | 0 | 0 | 0 | 2013 Qtr 1: 0; 2013 Qtr 2: 0; 2013 Qtr 3: 119; 2013 Qtr 4: 0 | 119 | 1
3207 | 405010 - Lighting-Energy Star Interior Hardwired Fluorescent Fixtures >=30 Watt | Res-Lighting-InGen_CFLratio0353_CFLfixt-32W | 10 | Residential | res:DEER:Indoor_CFL_Ltg | TRUE |  |  | Lamp | ROB | 66.44 | 40 | 0 | 0 | 0 | 26.44 | 46 |  | kWh | 0.00505 | -0.657 | Residential |  | Winter Only | [6 empty] | Residential Furnaces (<0.3):Uncontrolled | 9.24 | 55% | 55% | [11 empty] | 0% | 0% | 0% | 5644 | 0 | 0 | 0 | 0 | 0 | 0 | 0 | 0 | 0 | 0 | 2013 Qtr 1: 0; 2013 Qtr 2: 0; 2013 Qtr 3: 4035; 2013 Qtr 4: 1609 | 5644 | 1
3207 | 405010 - Lighting-Energy Star Interior Hardwired Fluorescent Fixtures >=30 Watt | Res-Lighting-InGen_CFLratio0353_CFLfixt-32W | 7 | Residential | res:DEER:Indoor_CFL_Ltg | TRUE |  |  | Lamp | ROB | 66.44 | 40 | 0 | 0 | 0 | 26.44 | 43 |  | kWh | 0.0043 | -0.613 | Residential |  | Winter Only | [6 empty] | Residential Furnaces (<0.3):Uncontrolled | 9.24 | 55% | 55% | [11 empty] | 0% | 0% | 0% | 7150 | 0 | 0 | 0 | 0 | 0 | 0 | 0 | 0 | 0 | 0 | 2013 Qtr 1: 0; 2013 Qtr 2: 0; 2013 Qtr 3: 4252; 2013 Qtr 4: 2898 | 7150 | 1
3207 | 405010 - Lighting-Energy Star Interior Hardwired Fluorescent Fixtures >=30 Watt | Res-Lighting-InGen_CFLratio0353_CFLfixt-32W | System | Residential | res:DEER:Indoor_CFL_Ltg | TRUE |  |  | Lamp | ROB | 66.44 | 40 | 0 | 0 | 0 | 26.44 | 45.1 |  | kWh | 0.00451 | -0.788 | Residential |  | Winter Only | [6 empty] | Residential Furnaces (<0.3):Uncontrolled | 9.24 | 55% | 55% | [11 empty] | 0% | 0% | 0% | 107 | 0 | 0 | 0 | 0 | 0 | 0 | 0 | 0 | 0 | 0 | 2013 Qtr 1: 0; 2013 Qtr 2: 0; 2013 Qtr 3: 107; 2013 Qtr 4: 0 | 107 | 1
3207 | 405011 - Lighting-Interior CFL Fixtures (ENERGY STAR Qualified) 22-29 Watt | Res-Lighting-InGen_CFLratio0353_CFLfixt-26W | 10 | Residential | res:DEER:Indoor_CFL_Ltg | TRUE |  |  | Lamp | ROB | 45.05 | 40 | 0 | 0 | 0 | 5.05 | 37 |  | kWh | 0.0041 | -0.534 | Residential |  | Winter Only | [6 empty] | Residential Furnaces (<0.3):Uncontrolled | 9.24 | 55% | 55% | [11 empty] | 0% | 0% | 0% | 1468 | 0 | 0 | 0 | 0 | 0 | 0 | 0 | 0 | 0 | 0 | 2013 Qtr 1: 0; 2013 Qtr 2: 0; 2013 Qtr 3: 1086; 2013 Qtr 4: 382 | 1468 | 1
3207 | 405011 - Lighting-Interior CFL Fixtures (ENERGY STAR Qualified) 22-29 Watt | Res-Lighting-InGen_CFLratio0353_CFLfixt-26W | 7 | Residential | res:DEER:Indoor_CFL_Ltg | TRUE |  |  | Lamp | ROB | 45.05 | 40 | 0 | 0 | 0 | 5.05 | 35 |  | kWh | 0.00349 | -0.498 | Residential |  | Winter Only | [6 empty] | Residential Furnaces (<0.3):Uncontrolled | 9.24 | 55% | 55% | [11 empty] | 0% | 0% | 0% | 1865 | 0 | 0 | 0 | 0 | 0 | 0 | 0 | 0 | 0 | 0 | 2013 Qtr 1: 0; 2013 Qtr 2: 0; 2013 Qtr 3: 1187; 2013 Qtr 4: 678 | 1865 | 1
3207 | 405033 - Water Heating-Low-Flow Showerhead | WPSDGEREWH1061A-Rev04-Msr001 | System | Residential | 19-RES-AllResidential-WAT_HEAT | TRUE |  |  | Showerhead | ROB | 14.9 | 5 | 0 | 0 | 0 | 9.9 | 0 |  | kWh | 0 | 7.5 | Residential |  | Annual | [6 empty] | Residential Furnaces (<0.3):Uncontrolled | 10 | 55% | 55% |  |  |  | 73.7% | [7 empty] | 0% | 0% | 0% | 746 | 0 | 0 | 0 | 0 | 0 | 0 | 0 | 0 | 0 | 0 | 2013 Qtr 1: 0; 2013 Qtr 2: 0; 2013 Qtr 3: 678; 2013 Qtr 4: 68 | 746 | 1
3207 | 405034 - Water Heating-Faucet Aerators | WPSDGEREWH1012-Rev01-Msr001 | System | Residential | 19-RES-AllResidential-WAT_HEAT | TRUE |  |  | Aerator | ROB | 13.24 | 1.25 | 0 | 0 | 0 | 11.99 | 0 |  | kWh | 0 | 1.5 | Residential |  | Annual | [6 empty] | Residential Furnaces (<0.3):Uncontrolled | 10 | 65% | 65% |  |  |  | 59% | [7 empty] | 0% | 0% | 0% | 3571 | 0 | 0 | 0 | 0 | 0 | 0 | 0 | 0 | 0 | 0 | 2013 Qtr 1: 0; 2013 Qtr 2: 0; 2013 Qtr 3: 2354; 2013 Qtr 4: 1217 | 3571 | 1
3207 | 405036 - Lighting-Energy Star Exterior Hardwired Fluorescent Fixtures 15 Watt | Res-Lighting-OutGen_CFLratio0407_CFLfixt-15W | System | Residential | res:DEER:Indoor_CFL_Ltg | TRUE |  |  | Lamp | RET | 37.92 | 30 | 0 | 0 | 0 | 7.92 | 57.5 |  | kWh | 0 | 0 | Residential |  | Winter Only | [6 empty] | Residential Furnaces (<0.3):Uncontrolled | 9.24 | 55% | 55% |  |  |  | 88.1% | [7 empty] | 0% | 0% | 0% | 5485 | 0 | 0 | 0 | 0 | 0 | 0 | 0 | 0 | 0 | 0 | 2013 Qtr 1: 0; 2013 Qtr 2: 0; 2013 Qtr 3: 3880; 2013 Qtr 4: 1605 | 5485 | 1
3207 | 405053 - Lighting -Ext. Hardwired Fluorescent Porch Light (19-27 Watts) | Res-Lighting-OutGen_CFLratio0407_CFLfixt-24W | System | Residential | res:DEER:Indoor_CFL_Ltg | TRUE |  |  | Lamp | RET | 66.44 | 30 | 0 | 0 | 0 | 36.44 | 92 |  | kWh | 0 | 0 | Residential |  | Winter Only | [6 empty] | Residential Furnaces (<0.3):Uncontrolled | 9.24 | 55% | 55% |  |  |  | 88.1% | [7 empty] | 0% | 0% | 0% | 1776 | 0 | 0 | 0 | 0 | 0 | 0 | 0 | 0 | 0 | 0 | 2013 Qtr 1: 0; 2013 Qtr 2: 0; 2013 Qtr 3: 1608; 2013 Qtr 4: 168 | 1776 | 1
3207 | 405056 - W/H-Boiler Controllers = < 34 Units | WPSDGERECS0001-Rev00-Msr001 | System | Residential | 19-RES-AllResidential-WAT_HEAT | TRUE |  |  | Dwelling unit | RET | 40 | 35 | 0 | 0 | 0 | 5 | 0 |  | kWh | 0 | 34 | Residential |  | Annual | [6 empty] | Residential Furnaces (<0.3):Uncontrolled | 15 | 55% | 55% | [11 empty] | 0% | 0% | 0% | 60 | 0 | 0 | 0 | 0 | 0 | 0 | 0 | 0 | 0 | 0 | 2013 Qtr 1: 0; 2013 Qtr 2: 0; 2013 Qtr 3: 60; 2013 Qtr 4: 0 | 60 | 1
3207 | 405057 - W/H-Boiler Controllers = > 35 Units | WPSDGERECS0001-Rev00-Msr001 | System | Residential | 19-RES-AllResidential-WAT_HEAT | TRUE |  |  | Dwelling unit | RET | 40 | 40 | 0 | 0 | 0 | 0 | 0 |  | kWh | 0 | 34 | Residential |  | Annual | [6 empty] | Residential Furnaces (<0.3):Uncontrolled | 15 | 55% | 55% | [11 empty] | 0% | 0% | 0% | 70 | 0 | 0 | 0 | 0 | 0 | 0 | 0 | 0 | 0 | 0 | 2013 Qtr 1: 0; 2013 Qtr 2: 0; 2013 Qtr 3: 70; 2013 Qtr 4: 0 | 70 | 1
3209 | 461839 - LED 13Watt Omni A-Lamp | WPSDGENRLG0106-Rev02-Msr097 | 10 | Residential | res:DEER:Indoor_CFL_Ltg | TRUE |  |  | Lamp | ROB | 4.788 | 0 | 0 | 0 | 4.788 | 0 | 14.7496 |  | kWh | 0.001633 | -0.29086 | Residential |  | Winter Only | [6 empty] | Residential Furnaces (<0.3):Uncontrolled | 16 | 85% | 85% | [11 empty] | 0% | 0% | 0% | 80 | 0 | 0 | 0 | 0 | 0 | 0 | 0 | 0 | 0 | 0 | 2013 Qtr 1: 0; 2013 Qtr 2: 0; 2013 Qtr 3: 0; 2013 Qtr 4: 80 | 80 | 1
3209 | 461839 - LED 13Watt Omni A-Lamp | WPSDGENRLG0106-Rev02-Msr097 | 7 | Residential | res:DEER:Indoor_CFL_Ltg | TRUE |  |  | Lamp | ROB | 4.788 | 0 | 0 | 0 | 4.788 | 0 | 14.0536 |  | kWh | 0.00133 | -0.24678 | Residential |  | Winter Only | [6 empty] | Residential Furnaces (<0.3):Uncontrolled | 16 | 85% | 85% | [11 empty] | 0% | 0% | 0% | 205 | 0 | 0 | 0 | 0 | 0 | 0 | 0 | 0 | 0 | 0 | 2013 Qtr 1: 0; 2013 Qtr 2: 0; 2013 Qtr 3: 0; 2013 Qtr 4: 205 | 205 | 1
3209 | 461839 - LED 13Watt Omni A-Lamp | WPSDGENRLG0106-Rev02-Msr097 | System | Residential | res:DEER:Indoor_CFL_Ltg | TRUE |  |  | Lamp | ROB | 4.788 | 0 | 0 | 0 | 4.788 | 0 | 15.0253 |  | kWh | 0.00149 | -0.31567 | Residential |  | Winter Only | [6 empty] | Residential Furnaces (<0.3):Uncontrolled | 16 | 85% | 85% | [11 empty] | 0% | 0% | 0% | 10 | 0 | 0 | 0 | 0 | 0 | 0 | 0 | 0 | 0 | 0 | 2013 Qtr 1: 0; 2013 Qtr 2: 0; 2013 Qtr 3: 0; 2013 Qtr 4: 10 | 10 | 1
3209 | 462253 - Smart Power Strip | WPSDGEREHE0003-Rev00-Msr002 | 10 | Residential | res:DEER:HVAC_Eff_AC |  |  |  | Each | RET | 14.7 | 0 | 0 | 0 | 14.7 | 0 | 25.7782 |  | kWh | 0.002853 | -0.50834 | Residential |  | Winter Only | [6 empty] | Residential Furnaces (<0.3):Uncontrolled | 8 | 85% | 85% | [11 empty] | 0% | 0% | 0% | 16 | 0 | 0 | 0 | 0 | 0 | 0 | 0 | 0 | 0 | 0 | 2013 Qtr 1: 0; 2013 Qtr 2: 0; 2013 Qtr 3: 0; 2013 Qtr 4: 16 | 16 | 1
3209 | 462253 - Smart Power Strip | WPSDGEREHE0003-Rev00-Msr002 | 7 | Residential | res:DEER:HVAC_Eff_AC |  |  |  | Each | RET | 14.701 | 0 | 0 | 0 | 14.7 | 0.001 | 24.5619 |  | kWh | 0.002324 | -0.4313 | Residential |  | Winter Only | [6 empty] | Residential Furnaces (<0.3):Uncontrolled | 8 | 85% | 85% | [11 empty] | 0% | 0% | 0% | 41 | 0 | 0 | 0 | 0 | 0 | 0 | 0 | 0 | 0 | 0 | 2013 Qtr 1: 0; 2013 Qtr 2: 0; 2013 Qtr 3: 0; 2013 Qtr 4: 41 | 41 | 1
3209 | 462253 - Smart Power Strip | WPSDGEREHE0003-Rev00-Msr002 | System | Residential | res:DEER:HVAC_Eff_AC |  |  |  | Each | RET | 14.7 | 0 | 0 | 0 | 14.7 | 0 | 26.2601 |  | kWh | 0.002604 | -0.5517 | Residential |  | Winter Only | [6 empty] | Residential Furnaces (<0.3):Uncontrolled | 8 | 85% | 85% | [11 empty] | 0% | 0% | 0% | 2 | 0 | 0 | 0 | 0 | 0 | 0 | 0 | 0 | 0 | 0 | 2013 Qtr 1: 0; 2013 Qtr 2: 0; 2013 Qtr 3: 0; 2013 Qtr 4: 2 | 2 | 1
3209 | 462254 - Thermostatic Shut Off Valve | WPSDGEREWH1000-Rev01-Msr001 | System | Residential | 19-RES-AllResidential-WAT_HEAT |  |  |  | Unit | RET | 18.68 | 0 | 0 | 0 | 18.68 | 0 | 0 |  | kWh | 0 | 2.0034 | Residential |  | Annual | [6 empty] | Residential Furnaces (<0.3):Uncontrolled | 10 | 85% | 85% | [11 empty] | 0% | 0% | 0% | 59 | 0 | 0 | 0 | 0 | 0 | 0 | 0 | 0 | 0 | 0 | 2013 Qtr 1: 0; 2013 Qtr 2: 0; 2013 Qtr 3: 0; 2013 Qtr 4: 59 | 59 | 1
3209 | 462255 - Low-Flow Shower Head (1.5 gpm) | WPSDGEREWH1061A-Rev04-Msr001 | System | Residential | 19-RES-AllResidential-WAT_HEAT |  |  |  | Showerhead | RET | 2.82 | 0 | 0 | 0 | 2.82 | 0 | 0 |  | kWh | 0 | 7.5 | Residential |  | Annual | [6 empty] | Residential Furnaces (<0.3):Uncontrolled | 10 | 85% | 85% |  |  |  | 76% | [7 empty] | 0% | 0% | 0% | 59 | 0 | 0 | 0 | 0 | 0 | 0 | 0 | 0 | 0 | 0 | 2013 Qtr 1: 0; 2013 Qtr 2: 0; 2013 Qtr 3: 0; 2013 Qtr 4: 59 | 59 | 1
3209 | 462256 - Low-Flow Kitchen Aerator | WPSDGEREWH1012-Rev01-Msr002 | System | Residential | 19-RES-AllResidential-WAT_HEAT |  |  |  | Aerator | RET | 1 | 0 | 0 | 0 | 1 | 0 | 0 |  | kWh | 0 | 5.9 | Residential |  | Annual | [6 empty] | Residential Furnaces (<0.3):Uncontrolled | 10 | 85% | 85% |  |  |  | 66.5% | [7 empty] | 0% | 0% | 0% | 59 | 0 | 0 | 0 | 0 | 0 | 0 | 0 | 0 | 0 | 0 | 2013 Qtr 1: 0; 2013 Qtr 2: 0; 2013 Qtr 3: 0; 2013 Qtr 4: 59 | 59 | 1
3211 | 434001 - M01:LED Night Light | LED Night Light-Rev00-Msr001 | System | Residential | res:DEER:Indoor_CFL_Ltg |  |  |  | Each | RET | 3.15 | 0 | 0 | 0 | 3.15 | 0 | 29.5 |  | kWh | 0 | 0 | Residential |  | Winter Only | [6 empty] | Residential Furnaces (<0.3):Uncontrolled | 16 | 85% | 85% | [11 empty] | 0% | 0% | 0% | 475 | 0 | 0 | 0 | 0 | 0 | 0 | 0 | 0 | 0 | 0 | 2013 Qtr 1: 232; 2013 Qtr 2: 213; 2013 Qtr 3: 0; 2013 Qtr 4: 30 | 475 | 1
3211 | 434002 - M02: CFL, 14W lamp | Res-Lighting-InGen_CFLratio0347_CFLscw-14w | 10 | Residential | res:DEER:Indoor_CFL_Ltg |  |  |  | Lamp | ROB | 5 | 0 | 0 | 0 | 5 | 0 | 20 |  | kWh | 0.00222 | -0.394 | Residential |  | Winter Only | [6 empty] | Residential Furnaces (<0.3):Uncontrolled | 9.24 | 85% | 85% | [11 empty] | 0% | 0% | 0% | 176 | 0 | 0 | 0 | 0 | 0 | 0 | 0 | 0 | 0 | 0 | 2013 Qtr 1: 108; 2013 Qtr 2: 68; 2013 Qtr 3: 0; 2013 Qtr 4: 0 | 176 | 1
3211 | 434002 - M02: CFL, 14W lamp | Res-Lighting-InGen_CFLratio0347_CFLscw-14w | 7 | Residential | res:DEER:Indoor_CFL_Ltg |  |  |  | Lamp | ROB | 5 | 0 | 0 | 0 | 5 | 0 | 19.0964 |  | kWh | 0.00181 | -0.33633 | Residential |  | Winter Only | [6 empty] | Residential Furnaces (<0.3):Uncontrolled | 9.24 | 85% | 85% | [11 empty] | 0% | 0% | 0% | 447 | 0 | 0 | 0 | 0 | 0 | 0 | 0 | 0 | 0 | 0 | 2013 Qtr 1: 200; 2013 Qtr 2: 207; 2013 Qtr 3: 0; 2013 Qtr 4: 40 | 447 | 1
3211 | 434002 - M02: CFL, 14W lamp | Res-Lighting-InGen_CFLratio0347_CFLscw-14w | System | Residential | res:DEER:Indoor_CFL_Ltg |  |  |  | Lamp | ROB | 5 | 0 | 0 | 0 | 5 | 0 | 20.4 |  | kWh | 0.00202 | -0.429 | Residential |  | Winter Only | [6 empty] | Residential Furnaces (<0.3):Uncontrolled | 9.24 | 85% | 85% | [11 empty] | 0% | 0% | 0% | 4 | 0 | 0 | 0 | 0 | 0 | 0 | 0 | 0 | 0 | 0 | 2013 Qtr 1: 4; 2013 Qtr 2: 0; 2013 Qtr 3: 0; 2013 Qtr 4: 0 | 4 | 1
3211 | 434004 - M04: CFL, 23W lamp | Res-Lighting-InGen_CFLratio0347_CFLscw-23w | 7 | Residential | res:DEER:Indoor_CFL_Ltg |  |  |  | Lamp | ROB | 5 | 0 | 0 | 1.429 | 3.571 | 0 | 31.4 |  | kWh | 0.00297 | -0.553 | Residential |  | Winter Only | [6 empty] | Residential Furnaces (<0.3):Uncontrolled | 9.24 | 85% | 85% | [11 empty] | 0% | 0% | 0% | 2 | 0 | 0 | 0 | 0 | 0 | 0 | 0 | 0 | 0 | 0 | 2013 Qtr 1: 0; 2013 Qtr 2: 2; 2013 Qtr 3: 0; 2013 Qtr 4: 0 | 2 | 1
3211 | 434005 - M05: 18W CF Fixture | Res-Lighting-InGen_CFLratio0353_CFLfixt-18W | 10 | Residential | res:DEER:Indoor_CFL_Ltg |  |  |  | Lamp | ROB | 60.51 | 0 | 0 | 0 | 60.51 | 0 | 26 |  | kWh | 0.00292 | -0.519 | Residential |  | Winter Only | [6 empty] | Residential Furnaces (<0.3):Uncontrolled | 9.24 | 85% | 85% | [11 empty] | 0% | 0% | 0% | 48 | 0 | 0 | 0 | 0 | 0 | 0 | 0 | 0 | 0 | 0 | 2013 Qtr 1: 25; 2013 Qtr 2: 23; 2013 Qtr 3: 0; 2013 Qtr 4: 0 | 48 | 1
3211 | 434005 - M05: 18W CF Fixture | Res-Lighting-InGen_CFLratio0353_CFLfixt-18W | 7 | Residential | res:DEER:Indoor_CFL_Ltg |  |  |  | Lamp | ROB | 60.51 | 0 | 0 | 0 | 60.51 | 0 | 24.9747 |  | kWh | 0.002381 | -0.44149 | Residential |  | Winter Only | [6 empty] | Residential Furnaces (<0.3):Uncontrolled | 9.24 | 85% | 85% | [11 empty] | 0% | 0% | 0% | 79 | 0 | 0 | 0 | 0 | 0 | 0 | 0 | 0 | 0 | 0 | 2013 Qtr 1: 25; 2013 Qtr 2: 50; 2013 Qtr 3: 0; 2013 Qtr 4: 4 | 79 | 1
3211 | 434006 - M06: 36W CF Fixture | Res-Lighting-InGen_CFLratio0353_CFLfixt-36W | 10 | Residential | res:DEER:Indoor_CFL_Ltg |  |  |  | Lamp | ROB | 60.51 | 0 | 0 | 0 | 60.51 | 0 | 52 |  | kWh | 0.00584 | -1.04 | Residential |  | Winter Only | [6 empty] | Residential Furnaces (<0.3):Uncontrolled | 9.24 | 85% | 85% | [11 empty] | 0% | 0% | 0% | 3 | 0 | 0 | 0 | 0 | 0 | 0 | 0 | 0 | 0 | 0 | 2013 Qtr 1: 3; 2013 Qtr 2: 0; 2013 Qtr 3: 0; 2013 Qtr 4: 0 | 3 | 1
3211 | 434006 - M06: 36W CF Fixture | Res-Lighting-InGen_CFLratio0353_CFLfixt-36W | 7 | Residential | res:DEER:Indoor_CFL_Ltg |  |  |  | Lamp | ROB | 60.51 | 0 | 0 | 0 | 60.51 | 0 | 50 |  | kWh | 0.00475 | -0.887 | Residential |  | Winter Only | [6 empty] | Residential Furnaces (<0.3):Uncontrolled | 9.24 | 85% | 85% | [11 empty] | 0% | 0% | 0% | 16 | 0 | 0 | 0 | 0 | 0 | 0 | 0 | 0 | 0 | 0 | 2013 Qtr 1: 8; 2013 Qtr 2: 4; 2013 Qtr 3: 0; 2013 Qtr 4: 4 | 16 | 1
3211 | 434006 - M06: 36W CF Fixture | Res-Lighting-InGen_CFLratio0353_CFLfixt-36W | System | Residential | res:DEER:Indoor_CFL_Ltg |  |  |  | Lamp | ROB | 60.51 | 0 | 0 | 0 | 60.51 | 0 | 53 |  | kWh | 0.00533 | -1.13 | Residential |  | Winter Only | [6 empty] | Residential Furnaces (<0.3):Uncontrolled | 9.24 | 85% | 85% | [11 empty] | 0% | 0% | 0% | 3 | 0 | 0 | 0 | 0 | 0 | 0 | 0 | 0 | 0 | 0 | 2013 Qtr 1: 3; 2013 Qtr 2: 0; 2013 Qtr 3: 0; 2013 Qtr 4: 0 | 3 | 1
3211 | 434007 - M07: Porch Light 18 Watt | Res-Lighting-OutGen_CFLratio0407_CFLfixt-18W | System | Residential | res:DEER:Indoor_CFL_Ltg |  |  |  | Lamp | RET | 44.53 | 0 | 0 | 0 | 44.53 | 0 | 69 |  | kWh | 0 | 0 | Residential |  | Winter Only | [6 empty] | Residential Furnaces (<0.3):Uncontrolled | 9.24 | 85% | 85% | [11 empty] | 0% | 0% | 0% | 118 | 0 | 0 | 0 | 0 | 0 | 0 | 0 | 0 | 0 | 0 | 2013 Qtr 1: 58; 2013 Qtr 2: 53; 2013 Qtr 3: 0; 2013 Qtr 4: 7 | 118 | 1
3211 | 434008 - M08: Torchiere Lamp | Res-Lighting-InGen_CFLratio0353_CFLfixt-55W | 10 | Residential | res:DEER:Indoor_CFL_Ltg |  |  |  | Lamp | RET | 77.82 | 0 | 0 | 0 | 77.82 | 0 | 80 |  | kWh | 0.00892 | -1.59 | Residential |  | Winter Only | [6 empty] | Residential Furnaces (<0.3):Uncontrolled | 9.24 | 85% | 85% | [11 empty] | 0% | 0% | 0% | 23 | 0 | 0 | 0 | 0 | 0 | 0 | 0 | 0 | 0 | 0 | 2013 Qtr 1: 16; 2013 Qtr 2: 7; 2013 Qtr 3: 0; 2013 Qtr 4: 0 | 23 | 1
3211 | 434008 - M08: Torchiere Lamp | Res-Lighting-InGen_CFLratio0353_CFLfixt-55W | 7 | Residential | res:DEER:Indoor_CFL_Ltg | TRUE |  |  | Lamp | RET | 77.821 | 0 | 0 | 0 | 77.82 | 0.001 | 76 |  | kWh | 0.00726 | -1.36 | Residential |  | Winter Only | [6 empty] | Residential Furnaces (<0.3):Uncontrolled | 9.24 | 85% | 85% | [11 empty] | 0% | 0% | 0% | 51 | 0 | 0 | 0 | 0 | 0 | 0 | 0 | 0 | 0 | 0 | 2013 Qtr 1: 13; 2013 Qtr 2: 30; 2013 Qtr 3: 0; 2013 Qtr 4: 8 | 51 | 1
3211 | 434009 - M09: R19-R38 Attic Insulation | RB-BS-CeilIns-VintR-AddR19 | 10 | Residential | res:DEER:HVAC_Eff_AC | TRUE |  |  | Area-ft2 | RET | 0.72 | 0 | 0 | 0 | 0.72 | 0 | 0.0416 |  | kWh | 5.2e-05 | 0.0132 | Residential |  | Winter Only | [6 empty] | Residential Furnaces (<0.3):Uncontrolled | 20 | 85% | 85% | [11 empty] | 0% | 0% | 0% | 11415 | 0 | 0 | 0 | 0 | 0 | 0 | 0 | 0 | 0 | 0 | 2013 Qtr 1: 5681; 2013 Qtr 2: 5734; 2013 Qtr 3: 0; 2013 Qtr 4: 0 | 11415 | 1
3211 | 434009 - M09: R19-R38 Attic Insulation | RB-BS-CeilIns-VintR-AddR19 | 7 | Residential | res:DEER:HVAC_Eff_AC | TRUE |  |  | Area-ft2 | RET | 0.72 | 0 | 0 | 0 | 0.72 | 0 | 0.0183 |  | kWh | 1.7e-05 | 0.00927 | Residential |  | Winter Only | [6 empty] | Residential Furnaces (<0.3):Uncontrolled | 20 | 85% | 85% | [11 empty] | 0% | 0% | 0% | 37691 | 0 | 0 | 0 | 0 | 0 | 0 | 0 | 0 | 0 | 0 | 2013 Qtr 1: 11349; 2013 Qtr 2: 21393; 2013 Qtr 3: 0; 2013 Qtr 4: 4949 | 37691 | 1
3211 | 434010 - M10: R11-R38 Attic Insulation | RB-BS-CeilIns-VintR-AddR19 | 10 | Residential | res:DEER:HVAC_Eff_AC | TRUE |  |  | Area-ft2 | RET | 0.99 | 0 | 0 | 0 | 0.99 | 0 | 0.0416 |  | kWh | 5.2e-05 | 0.0132 | Residential |  | Winter Only | [6 empty] | Residential Furnaces (<0.3):Uncontrolled | 20 | 85% | 85% | [11 empty] | 0% | 0% | 0% | 16777 | 0 | 0 | 0 | 0 | 0 | 0 | 0 | 0 | 0 | 0 | 2013 Qtr 1: 10360; 2013 Qtr 2: 6417; 2013 Qtr 3: 0; 2013 Qtr 4: 0 | 16777 | 1
3211 | 434010 - M10: R11-R38 Attic Insulation | RB-BS-CeilIns-VintR-AddR19 | 7 | Residential | res:DEER:HVAC_Eff_AC | TRUE |  |  | Area-ft2 | RET | 0.99 | 0 | 0 | 0 | 0.99 | 0 | 0.0183 |  | kWh | 1.7e-05 | 0.00927 | Residential |  | Winter Only | [6 empty] | Residential Furnaces (<0.3):Uncontrolled | 20 | 85% | 85% | [11 empty] | 0% | 0% | 0% | 31718 | 0 | 0 | 0 | 0 | 0 | 0 | 0 | 0 | 0 | 0 | 2013 Qtr 1: 15880; 2013 Qtr 2: 15488; 2013 Qtr 3: 0; 2013 Qtr 4: 350 | 31718 | 1
3211 | 434011 - M11: R0-R38 Attic Insulation | RB-BS-CeilIns-R0-R38 | 10 | Residential | res:DEER:HVAC_Eff_AC | TRUE |  |  | Area-ft2 | RET | 1.12 | 0 | 0 | 0 | 1.12 | 0 | 0.583 |  | kWh | 0.000556 | 0.16 | Residential |  | Winter Only | [6 empty] | Residential Furnaces (<0.3):Uncontrolled | 20 | 85% | 85% | [11 empty] | 0% | 0% | 0% | 3103 | 0 | 0 | 0 | 0 | 0 | 0 | 0 | 0 | 0 | 0 | 2013 Qtr 1: 1525; 2013 Qtr 2: 1578; 2013 Qtr 3: 0; 2013 Qtr 4: 0 | 3103 | 1
3211 | 434011 - M11: R0-R38 Attic Insulation | RB-BS-CeilIns-R0-R38 | 7 | Residential | res:DEER:HVAC_Eff_AC | TRUE |  |  | Area-ft2 | RET | 1.12 | 0 | 0 | 0 | 1.12 | 0 | 0.276 |  | kWh | 0.000206 | 0.102 | Residential |  | Winter Only | [6 empty] | Residential Furnaces (<0.3):Uncontrolled | 20 | 85% | 85% | [11 empty] | 0% | 0% | 0% | 10115 | 0 | 0 | 0 | 0 | 0 | 0 | 0 | 0 | 0 | 0 | 2013 Qtr 1: 5075; 2013 Qtr 2: 5040; 2013 Qtr 3: 0; 2013 Qtr 4: 0 | 10115 | 1
3211 | 434012 - M12: Knee Wall Insulation R19 | RB-BS-CeilIns-VintR-AddR19 | 10 | Residential | res:DEER:HVAC_Eff_AC | TRUE |  |  | Area-ft2 | RET | 1.12 | 0 | 0 | 0 | 1.12 | 0 | 0.0416 |  | kWh | 5.2e-05 | 0.0132 | Residential |  | Winter Only | [6 empty] | Residential Furnaces (<0.3):Uncontrolled | 20 | 85% | 85% | [11 empty] | 0% | 0% | 0% | 160 | 0 | 0 | 0 | 0 | 0 | 0 | 0 | 0 | 0 | 0 | 2013 Qtr 1: 0; 2013 Qtr 2: 160; 2013 Qtr 3: 0; 2013 Qtr 4: 0 | 160 | 1
3211 | 434012 - M12: Knee Wall Insulation R19 | RB-BS-CeilIns-VintR-AddR19 | 7 | Residential | res:DEER:HVAC_Eff_AC | TRUE |  |  | Area-ft2 | RET | 1.12 | 0 | 0 | 0 | 1.12 | 0 | 0.0183 |  | kWh | 1.7e-05 | 0.00927 | Residential |  | Winter Only | [6 empty] | Residential Furnaces (<0.3):Uncontrolled | 20 | 85% | 85% | [11 empty] | 0% | 0% | 0% | 232 | 0 | 0 | 0 | 0 | 0 | 0 | 0 | 0 | 0 | 0 | 2013 Qtr 1: 150; 2013 Qtr 2: 82; 2013 Qtr 3: 0; 2013 Qtr 4: 0 | 232 | 1
3211 | 434013 - M13a: Duct Sealing No AC(24% flow to 12%) | Res-DuctSeal-MedToLow-wtd | 10 | Residential | res:DEER:HVAC_Duct_Sealing | TRUE |  |  | Household | RET | 290 | 0 | 0 | 290 | 0 | 0 | 3.45 |  | kWh | -4e-06 | 8.27 | Residential |  | Winter Only | [6 empty] | Residential Furnaces (<0.3):Uncontrolled | 18 | 85% | 85% |  |  |  | 41% | [7 empty] | 0% | 0% | 0% | 3 | 0 | 0 | 0 | 0 | 0 | 0 | 0 | 0 | 0 | 0 | 2013 Qtr 1: 0; 2013 Qtr 2: 3; 2013 Qtr 3: 0; 2013 Qtr 4: 0 | 3 | 1
3211 | 434013 - M13a: Duct Sealing No AC(24% flow to 12%) | Res-DuctSeal-MedToLow-wtd | 7 | Residential | res:DEER:HVAC_Duct_Sealing | TRUE |  |  | Household | RET | 290 | 0 | 0 | 290 | 0 | 0 | 2.08 |  | kWh | 1e-06 | 4.87 | Residential |  | Winter Only | [6 empty] | Residential Furnaces (<0.3):Uncontrolled | 18 | 85% | 85% |  |  |  | 41% | [7 empty] | 0% | 0% | 0% | 10 | 0 | 0 | 0 | 0 | 0 | 0 | 0 | 0 | 0 | 0 | 2013 Qtr 1: 1; 2013 Qtr 2: 9; 2013 Qtr 3: 0; 2013 Qtr 4: 0 | 10 | 1
3211 | 434014 - M13b: Duct Sealing w/AC(24% flow to 12%) | Res-DuctSeal-MedToLow-wtd | 10 | Residential | res:DEER:HVAC_Duct_Sealing | TRUE |  |  | Household | RET | 290 | 0 | 0 | 290 | 0 | 0 | 86.7 |  | kWh | 0.181 | 9.6 | Residential |  | Winter Only | [6 empty] | Residential Furnaces (<0.3):Uncontrolled | 18 | 85% | 85% |  |  |  | 41% | [7 empty] | 0% | 0% | 0% | 4 | 0 | 0 | 0 | 0 | 0 | 0 | 0 | 0 | 0 | 0 | 2013 Qtr 1: 2; 2013 Qtr 2: 2; 2013 Qtr 3: 0; 2013 Qtr 4: 0 | 4 | 1
3211 | 434014 - M13b: Duct Sealing w/AC(24% flow to 12%) | Res-DuctSeal-MedToLow-wtd | 7 | Residential | res:DEER:HVAC_Duct_Sealing | TRUE |  |  | Household | RET | 290 | 0 | 0 | 290 | 0 | 0 | 40.8 |  | kWh | 0.049 | 5.51 | Residential |  | Winter Only | [6 empty] | Residential Furnaces (<0.3):Uncontrolled | 18 | 85% | 85% |  |  |  | 41% | [7 empty] | 0% | 0% | 0% | 5 | 0 | 0 | 0 | 0 | 0 | 0 | 0 | 0 | 0 | 0 | 2013 Qtr 1: 2; 2013 Qtr 2: 3; 2013 Qtr 3: 0; 2013 Qtr 4: 0 | 5 | 1
3211 | 434015 - M13c: Duct Sealing No AC(40% flow to 12%) | Res-DuctSeal-HighToLow-wtd | 7 | Residential | res:DEER:HVAC_Duct_Sealing | TRUE |  |  | Household | RET | 290 | 0 | 0 | 290 | 0 | 0 | 5.13 |  | kWh | -4e-05 | 11.9 | Residential |  | Winter Only | [6 empty] | Residential Furnaces (<0.3):Uncontrolled | 18 | 85% | 85% |  |  |  | 41% | [7 empty] | 0% | 0% | 0% | 13 | 0 | 0 | 0 | 0 | 0 | 0 | 0 | 0 | 0 | 0 | 2013 Qtr 1: 8; 2013 Qtr 2: 3; 2013 Qtr 3: 0; 2013 Qtr 4: 2 | 13 | 1
3211 | 434016 - M13d: Duct Sealing w/AC(40% flow to 12%) | Res-DuctSeal-HighToLow-wtd | 10 | Residential | res:DEER:HVAC_Duct_Sealing | TRUE |  |  | Household | RET | 290 | 0 | 0 | 290 | 0 | 0 | 211 |  | kWh | 0.437 | 23.6 | Residential |  | Winter Only | [6 empty] | Residential Furnaces (<0.3):Uncontrolled | 18 | 85% | 85% |  |  |  | 41% | [7 empty] | 0% | 0% | 0% | 2 | 0 | 0 | 0 | 0 | 0 | 0 | 0 | 0 | 0 | 0 | 2013 Qtr 1: 1; 2013 Qtr 2: 1; 2013 Qtr 3: 0; 2013 Qtr 4: 0 | 2 | 1
3211 | 434016 - M13d: Duct Sealing w/AC(40% flow to 12%) | Res-DuctSeal-HighToLow-wtd | 7 | Residential | res:DEER:HVAC_Duct_Sealing | TRUE |  |  | Household | RET | 290 | 0 | 0 | 290 | 0 | 0 | 98 |  | kWh | 0.126 | 13.5 | Residential |  | Winter Only | [6 empty] | Residential Furnaces (<0.3):Uncontrolled | 18 | 85% | 85% |  |  |  | 41% | [7 empty] | 0% | 0% | 0% | 4 | 0 | 0 | 0 | 0 | 0 | 0 | 0 | 0 | 0 | 0 | 2013 Qtr 1: 1; 2013 Qtr 2: 3; 2013 Qtr 3: 0; 2013 Qtr 4: 0 | 4 | 1
3211 | 434017 - M14a:Air Sealing No/AC | Low Income M&V Study-Rev00-Msr001 | System | Residential | res:DEER:HVAC_Duct_Sealing | TRUE |  |  | Home | RET | 0 | 0 | 0 | 0 | 0 | 0 | 0 |  | kWh | 0 | 4.82 | Residential |  | Winter Only | [6 empty] | Residential Furnaces (<0.3):Uncontrolled | 11 | 85% | 85% | [11 empty] | 0% | 0% | 0% | 88 | 0 | 0 | 0 | 0 | 0 | 0 | 0 | 0 | 0 | 0 | 2013 Qtr 1: 43; 2013 Qtr 2: 39; 2013 Qtr 3: 0; 2013 Qtr 4: 6 | 88 | 1
3211 | 434018 - M14b:Air Sealing w/AC | Low Income M&V Study-Rev00-Msr001 | System | Residential | res:DEER:HVAC_Duct_Sealing |  |  |  | Home | RET | 0 | 0 | 0 | 0 | 0 | 0 | 0 |  | kWh | 0 | 4.82 | Residential |  | Winter Only | [6 empty] | Residential Furnaces (<0.3):Uncontrolled | 11 | 85% | 85% | [11 empty] | 0% | 0% | 0% | 63 | 0 | 0 | 0 | 0 | 0 | 0 | 0 | 0 | 0 | 0 | 2013 Qtr 1: 31; 2013 Qtr 2: 31; 2013 Qtr 3: 0; 2013 Qtr 4: 1 | 63 | 1
3211 | 434019 - M15: Faucet Aerators | WPSDGEREWH1012-Rev01-Msr001 | System | Residential | 19-RES-AllResidential-WAT_HEAT | TRUE |  |  | Aerator | ROB | 5.15 | 0 | 0 | 0 | 5.15 | 0 | 0 |  | kWh | 0 | 1.5 | Residential |  | Annual | [6 empty] | Residential Furnaces (<0.3):Uncontrolled | 10 | 85% | 85% |  |  |  | 66.5% | [7 empty] | 0% | 0% | 0% | 274 | 0 | 0 | 0 | 0 | 0 | 0 | 0 | 0 | 0 | 0 | 2013 Qtr 1: 134; 2013 Qtr 2: 117; 2013 Qtr 3: 0; 2013 Qtr 4: 23 | 274 | 1
3211 | 434020 - M16: Low Flow SH - 1.5gpm | WPSDGEREWH1061A-Rev04-Msr001 | System | Residential | 19-RES-AllResidential-WAT_HEAT | TRUE |  |  | Showerhead | ROB | 28.16 | 0 | 0 | 0 | 28.16 | 0 | 0 |  | kWh | 0 | 7.5 | Residential |  | Annual | [6 empty] | Residential Furnaces (<0.3):Uncontrolled | 10 | 85% | 85% |  |  |  | 76% | [7 empty] | 0% | 0% | 0% | 56 | 0 | 0 | 0 | 0 | 0 | 0 | 0 | 0 | 0 | 0 | 2013 Qtr 1: 17; 2013 Qtr 2: 31; 2013 Qtr 3: 0; 2013 Qtr 4: 8 | 56 | 1
3211 | 434021 - M17: Low Flow SH - 1.5gpm Hand held | WPSDGEREWH1061A-Rev04-Msr001 | System | Residential | 19-RES-AllResidential-WAT_HEAT | TRUE |  |  | Showerhead | ROB | 36.83 | 0 | 0 | 0 | 36.83 | 0 | 0 |  | kWh | 0 | 7.5 | Residential |  | Annual | [6 empty] | Residential Furnaces (<0.3):Uncontrolled | 10 | 85% | 85% |  |  |  | 76% | [7 empty] | 0% | 0% | 0% | 175 | 0 | 0 | 0 | 0 | 0 | 0 | 0 | 0 | 0 | 0 | 2013 Qtr 1: 87; 2013 Qtr 2: 84; 2013 Qtr 3: 0; 2013 Qtr 4: 4 | 175 | 1
3211 | 434022 - M18 Water Heater Blanket | WP_NoSavings-Rev00-Msr001 | System | Residential |  | TRUE |  |  | Unit | RET | 42.23 | 0 | 0 | 0 | 42.23 | 0 | 0 |  | #N/A | 0 | 0 | Residential |  | Winter Only | [6 empty] | Residential Furnaces (<0.3):Uncontrolled | 0 | 85% | 85% | [11 empty] | 0% | 0% | 0% | 23 | 0 | 0 | 0 | 0 | 0 | 0 | 0 | 0 | 0 | 0 | 2013 Qtr 1: 6; 2013 Qtr 2: 15; 2013 Qtr 3: 0; 2013 Qtr 4: 2 | 23 | 1
3211 | 434023 - M19: Thermostatic Valve | WPSDGEREWH1000-Rev01-Msr001 | System | Residential | 19-RES-AllResidential-WAT_HEAT | TRUE |  |  | Unit | RET | 52.5 | 0 | 0 | 0 | 52.5 | 0 | 0 |  | kWh | 0 | 2.0012 | Residential |  | Annual | [6 empty] | Residential Furnaces (<0.3):Uncontrolled | 10 | 85% | 85% | [11 empty] | 0% | 0% | 0% | 173 | 0 | 0 | 0 | 0 | 0 | 0 | 0 | 0 | 0 | 0 | 2013 Qtr 1: 76; 2013 Qtr 2: 88; 2013 Qtr 3: 0; 2013 Qtr 4: 9 | 173 | 1
3211 | 434024 - M20: Pipe Wrap | WP_NoSavings-Rev00-Msr001 | System | Residential | 19-RES-AllResidential-WAT_HEAT | TRUE |  |  | Unit | RET | 3.24 | 0 | 0 | 0 | 3.24 | 0 | 0 |  | kWh | 0 | 0 | Residential |  | Winter Only | [6 empty] | Residential Furnaces (<0.3):Uncontrolled | 0 | 85% | 85% | [11 empty] | 0% | 0% | 0% | 16 | 0 | 0 | 0 | 0 | 0 | 0 | 0 | 0 | 0 | 0 | 2013 Qtr 1: 8; 2013 Qtr 2: 6; 2013 Qtr 3: 0; 2013 Qtr 4: 2 | 16 | 1
3211 | 434025 - M16a: Low Flow SH w/ Adapter - 1.5gpm | WPSDGEREWH1061A-Rev04-Msr001 | System | Residential | 19-RES-AllResidential-WAT_HEAT | TRUE |  |  | Showerhead | ROB | 2.16 | 0 | 0 | 0 | 2.16 | 0 | 0 |  | kWh | 0 | 7.5 | Residential |  | Annual | [6 empty] | Residential Furnaces (<0.3):Uncontrolled | 10 | 85% | 85% |  |  |  | 76% | [7 empty] | 0% | 0% | 0% | 5 | 0 | 0 | 0 | 0 | 0 | 0 | 0 | 0 | 0 | 0 | 2013 Qtr 1: 2; 2013 Qtr 2: 3; 2013 Qtr 3: 0; 2013 Qtr 4: 0 | 5 | 1
3211 | 434027 - M21: CAZ/CAS Test Per Appliance | WP_NoSavings-Rev00-Msr001 | System | Residential |  |  |  |  | Unit | RET | 32.5 | 0 | 0 | 32.5 | 0 | 0 | 0 |  | #N/A | 0 | 0 | Residential |  | Winter Only | [6 empty] | Residential Furnaces (<0.3):Uncontrolled | 0 | 85% | 85% | [11 empty] | 0% | 0% | 0% | 432 | 0 | 0 | 0 | 0 | 0 | 0 | 0 | 0 | 0 | 0 | 2013 Qtr 1: 205; 2013 Qtr 2: 206; 2013 Qtr 3: 0; 2013 Qtr 4: 21 | 432 | 1
3211 | 434028 - M22: Clothes Dryer Exhaust Up to 6" | WP_NoSavings-Rev00-Msr001 | System | Residential |  |  |  |  | Unit | RET | 82.4 | 0 | 0 | 0 | 82.4 | 0 | 0 |  | #N/A | 0 | 0 | Residential |  | Winter Only | [6 empty] | Residential Furnaces (<0.3):Uncontrolled | 0 | 85% | 85% | [11 empty] | 0% | 0% | 0% | 1 | 0 | 0 | 0 | 0 | 0 | 0 | 0 | 0 | 0 | 0 | 2013 Qtr 1: 0; 2013 Qtr 2: 1; 2013 Qtr 3: 0; 2013 Qtr 4: 0 | 1 | 1
3211 | 434029 - M23: Roof Jack | WP_NoSavings-Rev00-Msr001 | System | Residential |  |  |  |  | Unit | RET | 49.44 | 0 | 0 | 0 | 49.44 | 0 | 0 |  | #N/A | 0 | 0 | Residential |  | Winter Only | [6 empty] | Residential Furnaces (<0.3):Uncontrolled | 0 | 85% | 85% | [11 empty] | 0% | 0% | 0% | 1 | 0 | 0 | 0 | 0 | 0 | 0 | 0 | 0 | 0 | 0 | 2013 Qtr 1: 1; 2013 Qtr 2: 0; 2013 Qtr 3: 0; 2013 Qtr 4: 0 | 1 | 1
3211 | 434030 - M24: Vent Cap | WP_NoSavings-Rev00-Msr001 | System | Residential |  |  |  |  | Unit | RET | 43.26 | 0 | 0 | 0 | 43.26 | 0 | 0 |  | #N/A | 0 | 0 | Residential |  | Winter Only | [6 empty] | Residential Furnaces (<0.3):Uncontrolled | 0 | 85% | 85% | [11 empty] | 0% | 0% | 0% | 58 | 0 | 0 | 0 | 0 | 0 | 0 | 0 | 0 | 0 | 0 | 2013 Qtr 1: 17; 2013 Qtr 2: 38; 2013 Qtr 3: 0; 2013 Qtr 4: 3 | 58 | 1
3211 | 434031 - M25: Vent Pipe Water Heater | WP_NoSavings-Rev00-Msr001 | System | Residential | 19-RES-AllResidential-WAT_HEAT | TRUE |  |  | Unit | RET | 16.22 | 0 | 0 | 0 | 16.22 | 0 | 0 |  | kWh | 0 | 0 | Residential |  | Winter Only | [6 empty] | Residential Furnaces (<0.3):Uncontrolled | 0 | 85% | 85% | [11 empty] | 0% | 0% | 0% | 236 | 0 | 0 | 0 | 0 | 0 | 0 | 0 | 0 | 0 | 0 | 2013 Qtr 1: 65; 2013 Qtr 2: 153; 2013 Qtr 3: 0; 2013 Qtr 4: 18 | 236 | 1
3211 | 434034 - M12c: Mushroom Vent | WP_NoSavings-Rev00-Msr001 | System | Residential |  |  |  |  | Unit | RET | 54.59 | 0 | 0 | 0 | 54.59 | 0 | 0 |  | #N/A | 0 | 0 | Residential |  | Winter Only | [6 empty] | Residential Furnaces (<0.3):Uncontrolled | 0 | 85% | 85% | [11 empty] | 0% | 0% | 0% | 13 | 0 | 0 | 0 | 0 | 0 | 0 | 0 | 0 | 0 | 0 | 2013 Qtr 1: 4; 2013 Qtr 2: 9; 2013 Qtr 3: 0; 2013 Qtr 4: 0 | 13 | 1
3211 | 434037 - M12f: Attic Access Cut In 22" X 30" | WP_NoSavings-Rev00-Msr001 | System | Residential |  |  |  |  | Unit | RET | 123.6 | 0 | 0 | 123.6 | 0 | 0 | 0 |  | #N/A | 0 | 0 | Residential |  | Winter Only | [6 empty] | Residential Furnaces (<0.3):Uncontrolled | 0 | 85% | 85% | [11 empty] | 0% | 0% | 0% | 1 | 0 | 0 | 0 | 0 | 0 | 0 | 0 | 0 | 0 | 0 | 2013 Qtr 1: 0; 2013 Qtr 2: 1; 2013 Qtr 3: 0; 2013 Qtr 4: 0 | 1 | 1
3211 | 434038 - M12g: Vent Screen | WP_NoSavings-Rev00-Msr001 | System | Residential |  |  |  |  | Unit | RET | 5.15 | 0 | 0 | 0 | 5.15 | 0 | 0 |  | #N/A | 0 | 0 | Residential |  | Winter Only | [6 empty] | Residential Furnaces (<0.3):Uncontrolled | 0 | 85% | 85% | [11 empty] | 0% | 0% | 0% | 6 | 0 | 0 | 0 | 0 | 0 | 0 | 0 | 0 | 0 | 0 | 2013 Qtr 1: 2; 2013 Qtr 2: 4; 2013 Qtr 3: 0; 2013 Qtr 4: 0 | 6 | 1
3211 | 434039 - M12h: Riser Vent Pipe | WP_NoSavings-Rev00-Msr001 | System | Residential |  |  |  |  | Unit | RET | 8.24 | 0 | 0 | 0 | 8.24 | 0 | 0 |  | #N/A | 0 | 0 | Residential |  | Winter Only | [6 empty] | Residential Furnaces (<0.3):Uncontrolled | 0 | 85% | 85% | [11 empty] | 0% | 0% | 0% | 16 | 0 | 0 | 0 | 0 | 0 | 0 | 0 | 0 | 0 | 0 | 2013 Qtr 1: 8; 2013 Qtr 2: 8; 2013 Qtr 3: 0; 2013 Qtr 4: 0 | 16 | 1
3211 | 434040 - M14c: Glass Replacement | WP_NoSavings-Rev00-Msr001 | System | Residential |  |  |  |  | Unit | RET | 9.79 | 0 | 0 | 0 | 9.79 | 0 | 0 |  | #N/A | 0 | 0 | Residential |  | Winter Only | [6 empty] | Residential Furnaces (<0.3):Uncontrolled | 0 | 85% | 85% | [11 empty] | 0% | 0% | 0% | 54 | 0 | 0 | 0 | 0 | 0 | 0 | 0 | 0 | 0 | 0 | 2013 Qtr 1: 38; 2013 Qtr 2: 16; 2013 Qtr 3: 0; 2013 Qtr 4: 0 | 54 | 1
3211 | 434041 - M14d: Standard Door Replacement | WP_NoSavings-Rev00-Msr001 | System | Residential |  |  |  |  | Unit | RET | 185.22 | 0 | 0 | 0 | 185.22 | 0 | 0 |  | #N/A | 0 | 0 | Residential |  | Winter Only | [6 empty] | Residential Furnaces (<0.3):Uncontrolled | 0 | 85% | 85% | [11 empty] | 0% | 0% | 0% | 20 | 0 | 0 | 0 | 0 | 0 | 0 | 0 | 0 | 0 | 0 | 2013 Qtr 1: 11; 2013 Qtr 2: 7; 2013 Qtr 3: 0; 2013 Qtr 4: 2 | 20 | 1
3211 | 434042 - M14e: Weather Stripping CHU interior Door | WP_NoSavings-Rev00-Msr001 | System | Residential |  |  |  |  | Unit | RET | 24.72 | 0 | 0 | 0 | 24.72 | 0 | 0 |  | #N/A | 0 | 0 | Residential |  | Winter Only | [6 empty] | Residential Furnaces (<0.3):Uncontrolled | 0 | 85% | 85% | [11 empty] | 0% | 0% | 0% | 146 | 0 | 0 | 0 | 0 | 0 | 0 | 0 | 0 | 0 | 0 | 2013 Qtr 1: 87; 2013 Qtr 2: 54; 2013 Qtr 3: 0; 2013 Qtr 4: 5 | 146 | 1
3211 | 434043 - M14f: Weatherstripping | WP_NoSavings-Rev00-Msr001 | System | Residential |  |  |  |  | Unit | RET | 53.64 | 0 | 0 | 0 | 53.64 | 0 | 0 |  | #N/A | 0 | 0 | Residential |  | Winter Only | [6 empty] | Residential Furnaces (<0.3):Uncontrolled | 0 | 85% | 85% | [11 empty] | 0% | 0% | 0% | 225 | 0 | 0 | 0 | 0 | 0 | 0 | 0 | 0 | 0 | 0 | 2013 Qtr 1: 124; 2013 Qtr 2: 89; 2013 Qtr 3: 0; 2013 Qtr 4: 12 | 225 | 1
3211 | 434044 - M14g: Attic Access Door | WP_NoSavings-Rev00-Msr001 | System | Residential |  |  |  |  | Unit | RET | 41.2 | 0 | 0 | 0 | 41.2 | 0 | 0 |  | #N/A | 0 | 0 | Residential |  | Winter Only | [6 empty] | Residential Furnaces (<0.3):Uncontrolled | 0 | 85% | 85% | [11 empty] | 0% | 0% | 0% | 6 | 0 | 0 | 0 | 0 | 0 | 0 | 0 | 0 | 0 | 0 | 2013 Qtr 1: 2; 2013 Qtr 2: 4; 2013 Qtr 3: 0; 2013 Qtr 4: 0 | 6 | 1
3211 | 434045 - M14h: Door casing | WP_NoSavings-Rev00-Msr001 | System | Residential |  |  |  |  | Unit | RET | 1.75 | 0 | 0 | 0 | 1.75 | 0 | 0 |  | #N/A | 0 | 0 | Residential |  | Winter Only | [6 empty] | Residential Furnaces (<0.3):Uncontrolled | 0 | 85% | 85% | [11 empty] | 0% | 0% | 0% | 78 | 0 | 0 | 0 | 0 | 0 | 0 | 0 | 0 | 0 | 0 | 2013 Qtr 1: 52; 2013 Qtr 2: 0; 2013 Qtr 3: 0; 2013 Qtr 4: 26 | 78 | 1
3211 | 434046 - M14i: Door Threshold | WP_NoSavings-Rev00-Msr001 | System | Residential |  |  |  |  | Unit | RET | 24.971 | 0 | 0 | 0 | 24.97 | 0.001 | 0 |  | #N/A | 0 | 0 | Residential |  | Winter Only | [6 empty] | Residential Furnaces (<0.3):Uncontrolled | 0 | 85% | 85% | [11 empty] | 0% | 0% | 0% | 45 | 0 | 0 | 0 | 0 | 0 | 0 | 0 | 0 | 0 | 0 | 2013 Qtr 1: 27; 2013 Qtr 2: 14; 2013 Qtr 3: 0; 2013 Qtr 4: 4 | 45 | 1
3211 | 434047 - M14j: Combo Lockset | WP_NoSavings-Rev00-Msr001 | System | Residential |  |  |  |  | Unit | RET | 26.34 | 0 | 0 | 0 | 26.34 | 0 | 0 |  | #N/A | 0 | 0 | Residential |  | Winter Only | [6 empty] | Residential Furnaces (<0.3):Uncontrolled | 0 | 85% | 85% | [11 empty] | 0% | 0% | 0% | 20 | 0 | 0 | 0 | 0 | 0 | 0 | 0 | 0 | 0 | 0 | 2013 Qtr 1: 11; 2013 Qtr 2: 9; 2013 Qtr 3: 0; 2013 Qtr 4: 0 | 20 | 1
3211 | 434048 - M14k: Dead Bolt | WP_NoSavings-Rev00-Msr001 | System | Residential |  |  |  |  | Unit | RET | 14.21 | 0 | 0 | 0 | 14.21 | 0 | 0 |  | #N/A | 0 | 0 | Residential |  | Winter Only | [6 empty] | Residential Furnaces (<0.3):Uncontrolled | 0 | 85% | 85% | [11 empty] | 0% | 0% | 0% | 2 | 0 | 0 | 0 | 0 | 0 | 0 | 0 | 0 | 0 | 0 | 2013 Qtr 1: 2; 2013 Qtr 2: 0; 2013 Qtr 3: 0; 2013 Qtr 4: 0 | 2 | 1
3211 | 434049 - M14l: Lockset | WP_NoSavings-Rev00-Msr001 | System | Residential |  |  |  |  | Unit | RET | 26.34 | 0 | 0 | 0 | 26.34 | 0 | 0 |  | #N/A | 0 | 0 | Residential |  | Winter Only | [6 empty] | Residential Furnaces (<0.3):Uncontrolled | 0 | 85% | 85% | [11 empty] | 0% | 0% | 0% | 13 | 0 | 0 | 0 | 0 | 0 | 0 | 0 | 0 | 0 | 0 | 2013 Qtr 1: 7; 2013 Qtr 2: 3; 2013 Qtr 3: 0; 2013 Qtr 4: 3 | 13 | 1
3211 | 434050 - M14m: Door Jamb | WP_NoSavings-Rev00-Msr001 | System | Residential |  |  |  |  | Unit | RET | 25.07 | 0 | 0 | 0 | 25.07 | 0 | 0 |  | #N/A | 0 | 0 | Residential |  | Winter Only | [6 empty] | Residential Furnaces (<0.3):Uncontrolled | 0 | 85% | 85% | [11 empty] | 0% | 0% | 0% | 1 | 0 | 0 | 0 | 0 | 0 | 0 | 0 | 0 | 0 | 0 | 2013 Qtr 1: 1; 2013 Qtr 2: 0; 2013 Qtr 3: 0; 2013 Qtr 4: 0 | 1 | 1
3211 | 434051 - M14n: Hinge | WP_NoSavings-Rev00-Msr001 | System | Residential |  |  |  |  | Unit | RET | 9.27 | 0 | 0 | 0 | 9.27 | 0 | 0 |  | #N/A | 0 | 0 | Residential |  | Winter Only | [6 empty] | Residential Furnaces (<0.3):Uncontrolled | 0 | 85% | 85% | [11 empty] | 0% | 0% | 0% | 25 | 0 | 0 | 0 | 0 | 0 | 0 | 0 | 0 | 0 | 0 | 2013 Qtr 1: 19; 2013 Qtr 2: 6; 2013 Qtr 3: 0; 2013 Qtr 4: 0 | 25 | 1
3211 | 434052 - M14o: Hinge Spring | WP_NoSavings-Rev00-Msr001 | System | Residential |  |  |  |  | Unit | RET | 14.16 | 0 | 0 | 0 | 14.16 | 0 | 0 |  | #N/A | 0 | 0 | Residential |  | Winter Only | [6 empty] | Residential Furnaces (<0.3):Uncontrolled | 0 | 85% | 85% | [11 empty] | 0% | 0% | 0% | 2 | 0 | 0 | 0 | 0 | 0 | 0 | 0 | 0 | 0 | 0 | 2013 Qtr 1: 2; 2013 Qtr 2: 0; 2013 Qtr 3: 0; 2013 Qtr 4: 0 | 2 | 1
3211 | 434053 - M14p: Door Stop | WP_NoSavings-Rev00-Msr001 | System | Residential |  |  |  |  | Unit | RET | 1.35 | 0 | 0 | 0 | 1.35 | 0 | 0 |  | #N/A | 0 | 0 | Residential |  | Winter Only | [6 empty] | Residential Furnaces (<0.3):Uncontrolled | 0 | 85% | 85% | [11 empty] | 0% | 0% | 0% | 421 | 0 | 0 | 0 | 0 | 0 | 0 | 0 | 0 | 0 | 0 | 2013 Qtr 1: 229; 2013 Qtr 2: 163; 2013 Qtr 3: 0; 2013 Qtr 4: 29 | 421 | 1
3211 | 434054 - M14q: Striker Plate | WP_NoSavings-Rev00-Msr001 | System | Residential |  |  |  |  | Unit | RET | 5.301 | 0 | 0 | 0 | 5.3 | 0.001 | 0 |  | #N/A | 0 | 0 | Residential |  | Winter Only | [6 empty] | Residential Furnaces (<0.3):Uncontrolled | 0 | 85% | 85% | [11 empty] | 0% | 0% | 0% | 154 | 0 | 0 | 0 | 0 | 0 | 0 | 0 | 0 | 0 | 0 | 2013 Qtr 1: 78; 2013 Qtr 2: 68; 2013 Qtr 3: 0; 2013 Qtr 4: 8 | 154 | 1
3211 | 434055 - M14r: Outlet Gasket | WP_NoSavings-Rev00-Msr001 | System | Residential |  |  |  |  | Unit | RET | 1.19 | 0 | 0 | 0 | 1.19 | 0 | 0 |  | #N/A | 0 | 0 | Residential |  | Winter Only | [6 empty] | Residential Furnaces (<0.3):Uncontrolled | 0 | 85% | 85% | [11 empty] | 0% | 0% | 0% | 694 | 0 | 0 | 0 | 0 | 0 | 0 | 0 | 0 | 0 | 0 | 2013 Qtr 1: 382; 2013 Qtr 2: 290; 2013 Qtr 3: 0; 2013 Qtr 4: 22 | 694 | 0
3211 | 434056 - M14s: Caulking | WP_NoSavings-Rev00-Msr001 | System | Residential |  |  |  |  | Unit | RET | 44.29 | 0 | 0 | 0 | 44.29 | 0 | 0 |  | #N/A | 0 | 0 | Residential |  | Winter Only | [6 empty] | Residential Furnaces (<0.3):Uncontrolled | 0 | 85% | 85% | [11 empty] | 0% | 0% | 0% | 101 | 0 | 0 | 0 | 0 | 0 | 0 | 0 | 0 | 0 | 0 | 2013 Qtr 1: 58; 2013 Qtr 2: 38; 2013 Qtr 3: 0; 2013 Qtr 4: 5 | 101 | 0
3211 | 434057 - M14t: Test In / Test Out labor to achieve .35ACH | WP_NoSavings-Rev00-Msr001 | System | Residential |  |  |  |  | Unit | RET | 54.846 | 0 | 0 | 54.846 | 0 | 0 | 0 |  | #N/A | 0 | 0 | Residential |  | Winter Only | [6 empty] | Residential Furnaces (<0.3):Uncontrolled | 0 | 85% | 85% | [11 empty] | 0% | 0% | 0% | 356 | 0 | 0 | 0 | 0 | 0 | 0 | 0 | 0 | 0 | 0 | 2013 Qtr 1: 171.5; 2013 Qtr 2: 170; 2013 Qtr 3: 0; 2013 Qtr 4: 14.5 | 356 | 0
3211 | 434058 - M14u: Window Assembly | WP_NoSavings-Rev00-Msr001 | System | Residential |  |  |  |  | Unit | RET | 36.05 | 0 | 0 | 0 | 36.05 | 0 | 0 |  | #N/A | 0 | 0 | Residential |  | Winter Only | [6 empty] | Residential Furnaces (<0.3):Uncontrolled | 0 | 85% | 85% | [11 empty] | 0% | 0% | 0% | 82 | 0 | 0 | 0 | 0 | 0 | 0 | 0 | 0 | 0 | 0 | 2013 Qtr 1: 40; 2013 Qtr 2: 20; 2013 Qtr 3: 0; 2013 Qtr 4: 22 | 82 | 0
3211 | 434059 - M14v: Window Glazing (per window) | WP_NoSavings-Rev00-Msr001 | System | Residential |  |  |  |  | Unit | RET | 7.21 | 0 | 0 | 0 | 7.21 | 0 | 0 |  | #N/A | 0 | 0 | Residential |  | Winter Only | [6 empty] | Residential Furnaces (<0.3):Uncontrolled | 0 | 85% | 85% | [11 empty] | 0% | 0% | 0% | 3 | 0 | 0 | 0 | 0 | 0 | 0 | 0 | 0 | 0 | 0 | 2013 Qtr 1: 3; 2013 Qtr 2: 0; 2013 Qtr 3: 0; 2013 Qtr 4: 0 | 3 | 0
3211 | 434060 - M26: CO Detector | WP_NoSavings-Rev00-Msr001 | System | Residential |  |  |  |  | Unit | RET | 59 | 0 | 0 | 0 | 59 | 0 | 0 |  | #N/A | 0 | 0 | Residential |  | Winter Only | [6 empty] | Residential Furnaces (<0.3):Uncontrolled | 0 | 85% | 85% | [11 empty] | 0% | 0% | 0% | 128 | 0 | 0 | 0 | 0 | 0 | 0 | 0 | 0 | 0 | 0 | 2013 Qtr 1: 61; 2013 Qtr 2: 59; 2013 Qtr 3: 0; 2013 Qtr 4: 8 | 128 | 0
3211 | 434061 - M27: Duct Blaster Test In & Out | WP_NoSavings-Rev00-Msr001 | System | Residential |  |  |  |  | Unit | RET | 84.096 | 0 | 0 | 84.096 | 0 | 0 | 0 |  | #N/A | 0 | 0 | Residential |  | Winter Only | [6 empty] | Residential Furnaces (<0.3):Uncontrolled | 0 | 85% | 85% | [11 empty] | 0% | 0% | 0% | 94 | 0 | 0 | 0 | 0 | 0 | 0 | 0 | 0 | 0 | 0 | 2013 Qtr 1: 44; 2013 Qtr 2: 47; 2013 Qtr 3: 0; 2013 Qtr 4: 3 | 94 | 0
3211 | 434062 - M28: Gas Appliance Clean & Tune | WP_NoSavings-Rev00-Msr001 | System | Residential |  |  |  |  | Unit | RET | 68 | 0 | 0 | 68 | 0 | 0 | 0 |  | #N/A | 0 | 0 | Residential |  | Winter Only | [6 empty] | Residential Furnaces (<0.3):Uncontrolled | 0 | 85% | 85% | [11 empty] | 0% | 0% | 0% | 15 | 0 | 0 | 0 | 0 | 0 | 0 | 0 | 0 | 0 | 0 | 2013 Qtr 1: 6; 2013 Qtr 2: 8; 2013 Qtr 3: 0; 2013 Qtr 4: 1 | 15 | 0
3211 | 434063 - M29: Minor Home Repairs | WP_NoSavings-Rev00-Msr001 | System | Residential |  |  |  |  | Unit | RET | 54.254 | 0 | 0 | 54.254 | 0 | 0 | 0 |  | #N/A | 0 | 0 | Residential |  | Winter Only | [6 empty] | Residential Furnaces (<0.3):Uncontrolled | 0 | 85% | 85% | [11 empty] | 0% | 0% | 0% | 217.46 | 0 | 0 | 0 | 0 | 0 | 0 | 0 | 0 | 0 | 0 | 2013 Qtr 1: 108.99; 2013 Qtr 2: 93.59; 2013 Qtr 3: 0; 2013 Qtr 4: 14.88 | 217.46 | 0
3212 | 420089 - Adjust refrigerant charge in residential AC unit | Res-RefrigCharge-wtd | 10 | Residential | res:DEER:HVAC_Refrig_Charge | TRUE |  |  | Cap-kBTUh | RET | 50 | 0 | 50 | 0 | 0 | 0 | 77.9 |  | kWh | 0.15 | -0.035 | Residential |  | Winter Only | [6 empty] | Residential Furnaces (<0.3):Uncontrolled | 10 | 78% | 78% |  |  |  | 89% | [7 empty] | 0% | 0% | 0% | 2 | 0 | 0 | 0 | 0 | 0 | 0 | 0 | 0 | 0 | 0 | 2013 Qtr 1: 0; 2013 Qtr 2: 0; 2013 Qtr 3: 0; 2013 Qtr 4: 2 | 2 | 0
3212 | 420089 - Adjust refrigerant charge in residential AC unit | Res-RefrigCharge-wtd | 7 | Residential | res:DEER:HVAC_Refrig_Charge | TRUE |  |  | Cap-kBTUh | RET | 50 | 0 | 50 | 0 | 0 | 0 | 49.2 |  | kWh | 0.0698 | -0.0366 | Residential |  | Winter Only | [6 empty] | Residential Furnaces (<0.3):Uncontrolled | 10 | 78% | 78% |  |  |  | 89% | [7 empty] | 0% | 0% | 0% | 2 | 0 | 0 | 0 | 0 | 0 | 0 | 0 | 0 | 0 | 0 | 2013 Qtr 1: 0; 2013 Qtr 2: 0; 2013 Qtr 3: 0; 2013 Qtr 4: 2 | 2 | 0
3212 | 420090 - Residential refrigerant charge and airflow adjustment | Res-RCA-wtd | 10 | Residential | res:DEER:HVAC_Refrig_Charge | TRUE |  |  | Cap-kBTUh | RET | 50 | 0 | 50 | 0 | 0 | 0 | 95.5 |  | kWh | 0.189 | 2.66 | Residential |  | Winter Only | [6 empty] | Residential Furnaces (<0.3):Uncontrolled | 10 | 78% | 78% |  |  |  | 89% | [7 empty] | 0% | 0% | 0% | 7 | 0 | 0 | 0 | 0 | 0 | 0 | 0 | 0 | 0 | 0 | 2013 Qtr 1: 0; 2013 Qtr 2: 7; 2013 Qtr 3: 0; 2013 Qtr 4: 0 | 7 | 0
3212 | 420090 - Residential refrigerant charge and airflow adjustment | Res-RCA-wtd | 7 | Residential | res:DEER:HVAC_Refrig_Charge | TRUE |  |  | Cap-kBTUh | RET | 50 | 0 | 50 | 0 | 0 | 0 | 61.1 |  | kWh | 0.0852 | 2.01 | Residential |  | Winter Only | [6 empty] | Residential Furnaces (<0.3):Uncontrolled | 10 | 78% | 78% |  |  |  | 89% | [7 empty] | 0% | 0% | 0% | 11 | 0 | 0 | 0 | 0 | 0 | 0 | 0 | 0 | 0 | 0 | 2013 Qtr 1: 0; 2013 Qtr 2: 11; 2013 Qtr 3: 0; 2013 Qtr 4: 0 | 11 | 1
3212 | 420090 - Residential refrigerant charge and airflow adjustment | Res-RCA-wtd | System | Residential | res:DEER:HVAC_Refrig_Charge | TRUE |  |  | Cap-kBTUh | RET | 50 | 0 | 50 | 0 | 0 | 0 | 67.18 |  | kWh | 0.10066 | 2.142 | Residential |  | Winter Only | [6 empty] | Residential Furnaces (<0.3):Uncontrolled | 10 | 78% | 78% |  |  |  | 89% | [7 empty] | 0% | 0% | 0% | 5 | 0 | 0 | 0 | 0 | 0 | 0 | 0 | 0 | 0 | 0 | 2013 Qtr 1: 0; 2013 Qtr 2: 5; 2013 Qtr 3: 0; 2013 Qtr 4: 0 | 5 | 1
3212 | 420138 - Residential SF Condensor Coil Cleaning | WPSDGERERN001-Rev01-Msr001 | 10 | Residential | res:DEER:HVAC_Eff_AC | TRUE |  |  | Unit | RET | 25.412 | 0 | 25.412 | 0 | 0 | 0 | 7.0034 |  | kWh | 0.01278 | -0.003561 | Residential |  | Winter Only | [6 empty] | Residential Furnaces (<0.3):Uncontrolled | 3 | 78% | 78% |  |  |  | 89% | [7 empty] | 0% | 0% | 100% | 486 | 0 | 0 | 0 | 0 | 0 | 0 | 0 | 0 | 0 | 0 | 2013 Qtr 1: 0; 2013 Qtr 2: 157; 2013 Qtr 3: 0; 2013 Qtr 4: 329 | 486 | 1
3212 | 420138 - Residential SF Condensor Coil Cleaning | WPSDGERERN001-Rev01-Msr001 | 7 | Residential | res:DEER:HVAC_Eff_AC | TRUE |  |  | Unit | RET | 27.195 | 0 | 27.194 | 0 | 0 | 0.001 | 4.26 |  | kWh | 0.005845 | -0.003519 | Residential |  | Winter Only | [6 empty] | Residential Furnaces (<0.3):Uncontrolled | 3 | 78% | 78% |  |  |  | 89% | [7 empty] | 0% | 0% | 100% | 347.5 | 0 | 0 | 0 | 0 | 0 | 0 | 0 | 0 | 0 | 0 | 2013 Qtr 1: 0; 2013 Qtr 2: 126; 2013 Qtr 3: 0; 2013 Qtr 4: 221.5 | 347.5 | 1
3212 | 420138 - Residential SF Condensor Coil Cleaning | WPSDGERERN001-Rev01-Msr001 | System | Residential | res:DEER:HVAC_Eff_AC | TRUE |  |  | Unit | RET | 22.347 | 0 | 22.346 | 0 | 0 | 0.001 | 7.3569 |  | kWh | 0.009973 | -0.003255 | Residential |  | Winter Only | [6 empty] | Residential Furnaces (<0.3):Uncontrolled | 3 | 78% | 78% |  |  |  | 89% | [7 empty] | 0% | 0% | 100% | 89.5 | 0 | 0 | 0 | 0 | 0 | 0 | 0 | 0 | 0 | 0 | 2013 Qtr 1: 0; 2013 Qtr 2: 21; 2013 Qtr 3: 0; 2013 Qtr 4: 68.5 | 89.5 | 0
3212 | 420140 - Quality Installation - SEER 13 | WPSDGEREHC1064-Rev00-Msr001 | System | Residential | res:DEER:HVAC_Eff_AC | TRUE |  |  | sqft | RET | 750 | 0 | 750 | 0 | 0 | 0 | 108 |  | kWh | 0.0486 | 4.4247 | Residential |  | Winter Only | [6 empty] | Residential Furnaces (<0.3):Uncontrolled | 15 | 70% | 70% | [11 empty] | 0% | 0% | 0% | 1 | 0 | 0 | 0 | 0 | 0 | 0 | 0 | 0 | 0 | 0 | 2013 Qtr 1: 0; 2013 Qtr 2: 1; 2013 Qtr 3: 0; 2013 Qtr 4: 0 | 1 | 0
3212 | 420142 - Quality Installation - SEER 14 | WPSDGEREHC1064-Rev00-Msr002 | 10 | Residential | res:DEER:HVAC_Eff_AC | TRUE |  |  | sqft | ROB | 1000 | 0 | 1000 | 0 | 0 | 0 | 169.2 |  | kWh | 0.084181 | 9.3177 | Residential |  | Winter Only | [6 empty] | Residential Furnaces (<0.3):Uncontrolled | 15 | 70% | 70% | [11 empty] | 0% | 0% | 0% | 3 | 0 | 0 | 0 | 0 | 0 | 0 | 0 | 0 | 0 | 0 | 2013 Qtr 1: 0; 2013 Qtr 2: 3; 2013 Qtr 3: 0; 2013 Qtr 4: 0 | 3 | 1
3212 | 420142 - Quality Installation - SEER 14 | WPSDGEREHC1064-Rev00-Msr002 | 7 | Residential | res:DEER:HVAC_Eff_AC | TRUE |  |  | sqft | ROB | 1000 | 0 | 1000 | 0 | 0 | 0 | 140.4 |  | kWh | 0.068918 | 18.8836 | Residential |  | Winter Only | [6 empty] | Residential Furnaces (<0.3):Uncontrolled | 15 | 70% | 70% | [11 empty] | 0% | 0% | 0% | 1 | 0 | 0 | 0 | 0 | 0 | 0 | 0 | 0 | 0 | 0 | 2013 Qtr 1: 0; 2013 Qtr 2: 1; 2013 Qtr 3: 0; 2013 Qtr 4: 0 | 1 | 1
3212 | 420142 - Quality Installation - SEER 14 | WPSDGEREHC1064-Rev00-Msr002 | System | Residential | res:DEER:HVAC_Eff_AC | TRUE |  |  | sqft | ROB | 1000 | 0 | 1000 | 0 | 0 | 0 | 37.8 |  | kWh | 0.014359 | 4.0512 | Residential |  | Winter Only | [6 empty] | Residential Furnaces (<0.3):Uncontrolled | 15 | 70% | 70% | [11 empty] | 0% | 0% | 0% | 2 | 0 | 0 | 0 | 0 | 0 | 0 | 0 | 0 | 0 | 0 | 2013 Qtr 1: 0; 2013 Qtr 2: 2; 2013 Qtr 3: 0; 2013 Qtr 4: 0 | 2 | 1
3212 | 420144 - Quality Installation - SEER 15 | WPSDGEREHC1064-Rev00-Msr003 | 10 | Residential | res:DEER:HVAC_Eff_AC | TRUE |  |  | sqft | ROB | 1250 | 0 | 1250 | 0 | 0 | 0 | 199.8 |  | kWh | 0.11616 | 6.8198 | Residential |  | Winter Only | [6 empty] | Residential Furnaces (<0.3):Uncontrolled | 15 | 70% | 70% | [11 empty] | 0% | 0% | 0% | 2 | 0 | 0 | 0 | 0 | 0 | 0 | 0 | 0 | 0 | 0 | 2013 Qtr 1: 0; 2013 Qtr 2: 2; 2013 Qtr 3: 0; 2013 Qtr 4: 0 | 2 | 1
3212 | 420144 - Quality Installation - SEER 15 | WPSDGEREHC1064-Rev00-Msr003 | 7 | Residential | res:DEER:HVAC_Eff_AC | TRUE |  |  | sqft | ROB | 1250 | 0 | 1250 | 0 | 0 | 0 | 108 |  | kWh | 0.050757 | 17.0318 | Residential |  | Winter Only | [6 empty] | Residential Furnaces (<0.3):Uncontrolled | 15 | 70% | 70% | [11 empty] | 0% | 0% | 0% | 15 | 0 | 0 | 0 | 0 | 0 | 0 | 0 | 0 | 0 | 0 | 2013 Qtr 1: 0; 2013 Qtr 2: 15; 2013 Qtr 3: 0; 2013 Qtr 4: 0 | 15 | 0
3212 | 420144 - Quality Installation - SEER 15 | WPSDGEREHC1064-Rev00-Msr003 | System | Residential | res:DEER:HVAC_Eff_AC | TRUE |  |  | sqft | ROB | 1250 | 0 | 1250 | 0 | 0 | 0 | 45 |  | kWh | 0.022833 | 2.8593 | Residential |  | Winter Only | [6 empty] | Residential Furnaces (<0.3):Uncontrolled | 15 | 70% | 70% | [11 empty] | 0% | 0% | 0% | 4 | 0 | 0 | 0 | 0 | 0 | 0 | 0 | 0 | 0 | 0 | 2013 Qtr 1: 0; 2013 Qtr 2: 4; 2013 Qtr 3: 0; 2013 Qtr 4: 0 | 4 | 1
3212 | 420146 - Complete ACCA 4 Assessment Report | WP_NoSavings-Rev00-Msr001 | System | Residential | res:DEER:HVAC_Eff_AC | TRUE |  |  | Unit | RET | 0 | 0 | 150 | 0 | 0 | 0 | 0 |  | kWh | 0 | 0 | Residential |  | Winter Only | [6 empty] | Residential Furnaces (<0.3):Uncontrolled | 0 | 70% | 70% |  |  |  |  | 90% | [6 empty] | 0% | 0% | 0% | 587 | 0 | 0 | 0 | 0 | 0 | 0 | 0 | 0 | 0 | 0 | 2013 Qtr 1: 0; 2013 Qtr 2: 0; 2013 Qtr 3: 0; 2013 Qtr 4: 587 | 587 | 1
3212 | 420147 - Airflow Correction | WPSDGEREHC1065-Rev01-Msr002 | 10 | Residential | res:DEER:HVAC_Eff_AC | TRUE |  |  | Home | RET | 350 | 0 | 350 | 0 | 0 | 0 | 3.5017 |  | kWh | 0.00639 | -0.001781 | Residential |  | Winter Only | [6 empty] | Residential Furnaces (<0.3):Uncontrolled | 5 | 70% | 70% | [11 empty] | 0% | 0% | 0% | 14 | 0 | 0 | 0 | 0 | 0 | 0 | 0 | 0 | 0 | 0 | 2013 Qtr 1: 0; 2013 Qtr 2: 13; 2013 Qtr 3: 0; 2013 Qtr 4: 1 | 14 | 1
3212 | 420147 - Airflow Correction | WPSDGEREHC1065-Rev01-Msr002 | 7 | Residential | res:DEER:HVAC_Eff_AC | TRUE |  |  | Home | RET | 350 | 0 | 350 | 0 | 0 | 0 | 2.13 |  | kWh | 0.002922 | -0.001759 | Residential |  | Winter Only | [6 empty] | Residential Furnaces (<0.3):Uncontrolled | 5 | 70% | 70% | [11 empty] | 0% | 0% | 0% | 12 | 0 | 0 | 0 | 0 | 0 | 0 | 0 | 0 | 0 | 0 | 2013 Qtr 1: 0; 2013 Qtr 2: 10; 2013 Qtr 3: 0; 2013 Qtr 4: 2 | 12 | 1
3212 | 420147 - Airflow Correction | WPSDGEREHC1065-Rev01-Msr002 | System | Residential | res:DEER:HVAC_Eff_AC | TRUE |  |  | Home | RET | 350 | 0 | 350 | 0 | 0 | 0 | 2.6455 |  | kWh | 0.004585 | -0.002171 | Residential |  | Winter Only | [6 empty] | Residential Furnaces (<0.3):Uncontrolled | 5 | 70% | 70% | [11 empty] | 0% | 0% | 0% | 3 | 0 | 0 | 0 | 0 | 0 | 0 | 0 | 0 | 0 | 0 | 2013 Qtr 1: 0; 2013 Qtr 2: 3; 2013 Qtr 3: 0; 2013 Qtr 4: 0 | 3 | 1
3212 | 420149 - New Blower Motor | WPSDGEREHC1065-Rev01-Msr001 | 10 | Residential | res:DEER:HVAC_Eff_AC | TRUE |  |  | Home | RET | 220 | 0 | 220 | 0 | 0 | 0 | 74.1484 |  | kWh | 0.098804 | -0.68172 | Residential |  | Winter Only | [6 empty] | Residential Furnaces (<0.3):Uncontrolled | 15 | 70% | 70% | [11 empty] | 0% | 0% | 0% | 11 | 0 | 0 | 0 | 0 | 0 | 0 | 0 | 0 | 0 | 0 | 2013 Qtr 1: 0; 2013 Qtr 2: 11; 2013 Qtr 3: 0; 2013 Qtr 4: 0 | 11 | 1
3212 | 420149 - New Blower Motor | WPSDGEREHC1065-Rev01-Msr001 | 7 | Residential | res:DEER:HVAC_Eff_AC | TRUE |  |  | Home | RET | 220 | 0 | 220 | 0 | 0 | 0 | 60.4528 |  | kWh | 0.091403 | -0.17988 | Residential |  | Winter Only | [6 empty] | Residential Furnaces (<0.3):Uncontrolled | 15 | 70% | 70% | [11 empty] | 0% | 0% | 0% | 6 | 0 | 0 | 0 | 0 | 0 | 0 | 0 | 0 | 0 | 0 | 2013 Qtr 1: 0; 2013 Qtr 2: 6; 2013 Qtr 3: 0; 2013 Qtr 4: 0 | 6 | 1
3212 | 420149 - New Blower Motor | WPSDGEREHC1065-Rev01-Msr001 | System | Residential | res:DEER:HVAC_Eff_AC | TRUE |  |  | Home | RET | 220 | 0 | 220 | 0 | 0 | 0 | 48.5767 |  | kWh | 0.044769 | -0.74176 | Residential |  | Winter Only | [6 empty] | Residential Furnaces (<0.3):Uncontrolled | 15 | 70% | 70% | [11 empty] | 0% | 0% | 0% | 1 | 0 | 0 | 0 | 0 | 0 | 0 | 0 | 0 | 0 | 0 | 2013 Qtr 1: 0; 2013 Qtr 2: 1; 2013 Qtr 3: 0; 2013 Qtr 4: 0 | 1 | 1
3212 | 420151 - One Year QM Service Agreement | WP_NoSavings-Rev00-Msr001 | System | Residential | res:DEER:HVAC_Eff_AC | TRUE |  |  | Unit | RET | 0 | 0 | 50 | 0 | 0 | 0 | 0 |  | kWh | 0 | 0 | Residential |  | Winter Only | [6 empty] | Residential Furnaces (<0.3):Uncontrolled | 0 | 70% | 70% |  |  |  |  | 90% | [6 empty] | 0% | 0% | 0% | 13 | 0 | 0 | 0 | 0 | 0 | 0 | 0 | 0 | 0 | 0 | 2013 Qtr 1: 0; 2013 Qtr 2: 0; 2013 Qtr 3: 0; 2013 Qtr 4: 13 | 13 | 1
3212 | 420156 - Efficient Fan Controller | WPSDGEREHC0024-Rev00-Msr001 | System | Residential | res:DEER:HVAC_Eff_AC | TRUE |  |  | Home | RET | 145 | 0 | 100 | 0 | 0 | 45 | 528.52 |  | kWh | 0.24 | 22.32 | Residential |  | Winter Only | [6 empty] | Residential Furnaces (<0.3):Uncontrolled | 11 | 70% | 70% | [11 empty] | 0% | 0% | 0% | 572 | 0 | 0 | 0 | 0 | 0 | 0 | 0 | 0 | 0 | 0 | 2013 Qtr 1: 0; 2013 Qtr 2: 343; 2013 Qtr 3: 0; 2013 Qtr 4: 229 | 572 | 1
3214 | 425001 - Climate Zone 10 Electric Heat | WPSDGEREMI0002-Rev05-Msr002 | 10 | Residential | res:DEER:HVAC_Eff_AC | TRUE |  |  | per 1000 sq ft | NEW | 1541.87 | 500 | 0 | 0 | 0 | 1041.87 | 2931 |  | kWh | 0.55 | 0 | Residential |  | Winter Only | [6 empty] | Residential Furnaces (<0.3):Uncontrolled | 20 | 55% | 55% | [11 empty] | 0% | 0% | 0% | 2 | 0 | 0 | 0 | 0 | 0 | 0 | 0 | 0 | 0 | 0 | 2013 Qtr 1: 0; 2013 Qtr 2: 0; 2013 Qtr 3: 2; 2013 Qtr 4: 0 | 2 | 1
3214 | 425005 - Climate Zone 14 Gas Heat | WPSDGEREMI0002-Rev05-Msr007 | System | Residential | res:DEER:HVAC_Eff_AC | TRUE |  |  | per 1000 sq ft | NEW | 970.2 | 500 | 0 | 0 | 0 | 470.2 | 633.52 |  | kWh | 0.55 | 55.72 | Residential |  | Winter Only | [6 empty] | Residential Furnaces (<0.3):Uncontrolled | 20 | 55% | 55% | [11 empty] | 0% | 0% | 0% | 4 | 0 | 0 | 0 | 0 | 0 | 0 | 0 | 0 | 0 | 0 | 2013 Qtr 1: 0; 2013 Qtr 2: 0; 2013 Qtr 3: 4; 2013 Qtr 4: 0 | 4 | 1
3245 | 413002 - Screw-in CFL (15 watt) <800 Lumens | Res-Lighting-InGen_CFLratio0347_CFLscw-15w | 7 | Residential | res:DEER:Indoor_CFL_Ltg | TRUE |  |  | Lamp | ROB | 1.335 | 0.5 | 0 | 0 | 0 | 0.835 | 20.5 |  | kWh | 0.00193 | -0.361 | Residential |  | Winter Only | [6 empty] | Residential Furnaces (<0.3):Uncontrolled | 9.24 | 54% | 54% |  |  |  | 67% | [7 empty] | 0% | 0% | 0% | 8 | 0 | 0 | 0 | 0 | 0 | 0 | 0 | 0 | 0 | 0 | 2013 Qtr 1: 0; 2013 Qtr 2: 0; 2013 Qtr 3: 8; 2013 Qtr 4: 0 | 8 | 1
3245 | 413002 - Screw-in CFL (15 watt) <800 Lumens | Res-Lighting-InGen_CFLratio0347_CFLscw-15w | System | Residential | res:DEER:Indoor_CFL_Ltg | TRUE |  |  | Lamp | ROB | 1.335 | 0.9 | 0 | 0 | 0 | 0.435 | 20.2 |  | kWh | 0.0018 | -0.341 | Residential |  | Winter Only | [6 empty] | Residential Furnaces (<0.3):Uncontrolled | 9.24 | 54% | 54% |  |  |  | 67% | [7 empty] | 0% | 0% | 0% | 14192 | 0 | 0 | 0 | 0 | 0 | 0 | 0 | 0 | 0 | 0 | 2013 Qtr 1: 14192; 2013 Qtr 2: 0; 2013 Qtr 3: 0; 2013 Qtr 4: 0 | 14192 | 1
3245 | 413003 - Screw-in CFL (20 watt ) <1,100 Lumens | Res-Lighting-InGen_CFLratio0347_CFLscw-20w | 7 | Residential | res:DEER:Indoor_CFL_Ltg | TRUE |  |  | Lamp | ROB | 1.335 | 0.506 | 0 | 0 | 0 | 0.829 | 27.3 |  | kWh | 0.00258 | -0.481 | Residential |  | Winter Only | [6 empty] | Residential Furnaces (<0.3):Uncontrolled | 9.24 | 54% | 54% |  |  |  | 67% | [7 empty] | 0% | 0% | 0% | 37791 | 0 | 0 | 0 | 0 | 0 | 0 | 0 | 0 | 0 | 0 | 2013 Qtr 1: 424; 2013 Qtr 2: 37367; 2013 Qtr 3: 0; 2013 Qtr 4: 0 | 37791 | 1
3245 | 413004 - Screw-in CFL (25 watt) <1,600 Lumens | Res-Lighting-InGen_CFLratio0347_CFLscw-25w | 7 | Residential | res:DEER:Indoor_CFL_Ltg | TRUE |  |  | Lamp | ROB | 1.335 | 0.9 | 0 | 0 | 0 | 0.435 | 34.1 |  | kWh | 0.00322 | -0.601 | Residential |  | Winter Only | [6 empty] | Residential Furnaces (<0.3):Uncontrolled | 9.24 | 54% | 54% |  |  |  | 67% | [7 empty] | 0% | 0% | 0% | 198 | 0 | 0 | 0 | 0 | 0 | 0 | 0 | 0 | 0 | 0 | 2013 Qtr 1: 198; 2013 Qtr 2: 0; 2013 Qtr 3: 0; 2013 Qtr 4: 0 | 198 | 1
3245 | 413007 - Screw-in CFL (<= 12 watt) <800 Lumens | Res-Lighting-InGen_CFLratio0347_CFLscw-11w | 10 | Residential | res:DEER:Indoor_CFL_Ltg | TRUE |  |  | Lamp | ROB | 1.335 | 0.496 | 0 | 0 | 0 | 0.839 | 15.6916 |  | kWh | 0.001737 | -0.30251 | Residential |  | Winter Only | [6 empty] | Residential Furnaces (<0.3):Uncontrolled | 9.24 | 54% | 54% |  |  |  | 67% | [7 empty] | 0% | 0% | 0% | 9553.2 | 0 | 0 | 0 | 0 | 0 | 0 | 0 | 0 | 0 | 0 | 2013 Qtr 1: 0; 2013 Qtr 2: 655.5; 2013 Qtr 3: 4845; 2013 Qtr 4: 4052.7 | 9553.2 | 1
3245 | 413007 - Screw-in CFL (<= 12 watt) <800 Lumens | Res-Lighting-InGen_CFLratio0347_CFLscw-11w | 7 | Residential | res:DEER:Indoor_CFL_Ltg | TRUE |  |  | Lamp | ROB | 1.335 | 0.627 | 0 | 0 | 0 | 0.708 | 14.9992 |  | kWh | 0.00142 | -0.26485 | Residential |  | Winter Only | [6 empty] | Residential Furnaces (<0.3):Uncontrolled | 9.24 | 54% | 54% |  |  |  | 67% | [7 empty] | 0% | 0% | 0% | 28337.55 | 0 | 0 | 0 | 0 | 0 | 0 | 0 | 0 | 0 | 0 | 2013 Qtr 1: 1998.8; 2013 Qtr 2: 6994.85; 2013 Qtr 3: 10660.9; 2013 Qtr 4: 8683 | 28337.55 | 1
3245 | 413007 - Screw-in CFL (<= 12 watt) <800 Lumens | Res-Lighting-InGen_CFLratio0347_CFLscw-11w | System | Residential | res:DEER:Indoor_CFL_Ltg | TRUE |  |  | Lamp | ROB | 1.335 | 0.545 | 0 | 0 | 0 | 0.79 | 15.8351 |  | kWh | 0.001776 | -0.28349 | Residential |  | Winter Only | [6 empty] | Residential Furnaces (<0.3):Uncontrolled | 9.24 | 54% | 54% |  |  |  | 67% | [7 empty] | 0% | 0% | 0% | 12053.6 | 0 | 0 | 0 | 0 | 0 | 0 | 0 | 0 | 0 | 0 | 2013 Qtr 1: 0; 2013 Qtr 2: 10341.7; 2013 Qtr 3: 847.4; 2013 Qtr 4: 864.5 | 12053.6 | 1
3245 | 413008 - Screw-in CFL (>39 watt) >=1,600 Lumens | Res-Lighting-InGen_CFLratio0347_CFLscw-42w | 10 | Residential | res:DEER:Indoor_CFL_Ltg | TRUE |  |  | Lamp | ROB | 7.741 | 0.515 | 0 | 0 | 0 | 7.226 | 60.0228 |  | kWh | 0.00663 | -1.1427 | Residential |  | Winter Only | [6 empty] | Residential Furnaces (<0.3):Uncontrolled | 9.24 | 54% | 54% |  |  |  | 67% | [7 empty] | 0% | 0% | 0% | 533.9 | 0 | 0 | 0 | 0 | 0 | 0 | 0 | 0 | 0 | 0 | 2013 Qtr 1: 0; 2013 Qtr 2: 91.2; 2013 Qtr 3: 228.95; 2013 Qtr 4: 213.75 | 533.9 | 1
3245 | 413008 - Screw-in CFL (>39 watt) >=1,600 Lumens | Res-Lighting-InGen_CFLratio0347_CFLscw-42w | 7 | Residential | res:DEER:Indoor_CFL_Ltg | TRUE |  |  | Lamp | ROB | 7.741 | 0.606 | 0 | 0 | 0 | 7.135 | 57.2807 |  | kWh | 0.005421 | -1.0064 | Residential |  | Winter Only | [6 empty] | Residential Furnaces (<0.3):Uncontrolled | 9.24 | 54% | 54% |  |  |  | 67% | [7 empty] | 0% | 0% | 0% | 1361.35 | 0 | 0 | 0 | 0 | 0 | 0 | 0 | 0 | 0 | 0 | 2013 Qtr 1: 0; 2013 Qtr 2: 310.65; 2013 Qtr 3: 606.1; 2013 Qtr 4: 444.6 | 1361.35 | 1
3245 | 413008 - Screw-in CFL (>39 watt) >=1,600 Lumens | Res-Lighting-InGen_CFLratio0347_CFLscw-42w | System | Residential | res:DEER:Indoor_CFL_Ltg | TRUE |  |  | Lamp | ROB | 7.741 | 0.502 | 0 | 0 | 0 | 7.239 | 60.1879 |  | kWh | 0.006683 | -1.0935 | Residential |  | Winter Only | [6 empty] | Residential Furnaces (<0.3):Uncontrolled | 9.24 | 54% | 54% |  |  |  | 67% | [7 empty] | 0% | 0% | 0% | 471.2 | 0 | 0 | 0 | 0 | 0 | 0 | 0 | 0 | 0 | 0 | 2013 Qtr 1: 0; 2013 Qtr 2: 379.05; 2013 Qtr 3: 60.8; 2013 Qtr 4: 31.35 | 471.2 | 1
3245 | 413009 - Screw-in CFL (13 watt) 800-1,099 Lumens | Res-Lighting-InGen_CFLratio0347_CFLscw-13w | 10 | Residential | res:DEER:Indoor_CFL_Ltg | TRUE |  |  | Lamp | ROB | 1.335 | 0.379 | 0 | 0 | 0 | 0.956 | 18.5919 |  | kWh | 0.002058 | -0.36176 | Residential |  | Winter Only | [6 empty] | Residential Furnaces (<0.3):Uncontrolled | 9.24 | 54% | 54% |  |  |  | 67% | [7 empty] | 0% | 0% | 0% | 44119.9 | 0 | 0 | 0 | 0 | 0 | 0 | 0 | 0 | 0 | 0 | 2013 Qtr 1: 0; 2013 Qtr 2: 6241.5; 2013 Qtr 3: 16486.3; 2013 Qtr 4: 21392.1 | 44119.9 | 1
3245 | 413009 - Screw-in CFL (13 watt) 800-1,099 Lumens | Res-Lighting-InGen_CFLratio0347_CFLscw-13w | 7 | Residential | res:DEER:Indoor_CFL_Ltg | TRUE |  |  | Lamp | ROB | 1.335 | 0.457 | 0 | 0 | 0 | 0.878 | 17.665 |  | kWh | 0.001684 | -0.30483 | Residential |  | Winter Only | [6 empty] | Residential Furnaces (<0.3):Uncontrolled | 9.24 | 54% | 54% |  |  |  | 67% | [7 empty] | 0% | 0% | 0% | 115486.75 | 0 | 0 | 0 | 0 | 0 | 0 | 0 | 0 | 0 | 0 | 2013 Qtr 1: 7553.45; 2013 Qtr 2: 10510.8; 2013 Qtr 3: 43619.25; 2013 Qtr 4: 53803.25 | 115486.75 | 1
3245 | 413009 - Screw-in CFL (13 watt) 800-1,099 Lumens | Res-Lighting-InGen_CFLratio0347_CFLscw-13w | System | Residential | res:DEER:Indoor_CFL_Ltg | TRUE |  |  | Lamp | ROB | 1.335 | 0.831 | 0 | 0 | 0 | 0.504 | 17.6189 |  | kWh | 0.001608 | -0.30252 | Residential |  | Winter Only | [6 empty] | Residential Furnaces (<0.3):Uncontrolled | 9.24 | 54% | 54% |  |  |  | 67% | [7 empty] | 0% | 0% | 0% | 70837.7 | 0 | 0 | 0 | 0 | 0 | 0 | 0 | 0 | 0 | 0 | 2013 Qtr 1: 61628.4; 2013 Qtr 2: 1029.8; 2013 Qtr 3: 3451.35; 2013 Qtr 4: 4728.15 | 70837.7 | 1
3245 | 413010 - Screw-in CFL (18 watt) >= 1,100-1,599 Lumens | Res-Lighting-InGen_CFLratio0347_CFLscw-18w | 10 | Residential | res:DEER:Indoor_CFL_Ltg | TRUE |  |  | Lamp | ROB | 1.335 | 0.365 | 0 | 0 | 0 | 0.97 | 25.6975 |  | kWh | 0.002849 | -0.50517 | Residential |  | Winter Only | [6 empty] | Residential Furnaces (<0.3):Uncontrolled | 9.24 | 54% | 54% |  |  |  | 67% | [7 empty] | 0% | 0% | 0% | 6984.4 | 0 | 0 | 0 | 0 | 0 | 0 | 0 | 0 | 0 | 0 | 2013 Qtr 1: 0; 2013 Qtr 2: 0; 2013 Qtr 3: 4753.8; 2013 Qtr 4: 2230.6 | 6984.4 | 1
3245 | 413010 - Screw-in CFL (18 watt) >= 1,100-1,599 Lumens | Res-Lighting-InGen_CFLratio0347_CFLscw-18w | 7 | Residential | res:DEER:Indoor_CFL_Ltg | TRUE |  |  | Lamp | ROB | 1.335 | 0.47 | 0 | 0 | 0 | 0.865 | 24.4156 |  | kWh | 0.002328 | -0.41274 | Residential |  | Winter Only | [6 empty] | Residential Furnaces (<0.3):Uncontrolled | 9.24 | 54% | 54% |  |  |  | 67% | [7 empty] | 0% | 0% | 0% | 19590.9 | 0 | 0 | 0 | 0 | 0 | 0 | 0 | 0 | 0 | 0 | 2013 Qtr 1: 3765.8; 2013 Qtr 2: 95; 2013 Qtr 3: 11873.1; 2013 Qtr 4: 3857 | 19590.9 | 1
3245 | 413010 - Screw-in CFL (18 watt) >= 1,100-1,599 Lumens | Res-Lighting-InGen_CFLratio0347_CFLscw-18w | System | Residential | res:DEER:Indoor_CFL_Ltg | TRUE |  |  | Lamp | ROB | 1.335 | 0.867 | 0 | 0 | 0 | 0.468 | 24.4639 |  | kWh | 0.002234 | -0.41702 | Residential |  | Winter Only | [6 empty] | Residential Furnaces (<0.3):Uncontrolled | 9.24 | 54% | 54% |  |  |  | 67% | [7 empty] | 0% | 0% | 0% | 36875.2 | 0 | 0 | 0 | 0 | 0 | 0 | 0 | 0 | 0 | 0 | 2013 Qtr 1: 32507.1; 2013 Qtr 2: 2148.9; 2013 Qtr 3: 1673.9; 2013 Qtr 4: 545.3 | 36875.2 | 1
3245 | 413011 - Screw-in CFL (19 watt) >= 1,100-1,599 Lumens | Res-Lighting-InGen_CFLratio0347_CFLscw-19w | 10 | Residential | res:DEER:Indoor_CFL_Ltg | TRUE |  |  | Lamp | ROB | 1.335 | 0.55 | 0 | 0 | 0 | 0.785 | 27.1761 |  | kWh | 0.003004 | -0.52273 | Residential |  | Winter Only | [6 empty] | Residential Furnaces (<0.3):Uncontrolled | 9.24 | 54% | 54% |  |  |  | 67% | [7 empty] | 0% | 0% | 0% | 15519.2 | 0 | 0 | 0 | 0 | 0 | 0 | 0 | 0 | 0 | 0 | 2013 Qtr 1: 0; 2013 Qtr 2: 5361.8; 2013 Qtr 3: 4392.8; 2013 Qtr 4: 5764.6 | 15519.2 | 1
3245 | 413011 - Screw-in CFL (19 watt) >= 1,100-1,599 Lumens | Res-Lighting-InGen_CFLratio0347_CFLscw-19w | 7 | Residential | res:DEER:Indoor_CFL_Ltg | TRUE |  |  | Lamp | ROB | 1.335 | 0.645 | 0 | 0 | 0 | 0.69 | 25.8746 |  | kWh | 0.002452 | -0.45182 | Residential |  | Winter Only | [6 empty] | Residential Furnaces (<0.3):Uncontrolled | 9.24 | 54% | 54% |  |  |  | 67% | [7 empty] | 0% | 0% | 0% | 52357.35 | 0 | 0 | 0 | 0 | 0 | 0 | 0 | 0 | 0 | 0 | 2013 Qtr 1: 15466; 2013 Qtr 2: 11549.15; 2013 Qtr 3: 11838.9; 2013 Qtr 4: 13503.3 | 52357.35 | 1
3245 | 413011 - Screw-in CFL (19 watt) >= 1,100-1,599 Lumens | Res-Lighting-InGen_CFLratio0347_CFLscw-19w | System | Residential | res:DEER:Indoor_CFL_Ltg | TRUE |  |  | Lamp | ROB | 1.335 | 0.588 | 0 | 0 | 0 | 0.747 | 27.2859 |  | kWh | 0.003066 | -0.48958 | Residential |  | Winter Only | [6 empty] | Residential Furnaces (<0.3):Uncontrolled | 9.24 | 54% | 54% |  |  |  | 67% | [7 empty] | 0% | 0% | 0% | 14508.4 | 0 | 0 | 0 | 0 | 0 | 0 | 0 | 0 | 0 | 0 | 2013 Qtr 1: 0; 2013 Qtr 2: 12503.9; 2013 Qtr 3: 1162.8; 2013 Qtr 4: 841.7 | 14508.4 | 1
3245 | 413012 - Screw-in CFL (23 watt) <1,600 Lumens | Res-Lighting-InGen_CFLratio0347_CFLscw-23w | 10 | Residential | res:DEER:Indoor_CFL_Ltg | TRUE |  |  | Lamp | ROB | 1.335 | 0.35 | 0 | 0 | 0 | 0.985 | 32.8684 |  | kWh | 0.003629 | -0.62832 | Residential |  | Winter Only | [6 empty] | Residential Furnaces (<0.3):Uncontrolled | 9.24 | 54% | 54% |  |  |  | 67% | [7 empty] | 0% | 0% | 0% | 76 | 0 | 0 | 0 | 0 | 0 | 0 | 0 | 0 | 0 | 0 | 2013 Qtr 1: 0; 2013 Qtr 2: 0; 2013 Qtr 3: 32; 2013 Qtr 4: 44 | 76 | 1
3245 | 413012 - Screw-in CFL (23 watt) <1,600 Lumens | Res-Lighting-InGen_CFLratio0347_CFLscw-23w | 7 | Residential | res:DEER:Indoor_CFL_Ltg | TRUE |  |  | Lamp | ROB | 1.335 | 0.374 | 0 | 0 | 0 | 0.961 | 31.279 |  | kWh | 0.002979 | -0.53174 | Residential |  | Winter Only | [6 empty] | Residential Furnaces (<0.3):Uncontrolled | 9.24 | 54% | 54% |  |  |  | 67% | [7 empty] | 0% | 0% | 0% | 162 | 0 | 0 | 0 | 0 | 0 | 0 | 0 | 0 | 0 | 0 | 2013 Qtr 1: 4; 2013 Qtr 2: 2; 2013 Qtr 3: 74; 2013 Qtr 4: 82 | 162 | 1
3245 | 413012 - Screw-in CFL (23 watt) <1,600 Lumens | Res-Lighting-InGen_CFLratio0347_CFLscw-23w | System | Residential | res:DEER:Indoor_CFL_Ltg | TRUE |  |  | Lamp | ROB | 1.335 | 0.392 | 0 | 0 | 0 | 0.943 | 33.2 |  | kWh | 0.00379 | -0.585 | Residential |  | Winter Only | [6 empty] | Residential Furnaces (<0.3):Uncontrolled | 9.24 | 54% | 54% |  |  |  | 67% | [7 empty] | 0% | 0% | 0% | 26 | 0 | 0 | 0 | 0 | 0 | 0 | 0 | 0 | 0 | 0 | 2013 Qtr 1: 0; 2013 Qtr 2: 2; 2013 Qtr 3: 20; 2013 Qtr 4: 4 | 26 | 1
3245 | 413013 - Screw-in CFL (26 watt <1,600 Lumens | Res-Lighting-InGen_CFLratio0347_CFLscw-26w | 10 | Residential | res:DEER:Indoor_CFL_Ltg | TRUE |  |  | Lamp | ROB | 1.335 | 0.5 | 0 | 0 | 0 | 0.835 | 37.2 |  | kWh | 0.00412 | -0.732 | Residential |  | Winter Only | [6 empty] | Residential Furnaces (<0.3):Uncontrolled | 9.24 | 54% | 54% |  |  |  | 67% | [7 empty] | 0% | 0% | 0% | 1122 | 0 | 0 | 0 | 0 | 0 | 0 | 0 | 0 | 0 | 0 | 2013 Qtr 1: 0; 2013 Qtr 2: 663; 2013 Qtr 3: 330; 2013 Qtr 4: 129 | 1122 | 1
3245 | 413013 - Screw-in CFL (26 watt <1,600 Lumens | Res-Lighting-InGen_CFLratio0347_CFLscw-26w | 7 | Residential | res:DEER:Indoor_CFL_Ltg | TRUE |  |  | Lamp | ROB | 1.335 | 0.646 | 0 | 0 | 0 | 0.689 | 35.3672 |  | kWh | 0.003353 | -0.61945 | Residential |  | Winter Only | [6 empty] | Residential Furnaces (<0.3):Uncontrolled | 9.24 | 54% | 54% |  |  |  | 67% | [7 empty] | 0% | 0% | 0% | 2757 | 0 | 0 | 0 | 0 | 0 | 0 | 0 | 0 | 0 | 0 | 2013 Qtr 1: 0; 2013 Qtr 2: 1005; 2013 Qtr 3: 1140; 2013 Qtr 4: 612 | 2757 | 1
3245 | 413013 - Screw-in CFL (26 watt <1,600 Lumens | Res-Lighting-InGen_CFLratio0347_CFLscw-26w | System | Residential | res:DEER:Indoor_CFL_Ltg | TRUE |  |  | Lamp | ROB | 1.335 | 0.5 | 0 | 0 | 0 | 0.835 | 35.8 |  | kWh | 0.00329 | -0.764 | Residential |  | Winter Only | [6 empty] | Residential Furnaces (<0.3):Uncontrolled | 9.24 | 54% | 54% |  |  |  | 67% | [7 empty] | 0% | 0% | 0% | 45 | 0 | 0 | 0 | 0 | 0 | 0 | 0 | 0 | 0 | 0 | 2013 Qtr 1: 0; 2013 Qtr 2: 0; 2013 Qtr 3: 39; 2013 Qtr 4: 6 | 45 | 1
3245 | 413014 - Screw-in CFL (26 watt) >=1,600 Lumens | Res-Lighting-InGen_CFLratio0347_CFLscw-26w | 10 | Residential | res:DEER:Indoor_CFL_Ltg | TRUE |  |  | Lamp | ROB | 1.335 | 0.622 | 0 | 0 | 0 | 0.713 | 37.2 |  | kWh | 0.00412 | -0.732 | Residential |  | Winter Only | [6 empty] | Residential Furnaces (<0.3):Uncontrolled | 9.24 | 54% | 54% |  |  |  | 67% | [7 empty] | 0% | 0% | 0% | 4401 | 0 | 0 | 0 | 0 | 0 | 0 | 0 | 0 | 0 | 0 | 2013 Qtr 1: 0; 2013 Qtr 2: 2111; 2013 Qtr 3: 1981; 2013 Qtr 4: 309 | 4401 | 1
3245 | 413014 - Screw-in CFL (26 watt) >=1,600 Lumens | Res-Lighting-InGen_CFLratio0347_CFLscw-26w | 7 | Residential | res:DEER:Indoor_CFL_Ltg | TRUE |  |  | Lamp | ROB | 1.335 | 0.793 | 0 | 0 | 0 | 0.542 | 35.3761 |  | kWh | 0.003352 | -0.62123 | Residential |  | Winter Only | [6 empty] | Residential Furnaces (<0.3):Uncontrolled | 9.24 | 54% | 54% |  |  |  | 67% | [7 empty] | 0% | 0% | 0% | 12972 | 0 | 0 | 0 | 0 | 0 | 0 | 0 | 0 | 0 | 0 | 2013 Qtr 1: 1173; 2013 Qtr 2: 3633; 2013 Qtr 3: 6782; 2013 Qtr 4: 1384 | 12972 | 1
3245 | 413014 - Screw-in CFL (26 watt) >=1,600 Lumens | Res-Lighting-InGen_CFLratio0347_CFLscw-26w | System | Residential | res:DEER:Indoor_CFL_Ltg | TRUE |  |  | Lamp | ROB | 1.335 | 0.754 | 0 | 0 | 0 | 0.581 | 36.001 |  | kWh | 0.003407 | -0.75182 | Residential |  | Winter Only | [6 empty] | Residential Furnaces (<0.3):Uncontrolled | 9.24 | 54% | 54% |  |  |  | 67% | [7 empty] | 0% | 0% | 0% | 296 | 0 | 0 | 0 | 0 | 0 | 0 | 0 | 0 | 0 | 0 | 2013 Qtr 1: 0; 2013 Qtr 2: 0; 2013 Qtr 3: 278; 2013 Qtr 4: 18 | 296 | 1
3245 | 413015 - Screw-in CFL (25 watt) >=1,600 Lumens | Res-Lighting-InGen_CFLratio0347_CFLscw-25w | 7 | Residential | res:DEER:Indoor_CFL_Ltg | TRUE |  |  | Lamp | ROB | 1.335 | 0.851 | 0 | 0 | 0 | 0.484 | 34.1 |  | kWh | 0.00322 | -0.601 | Residential |  | Winter Only | [6 empty] | Residential Furnaces (<0.3):Uncontrolled | 9.24 | 54% | 54% |  |  |  | 67% | [7 empty] | 0% | 0% | 0% | 3216 | 0 | 0 | 0 | 0 | 0 | 0 | 0 | 0 | 0 | 0 | 2013 Qtr 1: 3128; 2013 Qtr 2: 88; 2013 Qtr 3: 0; 2013 Qtr 4: 0 | 3216 | 1
3245 | 413017 - Screw-in CFL (23 watt) >=1,600 Lumens | Res-Lighting-InGen_CFLratio0347_CFLscw-23w | 10 | Residential | res:DEER:Indoor_CFL_Ltg | TRUE |  |  | Lamp | ROB | 1.335 | 0.441 | 0 | 0 | 0 | 0.894 | 32.8863 |  | kWh | 0.003635 | -0.63946 | Residential |  | Winter Only | [6 empty] | Residential Furnaces (<0.3):Uncontrolled | 9.24 | 54% | 54% |  |  |  | 67% | [7 empty] | 0% | 0% | 0% | 32888.05 | 0 | 0 | 0 | 0 | 0 | 0 | 0 | 0 | 0 | 0 | 2013 Qtr 1: 0; 2013 Qtr 2: 8261.2; 2013 Qtr 3: 8855.9; 2013 Qtr 4: 15770.95 | 32888.05 | 1
3245 | 413017 - Screw-in CFL (23 watt) >=1,600 Lumens | Res-Lighting-InGen_CFLratio0347_CFLscw-23w | 7 | Residential | res:DEER:Indoor_CFL_Ltg | TRUE |  |  | Lamp | ROB | 1.335 | 0.509 | 0 | 0 | 0 | 0.826 | 31.3133 |  | kWh | 0.002976 | -0.53776 | Residential |  | Winter Only | [6 empty] | Residential Furnaces (<0.3):Uncontrolled | 9.24 | 54% | 54% |  |  |  | 67% | [7 empty] | 0% | 0% | 0% | 90252.85 | 0 | 0 | 0 | 0 | 0 | 0 | 0 | 0 | 0 | 0 | 2013 Qtr 1: 15963.8; 2013 Qtr 2: 15390; 2013 Qtr 3: 22969.1; 2013 Qtr 4: 35929.95 | 90252.85 | 1
3245 | 413017 - Screw-in CFL (23 watt) >=1,600 Lumens | Res-Lighting-InGen_CFLratio0347_CFLscw-23w | System | Residential | res:DEER:Indoor_CFL_Ltg | TRUE |  |  | Lamp | ROB | 1.335 | 0.756 | 0 | 0 | 0 | 0.579 | 31.8235 |  | kWh | 0.003134 | -0.55787 | Residential |  | Winter Only | [6 empty] | Residential Furnaces (<0.3):Uncontrolled | 9.24 | 54% | 54% |  |  |  | 67% | [7 empty] | 0% | 0% | 0% | 45470.8 | 0 | 0 | 0 | 0 | 0 | 0 | 0 | 0 | 0 | 0 | 2013 Qtr 1: 25615.8; 2013 Qtr 2: 12289.2; 2013 Qtr 3: 2646.7; 2013 Qtr 4: 4919.1 | 45470.8 | 1
3245 | 413021 - Screw-in CFL (14 watt) 800-1,099 Lumens | Res-Lighting-InGen_CFLratio0347_CFLscw-14w | 10 | Residential | res:DEER:Indoor_CFL_Ltg | TRUE |  |  | Lamp | ROB | 1.335 | 0.508 | 0 | 0 | 0 | 0.827 | 19.9853 |  | kWh | 0.002216 | -0.38571 | Residential |  | Winter Only | [6 empty] | Residential Furnaces (<0.3):Uncontrolled | 9.24 | 54% | 54% |  |  |  | 67% | [7 empty] | 0% | 0% | 0% | 99921 | 0 | 0 | 0 | 0 | 0 | 0 | 0 | 0 | 0 | 0 | 2013 Qtr 1: 0; 2013 Qtr 2: 22465.6; 2013 Qtr 3: 35094.9; 2013 Qtr 4: 42360.5 | 99921 | 1
3245 | 413021 - Screw-in CFL (14 watt) 800-1,099 Lumens | Res-Lighting-InGen_CFLratio0347_CFLscw-14w | 7 | Residential | res:DEER:Indoor_CFL_Ltg | TRUE |  |  | Lamp | ROB | 1.335 | 0.652 | 0 | 0 | 0 | 0.683 | 19.0956 |  | kWh | 0.00181 | -0.33618 | Residential |  | Winter Only | [6 empty] | Residential Furnaces (<0.3):Uncontrolled | 9.24 | 54% | 54% |  |  |  | 67% | [7 empty] | 0% | 0% | 0% | 398182.05 | 0 | 0 | 0 | 0 | 0 | 0 | 0 | 0 | 0 | 0 | 2013 Qtr 1: 126101.1; 2013 Qtr 2: 58526.65; 2013 Qtr 3: 95652.65; 2013 Qtr 4: 117901.65 | 398182.05 | 1
3245 | 413021 - Screw-in CFL (14 watt) 800-1,099 Lumens | Res-Lighting-InGen_CFLratio0347_CFLscw-14w | System | Residential | res:DEER:Indoor_CFL_Ltg | TRUE |  |  | Lamp | ROB | 1.335 | 0.623 | 0 | 0 | 0 | 0.712 | 20.1449 |  | kWh | 0.002277 | -0.35943 | Residential |  | Winter Only | [6 empty] | Residential Furnaces (<0.3):Uncontrolled | 9.24 | 54% | 54% |  |  |  | 67% | [7 empty] | 0% | 0% | 0% | 131069.6 | 0 | 0 | 0 | 0 | 0 | 0 | 0 | 0 | 0 | 0 | 2013 Qtr 1: 0; 2013 Qtr 2: 118563.8; 2013 Qtr 3: 6130.35; 2013 Qtr 4: 6375.45 | 131069.6 | 1
3245 | 413022 - Screw-in CFL (15 watt) 800-1,099 Lumens | Res-Lighting-InGen_CFLratio0347_CFLscw-15w | 10 | Residential | res:DEER:Indoor_CFL_Ltg | TRUE |  |  | Lamp | ROB | 1.335 | 0.535 | 0 | 0 | 0 | 0.8 | 21.5 |  | kWh | 0.00237 | -0.422 | Residential |  | Winter Only | [6 empty] | Residential Furnaces (<0.3):Uncontrolled | 9.24 | 54% | 54% |  |  |  | 67% | [7 empty] | 0% | 0% | 0% | 553.85 | 0 | 0 | 0 | 0 | 0 | 0 | 0 | 0 | 0 | 0 | 2013 Qtr 1: 0; 2013 Qtr 2: 240.35; 2013 Qtr 3: 190; 2013 Qtr 4: 123.5 | 553.85 | 1
3245 | 413022 - Screw-in CFL (15 watt) 800-1,099 Lumens | Res-Lighting-InGen_CFLratio0347_CFLscw-15w | 7 | Residential | res:DEER:Indoor_CFL_Ltg | TRUE |  |  | Lamp | ROB | 1.335 | 0.577 | 0 | 0 | 0 | 0.758 | 20.4806 |  | kWh | 0.001932 | -0.35785 | Residential |  | Winter Only | [6 empty] | Residential Furnaces (<0.3):Uncontrolled | 9.24 | 54% | 54% |  |  |  | 67% | [7 empty] | 0% | 0% | 0% | 708.7 | 0 | 0 | 0 | 0 | 0 | 0 | 0 | 0 | 0 | 0 | 2013 Qtr 1: 0; 2013 Qtr 2: 0; 2013 Qtr 3: 518.7; 2013 Qtr 4: 190 | 708.7 | 1
3245 | 413022 - Screw-in CFL (15 watt) 800-1,099 Lumens | Res-Lighting-InGen_CFLratio0347_CFLscw-15w | System | Residential | res:DEER:Indoor_CFL_Ltg | TRUE |  |  | Lamp | ROB | 1.335 | 0.5 | 0 | 0 | 0 | 0.835 | 20.6 |  | kWh | 0.0019 | -0.441 | Residential |  | Winter Only | [6 empty] | Residential Furnaces (<0.3):Uncontrolled | 9.24 | 54% | 54% |  |  |  | 67% | [7 empty] | 0% | 0% | 0% | 20.9 | 0 | 0 | 0 | 0 | 0 | 0 | 0 | 0 | 0 | 0 | 2013 Qtr 1: 0; 2013 Qtr 2: 0; 2013 Qtr 3: 17.1; 2013 Qtr 4: 3.8 | 20.9 | 1
3245 | 413023 - Screw-in CFL (20 watt) >=1,100 Lumens | Res-Lighting-InGen_CFLratio0347_CFLscw-20w | 10 | Residential | res:DEER:Indoor_CFL_Ltg | TRUE |  |  | Lamp | ROB | 1.335 | 0.586 | 0 | 0 | 0 | 0.749 | 28.6 |  | kWh | 0.00317 | -0.563 | Residential |  | Winter Only | [6 empty] | Residential Furnaces (<0.3):Uncontrolled | 9.24 | 54% | 54% |  |  |  | 67% | [7 empty] | 0% | 0% | 0% | 3586.25 | 0 | 0 | 0 | 0 | 0 | 0 | 0 | 0 | 0 | 0 | 2013 Qtr 1: 0; 2013 Qtr 2: 1692.9; 2013 Qtr 3: 1554.2; 2013 Qtr 4: 339.15 | 3586.25 | 1
3245 | 413023 - Screw-in CFL (20 watt) >=1,100 Lumens | Res-Lighting-InGen_CFLratio0347_CFLscw-20w | 7 | Residential | res:DEER:Indoor_CFL_Ltg | TRUE |  |  | Lamp | ROB | 1.335 | 0.75 | 0 | 0 | 0 | 0.585 | 27.2815 |  | kWh | 0.002581 | -0.4777 | Residential |  | Winter Only | [6 empty] | Residential Furnaces (<0.3):Uncontrolled | 9.24 | 54% | 54% |  |  |  | 67% | [7 empty] | 0% | 0% | 0% | 8953.75 | 0 | 0 | 0 | 0 | 0 | 0 | 0 | 0 | 0 | 0 | 2013 Qtr 1: 178.6; 2013 Qtr 2: 2297.1; 2013 Qtr 3: 5380.8; 2013 Qtr 4: 1097.25 | 8953.75 | 1
3245 | 413023 - Screw-in CFL (20 watt) >=1,100 Lumens | Res-Lighting-InGen_CFLratio0347_CFLscw-20w | System | Residential | res:DEER:Indoor_CFL_Ltg | TRUE |  |  | Lamp | ROB | 1.335 | 0.64 | 0 | 0 | 0 | 0.695 | 27.5 |  | kWh | 0.00253 | -0.588 | Residential |  | Winter Only | [6 empty] | Residential Furnaces (<0.3):Uncontrolled | 9.24 | 54% | 54% |  |  |  | 67% | [7 empty] | 0% | 0% | 0% | 162.45 | 0 | 0 | 0 | 0 | 0 | 0 | 0 | 0 | 0 | 0 | 2013 Qtr 1: 0; 2013 Qtr 2: 0; 2013 Qtr 3: 114; 2013 Qtr 4: 48.45 | 162.45 | 1
3245 | 413025 - Screw-in CFL (<=12 watt) <800 Lumens | Res-Lighting-InGen_CFLratio0347_CFLscw-11w | 10 | Residential | res:DEER:Indoor_CFL_Ltg | TRUE |  |  | Lamp | ROB | 1.335 | 0.566 | 0 | 0 | 0 | 0.769 | 15.6968 |  | kWh | 0.001739 | -0.30719 | Residential |  | Winter Only | [6 empty] | Residential Furnaces (<0.3):Uncontrolled | 9.24 | 54% | 54% |  |  |  | 67% | [7 empty] | 0% | 0% | 0% | 4038.45 | 0 | 0 | 0 | 0 | 0 | 0 | 0 | 0 | 0 | 0 | 2013 Qtr 1: 0; 2013 Qtr 2: 1550.4; 2013 Qtr 3: 1998.8; 2013 Qtr 4: 489.25 | 4038.45 | 1
3245 | 413025 - Screw-in CFL (<=12 watt) <800 Lumens | Res-Lighting-InGen_CFLratio0347_CFLscw-11w | 7 | Residential | res:DEER:Indoor_CFL_Ltg | TRUE |  |  | Lamp | ROB | 1.335 | 0.717 | 0 | 0 | 0 | 0.618 | 14.9922 |  | kWh | 0.001421 | -0.26346 | Residential |  | Winter Only | [6 empty] | Residential Furnaces (<0.3):Uncontrolled | 9.24 | 54% | 54% |  |  |  | 67% | [7 empty] | 0% | 0% | 0% | 10833.8 | 0 | 0 | 0 | 0 | 0 | 0 | 0 | 0 | 0 | 0 | 2013 Qtr 1: 3426.65; 2013 Qtr 2: 172.9; 2013 Qtr 3: 5986.9; 2013 Qtr 4: 1247.35 | 10833.8 | 1
3245 | 413025 - Screw-in CFL (<=12 watt) <800 Lumens | Res-Lighting-InGen_CFLratio0347_CFLscw-11w | System | Residential | res:DEER:Indoor_CFL_Ltg | TRUE |  |  | Lamp | ROB | 1.335 | 0.512 | 0 | 0 | 0 | 0.823 | 15.388 |  | kWh | 0.001541 | -0.30752 | Residential |  | Winter Only | [6 empty] | Residential Furnaces (<0.3):Uncontrolled | 9.24 | 54% | 54% |  |  |  | 67% | [7 empty] | 0% | 0% | 0% | 261.25 | 0 | 0 | 0 | 0 | 0 | 0 | 0 | 0 | 0 | 0 | 2013 Qtr 1: 0; 2013 Qtr 2: 0; 2013 Qtr 3: 219.45; 2013 Qtr 4: 41.8 | 261.25 | 1
3245 | 413026 - Screw-in CFL (15 watt) >=1,100-1,599 Lumens | Res-Lighting-InGen_CFLratio0347_CFLscw-15w | 10 | Residential | res:DEER:Indoor_CFL_Ltg | TRUE |  |  | Lamp | ROB | 1.335 | 0.9 | 0 | 0 | 0 | 0.435 | 21.5 |  | kWh | 0.00237 | -0.422 | Residential |  | Winter Only | [6 empty] | Residential Furnaces (<0.3):Uncontrolled | 9.24 | 54% | 54% |  |  |  | 67% | [7 empty] | 0% | 0% | 0% | 2 | 0 | 0 | 0 | 0 | 0 | 0 | 0 | 0 | 0 | 0 | 2013 Qtr 1: 0; 2013 Qtr 2: 0; 2013 Qtr 3: 2; 2013 Qtr 4: 0 | 2 | 1
3245 | 413026 - Screw-in CFL (15 watt) >=1,100-1,599 Lumens | Res-Lighting-InGen_CFLratio0347_CFLscw-15w | 7 | Residential | res:DEER:Indoor_CFL_Ltg | TRUE |  |  | Lamp | ROB | 1.335 | 0.9 | 0 | 0 | 0 | 0.435 | 20.4985 |  | kWh | 0.00193 | -0.36076 | Residential |  | Winter Only | [6 empty] | Residential Furnaces (<0.3):Uncontrolled | 9.24 | 54% | 54% |  |  |  | 67% | [7 empty] | 0% | 0% | 0% | 680 | 0 | 0 | 0 | 0 | 0 | 0 | 0 | 0 | 0 | 0 | 2013 Qtr 1: 294; 2013 Qtr 2: 378; 2013 Qtr 3: 8; 2013 Qtr 4: 0 | 680 | 1
3245 | 413038 - Commercial-Screw-in CFL (<= 12 watt) <800 Lumens | Com-Lighting-InGen_CFLratio0357_CFLscw-11w | System | Commercial | NON_res:DEER:Indoor_CFL_Ltg | TRUE |  |  | Lamp | ROB | 1.335 | 0.603 | 0 | 0 | 0 | 0.732 | 97.4 |  | kWh | 0.0206 | -0.243 | Commercial |  | Winter Only | [6 empty] | Small Boilers (<100 MMBtu/hr Heat Input):Uncontrolled | 3.3 | 54% | 54% |  |  |  | 67% | [7 empty] | 0% | 0% | 0% | 3425.15 | 0 | 0 | 0 | 0 | 0 | 0 | 0 | 0 | 0 | 0 | 2013 Qtr 1: 285.55; 2013 Qtr 2: 1037.65; 2013 Qtr 3: 1292.55; 2013 Qtr 4: 809.4 | 3425.15 | 1
3245 | 413039 - Commercial-Screw-in CFL (>39 watt) >=1,600 Lumens | Com-Lighting-InGen_CFLratio0357_CFLscw-11w | System | Commercial | NON_res:DEER:Indoor_CFL_Ltg | TRUE |  |  | Lamp | ROB | 7.741 | 0.565 | 0 | 0 | 0 | 7.176 | 97.4 |  | kWh | 0.0206 | -0.243 | Commercial |  | Winter Only | [6 empty] | Small Boilers (<100 MMBtu/hr Heat Input):Uncontrolled | 3.3 | 54% | 54% |  |  |  | 67% | [7 empty] | 0% | 0% | 0% | 124.55 | 0 | 0 | 0 | 0 | 0 | 0 | 0 | 0 | 0 | 0 | 2013 Qtr 1: 0; 2013 Qtr 2: 41.1; 2013 Qtr 3: 47.15; 2013 Qtr 4: 36.3 | 124.55 | 1
3245 | 413040 - Commercial-Screw-in CFL (13 watt) 800-1,099 Lumens | Com-Lighting-InGen_CFLratio0357_CFLscw-13w | System | Commercial | NON_res:DEER:Indoor_CFL_Ltg | TRUE |  |  | Lamp | ROB | 1.335 | 0.557 | 0 | 0 | 0 | 0.778 | 115 |  | kWh | 0.0244 | -0.288 | Commercial |  | Winter Only | [6 empty] | Small Boilers (<100 MMBtu/hr Heat Input):Uncontrolled | 3.3 | 54% | 54% |  |  |  | 67% | [7 empty] | 0% | 0% | 0% | 12128.65 | 0 | 0 | 0 | 0 | 0 | 0 | 0 | 0 | 0 | 0 | 2013 Qtr 1: 3641.15; 2013 Qtr 2: 935.9; 2013 Qtr 3: 3345.1; 2013 Qtr 4: 4206.5 | 12128.65 | 1
3245 | 413041 - Commercial-Screw-in CFL (18 watt) >= 1,100-1,599 Lumens | Com-Lighting-InGen_CFLratio0357_CFLscw-18w | System | Commercial | NON_res:DEER:Indoor_CFL_Ltg | TRUE |  |  | Lamp | ROB | 1.335 | 0.69 | 0 | 0 | 0 | 0.645 | 159 |  | kWh | 0.0338 | -0.398 | Commercial |  | Winter Only | [6 empty] | Small Boilers (<100 MMBtu/hr Heat Input):Uncontrolled | 3.3 | 54% | 54% |  |  |  | 67% | [7 empty] | 0% | 0% | 0% | 3339.5 | 0 | 0 | 0 | 0 | 0 | 0 | 0 | 0 | 0 | 0 | 2013 Qtr 1: 1909.1; 2013 Qtr 2: 118.1; 2013 Qtr 3: 963.2; 2013 Qtr 4: 349.1 | 3339.5 | 1
3245 | 413042 - Commercial-Screw-in CFL (19 watt) >= 1,100-1,599 Lumens | Res-Lighting-InGen_CFLratio0347_CFLscw-19w | 10 | Commercial | NON_res:DEER:Indoor_CFL_Ltg | TRUE |  |  | Lamp | ROB | 1.335 | 0.55 | 0 | 0 | 0 | 0.785 | 27.1761 |  | kWh | 0.003004 | -0.52273 | Commercial |  | Winter Only | [6 empty] | Small Boilers (<100 MMBtu/hr Heat Input):Uncontrolled | 9.24 | 54% | 54% |  |  |  | 67% | [7 empty] | 0% | 0% | 0% | 816.8 | 0 | 0 | 0 | 0 | 0 | 0 | 0 | 0 | 0 | 0 | 2013 Qtr 1: 0; 2013 Qtr 2: 282.2; 2013 Qtr 3: 231.2; 2013 Qtr 4: 303.4 | 816.8 | 1
3245 | 413042 - Commercial-Screw-in CFL (19 watt) >= 1,100-1,599 Lumens | Res-Lighting-InGen_CFLratio0347_CFLscw-19w | 7 | Commercial | NON_res:DEER:Indoor_CFL_Ltg | TRUE |  |  | Lamp | ROB | 1.335 | 0.645 | 0 | 0 | 0 | 0.69 | 25.8746 |  | kWh | 0.002452 | -0.45182 | Commercial |  | Winter Only | [6 empty] | Small Boilers (<100 MMBtu/hr Heat Input):Uncontrolled | 9.24 | 54% | 54% |  |  |  | 67% | [7 empty] | 0% | 0% | 0% | 2755.65 | 0 | 0 | 0 | 0 | 0 | 0 | 0 | 0 | 0 | 0 | 2013 Qtr 1: 814; 2013 Qtr 2: 607.85; 2013 Qtr 3: 623.1; 2013 Qtr 4: 710.7 | 2755.65 | 1
3245 | 413042 - Commercial-Screw-in CFL (19 watt) >= 1,100-1,599 Lumens | Res-Lighting-InGen_CFLratio0347_CFLscw-19w | System | Commercial | NON_res:DEER:Indoor_CFL_Ltg | TRUE |  |  | Lamp | ROB | 1.335 | 0.588 | 0 | 0 | 0 | 0.747 | 27.2859 |  | kWh | 0.003066 | -0.48958 | Commercial |  | Winter Only | [6 empty] | Small Boilers (<100 MMBtu/hr Heat Input):Uncontrolled | 9.24 | 54% | 54% |  |  |  | 67% | [7 empty] | 0% | 0% | 0% | 763.6 | 0 | 0 | 0 | 0 | 0 | 0 | 0 | 0 | 0 | 0 | 2013 Qtr 1: 0; 2013 Qtr 2: 658.1; 2013 Qtr 3: 61.2; 2013 Qtr 4: 44.3 | 763.6 | 1
3245 | 413043 - Commercial-Screw-in CFL (23 watt) >=1,600 Lumens | Com-Lighting-InGen_CFLratio0357_CFLscw-23w | System | Commercial | NON_res:DEER:Indoor_CFL_Ltg | TRUE |  |  | Lamp | ROB | 1.335 | 0.562 | 0 | 0 | 0 | 0.773 | 204 |  | kWh | 0.0431 | -0.509 | Commercial |  | Winter Only | [6 empty] | Small Boilers (<100 MMBtu/hr Heat Input):Uncontrolled | 3.3 | 54% | 54% |  |  |  | 67% | [7 empty] | 0% | 0% | 0% | 8874.3 | 0 | 0 | 0 | 0 | 0 | 0 | 0 | 0 | 0 | 0 | 2013 Qtr 1: 2188.4; 2013 Qtr 2: 1891.6; 2013 Qtr 3: 1814.3; 2013 Qtr 4: 2980 | 8874.3 | 1
3245 | 413044 - Commercial-Screw-in CFL (14 watt) 800-1,099 Lumens | Com-Lighting-InGen_CFLratio0357_CFLscw-14w | System | Commercial | NON_res:DEER:Indoor_CFL_Ltg | TRUE |  |  | Lamp | ROB | 1.335 | 0.623 | 0 | 0 | 0 | 0.712 | 124 |  | kWh | 0.0263 | -0.31 | Commercial |  | Winter Only | [6 empty] | Small Boilers (<100 MMBtu/hr Heat Input):Uncontrolled | 3.3 | 54% | 54% |  |  |  | 67% | [7 empty] | 0% | 0% | 0% | 33114.35 | 0 | 0 | 0 | 0 | 0 | 0 | 0 | 0 | 0 | 0 | 2013 Qtr 1: 6636.9; 2013 Qtr 2: 10502.95; 2013 Qtr 3: 7204.1; 2013 Qtr 4: 8770.4 | 33114.35 | 1
3245 | 413045 - Commercial-Screw-in CFL (15 watt) 800-1,099 Lumens | Com-Lighting-InGen_CFLratio0357_CFLscw-15w | System | Commercial | NON_res:DEER:Indoor_CFL_Ltg | TRUE |  |  | Lamp | ROB | 1.335 | 0.558 | 0 | 0 | 0 | 0.777 | 133 |  | kWh | 0.0281 | -0.332 | Commercial |  | Winter Only | [6 empty] | Small Boilers (<100 MMBtu/hr Heat Input):Uncontrolled | 3.3 | 54% | 54% |  |  |  | 67% | [7 empty] | 0% | 0% | 0% | 67.55 | 0 | 0 | 0 | 0 | 0 | 0 | 0 | 0 | 0 | 0 | 2013 Qtr 1: 0; 2013 Qtr 2: 12.65; 2013 Qtr 3: 38.2; 2013 Qtr 4: 16.7 | 67.55 | 1
3245 | 413046 - Commercial-Screw-in CFL (20 watt) >=1,100 Lumens | Com-Lighting-InGen_CFLratio0357_CFLscw-20w | System | Commercial | NON_res:DEER:Indoor_CFL_Ltg | TRUE |  |  | Lamp | ROB | 1.335 | 0.702 | 0 | 0 | 0 | 0.633 | 177 |  | kWh | 0.0375 | -0.443 | Commercial |  | Winter Only | [6 empty] | Small Boilers (<100 MMBtu/hr Heat Input):Uncontrolled | 3.3 | 54% | 54% |  |  |  | 67% | [7 empty] | 0% | 0% | 0% | 668.55 | 0 | 0 | 0 | 0 | 0 | 0 | 0 | 0 | 0 | 0 | 2013 Qtr 1: 9.4; 2013 Qtr 2: 210; 2013 Qtr 3: 371; 2013 Qtr 4: 78.15 | 668.55 | 1
3245 | 414018 - Reflectors (15 watt) <800 Lumens | Res-Lighting-InGen_CFLratio0409_CFLscw-Refl-15w | 10 | Residential | res:DEER:Indoor_CFL_Ltg | TRUE |  |  | Lamp | ROB | 3.111 | 1.343 | 0 | 0 | 0 | 1.768 | 26.7996 |  | kWh | 0.00297 | -0.52766 | Residential |  | Winter Only | [6 empty] | Residential Furnaces (<0.3):Uncontrolled | 9.24 | 54% | 54% |  |  |  | 67% | [7 empty] | 0% | 0% | 0% | 27941.4 | 0 | 0 | 0 | 0 | 0 | 0 | 0 | 0 | 0 | 0 | 2013 Qtr 1: 0; 2013 Qtr 2: 358.15; 2013 Qtr 3: 9202.65; 2013 Qtr 4: 18380.6 | 27941.4 | 1
3245 | 414018 - Reflectors (15 watt) <800 Lumens | Res-Lighting-InGen_CFLratio0409_CFLscw-Refl-15w | 7 | Residential | res:DEER:Indoor_CFL_Ltg | TRUE |  |  | Lamp | ROB | 3.11 | 1.297 | 0 | 0 | 0 | 1.813 | 25.4633 |  | kWh | 0.002431 | -0.42366 | Residential |  | Winter Only | [6 empty] | Residential Furnaces (<0.3):Uncontrolled | 9.24 | 54% | 54% |  |  |  | 67% | [7 empty] | 0% | 0% | 0% | 54270.65 | 0 | 0 | 0 | 0 | 0 | 0 | 0 | 0 | 0 | 0 | 2013 Qtr 1: 0; 2013 Qtr 2: 4824.1; 2013 Qtr 3: 15595.2; 2013 Qtr 4: 33851.35 | 54270.65 | 1
3245 | 414018 - Reflectors (15 watt) <800 Lumens | Res-Lighting-InGen_CFLratio0409_CFLscw-Refl-15w | System | Residential | res:DEER:Indoor_CFL_Ltg | TRUE |  |  | Lamp | ROB | 3.111 | 1.477 | 0 | 0 | 0 | 1.634 | 25.5985 |  | kWh | 0.002372 | -0.45162 | Residential |  | Winter Only | [6 empty] | Residential Furnaces (<0.3):Uncontrolled | 9.24 | 54% | 54% |  |  |  | 67% | [7 empty] | 0% | 0% | 0% | 54490.1 | 0 | 0 | 0 | 0 | 0 | 0 | 0 | 0 | 0 | 0 | 2013 Qtr 1: 17537; 2013 Qtr 2: 21928.85; 2013 Qtr 3: 6324.15; 2013 Qtr 4: 8700.1 | 54490.1 | 1
3245 | 414020 - Globes (15 watt) 800-1099 Lumens | Res-Lighting-InGen_CFLratio0347_CFLscw-15w | 10 | Residential | res:DEER:Indoor_CFL_Ltg | TRUE |  |  | Lamp | ROB | 5.685 | 1.458 | 0 | 0 | 0 | 4.227 | 21.5 |  | kWh | 0.00237 | -0.422 | Residential |  | Winter Only | [6 empty] | Residential Furnaces (<0.3):Uncontrolled | 9.24 | 54% | 54% |  |  |  | 67% | [7 empty] | 0% | 0% | 0% | 629.85 | 0 | 0 | 0 | 0 | 0 | 0 | 0 | 0 | 0 | 0 | 2013 Qtr 1: 0; 2013 Qtr 2: 342; 2013 Qtr 3: 216.6; 2013 Qtr 4: 71.25 | 629.85 | 1
3245 | 414020 - Globes (15 watt) 800-1099 Lumens | Res-Lighting-InGen_CFLratio0347_CFLscw-15w | 7 | Residential | res:DEER:Indoor_CFL_Ltg | TRUE |  |  | Lamp | ROB | 5.685 | 1.412 | 0 | 0 | 0 | 4.273 | 20.4735 |  | kWh | 0.001932 | -0.3567 | Residential |  | Winter Only | [6 empty] | Residential Furnaces (<0.3):Uncontrolled | 9.24 | 54% | 54% |  |  |  | 67% | [7 empty] | 0% | 0% | 0% | 1181.8 | 0 | 0 | 0 | 0 | 0 | 0 | 0 | 0 | 0 | 0 | 2013 Qtr 1: 202.35; 2013 Qtr 2: 53.2; 2013 Qtr 3: 681.15; 2013 Qtr 4: 245.1 | 1181.8 | 1
3245 | 414020 - Globes (15 watt) 800-1099 Lumens | Res-Lighting-InGen_CFLratio0347_CFLscw-15w | System | Residential | res:DEER:Indoor_CFL_Ltg | TRUE |  |  | Lamp | ROB | 5.685 | 1.385 | 0 | 0 | 0 | 4.3 | 20.6 |  | kWh | 0.0019 | -0.441 | Residential |  | Winter Only | [6 empty] | Residential Furnaces (<0.3):Uncontrolled | 9.24 | 54% | 54% |  |  |  | 67% | [7 empty] | 0% | 0% | 0% | 37.05 | 0 | 0 | 0 | 0 | 0 | 0 | 0 | 0 | 0 | 0 | 2013 Qtr 1: 0; 2013 Qtr 2: 0; 2013 Qtr 3: 31.35; 2013 Qtr 4: 5.7 | 37.05 | 1
3245 | 414021 - Reflectors (18 watt) 800-1,099 Lumens | Res-Lighting-InGen_CFLratio0409_CFLscw-Refl-18w | 7 | Residential | res:DEER:Indoor_CFL_Ltg | TRUE |  |  | Lamp | ROB | 3.111 | 0.9 | 0 | 0 | 0 | 2.211 | 30.7 |  | kWh | 0.0029 | -0.542 | Residential |  | Winter Only | [6 empty] | Residential Furnaces (<0.3):Uncontrolled | 9.24 | 54% | 54% |  |  |  | 67% | [7 empty] | 0% | 0% | 0% | 3401 | 0 | 0 | 0 | 0 | 0 | 0 | 0 | 0 | 0 | 0 | 2013 Qtr 1: 3401; 2013 Qtr 2: 0; 2013 Qtr 3: 0; 2013 Qtr 4: 0 | 3401 | 1
3245 | 414021 - Reflectors (18 watt) 800-1,099 Lumens | Res-Lighting-InGen_CFLratio0409_CFLscw-Refl-18w | System | Residential | res:DEER:Indoor_CFL_Ltg | TRUE |  |  | Lamp | ROB | 3.111 | 0.9 | 0 | 0 | 0 | 2.211 | 32.5 |  | kWh | 0.00371 | -0.573 | Residential |  | Winter Only | [6 empty] | Residential Furnaces (<0.3):Uncontrolled | 9.24 | 54% | 54% |  |  |  | 67% | [7 empty] | 0% | 0% | 0% | 2549.8 | 0 | 0 | 0 | 0 | 0 | 0 | 0 | 0 | 0 | 0 | 2013 Qtr 1: 0; 2013 Qtr 2: 2549.8; 2013 Qtr 3: 0; 2013 Qtr 4: 0 | 2549.8 | 0
3245 | 414022 - A-Lamp (13 watt) < 800 Lumens | Res-Lighting-InGen_CFLratio0347_CFLscw-13w | 7 | Residential | res:DEER:Indoor_CFL_Ltg | TRUE |  |  | Lamp | ROB | 3.11 | 1.435 | 0 | 0 | 0 | 1.675 | 17.7 |  | kWh | 0.00168 | -0.313 | Residential |  | Winter Only | [6 empty] | Residential Furnaces (<0.3):Uncontrolled | 9.24 | 54% | 54% | [11 empty] | 0% | 0% | 0% | 37 | 0 | 0 | 0 | 0 | 0 | 0 | 0 | 0 | 0 | 0 | 2013 Qtr 1: 28; 2013 Qtr 2: 9; 2013 Qtr 3: 0; 2013 Qtr 4: 0 | 37 | 1
3245 | 414024 - A-Lamp (13 watt) >=800 Lumens | Res-Lighting-InGen_CFLratio0347_CFLscw-13w | 10 | Residential | res:DEER:Indoor_CFL_Ltg | TRUE |  |  | Lamp | ROB | 3.11 | 1 | 0 | 0 | 0 | 2.11 | 18.6 |  | kWh | 0.00206 | -0.366 | Residential |  | Winter Only | [6 empty] | Residential Furnaces (<0.3):Uncontrolled | 9.24 | 54% | 54% |  |  |  | 67% | [7 empty] | 0% | 0% | 0% | 90 | 0 | 0 | 0 | 0 | 0 | 0 | 0 | 0 | 0 | 0 | 2013 Qtr 1: 0; 2013 Qtr 2: 0; 2013 Qtr 3: 90; 2013 Qtr 4: 0 | 90 | 1
3245 | 414024 - A-Lamp (13 watt) >=800 Lumens | Res-Lighting-InGen_CFLratio0347_CFLscw-13w | 7 | Residential | res:DEER:Indoor_CFL_Ltg | TRUE |  |  | Lamp | ROB | 3.111 | 1 | 0 | 0 | 0 | 2.111 | 17.6755 |  | kWh | 0.001682 | -0.30727 | Residential |  | Winter Only | [6 empty] | Residential Furnaces (<0.3):Uncontrolled | 9.24 | 54% | 54% |  |  |  | 67% | [7 empty] | 0% | 0% | 0% | 220 | 0 | 0 | 0 | 0 | 0 | 0 | 0 | 0 | 0 | 0 | 2013 Qtr 1: 0; 2013 Qtr 2: 0; 2013 Qtr 3: 220; 2013 Qtr 4: 0 | 220 | 1
3245 | 414024 - A-Lamp (13 watt) >=800 Lumens | Res-Lighting-InGen_CFLratio0347_CFLscw-13w | System | Residential | res:DEER:Indoor_CFL_Ltg | TRUE |  |  | Lamp | ROB | 3.11 | 1 | 0 | 0 | 0 | 2.11 | 17.9 |  | kWh | 0.00164 | -0.382 | Residential |  | Winter Only | [6 empty] | Residential Furnaces (<0.3):Uncontrolled | 9.24 | 54% | 54% |  |  |  | 67% | [7 empty] | 0% | 0% | 0% | 8 | 0 | 0 | 0 | 0 | 0 | 0 | 0 | 0 | 0 | 0 | 2013 Qtr 1: 0; 2013 Qtr 2: 0; 2013 Qtr 3: 8; 2013 Qtr 4: 0 | 8 | 1
3245 | 414026 - A-Lamp (15 watt) <1,100 Lumens | Res-Lighting-InGen_CFLratio0347_CFLscw-15w | 10 | Residential | res:DEER:Indoor_CFL_Ltg | TRUE |  |  | Lamp | ROB | 2.81 | 1.2 | 0 | 0 | 0 | 1.61 | 21.4937 |  | kWh | 0.002369 | -0.41945 | Residential |  | Winter Only | [6 empty] | Residential Furnaces (<0.3):Uncontrolled | 9.24 | 54% | 54% |  |  |  | 67% | [7 empty] | 0% | 0% | 0% | 541.5 | 0 | 0 | 0 | 0 | 0 | 0 | 0 | 0 | 0 | 0 | 2013 Qtr 1: 0; 2013 Qtr 2: 247; 2013 Qtr 3: 147.25; 2013 Qtr 4: 147.25 | 541.5 | 1
3245 | 414026 - A-Lamp (15 watt) <1,100 Lumens | Res-Lighting-InGen_CFLratio0347_CFLscw-15w | 7 | Residential | res:DEER:Indoor_CFL_Ltg | TRUE |  |  | Lamp | ROB | 2.81 | 1.199 | 0 | 0 | 0 | 1.611 | 20.4867 |  | kWh | 0.001931 | -0.35884 | Residential |  | Winter Only | [6 empty] | Residential Furnaces (<0.3):Uncontrolled | 9.24 | 54% | 54% |  |  |  | 67% | [7 empty] | 0% | 0% | 0% | 1922.8 | 0 | 0 | 0 | 0 | 0 | 0 | 0 | 0 | 0 | 0 | 2013 Qtr 1: 1223.6; 2013 Qtr 2: 9.5; 2013 Qtr 3: 371.45; 2013 Qtr 4: 318.25 | 1922.8 | 1
3245 | 414026 - A-Lamp (15 watt) <1,100 Lumens | Res-Lighting-InGen_CFLratio0347_CFLscw-15w | System | Residential | res:DEER:Indoor_CFL_Ltg | TRUE |  |  | Lamp | ROB | 2.811 | 1.2 | 0 | 0 | 0 | 1.611 | 21.0242 |  | kWh | 0.002142 | -0.41597 | Residential |  | Winter Only | [6 empty] | Residential Furnaces (<0.3):Uncontrolled | 9.24 | 54% | 54% |  |  |  | 67% | [7 empty] | 0% | 0% | 0% | 31.35 | 0 | 0 | 0 | 0 | 0 | 0 | 0 | 0 | 0 | 0 | 2013 Qtr 1: 0; 2013 Qtr 2: 0; 2013 Qtr 3: 8.55; 2013 Qtr 4: 22.8 | 31.35 | 1
3245 | 414027 - A-Lamp (18 watt) <1,100 Lumens | Res-Lighting-InGen_CFLratio0347_CFLscw-18w | 10 | Residential | res:DEER:Indoor_CFL_Ltg | TRUE |  |  | Lamp | ROB | 2.811 | 1.2 | 0 | 0 | 0 | 1.611 | 25.7 |  | kWh | 0.00285 | -0.507 | Residential |  | Winter Only | [6 empty] | Residential Furnaces (<0.3):Uncontrolled | 9.24 | 54% | 54% |  |  |  | 67% | [7 empty] | 0% | 0% | 0% | 3.8 | 0 | 0 | 0 | 0 | 0 | 0 | 0 | 0 | 0 | 0 | 2013 Qtr 1: 0; 2013 Qtr 2: 0; 2013 Qtr 3: 3.8; 2013 Qtr 4: 0 | 3.8 | 1
3245 | 414027 - A-Lamp (18 watt) <1,100 Lumens | Res-Lighting-InGen_CFLratio0347_CFLscw-18w | 7 | Residential | res:DEER:Indoor_CFL_Ltg | TRUE |  |  | Lamp | ROB | 2.81 | 1.2 | 0 | 0 | 0 | 1.61 | 24.5 |  | kWh | 0.00232 | -0.433 | Residential |  | Winter Only | [6 empty] | Residential Furnaces (<0.3):Uncontrolled | 9.24 | 54% | 54% |  |  |  | 67% | [7 empty] | 0% | 0% | 0% | 56965.8 | 0 | 0 | 0 | 0 | 0 | 0 | 0 | 0 | 0 | 0 | 2013 Qtr 1: 235.6; 2013 Qtr 2: 56722.6; 2013 Qtr 3: 5.7; 2013 Qtr 4: 1.9 | 56965.8 | 1
3245 | 414030 - Reflectors (20 watt) 800-1,099 Lumens | Res-Lighting-InGen_CFLratio0409_CFLscw-Refl-20w | 10 | Residential | res:DEER:Indoor_CFL_Ltg | TRUE |  |  | Lamp | ROB | 3.111 | 1.2 | 0 | 0 | 0 | 1.911 | 35.7773 |  | kWh | 0.003954 | -0.69348 | Residential |  | Winter Only | [6 empty] | Residential Furnaces (<0.3):Uncontrolled | 9.24 | 54% | 54% |  |  |  | 67% | [7 empty] | 0% | 0% | 0% | 133.95 | 0 | 0 | 0 | 0 | 0 | 0 | 0 | 0 | 0 | 0 | 2013 Qtr 1: 0; 2013 Qtr 2: 0; 2013 Qtr 3: 133.95; 2013 Qtr 4: 0 | 133.95 | 1
3245 | 414030 - Reflectors (20 watt) 800-1,099 Lumens | Res-Lighting-InGen_CFLratio0409_CFLscw-Refl-20w | 7 | Residential | res:DEER:Indoor_CFL_Ltg | TRUE |  |  | Lamp | ROB | 3.11 | 1.2 | 0 | 0 | 0 | 1.91 | 34.1 |  | kWh | 0.00323 | -0.602 | Residential |  | Winter Only | [6 empty] | Residential Furnaces (<0.3):Uncontrolled | 9.24 | 54% | 54% |  |  |  | 67% | [7 empty] | 0% | 0% | 0% | 316.35 | 0 | 0 | 0 | 0 | 0 | 0 | 0 | 0 | 0 | 0 | 2013 Qtr 1: 0; 2013 Qtr 2: 0; 2013 Qtr 3: 316.35; 2013 Qtr 4: 0 | 316.35 | 1
3245 | 414030 - Reflectors (20 watt) 800-1,099 Lumens | Res-Lighting-InGen_CFLratio0409_CFLscw-Refl-20w | System | Residential | res:DEER:Indoor_CFL_Ltg | TRUE |  |  | Lamp | ROB | 3.11 | 1.422 | 0 | 0 | 0 | 1.688 | 35.8254 |  | kWh | 0.003965 | -0.65283 | Residential |  | Winter Only | [6 empty] | Residential Furnaces (<0.3):Uncontrolled | 9.24 | 54% | 54% |  |  |  | 67% | [7 empty] | 0% | 0% | 0% | 399.95 | 0 | 0 | 0 | 0 | 0 | 0 | 0 | 0 | 0 | 0 | 2013 Qtr 1: 0; 2013 Qtr 2: 295.45; 2013 Qtr 3: 104.5; 2013 Qtr 4: 0 | 399.95 | 1
3245 | 414031 - Reflectors (23 watt) 1,100-1,599 Lumens | Res-Lighting-InGen_CFLratio0409_CFLscw-Refl-23w | 10 | Residential | res:DEER:Indoor_CFL_Ltg | TRUE |  |  | Lamp | ROB | 4.89 | 1.486 | 0 | 0 | 0 | 3.404 | 41.0461 |  | kWh | 0.004542 | -0.77863 | Residential |  | Winter Only | [6 empty] | Residential Furnaces (<0.3):Uncontrolled | 9.24 | 54% | 54% |  |  |  | 67% | [7 empty] | 0% | 0% | 0% | 5560.35 | 0 | 0 | 0 | 0 | 0 | 0 | 0 | 0 | 0 | 0 | 2013 Qtr 1: 0; 2013 Qtr 2: 0; 2013 Qtr 3: 3164.45; 2013 Qtr 4: 2395.9 | 5560.35 | 1
3245 | 414031 - Reflectors (23 watt) 1,100-1,599 Lumens | Res-Lighting-InGen_CFLratio0409_CFLscw-Refl-23w | 7 | Residential | res:DEER:Indoor_CFL_Ltg | TRUE |  |  | Lamp | ROB | 4.891 | 1.489 | 0 | 0 | 0 | 3.402 | 39.1984 |  | kWh | 0.00371 | -0.69168 | Residential |  | Winter Only | [6 empty] | Residential Furnaces (<0.3):Uncontrolled | 9.24 | 54% | 54% |  |  |  | 67% | [7 empty] | 0% | 0% | 0% | 15812.75 | 0 | 0 | 0 | 0 | 0 | 0 | 0 | 0 | 0 | 0 | 2013 Qtr 1: 2912.7; 2013 Qtr 2: 1873.4; 2013 Qtr 3: 6676.6; 2013 Qtr 4: 4350.05 | 15812.75 | 1
3245 | 414031 - Reflectors (23 watt) 1,100-1,599 Lumens | Res-Lighting-InGen_CFLratio0409_CFLscw-Refl-23w | System | Residential | res:DEER:Indoor_CFL_Ltg | TRUE |  |  | Lamp | ROB | 4.89 | 1.499 | 0 | 0 | 0 | 3.391 | 41.3064 |  | kWh | 0.004628 | -0.74362 | Residential |  | Winter Only | [6 empty] | Residential Furnaces (<0.3):Uncontrolled | 9.24 | 54% | 54% |  |  |  | 67% | [7 empty] | 0% | 0% | 0% | 11297.4 | 0 | 0 | 0 | 0 | 0 | 0 | 0 | 0 | 0 | 0 | 2013 Qtr 1: 0; 2013 Qtr 2: 9197.9; 2013 Qtr 3: 1138.1; 2013 Qtr 4: 961.4 | 11297.4 | 0
3245 | 414034 - Reflectors (25 watt) 1,100-1,599 Lumens | Res-Lighting-InGen_CFLratio0409_CFLscw-Refl-25w | 7 | Residential | res:DEER:Indoor_CFL_Ltg | TRUE |  |  | Lamp | ROB | 4.89 | 1.5 | 0 | 0 | 0 | 3.39 | 42.6 |  | kWh | 0.00403 | -0.752 | Residential |  | Winter Only | [6 empty] | Residential Furnaces (<0.3):Uncontrolled | 9.24 | 54% | 54% |  |  |  | 67% | [7 empty] | 0% | 0% | 0% | 59520 | 0 | 0 | 0 | 0 | 0 | 0 | 0 | 0 | 0 | 0 | 2013 Qtr 1: 0; 2013 Qtr 2: 59520; 2013 Qtr 3: 0; 2013 Qtr 4: 0 | 59520 | 0
3245 | 414036 - Reflectors (26 Watt) >= 1,600 Lumens | Res-Lighting-InGen_CFLratio0409_CFLscw-Refl-26w | 10 | Residential | res:DEER:Indoor_CFL_Ltg | TRUE |  |  | Lamp | ROB | 4.891 | 1.456 | 0 | 0 | 0 | 3.435 | 46.5 |  | kWh | 0.00515 | -0.916 | Residential |  | Winter Only | [6 empty] | Residential Furnaces (<0.3):Uncontrolled | 9.24 | 54% | 54% |  |  |  | 67% | [7 empty] | 0% | 0% | 0% | 720 | 0 | 0 | 0 | 0 | 0 | 0 | 0 | 0 | 0 | 0 | 2013 Qtr 1: 0; 2013 Qtr 2: 339; 2013 Qtr 3: 291; 2013 Qtr 4: 90 | 720 | 0
3245 | 414036 - Reflectors (26 Watt) >= 1,600 Lumens | Res-Lighting-InGen_CFLratio0409_CFLscw-Refl-26w | 7 | Residential | res:DEER:Indoor_CFL_Ltg | TRUE |  |  | Lamp | ROB | 4.89 | 1.341 | 0 | 0 | 0 | 3.549 | 44.2547 |  | kWh | 0.004195 | -0.77309 | Residential |  | Winter Only | [6 empty] | Residential Furnaces (<0.3):Uncontrolled | 9.24 | 54% | 54% |  |  |  | 67% | [7 empty] | 0% | 0% | 0% | 1289 | 0 | 0 | 0 | 0 | 0 | 0 | 0 | 0 | 0 | 0 | 2013 Qtr 1: 268; 2013 Qtr 2: 313; 2013 Qtr 3: 559; 2013 Qtr 4: 149 | 1289 | 0
3245 | 414036 - Reflectors (26 Watt) >= 1,600 Lumens | Res-Lighting-InGen_CFLratio0409_CFLscw-Refl-26w | System | Residential | res:DEER:Indoor_CFL_Ltg | TRUE |  |  | Lamp | ROB | 4.89 | 1.465 | 0 | 0 | 0 | 3.425 | 44.7 |  | kWh | 0.00411 | -0.956 | Residential |  | Winter Only | [6 empty] | Residential Furnaces (<0.3):Uncontrolled | 9.24 | 54% | 54% |  |  |  | 67% | [7 empty] | 0% | 0% | 0% | 34 | 0 | 0 | 0 | 0 | 0 | 0 | 0 | 0 | 0 | 0 | 2013 Qtr 1: 0; 2013 Qtr 2: 0; 2013 Qtr 3: 30; 2013 Qtr 4: 4 | 34 | 0
3245 | 414042 - Globes (<= 12 watt) <800 Lumens | Res-Lighting-InGen_CFLratio0347_CFLscw-11w | 10 | Residential | res:DEER:Indoor_CFL_Ltg | TRUE |  |  | Lamp | ROB | 5.685 | 1.481 | 0 | 0 | 0 | 4.204 | 15.6978 |  | kWh | 0.001739 | -0.30806 | Residential |  | Winter Only | [6 empty] | Residential Furnaces (<0.3):Uncontrolled | 9.24 | 54% | 54% |  |  |  | 67% | [7 empty] | 0% | 0% | 0% | 3949 | 0 | 0 | 0 | 0 | 0 | 0 | 0 | 0 | 0 | 0 | 2013 Qtr 1: 0; 2013 Qtr 2: 1406; 2013 Qtr 3: 1649; 2013 Qtr 4: 894 | 3949 | 0
3245 | 414042 - Globes (<= 12 watt) <800 Lumens | Res-Lighting-InGen_CFLratio0347_CFLscw-11w | 7 | Residential | res:DEER:Indoor_CFL_Ltg | TRUE |  |  | Lamp | ROB | 5.685 | 1.449 | 0 | 0 | 0 | 4.236 | 14.9952 |  | kWh | 0.00142 | -0.26405 | Residential |  | Winter Only | [6 empty] | Residential Furnaces (<0.3):Uncontrolled | 9.24 | 54% | 54% |  |  |  | 67% | [7 empty] | 0% | 0% | 0% | 9116 | 0 | 0 | 0 | 0 | 0 | 0 | 0 | 0 | 0 | 0 | 2013 Qtr 1: 1614; 2013 Qtr 2: 1881; 2013 Qtr 3: 3511; 2013 Qtr 4: 2110 | 9116 | 1
3245 | 414042 - Globes (<= 12 watt) <800 Lumens | Res-Lighting-InGen_CFLratio0347_CFLscw-11w | System | Residential | res:DEER:Indoor_CFL_Ltg | TRUE |  |  | Lamp | ROB | 5.685 | 1.498 | 0 | 0 | 0 | 4.187 | 15.7976 |  | kWh | 0.001756 | -0.28551 | Residential |  | Winter Only | [6 empty] | Residential Furnaces (<0.3):Uncontrolled | 9.24 | 54% | 54% |  |  |  | 67% | [7 empty] | 0% | 0% | 0% | 2437 | 0 | 0 | 0 | 0 | 0 | 0 | 0 | 0 | 0 | 0 | 2013 Qtr 1: 0; 2013 Qtr 2: 1841; 2013 Qtr 3: 410; 2013 Qtr 4: 186 | 2437 | 1
3245 | 414043 - Reflectors (<= 12 watt) <800 Lumens | Res-Lighting-InGen_CFLratio0409_CFLscw-Refl-12w | 10 | Residential | res:DEER:Indoor_CFL_Ltg | TRUE |  |  | Lamp | ROB | 3.11 | 1.495 | 0 | 0 | 0 | 1.615 | 21.5 |  | kWh | 0.00238 | -0.423 | Residential |  | Winter Only | [6 empty] | Residential Furnaces (<0.3):Uncontrolled | 9.24 | 54% | 54% |  |  |  | 67% | [7 empty] | 0% | 0% | 0% | 240 | 0 | 0 | 0 | 0 | 0 | 0 | 0 | 0 | 0 | 0 | 2013 Qtr 1: 0; 2013 Qtr 2: 100; 2013 Qtr 3: 98; 2013 Qtr 4: 42 | 240 | 1
3245 | 414043 - Reflectors (<= 12 watt) <800 Lumens | Res-Lighting-InGen_CFLratio0409_CFLscw-Refl-12w | 7 | Residential | res:DEER:Indoor_CFL_Ltg | TRUE |  |  | Lamp | ROB | 3.111 | 1.497 | 0 | 0 | 0 | 1.614 | 20.4973 |  | kWh | 0.00194 | -0.36045 | Residential |  | Winter Only | [6 empty] | Residential Furnaces (<0.3):Uncontrolled | 9.24 | 54% | 54% |  |  |  | 67% | [7 empty] | 0% | 0% | 0% | 1749 | 0 | 0 | 0 | 0 | 0 | 0 | 0 | 0 | 0 | 0 | 2013 Qtr 1: 1484; 2013 Qtr 2: 17; 2013 Qtr 3: 174; 2013 Qtr 4: 74 | 1749 | 1
3245 | 414043 - Reflectors (<= 12 watt) <800 Lumens | Res-Lighting-InGen_CFLratio0409_CFLscw-Refl-12w | System | Residential | res:DEER:Indoor_CFL_Ltg | TRUE |  |  | Lamp | ROB | 3.11 | 1.5 | 0 | 0 | 0 | 1.61 | 21.6883 |  | kWh | 0.002463 | -0.38269 | Residential |  | Winter Only | [6 empty] | Residential Furnaces (<0.3):Uncontrolled | 9.24 | 54% | 54% |  |  |  | 67% | [7 empty] | 0% | 0% | 0% | 685 | 0 | 0 | 0 | 0 | 0 | 0 | 0 | 0 | 0 | 0 | 2013 Qtr 1: 0; 2013 Qtr 2: 677; 2013 Qtr 3: 4; 2013 Qtr 4: 4 | 685 | 1
3245 | 414044 - A-Lamp (18 watt) >=1,100 Lumens | Res-Lighting-InGen_CFLratio0347_CFLscw-18w | 7 | Residential | res:DEER:Indoor_CFL_Ltg | TRUE |  |  | Lamp | ROB | 2.81 | 1 | 0 | 0 | 0 | 1.81 | 24.5 |  | kWh | 0.00232 | -0.433 | Residential |  | Winter Only | [6 empty] | Residential Furnaces (<0.3):Uncontrolled | 9.24 | 54% | 54% |  |  |  | 67% | [7 empty] | 0% | 0% | 0% | 106 | 0 | 0 | 0 | 0 | 0 | 0 | 0 | 0 | 0 | 0 | 2013 Qtr 1: 102; 2013 Qtr 2: 4; 2013 Qtr 3: 0; 2013 Qtr 4: 0 | 106 | 1
3245 | 414045 - A-Lamp (14 watt) >=800 Lumens | Res-Lighting-InGen_CFLratio0347_CFLscw-14w | 10 | Residential | res:DEER:Indoor_CFL_Ltg | TRUE |  |  | Lamp | ROB | 2.811 | 1.2 | 0 | 0 | 0 | 1.611 | 19.9982 |  | kWh | 0.002219 | -0.39299 | Residential |  | Winter Only | [6 empty] | Residential Furnaces (<0.3):Uncontrolled | 9.24 | 54% | 54% |  |  |  | 67% | [7 empty] | 0% | 0% | 0% | 125590 | 0 | 0 | 0 | 0 | 0 | 0 | 0 | 0 | 0 | 0 | 2013 Qtr 1: 0; 2013 Qtr 2: 1079.2; 2013 Qtr 3: 120330.8; 2013 Qtr 4: 4180 | 125590 | 1
3245 | 414045 - A-Lamp (14 watt) >=800 Lumens | Res-Lighting-InGen_CFLratio0347_CFLscw-14w | 7 | Residential | res:DEER:Indoor_CFL_Ltg | TRUE |  |  | Lamp | ROB | 2.811 | 1.2 | 0 | 0 | 0 | 1.611 | 19.0158 |  | kWh | 0.001816 | -0.32121 | Residential |  | Winter Only | [6 empty] | Residential Furnaces (<0.3):Uncontrolled | 9.24 | 54% | 54% |  |  |  | 67% | [7 empty] | 0% | 0% | 0% | 167983.75 | 0 | 0 | 0 | 0 | 0 | 0 | 0 | 0 | 0 | 0 | 2013 Qtr 1: 6842.85; 2013 Qtr 2: 3191.05; 2013 Qtr 3: 148856.45; 2013 Qtr 4: 9093.4 | 167983.75 | 1
3245 | 414045 - A-Lamp (14 watt) >=800 Lumens | Res-Lighting-InGen_CFLratio0347_CFLscw-14w | System | Residential | res:DEER:Indoor_CFL_Ltg | TRUE |  |  | Lamp | ROB | 2.811 | 1.2 | 0 | 0 | 0 | 1.611 | 20.0292 |  | kWh | 0.002228 | -0.35702 | Residential |  | Winter Only | [6 empty] | Residential Furnaces (<0.3):Uncontrolled | 9.24 | 54% | 54% |  |  |  | 67% | [7 empty] | 0% | 0% | 0% | 7396.7 | 0 | 0 | 0 | 0 | 0 | 0 | 0 | 0 | 0 | 0 | 2013 Qtr 1: 0; 2013 Qtr 2: 5622.1; 2013 Qtr 3: 503.5; 2013 Qtr 4: 1271.1 | 7396.7 | 1
3245 | 414046 - A-Lamp (15 watt) >=1,100 Lumens | Res-Lighting-InGen_CFLratio0347_CFLscw-15w | 10 | Residential | res:DEER:Indoor_CFL_Ltg | TRUE |  |  | Lamp | ROB | 2.81 | 1.2 | 0 | 0 | 0 | 1.61 | 21.5 |  | kWh | 0.00237 | -0.422 | Residential |  | Winter Only | [6 empty] | Residential Furnaces (<0.3):Uncontrolled | 9.24 | 54% | 54% |  |  |  | 67% | [7 empty] | 0% | 0% | 0% | 53 | 0 | 0 | 0 | 0 | 0 | 0 | 0 | 0 | 0 | 0 | 2013 Qtr 1: 0; 2013 Qtr 2: 0; 2013 Qtr 3: 53; 2013 Qtr 4: 0 | 53 | 1
3245 | 414046 - A-Lamp (15 watt) >=1,100 Lumens | Res-Lighting-InGen_CFLratio0347_CFLscw-15w | 7 | Residential | res:DEER:Indoor_CFL_Ltg | TRUE |  |  | Lamp | ROB | 2.81 | 1.192 | 0 | 0 | 0 | 1.618 | 20.4939 |  | kWh | 0.00193 | -0.36001 | Residential |  | Winter Only | [6 empty] | Residential Furnaces (<0.3):Uncontrolled | 9.24 | 54% | 54% |  |  |  | 67% | [7 empty] | 0% | 0% | 0% | 574 | 0 | 0 | 0 | 0 | 0 | 0 | 0 | 0 | 0 | 0 | 2013 Qtr 1: 278; 2013 Qtr 2: 245; 2013 Qtr 3: 51; 2013 Qtr 4: 0 | 574 | 1
3245 | 414046 - A-Lamp (15 watt) >=1,100 Lumens | Res-Lighting-InGen_CFLratio0347_CFLscw-15w | System | Residential | res:DEER:Indoor_CFL_Ltg | TRUE |  |  | Lamp | ROB | 2.81 | 1.2 | 0 | 0 | 0 | 1.61 | 21.6 |  | kWh | 0.00247 | -0.382 | Residential |  | Winter Only | [6 empty] | Residential Furnaces (<0.3):Uncontrolled | 9.24 | 54% | 54% |  |  |  | 67% | [7 empty] | 0% | 0% | 0% | 516 | 0 | 0 | 0 | 0 | 0 | 0 | 0 | 0 | 0 | 0 | 2013 Qtr 1: 0; 2013 Qtr 2: 516; 2013 Qtr 3: 0; 2013 Qtr 4: 0 | 516 | 1
3245 | 414049 - Reflectors (<=12 watt) 800-1,099 Lumens | Res-Lighting-InGen_CFLratio0409_CFLscw-Refl-12w | 10 | Residential | res:DEER:Indoor_CFL_Ltg | TRUE |  |  | Lamp | ROB | 3.11 | 1.493 | 0 | 0 | 0 | 1.617 | 21.4416 |  | kWh | 0.002366 | -0.39924 | Residential |  | Winter Only | [6 empty] | Residential Furnaces (<0.3):Uncontrolled | 9.24 | 54% | 54% |  |  |  | 67% | [7 empty] | 0% | 0% | 0% | 842 | 0 | 0 | 0 | 0 | 0 | 0 | 0 | 0 | 0 | 0 | 2013 Qtr 1: 0; 2013 Qtr 2: 10; 2013 Qtr 3: 516; 2013 Qtr 4: 316 | 842 | 0
3245 | 414049 - Reflectors (<=12 watt) 800-1,099 Lumens | Res-Lighting-InGen_CFLratio0409_CFLscw-Refl-12w | 7 | Residential | res:DEER:Indoor_CFL_Ltg | TRUE |  |  | Lamp | ROB | 3.11 | 1.498 | 0 | 0 | 0 | 1.612 | 20.5 |  | kWh | 0.00194 | -0.361 | Residential |  | Winter Only | [6 empty] | Residential Furnaces (<0.3):Uncontrolled | 9.24 | 54% | 54% |  |  |  | 67% | [7 empty] | 0% | 0% | 0% | 9920 | 0 | 0 | 0 | 0 | 0 | 0 | 0 | 0 | 0 | 0 | 2013 Qtr 1: 7954; 2013 Qtr 2: 20; 2013 Qtr 3: 1268; 2013 Qtr 4: 678 | 9920 | 0
3245 | 414049 - Reflectors (<=12 watt) 800-1,099 Lumens | Res-Lighting-InGen_CFLratio0409_CFLscw-Refl-12w | System | Residential | res:DEER:Indoor_CFL_Ltg | TRUE |  |  | Lamp | ROB | 3.11 | 1.5 | 0 | 0 | 0 | 1.61 | 21.6433 |  | kWh | 0.002438 | -0.38534 | Residential |  | Winter Only | [6 empty] | Residential Furnaces (<0.3):Uncontrolled | 9.24 | 54% | 54% |  |  |  | 67% | [7 empty] | 0% | 0% | 0% | 4836 | 0 | 0 | 0 | 0 | 0 | 0 | 0 | 0 | 0 | 0 | 2013 Qtr 1: 0; 2013 Qtr 2: 4384; 2013 Qtr 3: 302; 2013 Qtr 4: 150 | 4836 | 0
3245 | 414050 - Reflectors (18 watt) 1,100-1,599 Lumens | Res-Lighting-InGen_CFLratio0409_CFLscw-Refl-18w | 10 | Residential | res:DEER:Indoor_CFL_Ltg | TRUE |  |  | Lamp | ROB | 3.11 | 1.5 | 0 | 0 | 0 | 1.61 | 32.1473 |  | kWh | 0.003552 | -0.60204 | Residential |  | Winter Only | [6 empty] | Residential Furnaces (<0.3):Uncontrolled | 9.24 | 54% | 54% |  |  |  | 67% | [7 empty] | 0% | 0% | 0% | 1082 | 0 | 0 | 0 | 0 | 0 | 0 | 0 | 0 | 0 | 0 | 2013 Qtr 1: 0; 2013 Qtr 2: 0; 2013 Qtr 3: 620; 2013 Qtr 4: 462 | 1082 | 0
3245 | 414050 - Reflectors (18 watt) 1,100-1,599 Lumens | Res-Lighting-InGen_CFLratio0409_CFLscw-Refl-18w | 7 | Residential | res:DEER:Indoor_CFL_Ltg | TRUE |  |  | Lamp | ROB | 3.11 | 1.5 | 0 | 0 | 0 | 1.61 | 30.7 |  | kWh | 0.0029 | -0.542 | Residential |  | Winter Only | [6 empty] | Residential Furnaces (<0.3):Uncontrolled | 9.24 | 54% | 54% |  |  |  | 67% | [7 empty] | 0% | 0% | 0% | 1764 | 0 | 0 | 0 | 0 | 0 | 0 | 0 | 0 | 0 | 0 | 2013 Qtr 1: 0; 2013 Qtr 2: 0; 2013 Qtr 3: 1084; 2013 Qtr 4: 680 | 1764 | 0
3245 | 414050 - Reflectors (18 watt) 1,100-1,599 Lumens | Res-Lighting-InGen_CFLratio0409_CFLscw-Refl-18w | System | Residential | res:DEER:Indoor_CFL_Ltg | TRUE |  |  | Lamp | ROB | 3.11 | 1.5 | 0 | 0 | 0 | 1.61 | 32.2706 |  | kWh | 0.003578 | -0.58661 | Residential |  | Winter Only | [6 empty] | Residential Furnaces (<0.3):Uncontrolled | 9.24 | 54% | 54% |  |  |  | 67% | [7 empty] | 0% | 0% | 0% | 1504 | 0 | 0 | 0 | 0 | 0 | 0 | 0 | 0 | 0 | 0 | 2013 Qtr 1: 0; 2013 Qtr 2: 1092; 2013 Qtr 3: 280; 2013 Qtr 4: 132 | 1504 | 0
3245 | 414051 - Reflectors (15 watt) 800-1,099 Lumens | Res-Lighting-InGen_CFLratio0409_CFLscw-Refl-15w | 10 | Residential | res:DEER:Indoor_CFL_Ltg | TRUE |  |  | Lamp | ROB | 3.111 | 1.321 | 0 | 0 | 0 | 1.79 | 26.7529 |  | kWh | 0.002951 | -0.49219 | Residential |  | Winter Only | [6 empty] | Residential Furnaces (<0.3):Uncontrolled | 9.24 | 54% | 54% |  |  |  | 67% | [7 empty] | 0% | 0% | 0% | 9376.5 | 0 | 0 | 0 | 0 | 0 | 0 | 0 | 0 | 0 | 0 | 2013 Qtr 1: 0; 2013 Qtr 2: 45.6; 2013 Qtr 3: 5529; 2013 Qtr 4: 3801.9 | 9376.5 | 1
3245 | 414051 - Reflectors (15 watt) 800-1,099 Lumens | Res-Lighting-InGen_CFLratio0409_CFLscw-Refl-15w | 7 | Residential | res:DEER:Indoor_CFL_Ltg | TRUE |  |  | Lamp | ROB | 3.11 | 1.307 | 0 | 0 | 0 | 1.803 | 25.5997 |  | kWh | 0.00242 | -0.45094 | Residential |  | Winter Only | [6 empty] | Residential Furnaces (<0.3):Uncontrolled | 9.24 | 54% | 54% |  |  |  | 67% | [7 empty] | 0% | 0% | 0% | 17126.6 | 0 | 0 | 0 | 0 | 0 | 0 | 0 | 0 | 0 | 0 | 2013 Qtr 1: 1126.7; 2013 Qtr 2: 382.85; 2013 Qtr 3: 9437.3; 2013 Qtr 4: 6179.75 | 17126.6 | 1
3245 | 414051 - Reflectors (15 watt) 800-1,099 Lumens | Res-Lighting-InGen_CFLratio0409_CFLscw-Refl-15w | System | Residential | res:DEER:Indoor_CFL_Ltg | TRUE |  |  | Lamp | ROB | 3.11 | 1.321 | 0 | 0 | 0 | 1.789 | 27.0084 |  | kWh | 0.003039 | -0.48229 | Residential |  | Winter Only | [6 empty] | Residential Furnaces (<0.3):Uncontrolled | 9.24 | 54% | 54% |  |  |  | 67% | [7 empty] | 0% | 0% | 0% | 18466.1 | 0 | 0 | 0 | 0 | 0 | 0 | 0 | 0 | 0 | 0 | 2013 Qtr 1: 0; 2013 Qtr 2: 14981.5; 2013 Qtr 3: 2088.1; 2013 Qtr 4: 1396.5 | 18466.1 | 1
3245 | 414053 - Adder for Specialty Bulb | WP_NoSavings-Rev00-Msr001 | System | Residential | res:DEER:Indoor_CFL_Ltg | TRUE |  |  | Unit | ROB | 0 | 0.01 | 0 | 0 | 0 | -0.01 | 0 |  | kWh | 0 | 0 | Residential |  | Winter Only | [6 empty] | Residential Furnaces (<0.3):Uncontrolled | 0 | 55% | 55% |  |  |  | 67% | 90% | [6 empty] | 0% | 0% | 0% | 28592886 | 0 | 0 | 0 | 0 | 0 | 0 | 0 | 0 | 0 | 0 | 2013 Qtr 1: 6009760; 2013 Qtr 2: 5681010; 2013 Qtr 3: 13951140; 2013 Qtr 4: 2950976 | 28592886 | 1
3245 | 414054 - A-Lamp (<=12 watt) <800 Lumens | Res-Lighting-InGen_CFLratio0347_CFLscw-11w | 10 | Residential | res:DEER:Indoor_CFL_Ltg | TRUE |  |  | Lamp | ROB | 2.811 | 1.198 | 0 | 0 | 0 | 1.613 | 15.697 |  | kWh | 0.001739 | -0.30735 | Residential |  | Winter Only | [6 empty] | Residential Furnaces (<0.3):Uncontrolled | 9.24 | 54% | 54% |  |  |  | 67% | [7 empty] | 0% | 0% | 0% | 3059.95 | 0 | 0 | 0 | 0 | 0 | 0 | 0 | 0 | 0 | 0 | 2013 Qtr 1: 0; 2013 Qtr 2: 1168.5; 2013 Qtr 3: 1186.55; 2013 Qtr 4: 704.9 | 3059.95 | 0
3245 | 414054 - A-Lamp (<=12 watt) <800 Lumens | Res-Lighting-InGen_CFLratio0347_CFLscw-11w | 7 | Residential | res:DEER:Indoor_CFL_Ltg | TRUE |  |  | Lamp | ROB | 2.81 | 1.198 | 0 | 0 | 0 | 1.612 | 14.9968 |  | kWh | 0.00142 | -0.26436 | Residential |  | Winter Only | [6 empty] | Residential Furnaces (<0.3):Uncontrolled | 9.24 | 54% | 54% |  |  |  | 67% | [7 empty] | 0% | 0% | 0% | 10723.6 | 0 | 0 | 0 | 0 | 0 | 0 | 0 | 0 | 0 | 0 | 2013 Qtr 1: 4647.4; 2013 Qtr 2: 2394.95; 2013 Qtr 3: 2130.85; 2013 Qtr 4: 1550.4 | 10723.6 | 0
3245 | 414054 - A-Lamp (<=12 watt) <800 Lumens | Res-Lighting-InGen_CFLratio0347_CFLscw-11w | System | Residential | res:DEER:Indoor_CFL_Ltg | TRUE |  |  | Lamp | ROB | 2.81 | 1.2 | 0 | 0 | 0 | 1.61 | 15.8379 |  | kWh | 0.001777 | -0.28334 | Residential |  | Winter Only | [6 empty] | Residential Furnaces (<0.3):Uncontrolled | 9.24 | 54% | 54% |  |  |  | 67% | [7 empty] | 0% | 0% | 0% | 2742.65 | 0 | 0 | 0 | 0 | 0 | 0 | 0 | 0 | 0 | 0 | 2013 Qtr 1: 0; 2013 Qtr 2: 2435.8; 2013 Qtr 3: 237.5; 2013 Qtr 4: 69.35 | 2742.65 | 1
3245 | 414065 - Commercial-Reflectors (15 watt) <800 Lumens | Res-Lighting-InGen_CFLratio0347_CFLscw-15w | 10 | Commercial | NON_res:DEER:Indoor_CFL_Ltg | TRUE |  |  | Lamp | ROB | 3.11 | 1.343 | 0 | 0 | 0 | 1.767 | 21.4993 |  | kWh | 0.00237 | -0.42173 | Commercial |  | Winter Only | [6 empty] | Small Boilers (<100 MMBtu/hr Heat Input):Uncontrolled | 9.24 | 54% | 54% |  |  |  | 67% | [7 empty] | 0% | 0% | 0% | 1470.6 | 0 | 0 | 0 | 0 | 0 | 0 | 0 | 0 | 0 | 0 | 2013 Qtr 1: 0; 2013 Qtr 2: 18.85; 2013 Qtr 3: 484.35; 2013 Qtr 4: 967.4 | 1470.6 | 1
3245 | 414065 - Commercial-Reflectors (15 watt) <800 Lumens | Res-Lighting-InGen_CFLratio0347_CFLscw-15w | 7 | Commercial | NON_res:DEER:Indoor_CFL_Ltg | TRUE |  |  | Lamp | ROB | 3.111 | 1.297 | 0 | 0 | 0 | 1.814 | 20.3633 |  | kWh | 0.001941 | -0.33886 | Commercial |  | Winter Only | [6 empty] | Small Boilers (<100 MMBtu/hr Heat Input):Uncontrolled | 9.24 | 54% | 54% |  |  |  | 67% | [7 empty] | 0% | 0% | 0% | 2856.35 | 0 | 0 | 0 | 0 | 0 | 0 | 0 | 0 | 0 | 0 | 2013 Qtr 1: 0; 2013 Qtr 2: 253.9; 2013 Qtr 3: 820.8; 2013 Qtr 4: 1781.65 | 2856.35 | 1
3245 | 414065 - Commercial-Reflectors (15 watt) <800 Lumens | Res-Lighting-InGen_CFLratio0347_CFLscw-15w | System | Commercial | NON_res:DEER:Indoor_CFL_Ltg | TRUE |  |  | Lamp | ROB | 3.11 | 1.477 | 0 | 0 | 0 | 1.633 | 20.4339 |  | kWh | 0.001898 | -0.3614 | Commercial |  | Winter Only | [6 empty] | Small Boilers (<100 MMBtu/hr Heat Input):Uncontrolled | 9.24 | 54% | 54% |  |  |  | 67% | [7 empty] | 0% | 0% | 0% | 2867.9 | 0 | 0 | 0 | 0 | 0 | 0 | 0 | 0 | 0 | 0 | 2013 Qtr 1: 923; 2013 Qtr 2: 1154.15; 2013 Qtr 3: 332.85; 2013 Qtr 4: 457.9 | 2867.9 | 1
3245 | 414067 - Commercial-Globes (15 watt) 800-1099 Lumens | Com-Lighting-InGen_CFLratio0357_CFLscw-15w | System | Commercial | NON_res:DEER:Indoor_CFL_Ltg | TRUE |  |  | Lamp | ROB | 5.685 | 1.427 | 0 | 0 | 0 | 4.258 | 133 |  | kWh | 0.0281 | -0.332 | Commercial |  | Winter Only | [6 empty] | Small Boilers (<100 MMBtu/hr Heat Input):Uncontrolled | 3.3 | 54% | 54% |  |  |  | 67% | [7 empty] | 0% | 0% | 0% | 97.3 | 0 | 0 | 0 | 0 | 0 | 0 | 0 | 0 | 0 | 0 | 2013 Qtr 1: 10.65; 2013 Qtr 2: 20.8; 2013 Qtr 3: 48.9; 2013 Qtr 4: 16.95 | 97.3 | 1
3245 | 414068 - Commercial-Reflectors (18 watt) 800-1,099 Lumens | Res-Lighting-InGen_CFLratio0347_CFLscw-18w | 7 | Commercial | NON_res:DEER:Indoor_CFL_Ltg | TRUE |  |  | Lamp | ROB | 3.111 | 0.9 | 0 | 0 | 0 | 2.211 | 24.5 |  | kWh | 0.00232 | -0.433 | Commercial |  | Winter Only | [6 empty] | Small Boilers (<100 MMBtu/hr Heat Input):Uncontrolled | 9.24 | 54% | 54% |  |  |  | 67% | [7 empty] | 0% | 0% | 0% | 179 | 0 | 0 | 0 | 0 | 0 | 0 | 0 | 0 | 0 | 0 | 2013 Qtr 1: 179; 2013 Qtr 2: 0; 2013 Qtr 3: 0; 2013 Qtr 4: 0 | 179 | 1
3245 | 414068 - Commercial-Reflectors (18 watt) 800-1,099 Lumens | Res-Lighting-InGen_CFLratio0347_CFLscw-18w | System | Commercial | NON_res:DEER:Indoor_CFL_Ltg | TRUE |  |  | Lamp | ROB | 3.11 | 0.9 | 0 | 0 | 0 | 2.21 | 26 |  | kWh | 0.00297 | -0.458 | Commercial |  | Winter Only | [6 empty] | Small Boilers (<100 MMBtu/hr Heat Input):Uncontrolled | 9.24 | 54% | 54% |  |  |  | 67% | [7 empty] | 0% | 0% | 0% | 134.2 | 0 | 0 | 0 | 0 | 0 | 0 | 0 | 0 | 0 | 0 | 2013 Qtr 1: 0; 2013 Qtr 2: 134.2; 2013 Qtr 3: 0; 2013 Qtr 4: 0 | 134.2 | 1
3245 | 414069 - Commercial-A-Lamp (15 watt) <1,100 Lumens | Com-Lighting-InGen_CFLratio0357_CFLscw-15w | System | Commercial | NON_res:DEER:Indoor_CFL_Ltg | TRUE |  |  | Lamp | ROB | 2.811 | 1.199 | 0 | 0 | 0 | 1.612 | 133 |  | kWh | 0.0281 | -0.332 | Commercial |  | Winter Only | [6 empty] | Small Boilers (<100 MMBtu/hr Heat Input):Uncontrolled | 3.3 | 54% | 54% |  |  |  | 67% | [7 empty] | 0% | 0% | 0% | 131.35 | 0 | 0 | 0 | 0 | 0 | 0 | 0 | 0 | 0 | 0 | 2013 Qtr 1: 64.4; 2013 Qtr 2: 13.5; 2013 Qtr 3: 27.75; 2013 Qtr 4: 25.7 | 131.35 | 1
3245 | 414070 - Commercial-A-Lamp (18 watt) <1,100 Lumens | Com-Lighting-InGen_CFLratio0357_CFLscw-18w | System | Commercial | NON_res:DEER:Indoor_CFL_Ltg | TRUE |  |  | Lamp | ROB | 2.81 | 1.2 | 0 | 0 | 0 | 1.61 | 159 |  | kWh | 0.0338 | -0.398 | Commercial |  | Winter Only | [6 empty] | Small Boilers (<100 MMBtu/hr Heat Input):Uncontrolled | 3.3 | 54% | 54% |  |  |  | 67% | [7 empty] | 0% | 0% | 0% | 2998.4 | 0 | 0 | 0 | 0 | 0 | 0 | 0 | 0 | 0 | 0 | 2013 Qtr 1: 12.4; 2013 Qtr 2: 2985.4; 2013 Qtr 3: 0.5; 2013 Qtr 4: 0.1 | 2998.4 | 1
3245 | 414072 - Commercial-Reflectors (20 watt) 800-1,099 Lumens | Res-Lighting-InGen_CFLratio0347_CFLscw-20w | 10 | Commercial | NON_res:DEER:Indoor_CFL_Ltg | TRUE |  |  | Lamp | ROB | 3.111 | 1.2 | 0 | 0 | 0 | 1.911 | 28.583 |  | kWh | 0.003165 | -0.55381 | Commercial |  | Winter Only | [6 empty] | Small Boilers (<100 MMBtu/hr Heat Input):Uncontrolled | 9.24 | 54% | 54% |  |  |  | 67% | [7 empty] | 0% | 0% | 0% | 7.05 | 0 | 0 | 0 | 0 | 0 | 0 | 0 | 0 | 0 | 0 | 2013 Qtr 1: 0; 2013 Qtr 2: 0; 2013 Qtr 3: 7.05; 2013 Qtr 4: 0 | 7.05 | 1
3245 | 414072 - Commercial-Reflectors (20 watt) 800-1,099 Lumens | Res-Lighting-InGen_CFLratio0347_CFLscw-20w | 7 | Commercial | NON_res:DEER:Indoor_CFL_Ltg | TRUE |  |  | Lamp | ROB | 3.111 | 1.2 | 0 | 0 | 0 | 1.911 | 27.3 |  | kWh | 0.00258 | -0.481 | Commercial |  | Winter Only | [6 empty] | Small Boilers (<100 MMBtu/hr Heat Input):Uncontrolled | 9.24 | 54% | 54% |  |  |  | 67% | [7 empty] | 0% | 0% | 0% | 16.65 | 0 | 0 | 0 | 0 | 0 | 0 | 0 | 0 | 0 | 0 | 2013 Qtr 1: 0; 2013 Qtr 2: 0; 2013 Qtr 3: 16.65; 2013 Qtr 4: 0 | 16.65 | 1
3245 | 414072 - Commercial-Reflectors (20 watt) 800-1,099 Lumens | Res-Lighting-InGen_CFLratio0347_CFLscw-20w | System | Commercial | NON_res:DEER:Indoor_CFL_Ltg | TRUE |  |  | Lamp | ROB | 3.111 | 1.422 | 0 | 0 | 0 | 1.689 | 28.59 |  | kWh | 0.003167 | -0.52176 | Commercial |  | Winter Only | [6 empty] | Small Boilers (<100 MMBtu/hr Heat Input):Uncontrolled | 9.24 | 54% | 54% |  |  |  | 67% | [7 empty] | 0% | 0% | 0% | 21.05 | 0 | 0 | 0 | 0 | 0 | 0 | 0 | 0 | 0 | 0 | 2013 Qtr 1: 0; 2013 Qtr 2: 15.55; 2013 Qtr 3: 5.5; 2013 Qtr 4: 0 | 21.05 | 1
3245 | 414073 - Commercial-Reflectors (23 watt) 1,100-1,599 Lumens | Res-Lighting-InGen_CFLratio0347_CFLscw-23w | 10 | Commercial | NON_res:DEER:Indoor_CFL_Ltg | TRUE |  |  | Lamp | ROB | 4.891 | 1.486 | 0 | 0 | 0 | 3.405 | 32.8596 |  | kWh | 0.003627 | -0.62282 | Commercial |  | Winter Only | [6 empty] | Small Boilers (<100 MMBtu/hr Heat Input):Uncontrolled | 9.24 | 54% | 54% |  |  |  | 67% | [7 empty] | 0% | 0% | 0% | 292.65 | 0 | 0 | 0 | 0 | 0 | 0 | 0 | 0 | 0 | 0 | 2013 Qtr 1: 0; 2013 Qtr 2: 0; 2013 Qtr 3: 166.55; 2013 Qtr 4: 126.1 | 292.65 | 1
3245 | 414073 - Commercial-Reflectors (23 watt) 1,100-1,599 Lumens | Res-Lighting-InGen_CFLratio0347_CFLscw-23w | 7 | Commercial | NON_res:DEER:Indoor_CFL_Ltg | TRUE |  |  | Lamp | ROB | 4.89 | 1.489 | 0 | 0 | 0 | 3.401 | 31.3986 |  | kWh | 0.00297 | -0.55275 | Commercial |  | Winter Only | [6 empty] | Small Boilers (<100 MMBtu/hr Heat Input):Uncontrolled | 9.24 | 54% | 54% |  |  |  | 67% | [7 empty] | 0% | 0% | 0% | 832.25 | 0 | 0 | 0 | 0 | 0 | 0 | 0 | 0 | 0 | 0 | 2013 Qtr 1: 153.3; 2013 Qtr 2: 98.6; 2013 Qtr 3: 351.4; 2013 Qtr 4: 228.95 | 832.25 | 1
3245 | 414073 - Commercial-Reflectors (23 watt) 1,100-1,599 Lumens | Res-Lighting-InGen_CFLratio0347_CFLscw-23w | System | Commercial | NON_res:DEER:Indoor_CFL_Ltg | TRUE |  |  | Lamp | ROB | 4.89 | 1.499 | 0 | 0 | 0 | 3.391 | 33.0369 |  | kWh | 0.0037 | -0.59427 | Commercial |  | Winter Only | [6 empty] | Small Boilers (<100 MMBtu/hr Heat Input):Uncontrolled | 9.24 | 54% | 54% |  |  |  | 67% | [7 empty] | 0% | 0% | 0% | 594.6 | 0 | 0 | 0 | 0 | 0 | 0 | 0 | 0 | 0 | 0 | 2013 Qtr 1: 0; 2013 Qtr 2: 484.1; 2013 Qtr 3: 59.9; 2013 Qtr 4: 50.6 | 594.6 | 1
3245 | 414076 - Commercial-A-Lamp (14 watt) >=800 Lumens | Com-Lighting-InGen_CFLratio0357_CFLscw-14w | 7 | Commercial | NON_res:DEER:Indoor_CFL_Ltg | TRUE |  |  | Lamp | ROB | 2.81 | 1.2 | 0 | 0 | 0 | 1.61 | 91 |  | kWh | 0.0184 | -0.314 | Commercial |  | Winter Only | [6 empty] | Small Boilers (<100 MMBtu/hr Heat Input):Uncontrolled | 4.35 | 54% | 54% |  |  |  | 67% | [7 empty] | 0% | 0% | 0% | 49.9 | 0 | 0 | 0 | 0 | 0 | 0 | 0 | 0 | 0 | 0 | 2013 Qtr 1: 0; 2013 Qtr 2: 0; 2013 Qtr 3: 0; 2013 Qtr 4: 49.9 | 49.9 | 1
3245 | 414076 - Commercial-A-Lamp (14 watt) >=800 Lumens | Com-Lighting-InGen_CFLratio0357_CFLscw-14w | System | Commercial | NON_res:DEER:Indoor_CFL_Ltg | TRUE |  |  | Lamp | ROB | 2.81 | 1.2 | 0 | 0 | 0 | 1.61 | 124 |  | kWh | 0.0263 | -0.31 | Commercial |  | Winter Only | [6 empty] | Small Boilers (<100 MMBtu/hr Heat Input):Uncontrolled | 3.3 | 54% | 54% |  |  |  | 67% | [7 empty] | 0% | 0% | 0% | 15790.65 | 0 | 0 | 0 | 0 | 0 | 0 | 0 | 0 | 0 | 0 | 2013 Qtr 1: 360.15; 2013 Qtr 2: 520.65; 2013 Qtr 3: 14194.25; 2013 Qtr 4: 715.6 | 15790.65 | 1
3245 | 414077 - Com-Reflectors (15 watt) 800-1,099 Lumens | Res-Lighting-InGen_CFLratio0347_CFLscw-15w | 10 | Residential | res:DEER:Indoor_CFL_Ltg | TRUE |  |  | Lamp | ROB | 3.111 | 1.321 | 0 | 0 | 0 | 1.79 | 21.4293 |  | kWh | 0.002356 | -0.3935 | Residential |  | Winter Only | [6 empty] | Residential Furnaces (<0.3):Uncontrolled | 9.24 | 54% | 54% |  |  |  | 67% | [7 empty] | 0% | 0% | 0% | 493.5 | 0 | 0 | 0 | 0 | 0 | 0 | 0 | 0 | 0 | 0 | 2013 Qtr 1: 0; 2013 Qtr 2: 2.4; 2013 Qtr 3: 291; 2013 Qtr 4: 200.1 | 493.5 | 1
3245 | 414077 - Com-Reflectors (15 watt) 800-1,099 Lumens | Res-Lighting-InGen_CFLratio0347_CFLscw-15w | 7 | Residential | res:DEER:Indoor_CFL_Ltg | TRUE |  |  | Lamp | ROB | 3.11 | 1.307 | 0 | 0 | 0 | 1.803 | 20.4997 |  | kWh | 0.00193 | -0.36095 | Residential |  | Winter Only | [6 empty] | Residential Furnaces (<0.3):Uncontrolled | 9.24 | 54% | 54% |  |  |  | 67% | [7 empty] | 0% | 0% | 0% | 901.4 | 0 | 0 | 0 | 0 | 0 | 0 | 0 | 0 | 0 | 0 | 2013 Qtr 1: 59.3; 2013 Qtr 2: 20.15; 2013 Qtr 3: 496.7; 2013 Qtr 4: 325.25 | 901.4 | 1
3245 | 414077 - Com-Reflectors (15 watt) 800-1,099 Lumens | Res-Lighting-InGen_CFLratio0347_CFLscw-15w | System | Residential | res:DEER:Indoor_CFL_Ltg | TRUE |  |  | Lamp | ROB | 3.11 | 1.321 | 0 | 0 | 0 | 1.789 | 21.5295 |  | kWh | 0.00243 | -0.38616 | Residential |  | Winter Only | [6 empty] | Residential Furnaces (<0.3):Uncontrolled | 9.24 | 54% | 54% |  |  |  | 67% | [7 empty] | 0% | 0% | 0% | 971.9 | 0 | 0 | 0 | 0 | 0 | 0 | 0 | 0 | 0 | 0 | 2013 Qtr 1: 0; 2013 Qtr 2: 788.5; 2013 Qtr 3: 109.9; 2013 Qtr 4: 73.5 | 971.9 | 1
3245 | 414079 - Commercial-A-Lamp (<=12 watt) <800 Lumens | Com-Lighting-InGen_CFLratio0357_CFLscw-11w | System | Commercial | NON_res:DEER:Indoor_CFL_Ltg | TRUE |  |  | Lamp | ROB | 2.811 | 1.199 | 0 | 0 | 0 | 1.612 | 97.4 |  | kWh | 0.0206 | -0.243 | Commercial |  | Winter Only | [6 empty] | Small Boilers (<100 MMBtu/hr Heat Input):Uncontrolled | 3.3 | 54% | 54% |  |  |  | 67% | [7 empty] | 0% | 0% | 0% | 869.8 | 0 | 0 | 0 | 0 | 0 | 0 | 0 | 0 | 0 | 0 | 2013 Qtr 1: 244.6; 2013 Qtr 2: 315.75; 2013 Qtr 3: 187.1; 2013 Qtr 4: 122.35 | 869.8 | 1
3245 | 414080 - Globes (14 watt) 800-1099 Lumens | Res-Lighting-InGen_CFLratio0347_CFLscw-14w | 10 | Residential | res:DEER:Indoor_CFL_Ltg | TRUE |  |  | Lamp | ROB | 3.111 | 1.496 | 0 | 0 | 0 | 1.615 | 19.9934 |  | kWh | 0.002218 | -0.39027 | Residential |  | Winter Only | [6 empty] | Residential Furnaces (<0.3):Uncontrolled | 9.24 | 54% | 54% |  |  |  | 67% | [7 empty] | 0% | 0% | 0% | 3276 | 0 | 0 | 0 | 0 | 0 | 0 | 0 | 0 | 0 | 0 | 2013 Qtr 1: 0; 2013 Qtr 2: 1392; 2013 Qtr 3: 1046; 2013 Qtr 4: 838 | 3276 | 1
3245 | 414080 - Globes (14 watt) 800-1099 Lumens | Res-Lighting-InGen_CFLratio0347_CFLscw-14w | 7 | Residential | res:DEER:Indoor_CFL_Ltg | TRUE |  |  | Lamp | ROB | 3.11 | 1.484 | 0 | 0 | 0 | 1.626 | 19.0928 |  | kWh | 0.001811 | -0.33565 | Residential |  | Winter Only | [6 empty] | Residential Furnaces (<0.3):Uncontrolled | 9.24 | 54% | 54% |  |  |  | 67% | [7 empty] | 0% | 0% | 0% | 9475 | 0 | 0 | 0 | 0 | 0 | 0 | 0 | 0 | 0 | 0 | 2013 Qtr 1: 3061; 2013 Qtr 2: 2130; 2013 Qtr 3: 2720; 2013 Qtr 4: 1564 | 9475 | 1
3245 | 414080 - Globes (14 watt) 800-1099 Lumens | Res-Lighting-InGen_CFLratio0347_CFLscw-14w | System | Residential | res:DEER:Indoor_CFL_Ltg | TRUE |  |  | Lamp | ROB | 3.111 | 1.5 | 0 | 0 | 0 | 1.611 | 20.1477 |  | kWh | 0.002279 | -0.35925 | Residential |  | Winter Only | [6 empty] | Residential Furnaces (<0.3):Uncontrolled | 9.24 | 54% | 54% |  |  |  | 67% | [7 empty] | 0% | 0% | 0% | 3510 | 0 | 0 | 0 | 0 | 0 | 0 | 0 | 0 | 0 | 0 | 2013 Qtr 1: 0; 2013 Qtr 2: 3114; 2013 Qtr 3: 256; 2013 Qtr 4: 140 | 3510 | 1
3245 | 414081 - Reflectors (16 watt) 800-1,099 Lumens | Res-Lighting-InGen_CFLratio0409_CFLscw-Refl-16w | 10 | Residential | res:DEER:Indoor_CFL_Ltg | TRUE |  |  | Lamp | ROB | 3.11 | 1.2 | 0 | 0 | 0 | 1.91 | 28.5689 |  | kWh | 0.003162 | -0.54711 | Residential |  | Winter Only | [6 empty] | Residential Furnaces (<0.3):Uncontrolled | 9.24 | 54% | 54% |  |  |  | 67% | [7 empty] | 0% | 0% | 0% | 222 | 0 | 0 | 0 | 0 | 0 | 0 | 0 | 0 | 0 | 0 | 2013 Qtr 1: 0; 2013 Qtr 2: 0; 2013 Qtr 3: 222; 2013 Qtr 4: 0 | 222 | 1
3245 | 414081 - Reflectors (16 watt) 800-1,099 Lumens | Res-Lighting-InGen_CFLratio0409_CFLscw-Refl-16w | 7 | Residential | res:DEER:Indoor_CFL_Ltg | TRUE |  |  | Lamp | ROB | 3.111 | 1.214 | 0 | 0 | 0 | 1.897 | 27.2898 |  | kWh | 0.002581 | -0.48017 | Residential |  | Winter Only | [6 empty] | Residential Furnaces (<0.3):Uncontrolled | 9.24 | 54% | 54% |  |  |  | 67% | [7 empty] | 0% | 0% | 0% | 708 | 0 | 0 | 0 | 0 | 0 | 0 | 0 | 0 | 0 | 0 | 2013 Qtr 1: 9; 2013 Qtr 2: 40; 2013 Qtr 3: 659; 2013 Qtr 4: 0 | 708 | 1
3245 | 414081 - Reflectors (16 watt) 800-1,099 Lumens | Res-Lighting-InGen_CFLratio0409_CFLscw-Refl-16w | System | Residential | res:DEER:Indoor_CFL_Ltg | TRUE |  |  | Lamp | ROB | 3.11 | 1.2 | 0 | 0 | 0 | 1.91 | 28.0639 |  | kWh | 0.00284 | -0.55618 | Residential |  | Winter Only | [6 empty] | Residential Furnaces (<0.3):Uncontrolled | 9.24 | 54% | 54% |  |  |  | 67% | [7 empty] | 0% | 0% | 0% | 72 | 0 | 0 | 0 | 0 | 0 | 0 | 0 | 0 | 0 | 0 | 2013 Qtr 1: 0; 2013 Qtr 2: 0; 2013 Qtr 3: 72; 2013 Qtr 4: 0 | 72 | 1
3245 | 414084 - Screw-in CFL (32 watt) >=2,001 Lumens | Res-Lighting-InGen_CFLratio0347_CFLscw-32w | 10 | Residential | res:DEER:Indoor_CFL_Ltg | TRUE |  |  | Lamp | ROB | 6.996 | 1.361 | 0 | 0 | 0 | 5.635 | 45.8 |  | kWh | 0.00507 | -0.901 | Residential |  | Winter Only | [6 empty] | Residential Furnaces (<0.3):Uncontrolled | 9.24 | 54% | 54% |  |  |  | 67% | [7 empty] | 0% | 0% | 0% | 226 | 0 | 0 | 0 | 0 | 0 | 0 | 0 | 0 | 0 | 0 | 2013 Qtr 1: 0; 2013 Qtr 2: 108; 2013 Qtr 3: 88; 2013 Qtr 4: 30 | 226 | 1
3245 | 414084 - Screw-in CFL (32 watt) >=2,001 Lumens | Res-Lighting-InGen_CFLratio0347_CFLscw-32w | 7 | Residential | res:DEER:Indoor_CFL_Ltg | TRUE |  |  | Lamp | ROB | 6.996 | 1.717 | 0 | 0 | 0 | 5.279 | 43.5871 |  | kWh | 0.004131 | -0.76723 | Residential |  | Winter Only | [6 empty] | Residential Furnaces (<0.3):Uncontrolled | 9.24 | 54% | 54% |  |  |  | 67% | [7 empty] | 0% | 0% | 0% | 2417 | 0 | 0 | 0 | 0 | 0 | 0 | 0 | 0 | 0 | 0 | 2013 Qtr 1: 1960; 2013 Qtr 2: 169; 2013 Qtr 3: 210; 2013 Qtr 4: 78 | 2417 | 1
3245 | 414084 - Screw-in CFL (32 watt) >=2,001 Lumens | Res-Lighting-InGen_CFLratio0347_CFLscw-32w | System | Residential | res:DEER:Indoor_CFL_Ltg | TRUE |  |  | Lamp | ROB | 6.996 | 1.893 | 0 | 0 | 0 | 5.103 | 46.1694 |  | kWh | 0.005253 | -0.81577 | Residential |  | Winter Only | [6 empty] | Residential Furnaces (<0.3):Uncontrolled | 9.24 | 54% | 54% |  |  |  | 67% | [7 empty] | 0% | 0% | 0% | 503 | 0 | 0 | 0 | 0 | 0 | 0 | 0 | 0 | 0 | 0 | 2013 Qtr 1: 0; 2013 Qtr 2: 496; 2013 Qtr 3: 6; 2013 Qtr 4: 1 | 503 | 1
3245 | 414085 - 38-42W Bare Spiral CFL >1600 lumens | Res-Lighting-InGen_CFLratio0347_CFLscw-32w | 7 | Residential | res:DEER:Indoor_CFL_Ltg | TRUE |  |  | Lamp | ROB | 8.741 | 1.095 | 0 | 0 | 0 | 7.646 | 43.6 |  | kWh | 0.00413 | -0.77 | Residential |  | Winter Only | [6 empty] | Residential Furnaces (<0.3):Uncontrolled | 9.24 | 54% | 54% |  |  |  | 67% | [7 empty] | 0% | 0% | 0% | 95 | 0 | 0 | 0 | 0 | 0 | 0 | 0 | 0 | 0 | 0 | 2013 Qtr 1: 0; 2013 Qtr 2: 95; 2013 Qtr 3: 0; 2013 Qtr 4: 0 | 95 | 1
3245 | 414086 - Screw-in CFL (>39 watt) <1,600 Lumens | Res-Lighting-InGen_CFLratio0347_CFLscw-42w | 7 | Residential | res:DEER:Indoor_CFL_Ltg | TRUE |  |  | Lamp | ROB | 8.741 | 1 | 0 | 0 | 0 | 7.741 | 57.3 |  | kWh | 0.00542 | -1.01 | Residential |  | Winter Only | [6 empty] | Residential Furnaces (<0.3):Uncontrolled | 9.24 | 54% | 54% |  |  |  | 67% | [7 empty] | 0% | 0% | 0% | 53 | 0 | 0 | 0 | 0 | 0 | 0 | 0 | 0 | 0 | 0 | 2013 Qtr 1: 53; 2013 Qtr 2: 0; 2013 Qtr 3: 0; 2013 Qtr 4: 0 | 53 | 1
3245 | 414097 - 39 - 42 Watt Fixture CFL - Interior | Res-Lighting-InGen_CFLratio0353_CFLfixt-40W | 7 | Residential | res:DEER:Indoor_CFL_Ltg | TRUE |  |  | Lamp | ROB | 27.88 | 2 | 0 | 0 | 0 | 25.88 | 55 |  | kWh | 0.00528 | -0.986 | Residential |  | Winter Only | [6 empty] | Residential Furnaces (<0.3):Uncontrolled | 9.24 | 55% | 55% | [11 empty] | 0% | 0% | 0% | 3 | 0 | 0 | 0 | 0 | 0 | 0 | 0 | 0 | 0 | 0 | 2013 Qtr 1: 3; 2013 Qtr 2: 0; 2013 Qtr 3: 0; 2013 Qtr 4: 0 | 3 | 1
3245 | 446749 - LED Screw-in PAR20 7 Watt | WPSDGENRLG0106-Rev02-Msr146 | 10 | Residential | res:DEER:Indoor_CFL_Ltg | TRUE |  |  | Lamp | ROB | 24.44 | 8 | 0 | 0 | 0 | 16.44 | 14.8526 |  | kWh | 0.001615 | -0.21018 | Residential |  | Winter Only | [6 empty] | Residential Furnaces (<0.3):Uncontrolled | 16 | 85% | 85% | [11 empty] | 0% | 0% | 0% | 136.8 | 0 | 0 | 0 | 0 | 0 | 0 | 0 | 0 | 0 | 0 | 2013 Qtr 1: 0; 2013 Qtr 2: 0; 2013 Qtr 3: 0; 2013 Qtr 4: 136.8 | 136.8 | 1
3245 | 446749 - LED Screw-in PAR20 7 Watt | WPSDGENRLG0106-Rev02-Msr146 | 7 | Residential | res:DEER:Indoor_CFL_Ltg | TRUE |  |  | Lamp | ROB | 24.44 | 7.921 | 0 | 0 | 0 | 16.519 | 14.2921 |  | kWh | 0.001351 | -0.25221 | Residential |  | Winter Only | [6 empty] | Residential Furnaces (<0.3):Uncontrolled | 16 | 85% | 85% | [11 empty] | 0% | 0% | 0% | 36.1 | 0 | 0 | 0 | 0 | 0 | 0 | 0 | 0 | 0 | 0 | 2013 Qtr 1: 0; 2013 Qtr 2: 0.95; 2013 Qtr 3: 0; 2013 Qtr 4: 35.15 | 36.1 | 1
3245 | 446749 - LED Screw-in PAR20 7 Watt | WPSDGENRLG0106-Rev02-Msr146 | System | Residential | res:DEER:Indoor_CFL_Ltg | TRUE |  |  | Lamp | ROB | 24.44 | 5 | 0 | 0 | 0 | 19.44 | 15.1329 |  | kWh | 0.001729 | -0.26623 | Residential |  | Winter Only | [6 empty] | Residential Furnaces (<0.3):Uncontrolled | 16 | 85% | 85% | [11 empty] | 0% | 0% | 0% | 36.1 | 0 | 0 | 0 | 0 | 0 | 0 | 0 | 0 | 0 | 0 | 2013 Qtr 1: 0; 2013 Qtr 2: 36.1; 2013 Qtr 3: 0; 2013 Qtr 4: 0 | 36.1 | 1
3245 | 446750 - LED Screw-in PAR20 8 watt | WPSDGENRLG0106-Rev02-Msr147 | 10 | Residential | res:DEER:Indoor_CFL_Ltg | TRUE |  |  | Lamp | ROB | 24.44 | 2.094 | 0 | 0 | 0 | 22.346 | 17.133 |  | kWh | 0.001896 | -0.33695 | Residential |  | Winter Only | [6 empty] | Residential Furnaces (<0.3):Uncontrolled | 16 | 85% | 85% | [11 empty] | 0% | 0% | 0% | 1087.75 | 0 | 0 | 0 | 0 | 0 | 0 | 0 | 0 | 0 | 0 | 2013 Qtr 1: 0; 2013 Qtr 2: 0; 2013 Qtr 3: 51.3; 2013 Qtr 4: 1036.45 | 1087.75 | 1
3245 | 446750 - LED Screw-in PAR20 8 watt | WPSDGENRLG0106-Rev02-Msr147 | 7 | Residential | res:DEER:Indoor_CFL_Ltg | TRUE |  |  | Lamp | ROB | 24.44 | 2.14 | 0 | 0 | 0 | 22.3 | 16.254 |  | kWh | 0.001551 | -0.27226 | Residential |  | Winter Only | [6 empty] | Residential Furnaces (<0.3):Uncontrolled | 16 | 85% | 85% | [11 empty] | 0% | 0% | 0% | 2048.2 | 0 | 0 | 0 | 0 | 0 | 0 | 0 | 0 | 0 | 0 | 2013 Qtr 1: 0; 2013 Qtr 2: 0; 2013 Qtr 3: 143.45; 2013 Qtr 4: 1904.75 | 2048.2 | 1
3245 | 446750 - LED Screw-in PAR20 8 watt | WPSDGENRLG0106-Rev02-Msr147 | System | Residential | res:DEER:Indoor_CFL_Ltg | TRUE |  |  | Lamp | ROB | 24.44 | 2.322 | 0 | 0 | 0 | 22.118 | 16.7143 |  | kWh | 0.001641 | -0.33908 | Residential |  | Winter Only | [6 empty] | Residential Furnaces (<0.3):Uncontrolled | 16 | 85% | 85% | [11 empty] | 0% | 0% | 0% | 397.1 | 0 | 0 | 0 | 0 | 0 | 0 | 0 | 0 | 0 | 0 | 2013 Qtr 1: 0; 2013 Qtr 2: 0; 2013 Qtr 3: 65.55; 2013 Qtr 4: 331.55 | 397.1 | 1
3245 | 446761 - LED Screw-in R30 11 Watt | WPSDGENRLG0106-Rev02-Msr158 | System | Residential | res:DEER:Indoor_CFL_Ltg | TRUE |  |  | Lamp | ROB | 26.91 | 5 | 0 | 0 | 0 | 21.91 | 19.8597 |  | kWh | 0.002268 | -0.34938 | Residential |  | Winter Only | [6 empty] | Residential Furnaces (<0.3):Uncontrolled | 16 | 85% | 85% | [11 empty] | 0% | 0% | 0% | 266.95 | 0 | 0 | 0 | 0 | 0 | 0 | 0 | 0 | 0 | 0 | 2013 Qtr 1: 0; 2013 Qtr 2: 266.95; 2013 Qtr 3: 0; 2013 Qtr 4: 0 | 266.95 | 1
3245 | 446763 - LED Screw-in R30 13 Watt | WPSDGENRLG0106-Rev02-Msr160 | 10 | Residential | res:DEER:Indoor_CFL_Ltg | TRUE |  |  | Lamp | ROB | 26.91 | 2 | 0 | 0 | 0 | 24.91 | 23.2532 |  | kWh | 0.002574 | -0.45854 | Residential |  | Winter Only | [6 empty] | Residential Furnaces (<0.3):Uncontrolled | 16 | 85% | 85% | [11 empty] | 0% | 0% | 0% | 3893.1 | 0 | 0 | 0 | 0 | 0 | 0 | 0 | 0 | 0 | 0 | 2013 Qtr 1: 0; 2013 Qtr 2: 0; 2013 Qtr 3: 0; 2013 Qtr 4: 3893.1 | 3893.1 | 1
3245 | 446763 - LED Screw-in R30 13 Watt | WPSDGENRLG0106-Rev02-Msr160 | 7 | Residential | res:DEER:Indoor_CFL_Ltg | TRUE |  |  | Lamp | ROB | 26.911 | 2 | 0 | 0 | 0 | 24.911 | 21.9869 |  | kWh | 0.002111 | -0.35523 | Residential |  | Winter Only | [6 empty] | Residential Furnaces (<0.3):Uncontrolled | 16 | 85% | 85% | [11 empty] | 0% | 0% | 0% | 4807.95 | 0 | 0 | 0 | 0 | 0 | 0 | 0 | 0 | 0 | 0 | 2013 Qtr 1: 0; 2013 Qtr 2: 0; 2013 Qtr 3: 0; 2013 Qtr 4: 4807.95 | 4807.95 | 1
3245 | 446763 - LED Screw-in R30 13 Watt | WPSDGENRLG0106-Rev02-Msr160 | System | Residential | res:DEER:Indoor_CFL_Ltg | TRUE |  |  | Lamp | ROB | 26.91 | 2 | 0 | 0 | 0 | 24.91 | 22.9654 |  | kWh | 0.00239 | -0.44321 | Residential |  | Winter Only | [6 empty] | Residential Furnaces (<0.3):Uncontrolled | 16 | 85% | 85% | [11 empty] | 0% | 0% | 0% | 2350.3 | 0 | 0 | 0 | 0 | 0 | 0 | 0 | 0 | 0 | 0 | 2013 Qtr 1: 0; 2013 Qtr 2: 0; 2013 Qtr 3: 0; 2013 Qtr 4: 2350.3 | 2350.3 | 1
3245 | 446764 - LED Screw-in R30 14 Watt | WPSDGENRLG0106-Rev02-Msr161 | System | Residential | res:DEER:Indoor_CFL_Ltg | TRUE |  |  | Lamp | ROB | 26.911 | 5 | 0 | 0 | 0 | 21.911 | 25.276 |  | kWh | 0.002887 | -0.44467 | Residential |  | Winter Only | [6 empty] | Residential Furnaces (<0.3):Uncontrolled | 16 | 85% | 85% | [11 empty] | 0% | 0% | 0% | 368.6 | 0 | 0 | 0 | 0 | 0 | 0 | 0 | 0 | 0 | 0 | 2013 Qtr 1: 0; 2013 Qtr 2: 368.6; 2013 Qtr 3: 0; 2013 Qtr 4: 0 | 368.6 | 1
3245 | 446790 - LED Screw-in PAR30 12 Watt | WPSDGENRLG0106-Rev02-Msr056 | 10 | Residential | res:DEER:Indoor_CFL_Ltg | TRUE |  |  | Lamp | ROB | 26.911 | 10 | 0 | 0 | 0 | 16.911 | 16.6533 |  | kWh | 0.001811 | -0.23566 | Residential |  | Winter Only | [6 empty] | Residential Furnaces (<0.3):Uncontrolled | 16 | 85% | 85% | [11 empty] | 0% | 0% | 0% | 378.1 | 0 | 0 | 0 | 0 | 0 | 0 | 0 | 0 | 0 | 0 | 2013 Qtr 1: 0; 2013 Qtr 2: 0; 2013 Qtr 3: 0; 2013 Qtr 4: 378.1 | 378.1 | 1
3245 | 446790 - LED Screw-in PAR30 12 Watt | WPSDGENRLG0106-Rev02-Msr056 | 7 | Residential | res:DEER:Indoor_CFL_Ltg | TRUE |  |  | Lamp | ROB | 26.91 | 10 | 0 | 0 | 0 | 16.91 | 16.0172 |  | kWh | 0.001516 | -0.28126 | Residential |  | Winter Only | [6 empty] | Residential Furnaces (<0.3):Uncontrolled | 16 | 85% | 85% | [11 empty] | 0% | 0% | 0% | 155.8 | 0 | 0 | 0 | 0 | 0 | 0 | 0 | 0 | 0 | 0 | 2013 Qtr 1: 0; 2013 Qtr 2: 0; 2013 Qtr 3: 0; 2013 Qtr 4: 155.8 | 155.8 | 1
3245 | 446800 - LED Screw-in PAR30 15 Watt | WPSDGENRLG0106-Rev02-Msr059 | 10 | Residential | res:DEER:Indoor_CFL_Ltg | TRUE |  |  | Lamp | ROB | 26.911 | 3 | 0 | 0 | 0 | 23.911 | 21.0098 |  | kWh | 0.002325 | -0.4124 | Residential |  | Winter Only | [6 empty] | Residential Furnaces (<0.3):Uncontrolled | 16 | 85% | 85% | [11 empty] | 0% | 0% | 0% | 4159.1 | 0 | 0 | 0 | 0 | 0 | 0 | 0 | 0 | 0 | 0 | 2013 Qtr 1: 0; 2013 Qtr 2: 0; 2013 Qtr 3: 1650.15; 2013 Qtr 4: 2508.95 | 4159.1 | 1
3245 | 446800 - LED Screw-in PAR30 15 Watt | WPSDGENRLG0106-Rev02-Msr059 | 7 | Residential | res:DEER:Indoor_CFL_Ltg | TRUE |  |  | Lamp | ROB | 26.91 | 3.013 | 0 | 0 | 0 | 23.897 | 19.9098 |  | kWh | 0.001904 | -0.32923 | Residential |  | Winter Only | [6 empty] | Residential Furnaces (<0.3):Uncontrolled | 16 | 85% | 85% | [11 empty] | 0% | 0% | 0% | 7119.3 | 0 | 0 | 0 | 0 | 0 | 0 | 0 | 0 | 0 | 0 | 2013 Qtr 1: 0; 2013 Qtr 2: 0; 2013 Qtr 3: 2813.9; 2013 Qtr 4: 4305.4 | 7119.3 | 1
3245 | 446800 - LED Screw-in PAR30 15 Watt | WPSDGENRLG0106-Rev02-Msr059 | System | Residential | res:DEER:Indoor_CFL_Ltg | TRUE |  |  | Lamp | ROB | 26.911 | 3.097 | 0 | 0 | 0 | 23.814 | 20.1795 |  | kWh | 0.001914 | -0.35729 | Residential |  | Winter Only | [6 empty] | Residential Furnaces (<0.3):Uncontrolled | 16 | 85% | 85% | [11 empty] | 0% | 0% | 0% | 6545.5 | 0 | 0 | 0 | 0 | 0 | 0 | 0 | 0 | 0 | 0 | 2013 Qtr 1: 845.5; 2013 Qtr 2: 3644.2; 2013 Qtr 3: 771.4; 2013 Qtr 4: 1284.4 | 6545.5 | 1
3245 | 446813 - LED Screw-in PAR38 17 Watt | WPSDGENRLG0106-Rev02-Msr075 | System | Residential | res:DEER:Indoor_CFL_Ltg | TRUE |  |  | Lamp | ROB | 36.38 | 5 | 0 | 0 | 0 | 31.38 | 27.9111 |  | kWh | 0.003188 | -0.49103 | Residential |  | Winter Only | [6 empty] | Residential Furnaces (<0.3):Uncontrolled | 16 | 85% | 85% | [11 empty] | 0% | 0% | 0% | 241.3 | 0 | 0 | 0 | 0 | 0 | 0 | 0 | 0 | 0 | 0 | 2013 Qtr 1: 0; 2013 Qtr 2: 241.3; 2013 Qtr 3: 0; 2013 Qtr 4: 0 | 241.3 | 1
3245 | 461841 - LED Screw-in PAR38 20 Watt | WPSDGENRLG0106-Rev02-Msr079 | 10 | Residential | res:DEER:Indoor_CFL_Ltg | TRUE |  |  | Lamp | ROB | 36.38 | 3.001 | 0 | 0 | 0 | 33.379 | 32.5288 |  | kWh | 0.0036 | -0.63929 | Residential |  | Winter Only | [6 empty] | Residential Furnaces (<0.3):Uncontrolled | 16 | 85% | 85% | [11 empty] | 0% | 0% | 0% | 2837.65 | 0 | 0 | 0 | 0 | 0 | 0 | 0 | 0 | 0 | 0 | 2013 Qtr 1: 0; 2013 Qtr 2: 0.95; 2013 Qtr 3: 937.65; 2013 Qtr 4: 1899.05 | 2837.65 | 1
3245 | 461841 - LED Screw-in PAR38 20 Watt | WPSDGENRLG0106-Rev02-Msr079 | 7 | Residential | res:DEER:Indoor_CFL_Ltg | TRUE |  |  | Lamp | ROB | 36.38 | 3 | 0 | 0 | 0 | 33.38 | 30.8267 |  | kWh | 0.002948 | -0.51016 | Residential |  | Winter Only | [6 empty] | Residential Furnaces (<0.3):Uncontrolled | 16 | 85% | 85% | [11 empty] | 0% | 0% | 0% | 5597.4 | 0 | 0 | 0 | 0 | 0 | 0 | 0 | 0 | 0 | 0 | 2013 Qtr 1: 0; 2013 Qtr 2: 0; 2013 Qtr 3: 2033; 2013 Qtr 4: 3564.4 | 5597.4 | 1
3245 | 461841 - LED Screw-in PAR38 20 Watt | WPSDGENRLG0106-Rev02-Msr079 | System | Residential | res:DEER:Indoor_CFL_Ltg | TRUE |  |  | Lamp | ROB | 36.38 | 3.083 | 0 | 0 | 0 | 33.297 | 31.1953 |  | kWh | 0.002948 | -0.5458 | Residential |  | Winter Only | [6 empty] | Residential Furnaces (<0.3):Uncontrolled | 16 | 85% | 85% | [11 empty] | 0% | 0% | 0% | 4099.25 | 0 | 0 | 0 | 0 | 0 | 0 | 0 | 0 | 0 | 0 | 2013 Qtr 1: 653.6; 2013 Qtr 2: 2352.2; 2013 Qtr 3: 403.75; 2013 Qtr 4: 689.7 | 4099.25 | 1
3245 | 461845 - LED Screw-in A-Lamp 12 Watt | WPSDGENRLG0106-Rev02-Msr096 | 10 | Residential | res:DEER:Indoor_CFL_Ltg | TRUE |  |  | Lamp | ROB | 16.651 | 8 | 0 | 0 | 0 | 8.651 | 13.4878 |  | kWh | 0.001466 | -0.19087 | Residential |  | Winter Only | [6 empty] | Residential Furnaces (<0.3):Uncontrolled | 16 | 85% | 85% | [11 empty] | 0% | 0% | 0% | 3203.4 | 0 | 0 | 0 | 0 | 0 | 0 | 0 | 0 | 0 | 0 | 2013 Qtr 1: 0; 2013 Qtr 2: 0; 2013 Qtr 3: 0; 2013 Qtr 4: 3203.4 | 3203.4 | 1
3245 | 461845 - LED Screw-in A-Lamp 12 Watt | WPSDGENRLG0106-Rev02-Msr096 | 7 | Residential | res:DEER:Indoor_CFL_Ltg | TRUE |  |  | Lamp | ROB | 16.65 | 8 | 0 | 0 | 0 | 8.65 | 12.9737 |  | kWh | 0.001227 | -0.22802 | Residential |  | Winter Only | [6 empty] | Residential Furnaces (<0.3):Uncontrolled | 16 | 85% | 85% | [11 empty] | 0% | 0% | 0% | 2138.45 | 0 | 0 | 0 | 0 | 0 | 0 | 0 | 0 | 0 | 0 | 2013 Qtr 1: 0; 2013 Qtr 2: 0; 2013 Qtr 3: 0; 2013 Qtr 4: 2138.45 | 2138.45 | 1
3245 | 461845 - LED Screw-in A-Lamp 12 Watt | WPSDGENRLG0106-Rev02-Msr096 | System | Residential | res:DEER:Indoor_CFL_Ltg | TRUE |  |  | Lamp | ROB | 16.65 | 6.88 | 0 | 0 | 0 | 9.77 | 13.4233 |  | kWh | 0.001413 | -0.2298 | Residential |  | Winter Only | [6 empty] | Residential Furnaces (<0.3):Uncontrolled | 16 | 85% | 85% | [11 empty] | 0% | 0% | 0% | 2948.8 | 0 | 0 | 0 | 0 | 0 | 0 | 0 | 0 | 0 | 0 | 2013 Qtr 1: 0; 2013 Qtr 2: 1101.05; 2013 Qtr 3: 0; 2013 Qtr 4: 1847.75 | 2948.8 | 1
3245 | 461846 - LED Recessed Downlight/Retrofit 9 Watt | WPSDGENRLG0106-Rev02-Msr037 | 10 | Residential | res:DEER:Indoor_CFL_Ltg | TRUE |  |  | Lamp | ROB | 35.721 | 7.977 | 0 | 0 | 0 | 27.744 | 12.6474 |  | kWh | 0.001397 | -0.24205 | Residential |  | Winter Only | [6 empty] | Residential Furnaces (<0.3):Uncontrolled | 16 | 85% | 85% | [11 empty] | 0% | 0% | 0% | 3338.3 | 0 | 0 | 0 | 0 | 0 | 0 | 0 | 0 | 0 | 0 | 2013 Qtr 1: 0; 2013 Qtr 2: 0; 2013 Qtr 3: 1269.2; 2013 Qtr 4: 2069.1 | 3338.3 | 1
3245 | 461846 - LED Recessed Downlight/Retrofit 9 Watt | WPSDGENRLG0106-Rev02-Msr037 | 7 | Residential | res:DEER:Indoor_CFL_Ltg | TRUE |  |  | Lamp | ROB | 35.721 | 8 | 0 | 0 | 0 | 27.721 | 12.0683 |  | kWh | 0.001141 | -0.21297 | Residential |  | Winter Only | [6 empty] | Residential Furnaces (<0.3):Uncontrolled | 16 | 85% | 85% | [11 empty] | 0% | 0% | 0% | 6018.25 | 0 | 0 | 0 | 0 | 0 | 0 | 0 | 0 | 0 | 0 | 2013 Qtr 1: 0; 2013 Qtr 2: 0; 2013 Qtr 3: 2285.7; 2013 Qtr 4: 3732.55 | 6018.25 | 1
3245 | 461846 - LED Recessed Downlight/Retrofit 9 Watt | WPSDGENRLG0106-Rev02-Msr037 | System | Residential | res:DEER:Indoor_CFL_Ltg | TRUE |  |  | Lamp | ROB | 35.72 | 8 | 0 | 0 | 0 | 27.72 | 12.6738 |  | kWh | 0.0014 | -0.23107 | Residential |  | Winter Only | [6 empty] | Residential Furnaces (<0.3):Uncontrolled | 16 | 85% | 85% | [11 empty] | 0% | 0% | 0% | 2196.4 | 0 | 0 | 0 | 0 | 0 | 0 | 0 | 0 | 0 | 0 | 2013 Qtr 1: 0; 2013 Qtr 2: 1596; 2013 Qtr 3: 139.65; 2013 Qtr 4: 460.75 | 2196.4 | 1
3245 | 461847 - LED Recessed Downlight 10 Watt | WPSDGENRLG0106-Rev02-Msr038 | 10 | Residential | res:DEER:Indoor_CFL_Ltg | TRUE |  |  | Lamp | ROB | 35.72 | 7.979 | 0 | 0 | 0 | 27.741 | 14.0416 |  | kWh | 0.001549 | -0.26217 | Residential |  | Winter Only | [6 empty] | Residential Furnaces (<0.3):Uncontrolled | 16 | 85% | 85% | [11 empty] | 0% | 0% | 0% | 3540.65 | 0 | 0 | 0 | 0 | 0 | 0 | 0 | 0 | 0 | 0 | 2013 Qtr 1: 0; 2013 Qtr 2: 0; 2013 Qtr 3: 3120.75; 2013 Qtr 4: 419.9 | 3540.65 | 1
3245 | 461847 - LED Recessed Downlight 10 Watt | WPSDGENRLG0106-Rev02-Msr038 | 7 | Residential | res:DEER:Indoor_CFL_Ltg | TRUE |  |  | Lamp | ROB | 35.721 | 7.947 | 0 | 0 | 0 | 27.774 | 13.4092 |  | kWh | 0.001268 | -0.23663 | Residential |  | Winter Only | [6 empty] | Residential Furnaces (<0.3):Uncontrolled | 16 | 85% | 85% | [11 empty] | 0% | 0% | 0% | 16302 | 0 | 0 | 0 | 0 | 0 | 0 | 0 | 0 | 0 | 0 | 2013 Qtr 1: 10019.65; 2013 Qtr 2: 0; 2013 Qtr 3: 5383.65; 2013 Qtr 4: 898.7 | 16302 | 1
3245 | 461847 - LED Recessed Downlight 10 Watt | WPSDGENRLG0106-Rev02-Msr038 | System | Residential | res:DEER:Indoor_CFL_Ltg | TRUE |  |  | Lamp | ROB | 35.721 | 8 | 0 | 0 | 0 | 27.721 | 13.9469 |  | kWh | 0.001477 | -0.26485 | Residential |  | Winter Only | [6 empty] | Residential Furnaces (<0.3):Uncontrolled | 16 | 85% | 85% | [11 empty] | 0% | 0% | 0% | 3116 | 0 | 0 | 0 | 0 | 0 | 0 | 0 | 0 | 0 | 0 | 2013 Qtr 1: 0; 2013 Qtr 2: 1102; 2013 Qtr 3: 1838.25; 2013 Qtr 4: 175.75 | 3116 | 1
3245 | 461848 - LED Recessed Downlight 11 Watt | WPSDGENRLG0106-Rev02-Msr039 | 7 | Residential | res:DEER:Indoor_CFL_Ltg | TRUE |  |  | Lamp | ROB | 35.721 | 8 | 0 | 0 | 0 | 27.721 | 14.4609 |  | kWh | 0.00142 | -0.20245 | Residential |  | Winter Only | [6 empty] | Residential Furnaces (<0.3):Uncontrolled | 16 | 85% | 85% | [11 empty] | 0% | 0% | 0% | 263.15 | 0 | 0 | 0 | 0 | 0 | 0 | 0 | 0 | 0 | 0 | 2013 Qtr 1: 0; 2013 Qtr 2: 0; 2013 Qtr 3: 263.15; 2013 Qtr 4: 0 | 263.15 | 1
3245 | 461850 - LED Recessed Downlight 15 Watt | WPSDGENRLG0106-Rev02-Msr043 | 7 | Residential | res:DEER:Indoor_CFL_Ltg | TRUE |  |  | Lamp | ROB | 35.721 | 8 | 0 | 0 | 0 | 27.721 | 19.7194 |  | kWh | 0.001936 | -0.27607 | Residential |  | Winter Only | [6 empty] | Residential Furnaces (<0.3):Uncontrolled | 16 | 85% | 85% | [11 empty] | 0% | 0% | 0% | 14.25 | 0 | 0 | 0 | 0 | 0 | 0 | 0 | 0 | 0 | 0 | 2013 Qtr 1: 0; 2013 Qtr 2: 11.4; 2013 Qtr 3: 2.85; 2013 Qtr 4: 0 | 14.25 | 1
3245 | 462306 - LED Screw-in A-Lamp 9.5 Watt | WPSDGENRLG0106-Rev02-Msr093 | 10 | Residential | res:DEER:Indoor_CFL_Ltg | TRUE |  |  | Lamp | ROB | 16.65 | 10.22 | 0 | 0 | 0 | 6.43 | 10.7786 |  | kWh | 0.001193 | -0.21255 | Residential |  | Winter Only | [6 empty] | Residential Furnaces (<0.3):Uncontrolled | 16 | 85% | 85% | [11 empty] | 0% | 0% | 0% | 353.4 | 0 | 0 | 0 | 0 | 0 | 0 | 0 | 0 | 0 | 0 | 2013 Qtr 1: 0; 2013 Qtr 2: 0; 2013 Qtr 3: 0; 2013 Qtr 4: 353.4 | 353.4 | 1
3245 | 462306 - LED Screw-in A-Lamp 9.5 Watt | WPSDGENRLG0106-Rev02-Msr093 | 7 | Residential | res:DEER:Indoor_CFL_Ltg | TRUE |  |  | Lamp | ROB | 16.651 | 10.022 | 0 | 0 | 0 | 6.629 | 10.2434 |  | kWh | 0.000974 | -0.17503 | Residential |  | Winter Only | [6 empty] | Residential Furnaces (<0.3):Uncontrolled | 16 | 85% | 85% | [11 empty] | 0% | 0% | 0% | 6549.3 | 0 | 0 | 0 | 0 | 0 | 0 | 0 | 0 | 0 | 0 | 2013 Qtr 1: 0; 2013 Qtr 2: 5794.05; 2013 Qtr 3: 0; 2013 Qtr 4: 755.25 | 6549.3 | 1
3245 | 462307 - LED Screw-in A-Lamp 10 Watt | WPSDGENRLG0106-Rev02-Msr094 | 10 | Residential | res:DEER:Indoor_CFL_Ltg | TRUE |  |  | Lamp | ROB | 16.65 | 8 | 0 | 0 | 0 | 8.65 | 11.2928 |  | kWh | 0.001239 | -0.1914 | Residential |  | Winter Only | [6 empty] | Residential Furnaces (<0.3):Uncontrolled | 16 | 85% | 85% | [11 empty] | 0% | 0% | 0% | 190 | 0 | 0 | 0 | 0 | 0 | 0 | 0 | 0 | 0 | 0 | 2013 Qtr 1: 0; 2013 Qtr 2: 0; 2013 Qtr 3: 0; 2013 Qtr 4: 190 | 190 | 0
3245 | 462307 - LED Screw-in A-Lamp 10 Watt | WPSDGENRLG0106-Rev02-Msr094 | 7 | Residential | res:DEER:Indoor_CFL_Ltg | TRUE |  |  | Lamp | ROB | 16.65 | 8 | 0 | 0 | 0 | 8.65 | 10.7854 |  | kWh | 0.001025 | -0.18481 | Residential |  | Winter Only | [6 empty] | Residential Furnaces (<0.3):Uncontrolled | 16 | 85% | 85% | [11 empty] | 0% | 0% | 0% | 665 | 0 | 0 | 0 | 0 | 0 | 0 | 0 | 0 | 0 | 0 | 2013 Qtr 1: 0; 2013 Qtr 2: 0; 2013 Qtr 3: 0; 2013 Qtr 4: 665 | 665 | 0
3245 | 462310 - LED Screw-in A-Lamp 13.5 Watt | WPSDGENRLG0106-Rev02-Msr098 | 10 | Residential | res:DEER:Indoor_CFL_Ltg | TRUE |  |  | Lamp | ROB | 16.651 | 2 | 0 | 0 | 0 | 14.651 | 15.3169 |  | kWh | 0.001695 | -0.30204 | Residential |  | Winter Only | [6 empty] | Residential Furnaces (<0.3):Uncontrolled | 16 | 85% | 85% | [11 empty] | 0% | 0% | 0% | 2102.35 | 0 | 0 | 0 | 0 | 0 | 0 | 0 | 0 | 0 | 0 | 2013 Qtr 1: 0; 2013 Qtr 2: 0; 2013 Qtr 3: 0; 2013 Qtr 4: 2102.35 | 2102.35 | 0
3245 | 462310 - LED Screw-in A-Lamp 13.5 Watt | WPSDGENRLG0106-Rev02-Msr098 | 7 | Residential | res:DEER:Indoor_CFL_Ltg | TRUE |  |  | Lamp | ROB | 16.65 | 2 | 0 | 0 | 0 | 14.65 | 14.489 |  | kWh | 0.00139 | -0.23524 | Residential |  | Winter Only | [6 empty] | Residential Furnaces (<0.3):Uncontrolled | 16 | 85% | 85% | [11 empty] | 0% | 0% | 0% | 3359.2 | 0 | 0 | 0 | 0 | 0 | 0 | 0 | 0 | 0 | 0 | 2013 Qtr 1: 0; 2013 Qtr 2: 0; 2013 Qtr 3: 0; 2013 Qtr 4: 3359.2 | 3359.2 | 0
3245 | 462310 - LED Screw-in A-Lamp 13.5 Watt | WPSDGENRLG0106-Rev02-Msr098 | System | Residential | res:DEER:Indoor_CFL_Ltg | TRUE |  |  | Lamp | ROB | 16.651 | 2 | 0 | 0 | 0 | 14.651 | 15.1732 |  | kWh | 0.001601 | -0.28919 | Residential |  | Winter Only | [6 empty] | Residential Furnaces (<0.3):Uncontrolled | 16 | 85% | 85% | [11 empty] | 0% | 0% | 0% | 722.95 | 0 | 0 | 0 | 0 | 0 | 0 | 0 | 0 | 0 | 0 | 2013 Qtr 1: 0; 2013 Qtr 2: 0; 2013 Qtr 3: 0; 2013 Qtr 4: 722.95 | 722.95 | 1
3245 | 462342 - LED - Candalebra 5 Watt | WPSDGENRLG0106-Rev02-Msr203 | 10 | Residential | res:DEER:Indoor_CFL_Ltg | TRUE |  |  | Lamp | ROB | 13.991 | 2.142 | 0 | 0 | 0 | 11.849 | 11.0256 |  | kWh | 0.00122 | -0.21634 | Residential |  | Winter Only | [6 empty] | Residential Furnaces (<0.3):Uncontrolled | 16 | 85% | 85% | [11 empty] | 0% | 0% | 0% | 3426.65 | 0 | 0 | 0 | 0 | 0 | 0 | 0 | 0 | 0 | 0 | 2013 Qtr 1: 0; 2013 Qtr 2: 0; 2013 Qtr 3: 0; 2013 Qtr 4: 3426.65 | 3426.65 | 1
3245 | 462342 - LED - Candalebra 5 Watt | WPSDGENRLG0106-Rev02-Msr203 | 7 | Residential | res:DEER:Indoor_CFL_Ltg | TRUE |  |  | Lamp | ROB | 13.99 | 2.01 | 0 | 0 | 0 | 11.98 | 10.4469 |  | kWh | 0.001 | -0.17246 | Residential |  | Winter Only | [6 empty] | Residential Furnaces (<0.3):Uncontrolled | 16 | 85% | 85% | [11 empty] | 0% | 0% | 0% | 7744.4 | 0 | 0 | 0 | 0 | 0 | 0 | 0 | 0 | 0 | 0 | 2013 Qtr 1: 0; 2013 Qtr 2: 0; 2013 Qtr 3: 0; 2013 Qtr 4: 7744.4 | 7744.4 | 1
3245 | 462342 - LED - Candalebra 5 Watt | WPSDGENRLG0106-Rev02-Msr203 | System | Residential | res:DEER:Indoor_CFL_Ltg | TRUE |  |  | Lamp | ROB | 13.991 | 2 | 0 | 0 | 0 | 11.991 | 10.8822 |  | kWh | 0.001128 | -0.21071 | Residential |  | Winter Only | [6 empty] | Residential Furnaces (<0.3):Uncontrolled | 16 | 85% | 85% | [11 empty] | 0% | 0% | 0% | 2590.65 | 0 | 0 | 0 | 0 | 0 | 0 | 0 | 0 | 0 | 0 | 2013 Qtr 1: 0; 2013 Qtr 2: 0; 2013 Qtr 3: 0; 2013 Qtr 4: 2590.65 | 2590.65 | 1
3245 | 462363 - LED Screw-in Globe 8 Watt | WPSDGENRLG0106-Rev02-Msr118 | 10 | Residential | res:DEER:Indoor_CFL_Ltg | TRUE |  |  | Lamp | ROB | 37.08 | 2.058 | 0 | 0 | 0 | 35.022 | 18.2447 |  | kWh | 0.002019 | -0.35905 | Residential |  | Winter Only | [6 empty] | Residential Furnaces (<0.3):Uncontrolled | 16 | 85% | 85% | [11 empty] | 0% | 0% | 0% | 11936.75 | 0 | 0 | 0 | 0 | 0 | 0 | 0 | 0 | 0 | 0 | 2013 Qtr 1: 0; 2013 Qtr 2: 0; 2013 Qtr 3: 0; 2013 Qtr 4: 11936.75 | 11936.75 | 1
3245 | 462363 - LED Screw-in Globe 8 Watt | WPSDGENRLG0106-Rev02-Msr118 | 7 | Residential | res:DEER:Indoor_CFL_Ltg | TRUE |  |  | Lamp | ROB | 37.081 | 2.012 | 0 | 0 | 0 | 35.069 | 17.2916 |  | kWh | 0.001653 | -0.28658 | Residential |  | Winter Only | [6 empty] | Residential Furnaces (<0.3):Uncontrolled | 16 | 85% | 85% | [11 empty] | 0% | 0% | 0% | 20565.6 | 0 | 0 | 0 | 0 | 0 | 0 | 0 | 0 | 0 | 0 | 2013 Qtr 1: 0; 2013 Qtr 2: 0; 2013 Qtr 3: 0; 2013 Qtr 4: 20565.6 | 20565.6 | 1
3245 | 462363 - LED Screw-in Globe 8 Watt | WPSDGENRLG0106-Rev02-Msr118 | System | Residential | res:DEER:Indoor_CFL_Ltg | TRUE |  |  | Lamp | ROB | 37.081 | 2 | 0 | 0 | 0 | 35.081 | 18.0452 |  | kWh | 0.00189 | -0.34627 | Residential |  | Winter Only | [6 empty] | Residential Furnaces (<0.3):Uncontrolled | 16 | 85% | 85% | [11 empty] | 0% | 0% | 0% | 4391.85 | 0 | 0 | 0 | 0 | 0 | 0 | 0 | 0 | 0 | 0 | 2013 Qtr 1: 0; 2013 Qtr 2: 0; 2013 Qtr 3: 0; 2013 Qtr 4: 4391.85 | 4391.85 | 1
3245 | 462371 - LED - MR16 7 Watt | WPSDGENRLG0106-Rev02-Msr178 | 10 | Residential | res:DEER:Indoor_CFL_Ltg | TRUE |  |  | Lamp | ROB | 21.31 | 10 | 0 | 0 | 0 | 11.31 | 13.0061 |  | kWh | 0.001414 | -0.18405 | Residential |  | Winter Only | [6 empty] | Residential Furnaces (<0.3):Uncontrolled | 16 | 85% | 85% | [11 empty] | 0% | 0% | 0% | 9.5 | 0 | 0 | 0 | 0 | 0 | 0 | 0 | 0 | 0 | 0 | 2013 Qtr 1: 0; 2013 Qtr 2: 0; 2013 Qtr 3: 0; 2013 Qtr 4: 9.5 | 9.5 | 1
3245 | 462382 - LED Screw-in R40 13 Watt | WPSDGENRLG0106-Rev02-Msr132 | 10 | Residential | res:DEER:Indoor_CFL_Ltg | TRUE |  |  | Lamp | ROB | 35.17 | 2 | 0 | 0 | 0 | 33.17 | 23.2532 |  | kWh | 0.002574 | -0.45854 | Residential |  | Winter Only | [6 empty] | Residential Furnaces (<0.3):Uncontrolled | 16 | 85% | 85% | [11 empty] | 0% | 0% | 0% | 277.4 | 0 | 0 | 0 | 0 | 0 | 0 | 0 | 0 | 0 | 0 | 2013 Qtr 1: 0; 2013 Qtr 2: 0; 2013 Qtr 3: 0; 2013 Qtr 4: 277.4 | 277.4 | 1
3245 | 462382 - LED Screw-in R40 13 Watt | WPSDGENRLG0106-Rev02-Msr132 | 7 | Residential | res:DEER:Indoor_CFL_Ltg | TRUE |  |  | Lamp | ROB | 35.17 | 2 | 0 | 0 | 0 | 33.17 | 22.0977 |  | kWh | 0.002102 | -0.37739 | Residential |  | Winter Only | [6 empty] | Residential Furnaces (<0.3):Uncontrolled | 16 | 85% | 85% | [11 empty] | 0% | 0% | 0% | 353.4 | 0 | 0 | 0 | 0 | 0 | 0 | 0 | 0 | 0 | 0 | 2013 Qtr 1: 0; 2013 Qtr 2: 0; 2013 Qtr 3: 0; 2013 Qtr 4: 353.4 | 353.4 | 1
3245 | 462382 - LED Screw-in R40 13 Watt | WPSDGENRLG0106-Rev02-Msr132 | System | Residential | res:DEER:Indoor_CFL_Ltg | TRUE |  |  | Lamp | ROB | 35.17 | 2 | 0 | 0 | 0 | 33.17 | 23.3325 |  | kWh | 0.002601 | -0.42119 | Residential |  | Winter Only | [6 empty] | Residential Furnaces (<0.3):Uncontrolled | 16 | 85% | 85% | [11 empty] | 0% | 0% | 0% | 231.8 | 0 | 0 | 0 | 0 | 0 | 0 | 0 | 0 | 0 | 0 | 2013 Qtr 1: 0; 2013 Qtr 2: 0; 2013 Qtr 3: 0; 2013 Qtr 4: 231.8 | 231.8 | 1
3245 | 462386 - LED Screw-in R40 17 Watt | WPSDGENRLG0106-Rev02-Msr136 | 10 | Residential | res:DEER:Indoor_CFL_Ltg | TRUE |  |  | Lamp | ROB | 36.38 | 2 | 0 | 0 | 0 | 34.38 | 30.408 |  | kWh | 0.003366 | -0.59964 | Residential |  | Winter Only | [6 empty] | Residential Furnaces (<0.3):Uncontrolled | 16 | 85% | 85% | [11 empty] | 0% | 0% | 0% | 1127.65 | 0 | 0 | 0 | 0 | 0 | 0 | 0 | 0 | 0 | 0 | 2013 Qtr 1: 0; 2013 Qtr 2: 0; 2013 Qtr 3: 0; 2013 Qtr 4: 1127.65 | 1127.65 | 1
3245 | 462386 - LED Screw-in R40 17 Watt | WPSDGENRLG0106-Rev02-Msr136 | 7 | Residential | res:DEER:Indoor_CFL_Ltg | TRUE |  |  | Lamp | ROB | 36.38 | 2 | 0 | 0 | 0 | 34.38 | 28.7354 |  | kWh | 0.002762 | -0.4612 | Residential |  | Winter Only | [6 empty] | Residential Furnaces (<0.3):Uncontrolled | 16 | 85% | 85% | [11 empty] | 0% | 0% | 0% | 2158.4 | 0 | 0 | 0 | 0 | 0 | 0 | 0 | 0 | 0 | 0 | 2013 Qtr 1: 0; 2013 Qtr 2: 0; 2013 Qtr 3: 0; 2013 Qtr 4: 2158.4 | 2158.4 | 1
3245 | 462386 - LED Screw-in R40 17 Watt | WPSDGENRLG0106-Rev02-Msr136 | System | Residential | res:DEER:Indoor_CFL_Ltg | TRUE |  |  | Lamp | ROB | 36.381 | 2 | 0 | 0 | 0 | 34.381 | 30.1274 |  | kWh | 0.003181 | -0.57385 | Residential |  | Winter Only | [6 empty] | Residential Furnaces (<0.3):Uncontrolled | 16 | 85% | 85% | [11 empty] | 0% | 0% | 0% | 1061.15 | 0 | 0 | 0 | 0 | 0 | 0 | 0 | 0 | 0 | 0 | 2013 Qtr 1: 0; 2013 Qtr 2: 0; 2013 Qtr 3: 0; 2013 Qtr 4: 1061.15 | 1061.15 | 0
3245 | 462391 - LED Screw-in R40 22 Watt | WPSDGENRLG0106-Rev02-Msr141 | 7 | Residential | res:DEER:Indoor_CFL_Ltg | TRUE |  |  | Lamp | ROB | 36.38 | 1.5 | 0 | 0 | 0 | 34.88 | 37.5127 |  | kWh | 0.003547 | -0.66199 | Residential |  | Winter Only | [6 empty] | Residential Furnaces (<0.3):Uncontrolled | 16 | 85% | 85% | [11 empty] | 0% | 0% | 0% | 1.9 | 0 | 0 | 0 | 0 | 0 | 0 | 0 | 0 | 0 | 0 | 2013 Qtr 1: 0; 2013 Qtr 2: 0; 2013 Qtr 3: 1.9; 2013 Qtr 4: 0 | 1.9 | 0
3245 | 462399 - CFL A-Lamp (19 watt) | Res-Lighting-InGen_CFLratio0347_CFLscw-19w | 10 | Residential | res:DEER:Indoor_CFL_Ltg | TRUE |  |  | Lamp | ROB | 2.81 | 1.2 | 0 | 0 | 0 | 1.61 | 27.2 |  | kWh | 0.00301 | -0.535 | Residential |  | Winter Only | [6 empty] | Residential Furnaces (<0.3):Uncontrolled | 9.24 | 54% | 54% |  |  |  | 67% | [7 empty] | 0% | 0% | 0% | 294 | 0 | 0 | 0 | 0 | 0 | 0 | 0 | 0 | 0 | 0 | 2013 Qtr 1: 0; 2013 Qtr 2: 176; 2013 Qtr 3: 64; 2013 Qtr 4: 54 | 294 | 0
3245 | 462399 - CFL A-Lamp (19 watt) | Res-Lighting-InGen_CFLratio0347_CFLscw-19w | 7 | Residential | res:DEER:Indoor_CFL_Ltg | TRUE |  |  | Lamp | ROB | 2.81 | 1.2 | 0 | 0 | 0 | 1.61 | 25.85 |  | kWh | 0.002454 | -0.4468 | Residential |  | Winter Only | [6 empty] | Residential Furnaces (<0.3):Uncontrolled | 9.24 | 54% | 54% |  |  |  | 67% | [7 empty] | 0% | 0% | 0% | 200 | 0 | 0 | 0 | 0 | 0 | 0 | 0 | 0 | 0 | 0 | 2013 Qtr 1: 0; 2013 Qtr 2: 0; 2013 Qtr 3: 122; 2013 Qtr 4: 78 | 200 | 0
3245 | 462399 - CFL A-Lamp (19 watt) | Res-Lighting-InGen_CFLratio0347_CFLscw-19w | System | Residential | res:DEER:Indoor_CFL_Ltg | TRUE |  |  | Lamp | ROB | 2.81 | 1.2 | 0 | 0 | 0 | 1.61 | 26.1 |  | kWh | 0.0024 | -0.558 | Residential |  | Winter Only | [6 empty] | Residential Furnaces (<0.3):Uncontrolled | 9.24 | 54% | 54% |  |  |  | 67% | [7 empty] | 0% | 0% | 0% | 10 | 0 | 0 | 0 | 0 | 0 | 0 | 0 | 0 | 0 | 0 | 2013 Qtr 1: 0; 2013 Qtr 2: 0; 2013 Qtr 3: 10; 2013 Qtr 4: 0 | 10 | 0
3245 | 462400 - CFL Reflectors (14 watt) | Res-Lighting-InGen_CFLratio0409_CFLscw-Refl-14w | 10 | Residential | res:DEER:Indoor_CFL_Ltg | TRUE |  |  | Lamp | ROB | 3.11 | 1.493 | 0 | 0 | 0 | 1.617 | 24.9846 |  | kWh | 0.002765 | -0.48206 | Residential |  | Winter Only | [6 empty] | Residential Furnaces (<0.3):Uncontrolled | 9.24 | 54% | 54% |  |  |  | 67% | [7 empty] | 0% | 0% | 0% | 6982 | 0 | 0 | 0 | 0 | 0 | 0 | 0 | 0 | 0 | 0 | 2013 Qtr 1: 0; 2013 Qtr 2: 1284; 2013 Qtr 3: 3198; 2013 Qtr 4: 2500 | 6982 | 0
3245 | 462400 - CFL Reflectors (14 watt) | Res-Lighting-InGen_CFLratio0409_CFLscw-Refl-14w | 7 | Residential | res:DEER:Indoor_CFL_Ltg | TRUE |  |  | Lamp | ROB | 3.111 | 1.499 | 0 | 0 | 0 | 1.612 | 23.8989 |  | kWh | 0.00226 | -0.4208 | Residential |  | Winter Only | [6 empty] | Residential Furnaces (<0.3):Uncontrolled | 9.24 | 54% | 54% |  |  |  | 67% | [7 empty] | 0% | 0% | 0% | 10290 | 0 | 0 | 0 | 0 | 0 | 0 | 0 | 0 | 0 | 0 | 2013 Qtr 1: 0; 2013 Qtr 2: 0; 2013 Qtr 3: 5774; 2013 Qtr 4: 4516 | 10290 | 0
3245 | 462400 - CFL Reflectors (14 watt) | Res-Lighting-InGen_CFLratio0409_CFLscw-Refl-14w | System | Residential | res:DEER:Indoor_CFL_Ltg | TRUE |  |  | Lamp | ROB | 3.11 | 1.5 | 0 | 0 | 0 | 1.61 | 25.1199 |  | kWh | 0.002788 | -0.45635 | Residential |  | Winter Only | [6 empty] | Residential Furnaces (<0.3):Uncontrolled | 9.24 | 54% | 54% |  |  |  | 67% | [7 empty] | 0% | 0% | 0% | 8544 | 0 | 0 | 0 | 0 | 0 | 0 | 0 | 0 | 0 | 0 | 2013 Qtr 1: 0; 2013 Qtr 2: 6010; 2013 Qtr 3: 1330; 2013 Qtr 4: 1204 | 8544 | 0
3245 | 462401 - CFL 3-Way (19 watt) | Res-Lighting-InGen_CFLratio0347_CFLscw-19w | 10 | Residential | res:DEER:Indoor_CFL_Ltg | TRUE |  |  | Lamp | ROB | 2.81 | 1.5 | 0 | 0 | 0 | 1.31 | 27.1442 |  | kWh | 0.002995 | -0.50635 | Residential |  | Winter Only | [6 empty] | Residential Furnaces (<0.3):Uncontrolled | 9.24 | 54% | 54% |  |  |  | 67% | [7 empty] | 0% | 0% | 0% | 43 | 0 | 0 | 0 | 0 | 0 | 0 | 0 | 0 | 0 | 0 | 2013 Qtr 1: 0; 2013 Qtr 2: 0; 2013 Qtr 3: 32; 2013 Qtr 4: 11 | 43 | 0
3245 | 462401 - CFL 3-Way (19 watt) | Res-Lighting-InGen_CFLratio0347_CFLscw-19w | 7 | Residential | res:DEER:Indoor_CFL_Ltg | TRUE |  |  | Lamp | ROB | 2.81 | 1.5 | 0 | 0 | 0 | 1.31 | 25.8506 |  | kWh | 0.002454 | -0.44693 | Residential |  | Winter Only | [6 empty] | Residential Furnaces (<0.3):Uncontrolled | 9.24 | 54% | 54% |  |  |  | 67% | [7 empty] | 0% | 0% | 0% | 81 | 0 | 0 | 0 | 0 | 0 | 0 | 0 | 0 | 0 | 0 | 2013 Qtr 1: 0; 2013 Qtr 2: 0; 2013 Qtr 3: 53; 2013 Qtr 4: 28 | 81 | 0
3245 | 462401 - CFL 3-Way (19 watt) | Res-Lighting-InGen_CFLratio0347_CFLscw-19w | System | Residential | res:DEER:Indoor_CFL_Ltg | TRUE |  |  | Lamp | ROB | 2.81 | 1.5 | 0 | 0 | 0 | 1.31 | 27.4 |  | kWh | 0.00313 | -0.483 | Residential |  | Winter Only | [6 empty] | Residential Furnaces (<0.3):Uncontrolled | 9.24 | 54% | 54% |  |  |  | 67% | [7 empty] | 0% | 0% | 0% | 60 | 0 | 0 | 0 | 0 | 0 | 0 | 0 | 0 | 0 | 0 | 2013 Qtr 1: 0; 2013 Qtr 2: 47; 2013 Qtr 3: 11; 2013 Qtr 4: 2 | 60 | 0
3245 | 462402 - LED - Candalebra 2 Watt | WPSDGENRLG0106-Rev02-Msr199 | 10 | Residential | res:DEER:Indoor_CFL_Ltg | TRUE |  |  | Lamp | ROB | 13.991 | 2.038 | 0 | 0 | 0 | 11.953 | 11.0275 |  | kWh | 0.001221 | -0.21746 | Residential |  | Winter Only | [6 empty] | Residential Furnaces (<0.3):Uncontrolled | 16 | 85% | 85% | [11 empty] | 0% | 0% | 0% | 12.35 | 0 | 0 | 0 | 0 | 0 | 0 | 0 | 0 | 0 | 0 | 2013 Qtr 1: 0; 2013 Qtr 2: 1.9; 2013 Qtr 3: 9.5; 2013 Qtr 4: 0.95 | 12.35 | 0
3245 | 462529 - Commercial-LED Screw-in PAR20 7 Watt | WPSDGENRLG0106-Rev02-Msr311 | System | Residential | res:DEER:Indoor_CFL_Ltg | TRUE |  |  | Lamp | ROB | 24.44 | 7.468 | 0 | 0 | 0 | 16.972 | 89.0546 |  | kWh | 0.019045 | -0.22264 | Residential |  | Winter Only | [6 empty] | Residential Furnaces (<0.3):Uncontrolled | 16 | 85% | 85% | [11 empty] | 0% | 0% | 0% | 11 | 0 | 0 | 0 | 0 | 0 | 0 | 0 | 0 | 0 | 0 | 2013 Qtr 1: 0; 2013 Qtr 2: 1.95; 2013 Qtr 3: 0; 2013 Qtr 4: 9.05 | 11 | 0
3245 | 462530 - Commercial-LED Screw-in PAR20 8 watt | WPSDGENRLG0106-Rev02-Msr312 | System | Residential | res:DEER:Indoor_CFL_Ltg | TRUE |  |  | Lamp | ROB | 24.441 | 2.146 | 0 | 0 | 0 | 22.295 | 101.7766 |  | kWh | 0.021765 | -0.25444 | Residential |  | Winter Only | [6 empty] | Residential Furnaces (<0.3):Uncontrolled | 16 | 85% | 85% | [11 empty] | 0% | 0% | 0% | 185.95 | 0 | 0 | 0 | 0 | 0 | 0 | 0 | 0 | 0 | 0 | 2013 Qtr 1: 0; 2013 Qtr 2: 0; 2013 Qtr 3: 13.7; 2013 Qtr 4: 172.25 | 185.95 | 0
3245 | 462534 - Commercial-LED Screw-in R30 11 Watt | WPSDGENRLG0106-Rev02-Msr323 | System | Residential | res:DEER:Indoor_CFL_Ltg | TRUE |  |  | Lamp | ROB | 26.91 | 5 | 0 | 0 | 0 | 21.91 | 116.8712 |  | kWh | 0.024994 | -0.29218 | Residential |  | Winter Only | [6 empty] | Residential Furnaces (<0.3):Uncontrolled | 16 | 85% | 85% | [11 empty] | 0% | 0% | 0% | 14.05 | 0 | 0 | 0 | 0 | 0 | 0 | 0 | 0 | 0 | 0 | 2013 Qtr 1: 0; 2013 Qtr 2: 14.05; 2013 Qtr 3: 0; 2013 Qtr 4: 0 | 14.05 | 0
3245 | 462536 - Commercial-LED Screw-in R30 13 Watt | WPSDGENRLG0106-Rev02-Msr325 | System | Residential | res:DEER:Indoor_CFL_Ltg | TRUE |  |  | Lamp | ROB | 26.91 | 2 | 0 | 0 | 0 | 24.91 | 138.1205 |  | kWh | 0.029538 | -0.3453 | Residential |  | Winter Only | [6 empty] | Residential Furnaces (<0.3):Uncontrolled | 16 | 85% | 85% | [11 empty] | 0% | 0% | 0% | 581.65 | 0 | 0 | 0 | 0 | 0 | 0 | 0 | 0 | 0 | 0 | 2013 Qtr 1: 0; 2013 Qtr 2: 0; 2013 Qtr 3: 0; 2013 Qtr 4: 581.65 | 581.65 | 0
3245 | 462537 - Commercial-LED Screw-in R30 14 Watt | WPSDGENRLG0106-Rev02-Msr326 | System | Residential | res:DEER:Indoor_CFL_Ltg | TRUE |  |  | Lamp | ROB | 26.91 | 5 | 0 | 0 | 0 | 21.91 | 148.7452 |  | kWh | 0.03181 | -0.37186 | Residential |  | Winter Only | [6 empty] | Residential Furnaces (<0.3):Uncontrolled | 16 | 85% | 85% | [11 empty] | 0% | 0% | 0% | 19.4 | 0 | 0 | 0 | 0 | 0 | 0 | 0 | 0 | 0 | 0 | 2013 Qtr 1: 0; 2013 Qtr 2: 19.4; 2013 Qtr 3: 0; 2013 Qtr 4: 0 | 19.4 | 0
3245 | 462549 - Commercial-LED Screw-in PAR30 12 Watt | WPSDGENRLG0106-Rev02-Msr221 | System | Residential | res:DEER:Indoor_CFL_Ltg | TRUE |  |  | Lamp | ROB | 26.91 | 10 | 0 | 0 | 0 | 16.91 | 99.8511 |  | kWh | 0.021354 | -0.24963 | Residential |  | Winter Only | [6 empty] | Residential Furnaces (<0.3):Uncontrolled | 16 | 85% | 85% | [11 empty] | 0% | 0% | 0% | 28.1 | 0 | 0 | 0 | 0 | 0 | 0 | 0 | 0 | 0 | 0 | 2013 Qtr 1: 0; 2013 Qtr 2: 0; 2013 Qtr 3: 0; 2013 Qtr 4: 28.1 | 28.1 | 0
3245 | 462552 - Commercial-LED Screw-in PAR30 15 Watt | WPSDGENRLG0106-Rev02-Msr224 | System | Residential | res:DEER:Indoor_CFL_Ltg | TRUE |  |  | Lamp | ROB | 26.911 | 3.041 | 0 | 0 | 0 | 23.87 | 124.8139 |  | kWh | 0.026692 | -0.31204 | Residential |  | Winter Only | [6 empty] | Residential Furnaces (<0.3):Uncontrolled | 16 | 85% | 85% | [11 empty] | 0% | 0% | 0% | 938.1 | 0 | 0 | 0 | 0 | 0 | 0 | 0 | 0 | 0 | 0 | 2013 Qtr 1: 44.5; 2013 Qtr 2: 191.8; 2013 Qtr 3: 275.55; 2013 Qtr 4: 426.25 | 938.1 | 0
3245 | 462558 - Commercial-LED Screw-in PAR38 17 Watt | WPSDGENRLG0106-Rev02-Msr240 | System | Residential | res:DEER:Indoor_CFL_Ltg | TRUE |  |  | Lamp | ROB | 36.38 | 5 | 0 | 0 | 0 | 31.38 | 164.2524 |  | kWh | 0.035126 | -0.41063 | Residential |  | Winter Only | [6 empty] | Residential Furnaces (<0.3):Uncontrolled | 6.51 | 85% | 85% | [11 empty] | 0% | 0% | 0% | 12.7 | 0 | 0 | 0 | 0 | 0 | 0 | 0 | 0 | 0 | 0 | 2013 Qtr 1: 0; 2013 Qtr 2: 12.7; 2013 Qtr 3: 0; 2013 Qtr 4: 0 | 12.7 | 0
3245 | 462561 - Commercial-LED Screw-in PAR38 20 Watt | WPSDGENRLG0106-Rev02-Msr244 | System | Residential | res:DEER:Indoor_CFL_Ltg | TRUE |  |  | Lamp | ROB | 36.38 | 3.027 | 0 | 0 | 0 | 33.353 | 193.2381 |  | kWh | 0.041325 | -0.48309 | Residential |  | Winter Only | [6 empty] | Residential Furnaces (<0.3):Uncontrolled | 6.51 | 85% | 85% | [11 empty] | 0% | 0% | 0% | 659.7 | 0 | 0 | 0 | 0 | 0 | 0 | 0 | 0 | 0 | 0 | 2013 Qtr 1: 34.4; 2013 Qtr 2: 123.85; 2013 Qtr 3: 177.6; 2013 Qtr 4: 323.85 | 659.7 | 0
3245 | 462565 - Commercial-LED Screw-in A-Lamp 12 Watt | WPSDGENRLG0106-Rev02-Msr261 | 10 | Residential | res:DEER:Indoor_CFL_Ltg | TRUE |  |  | Lamp | ROB | 16.65 | 8 | 0 | 0 | 0 | 8.65 | 80.0376 |  | kWh | 0.01969 | -0.055323 | Residential |  | Winter Only | [6 empty] | Residential Furnaces (<0.3):Uncontrolled | 16 | 85% | 85% | [11 empty] | 0% | 0% | 0% | 36.15 | 0 | 0 | 0 | 0 | 0 | 0 | 0 | 0 | 0 | 0 | 2013 Qtr 1: 0; 2013 Qtr 2: 0; 2013 Qtr 3: 0; 2013 Qtr 4: 36.15 | 36.15 | 0
3245 | 462565 - Commercial-LED Screw-in A-Lamp 12 Watt | WPSDGENRLG0106-Rev02-Msr261 | 7 | Residential | res:DEER:Indoor_CFL_Ltg | TRUE |  |  | Lamp | ROB | 16.65 | 8 | 0 | 0 | 0 | 8.65 | 59.5056 |  | kWh | 0.012025 | -0.20556 | Residential |  | Winter Only | [6 empty] | Residential Furnaces (<0.3):Uncontrolled | 16 | 85% | 85% | [11 empty] | 0% | 0% | 0% | 61.1 | 0 | 0 | 0 | 0 | 0 | 0 | 0 | 0 | 0 | 0 | 2013 Qtr 1: 0; 2013 Qtr 2: 0; 2013 Qtr 3: 0; 2013 Qtr 4: 61.1 | 61.1 | 0
3245 | 462565 - Commercial-LED Screw-in A-Lamp 12 Watt | WPSDGENRLG0106-Rev02-Msr261 | System | Residential | res:DEER:Indoor_CFL_Ltg | TRUE |  |  | Lamp | ROB | 16.65 | 7.487 | 0 | 0 | 0 | 9.163 | 80.8712 |  | kWh | 0.017295 | -0.20218 | Residential |  | Winter Only | [6 empty] | Residential Furnaces (<0.3):Uncontrolled | 16 | 85% | 85% | [11 empty] | 0% | 0% | 0% | 339.1 | 0 | 0 | 0 | 0 | 0 | 0 | 0 | 0 | 0 | 0 | 2013 Qtr 1: 0; 2013 Qtr 2: 57.95; 2013 Qtr 3: 0; 2013 Qtr 4: 281.15 | 339.1 | 0
3245 | 462566 - Commercial-LED Recessed Downlight/Retrofit 9 Watt | WPSDGENRLG0106-Rev02-Msr208 | System | Residential | res:DEER:Indoor_CFL_Ltg | TRUE |  |  | Lamp | ROB | 35.72 | 7.993 | 0 | 0 | 0 | 27.727 | 75.1978 |  | kWh | 0.016081 | -0.18799 | Residential |  | Winter Only | [6 empty] | Residential Furnaces (<0.3):Uncontrolled | 16 | 85% | 85% | [11 empty] | 0% | 0% | 0% | 608.05 | 0 | 0 | 0 | 0 | 0 | 0 | 0 | 0 | 0 | 0 | 2013 Qtr 1: 0; 2013 Qtr 2: 84; 2013 Qtr 3: 194.45; 2013 Qtr 4: 329.6 | 608.05 | 0
3245 | 462567 - Commercial-LED Recessed Downlight/Retrofit 10 Watt | WPSDGENRLG0106-Rev02-Msr209 | System | Residential | res:DEER:Indoor_CFL_Ltg | TRUE |  |  | Lamp | ROB | 35.72 | 7.959 | 0 | 0 | 0 | 27.761 | 83.5531 |  | kWh | 0.017868 | -0.20888 | Residential |  | Winter Only | [6 empty] | Residential Furnaces (<0.3):Uncontrolled | 16 | 85% | 85% | [11 empty] | 0% | 0% | 0% | 1208.35 | 0 | 0 | 0 | 0 | 0 | 0 | 0 | 0 | 0 | 0 | 2013 Qtr 1: 527.35; 2013 Qtr 2: 58; 2013 Qtr 3: 544.35; 2013 Qtr 4: 78.65 | 1208.35 | 0
3245 | 462568 - Commercial-LED Recessed Downlight/Retrofit 11 Watt | WPSDGENRLG0106-Rev02-Msr210 | System | Residential | res:DEER:Indoor_CFL_Ltg | TRUE |  |  | Lamp | ROB | 35.72 | 8 | 0 | 0 | 0 | 27.72 | 91.9084 |  | kWh | 0.019655 | -0.22977 | Residential |  | Winter Only | [6 empty] | Residential Furnaces (<0.3):Uncontrolled | 16 | 85% | 85% | [11 empty] | 0% | 0% | 0% | 13.85 | 0 | 0 | 0 | 0 | 0 | 0 | 0 | 0 | 0 | 0 | 2013 Qtr 1: 0; 2013 Qtr 2: 0; 2013 Qtr 3: 13.85; 2013 Qtr 4: 0 | 13.85 | 0
3245 | 462570 - Commercial-LED Recessed Downlight/Retrofit 15 Watt | WPSDGENRLG0106-Rev02-Msr214 | System | Residential | res:DEER:Indoor_CFL_Ltg | TRUE |  |  | Lamp | ROB | 35.72 | 8 | 0 | 0 | 0 | 27.72 | 125.3297 |  | kWh | 0.026802 | -0.31332 | Residential |  | Winter Only | [6 empty] | Residential Furnaces (<0.3):Uncontrolled | 16 | 85% | 85% | [11 empty] | 0% | 0% | 0% | 0.75 | 0 | 0 | 0 | 0 | 0 | 0 | 0 | 0 | 0 | 0 | 2013 Qtr 1: 0; 2013 Qtr 2: 0.6; 2013 Qtr 3: 0.15; 2013 Qtr 4: 0 | 0.75 | 0
3245 | 462576 - Commercial-LED Screw-in A-Lamp 9.5 Watt | WPSDGENRLG0106-Rev02-Msr258 | System | Residential | res:DEER:Indoor_CFL_Ltg | TRUE |  |  | Lamp | ROB | 16.65 | 10.033 | 0 | 0 | 0 | 6.617 | 64.023 |  | kWh | 0.013692 | -0.16006 | Residential |  | Winter Only | [6 empty] | Residential Furnaces (<0.3):Uncontrolled | 6.51 | 85% | 85% | [11 empty] | 0% | 0% | 0% | 363.3 | 0 | 0 | 0 | 0 | 0 | 0 | 0 | 0 | 0 | 0 | 2013 Qtr 1: 0; 2013 Qtr 2: 304.95; 2013 Qtr 3: 0; 2013 Qtr 4: 58.35 | 363.3 | 0
3245 | 462577 - Commercial-LED Screw-in A-Lamp 10 Watt | WPSDGENRLG0106-Rev02-Msr259 | System | Residential | res:DEER:Indoor_CFL_Ltg | TRUE |  |  | Lamp | ROB | 16.65 | 8 | 0 | 0 | 0 | 8.65 | 67.3926 |  | kWh | 0.014412 | -0.16848 | Residential |  | Winter Only | [6 empty] | Residential Furnaces (<0.3):Uncontrolled | 16 | 85% | 85% | [11 empty] | 0% | 0% | 0% | 45 | 0 | 0 | 0 | 0 | 0 | 0 | 0 | 0 | 0 | 0 | 2013 Qtr 1: 0; 2013 Qtr 2: 0; 2013 Qtr 3: 0; 2013 Qtr 4: 45 | 45 | 0
3245 | 462580 - Commercial-LED Screw-in A-Lamp 13.5 Watt | WPSDGENRLG0106-Rev02-Msr263 | System | Residential | res:DEER:Indoor_CFL_Ltg | TRUE |  |  | Lamp | ROB | 16.65 | 2 | 0 | 0 | 0 | 14.65 | 90.9801 |  | kWh | 0.019457 | -0.22745 | Residential |  | Winter Only | [6 empty] | Residential Furnaces (<0.3):Uncontrolled | 16 | 85% | 85% | [11 empty] | 0% | 0% | 0% | 325.5 | 0 | 0 | 0 | 0 | 0 | 0 | 0 | 0 | 0 | 0 | 2013 Qtr 1: 0; 2013 Qtr 2: 0; 2013 Qtr 3: 0; 2013 Qtr 4: 325.5 | 325.5 | 0
3245 | 462612 - Commercial-LED - Candalebra 5 Watt | WPSDGENRLG0106-Rev02-Msr195 | System | Residential | res:DEER:Indoor_CFL_Ltg | TRUE |  |  | Lamp | ROB | 13.991 | 2.041 | 0 | 0 | 0 | 11.95 | 65.5015 |  | kWh | 0.014008 | -0.16375 | Residential |  | Winter Only | [6 empty] | Residential Furnaces (<0.3):Uncontrolled | 4.88 | 85% | 85% | [11 empty] | 0% | 0% | 0% | 724.3 | 0 | 0 | 0 | 0 | 0 | 0 | 0 | 0 | 0 | 0 | 2013 Qtr 1: 0; 2013 Qtr 2: 0; 2013 Qtr 3: 0; 2013 Qtr 4: 724.3 | 724.3 | 0
3245 | 462617 - Commercial-LED Screw-in Globe 8 Watt | WPSDGENRLG0106-Rev02-Msr283 | System | Residential | res:DEER:Indoor_CFL_Ltg | TRUE |  |  | Lamp | ROB | 37.08 | 2.026 | 0 | 0 | 0 | 35.054 | 108.3784 |  | kWh | 0.023177 | -0.27095 | Residential |  | Winter Only | [6 empty] | Residential Furnaces (<0.3):Uncontrolled | 16 | 85% | 85% | [11 empty] | 0% | 0% | 0% | 1941.8 | 0 | 0 | 0 | 0 | 0 | 0 | 0 | 0 | 0 | 0 | 2013 Qtr 1: 0; 2013 Qtr 2: 0; 2013 Qtr 3: 0; 2013 Qtr 4: 1941.8 | 1941.8 | 1
3245 | 462625 - Commercial-LED - MR16 7 Watt | WPSDGENRLG0106-Rev02-Msr024 | System | Residential | res:DEER:Indoor_CFL_Ltg | TRUE |  |  | Lamp | ROB | 21.31 | 10 | 0 | 0 | 0 | 11.31 | 77.9829 |  | kWh | 0.016677 | -0.19496 | Residential |  | Winter Only | [6 empty] | Residential Furnaces (<0.3):Uncontrolled | 6.51 | 85% | 85% | [11 empty] | 0% | 0% | 0% | 0.5 | 0 | 0 | 0 | 0 | 0 | 0 | 0 | 0 | 0 | 0 | 2013 Qtr 1: 0; 2013 Qtr 2: 0; 2013 Qtr 3: 0; 2013 Qtr 4: 0.5 | 0.5 | 1
3245 | 462636 - Commercial-LED Screw-in R40 13 Watt | WPSDGENRLG0106-Rev02-Msr297 | System | Residential | res:DEER:Indoor_CFL_Ltg | TRUE |  |  | Lamp | ROB | 35.17 | 2 | 0 | 0 | 0 | 33.17 | 138.1205 |  | kWh | 0.029538 | -0.3453 | Residential |  | Winter Only | [6 empty] | Residential Furnaces (<0.3):Uncontrolled | 16 | 85% | 85% | [11 empty] | 0% | 0% | 0% | 45.4 | 0 | 0 | 0 | 0 | 0 | 0 | 0 | 0 | 0 | 0 | 2013 Qtr 1: 0; 2013 Qtr 2: 0; 2013 Qtr 3: 0; 2013 Qtr 4: 45.4 | 45.4 | 1
3245 | 462640 - Commercial-LED Screw-in R40 17 Watt | WPSDGENRLG0106-Rev02-Msr301 | System | Residential | res:DEER:Indoor_CFL_Ltg | TRUE |  |  | Lamp | ROB | 36.381 | 2 | 0 | 0 | 0 | 34.381 | 180.6192 |  | kWh | 0.038626 | -0.45155 | Residential |  | Winter Only | [6 empty] | Residential Furnaces (<0.3):Uncontrolled | 16 | 85% | 85% | [11 empty] | 0% | 0% | 0% | 228.8 | 0 | 0 | 0 | 0 | 0 | 0 | 0 | 0 | 0 | 0 | 2013 Qtr 1: 0; 2013 Qtr 2: 0; 2013 Qtr 3: 0; 2013 Qtr 4: 228.8 | 228.8 | 1
3245 | 462645 - Commercial-LED Screw-in R40 22 Watt | WPSDGENRLG0106-Rev02-Msr306 | System | Residential | res:DEER:Indoor_CFL_Ltg | TRUE |  |  | Lamp | ROB | 36.38 | 1.5 | 0 | 0 | 0 | 34.88 | 233.7424 |  | kWh | 0.049987 | -0.58436 | Residential |  | Winter Only | [6 empty] | Residential Furnaces (<0.3):Uncontrolled | 16 | 85% | 85% | [11 empty] | 0% | 0% | 0% | 0.1 | 0 | 0 | 0 | 0 | 0 | 0 | 0 | 0 | 0 | 0 | 2013 Qtr 1: 0; 2013 Qtr 2: 0; 2013 Qtr 3: 0.1; 2013 Qtr 4: 0 | 0.1 | 1
3245 | 462649 - Commercial-LED - Candalebra 2 Watt | WPSDGENRLG0106-Rev02-Msr191 | System | Residential | res:DEER:Indoor_CFL_Ltg | TRUE |  |  | Lamp | ROB | 13.99 | 2.038 | 0 | 0 | 0 | 11.952 | 65.5015 |  | kWh | 0.014008 | -0.16375 | Residential |  | Winter Only | [6 empty] | Residential Furnaces (<0.3):Uncontrolled | 4.88 | 85% | 85% | [11 empty] | 0% | 0% | 0% | 0.65 | 0 | 0 | 0 | 0 | 0 | 0 | 0 | 0 | 0 | 0 | 2013 Qtr 1: 0; 2013 Qtr 2: 0.1; 2013 Qtr 3: 0.5; 2013 Qtr 4: 0.05 | 0.65 | 0
3279 | 420156 - Efficient Fan Controller | WPSDGEREHC0024-Rev00-Msr001 | System | Residential | res:DEER:HVAC_Eff_AC | TRUE |  |  | Home | RET | 145 | 0 | 145 | 0 | 0 | 0 | 528.52 |  | kWh | 0.24 | 22.32 | Residential |  | Winter Only | [6 empty] | Residential Furnaces (<0.3):Uncontrolled | 11 | 70% | 70% | [11 empty] | 0% | 0% | 0% | 512 | 0 | 0 | 0 | 0 | 0 | 0 | 0 | 0 | 0 | 0 | 2013 Qtr 1: 0; 2013 Qtr 2: 0; 2013 Qtr 3: 0; 2013 Qtr 4: 512 | 512 | 0
3279 | 421014 - Faucet Aerator | WPSDGEREWH1012-Rev01-Msr001 | System | Residential | 19-RES-AllResidential-WAT_HEAT | TRUE |  |  | Aerator | ROB | 9.733 | 0 | 0 | 5.669 | 4.064 | 0 | 0 |  | kWh | 0 | 1.5 | Residential |  | Annual | [6 empty] | Residential Furnaces (<0.3):Uncontrolled | 10 | 85% | 85% |  |  |  | 77% | [7 empty] | 0% | 0% | 0% | 3941 | 0 | 0 | 0 | 0 | 0 | 0 | 0 | 0 | 0 | 0 | 2013 Qtr 1: 0; 2013 Qtr 2: 1875; 2013 Qtr 3: 438; 2013 Qtr 4: 1628 | 3941 | 0
3279 | 421015 - Low Flow Showerheads | WPSDGEREWH1061A-Rev04-Msr001 | System | Residential | 19-RES-AllResidential-WAT_HEAT | TRUE |  |  | Showerhead | ROB | 40.594 | 0 | 0 | 16.154 | 24.44 | 0 | 0 |  | kWh | 0 | 7.5 | Residential |  | Annual | [6 empty] | Residential Furnaces (<0.3):Uncontrolled | 10 | 85% | 85% |  |  |  | 76% | [7 empty] | 0% | 0% | 0% | 1864 | 0 | 0 | 0 | 0 | 0 | 0 | 0 | 0 | 0 | 0 | 2013 Qtr 1: 0; 2013 Qtr 2: 884; 2013 Qtr 3: 214; 2013 Qtr 4: 766 | 1864 | 0
3279 | 421018 - Int Energy Star Hardwire Fixture (30-36 Watt) | Res-Lighting-InGen_CFLratio0353_CFLfixt-32W | 10 | Residential | res:DEER:Indoor_CFL_Ltg | TRUE |  |  | Lamp | ROB | 55.659 | 0 | 0 | 28.283 | 27.376 | 0 | 52 |  | kWh | 0.00581 | -0.657 | Residential |  | Winter Only | [6 empty] | Residential Furnaces (<0.3):Uncontrolled | 9.24 | 85% | 85% | [11 empty] | 0% | 0% | 0% | 2184 | 0 | 0 | 0 | 0 | 0 | 0 | 0 | 0 | 0 | 0 | 2013 Qtr 1: 0; 2013 Qtr 2: 875; 2013 Qtr 3: 348; 2013 Qtr 4: 961 | 2184 | 0
3279 | 421018 - Int Energy Star Hardwire Fixture (30-36 Watt) | Res-Lighting-InGen_CFLratio0353_CFLfixt-32W | 7 | Residential | res:DEER:Indoor_CFL_Ltg | TRUE |  |  | Lamp | ROB | 55.766 | 0 | 0 | 28.337 | 27.428 | 0.001 | 45 |  | kWh | 0.00461 | -0.657 | Residential |  | Winter Only | [6 empty] | Residential Furnaces (<0.3):Uncontrolled | 9.24 | 85% | 85% | [11 empty] | 0% | 0% | 0% | 1905 | 0 | 0 | 0 | 0 | 0 | 0 | 0 | 0 | 0 | 0 | 2013 Qtr 1: 0; 2013 Qtr 2: 887; 2013 Qtr 3: 140; 2013 Qtr 4: 878 | 1905 | 0
3279 | 421018 - Int Energy Star Hardwire Fixture (30-36 Watt) | Res-Lighting-InGen_CFLratio0353_CFLfixt-32W | System | Residential | res:DEER:Indoor_CFL_Ltg | TRUE |  |  | Lamp | ROB | 53.41 | 0 | 0 | 27.14 | 26.27 | 0 | 47.9556 |  | kWh | 0.005068 | -0.6718 | Residential |  | Winter Only | [6 empty] | Residential Furnaces (<0.3):Uncontrolled | 9.24 | 85% | 85% | [11 empty] | 0% | 0% | 0% | 45 | 0 | 0 | 0 | 0 | 0 | 0 | 0 | 0 | 0 | 0 | 2013 Qtr 1: 0; 2013 Qtr 2: 45; 2013 Qtr 3: 0; 2013 Qtr 4: 0 | 45 | 0
3279 | 421019 - Ext Energy Star Hardwire Fixture (18 Watt) | Res-Lighting-OutGen_CFLratio0407_CFLfixt-18W | System | Residential | res:DEER:Indoor_CFL_Ltg | TRUE |  |  | Lamp | RET | 53.447 | 0 | 0 | 27.627 | 25.819 | 0.001 | 69 |  | kWh | 0 | 0 | Residential |  | Winter Only | [6 empty] | Residential Furnaces (<0.3):Uncontrolled | 9.24 | 85% | 85% | [11 empty] | 0% | 0% | 0% | 2496 | 0 | 0 | 0 | 0 | 0 | 0 | 0 | 0 | 0 | 0 | 2013 Qtr 1: 0; 2013 Qtr 2: 1083; 2013 Qtr 3: 314; 2013 Qtr 4: 1099 | 2496 | 0
3279 | 421023 - Duct Test and Seal 1976-1994 | Res-DuctSeal-MedToLow-wtd | 10 | Residential | res:DEER:HVAC_Duct_Sealing | TRUE |  |  | Household | RET | 302.291 | 0 | 0 | 185.094 | 117.197 | 0 | 279 |  | kWh | 0.391 | 15.9 | Residential |  | Winter Only | [6 empty] | Residential Furnaces (<0.3):Uncontrolled | 18 | 85% | 85% |  |  |  | 41% | [7 empty] | 0% | 0% | 0% | 1445 | 0 | 0 | 0 | 0 | 0 | 0 | 0 | 0 | 0 | 0 | 2013 Qtr 1: 0; 2013 Qtr 2: 610; 2013 Qtr 3: 153; 2013 Qtr 4: 682 | 1445 | 0
3279 | 421023 - Duct Test and Seal 1976-1994 | Res-DuctSeal-MedToLow-wtd | 7 | Residential | res:DEER:HVAC_Duct_Sealing | TRUE |  |  | Household | RET | 301.51 | 0 | 0 | 184.616 | 116.894 | 0 | 152 |  | kWh | 0.155 | 9.65 | Residential |  | Winter Only | [6 empty] | Residential Furnaces (<0.3):Uncontrolled | 18 | 85% | 85% |  |  |  | 41% | [7 empty] | 0% | 0% | 0% | 1083 | 0 | 0 | 0 | 0 | 0 | 0 | 0 | 0 | 0 | 0 | 2013 Qtr 1: 0; 2013 Qtr 2: 500; 2013 Qtr 3: 78; 2013 Qtr 4: 505 | 1083 | 0
3279 | 421024 - Duct Test and Seal 1995-2005 | Res-DuctSeal-MedToLow-wtd | 10 | Residential | res:DEER:HVAC_Duct_Sealing | TRUE |  |  | Household | RET | 289.465 | 0 | 0 | 177.241 | 112.224 | 0 | 279 |  | kWh | 0.391 | 15.9 | Residential |  | Winter Only | [6 empty] | Residential Furnaces (<0.3):Uncontrolled | 18 | 85% | 85% |  |  |  | 41% | [7 empty] | 0% | 0% | 0% | 359 | 0 | 0 | 0 | 0 | 0 | 0 | 0 | 0 | 0 | 0 | 2013 Qtr 1: 0; 2013 Qtr 2: 156; 2013 Qtr 3: 67; 2013 Qtr 4: 136 | 359 | 1
3279 | 421024 - Duct Test and Seal 1995-2005 | Res-DuctSeal-MedToLow-wtd | 7 | Residential | res:DEER:HVAC_Duct_Sealing | TRUE |  |  | Household | RET | 265.271 | 0 | 0 | 162.426 | 102.844 | 0.001 | 152 |  | kWh | 0.155 | 9.65 | Residential |  | Winter Only | [6 empty] | Residential Furnaces (<0.3):Uncontrolled | 18 | 85% | 85% |  |  |  | 41% | [7 empty] | 0% | 0% | 0% | 192 | 0 | 0 | 0 | 0 | 0 | 0 | 0 | 0 | 0 | 0 | 2013 Qtr 1: 0; 2013 Qtr 2: 117; 2013 Qtr 3: 36; 2013 Qtr 4: 39 | 192 | 1
3279 | 421025 - AC Diagnostic, Repair and Tune-up 1976-1994 | Res-RefrigCharge-wtd | 10 | Residential | res:DEER:HVAC_Refrig_Charge | TRUE |  |  | Cap-kBTUh | RET | 79.712 | 0 | 0 | 52.359 | 27.353 | 0 | 184 |  | kWh | 0.258 | -0.00362 | Residential |  | Winter Only | [6 empty] | Residential Furnaces (<0.3):Uncontrolled | 10 | 85% | 85% | [11 empty] | 0% | 0% | 0% | 2284 | 0 | 0 | 0 | 0 | 0 | 0 | 0 | 0 | 0 | 0 | 2013 Qtr 1: 0; 2013 Qtr 2: 540; 2013 Qtr 3: 138; 2013 Qtr 4: 1606 | 2284 | 1
3279 | 421025 - AC Diagnostic, Repair and Tune-up 1976-1994 | Res-RefrigCharge-wtd | 7 | Residential | res:DEER:HVAC_Refrig_Charge | TRUE |  |  | Cap-kBTUh | RET | 88.025 | 0 | 0 | 57.819 | 30.205 | 0.001 | 87.8 |  | kWh | 0.0898 | -0.0152 | Residential |  | Winter Only | [6 empty] | Residential Furnaces (<0.3):Uncontrolled | 10 | 85% | 85% | [11 empty] | 0% | 0% | 0% | 419 | 0 | 0 | 0 | 0 | 0 | 0 | 0 | 0 | 0 | 0 | 2013 Qtr 1: 0; 2013 Qtr 2: 155; 2013 Qtr 3: 17; 2013 Qtr 4: 247 | 419 | 1
3279 | 421025 - AC Diagnostic, Repair and Tune-up 1976-1994 | Res-RefrigCharge-wtd | System | Residential | res:DEER:HVAC_Refrig_Charge | TRUE |  |  | Cap-kBTUh | RET | 131.14 | 0 | 0 | 86.14 | 45 | 0 | 166.2174 |  | kWh | 0.17465 | -0.00566 | Residential |  | Winter Only | [6 empty] | Residential Furnaces (<0.3):Uncontrolled | 10 | 85% | 85% | [11 empty] | 0% | 0% | 0% | 23 | 0 | 0 | 0 | 0 | 0 | 0 | 0 | 0 | 0 | 0 | 2013 Qtr 1: 0; 2013 Qtr 2: 23; 2013 Qtr 3: 0; 2013 Qtr 4: 0 | 23 | 0
3279 | 421026 - AC Diagnostic, Repair and Tune-up 1995-2005 | Res-RefrigCharge-wtd | 10 | Residential | res:DEER:HVAC_Refrig_Charge | TRUE |  |  | Cap-Tons | RET | 82.343 | 0 | 0 | 54.087 | 28.255 | 0.001 | 184 |  | kWh | 0.258 | -0.00362 | Residential |  | Winter Only | [6 empty] | Residential Furnaces (<0.3):Uncontrolled | 10 | 85% | 85% | [11 empty] | 0% | 0% | 0% | 646 | 0 | 0 | 0 | 0 | 0 | 0 | 0 | 0 | 0 | 0 | 2013 Qtr 1: 0; 2013 Qtr 2: 147; 2013 Qtr 3: 68; 2013 Qtr 4: 431 | 646 | 1
3279 | 421026 - AC Diagnostic, Repair and Tune-up 1995-2005 | Res-RefrigCharge-wtd | 7 | Residential | res:DEER:HVAC_Refrig_Charge | TRUE |  |  | Cap-Tons | RET | 96.93 | 0 | 0 | 63.669 | 33.261 | 7.1054e-15 | 87.8 |  | kWh | 0.0898 | -0.0152 | Residential |  | Winter Only | [6 empty] | Residential Furnaces (<0.3):Uncontrolled | 10 | 85% | 85% | [11 empty] | 0% | 0% | 0% | 124 | 0 | 0 | 0 | 0 | 0 | 0 | 0 | 0 | 0 | 0 | 2013 Qtr 1: 0; 2013 Qtr 2: 51; 2013 Qtr 3: 15; 2013 Qtr 4: 58 | 124 | 0
3279 | 421026 - AC Diagnostic, Repair and Tune-up 1995-2005 | Res-RefrigCharge-wtd | System | Residential | res:DEER:HVAC_Refrig_Charge | TRUE |  |  | Cap-Tons | RET | 131.141 | 0 | 0 | 86.14 | 45 | 0.001 | 137 |  | kWh | 0.171 | -0.00921 | Residential |  | Winter Only | [6 empty] | Residential Furnaces (<0.3):Uncontrolled | 10 | 85% | 85% | [11 empty] | 0% | 0% | 0% | 3 | 0 | 0 | 0 | 0 | 0 | 0 | 0 | 0 | 0 | 0 | 2013 Qtr 1: 0; 2013 Qtr 2: 2; 2013 Qtr 3: 1; 2013 Qtr 4: 0 | 3 | 0
3279 | 421028 - Int. Energy Star CFL - 14 Watt | Res-Lighting-InGen_CFLratio0347_CFLscw-14w | 10 | Residential | res:DEER:Indoor_CFL_Ltg | TRUE |  |  | Lamp | ROB | 8.487 | 0 | 0 | 5.041 | 3.445 | 0.001 | 22.4 |  | kWh | 0.00248 | -0.281 | Residential |  | Winter Only | [6 empty] | Residential Furnaces (<0.3):Uncontrolled | 9.24 | 85% | 85% | [11 empty] | 0% | 0% | 0% | 496 | 0 | 0 | 0 | 0 | 0 | 0 | 0 | 0 | 0 | 0 | 2013 Qtr 1: 0; 2013 Qtr 2: 296; 2013 Qtr 3: 122; 2013 Qtr 4: 78 | 496 | 0
3279 | 421028 - Int. Energy Star CFL - 14 Watt | Res-Lighting-InGen_CFLratio0347_CFLscw-14w | 7 | Residential | res:DEER:Indoor_CFL_Ltg | TRUE |  |  | Lamp | ROB | 8.433 | 0 | 0 | 5.009 | 3.423 | 0.001 | 19.3 |  | kWh | 0.00197 | -0.281 | Residential |  | Winter Only | [6 empty] | Residential Furnaces (<0.3):Uncontrolled | 9.24 | 85% | 85% | [11 empty] | 0% | 0% | 0% | 427 | 0 | 0 | 0 | 0 | 0 | 0 | 0 | 0 | 0 | 0 | 2013 Qtr 1: 0; 2013 Qtr 2: 385; 2013 Qtr 3: 17; 2013 Qtr 4: 25 | 427 | 0
3279 | 421028 - Int. Energy Star CFL - 14 Watt | Res-Lighting-InGen_CFLratio0347_CFLscw-14w | System | Residential | res:DEER:Indoor_CFL_Ltg | TRUE |  |  | Lamp | ROB | 8.4 | 0 | 0 | 4.99 | 3.41 | 0 | 19.1 |  | kWh | 0.00167 | -0.318 | Residential |  | Winter Only | [6 empty] | Residential Furnaces (<0.3):Uncontrolled | 9.24 | 85% | 85% | [11 empty] | 0% | 0% | 0% | 4 | 0 | 0 | 0 | 0 | 0 | 0 | 0 | 0 | 0 | 0 | 2013 Qtr 1: 0; 2013 Qtr 2: 4; 2013 Qtr 3: 0; 2013 Qtr 4: 0 | 4 | 1
3279 | 421029 - Int. Energy Star CFL - 23 Watt | Res-Lighting-InGen_CFLratio0347_CFLscw-23w | 10 | Residential | res:DEER:Indoor_CFL_Ltg | TRUE |  |  | Lamp | ROB | 10.68 | 0 | 0 | 5.99 | 4.69 | 0 | 36.9 |  | kWh | 0.00408 | -0.461 | Residential |  | Winter Only | [6 empty] | Residential Furnaces (<0.3):Uncontrolled | 9.24 | 85% | 85% | [11 empty] | 0% | 0% | 0% | 1784 | 0 | 0 | 0 | 0 | 0 | 0 | 0 | 0 | 0 | 0 | 2013 Qtr 1: 0; 2013 Qtr 2: 1784; 2013 Qtr 3: 0; 2013 Qtr 4: 0 | 1784 | 1
3279 | 421029 - Int. Energy Star CFL - 23 Watt | Res-Lighting-InGen_CFLratio0347_CFLscw-23w | 7 | Residential | res:DEER:Indoor_CFL_Ltg | TRUE |  |  | Lamp | ROB | 10.68 | 0 | 0 | 5.99 | 4.69 | 0 | 31.6 |  | kWh | 0.00323 | -0.461 | Residential |  | Winter Only | [6 empty] | Residential Furnaces (<0.3):Uncontrolled | 9.24 | 85% | 85% | [11 empty] | 0% | 0% | 0% | 1563 | 0 | 0 | 0 | 0 | 0 | 0 | 0 | 0 | 0 | 0 | 2013 Qtr 1: 0; 2013 Qtr 2: 1563; 2013 Qtr 3: 0; 2013 Qtr 4: 0 | 1563 | 1
3279 | 421030 - Ext. Energy Star CFL - 13 Watt | Res-Lighting-OutGen_CFLratio0407_CFLscw-13w | System | Residential | res:DEER:Indoor_CFL_Ltg | TRUE |  |  | Lamp | RET | 8.73 | 0 | 0 | 5.186 | 3.544 | 4.4409e-16 | 49.8 |  | kWh | 0 | 0 | Residential |  | Winter Only | [6 empty] | Residential Furnaces (<0.3):Uncontrolled | 9.24 | 85% | 85% | [11 empty] | 0% | 0% | 0% | 20 | 0 | 0 | 0 | 0 | 0 | 0 | 0 | 0 | 0 | 0 | 2013 Qtr 1: 0; 2013 Qtr 2: 2; 2013 Qtr 3: 6; 2013 Qtr 4: 12 | 20 | 1
3279 | 421031 - Ext. Energy Star CFL - 23 Watt | Res-Lighting-OutGen_CFLratio0407_CFLscw-23w | System | Residential | res:DEER:Indoor_CFL_Ltg | TRUE |  |  | Lamp | RET | 10.68 | 0 | 0 | 5.99 | 4.69 | 0 | 88.2 |  | kWh | 0 | 0 | Residential |  | Winter Only | [6 empty] | Residential Furnaces (<0.3):Uncontrolled | 9.24 | 85% | 85% | [11 empty] | 0% | 0% | 0% | 6 | 0 | 0 | 0 | 0 | 0 | 0 | 0 | 0 | 0 | 0 | 2013 Qtr 1: 0; 2013 Qtr 2: 6; 2013 Qtr 3: 0; 2013 Qtr 4: 0 | 6 | 1
3279 | 421032 - T-8 or T-5 Lamp and Electronic, 2-lamp, 4-foot fixture Common | Com-Lighting-InGen_T12-48in-74w-B_T8-48in-60w-A_T8-48in-54w-B | System | Commercial | NON_res:DEER:Indoor_Non-CFL_Ltg | TRUE |  |  | Fixture | RET | 42 | 0 | 0 | 22 | 20 | 0 | 71.3 |  | kWh | 0.0168 | -0.185 | Commercial |  | Winter Only | [6 empty] | Small Boilers (<100 MMBtu/hr Heat Input):Uncontrolled | 16 | 89% | 89% | [11 empty] | 0% | 0% | 0% | 152 | 0 | 0 | 0 | 0 | 0 | 0 | 0 | 0 | 0 | 0 | 2013 Qtr 1: 0; 2013 Qtr 2: 41; 2013 Qtr 3: 111; 2013 Qtr 4: 0 | 152 | 1
3279 | 421033 - T-8 or T-5 Lamp and Electronic, 4-lamp, 4-foot fixture Common | Com-Lighting-InGen_T12-48in-160w_T8-48in-118w-B_T8-48in-102w-B | System | Commercial | NON_res:DEER:Indoor_Non-CFL_Ltg | TRUE |  |  | Fixture | RET | 58 | 0 | 0 | 32 | 26 | 0 | 207 |  | kWh | 0.0486 | -0.535 | Commercial |  | Winter Only | [6 empty] | Small Boilers (<100 MMBtu/hr Heat Input):Uncontrolled | 16 | 89% | 89% | [11 empty] | 0% | 0% | 0% | 130 | 0 | 0 | 0 | 0 | 0 | 0 | 0 | 0 | 0 | 0 | 2013 Qtr 1: 0; 2013 Qtr 2: 57; 2013 Qtr 3: 73; 2013 Qtr 4: 0 | 130 | 1
3279 | 421034 - 255009-Interior Energy Star CFL Common 14 & 15 watt | Res-Lighting-InGen_CFLratio0347_CFLscw-14w | 10 | Residential | res:DEER:Indoor_CFL_Ltg | TRUE |  |  | Lamp | ROB | 8.625 | 0 | 0 | 5.124 | 3.501 | 4.4409e-16 | 22.4 |  | kWh | 0.00248 | -0.281 | Residential |  | Winter Only | [6 empty] | Residential Furnaces (<0.3):Uncontrolled | 9.24 | 85% | 85% | [11 empty] | 0% | 0% | 0% | 110 | 0 | 0 | 0 | 0 | 0 | 0 | 0 | 0 | 0 | 0 | 2013 Qtr 1: 0; 2013 Qtr 2: 24; 2013 Qtr 3: 41; 2013 Qtr 4: 45 | 110 | 1
3279 | 421034 - 255009-Interior Energy Star CFL Common 14 & 15 watt | Res-Lighting-InGen_CFLratio0347_CFLscw-14w | 7 | Residential | res:DEER:Indoor_CFL_Ltg | TRUE |  |  | Lamp | ROB | 8.4 | 0 | 0 | 4.99 | 3.41 | 0 | 19.3 |  | kWh | 0.00197 | -0.281 | Residential |  | Winter Only | [6 empty] | Residential Furnaces (<0.3):Uncontrolled | 9.24 | 85% | 85% | [11 empty] | 0% | 0% | 0% | 9 | 0 | 0 | 0 | 0 | 0 | 0 | 0 | 0 | 0 | 0 | 2013 Qtr 1: 0; 2013 Qtr 2: 9; 2013 Qtr 3: 0; 2013 Qtr 4: 0 | 9 | 1
3279 | 421040 - Int CF Fixture Common (30-36 Watts) - Energy Star | Com-Lighting-InGen_CFLratio0353_CFLfixt-32W | System | Commercial | NON_res:DEER:Indoor_Non-CFL_Ltg | TRUE |  |  | Lamp | ROB | 57.243 | 0 | 0 | 29.087 | 28.155 | 0.001 | 279 |  | kWh | 0.0591 | -0.697 | Commercial |  | Winter Only | [6 empty] | Small Boilers (<100 MMBtu/hr Heat Input):Uncontrolled | 3.3 | 80% | 80% | [11 empty] | 0% | 0% | 0% | 20 | 0 | 0 | 0 | 0 | 0 | 0 | 0 | 0 | 0 | 0 | 2013 Qtr 1: 0; 2013 Qtr 2: 1; 2013 Qtr 3: 4; 2013 Qtr 4: 15 | 20 | 1
3279 | 421042 - 255010-Ext Energy Star CFL Common 13 Watts | Res-Lighting-OutGen_CFLratio0407_CFLscw-13w | System | Residential | res:DEER:Indoor_CFL_Ltg | TRUE |  |  | Lamp | RET | 9.02 | 0 | 0 | 5.61 | 3.41 | 0 | 49.8 |  | kWh | 0 | 0 | Residential |  | Winter Only | [6 empty] | Residential Furnaces (<0.3):Uncontrolled | 9.24 | 85% | 85% | [11 empty] | 0% | 0% | 0% | 25 | 0 | 0 | 0 | 0 | 0 | 0 | 0 | 0 | 0 | 0 | 2013 Qtr 1: 0; 2013 Qtr 2: 25; 2013 Qtr 3: 0; 2013 Qtr 4: 0 | 25 | 1
[16 empty] | 0 |  |  | #N/A | [26 empty] | 0% | 0% |  | 0 | 0 | 0 | 0 | 0 | 0 | 0 | 0 | 0 | 0 | 0 | [44 empty] | 0 | 1 | bar: 2013 Qtr 1 to 2013 Qtr 4
[16 empty] | 0 |  |  | #N/A | [26 empty] | 0% | 0% |  | 0 | 0 | 0 | 0 | 0 | 0 | 0 | 0 | 0 | 0 | 0 | [44 empty] | 0 | 1 | bar: 2013 Qtr 1 to 2013 Qtr 4
[16 empty] | 0 |  |  | #N/A | [26 empty] | 0% | 0% |  | 0 | 0 | 0 | 0 | 0 | 0 | 0 | 0 | 0 | 0 | 0 | [44 empty] | 0 | 1 | bar: 2013 Qtr 1 to 2013 Qtr 4
[16 empty] | 0 |  |  | #N/A | [26 empty] | 0% | 0% |  | 0 | 0 | 0 | 0 | 0 | 0 | 0 | 0 | 0 | 0 | 0 | [44 empty] | 0 | 1 | bar: 2013 Qtr 1 to 2013 Qtr 4
[16 empty] | 0 |  |  | #N/A | [26 empty] | 0% | 0% |  | 0 | 0 | 0 | 0 | 0 | 0 | 0 | 0 | 0 | 0 | 0 | [44 empty] | 0 | 1 | bar: 2013 Qtr 1 to 2013 Qtr 4
[16 empty] | 0 |  |  | #N/A | [26 empty] | 0% | 0% |  | 0 | 0 | 0 | 0 | 0 | 0 | 0 | 0 | 0 | 0 | 0 | [44 empty] | 0 | 1 | bar: 2013 Qtr 1 to 2013 Qtr 4
[16 empty] | 0 |  |  | #N/A | [26 empty] | 0% | 0% |  | 0 | 0 | 0 | 0 | 0 | 0 | 0 | 0 | 0 | 0 | 0 | [44 empty] | 0 | 1 | bar: 2013 Qtr 1 to 2013 Qtr 4
[16 empty] | 0 |  |  | #N/A | [26 empty] | 0% | 0% |  | 0 | 0 | 0 | 0 | 0 | 0 | 0 | 0 | 0 | 0 | 0 | [44 empty] | 0 | 1 | bar: 2013 Qtr 1 to 2013 Qtr 4
[16 empty] | 0 |  |  | #N/A | [26 empty] | 0% | 0% |  | 0 | 0 | 0 | 0 | 0 | 0 | 0 | 0 | 0 | 0 | 0 | [44 empty] | 0 | 1 | bar: 2013 Qtr 1 to 2013 Qtr 4
[16 empty] | 0 |  |  | #N/A | [26 empty] | 0% | 0% |  | 0 | 0 | 0 | 0 | 0 | 0 | 0 | 0 | 0 | 0 | 0 | [44 empty] | 0 | 1 | bar: 2013 Qtr 1 to 2013 Qtr 4
[16 empty] | 0 |  |  | #N/A | [26 empty] | 0% | 0% |  | 0 | 0 | 0 | 0 | 0 | 0 | 0 | 0 | 0 | 0 | 0 | [44 empty] | 0 | 1 | bar: 2013 Qtr 1 to 2013 Qtr 4
[16 empty] | 0 |  |  | #N/A | [26 empty] | 0% | 0% |  | 0 | 0 | 0 | 0 | 0 | 0 | 0 | 0 | 0 | 0 | 0 | [44 empty] | 0 | 1 | bar: 2013 Qtr 1 to 2013 Qtr 4
[16 empty] | 0 |  |  | #N/A | [26 empty] | 0% | 0% |  | 0 | 0 | 0 | 0 | 0 | 0 | 0 | 0 | 0 | 0 | 0 | [44 empty] | 0 | 1 | bar: 2013 Qtr 1 to 2013 Qtr 4
[16 empty] | 0 |  |  | #N/A | [26 empty] | 0% | 0% |  | 0 | 0 | 0 | 0 | 0 | 0 | 0 | 0 | 0 | 0 | 0 | [44 empty] | 0 | 1 | bar: 2013 Qtr 1 to 2013 Qtr 4
[16 empty] | 0 |  |  | #N/A | [26 empty] | 0% | 0% |  | 0 | 0 | 0 | 0 | 0 | 0 | 0 | 0 | 0 | 0 | 0 | [44 empty] | 0 | 1 | bar: 2013 Qtr 1 to 2013 Qtr 4
[16 empty] | 0 |  |  | #N/A | [26 empty] | 0% | 0% |  | 0 | 0 | 0 | 0 | 0 | 0 | 0 | 0 | 0 | 0 | 0 | [44 empty] | 0 | 1 | bar: 2013 Qtr 1 to 2013 Qtr 4
[16 empty] | 0 |  |  | #N/A | [26 empty] | 0% | 0% |  | 0 | 0 | 0 | 0 | 0 | 0 | 0 | 0 | 0 | 0 | 0 | [44 empty] | 0 | 1 | bar: 2013 Qtr 1 to 2013 Qtr 4
[16 empty] | 0 |  |  | #N/A | [26 empty] | 0% | 0% |  | 0 | 0 | 0 | 0 | 0 | 0 | 0 | 0 | 0 | 0 | 0 | [44 empty] | 0 | 1 | bar: 2013 Qtr 1 to 2013 Qtr 4
[16 empty] | 0 |  |  | #N/A | [26 empty] | 0% | 0% |  | 0 | 0 | 0 | 0 | 0 | 0 | 0 | 0 | 0 | 0 | 0 | [44 empty] | 0 | 1 | bar: 2013 Qtr 1 to 2013 Qtr 4
[16 empty] | 0 |  |  | #N/A | [26 empty] | 0% | 0% |  | 0 | 0 | 0 | 0 | 0 | 0 | 0 | 0 | 0 | 0 | 0 | [44 empty] | 0 | 1 | bar: 2013 Qtr 1 to 2013 Qtr 4
[16 empty] | 0 |  |  | #N/A | [26 empty] | 0% | 0% |  | 0 | 0 | 0 | 0 | 0 | 0 | 0 | 0 | 0 | 0 | 0 | [44 empty] | 0 | 1 | bar: 2013 Qtr 1 to 2013 Qtr 4
[16 empty] | 0 |  |  | #N/A | [26 empty] | 0% | 0% |  | 0 | 0 | 0 | 0 | 0 | 0 | 0 | 0 | 0 | 0 | 0 | [44 empty] | 0 | 1 | bar: 2013 Qtr 1 to 2013 Qtr 4
[16 empty] | 0 |  |  | #N/A | [26 empty] | 0% | 0% |  | 0 | 0 | 0 | 0 | 0 | 0 | 0 | 0 | 0 | 0 | 0 | [44 empty] | 0 | 1 | bar: 2013 Qtr 1 to 2013 Qtr 4
[16 empty] | 0 |  |  | #N/A | [26 empty] | 0% | 0% |  | 0 | 0 | 0 | 0 | 0 | 0 | 0 | 0 | 0 | 0 | 0 | [44 empty] | 0 | 1 | bar: 2013 Qtr 1 to 2013 Qtr 4
[16 empty] | 0 |  |  | #N/A | [26 empty] | 0% | 0% |  | 0 | 0 | 0 | 0 | 0 | 0 | 0 | 0 | 0 | 0 | 0 | [44 empty] | 0 | 1 | bar: 2013 Qtr 1 to 2013 Qtr 4
[16 empty] | 0 |  |  | #N/A | [26 empty] | 0% | 0% |  | 0 | 0 | 0 | 0 | 0 | 0 | 0 | 0 | 0 | 0 | 0 | [44 empty] | 0 | 1 | bar: 2013 Qtr 1 to 2013 Qtr 4
[16 empty] | 0 |  |  | #N/A | [26 empty] | 0% | 0% |  | 0 | 0 | 0 | 0 | 0 | 0 | 0 | 0 | 0 | 0 | 0 | [44 empty] | 0 | 1 | bar: 2013 Qtr 1 to 2013 Qtr 4
[16 empty] | 0 |  |  | #N/A | [26 empty] | 0% | 0% |  | 0 | 0 | 0 | 0 | 0 | 0 | 0 | 0 | 0 | 0 | 0 | [44 empty] | 0 | 1 | bar: 2013 Qtr 1 to 2013 Qtr 4
[16 empty] | 0 |  |  | #N/A | [26 empty] | 0% | 0% |  | 0 | 0 | 0 | 0 | 0 | 0 | 0 | 0 | 0 | 0 | 0 | [44 empty] | 0 | 1 | bar: 2013 Qtr 1 to 2013 Qtr 4
[16 empty] | 0 |  |  | #N/A | [26 empty] | 0% | 0% |  | 0 | 0 | 0 | 0 | 0 | 0 | 0 | 0 | 0 | 0 | 0 | [44 empty] | 0 | 1 | bar: 2013 Qtr 1 to 2013 Qtr 4
[16 empty] | 0 |  |  | #N/A | [26 empty] | 0% | 0% |  | 0 | 0 | 0 | 0 | 0 | 0 | 0 | 0 | 0 | 0 | 0 | [44 empty] | 0 | 1 | bar: 2013 Qtr 1 to 2013 Qtr 4
[16 empty] | 0 |  |  | #N/A | [26 empty] | 0% | 0% |  | 0 | 0 | 0 | 0 | 0 | 0 | 0 | 0 | 0 | 0 | 0 | [44 empty] | 0 | 1 | bar: 2013 Qtr 1 to 2013 Qtr 4
[16 empty] | 0 |  |  | #N/A | [26 empty] | 0% | 0% |  | 0 | 0 | 0 | 0 | 0 | 0 | 0 | 0 | 0 | 0 | 0 | [44 empty] | 0 | 1 | bar: 2013 Qtr 1 to 2013 Qtr 4
[16 empty] | 0 |  |  | #N/A | [26 empty] | 0% | 0% |  | 0 | 0 | 0 | 0 | 0 | 0 | 0 | 0 | 0 | 0 | 0 | [44 empty] | 0 | 1 | bar: 2013 Qtr 1 to 2013 Qtr 4
[16 empty] | 0 |  |  | #N/A | [26 empty] | 0% | 0% |  | 0 | 0 | 0 | 0 | 0 | 0 | 0 | 0 | 0 | 0 | 0 | [44 empty] | 0 | 1 | bar: 2013 Qtr 1 to 2013 Qtr 4
[16 empty] | 0 |  |  | #N/A | [26 empty] | 0% | 0% |  | 0 | 0 | 0 | 0 | 0 | 0 | 0 | 0 | 0 | 0 | 0 | [44 empty] | 0 | 1 | bar: 2013 Qtr 1 to 2013 Qtr 4
[16 empty] | 0 |  |  | #N/A | [26 empty] | 0% | 0% |  | 0 | 0 | 0 | 0 | 0 | 0 | 0 | 0 | 0 | 0 | 0 | [44 empty] | 0 | 1 | bar: 2013 Qtr 1 to 2013 Qtr 4
[16 empty] | 0 |  |  | #N/A | [26 empty] | 0% | 0% |  | 0 | 0 | 0 | 0 | 0 | 0 | 0 | 0 | 0 | 0 | 0 | [44 empty] | 0 | 1 | bar: 2013 Qtr 1 to 2013 Qtr 4
[16 empty] | 0 |  |  | #N/A | [26 empty] | 0% | 0% |  | 0 | 0 | 0 | 0 | 0 | 0 | 0 | 0 | 0 | 0 | 0 | [44 empty] | 0 | 1 | bar: 2013 Qtr 1 to 2013 Qtr 4
[16 empty] | 0 |  |  | #N/A | [26 empty] | 0% | 0% |  | 0 | 0 | 0 | 0 | 0 | 0 | 0 | 0 | 0 | 0 | 0 | [44 empty] | 0 | 1 | bar: 2013 Qtr 1 to 2013 Qtr 4
[49 empty] | 0 | 0 | 0 | 0 | 0 | 0 | 0 | 0 | 0 | 0 | 0 | [44 empty] | 0 | 1 | bar: 2013 Qtr 1 to 2013 Qtr 4
[49 empty] | 0 | 0 | 0 | 0 | 0 | 0 | 0 | 0 | 0 | 0 | 0 | [44 empty] | 0 | 1 | bar: 2013 Qtr 1 to 2013 Qtr 4
[49 empty] | 0 | 0 | 0 | 0 | 0 | 0 | 0 | 0 | 0 | 0 | 0 | [44 empty] | 0 | 1 | bar: 2013 Qtr 1 to 2013 Qtr 4
[49 empty] | 0 | 0 | 0 | 0 | 0 | 0 | 0 | 0 | 0 | 0 | 0 | [44 empty] | 0 | 1 | bar: 2013 Qtr 1 to 2013 Qtr 4
[49 empty] | 0 | 0 | 0 | 0 | 0 | 0 | 0 | 0 | 0 | 0 | 0 | [44 empty] | 0 | 1 | bar: 2013 Qtr 1 to 2013 Qtr 4
[49 empty] | 0 | 0 | 0 | 0 | 0 | 0 | 0 | 0 | 0 | 0 | 0 | [44 empty] | 0 | 1 | bar: 2013 Qtr 1 to 2013 Qtr 4
[49 empty] | 0 | 0 | 0 | 0 | 0 | 0 | 0 | 0 | 0 | 0 | 0 | [44 empty] | 0 | 1 | bar: 2013 Qtr 1 to 2013 Qtr 4
[49 empty] | 0 | 0 | 0 | 0 | 0 | 0 | 0 | 0 | 0 | 0 | 0 | [44 empty] | 0 | 1 | bar: 2013 Qtr 1 to 2013 Qtr 4
[49 empty] | 0 | 0 | 0 | 0 | 0 | 0 | 0 | 0 | 0 | 0 | 0 | [44 empty] | 0 | 1 | bar: 2013 Qtr 1 to 2013 Qtr 4
[49 empty] | 0 | 0 | 0 | 0 | 0 | 0 | 0 | 0 | 0 | 0 | 0 | [44 empty] | 0 | 1 | bar: 2013 Qtr 1 to 2013 Qtr 4
[49 empty] | 0 | 0 | 0 | 0 | 0 | 0 | 0 | 0 | 0 | 0 | 0 | [44 empty] | 0 | 1 | bar: 2013 Qtr 1 to 2013 Qtr 4
[49 empty] | 0 | 0 | 0 | 0 | 0 | 0 | 0 | 0 | 0 | 0 | 0 | [44 empty] | 0 | 1 | bar: 2013 Qtr 1 to 2013 Qtr 4
[49 empty] | 0 | 0 | 0 | 0 | 0 | 0 | 0 | 0 | 0 | 0 | 0 | [44 empty] | 0 | 1 | bar: 2013 Qtr 1 to 2013 Qtr 4
[49 empty] | 0 | 0 | 0 | 0 | 0 | 0 | 0 | 0 | 0 | 0 | 0 | [44 empty] | 0 | 1 | bar: 2013 Qtr 1 to 2013 Qtr 4
[49 empty] | 0 | 0 | 0 | 0 | 0 | 0 | 0 | 0 | 0 | 0 | 0 | [44 empty] | 0 | 1 | bar: 2013 Qtr 1 to 2013 Qtr 4
[49 empty] | 0 | 0 | 0 | 0 | 0 | 0 | 0 | 0 | 0 | 0 | 0 | [44 empty] | 0 | 1 | bar: 2013 Qtr 1 to 2013 Qtr 4
[49 empty] | 0 | 0 | 0 | 0 | 0 | 0 | 0 | 0 | 0 | 0 | 0 | [44 empty] | 0 | 1 | bar: 2013 Qtr 1 to 2013 Qtr 4
[49 empty] | 0 | 0 | 0 | 0 | 0 | 0 | 0 | 0 | 0 | 0 | 0 | [44 empty] | 0 | 1 | bar: 2013 Qtr 1 to 2013 Qtr 4
[49 empty] | 0 | 0 | 0 | 0 | 0 | 0 | 0 | 0 | 0 | 0 | 0 | [44 empty] | 0 | 1 | bar: 2013 Qtr 1 to 2013 Qtr 4
[49 empty] | 0 | 0 | 0 | 0 | 0 | 0 | 0 | 0 | 0 | 0 | 0 | [44 empty] | 0 | 1 | bar: 2013 Qtr 1 to 2013 Qtr 4
[49 empty] | 0 | 0 | 0 | 0 | 0 | 0 | 0 | 0 | 0 | 0 | 0 | [44 empty] | 0 | 1 | bar: 2013 Qtr 1 to 2013 Qtr 4
[49 empty] | 0 | 0 | 0 | 0 | 0 | 0 | 0 | 0 | 0 | 0 | 0 | [44 empty] | 0 | 1 | bar: 2013 Qtr 1 to 2013 Qtr 4
[49 empty] | 0 | 0 | 0 | 0 | 0 | 0 | 0 | 0 | 0 | 0 | 0 | [44 empty] | 0 | 1 | bar: 2013 Qtr 1 to 2013 Qtr 4
[49 empty] | 0 | 0 | 0 | 0 | 0 | 0 | 0 | 0 | 0 | 0 | 0 | [44 empty] | 0 | 1 | bar: 2013 Qtr 1 to 2013 Qtr 4
[49 empty] | 0 | 0 | 0 | 0 | 0 | 0 | 0 | 0 | 0 | 0 | 0 | [44 empty] | 0 | 1 | bar: 2013 Qtr 1 to 2013 Qtr 4
[49 empty] | 0 | 0 | 0 | 0 | 0 | 0 | 0 | 0 | 0 | 0 | 0 | [44 empty] | 0 | 1 | bar: 2013 Qtr 1 to 2013 Qtr 4
[49 empty] | 0 | 0 | 0 | 0 | 0 | 0 | 0 | 0 | 0 | 0 | 0 | [44 empty] | 0 | 1 | bar: 2013 Qtr 1 to 2013 Qtr 4
[49 empty] | 0 | 0 | 0 | 0 | 0 | 0 | 0 | 0 | 0 | 0 | 0 | [44 empty] | 0 | 1 | bar: 2013 Qtr 1 to 2013 Qtr 4
[49 empty] | 0 | 0 | 0 | 0 | 0 | 0 | 0 | 0 | 0 | 0 | 0 | [44 empty] | 0 | 1 | bar: 2013 Qtr 1 to 2013 Qtr 4
[49 empty] | 0 | 0 | 0 | 0 | 0 | 0 | 0 | 0 | 0 | 0 | 0 | [44 empty] | 0 | 1 | bar: 2013 Qtr 1 to 2013 Qtr 4
[49 empty] | 0 | 0 | 0 | 0 | 0 | 0 | 0 | 0 | 0 | 0 | 0 | [44 empty] | 0 | 1 | bar: 2013 Qtr 1 to 2013 Qtr 4
[49 empty] | 0 | 0 | 0 | 0 | 0 | 0 | 0 | 0 | 0 | 0 | 0 | [44 empty] | 0 | 1 | bar: 2013 Qtr 1 to 2013 Qtr 4
[49 empty] | 0 | 0 | 0 | 0 | 0 | 0 | 0 | 0 | 0 | 0 | 0 | [44 empty] | 0 | 1 | bar: 2013 Qtr 1 to 2013 Qtr 4
[49 empty] | 0 | 0 | 0 | 0 | 0 | 0 | 0 | 0 | 0 | 0 | 0 | [44 empty] | 0 | 1 | bar: 2013 Qtr 1 to 2013 Qtr 4
[49 empty] | 0 | 0 | 0 | 0 | 0 | 0 | 0 | 0 | 0 | 0 | 0 | [44 empty] | 0 | 1 | bar: 2013 Qtr 1 to 2013 Qtr 4
[49 empty] | 0 | 0 | 0 | 0 | 0 | 0 | 0 | 0 | 0 | 0 | 0 | [44 empty] | 0 | 1 | bar: 2013 Qtr 1 to 2013 Qtr 4
[49 empty] | 0 | 0 | 0 | 0 | 0 | 0 | 0 | 0 | 0 | 0 | 0 | [44 empty] | 0 | 1 | bar: 2013 Qtr 1 to 2013 Qtr 4
[49 empty] | 0 | 0 | 0 | 0 | 0 | 0 | 0 | 0 | 0 | 0 | 0 | [44 empty] | 0 | 1 | bar: 2013 Qtr 1 to 2013 Qtr 4
[49 empty] | 0 | 0 | 0 | 0 | 0 | 0 | 0 | 0 | 0 | 0 | 0 | [44 empty] | 0 | 1 | bar: 2013 Qtr 1 to 2013 Qtr 4
[49 empty] | 0 | 0 | 0 | 0 | 0 | 0 | 0 | 0 | 0 | 0 | 0 | [44 empty] | 0 | 1 | bar: 2013 Qtr 1 to 2013 Qtr 4
[49 empty] | 0 | 0 | 0 | 0 | 0 | 0 | 0 | 0 | 0 | 0 | 0 | [44 empty] | 0 | 1 | bar: 2013 Qtr 1 to 2013 Qtr 4
[49 empty] | 0 | 0 | 0 | 0 | 0 | 0 | 0 | 0 | 0 | 0 | 0 | [44 empty] | 0 | 1 | bar: 2013 Qtr 1 to 2013 Qtr 4
[49 empty] | 0 | 0 | 0 | 0 | 0 | 0 | 0 | 0 | 0 | 0 | 0 | [44 empty] | 0 | 1 | bar: 2013 Qtr 1 to 2013 Qtr 4
[49 empty] | 0 | 0 | 0 | 0 | 0 | 0 | 0 | 0 | 0 | 0 | 0 | [44 empty] | 0 | 1 | bar: 2013 Qtr 1 to 2013 Qtr 4
[49 empty] | 0 | 0 | 0 | 0 | 0 | 0 | 0 | 0 | 0 | 0 | 0 | [44 empty] | 0 | 1 | bar: 2013 Qtr 1 to 2013 Qtr 4
[49 empty] | 0 | 0 | 0 | 0 | 0 | 0 | 0 | 0 | 0 | 0 | 0 | [44 empty] | 0 | 1 | bar: 2013 Qtr 1 to 2013 Qtr 4
[49 empty] | 0 | 0 | 0 | 0 | 0 | 0 | 0 | 0 | 0 | 0 | 0 | [44 empty] | 0 | 1 | bar: 2013 Qtr 1 to 2013 Qtr 4
[49 empty] | 0 | 0 | 0 | 0 | 0 | 0 | 0 | 0 | 0 | 0 | 0 | [44 empty] | 0 | 1 | bar: 2013 Qtr 1 to 2013 Qtr 4
[49 empty] | 0 | 0 | 0 | 0 | 0 | 0 | 0 | 0 | 0 | 0 | 0 | [44 empty] | 0 | 1 | bar: 2013 Qtr 1 to 2013 Qtr 4
[49 empty] | 0 | 0 | 0 | 0 | 0 | 0 | 0 | 0 | 0 | 0 | 0 | [44 empty] | 0 | 1 | bar: 2013 Qtr 1 to 2013 Qtr 4
[49 empty] | 0 | 0 | 0 | 0 | 0 | 0 | 0 | 0 | 0 | 0 | 0 | [44 empty] | 0 | 1 | bar: 2013 Qtr 1 to 2013 Qtr 4
[49 empty] | 0 | 0 | 0 | 0 | 0 | 0 | 0 | 0 | 0 | 0 | 0 | [44 empty] | 0 | 1 | bar: 2013 Qtr 1 to 2013 Qtr 4
[49 empty] | 0 | 0 | 0 | 0 | 0 | 0 | 0 | 0 | 0 | 0 | 0 | [44 empty] | 0 | 1 | bar: 2013 Qtr 1 to 2013 Qtr 4
[49 empty] | 0 | 0 | 0 | 0 | 0 | 0 | 0 | 0 | 0 | 0 | 0 | [44 empty] | 0 | 1 | bar: 2013 Qtr 1 to 2013 Qtr 4
[49 empty] | 0 | 0 | 0 | 0 | 0 | 0 | 0 | 0 | 0 | 0 | 0 | [44 empty] | 0 | 1 | bar: 2013 Qtr 1 to 2013 Qtr 4
[49 empty] | 0 | 0 | 0 | 0 | 0 | 0 | 0 | 0 | 0 | 0 | 0 | [44 empty] | 0 | 1 | bar: 2013 Qtr 1 to 2013 Qtr 4
[49 empty] | 0 | 0 | 0 | 0 | 0 | 0 | 0 | 0 | 0 | 0 | 0 | [44 empty] | 0 | 1 | bar: 2013 Qtr 1 to 2013 Qtr 4
[49 empty] | 0 | 0 | 0 | 0 | 0 | 0 | 0 | 0 | 0 | 0 | 0 | [44 empty] | 0 | 1 | bar: 2013 Qtr 1 to 2013 Qtr 4
[49 empty] | 0 | 0 | 0 | 0 | 0 | 0 | 0 | 0 | 0 | 0 | 0 | [44 empty] | 0 | 1 | bar: 2013 Qtr 1 to 2013 Qtr 4
[49 empty] | 0 | 0 | 0 | 0 | 0 | 0 | 0 | 0 | 0 | 0 | 0 | [44 empty] | 0 | 1 | bar: 2013 Qtr 1 to 2013 Qtr 4
[49 empty] | 0 | 0 | 0 | 0 | 0 | 0 | 0 | 0 | 0 | 0 | 0 | [44 empty] | 0 | 1 | bar: 2013 Qtr 1 to 2013 Qtr 4
[49 empty] | 0 | 0 | 0 | 0 | 0 | 0 | 0 | 0 | 0 | 0 | 0 | [44 empty] | 0 | 1 | bar: 2013 Qtr 1 to 2013 Qtr 4
[49 empty] | 0 | 0 | 0 | 0 | 0 | 0 | 0 | 0 | 0 | 0 | 0 | [44 empty] | 0 | 1 | bar: 2013 Qtr 1 to 2013 Qtr 4
[49 empty] | 0 | 0 | 0 | 0 | 0 | 0 | 0 | 0 | 0 | 0 | 0 | [44 empty] | 0 | 1 | bar: 2013 Qtr 1 to 2013 Qtr 4
[49 empty] | 0 | 0 | 0 | 0 | 0 | 0 | 0 | 0 | 0 | 0 | 0 | [44 empty] | 0 | 1 | bar: 2013 Qtr 1 to 2013 Qtr 4
[49 empty] | 0 | 0 | 0 | 0 | 0 | 0 | 0 | 0 | 0 | 0 | 0 | [44 empty] | 0 | 1 | bar: 2013 Qtr 1 to 2013 Qtr 4
[49 empty] | 0 | 0 | 0 | 0 | 0 | 0 | 0 | 0 | 0 | 0 | 0 | [44 empty] | 0 | 1 | bar: 2013 Qtr 1 to 2013 Qtr 4
[49 empty] | 0 | 0 | 0 | 0 | 0 | 0 | 0 | 0 | 0 | 0 | 0 | [44 empty] | 0 | 1 | bar: 2013 Qtr 1 to 2013 Qtr 4
[49 empty] | 0 | 0 | 0 | 0 | 0 | 0 | 0 | 0 | 0 | 0 | 0 | [44 empty] | 0 | 1 | bar: 2013 Qtr 1 to 2013 Qtr 4
[49 empty] | 0 | 0 | 0 | 0 | 0 | 0 | 0 | 0 | 0 | 0 | 0 | [44 empty] | 0 | 1 | bar: 2013 Qtr 1 to 2013 Qtr 4
[49 empty] | 0 | 0 | 0 | 0 | 0 | 0 | 0 | 0 | 0 | 0 | 0 | [44 empty] | 0 | 1 | bar: 2013 Qtr 1 to 2013 Qtr 4
[49 empty] | 0 | 0 | 0 | 0 | 0 | 0 | 0 | 0 | 0 | 0 | 0 | [44 empty] | 0 | 1 | bar: 2013 Qtr 1 to 2013 Qtr 4
[49 empty] | 0 | 0 | 0 | 0 | 0 | 0 | 0 | 0 | 0 | 0 | 0 | [44 empty] | 0 | 1 | bar: 2013 Qtr 1 to 2013 Qtr 4
[49 empty] | 0 | 0 | 0 | 0 | 0 | 0 | 0 | 0 | 0 | 0 | 0 | [44 empty] | 0 | 1 | bar: 2013 Qtr 1 to 2013 Qtr 4
[49 empty] | 0 | 0 | 0 | 0 | 0 | 0 | 0 | 0 | 0 | 0 | 0 | [44 empty] | 0 | 1 | bar: 2013 Qtr 1 to 2013 Qtr 4
[49 empty] | 0 | 0 | 0 | 0 | 0 | 0 | 0 | 0 | 0 | 0 | 0 | [44 empty] | 0 | 1 | bar: 2013 Qtr 1 to 2013 Qtr 4
[49 empty] | 0 | 0 | 0 | 0 | 0 | 0 | 0 | 0 | 0 | 0 | 0 | [44 empty] | 0 | 1 | bar: 2013 Qtr 1 to 2013 Qtr 4
[49 empty] | 0 | 0 | 0 | 0 | 0 | 0 | 0 | 0 | 0 | 0 | 0 | [44 empty] | 0 | 1 | bar: 2013 Qtr 1 to 2013 Qtr 4
[49 empty] | 0 | 0 | 0 | 0 | 0 | 0 | 0 | 0 | 0 | 0 | 0 | [44 empty] | 0 | 1 | bar: 2013 Qtr 1 to 2013 Qtr 4
[49 empty] | 0 | 0 | 0 | 0 | 0 | 0 | 0 | 0 | 0 | 0 | 0 | [44 empty] | 0 | 1 | bar: 2013 Qtr 1 to 2013 Qtr 4
[49 empty] | 0 | 0 | 0 | 0 | 0 | 0 | 0 | 0 | 0 | 0 | 0 | [44 empty] | 0 | 1 | bar: 2013 Qtr 1 to 2013 Qtr 4
[49 empty] | 0 | 0 | 0 | 0 | 0 | 0 | 0 | 0 | 0 | 0 | 0 | [44 empty] | 0 | 1 | bar: 2013 Qtr 1 to 2013 Qtr 4
[49 empty] | 0 | 0 | 0 | 0 | 0 | 0 | 0 | 0 | 0 | 0 | 0 | [44 empty] | 0 | 1 | bar: 2013 Qtr 1 to 2013 Qtr 4
[49 empty] | 0 | 0 | 0 | 0 | 0 | 0 | 0 | 0 | 0 | 0 | 0 | [44 empty] | 0 | 1 | bar: 2013 Qtr 1 to 2013 Qtr 4
[49 empty] | 0 | 0 | 0 | 0 | 0 | 0 | 0 | 0 | 0 | 0 | 0 | [44 empty] | 0 | 1 | bar: 2013 Qtr 1 to 2013 Qtr 4
[49 empty] | 0 | 0 | 0 | 0 | 0 | 0 | 0 | 0 | 0 | 0 | 0 | [44 empty] | 0 | 1 | bar: 2013 Qtr 1 to 2013 Qtr 4
[49 empty] | 0 | 0 | 0 | 0 | 0 | 0 | 0 | 0 | 0 | 0 | 0 | [44 empty] | 0 | 1 | bar: 2013 Qtr 1 to 2013 Qtr 4
[49 empty] | 0 | 0 | 0 | 0 | 0 | 0 | 0 | 0 | 0 | 0 | 0 | [44 empty] | 0 | 1 | bar: 2013 Qtr 1 to 2013 Qtr 4
[49 empty] | 0 | 0 | 0 | 0 | 0 | 0 | 0 | 0 | 0 | 0 | 0 | [44 empty] | 0 | 1 | bar: 2013 Qtr 1 to 2013 Qtr 4
[49 empty] | 0 | 0 | 0 | 0 | 0 | 0 | 0 | 0 | 0 | 0 | 0 | [44 empty] | 0 | 1 | bar: 2013 Qtr 1 to 2013 Qtr 4
[49 empty] | 0 | 0 | 0 | 0 | 0 | 0 | 0 | 0 | 0 | 0 | 0 | [44 empty] | 0 | 1 | bar: 2013 Qtr 1 to 2013 Qtr 4
[49 empty] | 0 | 0 | 0 | 0 | 0 | 0 | 0 | 0 | 0 | 0 | 0 | [44 empty] | 0 | 1 | bar: 2013 Qtr 1 to 2013 Qtr 4
[49 empty] | 0 | 0 | 0 | 0 | 0 | 0 | 0 | 0 | 0 | 0 | 0 | [44 empty] | 0 | 1 | bar: 2013 Qtr 1 to 2013 Qtr 4
[49 empty] | 0 | 0 | 0 | 0 | 0 | 0 | 0 | 0 | 0 | 0 | 0 | [44 empty] | 0 | 1 | bar: 2013 Qtr 1 to 2013 Qtr 4
[49 empty] | 0 | 0 | 0 | 0 | 0 | 0 | 0 | 0 | 0 | 0 | 0 | [44 empty] | 0 | 1 | bar: 2013 Qtr 1 to 2013 Qtr 4
[49 empty] | 0 | 0 | 0 | 0 | 0 | 0 | 0 | 0 | 0 | 0 | 0 | [44 empty] | 0 | 1 | bar: 2013 Qtr 1 to 2013 Qtr 4
[49 empty] | 0 | 0 | 0 | 0 | 0 | 0 | 0 | 0 | 0 | 0 | 0 | [44 empty] | 0 | 1 | bar: 2013 Qtr 1 to 2013 Qtr 4
[49 empty] | 0 | 0 | 0 | 0 | 0 | 0 | 0 | 0 | 0 | 0 | 0 | [44 empty] | 0 | 1 | bar: 2013 Qtr 1 to 2013 Qtr 4
[49 empty] | 0 | 0 | 0 | 0 | 0 | 0 | 0 | 0 | 0 | 0 | 0 | [44 empty] | 0 | 1 | bar: 2013 Qtr 1 to 2013 Qtr 4
[49 empty] | 0 | 0 | 0 | 0 | 0 | 0 | 0 | 0 | 0 | 0 | 0 | [44 empty] | 0 | 1 | bar: 2013 Qtr 1 to 2013 Qtr 4
[49 empty] | 0 | 0 | 0 | 0 | 0 | 0 | 0 | 0 | 0 | 0 | 0 | [44 empty] | 0 | 1 | bar: 2013 Qtr 1 to 2013 Qtr 4
[49 empty] | 0 | 0 | 0 | 0 | 0 | 0 | 0 | 0 | 0 | 0 | 0 | [44 empty] | 0 | 1 | bar: 2013 Qtr 1 to 2013 Qtr 4
[49 empty] | 0 | 0 | 0 | 0 | 0 | 0 | 0 | 0 | 0 | 0 | 0 | [44 empty] | 0 | 1 | bar: 2013 Qtr 1 to 2013 Qtr 4
[49 empty] | 0 | 0 | 0 | 0 | 0 | 0 | 0 | 0 | 0 | 0 | 0 | [44 empty] | 0 | 1 | bar: 2013 Qtr 1 to 2013 Qtr 4
[49 empty] | 0 | 0 | 0 | 0 | 0 | 0 | 0 | 0 | 0 | 0 | 0 | [44 empty] | 0 | 1 | bar: 2013 Qtr 1 to 2013 Qtr 4
[49 empty] | 0 | 0 | 0 | 0 | 0 | 0 | 0 | 0 | 0 | 0 | 0 | [44 empty] | 0 | 1 | bar: 2013 Qtr 1 to 2013 Qtr 4
[49 empty] | 0 | 0 | 0 | 0 | 0 | 0 | 0 | 0 | 0 | 0 | 0 | [44 empty] | 0 | 1 | bar: 2013 Qtr 1 to 2013 Qtr 4
[49 empty] | 0 | 0 | 0 | 0 | 0 | 0 | 0 | 0 | 0 | 0 | 0 | [44 empty] | 0 | 1 | bar: 2013 Qtr 1 to 2013 Qtr 4
[49 empty] | 0 | 0 | 0 | 0 | 0 | 0 | 0 | 0 | 0 | 0 | 0 | [44 empty] | 0 | 1 | bar: 2013 Qtr 1 to 2013 Qtr 4
[49 empty] | 0 | 0 | 0 | 0 | 0 | 0 | 0 | 0 | 0 | 0 | 0 | [44 empty] | 0 | 1 | bar: 2013 Qtr 1 to 2013 Qtr 4
[49 empty] | 0 | 0 | 0 | 0 | 0 | 0 | 0 | 0 | 0 | 0 | 0 | [44 empty] | 0 | 1 | bar: 2013 Qtr 1 to 2013 Qtr 4
[49 empty] | 0 | 0 | 0 | 0 | 0 | 0 | 0 | 0 | 0 | 0 | 0 | [44 empty] | 0 | 1 | bar: 2013 Qtr 1 to 2013 Qtr 4
[49 empty] | 0 | 0 | 0 | 0 | 0 | 0 | 0 | 0 | 0 | 0 | 0 | [44 empty] | 0 | 1 | bar: 2013 Qtr 1 to 2013 Qtr 4
[49 empty] | 0 | 0 | 0 | 0 | 0 | 0 | 0 | 0 | 0 | 0 | 0 | [44 empty] | 0 | 1 | bar: 2013 Qtr 1 to 2013 Qtr 4
[49 empty] | 0 | 0 | 0 | 0 | 0 | 0 | 0 | 0 | 0 | 0 | 0 | [44 empty] | 0 | 1 | bar: 2013 Qtr 1 to 2013 Qtr 4
[49 empty] | 0 | 0 | 0 | 0 | 0 | 0 | 0 | 0 | 0 | 0 | 0 | [44 empty] | 0 | 1 | bar: 2013 Qtr 1 to 2013 Qtr 4
[49 empty] | 0 | 0 | 0 | 0 | 0 | 0 | 0 | 0 | 0 | 0 | 0 | [44 empty] | 0 | 1 | bar: 2013 Qtr 1 to 2013 Qtr 4
[49 empty] | 0 | 0 | 0 | 0 | 0 | 0 | 0 | 0 | 0 | 0 | 0 | [44 empty] | 0 | 1 | bar: 2013 Qtr 1 to 2013 Qtr 4
[49 empty] | 0 | 0 | 0 | 0 | 0 | 0 | 0 | 0 | 0 | 0 | 0 | [44 empty] | 0 | 1 | bar: 2013 Qtr 1 to 2013 Qtr 4
[49 empty] | 0 | 0 | 0 | 0 | 0 | 0 | 0 | 0 | 0 | 0 | 0 | [44 empty] | 0 | 1 | bar: 2013 Qtr 1 to 2013 Qtr 4
[49 empty] | 0 | 0 | 0 | 0 | 0 | 0 | 0 | 0 | 0 | 0 | 0 | [44 empty] | 0 | 1 | bar: 2013 Qtr 1 to 2013 Qtr 4
[49 empty] | 0 | 0 | 0 | 0 | 0 | 0 | 0 | 0 | 0 | 0 | 0 | [44 empty] | 0 | 1 | bar: 2013 Qtr 1 to 2013 Qtr 4
[49 empty] | 0 | 0 | 0 | 0 | 0 | 0 | 0 | 0 | 0 | 0 | 0 | [44 empty] | 0 | 1 | bar: 2013 Qtr 1 to 2013 Qtr 4
[49 empty] | 0 | 0 | 0 | 0 | 0 | 0 | 0 | 0 | 0 | 0 | 0 | [44 empty] | 0 | 1 | bar: 2013 Qtr 1 to 2013 Qtr 4
[49 empty] | 0 | 0 | 0 | 0 | 0 | 0 | 0 | 0 | 0 | 0 | 0 | [44 empty] | 0 | 1 | bar: 2013 Qtr 1 to 2013 Qtr 4
[49 empty] | 0 | 0 | 0 | 0 | 0 | 0 | 0 | 0 | 0 | 0 | 0 | [44 empty] | 0 | 1 | bar: 2013 Qtr 1 to 2013 Qtr 4
[49 empty] | 0 | 0 | 0 | 0 | 0 | 0 | 0 | 0 | 0 | 0 | 0 | [44 empty] | 0 | 1 | bar: 2013 Qtr 1 to 2013 Qtr 4
[49 empty] | 0 | 0 | 0 | 0 | 0 | 0 | 0 | 0 | 0 | 0 | 0 | [44 empty] | 0 | 1 | bar: 2013 Qtr 1 to 2013 Qtr 4
[49 empty] | 0 | 0 | 0 | 0 | 0 | 0 | 0 | 0 | 0 | 0 | 0 | [44 empty] | 0 | 1 | bar: 2013 Qtr 1 to 2013 Qtr 4
[49 empty] | 0 | 0 | 0 | 0 | 0 | 0 | 0 | 0 | 0 | 0 | 0 | [44 empty] | 0 | 1 | bar: 2013 Qtr 1 to 2013 Qtr 4
[49 empty] | 0 | 0 | 0 | 0 | 0 | 0 | 0 | 0 | 0 | 0 | 0 | [44 empty] | 0 | 1 | bar: 2013 Qtr 1 to 2013 Qtr 4
[49 empty] | 0 | 0 | 0 | 0 | 0 | 0 | 0 | 0 | 0 | 0 | 0 | [44 empty] | 0 | 1 | bar: 2013 Qtr 1 to 2013 Qtr 4
[49 empty] | 0 | 0 | 0 | 0 | 0 | 0 | 0 | 0 | 0 | 0 | 0 | [44 empty] | 0 | 1 | bar: 2013 Qtr 1 to 2013 Qtr 4
[49 empty] | 0 | 0 | 0 | 0 | 0 | 0 | 0 | 0 | 0 | 0 | 0 | [44 empty] | 0 | 1 | bar: 2013 Qtr 1 to 2013 Qtr 4
[49 empty] | 0 | 0 | 0 | 0 | 0 | 0 | 0 | 0 | 0 | 0 | 0 | [44 empty] | 0 | 1 | bar: 2013 Qtr 1 to 2013 Qtr 4
[49 empty] | 0 | 0 | 0 | 0 | 0 | 0 | 0 | 0 | 0 | 0 | 0 | [44 empty] | 0 | 1 | bar: 2013 Qtr 1 to 2013 Qtr 4
[49 empty] | 0 | 0 | 0 | 0 | 0 | 0 | 0 | 0 | 0 | 0 | 0 | [44 empty] | 0 | 1 | bar: 2013 Qtr 1 to 2013 Qtr 4
[49 empty] | 0 | 0 | 0 | 0 | 0 | 0 | 0 | 0 | 0 | 0 | 0 | [44 empty] | 0 | 1 | bar: 2013 Qtr 1 to 2013 Qtr 4
[49 empty] | 0 | 0 | 0 | 0 | 0 | 0 | 0 | 0 | 0 | 0 | 0 | [44 empty] | 0 | 1 | bar: 2013 Qtr 1 to 2013 Qtr 4
[49 empty] | 0 | 0 | 0 | 0 | 0 | 0 | 0 | 0 | 0 | 0 | 0 | [44 empty] | 0 | 1 | bar: 2013 Qtr 1 to 2013 Qtr 4
[49 empty] | 0 | 0 | 0 | 0 | 0 | 0 | 0 | 0 | 0 | 0 | 0 | [44 empty] | 0 | 1 | bar: 2013 Qtr 1 to 2013 Qtr 4
[49 empty] | 0 | 0 | 0 | 0 | 0 | 0 | 0 | 0 | 0 | 0 | 0 | [44 empty] | 0 | 1 | bar: 2013 Qtr 1 to 2013 Qtr 4
[49 empty] | 0 | 0 | 0 | 0 | 0 | 0 | 0 | 0 | 0 | 0 | 0 | [44 empty] | 0 | 1 | bar: 2013 Qtr 1 to 2013 Qtr 4
[49 empty] | 0 | 0 | 0 | 0 | 0 | 0 | 0 | 0 | 0 | 0 | 0 | [44 empty] | 0 | 1 | bar: 2013 Qtr 1 to 2013 Qtr 4
[49 empty] | 0 | 0 | 0 | 0 | 0 | 0 | 0 | 0 | 0 | 0 | 0 | [44 empty] | 0 | 1 | bar: 2013 Qtr 1 to 2013 Qtr 4
[49 empty] | 0 | 0 | 0 | 0 | 0 | 0 | 0 | 0 | 0 | 0 | 0 | [44 empty] | 0 | 1 | bar: 2013 Qtr 1 to 2013 Qtr 4
[49 empty] | 0 | 0 | 0 | 0 | 0 | 0 | 0 | 0 | 0 | 0 | 0 | [44 empty] | 0 | 1 | bar: 2013 Qtr 1 to 2013 Qtr 4
[49 empty] | 0 | 0 | 0 | 0 | 0 | 0 | 0 | 0 | 0 | 0 | 0 | [44 empty] | 0 | 1 | bar: 2013 Qtr 1 to 2013 Qtr 4
[49 empty] | 0 | 0 | 0 | 0 | 0 | 0 | 0 | 0 | 0 | 0 | 0 | [44 empty] | 0 | 1 | bar: 2013 Qtr 1 to 2013 Qtr 4
[49 empty] | 0 | 0 | 0 | 0 | 0 | 0 | 0 | 0 | 0 | 0 | 0 | [44 empty] | 0 | 1 | bar: 2013 Qtr 1 to 2013 Qtr 4
[49 empty] | 0 | 0 | 0 | 0 | 0 | 0 | 0 | 0 | 0 | 0 | 0 | [44 empty] | 0 | 1 | bar: 2013 Qtr 1 to 2013 Qtr 4
[49 empty] | 0 | 0 | 0 | 0 | 0 | 0 | 0 | 0 | 0 | 0 | 0 | [44 empty] | 0 | 1 | bar: 2013 Qtr 1 to 2013 Qtr 4
[49 empty] | 0 | 0 | 0 | 0 | 0 | 0 | 0 | 0 | 0 | 0 | 0 | [44 empty] | 0 | 1 | bar: 2013 Qtr 1 to 2013 Qtr 4
[49 empty] | 0 | 0 | 0 | 0 | 0 | 0 | 0 | 0 | 0 | 0 | 0 | [44 empty] | 0 | 1 | bar: 2013 Qtr 1 to 2013 Qtr 4
[49 empty] | 0 | 0 | 0 | 0 | 0 | 0 | 0 | 0 | 0 | 0 | 0 | [44 empty] | 0 | 1 | bar: 2013 Qtr 1 to 2013 Qtr 4
[49 empty] | 0 | 0 | 0 | 0 | 0 | 0 | 0 | 0 | 0 | 0 | 0 | [44 empty] | 0 | 1 | bar: 2013 Qtr 1 to 2013 Qtr 4
[49 empty] | 0 | 0 | 0 | 0 | 0 | 0 | 0 | 0 | 0 | 0 | 0 | [44 empty] | 0 | 1 | bar: 2013 Qtr 1 to 2013 Qtr 4
[49 empty] | 0 | 0 | 0 | 0 | 0 | 0 | 0 | 0 | 0 | 0 | 0 | [44 empty] | 0 | 1 | bar: 2013 Qtr 1 to 2013 Qtr 4
[49 empty] | 0 | 0 | 0 | 0 | 0 | 0 | 0 | 0 | 0 | 0 | 0 | [44 empty] | 0 | 1 | bar: 2013 Qtr 1 to 2013 Qtr 4
[49 empty] | 0 | 0 | 0 | 0 | 0 | 0 | 0 | 0 | 0 | 0 | 0 | [44 empty] | 0 | 1 | bar: 2013 Qtr 1 to 2013 Qtr 4
[49 empty] | 0 | 0 | 0 | 0 | 0 | 0 | 0 | 0 | 0 | 0 | 0 | [44 empty] | 0 | 1 | bar: 2013 Qtr 1 to 2013 Qtr 4
[49 empty] | 0 | 0 | 0 | 0 | 0 | 0 | 0 | 0 | 0 | 0 | 0 | [44 empty] | 0 | 1 | bar: 2013 Qtr 1 to 2013 Qtr 4
[49 empty] | 0 | 0 | 0 | 0 | 0 | 0 | 0 | 0 | 0 | 0 | 0 | [44 empty] | 0 | 1 | bar: 2013 Qtr 1 to 2013 Qtr 4
[49 empty] | 0 | 0 | 0 | 0 | 0 | 0 | 0 | 0 | 0 | 0 | 0 | [44 empty] | 0 | 1 | bar: 2013 Qtr 1 to 2013 Qtr 4
[49 empty] | 0 | 0 | 0 | 0 | 0 | 0 | 0 | 0 | 0 | 0 | 0 | [44 empty] | 0 | 1 | bar: 2013 Qtr 1 to 2013 Qtr 4
[49 empty] | 0 | 0 | 0 | 0 | 0 | 0 | 0 | 0 | 0 | 0 | 0 | [44 empty] | 0 | 1 | bar: 2013 Qtr 1 to 2013 Qtr 4
[49 empty] | 0 | 0 | 0 | 0 | 0 | 0 | 0 | 0 | 0 | 0 | 0 | [44 empty] | 0 | 1 | bar: 2013 Qtr 1 to 2013 Qtr 4
[49 empty] | 0 | 0 | 0 | 0 | 0 | 0 | 0 | 0 | 0 | 0 | 0 | [44 empty] | 0 | 1 | bar: 2013 Qtr 1 to 2013 Qtr 4
[49 empty] | 0 | 0 | 0 | 0 | 0 | 0 | 0 | 0 | 0 | 0 | 0 | [44 empty] | 0 | 1 | bar: 2013 Qtr 1 to 2013 Qtr 4
[49 empty] | 0 | 0 | 0 | 0 | 0 | 0 | 0 | 0 | 0 | 0 | 0 | [44 empty] | 0 | 1 | bar: 2013 Qtr 1 to 2013 Qtr 4
[49 empty] | 0 | 0 | 0 | 0 | 0 | 0 | 0 | 0 | 0 | 0 | 0 | [44 empty] | 0 | 1 | bar: 2013 Qtr 1 to 2013 Qtr 4
[49 empty] | 0 | 0 | 0 | 0 | 0 | 0 | 0 | 0 | 0 | 0 | 0 | [44 empty] | 0 | 1 | bar: 2013 Qtr 1 to 2013 Qtr 4
[49 empty] | 0 | 0 | 0 | 0 | 0 | 0 | 0 | 0 | 0 | 0 | 0 | [44 empty] | 0 | 1 | bar: 2013 Qtr 1 to 2013 Qtr 4
[49 empty] | 0 | 0 | 0 | 0 | 0 | 0 | 0 | 0 | 0 | 0 | 0 | [44 empty] | 0 | 1 | bar: 2013 Qtr 1 to 2013 Qtr 4
[49 empty] | 0 | 0 | 0 | 0 | 0 | 0 | 0 | 0 | 0 | 0 | 0 | [44 empty] | 0 | 1 | bar: 2013 Qtr 1 to 2013 Qtr 4
[49 empty] | 0 | 0 | 0 | 0 | 0 | 0 | 0 | 0 | 0 | 0 | 0 | [44 empty] | 0 | 1 | bar: 2013 Qtr 1 to 2013 Qtr 4
[49 empty] | 0 | 0 | 0 | 0 | 0 | 0 | 0 | 0 | 0 | 0 | 0 | [44 empty] | 0 | 1 | bar: 2013 Qtr 1 to 2013 Qtr 4
[49 empty] | 0 | 0 | 0 | 0 | 0 | 0 | 0 | 0 | 0 | 0 | 0 | [44 empty] | 0 | 1 | bar: 2013 Qtr 1 to 2013 Qtr 4
[49 empty] | 0 | 0 | 0 | 0 | 0 | 0 | 0 | 0 | 0 | 0 | 0 | [44 empty] | 0 | 1 | bar: 2013 Qtr 1 to 2013 Qtr 4
[49 empty] | 0 | 0 | 0 | 0 | 0 | 0 | 0 | 0 | 0 | 0 | 0 | [44 empty] | 0 | 1 | bar: 2013 Qtr 1 to 2013 Qtr 4
[49 empty] | 0 | 0 | 0 | 0 | 0 | 0 | 0 | 0 | 0 | 0 | 0 | [44 empty] | 0 | 1 | bar: 2013 Qtr 1 to 2013 Qtr 4
[49 empty] | 0 | 0 | 0 | 0 | 0 | 0 | 0 | 0 | 0 | 0 | 0 | [44 empty] | 0 | 1 | bar: 2013 Qtr 1 to 2013 Qtr 4
[49 empty] | 0 | 0 | 0 | 0 | 0 | 0 | 0 | 0 | 0 | 0 | 0 | [44 empty] | 0 | 1 | bar: 2013 Qtr 1 to 2013 Qtr 4
[49 empty] | 0 | 0 | 0 | 0 | 0 | 0 | 0 | 0 | 0 | 0 | 0 | [44 empty] | 0 | 1 | bar: 2013 Qtr 1 to 2013 Qtr 4
[49 empty] | 0 | 0 | 0 | 0 | 0 | 0 | 0 | 0 | 0 | 0 | 0 | [44 empty] | 0 | 0 | bar: 2013 Qtr 1 to 2013 Qtr 4
[49 empty] | 0 | 0 | 0 | 0 | 0 | 0 | 0 | 0 | 0 | 0 | 0 | [44 empty] | 0 | 0 | bar: 2013 Qtr 1 to 2013 Qtr 4
[49 empty] | 0 | 0 | 0 | 0 | 0 | 0 | 0 | 0 | 0 | 0 | 0 | [44 empty] | 0 | 0 | bar: 2013 Qtr 1 to 2013 Qtr 4
[49 empty] | 0 | 0 | 0 | 0 | 0 | 0 | 0 | 0 | 0 | 0 | 0 | [44 empty] | 0 | 0 | bar: 2013 Qtr 1 to 2013 Qtr 4
[49 empty] | 0 | 0 | 0 | 0 | 0 | 0 | 0 | 0 | 0 | 0 | 0 | [44 empty] | 0 | 0 | bar: 2013 Qtr 1 to 2013 Qtr 4
[49 empty] | 0 | 0 | 0 | 0 | 0 | 0 | 0 | 0 | 0 | 0 | 0 | [44 empty] | 0 | 0 | bar: 2013 Qtr 1 to 2013 Qtr 4
[49 empty] | 0 | 0 | 0 | 0 | 0 | 0 | 0 | 0 | 0 | 0 | 0 | [44 empty] | 0 | 1 | bar: 2013 Qtr 1 to 2013 Qtr 4
[49 empty] | 0 | 0 | 0 | 0 | 0 | 0 | 0 | 0 | 0 | 0 | 0 | [44 empty] | 0 | 1 | bar: 2013 Qtr 1 to 2013 Qtr 4
[49 empty] | 0 | 0 | 0 | 0 | 0 | 0 | 0 | 0 | 0 | 0 | 0 | [44 empty] | 0 | 1 | bar: 2013 Qtr 1 to 2013 Qtr 4
[49 empty] | 0 | 0 | 0 | 0 | 0 | 0 | 0 | 0 | 0 | 0 | 0 | [44 empty] | 0 | 1 | bar: 2013 Qtr 1 to 2013 Qtr 4
[49 empty] | 0 | 0 | 0 | 0 | 0 | 0 | 0 | 0 | 0 | 0 | 0 | [44 empty] | 0 | 1 | bar: 2013 Qtr 1 to 2013 Qtr 4
[49 empty] | 0 | 0 | 0 | 0 | 0 | 0 | 0 | 0 | 0 | 0 | 0 | [44 empty] | 0 | 1 | bar: 2013 Qtr 1 to 2013 Qtr 4
[49 empty] | 0 | 0 | 0 | 0 | 0 | 0 | 0 | 0 | 0 | 0 | 0 | [44 empty] | 0 | 1 | bar: 2013 Qtr 1 to 2013 Qtr 4
[49 empty] | 0 | 0 | 0 | 0 | 0 | 0 | 0 | 0 | 0 | 0 | 0 | [44 empty] | 0 | 1 | bar: 2013 Qtr 1 to 2013 Qtr 4
[49 empty] | 0 | 0 | 0 | 0 | 0 | 0 | 0 | 0 | 0 | 0 | 0 | [44 empty] | 0 | 1 | bar: 2013 Qtr 1 to 2013 Qtr 4
[49 empty] | 0 | 0 | 0 | 0 | 0 | 0 | 0 | 0 | 0 | 0 | 0 | [44 empty] | 0 | 1 | bar: 2013 Qtr 1 to 2013 Qtr 4
[49 empty] | 0 | 0 | 0 | 0 | 0 | 0 | 0 | 0 | 0 | 0 | 0 | [44 empty] | 0 | 1 | bar: 2013 Qtr 1 to 2013 Qtr 4
[49 empty] | 0 | 0 | 0 | 0 | 0 | 0 | 0 | 0 | 0 | 0 | 0 | [44 empty] | 0 | 1 | bar: 2013 Qtr 1 to 2013 Qtr 4
[49 empty] | 0 | 0 | 0 | 0 | 0 | 0 | 0 | 0 | 0 | 0 | 0 | [44 empty] | 0 | 0 | bar: 2013 Qtr 1 to 2013 Qtr 4
[49 empty] | 0 | 0 | 0 | 0 | 0 | 0 | 0 | 0 | 0 | 0 | 0 | [44 empty] | 0 | 0 | bar: 2013 Qtr 1 to 2013 Qtr 4
[49 empty] | 0 | 0 | 0 | 0 | 0 | 0 | 0 | 0 | 0 | 0 | 0 | [44 empty] | 0 | 0 | bar: 2013 Qtr 1 to 2013 Qtr 4
[49 empty] | 0 | 0 | 0 | 0 | 0 | 0 | 0 | 0 | 0 | 0 | 0 | [44 empty] | 0 | 0 | bar: 2013 Qtr 1 to 2013 Qtr 4
[49 empty] | 0 | 0 | 0 | 0 | 0 | 0 | 0 | 0 | 0 | 0 | 0 | [44 empty] | 0 | 0 | bar: 2013 Qtr 1 to 2013 Qtr 4
[49 empty] | 0 | 0 | 0 | 0 | 0 | 0 | 0 | 0 | 0 | 0 | 0 | [44 empty] | 0 | 0 | bar: 2013 Qtr 1 to 2013 Qtr 4
[49 empty] | 0 | 0 | 0 | 0 | 0 | 0 | 0 | 0 | 0 | 0 | 0 | [44 empty] | 0 | 1 | bar: 2013 Qtr 1 to 2013 Qtr 4
[49 empty] | 0 | 0 | 0 | 0 | 0 | 0 | 0 | 0 | 0 | 0 | 0 | [44 empty] | 0 | 1 | bar: 2013 Qtr 1 to 2013 Qtr 4
[49 empty] | 0 | 0 | 0 | 0 | 0 | 0 | 0 | 0 | 0 | 0 | 0 | [44 empty] | 0 | 1 | bar: 2013 Qtr 1 to 2013 Qtr 4
[49 empty] | 0 | 0 | 0 | 0 | 0 | 0 | 0 | 0 | 0 | 0 | 0 | [44 empty] | 0 | 1 | bar: 2013 Qtr 1 to 2013 Qtr 4
[49 empty] | 0 | 0 | 0 | 0 | 0 | 0 | 0 | 0 | 0 | 0 | 0 | [44 empty] | 0 | 0 | bar: 2013 Qtr 1 to 2013 Qtr 4
[49 empty] | 0 | 0 | 0 | 0 | 0 | 0 | 0 | 0 | 0 | 0 | 0 | [44 empty] | 0 | 0 | bar: 2013 Qtr 1 to 2013 Qtr 4
[49 empty] | 0 | 0 | 0 | 0 | 0 | 0 | 0 | 0 | 0 | 0 | 0 | [44 empty] | 0 | 1 | bar: 2013 Qtr 1 to 2013 Qtr 4
[49 empty] | 0 | 0 | 0 | 0 | 0 | 0 | 0 | 0 | 0 | 0 | 0 | [44 empty] | 0 | 1 | bar: 2013 Qtr 1 to 2013 Qtr 4
[49 empty] | 0 | 0 | 0 | 0 | 0 | 0 | 0 | 0 | 0 | 0 | 0 | [44 empty] | 0 | 1 | bar: 2013 Qtr 1 to 2013 Qtr 4
[49 empty] | 0 | 0 | 0 | 0 | 0 | 0 | 0 | 0 | 0 | 0 | 0 | [44 empty] | 0 | 1 | bar: 2013 Qtr 1 to 2013 Qtr 4
[49 empty] | 0 | 0 | 0 | 0 | 0 | 0 | 0 | 0 | 0 | 0 | 0 | [44 empty] | 0 | 1 | bar: 2013 Qtr 1 to 2013 Qtr 4
[49 empty] | 0 | 0 | 0 | 0 | 0 | 0 | 0 | 0 | 0 | 0 | 0 | [44 empty] | 0 | 1 | bar: 2013 Qtr 1 to 2013 Qtr 4
[49 empty] | 0 | 0 | 0 | 0 | 0 | 0 | 0 | 0 | 0 | 0 | 0 | [44 empty] | 0 | 1 | bar: 2013 Qtr 1 to 2013 Qtr 4
[49 empty] | 0 | 0 | 0 | 0 | 0 | 0 | 0 | 0 | 0 | 0 | 0 | [44 empty] | 0 | 1 | bar: 2013 Qtr 1 to 2013 Qtr 4
[49 empty] | 0 | 0 | 0 | 0 | 0 | 0 | 0 | 0 | 0 | 0 | 0 | [44 empty] | 0 | 1 | bar: 2013 Qtr 1 to 2013 Qtr 4
[49 empty] | 0 | 0 | 0 | 0 | 0 | 0 | 0 | 0 | 0 | 0 | 0 | [44 empty] | 0 | 1 | bar: 2013 Qtr 1 to 2013 Qtr 4
[49 empty] | 0 | 0 | 0 | 0 | 0 | 0 | 0 | 0 | 0 | 0 | 0 | [44 empty] | 0 | 1 | bar: 2013 Qtr 1 to 2013 Qtr 4
[49 empty] | 0 | 0 | 0 | 0 | 0 | 0 | 0 | 0 | 0 | 0 | 0 | [44 empty] | 0 | 1 | bar: 2013 Qtr 1 to 2013 Qtr 4
[49 empty] | 0 | 0 | 0 | 0 | 0 | 0 | 0 | 0 | 0 | 0 | 0 | [44 empty] | 0 | 1 | bar: 2013 Qtr 1 to 2013 Qtr 4
[49 empty] | 0 | 0 | 0 | 0 | 0 | 0 | 0 | 0 | 0 | 0 | 0 | [44 empty] | 0 | 1 | bar: 2013 Qtr 1 to 2013 Qtr 4
[49 empty] | 0 | 0 | 0 | 0 | 0 | 0 | 0 | 0 | 0 | 0 | 0 | [44 empty] | 0 | 1 | bar: 2013 Qtr 1 to 2013 Qtr 4
[49 empty] | 0 | 0 | 0 | 0 | 0 | 0 | 0 | 0 | 0 | 0 | 0 | [44 empty] | 0 | 1 | bar: 2013 Qtr 1 to 2013 Qtr 4
[49 empty] | 0 | 0 | 0 | 0 | 0 | 0 | 0 | 0 | 0 | 0 | 0 | [44 empty] | 0 | 1 | bar: 2013 Qtr 1 to 2013 Qtr 4
[49 empty] | 0 | 0 | 0 | 0 | 0 | 0 | 0 | 0 | 0 | 0 | 0 | [44 empty] | 0 | 1 | bar: 2013 Qtr 1 to 2013 Qtr 4
[49 empty] | 0 | 0 | 0 | 0 | 0 | 0 | 0 | 0 | 0 | 0 | 0 | [44 empty] | 0 | 1 | bar: 2013 Qtr 1 to 2013 Qtr 4
[49 empty] | 0 | 0 | 0 | 0 | 0 | 0 | 0 | 0 | 0 | 0 | 0 | [44 empty] | 0 | 1 | bar: 2013 Qtr 1 to 2013 Qtr 4
[49 empty] | 0 | 0 | 0 | 0 | 0 | 0 | 0 | 0 | 0 | 0 | 0 | [44 empty] | 0 | 1 | bar: 2013 Qtr 1 to 2013 Qtr 4
[49 empty] | 0 | 0 | 0 | 0 | 0 | 0 | 0 | 0 | 0 | 0 | 0 | [44 empty] | 0 | 1 | bar: 2013 Qtr 1 to 2013 Qtr 4
[49 empty] | 0 | 0 | 0 | 0 | 0 | 0 | 0 | 0 | 0 | 0 | 0 | [44 empty] | 0 | 1 | bar: 2013 Qtr 1 to 2013 Qtr 4
[49 empty] | 0 | 0 | 0 | 0 | 0 | 0 | 0 | 0 | 0 | 0 | 0 | [44 empty] | 0 | 1 | bar: 2013 Qtr 1 to 2013 Qtr 4
[49 empty] | 0 | 0 | 0 | 0 | 0 | 0 | 0 | 0 | 0 | 0 | 0 | [44 empty] | 0 | 1 | bar: 2013 Qtr 1 to 2013 Qtr 4
[49 empty] | 0 | 0 | 0 | 0 | 0 | 0 | 0 | 0 | 0 | 0 | 0 | [44 empty] | 0 | 1 | bar: 2013 Qtr 1 to 2013 Qtr 4
[49 empty] | 0 | 0 | 0 | 0 | 0 | 0 | 0 | 0 | 0 | 0 | 0 | [44 empty] | 0 | 1 | bar: 2013 Qtr 1 to 2013 Qtr 4
[49 empty] | 0 | 0 | 0 | 0 | 0 | 0 | 0 | 0 | 0 | 0 | 0 | [44 empty] | 0 | 1 | bar: 2013 Qtr 1 to 2013 Qtr 4
[49 empty] | 0 | 0 | 0 | 0 | 0 | 0 | 0 | 0 | 0 | 0 | 0 | [44 empty] | 0 | 0 | bar: 2013 Qtr 1 to 2013 Qtr 4
[49 empty] | 0 | 0 | 0 | 0 | 0 | 0 | 0 | 0 | 0 | 0 | 0 | [44 empty] | 0 | 0 | bar: 2013 Qtr 1 to 2013 Qtr 4
[49 empty] | 0 | 0 | 0 | 0 | 0 | 0 | 0 | 0 | 0 | 0 | 0 | [44 empty] | 0 | 0 | bar: 2013 Qtr 1 to 2013 Qtr 4
[49 empty] | 0 | 0 | 0 | 0 | 0 | 0 | 0 | 0 | 0 | 0 | 0 | [44 empty] | 0 | 0 | bar: 2013 Qtr 1 to 2013 Qtr 4
[49 empty] | 0 | 0 | 0 | 0 | 0 | 0 | 0 | 0 | 0 | 0 | 0 | [44 empty] | 0 | 1 | bar: 2013 Qtr 1 to 2013 Qtr 4
[49 empty] | 0 | 0 | 0 | 0 | 0 | 0 | 0 | 0 | 0 | 0 | 0 | [44 empty] | 0 | 1 | bar: 2013 Qtr 1 to 2013 Qtr 4
[49 empty] | 0 | 0 | 0 | 0 | 0 | 0 | 0 | 0 | 0 | 0 | 0 | [44 empty] | 0 | 1 | bar: 2013 Qtr 1 to 2013 Qtr 4
[49 empty] | 0 | 0 | 0 | 0 | 0 | 0 | 0 | 0 | 0 | 0 | 0 | [44 empty] | 0 | 1 | bar: 2013 Qtr 1 to 2013 Qtr 4
[49 empty] | 0 | 0 | 0 | 0 | 0 | 0 | 0 | 0 | 0 | 0 | 0 | [44 empty] | 0 | 1 | bar: 2013 Qtr 1 to 2013 Qtr 4
[49 empty] | 0 | 0 | 0 | 0 | 0 | 0 | 0 | 0 | 0 | 0 | 0 | [44 empty] | 0 | 1 | bar: 2013 Qtr 1 to 2013 Qtr 4
[49 empty] | 0 | 0 | 0 | 0 | 0 | 0 | 0 | 0 | 0 | 0 | 0 | [44 empty] | 0 | 1 | bar: 2013 Qtr 1 to 2013 Qtr 4
[49 empty] | 0 | 0 | 0 | 0 | 0 | 0 | 0 | 0 | 0 | 0 | 0 | [44 empty] | 0 | 0 | bar: 2013 Qtr 1 to 2013 Qtr 4
[49 empty] | 0 | 0 | 0 | 0 | 0 | 0 | 0 | 0 | 0 | 0 | 0 | [44 empty] | 0 | 0 | bar: 2013 Qtr 1 to 2013 Qtr 4
[49 empty] | 0 | 0 | 0 | 0 | 0 | 0 | 0 | 0 | 0 | 0 | 0 | [44 empty] | 0 | 0 | bar: 2013 Qtr 1 to 2013 Qtr 4
[49 empty] | 0 | 0 | 0 | 0 | 0 | 0 | 0 | 0 | 0 | 0 | 0 | [44 empty] | 0 | 0 | bar: 2013 Qtr 1 to 2013 Qtr 4
[49 empty] | 0 | 0 | 0 | 0 | 0 | 0 | 0 | 0 | 0 | 0 | 0 | [44 empty] | 0 | 0 | bar: 2013 Qtr 1 to 2013 Qtr 4
[49 empty] | 0 | 0 | 0 | 0 | 0 | 0 | 0 | 0 | 0 | 0 | 0 | [44 empty] | 0 | 0 | bar: 2013 Qtr 1 to 2013 Qtr 4
[49 empty] | 0 | 0 | 0 | 0 | 0 | 0 | 0 | 0 | 0 | 0 | 0 | [44 empty] | 0 | 0 | bar: 2013 Qtr 1 to 2013 Qtr 4
[49 empty] | 0 | 0 | 0 | 0 | 0 | 0 | 0 | 0 | 0 | 0 | 0 | [44 empty] | 0 | 0 | bar: 2013 Qtr 1 to 2013 Qtr 4
[49 empty] | 0 | 0 | 0 | 0 | 0 | 0 | 0 | 0 | 0 | 0 | 0 | [44 empty] | 0 | 0 | bar: 2013 Qtr 1 to 2013 Qtr 4
[49 empty] | 0 | 0 | 0 | 0 | 0 | 0 | 0 | 0 | 0 | 0 | 0 | [44 empty] | 0 | 0 | bar: 2013 Qtr 1 to 2013 Qtr 4
[49 empty] | 0 | 0 | 0 | 0 | 0 | 0 | 0 | 0 | 0 | 0 | 0 | [44 empty] | 0 | 0 | bar: 2013 Qtr 1 to 2013 Qtr 4
[49 empty] | 0 | 0 | 0 | 0 | 0 | 0 | 0 | 0 | 0 | 0 | 0 | [44 empty] | 0 | 0 | bar: 2013 Qtr 1 to 2013 Qtr 4
[49 empty] | 0 | 0 | 0 | 0 | 0 | 0 | 0 | 0 | 0 | 0 | 0 | [44 empty] | 0 | 0 | bar: 2013 Qtr 1 to 2013 Qtr 4
[49 empty] | 0 | 0 | 0 | 0 | 0 | 0 | 0 | 0 | 0 | 0 | 0 | [44 empty] | 0 | 0 | bar: 2013 Qtr 1 to 2013 Qtr 4
[49 empty] | 0 | 0 | 0 | 0 | 0 | 0 | 0 | 0 | 0 | 0 | 0 | [44 empty] | 0 | 0 | bar: 2013 Qtr 1 to 2013 Qtr 4
[49 empty] | 0 | 0 | 0 | 0 | 0 | 0 | 0 | 0 | 0 | 0 | 0 | [44 empty] | 0 | 0 | bar: 2013 Qtr 1 to 2013 Qtr 4
[49 empty] | 0 | 0 | 0 | 0 | 0 | 0 | 0 | 0 | 0 | 0 | 0 | [44 empty] | 0 | 0 | bar: 2013 Qtr 1 to 2013 Qtr 4
[49 empty] | 0 | 0 | 0 | 0 | 0 | 0 | 0 | 0 | 0 | 0 | 0 | [44 empty] | 0 | 0 | bar: 2013 Qtr 1 to 2013 Qtr 4
[49 empty] | 0 | 0 | 0 | 0 | 0 | 0 | 0 | 0 | 0 | 0 | 0 | [44 empty] | 0 | 0 | bar: 2013 Qtr 1 to 2013 Qtr 4
[49 empty] | 0 | 0 | 0 | 0 | 0 | 0 | 0 | 0 | 0 | 0 | 0 | [44 empty] | 0 | 0 | bar: 2013 Qtr 1 to 2013 Qtr 4
[49 empty] | 0 | 0 | 0 | 0 | 0 | 0 | 0 | 0 | 0 | 0 | 0 | [44 empty] | 0 | 0 | bar: 2013 Qtr 1 to 2013 Qtr 4
[49 empty] | 0 | 0 | 0 | 0 | 0 | 0 | 0 | 0 | 0 | 0 | 0 | [44 empty] | 0 | 0 | bar: 2013 Qtr 1 to 2013 Qtr 4
[49 empty] | 0 | 0 | 0 | 0 | 0 | 0 | 0 | 0 | 0 | 0 | 0 | [44 empty] | 0 | 0 | bar: 2013 Qtr 1 to 2013 Qtr 4
[49 empty] | 0 | 0 | 0 | 0 | 0 | 0 | 0 | 0 | 0 | 0 | 0 | [44 empty] | 0 | 0 | bar: 2013 Qtr 1 to 2013 Qtr 4
[49 empty] | 0 | 0 | 0 | 0 | 0 | 0 | 0 | 0 | 0 | 0 | 0 | [44 empty] | 0 | 0 | bar: 2013 Qtr 1 to 2013 Qtr 4
[49 empty] | 0 | 0 | 0 | 0 | 0 | 0 | 0 | 0 | 0 | 0 | 0 | [44 empty] | 0 | 0 | bar: 2013 Qtr 1 to 2013 Qtr 4
[49 empty] | 0 | 0 | 0 | 0 | 0 | 0 | 0 | 0 | 0 | 0 | 0 | [44 empty] | 0 | 0 | bar: 2013 Qtr 1 to 2013 Qtr 4
[49 empty] | 0 | 0 | 0 | 0 | 0 | 0 | 0 | 0 | 0 | 0 | 0 | [44 empty] | 0 | 0 | bar: 2013 Qtr 1 to 2013 Qtr 4
[49 empty] | 0 | 0 | 0 | 0 | 0 | 0 | 0 | 0 | 0 | 0 | 0 | [44 empty] | 0 | 0 | bar: 2013 Qtr 1 to 2013 Qtr 4
[49 empty] | 0 | 0 | 0 | 0 | 0 | 0 | 0 | 0 | 0 | 0 | 0 | [44 empty] | 0 | 1 | bar: 2013 Qtr 1 to 2013 Qtr 4
[49 empty] | 0 | 0 | 0 | 0 | 0 | 0 | 0 | 0 | 0 | 0 | 0 | [44 empty] | 0 | 1 | bar: 2013 Qtr 1 to 2013 Qtr 4
[49 empty] | 0 | 0 | 0 | 0 | 0 | 0 | 0 | 0 | 0 | 0 | 0 | [44 empty] | 0 | 1 | bar: 2013 Qtr 1 to 2013 Qtr 4
[49 empty] | 0 | 0 | 0 | 0 | 0 | 0 | 0 | 0 | 0 | 0 | 0 | [44 empty] | 0 | 1 | bar: 2013 Qtr 1 to 2013 Qtr 4
[49 empty] | 0 | 0 | 0 | 0 | 0 | 0 | 0 | 0 | 0 | 0 | 0 | [44 empty] | 0 | 1 | bar: 2013 Qtr 1 to 2013 Qtr 4
[49 empty] | 0 | 0 | 0 | 0 | 0 | 0 | 0 | 0 | 0 | 0 | 0 | [44 empty] | 0 | 0 | bar: 2013 Qtr 1 to 2013 Qtr 4
[49 empty] | 0 | 0 | 0 | 0 | 0 | 0 | 0 | 0 | 0 | 0 | 0 | [44 empty] | 0 | 0 | bar: 2013 Qtr 1 to 2013 Qtr 4
[49 empty] | 0 | 0 | 0 | 0 | 0 | 0 | 0 | 0 | 0 | 0 | 0 | [44 empty] | 0 | 0 | bar: 2013 Qtr 1 to 2013 Qtr 4
[49 empty] | 0 | 0 | 0 | 0 | 0 | 0 | 0 | 0 | 0 | 0 | 0 | [44 empty] | 0 | 0 | bar: 2013 Qtr 1 to 2013 Qtr 4
[49 empty] | 0 | 0 | 0 | 0 | 0 | 0 | 0 | 0 | 0 | 0 | 0 | [44 empty] | 0 | 0 | bar: 2013 Qtr 1 to 2013 Qtr 4
[49 empty] | 0 | 0 | 0 | 0 | 0 | 0 | 0 | 0 | 0 | 0 | 0 | [44 empty] | 0 | 0 | bar: 2013 Qtr 1 to 2013 Qtr 4
[49 empty] | 0 | 0 | 0 | 0 | 0 | 0 | 0 | 0 | 0 | 0 | 0 | [44 empty] | 0 | 0 | bar: 2013 Qtr 1 to 2013 Qtr 4
[49 empty] | 0 | 0 | 0 | 0 | 0 | 0 | 0 | 0 | 0 | 0 | 0 | [44 empty] | 0 | 0 | bar: 2013 Qtr 1 to 2013 Qtr 4
[49 empty] | 0 | 0 | 0 | 0 | 0 | 0 | 0 | 0 | 0 | 0 | 0 | [44 empty] | 0 | 0 | bar: 2013 Qtr 1 to 2013 Qtr 4
[49 empty] | 0 | 0 | 0 | 0 | 0 | 0 | 0 | 0 | 0 | 0 | 0 | [44 empty] | 0 | 1 | bar: 2013 Qtr 1 to 2013 Qtr 4
[49 empty] | 0 | 0 | 0 | 0 | 0 | 0 | 0 | 0 | 0 | 0 | 0 | [44 empty] | 0 | 1 | bar: 2013 Qtr 1 to 2013 Qtr 4
[49 empty] | 0 | 0 | 0 | 0 | 0 | 0 | 0 | 0 | 0 | 0 | 0 | [44 empty] | 0 | 1 | bar: 2013 Qtr 1 to 2013 Qtr 4
[49 empty] | 0 | 0 | 0 | 0 | 0 | 0 | 0 | 0 | 0 | 0 | 0 | [44 empty] | 0 | 1 | bar: 2013 Qtr 1 to 2013 Qtr 4
[49 empty] | 0 | 0 | 0 | 0 | 0 | 0 | 0 | 0 | 0 | 0 | 0 | [44 empty] | 0 | 0 | bar: 2013 Qtr 1 to 2013 Qtr 4
[49 empty] | 0 | 0 | 0 | 0 | 0 | 0 | 0 | 0 | 0 | 0 | 0 | [44 empty] | 0 | 0 | bar: 2013 Qtr 1 to 2013 Qtr 4
[49 empty] | 0 | 0 | 0 | 0 | 0 | 0 | 0 | 0 | 0 | 0 | 0 | [44 empty] | 0 | 0 | bar: 2013 Qtr 1 to 2013 Qtr 4
[49 empty] | 0 | 0 | 0 | 0 | 0 | 0 | 0 | 0 | 0 | 0 | 0 | [44 empty] | 0 | 0 | bar: 2013 Qtr 1 to 2013 Qtr 4
[49 empty] | 0 | 0 | 0 | 0 | 0 | 0 | 0 | 0 | 0 | 0 | 0 | [44 empty] | 0 | 0 | bar: 2013 Qtr 1 to 2013 Qtr 4
[49 empty] | 0 | 0 | 0 | 0 | 0 | 0 | 0 | 0 | 0 | 0 | 0 | [44 empty] | 0 | bar: 2013 Qtr 1 to 2013 Qtr 4
[49 empty] | 0 | 0 | 0 | 0 | 0 | 0 | 0 | 0 | 0 | 0 | 0 | [44 empty] | 0 | bar: 2013 Qtr 1 to 2013 Qtr 4
[49 empty] | 0 | 0 | 0 | 0 | 0 | 0 | 0 | 0 | 0 | 0 | 0 | [44 empty] | 0 | bar: 2013 Qtr 1 to 2013 Qtr 4
[49 empty] | 0 | 0 | 0 | 0 | 0 | 0 | 0 | 0 | 0 | 0 | 0 | [44 empty] | 0 | bar: 2013 Qtr 1 to 2013 Qtr 4
[49 empty] | 0 | 0 | 0 | 0 | 0 | 0 | 0 | 0 | 0 | 0 | 0 | [44 empty] | 0 | bar: 2013 Qtr 1 to 2013 Qtr 4
[49 empty] | 0 | 0 | 0 | 0 | 0 | 0 | 0 | 0 | 0 | 0 | 0 | [44 empty] | 0 | bar: 2013 Qtr 1 to 2013 Qtr 4
[49 empty] | 0 | 0 | 0 | 0 | 0 | 0 | 0 | 0 | 0 | 0 | 0 | [44 empty] | 0 | bar: 2013 Qtr 1 to 2013 Qtr 4
[49 empty] | 0 | 0 | 0 | 0 | 0 | 0 | 0 | 0 | 0 | 0 | 0 | [44 empty] | 0 | bar: 2013 Qtr 1 to 2013 Qtr 4
[49 empty] | 0 | 0 | 0 | 0 | 0 | 0 | 0 | 0 | 0 | 0 | 0 | [44 empty] | 0 | bar: 2013 Qtr 1 to 2013 Qtr 4
[49 empty] | 0 | 0 | 0 | 0 | 0 | 0 | 0 | 0 | 0 | 0 | 0 | [44 empty] | 0 | bar: 2013 Qtr 1 to 2013 Qtr 4
[49 empty] | 0 | 0 | 0 | 0 | 0 | 0 | 0 | 0 | 0 | 0 | 0 | [44 empty] | 0 | bar: 2013 Qtr 1 to 2013 Qtr 4
[49 empty] | 0 | 0 | 0 | 0 | 0 | 0 | 0 | 0 | 0 | 0 | 0 | [44 empty] | 0 | bar: 2013 Qtr 1 to 2013 Qtr 4
[49 empty] | 0 | 0 | 0 | 0 | 0 | 0 | 0 | 0 | 0 | 0 | 0 | [44 empty] | 0 | bar: 2013 Qtr 1 to 2013 Qtr 4
[49 empty] | 0 | 0 | 0 | 0 | 0 | 0 | 0 | 0 | 0 | 0 | 0 | [44 empty] | 0 | bar: 2013 Qtr 1 to 2013 Qtr 4
[49 empty] | 0 | 0 | 0 | 0 | 0 | 0 | 0 | 0 | 0 | 0 | 0 | [44 empty] | 0 | bar: 2013 Qtr 1 to 2013 Qtr 4
[49 empty] | 0 | 0 | 0 | 0 | 0 | 0 | 0 | 0 | 0 | 0 | 0 | [44 empty] | 0 | bar: 2013 Qtr 1 to 2013 Qtr 4
[49 empty] | 0 | 0 | 0 | 0 | 0 | 0 | 0 | 0 | 0 | 0 | 0 | [44 empty] | 0 | bar: 2013 Qtr 1 to 2013 Qtr 4
[49 empty] | 0 | 0 | 0 | 0 | 0 | 0 | 0 | 0 | 0 | 0 | 0 | [44 empty] | 0 | bar: 2013 Qtr 1 to 2013 Qtr 4
[49 empty] | 0 | 0 | 0 | 0 | 0 | 0 | 0 | 0 | 0 | 0 | 0 | [44 empty] | 0 | bar: 2013 Qtr 1 to 2013 Qtr 4
[49 empty] | 0 | 0 | 0 | 0 | 0 | 0 | 0 | 0 | 0 | 0 | 0 | [44 empty] | 0 | bar: 2013 Qtr 1 to 2013 Qtr 4
[49 empty] | 0 | 0 | 0 | 0 | 0 | 0 | 0 | 0 | 0 | 0 | 0 | [44 empty] | 0 | bar: 2013 Qtr 1 to 2013 Qtr 4
[49 empty] | 0 | 0 | 0 | 0 | 0 | 0 | 0 | 0 | 0 | 0 | 0 | [44 empty] | 0 | bar: 2013 Qtr 1 to 2013 Qtr 4
[49 empty] | 0 | 0 | 0 | 0 | 0 | 0 | 0 | 0 | 0 | 0 | 0 | [44 empty] | 0 | bar: 2013 Qtr 1 to 2013 Qtr 4
[49 empty] | 0 | 0 | 0 | 0 | 0 | 0 | 0 | 0 | 0 | 0 | 0 | [44 empty] | 0 | bar: 2013 Qtr 1 to 2013 Qtr 4
[49 empty] | 0 | 0 | 0 | 0 | 0 | 0 | 0 | 0 | 0 | 0 | 0 | [44 empty] | 0 | bar: 2013 Qtr 1 to 2013 Qtr 4
[49 empty] | 0 | 0 | 0 | 0 | 0 | 0 | 0 | 0 | 0 | 0 | 0 | [44 empty] | 0 | bar: 2013 Qtr 1 to 2013 Qtr 4
[49 empty] | 0 | 0 | 0 | 0 | 0 | 0 | 0 | 0 | 0 | 0 | 0 | [44 empty] | 0 | bar: 2013 Qtr 1 to 2013 Qtr 4
[49 empty] | 0 | 0 | 0 | 0 | 0 | 0 | 0 | 0 | 0 | 0 | 0 | [44 empty] | 0 | bar: 2013 Qtr 1 to 2013 Qtr 4
[49 empty] | 0 | 0 | 0 | 0 | 0 | 0 | 0 | 0 | 0 | 0 | 0 | [44 empty] | 0 | bar: 2013 Qtr 1 to 2013 Qtr 4
| Do NOT enter program data in this row or below. The Spreadsheet will not evaluate any such data. | [46 empty] | 0% | bar: 2013 Qtr 1 to 2016 Qtr 4; 2018 Qtr 1 to 2018 Qtr 4; 2020 Qtr 1 to 2020 Qtr 4; 2022 Qtr 1 to 2022 Qtr 4
0% | bar: 2013 Qtr 3 to 2014 Qtr 3; 2015 Qtr 4 to 2017 Qtr 3; 2018 Qtr 1 to 2019 Qtr 3; 2020 Qtr 1 to 2021 Qtr 3; 2022 Qtr 1 to 2023 Qtr 3
0% | bar: 2013 Qtr 3 to 2014 Qtr 3; 2015 Qtr 4 to 2017 Qtr 3; 2018 Qtr 1 to 2019 Qtr 3; 2020 Qtr 1 to 2021 Qtr 3; 2022 Qtr 1 to 2023 Qtr 3
0% | bar: 2013 Qtr 3 to 2014 Qtr 2; 2015 Qtr 4 to 2017 Qtr 1; 2018 Qtr 1 to 2019 Qtr 1; 2020 Qtr 1 to 2021 Qtr 1; 2022 Qtr 1 to 2023 Qtr 1
0% | bar: 2013 Qtr 3 to 2014 Qtr 1; 2015 Qtr 4 to 2017 Qtr 1; 2018 Qtr 1 to 2019 Qtr 1; 2020 Qtr 1 to 2021 Qtr 1; 2022 Qtr 1 to 2023 Qtr 1
0% | bar: 2013 Qtr 3 to 2014 Qtr 1; 2015 Qtr 4 to 2017 Qtr 1; 2018 Qtr 1 to 2019 Qtr 1; 2020 Qtr 1 to 2021 Qtr 1; 2022 Qtr 1 to 2023 Qtr 1
0% | bar: 2013 Qtr 2; 2015 Qtr 3; 2016 Qtr 2; 2018 Qtr 2; 2020 Qtr 2; 2022 Qtr 2
0% | bar: 2013 Qtr 2; 2015 Qtr 3; 2016 Qtr 2; 2018 Qtr 2; 2020 Qtr 2; 2022 Qtr 2
0% | bar: 2013 Qtr 2; 2015 Qtr 3; 2016 Qtr 2; 2018 Qtr 2; 2020 Qtr 2; 2022 Qtr 2
0% | bar: 2013 Qtr 2; 2015 Qtr 3; 2016 Qtr 2; 2018 Qtr 2; 2020 Qtr 2; 2022 Qtr 2
0% | bar: 2013 Qtr 2; 2015 Qtr 3; 2016 Qtr 2; 2018 Qtr 2; 2020 Qtr 2; 2022 Qtr 2
0% | bar: 2013 Qtr 2; 2015 Qtr 3; 2016 Qtr 2; 2018 Qtr 2; 2020 Qtr 2; 2022 Qtr 2
| Lists of Dimensions and their Labels | [46 empty] | 0% | bar: 2013 Qtr 2; 2015 Qtr 3; 2016 Qtr 1 to 2023 Qtr 4
0% | bar: 2013 Qtr 2; 2015 Qtr 3; 2016 Qtr 2; 2018 Qtr 2; 2020 Qtr 2; 2022 Qtr 2
|  |  | Climate Zones | Sectors | End Use Validation List |  | Measure Types for Measure Life | Measure Types for NTGR | Gas Sector | Gas Savings Profile | Combustor Type | [36 empty] | 0% | bar: 2013 Qtr 2; 2015 Qtr 3; 2016 Qtr 2; 2018 Qtr 2; 2020 Qtr 2; 2022 Qtr 2
|  |  | 7 | RES | res:DEER:Indoor_CFL_Ltg |  | NONRESIDENTIAL MEASURES: |  | Residential | Summer Only | Large Boilers (>100 MMBtu/hr Heat Input):Uncontrolled | [36 empty] | 0% | bar: 2013 Qtr 1 to 2013 Qtr 2; 2014 Qtr 4 to 2016 Qtr 2; 2017 Qtr 2; 2018 Qtr 1 to 2018 Qtr 2; 2019 Qtr 2; 2020 Qtr 1 to 2020 Qtr 2; 2021 Qtr 2; 2022 Qtr 1 to 2022 Qtr 2; 2023 Qtr 2 to 2023 Qtr 4
|  |  | 10 | NON_RES | res:DEER:Indoor_CFL_Ltg |  | **************************************************************** | NonRes-sAll-mCFL-dn | Commercial | Winter Only | Large Boilers (>100 MMBtu/hr Heat Input):Controlled Low NOx Burner | [36 empty] | 0% | bar: 2013 Qtr 1 to 2013 Qtr 2; 2014 Qtr 4 to 2016 Qtr 2; 2017 Qtr 2; 2018 Qtr 1 to 2018 Qtr 2; 2019 Qtr 2; 2020 Qtr 1 to 2020 Qtr 2; 2021 Qtr 2; 2022 Qtr 1 to 2022 Qtr 2; 2023 Qtr 2 to 2023 Qtr 4
|  |  | 15 | Residential | res:DEER:Indoor_CFL_Ltg |  | Ballast – Dimmable: NR - 11 | NonRes-sAll-mCFL-ci | Core | Annual | Large Boilers (>100 MMBtu/hr Heat Input):Controlled – Flue Gas Recirculation | [36 empty] | 0% | bar: 2013 Qtr 1 to 2013 Qtr 2; 2014 Qtr 4 to 2016 Qtr 2; 2017 Qtr 2; 2018 Qtr 1 to 2018 Qtr 2; 2019 Qtr 2; 2020 Qtr 1 to 2020 Qtr 2; 2021 Qtr 2; 2022 Qtr 1 to 2022 Qtr 2; 2023 Qtr 2 to 2023 Qtr 4
|  |  | 15 | Commercial | res:DEER:Indoor_CFL_Ltg |  | Ballast – Electronic: NR - 11 | NonRes-sAll-mCFL-dir |  |  | Small Boilers (<100 MMBtu/hr Heat Input):Uncontrolled | [36 empty] | 0% | bar: 2013 Qtr 1 to 2013 Qtr 2; 2014 Qtr 4 to 2016 Qtr 2; 2017 Qtr 2; 2018 Qtr 1 to 2018 Qtr 2; 2019 Qtr 2; 2020 Qtr 1 to 2020 Qtr 2; 2021 Qtr 2; 2022 Qtr 1 to 2022 Qtr 2; 2023 Qtr 2 to 2023 Qtr 4
|  |  | System | Industrial | res:DEER:Indoor_CFL_Ltg |  | Fluorescent Fixture – T8: C/I/A - 11 | NonRes-sAll-mT5T8-dn |  |  | Small Boilers (<100 MMBtu/hr Heat Input):Controlled Low NOx Burner | [36 empty] | 0% | bar: 2013 Qtr 1 to 2013 Qtr 2; 2014 Qtr 4 to 2016 Qtr 2; 2017 Qtr 2; 2018 Qtr 1 to 2018 Qtr 2; 2019 Qtr 2; 2020 Qtr 1 to 2020 Qtr 2; 2021 Qtr 2; 2022 Qtr 1 to 2022 Qtr 2; 2023 Qtr 2 to 2023 Qtr 4
|  |  |  | Agricultural | res:DEER:RefgFrzr_HighEff |  | Fixture: T8 Lamp & Electronic Ballast: C/I/A - 11 | NonRes-sAll-mT5T8-ci |  |  | Small Boilers (<100 MMBtu/hr Heat Input):Controlled – Flue Gas Recirculation | [36 empty] | 0% | bar: 2013 Qtr 1 to 2013 Qtr 2; 2014 Qtr 4 to 2016 Qtr 2; 2017 Qtr 2; 2018 Qtr 1 to 2018 Qtr 2; 2019 Qtr 2; 2020 Qtr 1 to 2020 Qtr 2; 2021 Qtr 2; 2022 Qtr 1 to 2022 Qtr 2; 2023 Qtr 2 to 2023 Qtr 4
|  |  |  | Not Used | res:DEER:RefgFrzr_HighEff |  | T8 Fixtures – 17 Watt Lamp, 2ft or 32-watt Lamp, 4ft 11 | NonRes-sAll-mT8-dir |  |  | Residential Furnaces (<0.3):Uncontrolled | [36 empty] | 0% | bar: 2013 Qtr 1 to 2013 Qtr 2; 2014 Qtr 4 to 2016 Qtr 2; 2017 Qtr 2; 2018 Qtr 1 to 2018 Qtr 2; 2019 Qtr 2; 2020 Qtr 1 to 2020 Qtr 2; 2021 Qtr 2; 2022 Qtr 1 to 2022 Qtr 2; 2023 Qtr 2 to 2023 Qtr 4
[5 empty] | res:DEER:RefgFrzr_HighEff |  | T8 Lamps: C/I/A - 5 | NonRes-sAll-mLtgCtrl | [39 empty] | 0% | bar: 2013 Qtr 1 to 2013 Qtr 2; 2014 Qtr 4 to 2016 Qtr 2; 2017 Qtr 2; 2018 Qtr 1 to 2018 Qtr 2; 2019 Qtr 2; 2020 Qtr 1 to 2020 Qtr 2; 2021 Qtr 2; 2022 Qtr 1 to 2022 Qtr 2; 2023 Qtr 2 to 2023 Qtr 4
[5 empty] | res:DEER:RefgFrzr_HighEff |  | High Efficiency Lighting (HID): NR - 16 | NonRes-sAll-mLtgCtrl-htr | [39 empty] | 0% | bar: 2013 Qtr 1 to 2013 Qtr 2; 2014 Qtr 4 to 2016 Qtr 2; 2017 Qtr 2; 2018 Qtr 1 to 2018 Qtr 2; 2019 Qtr 2; 2020 Qtr 1 to 2020 Qtr 2; 2021 Qtr 2; 2022 Qtr 1 to 2022 Qtr 2; 2023 Qtr 2 to 2023 Qtr 4
[5 empty] | res:DEER:RefgFrzr_HighEff |  | High Output T5 Fixture: NR - 16 |  | Electric Rate | Gas Rate | [37 empty] | 0% | bar: 2013 Qtr 1 to 2013 Qtr 2; 2014 Qtr 4 to 2016 Qtr 2; 2017 Qtr 2; 2018 Qtr 1 to 2018 Qtr 2; 2019 Qtr 2; 2020 Qtr 1 to 2020 Qtr 2; 2021 Qtr 2; 2022 Qtr 1 to 2022 Qtr 2; 2023 Qtr 2 to 2023 Qtr 4
[5 empty] | res:DEER:RefgFrzr_Recyc-Conditioned |  | Indoor or Outdoor Lighting System Modification: NR - 13.5 | NonRes-sAll-mCFL | Residential | Residential | [37 empty] | 0% | bar: 2013 Qtr 1 to 2013 Qtr 2; 2014 Qtr 4 to 2016 Qtr 2; 2017 Qtr 2; 2018 Qtr 1 to 2018 Qtr 2; 2019 Qtr 2; 2020 Qtr 1 to 2020 Qtr 2; 2021 Qtr 2; 2022 Qtr 1 to 2022 Qtr 2; 2023 Qtr 2 to 2023 Qtr 4
[5 empty] | res:DEER:RefgFrzr_Recyc-Conditioned |  | Lighting Controls: NR - 16 | Res-sAll-mCFL-up | Commercial | Not Used | [37 empty] | 0% | bar: 2013 Qtr 1 to 2013 Qtr 2; 2014 Qtr 4 to 2016 Qtr 2; 2017 Qtr 2; 2018 Qtr 1 to 2018 Qtr 2; 2019 Qtr 2; 2020 Qtr 1 to 2020 Qtr 2; 2021 Qtr 2; 2022 Qtr 1 to 2022 Qtr 2; 2023 Qtr 2 to 2023 Qtr 4
[5 empty] | res:DEER:RefgFrzr_Recyc-Conditioned |  | Daylighting Controls; NR - 16 | NonRes-sAll-mHVAC-RCA | Not Used | Not Used | [37 empty] | 0% | bar: 2013 Qtr 1 to 2013 Qtr 2; 2014 Qtr 4 to 2016 Qtr 2; 2017 Qtr 2; 2018 Qtr 1 to 2018 Qtr 2; 2019 Qtr 2; 2020 Qtr 1 to 2020 Qtr 2; 2021 Qtr 2; 2022 Qtr 1 to 2022 Qtr 2; 2023 Qtr 2 to 2023 Qtr 4
[5 empty] | res:DEER:RefgFrzr_Recyc-Conditioned |  | Lighting Power Density: NR - 11 | NonRes-sAll-mRCx-dn | Not Used | [38 empty] | 0% | bar: 2013 Qtr 1 to 2013 Qtr 2; 2014 Qtr 4 to 2016 Qtr 2; 2017 Qtr 2; 2018 Qtr 1 to 2018 Qtr 2; 2019 Qtr 2; 2020 Qtr 1 to 2020 Qtr 2; 2021 Qtr 2; 2022 Qtr 1 to 2022 Qtr 2; 2023 Qtr 2 to 2023 Qtr 4
[5 empty] | res:DEER:RefgFrzr_Recyc-Conditioned |  | Exit Sign – CF Hardware Kit/LED/ Electro-Luminescent: NR - 16 | NonRes-sAll-mRCx-ci | Not Used | [38 empty] | 0% | bar: 2013 Qtr 1 to 2013 Qtr 2; 2014 Qtr 4 to 2016 Qtr 2; 2017 Qtr 2; 2018 Qtr 1 to 2018 Qtr 2; 2019 Qtr 2; 2020 Qtr 1 to 2020 Qtr 2; 2021 Qtr 2; 2022 Qtr 1 to 2022 Qtr 2; 2023 Qtr 2 to 2023 Qtr 4
[5 empty] | res:DEER:RefgFrzr_Recyc-UnConditioned |  | Occupancy Sensor: NR - 8 | NonRes-sAll-mHVAC-Chiller | 0 | [38 empty] | 0% | bar: 2013 Qtr 1 to 2013 Qtr 2; 2014 Qtr 4 to 2016 Qtr 2; 2017 Qtr 2; 2018 Qtr 1 to 2018 Qtr 2; 2019 Qtr 2; 2020 Qtr 1 to 2020 Qtr 2; 2021 Qtr 2; 2022 Qtr 1 to 2022 Qtr 2; 2023 Qtr 2 to 2023 Qtr 4
[5 empty] | res:DEER:RefgFrzr_Recyc-UnConditioned |  | Photocell: NR - 8 | NonRes-sAll-mHVAC-DX-up | [39 empty] | 0% | bar: 2013 Qtr 1 to 2013 Qtr 2; 2014 Qtr 4 to 2016 Qtr 2; 2017 Qtr 2; 2018 Qtr 1 to 2018 Qtr 2; 2019 Qtr 2; 2020 Qtr 1 to 2020 Qtr 2; 2021 Qtr 2; 2022 Qtr 1 to 2022 Qtr 2; 2023 Qtr 2 to 2023 Qtr 4
[5 empty] | res:DEER:RefgFrzr_Recyc-UnConditioned |  | Time Clock – Lighting: NR - 8 | Res-sAll-mHVAC-RmAC-dn | [39 empty] | 0% | bar: 2013 Qtr 2 to 2015 Qtr 2; 2016 Qtr 2 to 2017 Qtr 4; 2018 Qtr 2 to 2019 Qtr 4; 2020 Qtr 2 to 2021 Qtr 4; 2022 Qtr 2
[5 empty] | res:DEER:RefgFrzr_Recyc-UnConditioned |  | Induction Lamps: NR - 2 | Res-sAll-mDuctSeal | [39 empty] | 0% | bar: 2013 Qtr 2 to 2015 Qtr 2; 2016 Qtr 2 to 2017 Qtr 4; 2018 Qtr 2 to 2019 Qtr 4; 2020 Qtr 2 to 2021 Qtr 4; 2022 Qtr 2
[5 empty] | res:DEER:RefgFrzr_Recyc-UnConditioned |  | Induction Fixture: NR - 16 | Res-sAll-mHVAC-RCA | [39 empty] | 0% | bar: 2013 Qtr 2 to 2015 Qtr 2; 2016 Qtr 2 to 2017 Qtr 4; 2018 Qtr 2 to 2019 Qtr 4; 2020 Qtr 2 to 2021 Qtr 4; 2022 Qtr 2
[5 empty] | res:DEER:HVAC_Eff_AC |  | Delamp/reflectors: C/I - 11 | Res-sSF-mShellIns | [39 empty] | 0% | bar: 2013 Qtr 2 to 2015 Qtr 2; 2016 Qtr 2 to 2017 Qtr 4; 2018 Qtr 2 to 2019 Qtr 4; 2020 Qtr 2 to 2021 Qtr 4; 2022 Qtr 2
[5 empty] | res:DEER:HVAC_Eff_AC |  | Optical Reflectors- new construction: Ind, NRNC - 12 | Res-sSF-mACgt14-dn | [39 empty] | 0% | bar: 2013 Qtr 2 to 2015 Qtr 2; 2016 Qtr 2 to 2017 Qtr 4; 2018 Qtr 2 to 2019 Qtr 4; 2020 Qtr 2 to 2021 Qtr 4; 2022 Qtr 2
[5 empty] | res:DEER:HVAC_Eff_AC |  | Optical Reflectors- retrofit: NR - 10 | Res-sSF-mACgt16-dn | [39 empty] | 0% | bar: 2013 Qtr 2 to 2015 Qtr 2; 2016 Qtr 2 to 2017 Qtr 4; 2018 Qtr 2 to 2019 Qtr 4; 2020 Qtr 2 to 2021 Qtr 4; 2022 Qtr 2
[5 empty] | res:DEER:HVAC_Eff_AC |  | HID fixture: Interior, >= 176 Watts lamp: Ind - 16 | Res-sSF-mHPes | [39 empty] | 0% | bar: 2013 Qtr 2 to 2015 Qtr 2; 2016 Qtr 2 to 2017 Qtr 4; 2018 Qtr 2 to 2019 Qtr 4; 2020 Qtr 2 to 2021 Qtr 4; 2022 Qtr 2
[5 empty] | res:DEER:HVAC_Eff_AC |  | HID fixture: Interior, 251-400 Watt lamp: Com - 16 | NonRes-sAll-mPOC | [39 empty] | 0% | bar: 2013 Qtr 2 to 2015 Qtr 2; 2016 Qtr 2 to 2017 Qtr 4; 2018 Qtr 2 to 2019 Qtr 4; 2020 Qtr 2 to 2021 Qtr 4; 2022 Qtr 2
[5 empty] | res:DEER:HVAC_Eff_HP |  | CFL Fixture: Pin based CFL fixture: Com - 12.0 | NonRes-sAll-mPipeIns | [39 empty] | 0% | bar: 2013 Qtr 2 to 2015 Qtr 2; 2016 Qtr 2 to 2017 Qtr 4; 2018 Qtr 2 to 2019 Qtr 4; 2020 Qtr 2 to 2021 Qtr 4; 2022 Qtr 2
[5 empty] | res:DEER:HVAC_Eff_HP |  | Screw-in CFL: Education - Primary School: NR - 5.6 | NonRes-sAll-mStmTrp-dn | [39 empty] | 0% | bar: 2013 Qtr 2 to 2015 Qtr 2; 2016 Qtr 2 to 2017 Qtr 4; 2018 Qtr 2 to 2019 Qtr 4; 2020 Qtr 2 to 2021 Qtr 4; 2022 Qtr 2
[5 empty] | res:DEER:HVAC_Eff_HP |  | Screw-in CFL: Education - Secondary School: NR - 3.5 | NonRes-sAll-mStmTrp-ci | [39 empty] | 0% | bar: 2013 Qtr 2 to 2015 Qtr 2; 2016 Qtr 2 to 2017 Qtr 4; 2018 Qtr 2 to 2019 Qtr 4; 2020 Qtr 2 to 2021 Qtr 4; 2022 Qtr 2
[5 empty] | res:DEER:HVAC_Eff_HP |  | Screw-in CFL: Education - Community College: NR - 2.1 | NonRes-sAll-mCust | [39 empty] | 0% | bar: 2013 Qtr 2 to 2015 Qtr 2; 2016 Qtr 2 to 2017 Qtr 4; 2018 Qtr 2 to 2019 Qtr 4; 2020 Qtr 2 to 2021 Qtr 4; 2022 Qtr 2
[5 empty] | res:DEER:HVAC_Eff_HP |  | Screw-in CFL: Education - University: NR - 2.6 | NonRes-sAll-mCustElec-bd | [39 empty] | 0% | bar: 2013 Qtr 2 to 2015 Qtr 2; 2016 Qtr 2 to 2017 Qtr 4; 2018 Qtr 2 to 2019 Qtr 4; 2020 Qtr 2 to 2021 Qtr 4; 2022 Qtr 2
[5 empty] | res:DEER:HVAC_Duct_Sealing |  | Screw-in CFL: Grocery: NR - 1.4 | NonRes-sGHS-mHtCrtn-dn | [39 empty] | 0% | bar: 2013 Qtr 2 to 2015 Qtr 2; 2016 Qtr 2 to 2017 Qtr 4; 2018 Qtr 2 to 2019 Qtr 4; 2020 Qtr 2 to 2021 Qtr 4; 2022 Qtr 2
[5 empty] | res:DEER:HVAC_Duct_Sealing |  | Screw-in CFL: Health/Medical - Hospital: NR - 0.9 | NonRes-sGHS-mHtCrtn-ci | [39 empty] | 0% | bar: 2013 Qtr 2 to 2015 Qtr 2; 2016 Qtr 2 to 2017 Qtr 4; 2018 Qtr 2 to 2019 Qtr 4; 2020 Qtr 2 to 2021 Qtr 4; 2022 Qtr 2
[5 empty] | res:DEER:HVAC_Duct_Sealing |  | Screw-in CFL: Health/Medical - Nursing Home: NR - 0.9 | NonRes-sGHS-mIRF-dn | [39 empty] | 0% | bar: 2013 Qtr 2 to 2015 Qtr 2; 2016 Qtr 2 to 2017 Qtr 4; 2018 Qtr 2 to 2019 Qtr 4; 2020 Qtr 2 to 2021 Qtr 4; 2022 Qtr 2
[5 empty] | res:DEER:HVAC_Duct_Sealing |  | Screw-in CFL: Lodging - Hotel: NR - 0.9 | NonRes-sGHS-mIRF-ci | [39 empty] | 0% | bar: 2013 Qtr 2 to 2015 Qtr 2; 2016 Qtr 2 to 2017 Qtr 4; 2018 Qtr 2 to 2019 Qtr 4; 2020 Qtr 2 to 2021 Qtr 4; 2022 Qtr 2
[5 empty] | res:DEER:HVAC_Duct_Sealing |  | Screw-in CFL: Lodging - Motel: NR - 0.9 | NonRes-sAll-mPmpTst | [39 empty] | 0% | bar: 2013 Qtr 2 to 2015 Qtr 2; 2016 Qtr 2 to 2017 Qtr 4; 2018 Qtr 2 to 2019 Qtr 4; 2020 Qtr 2 to 2021 Qtr 4; 2022 Qtr 2
[5 empty] | res:DEER:HVAC_Refrig_Charge |  | Screw-in CFL: Lodging - Guest Rooms: NR - 7.0 | NonRes-sAg-mCust-ci | [39 empty] | 0% | bar: 2013 Qtr 2 to 2015 Qtr 2; 2016 Qtr 2 to 2017 Qtr 4; 2018 Qtr 2 to 2019 Qtr 4; 2020 Qtr 2 to 2021 Qtr 4; 2022 Qtr 2
[5 empty] | res:DEER:HVAC_Refrig_Charge |  | Screw-in CFL: Manufacturing - Light Industrial: NR - 2.8 | Res-sAll-mDHWshwr | [39 empty] | 0% | bar: 2013 Qtr 2 to 2015 Qtr 2; 2016 Qtr 2 to 2017 Qtr 4; 2018 Qtr 2 to 2019 Qtr 4; 2020 Qtr 2 to 2021 Qtr 4; 2022 Qtr 2
[5 empty] | res:DEER:HVAC_Refrig_Charge |  | Screw-in CFL: Office - Large: NR - 2.9 | Res-sSF-mDHWaerator | [39 empty] | 0% | bar: 2013 Qtr 3 to 2015 Qtr 3; 2016 Qtr 3 to 2017 Qtr 4; 2018 Qtr 3 to 2019 Qtr 4; 2020 Qtr 3 to 2021 Qtr 4
[5 empty] | res:DEER:HVAC_Refrig_Charge |  | Screw-in CFL: Office - Small: NR - 3.2 | Res-sMF-mDHWaerator | [39 empty] | 0% | bar: 2013 Qtr 3 to 2015 Qtr 3; 2016 Qtr 3 to 2017 Qtr 4; 2018 Qtr 3 to 2019 Qtr 4; 2020 Qtr 3 to 2021 Qtr 4
[5 empty] | res:DEER:HVAC_Refrig_Charge |  | Screw-in CFL: Restaurant - Sit-Down: NR - 2.3 | Res-sAll-mDHWgt62 | [39 empty] | 0% | bar: 2013 Qtr 3 to 2015 Qtr 3; 2016 Qtr 3 to 2017 Qtr 4; 2018 Qtr 3 to 2019 Qtr 4; 2020 Qtr 3 to 2021 Qtr 4
[5 empty] | res:DEER:Refg_Chrg_Duct_Seal |  | Screw-in CFL: Restaurant - Fast-Food: NR - 1.3 | Res-sAll-mCW | [39 empty] | 0% | bar: 2013 Qtr 3 to 2015 Qtr 3; 2016 Qtr 3 to 2017 Qtr 4; 2018 Qtr 3 to 2019 Qtr 4; 2020 Qtr 3 to 2021 Qtr 4
[5 empty] | res:DEER:Refg_Chrg_Duct_Seal |  | Screw-in CFL: Retail - 3-Story Large: NR - 1.9 | Res-sAll-mRefgRec | [39 empty] | 0% | bar: 2013 Qtr 3 to 2015 Qtr 3; 2016 Qtr 3 to 2017 Qtr 4; 2018 Qtr 3 to 2019 Qtr 4; 2020 Qtr 3 to 2021 Qtr 4
[5 empty] | res:DEER:Refg_Chrg_Duct_Seal |  | Screw-in CFL: Retail - Single-Story Large: NR - 1.8 | Res-sAll-mFrzrRec | [39 empty] | 0% | bar: 2013 Qtr 3 to 2015 Qtr 3; 2016 Qtr 3 to 2017 Qtr 4; 2018 Qtr 3 to 2019 Qtr 4; 2020 Qtr 3 to 2021 Qtr 4
[5 empty] | res:DEER:Refg_Chrg_Duct_Seal |  | Screw-in CFL: Retail - Small: NR - 2.1 | NonRes-sAll-mRfg-DG | [39 empty] | 0% | bar: 2013 Qtr 3 to 2015 Qtr 3; 2016 Qtr 3 to 2017 Qtr 4; 2018 Qtr 3 to 2019 Qtr 4; 2020 Qtr 3 to 2021 Qtr 4
[5 empty] | res:DEER:Refg_Chrg_Duct_Seal |  | Screw-in CFL: Storage - Conditioned: NR - 2.8 | NonRes-sAll-mRfg-SC | [39 empty] | 0% | bar: 2013 Qtr 3 to 2015 Qtr 3; 2016 Qtr 3 to 2017 Qtr 4; 2018 Qtr 3 to 2019 Qtr 4; 2020 Qtr 3 to 2021 Qtr 4
[5 empty] | res:DEER:RefgFrzr_Recycling |  | Screw-in CFL: Storage - Unconditioned: NR - 2.8 | Res-Default>2 | [39 empty] | 0% | bar: 2013 Qtr 3 to 2015 Qtr 3; 2016 Qtr 3 to 2017 Qtr 4; 2018 Qtr 3 to 2019 Qtr 4; 2020 Qtr 3 to 2021 Qtr 4
[5 empty] | res:DEER:RefgFrzr_Recycling |  | Screw-in CFL: Warehouse - Refrigerated: NR - 3.1 | Res-Default-HTG-di | [39 empty] | 0% | bar: 2013 Qtr 3 to 2015 Qtr 3; 2016 Qtr 3 to 2017 Qtr 4; 2018 Qtr 3 to 2019 Qtr 4; 2020 Qtr 3 to 2021 Qtr 4
[5 empty] | res:DEER:RefgFrzr_Recycling |  |  | Com-Default>2yrs | [39 empty] | 0% | bar: 2013 Qtr 3 to 2015 Qtr 3; 2016 Qtr 3 to 2017 Qtr 4; 2018 Qtr 3 to 2019 Qtr 4; 2020 Qtr 3 to 2021 Qtr 4
[5 empty] | res:DEER:RefgFrzr_Recycling |  | HVAC/Refrigeration – SPC: NR - 16 | Ind-Default>2yrs | [39 empty] | 0% | bar: 2013 Qtr 3 to 2015 Qtr 3; 2016 Qtr 3 to 2017 Qtr 4; 2018 Qtr 3 to 2019 Qtr 4; 2020 Qtr 3 to 2021 Qtr 4
[5 empty] | res:DEER:RefgFrzr_Recycling |  | Chiller – High Efficiency: NR - 20 | Agric-Default>2yrs | [39 empty] | 0%
[5 empty] | NON_res:DEER:Indoor_CFL_Ltg |  | Chiller – Variable Speed Drive: NR - 20 | Com-Default-HTG-di | [39 empty] | 0%
[5 empty] | NON_res:DEER:Indoor_CFL_Ltg |  | Water Cooled Chillers: NR - 20 | Ind-Default-HTG-di | [39 empty] | 0%
[5 empty] | NON_res:DEER:Indoor_CFL_Ltg |  | Air Conditioners – High Efficiency: NR - 15 | Agricult-Default-HTG-di | [39 empty] | 0%
[5 empty] | NON_res:DEER:Indoor_CFL_Ltg |  | Packaged HVAC Systems: NR - 15 | ET-Default | [39 empty] | 0%
[5 empty] | NON_res:DEER:Indoor_CFL_Ltg |  | Install HVAC EMS: Com - 14 | EUC-Default | [39 empty] | 0%
[5 empty] | NON_res:DEER:Indoor_Non-CFL_Ltg |  | AC Packaged Terminal Units: NR - 15 | NonRes-sAll-mCust-Gas | [39 empty] | 0%
[5 empty] | NON_res:DEER:Indoor_Non-CFL_Ltg |  | Evaporative Coolers: NR - 15 | NonRes-sAll-mCust-Elec | [39 empty] | 0%
[5 empty] | NON_res:DEER:Indoor_Non-CFL_Ltg |  | Boiler – High Efficiency: NR - 20 | All-Default<=2yrs | [39 empty] | 0%
[5 empty] | NON_res:DEER:Indoor_Non-CFL_Ltg |  | Cooling Towers/Evaporative Condenser: NR - 15 | 0 | [39 empty] | 0%
[5 empty] | NON_res:DEER:Indoor_Non-CFL_Ltg |  | Heat Pump – Split System: NR - 15 | ------------------------------- | [39 empty] | 0%
[5 empty] | NON_res:DEER:HVAC_Chillers |  | Heat Pump with Integrated Water Heating: NR - 10 | [40 empty] | 0%
[5 empty] | NON_res:DEER:HVAC_Chillers |  | Ground Source Heat Pump: NR - 15 | [40 empty] | 0%
[5 empty] | NON_res:DEER:HVAC_Chillers |  | Reduce Internal Load: NR - 15 | [40 empty] | 0%
[5 empty] | NON_res:DEER:HVAC_Chillers |  | Insulation: NR - 20 | [40 empty] | 0%
[5 empty] | NON_res:DEER:HVAC_Chillers |  | Insulation Package: NR - 20 | [40 empty] | 0%
[5 empty] | NON_res:DEER:HVAC_Refrig_Charge |  | Reflective Window Film: NR - 10 | [40 empty] | 0%
[5 empty] | NON_res:DEER:HVAC_Refrig_Charge |  | Bypass/Delay Timer(lighting): NR - 8 | [40 empty] | 0%
[5 empty] | NON_res:DEER:HVAC_Refrig_Charge |  | Set-Back Thermostat: NR - 11 | [40 empty] | 0%
[5 empty] | NON_res:DEER:HVAC_Refrig_Charge |  | Time Clock - HVAC: NR - 10 | [40 empty] | 0%
[5 empty] | NON_res:DEER:HVAC_Refrig_Charge |  | HVAC/Space Heating/Efficiency (Gas): NR - 18 | [40 empty] | 0%
[5 empty] | NON_res:DEER:HVAC_Split-Package_AC |  | Nonresidential Gas – AC: NR - 20 | [40 empty] | 0%
[5 empty] | NON_res:DEER:HVAC_Split-Package_AC | [42 empty] | 0%
[5 empty] | NON_res:DEER:HVAC_Split-Package_AC |  | Adjustable speed drive, application unknown: Ag - 10 | [40 empty] | 0%
[5 empty] | NON_res:DEER:HVAC_Split-Package_AC |  | Adjustable speed drive, application unknown: Com - 10 | [40 empty] | 0%
[5 empty] | NON_res:DEER:HVAC_Split-Package_AC |  | Adjustable Speed Drive: HVAC fan, 50 HP Max: Com - 10 | [40 empty] | 0%
[5 empty] | NON_res:DEER:HVAC_Split-Package_HP |  | Pump repair: Ag - 11 | [40 empty] | 0%
[5 empty] | NON_res:DEER:HVAC_Split-Package_HP |  | Injection molding machines: Ind - 15 | [40 empty] | 0%
[5 empty] | NON_res:DEER:HVAC_Split-Package_HP |  | Plastic extusion equipment: Ind - 15 | [40 empty] | 0%
[5 empty] | NON_res:DEER:HVAC_Split-Package_HP |  | Process cooling: Ind - 15 | [40 empty] | 0%
[5 empty] | NON_res:DEER:HVAC_Split-Package_HP |  | Process equipment insulation: Ind - 15 | [40 empty] | 0%
[5 empty] | NON_res:DEER:HVAC_Duct_Sealing | [42 empty] | 0%
[5 empty] | NON_res:DEER:HVAC_Duct_Sealing |  | Horizontal Clothes Washer: NR - 10 | [40 empty] | 0%
[5 empty] | NON_res:DEER:HVAC_Duct_Sealing |  | Efficient Dishwashing: NR - 5 | [40 empty] | 0%
[5 empty] | NON_res:DEER:HVAC_Duct_Sealing |  | Water Heater Controls: NR - 15 | [40 empty] | 0%
[5 empty] | NON_res:DEER:HVAC_Duct_Sealing |  | Cooking measures , Assorted: Com - 12 | [40 empty] | 0%
[5 empty] | res:DEER:Res_ClothesDishWasher |  | Water Heater – Gas: NR - 15 | [40 empty] | 0%
[5 empty] | res:DEER:Res_BldgShell_Ins |  | Domestic Hot Water Boiler (Gas): NR - 20 | [40 empty] | 0%
[5 empty] | 01-ALC-AllCommercial-Cooling | [42 empty] | 0%
[5 empty] | 01-ALC-AllCommercial-ExtLight |  | Auto Closer for Cooler/Freezer: NR - 8 | [40 empty] | 0%
[5 empty] | 01-ALC-AllCommercial-IntLight |  | Door Gaskets: NR - 4 | [40 empty] | 0%
[5 empty] | 01-ALC-AllCommercial-OffEquip |  | Floating Head Pressure: NR - 16 | [40 empty] | 0%
[5 empty] | 01-ALC-AllCommercial-Refrig |  | Heatless Door: NR - 16 | [40 empty] | 0%
[5 empty] | 01-ALC-AllCommercial-Vent/Fan |  | Humidistat Control for Anti-Sweat Heater: NR - 12 | [40 empty] | 0%
[5 empty] | 02-ASM-Assembly-Cooling |  | Insulation on Refrigeration Suction Line: NR - 11 | [40 empty] | 0%
[5 empty] | 02-ASM-Assembly-Exit |  | Night Covers for Display Cases: NR - 5 | [40 empty] | 0%
[5 empty] | 02-ASM-Assembly-ExtLight |  | PSC Evaporator Motor – Walkin/ Display: NR - 15 | [40 empty] | 0%
[5 empty] | 02-ASM-Assembly-IntLight |  | Refrigeration Case Doors – Glass/Acrylic: NR - 12 | [40 empty] | 0%
[5 empty] | 03-BCR-BothResidentialandCommercial-COOL |  | Refrigerator Case with Doors: NR - 12 | [40 empty] | 0%
[5 empty] | 03-BCR-BothResidentialandCommercial-LIT_INT |  | Refrigerator Condensate Evaporator – Elec/Non Elec: NR - 8 | [40 empty] | 0%
[5 empty] | 03-BCR-BothResidentialandCommercial-OFF_EQ |  | Strip Curtains for Walk-Ins: NR - 4 | [40 empty] | 0%
[5 empty] | 03-BCR-BothResidentialandCommercial-LIT_EXT |  | Ballast: Electronic, for display case: NR - 11 | [40 empty] | 0%
[5 empty] | 03-BCR-BothResidentialandCommercial-REFG |  | Defrost: NR - 16
[5 empty] | 03-BCR-BothResidentialandCommercial-VENT |  | FHP & EFF Conditioner: NR - 16
[5 empty] | 04-DMO-ResidentialMobileHome–DoubleWide-CL_DRY |  | High-efficiency Liquid Suction Heat Exchangers: NR - 16
[5 empty] | 04-DMO-ResidentialMobileHome–DoubleWide-CL_WASH |  | Night Shields on Refrigerator and Freezer Cases: NR - 5
[5 empty] | 04-DMO-ResidentialMobileHome–DoubleWide-DSH_WASH |  | Walk-in Refrigerator or Freezer: Evaporative Fan Controller: NR - 5
[5 empty] | 04-DMO-ResidentialMobileHome–DoubleWide-FREEZ |  | Multiplec Refrigeration Systems/Supermarket Systems: NR - 10
04-DMO-ResidentialMobileHome–DoubleWide-LIGHT
[5 empty] | 04-DMO-ResidentialMobileHome–DoubleWide-POOL_PMP |  | Kiln/Oven/Furnace: NR - 18
[5 empty] | 04-DMO-ResidentialMobileHome–DoubleWide-REFG |  | Thermal Night Curtains: NR - 5
[5 empty] | 04-DMO-ResidentialMobileHome–DoubleWide-SP_COOL |  | Custom Measures – SPC: NR - 15
[5 empty] | 04-DMO-ResidentialMobileHome–DoubleWide-SP_HEAT |  | Local Government Partnership: NR - 11
[5 empty] | 04-DMO-ResidentialMobileHome–DoubleWide-WAT_HEAT |  | Audits: NR - 3
[5 empty] | 05-ECC-Education–CommunityCollege-COOL |  | Plug Load Sensor: NR - 10
[5 empty] | 05-ECC-Education–CommunityCollege-LIT_INT |  | Information: NR - 1
[5 empty] | 05-ECC-Education–CommunityCollege-OFF_EQ |  | High Efficiency Motors: NR - 15
[5 empty] | 05-ECC-Education–CommunityCollege-LIT_EXT |  | Process Overhaul: NR - 20
[5 empty] | 05-ECC-Education–CommunityCollege-REFG |  | System Controls: NR - 15
05-ECC-Education–CommunityCollege-VENT
06-EPR-Education–PrimarySchool-COOL
[5 empty] | 06-EPR-Education–PrimarySchool-LIT_INT |  | RESIDENTIAL MEASURES
[5 empty] | 06-EPR-Education–PrimarySchool-OFF_EQ |  | ****************************************************************
[5 empty] | 06-EPR-Education–PrimarySchool-LIT_EXT |  | T8 Fixtures ; lamp or ballast: Res - 15
[5 empty] | 06-EPR-Education–PrimarySchool-REFG |  | Pin based CFL Fixture: Res - 16
[5 empty] | 06-EPR-Education–PrimarySchool-VENT |  | CFL: Indoor Screw in: Res - 9.4
[5 empty] | 07-ESE-Education–SecondarySchool-COOL |  | CFL: Outdoor Screw in: Res - 7
[5 empty] | 07-ESE-Education–SecondarySchool-LIT_INT |  | Torchiere: Res - 9
07-ESE-Education–SecondarySchool-OFF_EQ
[5 empty] | 07-ESE-Education–SecondarySchool-LIT_EXT |  | Air Conditioners with SEER >= 11.0: Res - 18
[5 empty] | 07-ESE-Education–SecondarySchool-REFG |  | Central Air Conditioners: Res - 18
[5 empty] | 07-ESE-Education–SecondarySchool-VENT |  | Duct Testing: Res NC - 18
[5 empty] | 08-EUN-Education–University-COOL |  | High Energy Efficiency Ducts: Res - 18
[5 empty] | 08-EUN-Education–University-LIT_INT |  | Whole House Fan: Res - 15
[5 empty] | 08-EUN-Education–University-OFF_EQ |  | Evaporative Cooler: Res - 15
[5 empty] | 08-EUN-Education–University-LIT_EXT |  | Glazing - Low E Double / Low Shade Coefficient: Res - 20
[5 empty] | 08-EUN-Education–University-REFG |  | Heat Pump - Electric: Res - 15
[5 empty] | 08-EUN-Education–University-VENT |  | Insulation - Ceiling / Floor / Walls: Res - 20
[5 empty] | 09-GRO-Grocery-COOL |  | A/C with Integrated Water Heating: Res - 10
[5 empty] | 09-GRO-Grocery-LIT_INT |  | Programmable Thermostat: Res - 12
09-GRO-Grocery-OFF_EQ
[5 empty] | 09-GRO-Grocery-LIT_EXT |  | Audits: Res - 3
[5 empty] | 09-GRO-Grocery-REFG |  | Gas Cooktops: Res - 20
[5 empty] | 09-GRO-Grocery-VENT |  | Gas Dryer Stub: Res - 18
[5 empty] | 10-HSP-Health/Medical–Hospital-COOL |  | Energy-Efficient Furnaces: Res - 18
10-HSP-Health/Medical–Hospital-LIT_INT
[5 empty] | 10-HSP-Health/Medical–Hospital-OFF_EQ |  | Refrigerator Recycling: Res - 10
[5 empty] | 10-HSP-Health/Medical–Hospital-LIT_EXT |  | Refrigerator - Energy Efficient; 20% more efficient: Res - 18
[5 empty] | 10-HSP-Health/Medical–Hospital-REFG |  | Refrigerators: Res - 18
10-HSP-Health/Medical–Hospital-VENT
11-HTL-Lodging–Hotel(GuestRooms)-COOL
[5 empty] | 11-HTL-Lodging–Hotel(GuestRooms)-LIT_INT |  | GENERIC USEFUL LIVES:
[5 empty] | 11-HTL-Lodging–Hotel(GuestRooms)-OFF_EQ |  | ****************************************************************
[5 empty] | 11-HTL-Lodging–Hotel(GuestRooms)-LIT_EXT |  | 0.1
[5 empty] | 11-HTL-Lodging–Hotel(GuestRooms)-REFG |  | 0.2
[5 empty] | 11-HTL-Lodging–Hotel(GuestRooms)-VENT |  | 0.3
[5 empty] | 12-MBT-Manufacturing–Bio/Tech-AG_PUMP |  | 0.4
[5 empty] | 12-MBT-Manufacturing–Bio/Tech-COMP_AIR |  | 0.5
[5 empty] | 12-MBT-Manufacturing–Bio/Tech-COOL |  | 0.6
[5 empty] | 12-MBT-Manufacturing–Bio/Tech-LIGHT |  | 0.7
[5 empty] | 12-MBT-Manufacturing–Bio/Tech-MOTOR |  | 0.8
[5 empty] | 12-MBT-Manufacturing–Bio/Tech-PROC_OTH |  | 0.9
[5 empty] | 13-MFM-ResidentialMulti-family-CL_DRY |  | 1
[5 empty] | 13-MFM-ResidentialMulti-family-CL_WASH |  | 1.1
[5 empty] | 13-MFM-ResidentialMulti-family-DSH_WASH |  | 1.2
[5 empty] | 13-MFM-ResidentialMulti-family-FREEZ |  | 1.3
[5 empty] | 13-MFM-ResidentialMulti-family-LIGHT |  | 1.4
[5 empty] | 13-MFM-ResidentialMulti-family-POOL_PMP |  | 1.5
[5 empty] | 13-MFM-ResidentialMulti-family-REFG |  | 1.6
[5 empty] | 13-MFM-ResidentialMulti-family-SP_COOL |  | 1.7
[5 empty] | 13-MFM-ResidentialMulti-family-SP_HEAT |  | 1.8
[5 empty] | 13-MFM-ResidentialMulti-family-WAT_HEAT |  | 1.9
[5 empty] | 14-MLI-Manufacturing–LightIndustry-AG_PUMP |  | 2
[5 empty] | 14-MLI-Manufacturing–LightIndustry-COMP_AIR |  | 2.1
[5 empty] | 14-MLI-Manufacturing–LightIndustry-COOL |  | 2.2
[5 empty] | 14-MLI-Manufacturing–LightIndustry-LIGHT |  | 2.3
[5 empty] | 14-MLI-Manufacturing–LightIndustry-MOTOR |  | 2.4
[5 empty] | 14-MLI-Manufacturing–LightIndustry-PROC_OTH |  | 2.5
[5 empty] | 15-MTL-Lodging–Motel-COOL |  | 2.6
[5 empty] | 15-MTL-Lodging–Motel-LIT_INT |  | 2.7
[5 empty] | 15-MTL-Lodging–Motel-OFF_EQ |  | 2.8
[5 empty] | 15-MTL-Lodging–Motel-LIT_EXT |  | 2.9
[5 empty] | 15-MTL-Lodging–Motel-REFG |  | 3
[5 empty] | 15-MTL-Lodging–Motel-VENT |  | 3.1
[5 empty] | 16-NRS-Health/Medical–Clinic-COOL |  | 3.2
[5 empty] | 16-NRS-Health/Medical–Clinic-LIT_INT |  | 3.3
[5 empty] | 16-NRS-Health/Medical–Clinic-OFF_EQ |  | 3.4
[5 empty] | 16-NRS-Health/Medical–Clinic-LIT_EXT |  | 3.5
[5 empty] | 16-NRS-Health/Medical–Clinic-REFG |  | 3.6
[5 empty] | 16-NRS-Health/Medical–Clinic-VENT |  | 3.7
[5 empty] | 17-OFL-Office–Large-Cooling |  | 3.8
[5 empty] | 17-OFL-Office–Large-ExtLight |  | 3.9
[5 empty] | 17-OFL-Office–Large-IntLight |  | 4
[5 empty] | 17-OFL-Office–Large-OffEquip |  | 4.1
[5 empty] | 17-OFL-Office–Large-Refrig |  | 4.2
[5 empty] | 17-OFL-Office–Large-Vent/Fan |  | 4.3
[5 empty] | 18-OFS-Office–Small-Cooling |  | 4.4
[5 empty] | 18-OFS-Office–Small-ExtLight |  | 4.5
[5 empty] | 18-OFS-Office–Small-IntLight |  | 4.6
[5 empty] | 18-OFS-Office–Small-OffEquip |  | 4.7
[5 empty] | 18-OFS-Office–Small-Refrig |  | 4.8
[5 empty] | 18-OFS-Office–Small-Vent/Fan |  | 4.9
[5 empty] | 19-RES-AllResidential-CL_DRY |  | 5
[5 empty] | 19-RES-AllResidential-CL_WASH |  | 5.1
[5 empty] | 19-RES-AllResidential-DSH_WASH |  | 5.2
[5 empty] | 19-RES-AllResidential-FREEZ |  | 5.3
[5 empty] | 19-RES-AllResidential-LIGHT |  | 5.4
[5 empty] | 19-RES-AllResidential-POOL_PMP |  | 5.5
[5 empty] | 19-RES-AllResidential-REFG |  | 5.6
[5 empty] | 19-RES-AllResidential-SP_COOL |  | 5.7
[5 empty] | 19-RES-AllResidential-SP_HEAT |  | 5.8
[5 empty] | 19-RES-AllResidential-WAT_HEAT |  | 5.9
[5 empty] | 20-RFF-Restaurant–FastFood-Cooling |  | 6
[5 empty] | 20-RFF-Restaurant–FastFood-ExtLight |  | 6.1
[5 empty] | 20-RFF-Restaurant–FastFood-IntLight |  | 6.2
[5 empty] | 20-RFF-Restaurant–FastFood-OffEquip |  | 6.3
[5 empty] | 20-RFF-Restaurant–FastFood-Refrig |  | 6.4
[5 empty] | 20-RFF-Restaurant–FastFood-Vent/Fan |  | 6.5
[5 empty] | 21-RSD-Restaurant–SitDown-COOL |  | 6.6
[5 empty] | 21-RSD-Restaurant–SitDown-LIT_INT |  | 6.7
[5 empty] | 21-RSD-Restaurant–SitDown-OFF_EQ |  | 6.8
[5 empty] | 21-RSD-Restaurant–SitDown-LIT_EXT |  | 6.9
[5 empty] | 21-RSD-Restaurant–SitDown-PROC_OTH |  | 7
[5 empty] | 21-RSD-Restaurant–SitDown-REFG |  | 7.1
[5 empty] | 21-RSD-Restaurant–SitDown-VENT |  | 7.2
[5 empty] | 22-RT3-Retail–3StoryLarge-COOL |  | 7.3
[5 empty] | 22-RT3-Retail–3StoryLarge-LIT_INT |  | 7.4
[5 empty] | 22-RT3-Retail–3StoryLarge-OFF_EQ |  | 7.5
[5 empty] | 22-RT3-Retail–3StoryLarge-LIT_EXT |  | 7.6
[5 empty] | 22-RT3-Retail–3StoryLarge-REFG |  | 7.7
[5 empty] | 22-RT3-Retail–3StoryLarge-VENT |  | 7.8
[5 empty] | 23-RTL-Retail–SingleStorylarge-COOL |  | 7.9
[5 empty] | 23-RTL-Retail–SingleStorylarge-LIT_INT |  | 8
[5 empty] | 23-RTL-Retail–SingleStorylarge-OFF_EQ |  | 8.1
[5 empty] | 23-RTL-Retail–SingleStorylarge-LIT_EXT |  | 8.2
[5 empty] | 23-RTL-Retail–SingleStorylarge-REFG |  | 8.3
[5 empty] | 23-RTL-Retail–SingleStorylarge-VENT |  | 8.4
[5 empty] | 24-RTS-Retail–Small-COOL |  | 8.5
[5 empty] | 24-RTS-Retail–Small-LIT_INT |  | 8.6
[5 empty] | 24-RTS-Retail–Small-OFF_EQ |  | 8.7
[5 empty] | 24-RTS-Retail–Small-LIT_EXT |  | 8.8
[5 empty] | 24-RTS-Retail–Small-REFG |  | 8.9
[5 empty] | 24-RTS-Retail–Small-VENT |  | 9
[5 empty] | 25-SCN-Storage–Conditioned-Cooling |  | 9.1
[5 empty] | 25-SCN-Storage–Conditioned-Exit |  | 9.2
[5 empty] | 25-SCN-Storage–Conditioned-ExtLight |  | 9.3
[5 empty] | 26-SFM-ResidentialSingleFamily-CL_DRY |  | 9.4
[5 empty] | 26-SFM-ResidentialSingleFamily-CL_WASH |  | 9.5
[5 empty] | 26-SFM-ResidentialSingleFamily-DSH_WASH |  | 9.6
[5 empty] | 26-SFM-ResidentialSingleFamily-FREEZ |  | 9.7
[5 empty] | 26-SFM-ResidentialSingleFamily-LIGHT |  | 9.8
[5 empty] | 26-SFM-ResidentialSingleFamily-POOL_PMP |  | 9.9
[5 empty] | 26-SFM-ResidentialSingleFamily-REFG |  | 10
[5 empty] | 26-SFM-ResidentialSingleFamily-SP_COOL |  | 10.1
[5 empty] | 26-SFM-ResidentialSingleFamily-SP_HEAT |  | 10.2
[5 empty] | 26-SFM-ResidentialSingleFamily-WAT_HEAT |  | 10.3
[5 empty] | 27-SMO-ResidentialMobileHome–SingleWide-CL_DRY |  | 10.4
[5 empty] | 27-SMO-ResidentialMobileHome–SingleWide-CL_WASH |  | 10.5
[5 empty] | 27-SMO-ResidentialMobileHome–SingleWide-DSH_WASH |  | 10.6
[5 empty] | 27-SMO-ResidentialMobileHome–SingleWide-FREEZ |  | 10.7
[5 empty] | 27-SMO-ResidentialMobileHome–SingleWide-LIGHT |  | 10.8
[5 empty] | 27-SMO-ResidentialMobileHome–SingleWide-POOL_PMP |  | 10.9
[5 empty] | 27-SMO-ResidentialMobileHome–SingleWide-REFG |  | 11
[5 empty] | 27-SMO-ResidentialMobileHome–SingleWide-SP_COOL |  | 11.1
[5 empty] | 27-SMO-ResidentialMobileHome–SingleWide-SP_HEAT |  | 11.2
[5 empty] | 27-SMO-ResidentialMobileHome–SingleWide-WAT_HEAT |  | 11.3
[5 empty] | 28-SUN-Storage–Unconditioned-Exit |  | 11.4
[5 empty] | 28-SUN-Storage–Unconditioned-ExtLight |  | 11.5
[5 empty] | 29-WRF-Storage–Refrigerated-Cooling |  | 11.6
[5 empty] | 29-WRF-Storage–Refrigerated-Exit |  | 11.7
[5 empty] | 29-WRF-Storage–Refrigerated-ExtLight |  | 11.8
[5 empty] | 30-S20-SIC20Food&KindredProducts-AG_PUMP |  | 11.9
[5 empty] | 30-S20-SIC20Food&KindredProducts-COMP_AIR |  | 12
[5 empty] | 30-S20-SIC20Food&KindredProducts-COOL |  | 12.1
[5 empty] | 30-S20-SIC20Food&KindredProducts-LIGHT |  | 12.2
[5 empty] | 30-S20-SIC20Food&KindredProducts-MOTOR |  | 12.3
[5 empty] | 30-S20-SIC20Food&KindredProducts-PROC_OTH |  | 12.4
[5 empty] | 31-S26-SIC26Paper&AlliedProducts-AG_PUMP |  | 12.5
[5 empty] | 31-S26-SIC26Paper&AlliedProducts-COMP_AIR |  | 12.6
[5 empty] | 31-S26-SIC26Paper&AlliedProducts-COOL |  | 12.7
[5 empty] | 31-S26-SIC26Paper&AlliedProducts-LIGHT |  | 12.8
[5 empty] | 31-S26-SIC26Paper&AlliedProducts-MOTOR |  | 12.9
[5 empty] | 31-S26-SIC26Paper&AlliedProducts-PROC_OTH |  | 13
[5 empty] | 32-S28-SIC28Chemicals&AlliedProducts-AG_PUMP |  | 13.1
[5 empty] | 32-S28-SIC28Chemicals&AlliedProducts-COMP_AIR |  | 13.2
[5 empty] | 32-S28-SIC28Chemicals&AlliedProducts-COOL |  | 13.3
[5 empty] | 32-S28-SIC28Chemicals&AlliedProducts-LIGHT |  | 13.4
[5 empty] | 32-S28-SIC28Chemicals&AlliedProducts-MOTOR |  | 13.5
[5 empty] | 32-S28-SIC28Chemicals&AlliedProducts-PROC_OTH |  | 13.6
[5 empty] | 33-S29-SIC29Petroleum&CoalProducts-AG_PUMP |  | 13.7
[5 empty] | 33-S29-SIC29Petroleum&CoalProducts-COMP_AIR |  | 13.8
[5 empty] | 33-S29-SIC29Petroleum&CoalProducts-COOL |  | 13.9
[5 empty] | 33-S29-SIC29Petroleum&CoalProducts-LIGHT |  | 14
[5 empty] | 33-S29-SIC29Petroleum&CoalProducts-MOTOR |  | 14.1
[5 empty] | 33-S29-SIC29Petroleum&CoalProducts-PROC_OTH |  | 14.2
[5 empty] | 34-S33-SIC33Metals-AG_PUMP |  | 14.3
[5 empty] | 34-S33-SIC33Metals-COMP_AIR |  | 14.4
[5 empty] | 34-S33-SIC33Metals-COOL |  | 14.5
[5 empty] | 34-S33-SIC33Metals-LIGHT |  | 14.6
[5 empty] | 34-S33-SIC33Metals-MOTOR |  | 14.7
[5 empty] | 34-S33-SIC33Metals-PROC_OTH |  | 14.8
[5 empty] | 35-OTI-OtherIndustrial-AG_PUMP |  | 14.9
[5 empty] | 35-OTI-OtherIndustrial-COMP_AIR |  | 15
[5 empty] | 35-OTI-OtherIndustrial-COOL |  | 15.1
[5 empty] | 35-OTI-OtherIndustrial-LIGHT |  | 15.2
[5 empty] | 35-OTI-OtherIndustrial-MOTOR |  | 15.3
[5 empty] | 35-OTI-OtherIndustrial-PROC_OTH |  | 15.4
[5 empty] | 36-GST-Lodging-GuestRooms-Cooling |  | 15.5
[5 empty] | 36-GST-Lodging-GuestRooms-ExtLight |  | 15.6
[5 empty] | 36-GST-Lodging-GuestRooms-IntLight |  | 15.7
[5 empty] | 36-GST-Lodging-GuestRooms-OffEquip |  | 15.8
[5 empty] | 36-GST-Lodging-GuestRooms-Refrig |  | 15.9
[5 empty] | 36-GST-Lodging-GuestRooms-Vent/Fan |  | 16
16.1
16.2
16.3
16.4
16.5
16.6
16.7
16.8
16.9
17
17.1
17.2
17.3
17.4
17.5
17.6
17.7
17.8
17.9
18
18.1
18.2
18.3
18.4
18.5
18.6
18.7
18.8
18.9
19
19.1
19.2
19.3
19.4
19.5
19.6
19.7
19.8
19.9
20
21
22
23
24
25
26
27
28
29
30