## Export
PROGRAM NAME | SDGE3245_SW-Lighting-Primary Lighting
BUDGET |  |  | SDG&E 2013 v1c4-Draft.xls
Administrative Costs
Overhead and G&A | 219758.26
Other Administrative Costs | 0
Marketing/Outreach | 36215.21
Direct Implementation
d.i. User Input Incentive (No rebates) | 0
d.ii. - d.v. Rebates etc | 2729529.1064
Activity | 274344
Installation | 0
Hardware & Materials | 0
Rebate Processing & Inspection | 0
EM&V Costs | 0
Budget | 3259846.5764
Costs recovered from other sources | 0
Budget (plus other costs) | 3259846.5764
PROGRAM IMPACTS
Program Reductions | 2013-2014 | 2013 | 2014
User Entered kW (kW) | 3227.3657 | 3227.3657 | 0
Net Jul-Sept Peak (kW) | 3613.1407 | 3613.1407 | 0
Net Dec-Feb Peak (kW) | 4694.857 | 4694.857 | 0
Net NCP (kW) | 4694.857 | 4694.857 | 0
Net CEC (kW) | 0 | 0 | 0
Annual Net kWh | 26568630.6586 | 26568630.6586 | 0
Lifecycle Net kWh | 240597111.7306 | 240597111.7306 | 0
Annual Net Therms | -395598.7066 | -395598.7066 | 0
Lifecycle Net Therms | -3901747.8225 | -3901747.8225 | 0
Program Reductions for Measures installed through 2024
TRC
Costs | 8271080.2569
Electric Benefits | 20947618.8205
Gas Benefits | -3214190.4315
Net Benefits (NPV) | 9462348.1321
BC Ratio | 2.144
PAC
Costs | 3259846.5764
Electric Benefits | 20947618.8205
Gas Benefits | -3214190.4315
Net Benefits (NPV) | 14473581.8126
BC Ratio | 5.44
Levelized Cost
Levelized Cost TRC ($/kWh )
Discounted kWh | 169479818.6084
Cost | 0.048077
Benefits | 0.1236
Benefit-Cost | 0.075522
Levelized Cost PAC ($/kWh)
Discounted kWh | 169479818.6084
Cost | 0.017622
Benefits | 0.1236
Benefit-Cost | 0.10598
Levelized Cost TRC ($/therm)
Discounted Therms | -2727647.0125
Cost | 0
Benefits | 1.1784
Benefit-Cost | 1.1784
Levelized Cost PAC ($/therm)
Discounted Therms | -2727647.0125
Cost | 0
Benefits | 1.1784
Benefit-Cost | 1.1784
Emission Annual Reductions (2014-2016) |  |  |  | Energy Division File sheet "Attachment II" Total Electricity and Gas Emission Reductions
Electric Annual CO2 (tons) - 2014 | 13792.1034 |  |  |  | 2013 | 2014 | 2015 | 2016 | 2017 | 2018 | 2019
2015 | 0 |  |  |  | Total | Total | Total | Total | Total | Total | Total
2016 | 0 |  |  | Annual CO2 Emission Reductions (tons) | 11477.8509 | 0 | 0 | 0 | 0 | 0 | 0
Electric Lifecycle CO2 (tons) - 2014 | 125165.1826 |  |  | Lifecycle CO2 Emission Reductions (tons) | 102339.9579 | 0 | 0 | 0 | 0 | 0 | 0
2015 | 0 |  |  | Annual NOx Emission Reductions (tons) | -0.11023 | 0 | 0 | 0 | 0 | 0 | 0
2016 | 0 |  |  | Lifecycle NOx Emission Reductions (tons) | -2.3835 | 0 | 0 | 0 | 0 | 0 | 0
Electric Annual NOX (tons) - 2014 | 1.7134 |  |  | Annual SO2 Emission Reductions (tons)
2015 | 0 |  |  | Lifecycle SO2 Emission Reductions (tons)
2016 | 0
Electric Lifecycle NOX (tons) - 2014 | 15.5815
2015 | 0
2016 | 0
Electric Annual SO2 (lbs) - 2014
2015
2016
Electric Lifecycle SO2 (lbs) - 2014
2015
2016
Gas Annual CO2 (tons) - 2014 | -2314.2524
2015 | 0
2016 | 0
Gas Lifecycle CO2 (tons) - 2014 | -22825.2248
2015 | 0
2016 | 0
Gas Annual NOX (tons) - 2014 | -1.8237
2015 | 0
2016 | 0
Gas Lifecycle NOX (tons) - 2014 | -17.9651
2015 | 0
2016 | 0
Gas Annual SO2 (lbs) - 2014
2015
2016
Gas Lifecycle SO2 (lbs) - 2014
2015
2016
Data below not currently used in Energy Division workbook
Levelized Cost RIM ($/therm)
Discounted Therms | -2727647.0125
Cost | 1.9932
Benefits | 1.1784
Benefit-Cost | -0.8148
Levelized Cost RIM ($/kWh)
Discounted kWh | 169479818.6084
Cost | 0.20906
Benefits | 0.1236
Benefit-Cost | -0.8148
RIM
Costs | 29995439.9301
Electric Benefits | 20947618.8205
Gas Benefits | -3214190.4315
Net Benefits (NPV) | -12262011.5412
BC Ratio | 0.5912
Impacts for all programs
Net July-Sept Wtd Avg Peak** (kW)
Clothes Dryer | 0
Clothes Washer | 0
Consumer Electronics | 0
Cooking | 0
Dishwasher | 0
Net Wtd Avg Dec-Feb** (kW)
Clothes Dryer | 0
Clothes Washer | 0
Consumer Electronics | 0
Cooking | 0
Dishwasher | 0
0
Clothes Dryer | 0
Clothes Washer | 0
Consumer Electronics | 0
Cooking | 0
Dishwasher | 0
Annual Wtd Avg Net kWh
Clothes Dryer | 0
Clothes Washer | 0
Consumer Electronics | 0
Cooking | 0
Dishwasher | 0
Lifecycle Net kWh
Clothes Dryer | 0
Clothes Washer | 0
Consumer Electronics | 0
Cooking | 0
Dishwasher | 0
Annual Wtd Avg Net Therms
Clothes Dryer | 0
Clothes Washer | 0
Consumer Electronics | 0
Cooking | 0
Dishwasher | 0
Lifecycle Net Therms
Clothes Dryer | 0
Clothes Washer | 0
Consumer Electronics | 0
Cooking | 0
Dishwasher | 0
Goal Attainment | Net Annual Savings
kWh
2013 | 43096629.5911
2014 | 0
2015 | 0
2016 | -2539660.8788
2017 | -4740080.2722
2018 | -14925.1975
2019 | -50311.8168
2020 | -121565.7108
2021 | -16588.7215
2022 | -11441586.3916
kW
2013 | 5221.6966
2014 | 0
2015 | 0
2016 | -538.431
2017 | -1004.7663
2018 | -3.1564
2019 | -10.7596
2020 | -25.9976
2021 | -3.5476
2022 | -1129.8722
Therms
2013 | -643330.347
2014 | 0
2015 | 0
2016 | 6349.0876
2017 | 11849.15
2018 | 40.205
2019 | 125.7797
2020 | 303.9143
2021 | 41.4718
2022 | 202780.5863

## Output by Measure
0
SDGE3245_SW-Lighting-Primary Lighting
SDG&E | [7 empty] | Levelized Benefits less Costs (TRC) |  |  |  | Levelized Benefits less Costs (PAC) |  |  |  | Benefit Cost Ratios
Net Impacts by Measure | [7 empty] | No Allocated Admin |  | w/ Allocated Admin |  | No Allocated Admin |  | w/ Allocated Admin |  | No Allocated Admin |  | w/ Allocated Admin
| Wtd Avg Net Avg Jul-Sep (kW) | Wtd Avg Net Dec-Feb Pk (kW) | Wtd Avg Net User Entered kW | Wtd Avg Annual kWh adj for Net to gross | Wtd Avg Lifecycle kWh (Annual * Measure Life) | Wtd Avg Annual Therms | Wtd Avg Lifecycle Therms | Electric ($/kWh) | Gas ($/Th) | Electric ($/kWh) | Gas ($/Th) | Electric ($/kWh) | Gas ($/Th) | Electric ($/kWh) | Gas ($/Th) | TRC | PAC | TRC | PAC
Total or Average | 3613.1407 | 4694.857 | 3227.3657 | 26568630.6586 | 240597111.7306 | -395598.7066 | -3901747.8225 | 0.078652 | 1.1784 | 0.075522 | 1.1784 | 0.10911 | 1.1784 | 0.10598 | 1.1784
413002 - Screw-in CFL (15 watt) <800 Lumens | 0.008689 | 0.012116 | 0.0061034 | 64.8292 | 599.0218 | -1.1416 | -10.5486 | 0.10359 | 1.192 | 0.10051 | 1.192 | 0.11269 | 1.192 | 0.10961 | 1.192 | 5.6166 | 11.4314 | 4.7927 | 8.4686
413002 - Screw-in CFL (15 watt) <800 Lumens | 15.1888 | 21.1789 | 10.0982 | 113323.9715 | 1047113.4968 | -1913.0433 | -17676.5199 | 0.097345 | 1.1016 | 0.094338 | 1.1016 | 0.10273 | 1.1016 | 0.09972 | 1.1016 | 4.673 | 6.2392 | 4.0982 | 5.2551
413003 - Screw-in CFL (20 watt ) <1,100 Lumens | 54.6612 | 76.2182 | 38.5421 | 407828.7568 | 3768337.7127 | -7185.5543 | -66394.5216 | 0.10919 | 1.1216 | 0.10608 | 1.1216 | 0.11598 | 1.1216 | 0.11288 | 1.1216 | 7.6384 | 15.4037 | 6.2075 | 10.5155
413004 - Screw-in CFL (25 watt) <1,600 Lumens | 0.35772 | 0.4988 | 0.25203 | 2668.9865 | 24661.4356 | -47.0399 | -434.6488 | 0.10608 | 1.1016 | 0.10308 | 1.1016 | 0.10927 | 1.1016 | 0.10627 | 1.1016 | 7.824 | 10.4464 | 6.3262 | 7.9372
413007 - Screw-in CFL (<= 12 watt) <800 Lumens | 7.9422 | 11.0745 | 6.5596 | 59257.3947 | 547538.3269 | -1142.404 | -10555.8132 | 0.099108 | 1.192 | 0.096008 | 1.192 | 0.11105 | 1.192 | 0.10795 | 1.192 | 4.2629 | 8.7304 | 3.763 | 6.8631
413007 - Screw-in CFL (<= 12 watt) <800 Lumens | 22.5195 | 31.4006 | 15.9066 | 168018.7205 | 1552492.9773 | -2966.7608 | -27412.8698 | 0.09625 | 1.1713 | 0.093158 | 1.1713 | 0.10704 | 1.1713 | 0.10395 | 1.1713 | 3.9226 | 6.732 | 3.5037 | 5.5859
413007 - Screw-in CFL (<= 12 watt) <800 Lumens | 10.1126 | 14.1008 | 8.4623 | 75450.6908 | 697164.3834 | -1350.7745 | -12481.1567 | 0.099022 | 1.1324 | 0.095917 | 1.1324 | 0.11025 | 1.1324 | 0.10715 | 1.1324 | 4.3321 | 8.2537 | 3.829 | 6.6012
413008 - Screw-in CFL (>39 watt) >=1,600 Lumens | 1.6979 | 2.3675 | 1.3993 | 12667.8471 | 117050.9071 | -241.1701 | -2228.412 | 0.093688 | 1.1843 | 0.090586 | 1.1843 | 0.11944 | 1.1843 | 0.11634 | 1.1843 | 3.4662 | 32.3335 | 3.1296 | 16.1413
413008 - Screw-in CFL (>39 watt) >=1,600 Lumens | 4.1315 | 5.7608 | 2.9173 | 30825.1522 | 284824.4065 | -541.5798 | -5004.1977 | 0.091826 | 1.1794 | 0.088729 | 1.1794 | 0.1185 | 1.1794 | 0.11541 | 1.1794 | 3.332 | 26.6446 | 3.0248 | 14.7035
413008 - Screw-in CFL (>39 watt) >=1,600 Lumens | 1.5026 | 2.0952 | 1.2448 | 11210.9214 | 103588.9139 | -203.6901 | -1882.0966 | 0.09385 | 1.1361 | 0.090747 | 1.1361 | 0.11958 | 1.1361 | 0.11647 | 1.1361 | 3.548 | 33.912 | 3.2022 | 16.686
413009 - Screw-in CFL (13 watt) 800-1,099 Lumens | 43.4597 | 60.5991 | 35.8927 | 324254.2615 | 2996109.3765 | -6309.3276 | -58298.1872 | 0.10399 | 1.1874 | 0.10089 | 1.1874 | 0.11529 | 1.1874 | 0.11219 | 1.1874 | 5.3375 | 13.5477 | 4.5756 | 9.5232
413009 - Screw-in CFL (13 watt) 800-1,099 Lumens | 108.087 | 150.7139 | 76.8778 | 806440.9847 | 7451514.6985 | -13916.2094 | -128585.7746 | 0.10184 | 1.1847 | 0.098746 | 1.1847 | 0.11287 | 1.1847 | 0.10978 | 1.1847 | 4.998 | 10.9134 | 4.3388 | 8.1945
413009 - Screw-in CFL (13 watt) 800-1,099 Lumens | 66.1259 | 92.2043 | 45.0274 | 493367.43 | 4558715.0531 | -8471.1802 | -78273.7054 | 0.095317 | 1.1126 | 0.092298 | 1.1126 | 0.10225 | 1.1126 | 0.099231 | 1.1126 | 4.1846 | 5.8912 | 3.7159 | 5.0028
413010 - Screw-in CFL (18 watt) >= 1,100-1,599 Lumens | 9.5093 | 13.2595 | 7.8659 | 70949.0757 | 655569.4595 | -1394.749 | -12887.4805 | 0.10877 | 1.1957 | 0.10567 | 1.1957 | 0.11705 | 1.1957 | 0.11396 | 1.1957 | 7.362 | 19.2733 | 5.9816 | 12.0145
413010 - Screw-in CFL (18 watt) >= 1,100-1,599 Lumens | 25.3425 | 35.3369 | 18.0287 | 189081.1942 | 1747110.2347 | -3196.3753 | -29534.5075 | 0.10646 | 1.1759 | 0.10339 | 1.1759 | 0.11434 | 1.1759 | 0.11127 | 1.1759 | 6.843 | 14.6156 | 5.6685 | 10.1318
413010 - Screw-in CFL (18 watt) >= 1,100-1,599 Lumens | 47.7955 | 66.6449 | 32.5645 | 356604.2096 | 3295022.8967 | -6078.8469 | -56168.5456 | 0.10171 | 1.1082 | 0.098693 | 1.1082 | 0.10642 | 1.1082 | 0.1034 | 1.1082 | 5.7381 | 7.8525 | 4.8934 | 6.3519
413011 - Screw-in CFL (19 watt) >= 1,100-1,599 Lumens | 22.3452 | 31.1576 | 18.4288 | 166718.2398 | 1540476.5362 | -3206.788 | -29630.7209 | 0.10891 | 1.1716 | 0.10581 | 1.1716 | 0.11542 | 1.1716 | 0.11231 | 1.1716 | 7.2589 | 13.7344 | 5.9251 | 9.632
413011 - Screw-in CFL (19 watt) >= 1,100-1,599 Lumens | 71.776 | 100.0827 | 50.7487 | 535522.9441 | 4948232.0038 | -9351.2141 | -86405.2183 | 0.10626 | 1.1519 | 0.10319 | 1.1519 | 0.11238 | 1.1519 | 0.10931 | 1.1519 | 6.7035 | 11.2697 | 5.5704 | 8.3978
413011 - Screw-in CFL (19 watt) >= 1,100-1,599 Lumens | 20.9742 | 29.246 | 17.584 | 156489.49 | 1445962.8878 | -2807.8305 | -25944.354 | 0.10866 | 1.132 | 0.10556 | 1.132 | 0.11487 | 1.132 | 0.11177 | 1.132 | 7.3213 | 13.1749 | 5.9905 | 9.4124
413012 - Screw-in CFL (23 watt) <1,600 Lumens | 0.13235 | 0.18454 | 0.10903 | 987.4594 | 9124.1248 | -18.8764 | -174.4177 | 0.11221 | 1.1987 | 0.10911 | 1.1987 | 0.11878 | 1.1987 | 0.11567 | 1.1987 | 9.5845 | 25.9781 | 7.3817 | 14.3619
413012 - Screw-in CFL (23 watt) <1,600 Lumens | 0.26847 | 0.37435 | 0.19077 | 2003.0641 | 18508.3126 | -34.0519 | -314.64 | 0.11123 | 1.1946 | 0.10813 | 1.1946 | 0.11798 | 1.1946 | 0.11488 | 1.1946 | 9.222 | 23.6639 | 7.2049 | 13.771
413012 - Screw-in CFL (23 watt) <1,600 Lumens | 0.045734 | 0.06377 | 0.038953 | 341.223 | 3152.9002 | -6.0125 | -55.5556 | 0.11133 | 1.1883 | 0.10824 | 1.1883 | 0.11758 | 1.1883 | 0.1145 | 1.1883 | 9.6019 | 23.7101 | 7.423 | 13.7465
413013 - Screw-in CFL (26 watt <1,600 Lumens | 2.2114 | 3.0835 | 1.8273 | 16499.1895 | 152452.5112 | -324.6615 | -2999.872 | 0.11274 | 1.1515 | 0.10964 | 1.1515 | 0.11776 | 1.1515 | 0.11465 | 1.1515 | 10.1368 | 20.6315 | 7.7097 | 12.5746
413013 - Screw-in CFL (26 watt <1,600 Lumens | 5.1661 | 7.2035 | 3.6542 | 38544.7147 | 356153.1642 | -675.1016 | -6237.9388 | 0.11125 | 1.1686 | 0.10816 | 1.1686 | 0.11572 | 1.1686 | 0.11263 | 1.1686 | 9.2122 | 15.4699 | 7.1965 | 10.5212
413013 - Screw-in CFL (26 watt <1,600 Lumens | 0.085354 | 0.11902 | 0.058524 | 636.8283 | 5884.2935 | -13.5904 | -125.5754 | 0.11146 | 1.1935 | 0.10838 | 1.1935 | 0.11667 | 1.1935 | 0.11359 | 1.1935 | 9.3932 | 19.1179 | 7.2214 | 11.859
413014 - Screw-in CFL (26 watt) >=1,600 Lumens | 8.6741 | 12.0949 | 7.1676 | 64717.4092 | 597988.8606 | -1273.4716 | -11766.8776 | 0.11198 | 1.1588 | 0.10888 | 1.1588 | 0.11635 | 1.1588 | 0.11326 | 1.1588 | 9.5719 | 16.5241 | 7.3754 | 10.9133
413014 - Screw-in CFL (26 watt) >=1,600 Lumens | 24.3134 | 33.902 | 17.1885 | 181402.9347 | 1676163.1169 | -3185.5628 | -29434.6005 | 0.11001 | 1.1649 | 0.10693 | 1.1649 | 0.11368 | 1.1649 | 0.11059 | 1.1649 | 8.6277 | 12.5383 | 6.8337 | 9.0757
413014 - Screw-in CFL (26 watt) >=1,600 Lumens | 0.56459 | 0.78725 | 0.39865 | 4212.4354 | 38922.9035 | -87.9697 | -812.8398 | 0.11022 | 1.1927 | 0.10715 | 1.1927 | 0.11403 | 1.1927 | 0.11096 | 1.1927 | 8.5119 | 12.8072 | 6.697 | 9.0975
413015 - Screw-in CFL (25 watt) >=1,600 Lumens | 5.8103 | 8.1017 | 4.0935 | 43350.8117 | 400561.4999 | -764.0422 | -7059.7496 | 0.10643 | 1.1021 | 0.10342 | 1.1021 | 0.1099 | 1.1021 | 0.10689 | 1.1021 | 7.9813 | 11.0585 | 6.4287 | 8.2858
413017 - Screw-in CFL (23 watt) >=1,600 Lumens | 57.3035 | 79.9026 | 47.2573 | 427543.254 | 3950499.6668 | -8313.4582 | -76816.3538 | 0.11192 | 1.1795 | 0.10881 | 1.1795 | 0.11794 | 1.1795 | 0.11484 | 1.1795 | 9.1975 | 20.658 | 7.1501 | 12.5724
413017 - Screw-in CFL (23 watt) >=1,600 Lumens | 149.7328 | 208.7838 | 106.1746 | 1117161.9827 | 10322576.7202 | -19185.6375 | -177275.2905 | 0.11011 | 1.1678 | 0.10702 | 1.1678 | 0.11601 | 1.1678 | 0.11292 | 1.1678 | 8.657 | 17.3785 | 6.8579 | 11.3836
413017 - Screw-in CFL (23 watt) >=1,600 Lumens | 76.667 | 106.9026 | 56.3324 | 572015.2191 | 5285420.6242 | -10027.5121 | -92654.2119 | 0.10759 | 1.1228 | 0.10454 | 1.1228 | 0.11189 | 1.1228 | 0.10884 | 1.1228 | 7.8364 | 11.7692 | 6.3343 | 8.6784
413021 - Screw-in CFL (14 watt) 800-1,099 Lumens | 105.8024 | 147.5283 | 87.5293 | 789395.663 | 7294015.9264 | -15234.9526 | -140770.9619 | 0.10423 | 1.1807 | 0.10112 | 1.1807 | 0.11349 | 1.1807 | 0.11038 | 1.1807 | 5.4216 | 10.9002 | 4.6395 | 8.141
413021 - Screw-in CFL (14 watt) 800-1,099 Lumens | 402.8497 | 561.7238 | 284.8965 | 3005675.5396 | 27772441.9858 | -52914.7185 | -488931.9986 | 0.10075 | 1.1555 | 0.097682 | 1.1555 | 0.10897 | 1.1555 | 0.1059 | 1.1555 | 4.9173 | 8.2023 | 4.2775 | 6.5644
413021 - Screw-in CFL (14 watt) 800-1,099 Lumens | 139.8928 | 195.0632 | 117.9755 | 1043745.3955 | 9644207.454 | -18622.5645 | -172072.4957 | 0.10345 | 1.1289 | 0.10035 | 1.1289 | 0.11153 | 1.1289 | 0.10842 | 1.1289 | 5.3348 | 9.1988 | 4.5927 | 7.1942
413022 - Screw-in CFL (15 watt) 800-1,099 Lumens | 0.6309 | 0.87971 | 0.51888 | 4707.1435 | 43494.0055 | -92.3914 | -853.6963 | 0.10525 | 1.1637 | 0.10215 | 1.1637 | 0.11361 | 1.1637 | 0.11051 | 1.1637 | 5.7556 | 11.1212 | 4.8814 | 8.2622
413022 - Screw-in CFL (15 watt) 800-1,099 Lumens | 0.76901 | 1.0723 | 0.54125 | 5737.6115 | 53015.5302 | -100.2516 | -926.3251 | 0.1034 | 1.1951 | 0.10032 | 1.1951 | 0.11178 | 1.1951 | 0.10869 | 1.1951 | 5.4529 | 9.9521 | 4.6743 | 7.6319
413022 - Screw-in CFL (15 watt) 800-1,099 Lumens | 0.022811 | 0.031807 | 0.015697 | 170.1925 | 1572.5783 | -3.6434 | -33.6654 | 0.10398 | 1.1941 | 0.1009 | 1.1941 | 0.11304 | 1.1941 | 0.10996 | 1.1941 | 5.4045 | 10.9997 | 4.6067 | 8.1332
413023 - Screw-in CFL (20 watt) >=1,100 Lumens | 5.4342 | 7.5773 | 4.4939 | 40544.6363 | 374632.4392 | -798.1339 | -7374.7575 | 0.10909 | 1.1596 | 0.10599 | 1.1596 | 0.11503 | 1.1596 | 0.11193 | 1.1596 | 7.4748 | 13.4853 | 6.0642 | 9.499
413023 - Screw-in CFL (20 watt) >=1,100 Lumens | 12.942 | 18.046 | 9.1352 | 96560.5266 | 892219.2661 | -1690.7655 | -15622.6734 | 0.10699 | 1.1733 | 0.1039 | 1.1733 | 0.11204 | 1.1733 | 0.10895 | 1.1733 | 6.7769 | 10.2345 | 5.6178 | 7.8031
413023 - Screw-in CFL (20 watt) >=1,100 Lumens | 0.23669 | 0.33003 | 0.16247 | 1765.9533 | 16317.4088 | -37.7593 | -348.8959 | 0.1078 | 1.1954 | 0.10472 | 1.1954 | 0.1136 | 1.1954 | 0.11051 | 1.1954 | 6.7994 | 11.4958 | 5.5835 | 8.4023
413025 - Screw-in CFL (<=12 watt) <800 Lumens | 3.3586 | 4.6831 | 2.7761 | 25058.4369 | 231539.9572 | -490.4059 | -4531.3503 | 0.098277 | 1.1661 | 0.09518 | 1.1661 | 0.10934 | 1.1661 | 0.10625 | 1.1661 | 4.1358 | 7.6578 | 3.6641 | 6.184
413025 - Screw-in CFL (<=12 watt) <800 Lumens | 8.6054 | 11.9992 | 6.0856 | 64205.5571 | 593259.3479 | -1128.3069 | -10425.5562 | 0.093952 | 1.1628 | 0.090894 | 1.1628 | 0.10358 | 1.1628 | 0.10052 | 1.1628 | 3.7367 | 5.8237 | 3.3547 | 4.9461
413025 - Screw-in CFL (<=12 watt) <800 Lumens | 0.21299 | 0.29699 | 0.15914 | 1589.1515 | 14683.7595 | -31.7582 | -293.4462 | 0.097786 | 1.1938 | 0.094703 | 1.1938 | 0.10976 | 1.1938 | 0.10668 | 1.1938 | 4.0849 | 8.1632 | 3.6194 | 6.494
413026 - Screw-in CFL (15 watt) >=1,100-1,599 Lumens | 0.0022782 | 0.0031767 | 0.0018737 | 16.9979 | 157.0606 | -0.33363 | -3.0828 | 0.10148 | 1.192 | 0.098403 | 1.192 | 0.10654 | 1.192 | 0.10346 | 1.192 | 4.8764 | 6.5109 | 4.2299 | 5.4073
413026 - Screw-in CFL (15 watt) >=1,100-1,599 Lumens | 0.73852 | 1.0298 | 0.51879 | 5510.0866 | 50913.2001 | -96.9743 | -896.0422 | 0.099851 | 1.1138 | 0.096788 | 1.1138 | 0.10515 | 1.1138 | 0.10209 | 1.1138 | 4.7982 | 6.4064 | 4.1907 | 5.3676
413038 - Commercial-Screw-in CFL (<= 12 watt) <800 Lumens | 19.2292 | 16.5868 | 27.8916 | 131875.8788 | 435190.4001 | -329.0127 | -1085.742 | 0.10736 | 0.98984 | 0.10441 | 0.98984 | 0.1113 | 0.98984 | 0.10835 | 0.98984 | 12.5558 | 22.1763 | 9.4778 | 14.0928
413039 - Commercial-Screw-in CFL (>39 watt) >=1,600 Lumens | 0.69924 | 0.60315 | 1.0142 | 4795.4515 | 15824.99 | -11.964 | -39.4812 | 0.075747 | 1.0019 | 0.072787 | 1.0019 | 0.11207 | 1.0019 | 0.10911 | 1.0019 | 2.7805 | 23.7551 | 2.5939 | 14.7133
413040 - Commercial-Screw-in CFL (13 watt) 800-1,099 Lumens | 80.3959 | 69.3481 | 116.9847 | 551362.3647 | 1819495.8034 | -1380.8031 | -4556.6504 | 0.10689 | 0.9805 | 0.10399 | 0.9805 | 0.1104 | 0.9805 | 0.1075 | 0.9805 | 14.8597 | 27.8484 | 10.7333 | 16.1864
413041 - Commercial-Screw-in CFL (18 watt) >= 1,100-1,599 Lumens | 30.6057 | 26.3999 | 44.6195 | 209896.5917 | 692658.7524 | -525.4015 | -1733.8251 | 0.10751 | 0.93577 | 0.10464 | 0.93577 | 0.10968 | 0.93577 | 0.10681 | 0.93577 | 19.2298 | 30.797 | 12.8447 | 17.1463
413042 - Commercial-Screw-in CFL (19 watt) >= 1,100-1,599 Lumens | 1.2795 | 1.1036 | 0.96993 | 8774.6442 | 81077.7124 | -168.7783 | -1559.5116 | 0.11956 | 1.0968 | 0.11619 | 1.0968 | 0.12607 | 1.0968 | 0.12269 | 1.0968 | 8.1345 | 15.3913 | 6.5357 | 10.5212
413042 - Commercial-Screw-in CFL (19 watt) >= 1,100-1,599 Lumens | 4.1098 | 3.545 | 2.671 | 28185.4181 | 260433.2634 | -492.1692 | -4547.6431 | 0.11748 | 1.0783 | 0.11413 | 1.0783 | 0.1236 | 1.0783 | 0.12025 | 1.0783 | 7.5317 | 12.662 | 6.1622 | 9.218
413042 - Commercial-Screw-in CFL (19 watt) >= 1,100-1,599 Lumens | 1.201 | 1.0359 | 0.92548 | 8236.2889 | 76103.3099 | -147.7806 | -1365.4923 | 0.1189 | 1.0594 | 0.11554 | 1.0594 | 0.12511 | 1.0594 | 0.12175 | 1.0594 | 8.1472 | 14.6612 | 6.5667 | 10.2302
413043 - Commercial-Screw-in CFL (23 watt) >=1,600 Lumens | 104.3489 | 90.0095 | 151.1953 | 715634.2012 | 2361592.8638 | -1785.5775 | -5892.4057 | 0.11139 | 0.97036 | 0.10846 | 0.97036 | 0.11336 | 0.97036 | 0.11043 | 0.97036 | 26.5972 | 49.5111 | 15.759 | 21.7131
413044 - Commercial-Screw-in CFL (14 watt) 800-1,099 Lumens | 236.6799 | 204.1559 | 344.2697 | 1623172.7168 | 5356469.9655 | -4057.9318 | -13391.1749 | 0.10927 | 0.96419 | 0.10632 | 0.96419 | 0.11229 | 0.96419 | 0.10934 | 0.96419 | 15.86 | 27.3472 | 11.2482 | 16.021
413045 - Commercial-Screw-in CFL (15 watt) 800-1,099 Lumens | 0.51785 | 0.44668 | 0.75034 | 3551.4345 | 11719.7338 | -8.8652 | -29.2553 | 0.10904 | 1.0244 | 0.10611 | 1.0244 | 0.11207 | 1.0244 | 0.10915 | 1.0244 | 17.3367 | 32.4466 | 11.9659 | 17.6338
413046 - Commercial-Screw-in CFL (20 watt) >=1,100 Lumens | 6.8207 | 5.8834 | 9.9104 | 46777.1733 | 154364.6717 | -117.0751 | -386.3477 | 0.11118 | 1.003 | 0.10823 | 1.003 | 0.11309 | 1.003 | 0.11015 | 1.003 | 21.8644 | 34.5896 | 13.9643 | 18.2532
414018 - Reflectors (15 watt) <800 Lumens | 39.6738 | 55.3201 | 32.8043 | 296007.4273 | 2735108.6279 | -5828.1731 | -53852.3195 | 0.089775 | 1.1987 | 0.086667 | 1.1987 | 0.10471 | 1.1987 | 0.1016 | 1.1987 | 3.0057 | 5.4906 | 2.7469 | 4.6844
414018 - Reflectors (15 watt) <800 Lumens | 73.2163 | 102.091 | 52.1527 | 546269.2395 | 5047527.7729 | -9088.922 | -83981.639 | 0.088237 | 1.1928 | 0.085132 | 1.1928 | 0.1043 | 1.1928 | 0.10119 | 1.1928 | 2.9872 | 5.6002 | 2.74 | 4.79
414018 - Reflectors (15 watt) <800 Lumens | 73.9026 | 103.048 | 51.0927 | 551389.8499 | 5094842.2127 | -9727.9308 | -89886.0802 | 0.085945 | 1.1358 | 0.082873 | 1.1358 | 0.10056 | 1.1358 | 0.097486 | 1.1358 | 2.8613 | 4.872 | 2.6329 | 4.2449
414020 - Globes (15 watt) 800-1099 Lumens | 0.71747 | 1.0004 | 0.59008 | 5353.0637 | 49462.3082 | -105.0694 | -970.8416 | 0.055066 | 1.1548 | 0.051964 | 1.1548 | 0.098095 | 1.1548 | 0.094993 | 1.1548 | 1.4802 | 4.0862 | 1.4151 | 3.6259
414020 - Globes (15 watt) 800-1099 Lumens | 1.2819 | 1.7875 | 0.90256 | 9564.5011 | 88375.9899 | -166.6393 | -1539.7476 | 0.050927 | 1.1752 | 0.047853 | 1.1752 | 0.09655 | 1.1752 | 0.093477 | 1.1752 | 1.4321 | 4.0606 | 1.3722 | 3.6137
414020 - Globes (15 watt) 800-1099 Lumens | 0.040437 | 0.056385 | 0.027827 | 301.7048 | 2787.7525 | -6.4588 | -59.6796 | 0.05191 | 1.1938 | 0.048828 | 1.1938 | 0.097508 | 1.1938 | 0.094426 | 1.1938 | 1.3774 | 3.9693 | 1.3192 | 3.5215
414021 - Reflectors (18 watt) 800-1,099 Lumens | 5.5319 | 7.7135 | 3.8988 | 41273.5497 | 381367.5993 | -728.6731 | -6732.9394 | 0.092376 | 1.1016 | 0.089369 | 1.1016 | 0.10822 | 1.1016 | 0.10521 | 1.1016 | 3.7615 | 9.4017 | 3.377 | 7.3187
414021 - Reflectors (18 watt) 800-1,099 Lumens | 4.3905 | 6.1221 | 3.7394 | 32757.9181 | 302683.1628 | -577.5473 | -5336.537 | 0.09776 | 1.1219 | 0.094654 | 1.1219 | 0.11273 | 1.1219 | 0.10962 | 1.1219 | 4.126 | 10.3126 | 3.6691 | 7.8647
414022 - A-Lamp (13 watt) < 800 Lumens | 0.051788 | 0.072212 | 0.036674 | 386.391 | 3570.2528 | -6.8328 | -63.135 | 0.085687 | 1.1064 | 0.082656 | 1.1064 | 0.10015 | 1.1064 | 0.097117 | 1.1064 | 2.9425 | 5.1161 | 2.7019 | 4.4302
414024 - A-Lamp (13 watt) >=800 Lumens | 0.088692 | 0.12367 | 0.073289 | 661.7322 | 6114.4055 | -13.0212 | -120.3157 | 0.077158 | 1.192 | 0.074079 | 1.192 | 0.10225 | 1.192 | 0.09917 | 1.192 | 2.2077 | 5.0663 | 2.0647 | 4.3717
414024 - A-Lamp (13 watt) >=800 Lumens | 0.20603 | 0.28728 | 0.14628 | 1537.1636 | 14203.3918 | -26.7223 | -246.9141 | 0.074673 | 1.192 | 0.071598 | 1.192 | 0.10109 | 1.192 | 0.098013 | 1.192 | 2.1526 | 4.9414 | 2.0199 | 4.2938
414024 - A-Lamp (13 watt) >=800 Lumens | 0.007587 | 0.010579 | 0.0051863 | 56.607 | 523.0483 | -1.208 | -11.1623 | 0.075272 | 1.192 | 0.072197 | 1.192 | 0.10134 | 1.192 | 0.098269 | 1.192 | 2.0785 | 4.7699 | 1.9488 | 4.1379
414026 - A-Lamp (15 watt) <1,100 Lumens | 0.61665 | 0.85984 | 0.5071 | 4600.8295 | 42511.6642 | -89.786 | -829.6226 | 0.085635 | 1.1626 | 0.082529 | 1.1626 | 0.10257 | 1.1626 | 0.099463 | 1.1626 | 2.6987 | 4.9698 | 2.49 | 4.3053
414026 - A-Lamp (15 watt) <1,100 Lumens | 2.0871 | 2.9101 | 1.4677 | 15571.5587 | 143881.2025 | -272.7474 | -2520.1857 | 0.081147 | 1.135 | 0.078109 | 1.135 | 0.098923 | 1.135 | 0.095885 | 1.135 | 2.5762 | 4.7472 | 2.3894 | 4.1495
414026 - A-Lamp (15 watt) <1,100 Lumens | 0.034921 | 0.048693 | 0.026545 | 260.5462 | 2407.4467 | -5.155 | -47.6319 | 0.084828 | 1.2004 | 0.081721 | 1.2004 | 0.10215 | 1.2004 | 0.099044 | 1.2004 | 2.6118 | 4.8112 | 2.4139 | 4.1799
414027 - A-Lamp (18 watt) <1,100 Lumens | 0.0051742 | 0.0072148 | 0.0042811 | 38.605 | 356.7102 | -0.76158 | -7.037 | 0.090627 | 1.192 | 0.087548 | 1.192 | 0.1048 | 1.192 | 0.10172 | 1.192 | 3.1649 | 5.83 | 2.879 | 4.9283
414027 - A-Lamp (18 watt) <1,100 Lumens | 73.9448 | 103.1069 | 52.2431 | 551704.9354 | 5097753.603 | -9750.4779 | -90094.4158 | 0.09018 | 1.1218 | 0.087074 | 1.1218 | 0.10504 | 1.1218 | 0.10193 | 1.1218 | 3.1641 | 5.827 | 2.8882 | 4.9552
414030 - Reflectors (20 watt) 800-1,099 Lumens | 0.25391 | 0.35404 | 0.20937 | 1894.4239 | 17504.4765 | -36.7202 | -339.2944 | 0.097575 | 1.192 | 0.094496 | 1.192 | 0.10954 | 1.192 | 0.10646 | 1.192 | 4.0963 | 8.15 | 3.6314 | 6.4955
414030 - Reflectors (20 watt) 800-1,099 Lumens | 0.57154 | 0.79695 | 0.40392 | 4264.3126 | 39402.2483 | -75.282 | -695.6057 | 0.096252 | 1.192 | 0.093176 | 1.192 | 0.1088 | 1.192 | 0.10572 | 1.192 | 3.9812 | 7.9188 | 3.5486 | 6.3734
414030 - Reflectors (20 watt) 800-1,099 Lumens | 0.75914 | 1.0585 | 0.62687 | 5664.0067 | 52335.4218 | -103.2124 | -953.6827 | 0.09735 | 1.1399 | 0.094251 | 1.1399 | 0.10808 | 1.1399 | 0.10499 | 1.1399 | 4.0582 | 7.1033 | 3.6113 | 5.8387
414031 - Reflectors (23 watt) 1,100-1,599 Lumens | 12.0921 | 16.861 | 9.9833 | 90219.692 | 833629.9537 | -1711.4359 | -15813.6676 | 0.091024 | 1.197 | 0.087927 | 1.197 | 0.10931 | 1.197 | 0.10621 | 1.197 | 3.1802 | 7.6374 | 2.8941 | 6.1721
414031 - Reflectors (23 watt) 1,100-1,599 Lumens | 32.84 | 45.7913 | 23.1904 | 245020.3652 | 2263988.1741 | -4323.5708 | -39949.7943 | 0.088746 | 1.1695 | 0.085668 | 1.1695 | 0.10789 | 1.1695 | 0.10481 | 1.1695 | 3.0746 | 7.3728 | 2.811 | 6.0196
414031 - Reflectors (23 watt) 1,100-1,599 Lumens | 24.7243 | 34.4749 | 20.668 | 184468.4992 | 1704488.9324 | -3320.9 | -30685.116 | 0.091435 | 1.1356 | 0.08833 | 1.1356 | 0.10955 | 1.1356 | 0.10644 | 1.1356 | 3.2761 | 7.8125 | 2.9795 | 6.3138
414034 - Reflectors (25 watt) 1,100-1,599 Lumens | 134.3384 | 187.3182 | 94.8189 | 1002303.7056 | 9261286.2397 | -17693.2485 | -163485.6163 | 0.092459 | 1.1219 | 0.089353 | 1.1219 | 0.11002 | 1.1219 | 0.10691 | 1.1219 | 3.4021 | 8.1086 | 3.0852 | 6.514
414036 - Reflectors (26 Watt) >= 1,600 Lumens | 1.7738 | 2.4734 | 1.4658 | 13234.644 | 122288.1106 | -260.7083 | -2408.9443 | 0.094904 | 1.16 | 0.091804 | 1.16 | 0.11118 | 1.16 | 0.10808 | 1.16 | 3.6146 | 8.8267 | 3.2491 | 6.9244
414036 - Reflectors (26 Watt) >= 1,600 Lumens | 3.0223 | 4.2142 | 2.1375 | 22549.612 | 208358.415 | -393.9211 | -3639.8308 | 0.092877 | 1.1568 | 0.089804 | 1.1568 | 0.11048 | 1.1568 | 0.1074 | 1.1568 | 3.548 | 9.2654 | 3.2028 | 7.2306
414036 - Reflectors (26 Watt) >= 1,600 Lumens | 0.080522 | 0.11228 | 0.055239 | 600.7769 | 5551.1789 | -12.8488 | -118.7232 | 0.092982 | 1.1934 | 0.089902 | 1.1934 | 0.10987 | 1.1934 | 0.10679 | 1.1934 | 3.3509 | 8.1404 | 3.026 | 6.4566
414042 - Globes (<= 12 watt) <800 Lumens | 3.2844 | 4.5797 | 2.7146 | 24504.9233 | 226425.4917 | -480.897 | -4443.4884 | 0.029832 | 1.1692 | 0.026731 | 1.1692 | 0.08848 | 1.1692 | 0.085379 | 1.1692 | 1.0743 | 2.9273 | 1.0395 | 2.6827
414042 - Globes (<= 12 watt) <800 Lumens | 7.2424 | 10.0986 | 5.117 | 54035.888 | 499291.6051 | -951.515 | -8791.999 | 0.024993 | 1.1635 | 0.021914 | 1.1635 | 0.086805 | 1.1635 | 0.083725 | 1.1635 | 1.0466 | 2.9042 | 1.0143 | 2.6683
414042 - Globes (<= 12 watt) <800 Lumens | 2.0397 | 2.8442 | 1.6916 | 15218.5361 | 140619.2737 | -275.0401 | -2541.3708 | 0.030295 | 1.1396 | 0.027192 | 1.1396 | 0.088363 | 1.1396 | 0.08526 | 1.1396 | 1.1052 | 2.9829 | 1.0692 | 2.7347
414043 - Reflectors (<= 12 watt) <800 Lumens | 0.27339 | 0.3812 | 0.2258 | 2039.748 | 18847.2715 | -40.1309 | -370.8091 | 0.080188 | 1.1644 | 0.077087 | 1.1644 | 0.097414 | 1.1644 | 0.094313 | 1.1644 | 2.3545 | 3.9729 | 2.1937 | 3.5355
414043 - Reflectors (<= 12 watt) <800 Lumens | 1.8994 | 2.6485 | 1.3413 | 14171.3867 | 130943.6131 | -249.2085 | -2302.6866 | 0.074878 | 1.1146 | 0.071858 | 1.1146 | 0.092938 | 1.1146 | 0.089919 | 1.1146 | 2.2455 | 3.7861 | 2.1024 | 3.3965
414043 - Reflectors (<= 12 watt) <800 Lumens | 0.78713 | 1.0975 | 0.66693 | 5872.7744 | 54264.4355 | -103.6247 | -957.4924 | 0.080743 | 1.1227 | 0.077637 | 1.1227 | 0.097775 | 1.1227 | 0.094669 | 1.1227 | 2.4522 | 4.1278 | 2.2832 | 3.6704
414044 - A-Lamp (18 watt) >=1,100 Lumens | 0.13759 | 0.19186 | 0.097212 | 1026.5941 | 9485.7295 | -18.1435 | -167.6457 | 0.087774 | 1.1023 | 0.084763 | 1.1023 | 0.10422 | 1.1023 | 0.10121 | 1.1023 | 3.192 | 6.7603 | 2.9107 | 5.6117
414045 - A-Lamp (14 watt) >=800 Lumens | 133.0682 | 185.547 | 110.1639 | 992826.2203 | 9173714.2751 | -19510.5225 | -180277.2277 | 0.081856 | 1.1918 | 0.078775 | 1.1918 | 0.10007 | 1.1918 | 0.096986 | 1.1918 | 2.4668 | 4.5441 | 2.2898 | 3.9775
414045 - A-Lamp (14 watt) >=800 Lumens | 169.2422 | 235.9872 | 120.5896 | 1262722.1442 | 11667552.6124 | -21329.2892 | -197082.6325 | 0.079584 | 1.1875 | 0.076509 | 1.1875 | 0.098737 | 1.1875 | 0.095661 | 1.1875 | 2.4208 | 4.4593 | 2.2553 | 3.9282
414045 - A-Lamp (14 watt) >=800 Lumens | 7.8493 | 10.9448 | 6.5145 | 58563.557 | 541127.2663 | -1043.8875 | -9645.5209 | 0.082929 | 1.1402 | 0.079822 | 1.1402 | 0.10111 | 1.1402 | 0.098006 | 1.1402 | 2.5739 | 4.7413 | 2.3875 | 4.145
414046 - A-Lamp (15 watt) >=1,100 Lumens | 0.060373 | 0.084183 | 0.049654 | 450.4444 | 4162.1058 | -8.8413 | -81.6934 | 0.084581 | 1.192 | 0.081502 | 1.192 | 0.10151 | 1.192 | 0.098431 | 1.192 | 2.6516 | 4.8832 | 2.4481 | 4.2349
414046 - A-Lamp (15 watt) >=1,100 Lumens | 0.62325 | 0.86905 | 0.43792 | 4650.1115 | 42967.0298 | -81.6875 | -754.7926 | 0.08188 | 1.118 | 0.078825 | 1.118 | 0.099717 | 1.118 | 0.096662 | 1.118 | 2.6042 | 4.8199 | 2.4141 | 4.2068
414046 - A-Lamp (15 watt) >=1,100 Lumens | 0.59052 | 0.8234 | 0.50382 | 4405.8557 | 40710.1065 | -77.9184 | -719.9658 | 0.085832 | 1.1219 | 0.082726 | 1.1219 | 0.10268 | 1.1219 | 0.099577 | 1.1219 | 2.7897 | 5.1374 | 2.5729 | 4.4474
414049 - Reflectors (<=12 watt) 800-1,099 Lumens | 0.95653 | 1.3338 | 0.78751 | 7136.6672 | 65942.8053 | -132.8834 | -1227.8427 | 0.079893 | 1.1955 | 0.076797 | 1.1955 | 0.097184 | 1.1955 | 0.094089 | 1.1955 | 2.3597 | 3.9855 | 2.1991 | 3.5479
414049 - Reflectors (<=12 watt) 800-1,099 Lumens | 10.7744 | 15.0236 | 7.6075 | 80388.208 | 742787.0419 | -1415.6167 | -13080.2986 | 0.075041 | 1.1195 | 0.072018 | 1.1195 | 0.093079 | 1.1195 | 0.090056 | 1.1195 | 2.2468 | 3.7857 | 2.1035 | 3.3958
414049 - Reflectors (<=12 watt) 800-1,099 Lumens | 5.5455 | 7.7325 | 4.6607 | 41374.9449 | 382304.491 | -736.649 | -6806.6364 | 0.0806 | 1.1286 | 0.077495 | 1.1286 | 0.097667 | 1.1286 | 0.094562 | 1.1286 | 2.4391 | 4.1056 | 2.2713 | 3.6517
414050 - Reflectors (18 watt) 1,100-1,599 Lumens | 1.8429 | 2.5697 | 1.5192 | 13749.8781 | 127048.8738 | -257.5017 | -2379.3159 | 0.094046 | 1.1969 | 0.090948 | 1.1969 | 0.10554 | 1.1969 | 0.10244 | 1.1969 | 3.5304 | 5.9427 | 3.1822 | 5.0183
414050 - Reflectors (18 watt) 1,100-1,599 Lumens | 2.8692 | 4.0008 | 2.0222 | 21407.3924 | 197804.3061 | -377.9416 | -3492.1803 | 0.092492 | 1.1964 | 0.0894 | 1.1964 | 0.10452 | 1.1964 | 0.10143 | 1.1964 | 3.4077 | 5.7361 | 3.0858 | 4.8794
414050 - Reflectors (18 watt) 1,100-1,599 Lumens | 2.5715 | 3.5856 | 2.1272 | 19185.8857 | 177277.5837 | -348.7579 | -3222.5234 | 0.094323 | 1.1417 | 0.091221 | 1.1417 | 0.10577 | 1.1417 | 0.10267 | 1.1417 | 3.6089 | 6.0747 | 3.2513 | 5.1257
414051 - Reflectors (15 watt) 800-1,099 Lumens | 13.2904 | 18.5319 | 10.938 | 99160.394 | 916242.0405 | -1824.3358 | -16856.8624 | 0.089409 | 1.1963 | 0.086312 | 1.1963 | 0.10453 | 1.1963 | 0.10143 | 1.1963 | 3.0477 | 5.6367 | 2.7856 | 4.8012
414051 - Reflectors (15 watt) 800-1,099 Lumens | 23.2292 | 32.3902 | 16.3838 | 173313.6466 | 1601418.0945 | -3052.9224 | -28209.003 | 0.087636 | 1.1883 | 0.084549 | 1.1883 | 0.10353 | 1.1883 | 0.10045 | 1.1883 | 2.9448 | 5.4889 | 2.7017 | 4.7004
414051 - Reflectors (15 watt) 800-1,099 Lumens | 26.4242 | 36.8452 | 22.1836 | 197151.6665 | 1821681.3982 | -3520.5187 | -32529.5926 | 0.09001 | 1.1357 | 0.086907 | 1.1357 | 0.10498 | 1.1357 | 0.10187 | 1.1357 | 3.1393 | 5.8047 | 2.8664 | 4.9356
414053 - Adder for Specialty Bulb | 0 | 0 | 0 | 0 | 0 | 0 | 0 | 0 | 0 | 0 | 0 | 0 | 0 | 0 | 0 | 0 | 0 | 0 | 0
414054 - A-Lamp (<=12 watt) <800 Lumens | 2.5448 | 3.5485 | 2.1035 | 18987.0877 | 175440.6902 | -371.7664 | -3435.1214 | 0.07179 | 1.1674 | 0.068688 | 1.1674 | 0.095016 | 1.1674 | 0.091915 | 1.1674 | 1.9645 | 3.6233 | 1.8513 | 3.2561
414054 - A-Lamp (<=12 watt) <800 Lumens | 8.5205 | 11.8808 | 6.0194 | 63571.8432 | 587403.8315 | -1120.6408 | -10354.7214 | 0.067715 | 1.138 | 0.064657 | 1.138 | 0.092012 | 1.138 | 0.088953 | 1.138 | 1.8977 | 3.4991 | 1.7943 | 3.1631
414054 - A-Lamp (<=12 watt) <800 Lumens | 2.3014 | 3.209 | 1.9266 | 17171.0003 | 158660.0426 | -307.1843 | -2838.3826 | 0.072324 | 1.1298 | 0.06922 | 1.1298 | 0.095306 | 1.1298 | 0.092202 | 1.1298 | 2.0362 | 3.7499 | 1.9179 | 3.3672
414065 - Commercial-Reflectors (15 watt) <800 Lumens | 1.8224 | 1.572 | 1.3777 | 12498.1704 | 115483.095 | -245.1653 | -2265.3272 | 0.091913 | 1.1224 | 0.088545 | 1.1224 | 0.11052 | 1.1224 | 0.10715 | 1.1224 | 2.6999 | 4.9308 | 2.4955 | 4.2892
414065 - Commercial-Reflectors (15 watt) <800 Lumens | 3.3526 | 2.8919 | 2.1916 | 22992.5253 | 212450.9339 | -382.6086 | -3535.3032 | 0.090597 | 1.1169 | 0.087213 | 1.1169 | 0.11069 | 1.1169 | 0.1073 | 1.1169 | 2.6729 | 5.0122 | 2.4781 | 4.3683
414065 - Commercial-Reflectors (15 watt) <800 Lumens | 3.3778 | 2.9137 | 2.1517 | 23165.4819 | 214049.0523 | -409.7123 | -3785.7413 | 0.086768 | 1.0631 | 0.083449 | 1.0631 | 0.10506 | 1.0631 | 0.10174 | 1.0631 | 2.5326 | 4.3112 | 2.3562 | 3.824
414067 - Commercial-Globes (15 watt) 800-1099 Lumens | 0.74591 | 0.64341 | 1.0808 | 5115.5378 | 16881.2746 | -12.7696 | -42.1397 | 0.090477 | 0.99892 | 0.087553 | 0.99892 | 0.1066 | 0.99892 | 0.10368 | 0.99892 | 4.515 | 12.6893 | 4.0427 | 9.5528
414068 - Commercial-Reflectors (18 watt) 800-1,099 Lumens | 0.25278 | 0.21804 | 0.16416 | 1733.5882 | 16018.3545 | -30.6385 | -283.0999 | 0.096889 | 1.0309 | 0.093599 | 1.0309 | 0.11674 | 1.0309 | 0.11345 | 1.0309 | 3.3773 | 8.4414 | 3.0719 | 6.761
414068 - Commercial-Reflectors (18 watt) 800-1,099 Lumens | 0.20112 | 0.17348 | 0.15756 | 1379.2808 | 12744.5542 | -24.2966 | -224.5002 | 0.10194 | 1.0499 | 0.098569 | 1.0499 | 0.12064 | 1.0499 | 0.11727 | 1.0499 | 3.6767 | 9.1874 | 3.3181 | 7.2335
414069 - Commercial-A-Lamp (15 watt) <1,100 Lumens | 1.0069 | 0.86857 | 1.459 | 6905.7131 | 22788.8533 | -17.2383 | -56.8865 | 0.10033 | 0.94057 | 0.097445 | 0.94057 | 0.10664 | 0.94057 | 0.10375 | 0.94057 | 8.1038 | 14.9372 | 6.7003 | 10.7764
414070 - Commercial-A-Lamp (18 watt) <1,100 Lumens | 27.4796 | 23.7034 | 40.062 | 188457.5357 | 621909.8677 | -471.7365 | -1556.7304 | 0.11046 | 0.90215 | 0.10737 | 0.90215 | 0.11573 | 0.90215 | 0.11264 | 0.90215 | 10.3783 | 19.1125 | 8.1868 | 12.8016
414072 - Commercial-Reflectors (20 watt) 800-1,099 Lumens | 0.011615 | 0.010019 | 0.0088204 | 79.6569 | 736.0298 | -1.5434 | -14.2609 | 0.10165 | 1.1164 | 0.098314 | 1.1164 | 0.11662 | 1.1164 | 0.11329 | 1.1164 | 3.658 | 7.2779 | 3.2931 | 5.9633
414072 - Commercial-Reflectors (20 watt) 800-1,099 Lumens | 0.0262 | 0.0226 | 0.016981 | 179.6816 | 1660.2583 | -3.1658 | -29.2522 | 0.10071 | 1.1164 | 0.097366 | 1.1164 | 0.11639 | 1.1164 | 0.11304 | 1.1164 | 3.5712 | 7.1052 | 3.2283 | 5.8657
414072 - Commercial-Reflectors (20 watt) 800-1,099 Lumens | 0.034689 | 0.029922 | 0.026353 | 237.8994 | 2198.1909 | -4.3416 | -40.1164 | 0.10108 | 1.067 | 0.097727 | 1.067 | 0.11454 | 1.067 | 0.11119 | 1.067 | 3.6002 | 6.3032 | 3.2527 | 5.3099
414073 - Commercial-Reflectors (23 watt) 1,100-1,599 Lumens | 0.55429 | 0.47812 | 0.41959 | 3801.349 | 35124.4651 | -72.0511 | -665.7523 | 0.093415 | 1.1209 | 0.090059 | 1.1209 | 0.11626 | 1.1209 | 0.11291 | 1.1209 | 2.8435 | 6.8298 | 2.619 | 5.6636
414073 - Commercial-Reflectors (23 watt) 1,100-1,599 Lumens | 1.5062 | 1.2992 | 0.9771 | 10329.7661 | 95447.0387 | -181.848 | -1680.2757 | 0.091641 | 1.095 | 0.088284 | 1.095 | 0.11553 | 1.095 | 0.11217 | 1.095 | 2.7659 | 6.6315 | 2.5564 | 5.5427
414073 - Commercial-Reflectors (23 watt) 1,100-1,599 Lumens | 1.1323 | 0.97667 | 0.86967 | 7765.1782 | 71750.2469 | -139.6814 | -1290.6557 | 0.093814 | 1.0628 | 0.090451 | 1.0628 | 0.11646 | 1.0628 | 0.1131 | 1.0628 | 2.9154 | 6.9523 | 2.684 | 5.7667
414076 - Commercial-A-Lamp (14 watt) >=800 Lumens | 0.26174 | 0.22577 | 0.36295 | 1795.0178 | 7808.3273 | -6.1938 | -26.943 | 0.10488 | 1.0424 | 0.10183 | 1.0424 | 0.11212 | 1.0424 | 0.10907 | 1.0424 | 7.3916 | 13.6122 | 6.1964 | 10.0445
414076 - Commercial-A-Lamp (14 watt) >=800 Lumens | 112.8613 | 97.3522 | 164.1658 | 774013.4492 | 2554244.3823 | -1935.0336 | -6385.611 | 0.098998 | 1.0454 | 0.096117 | 1.0454 | 0.10576 | 1.0454 | 0.10288 | 1.0454 | 7.5152 | 13.8399 | 6.2903 | 10.1868
414077 - Com-Reflectors (15 watt) 800-1,099 Lumens | 0.5603 | 0.78127 | 0.45961 | 4180.4457 | 38627.3181 | -76.7636 | -709.2958 | 0.081232 | 1.1963 | 0.078135 | 1.1963 | 0.10011 | 1.1963 | 0.097008 | 1.1963 | 2.4423 | 4.517 | 2.2711 | 3.9644
414077 - Com-Reflectors (15 watt) 800-1,099 Lumens | 0.97902 | 1.3651 | 0.6877 | 7304.5214 | 67493.778 | -128.6153 | -1188.4053 | 0.079103 | 1.1883 | 0.076016 | 1.1883 | 0.098955 | 1.1883 | 0.095868 | 1.1883 | 2.3584 | 4.3958 | 2.1998 | 3.8752
414077 - Com-Reflectors (15 watt) 800-1,099 Lumens | 1.1086 | 1.5458 | 0.93359 | 8271.4705 | 76428.3871 | -148.3588 | -1370.8357 | 0.081716 | 1.1357 | 0.078612 | 1.1357 | 0.10049 | 1.1357 | 0.097387 | 1.1357 | 2.5003 | 4.6231 | 2.3239 | 4.0541
414079 - Commercial-A-Lamp (<=12 watt) <800 Lumens | 4.8832 | 4.2121 | 7.0829 | 33489.231 | 110514.4622 | -83.5512 | -275.7188 | 0.097678 | 0.94248 | 0.094728 | 0.94248 | 0.10629 | 0.94248 | 0.10334 | 0.94248 | 6.0612 | 11.1721 | 5.2405 | 8.6695
414080 - Globes (14 watt) 800-1099 Lumens | 3.4702 | 4.8388 | 2.8723 | 25891.518 | 239237.6268 | -505.4072 | -4669.9627 | 0.07713 | 1.1647 | 0.074026 | 1.1647 | 0.095655 | 1.1647 | 0.092551 | 1.1647 | 2.1957 | 3.704 | 2.0554 | 3.3216
414080 - Globes (14 watt) 800-1099 Lumens | 9.5847 | 13.3646 | 6.783 | 71511.548 | 660766.7038 | -1257.1811 | -11616.3538 | 0.073617 | 1.1481 | 0.07055 | 1.1481 | 0.093127 | 1.1481 | 0.09006 | 1.1481 | 2.1244 | 3.6039 | 1.9956 | 3.2483
414080 - Globes (14 watt) 800-1099 Lumens | 3.7468 | 5.2244 | 3.1621 | 27954.9831 | 258304.0438 | -498.4674 | -4605.8387 | 0.07746 | 1.13 | 0.074355 | 1.13 | 0.095804 | 1.13 | 0.092699 | 1.13 | 2.2686 | 3.8195 | 2.1227 | 3.4234
414081 - Reflectors (16 watt) 800-1,099 Lumens | 0.33603 | 0.46855 | 0.27749 | 2507.1112 | 23165.7075 | -48.0128 | -443.6381 | 0.091514 | 1.192 | 0.088435 | 1.192 | 0.10649 | 1.192 | 0.10341 | 1.192 | 3.281 | 6.5262 | 2.9767 | 5.4232
414081 - Reflectors (16 watt) 800-1,099 Lumens | 1.0237 | 1.4274 | 0.72235 | 7637.6705 | 70572.0754 | -134.3861 | -1241.7271 | 0.089898 | 1.1868 | 0.086822 | 1.1868 | 0.10548 | 1.1868 | 0.10241 | 1.1868 | 3.1829 | 6.2766 | 2.9007 | 5.2661
414081 - Reflectors (16 watt) 800-1,099 Lumens | 0.10706 | 0.14928 | 0.080831 | 798.7432 | 7380.387 | -15.8298 | -146.2674 | 0.090826 | 1.192 | 0.08775 | 1.192 | 0.10607 | 1.192 | 0.10299 | 1.192 | 3.1923 | 6.3497 | 2.9012 | 5.2934
414084 - Screw-in CFL (32 watt) >=2,001 Lumens | 0.54841 | 0.76468 | 0.45294 | 4091.6712 | 37807.0423 | -80.4934 | -743.7586 | 0.085076 | 1.1596 | 0.081975 | 1.1596 | 0.11177 | 1.1596 | 0.10867 | 1.1596 | 2.6644 | 9.3064 | 2.4605 | 7.2169
414084 - Screw-in CFL (32 watt) >=2,001 Lumens | 5.5816 | 7.7829 | 3.9469 | 41644.8546 | 384798.4564 | -733.0375 | -6773.2668 | 0.078757 | 1.1137 | 0.075734 | 1.1137 | 0.10522 | 1.1137 | 0.1022 | 1.1137 | 2.4548 | 7.0304 | 2.2849 | 5.7962
414084 - Screw-in CFL (32 watt) >=2,001 Lumens | 1.2304 | 1.7157 | 1.0445 | 9180.131 | 84824.4106 | -162.2038 | -1498.7628 | 0.083673 | 1.1228 | 0.080567 | 1.1228 | 0.10792 | 1.1228 | 0.10481 | 1.1228 | 2.636 | 6.9602 | 2.4416 | 5.7513
414085 - 38-42W Bare Spiral CFL >1600 lumens | 0.21945 | 0.306 | 0.1551 | 1637.3326 | 15128.9532 | -28.9162 | -267.1856 | 0.075911 | 1.1219 | 0.072805 | 1.1219 | 0.11365 | 1.1219 | 0.11055 | 1.1219 | 2.1988 | 11.3674 | 2.0619 | 8.4629
414086 - Screw-in CFL (>39 watt) <1,600 Lumens | 0.1609 | 0.22436 | 0.11355 | 1200.4866 | 11092.4959 | -21.1604 | -195.5222 | 0.083453 | 1.1016 | 0.080446 | 1.1016 | 0.11249 | 1.1016 | 0.10949 | 1.1016 | 2.8124 | 15.7979 | 2.5918 | 10.688
414097 - 39 - 42 Watt Fixture CFL - Interior | 0.013269 | 0.018502 | 0.009504 | 99 | 914.76 | -1.7748 | -16.3992 | 0.042679 | 1.1016 | 0.039672 | 1.1016 | 0.11015 | 1.1016 | 0.10714 | 1.1016 | 1.3013 | 11.4697 | 1.2518 | 8.507
446749 - LED Screw-in PAR20 7 Watt | 0.24509 | 0.34175 | 0.19884 | 1828.6538 | 29258.4614 | -25.8772 | -414.0358 | -0.039509 | 1.3139 | -0.042944 | 1.3139 | 0.075269 | 1.3139 | 0.071833 | 1.3139 | 0.66837 | 1.9379 | 0.65552 | 1.8337
446749 - LED Screw-in PAR20 7 Watt | 0.062237 | 0.086782 | 0.043894 | 464.3516 | 7429.625 | -8.1944 | -131.1109 | -0.04651 | 1.3131 | -0.04994 | 1.3131 | 0.073295 | 1.3131 | 0.069865 | 1.3131 | 0.61709 | 1.8062 | 0.60567 | 1.7117
446749 - LED Screw-in PAR20 7 Watt | 0.065898 | 0.091886 | 0.056175 | 491.6664 | 7866.6618 | -8.6497 | -138.3949 | -0.035448 | 1.2837 | -0.038819 | 1.2837 | 0.096108 | 1.2837 | 0.092736 | 1.2837 | 0.65585 | 2.9836 | 0.643 | 2.7348
446750 - LED Screw-in PAR20 8 watt | 2.2481 | 3.1346 | 1.8561 | 16772.7924 | 268364.6781 | -329.8646 | -5277.8344 | -0.010473 | 1.3136 | -0.013906 | 1.3136 | 0.1219 | 1.3136 | 0.11847 | 1.3136 | 0.75146 | 8.0063 | 0.73421 | 6.4031
446750 - LED Screw-in PAR20 8 watt | 4.0158 | 5.5996 | 2.8591 | 29962.2119 | 479395.3901 | -501.8805 | -8030.0877 | -0.018621 | 1.3134 | -0.02205 | 1.3134 | 0.12064 | 1.3134 | 0.11721 | 1.3134 | 0.73627 | 7.6782 | 0.72024 | 6.2319
446750 - LED Screw-in PAR20 8 watt | 0.80063 | 1.1164 | 0.58648 | 5973.5205 | 95576.3274 | -121.1845 | -1938.9523 | -0.014731 | 1.3128 | -0.018155 | 1.3128 | 0.11966 | 1.3128 | 0.11623 | 1.3128 | 0.72419 | 6.9688 | 0.70802 | 5.7136
446761 - LED Screw-in R30 11 Watt | 0.63951 | 0.89171 | 0.5449 | 4771.3867 | 76342.1872 | -83.941 | -1343.0562 | -0.0078712 | 1.2837 | -0.011243 | 1.2837 | 0.10493 | 1.2837 | 0.10156 | 1.2837 | 0.78408 | 3.9155 | 0.76578 | 3.498
446763 - LED Screw-in R30 13 Watt | 10.92 | 15.2266 | 9.0188 | 81474.3577 | 1303589.7225 | -1606.6454 | -25706.3262 | 0.017403 | 1.3139 | 0.013968 | 1.3139 | 0.12604 | 1.3139 | 0.12261 | 1.3139 | 0.92809 | 11.3779 | 0.9019 | 8.3906
446763 - LED Screw-in R30 13 Watt | 12.7517 | 17.7806 | 9.1346 | 95140.5598 | 1522248.9574 | -1537.118 | -24593.8874 | 0.010426 | 1.3139 | 0.0069947 | 1.3139 | 0.12533 | 1.3139 | 0.1219 | 1.3139 | 0.91366 | 11.2014 | 0.88927 | 8.3828
446763 - LED Screw-in R30 13 Watt | 6.5109 | 9.0787 | 5.0555 | 48578.1042 | 777249.6665 | -937.5152 | -15000.2426 | 0.015761 | 1.3139 | 0.01233 | 1.3139 | 0.12576 | 1.3139 | 0.12233 | 1.3139 | 0.91988 | 11.2773 | 0.89426 | 8.3461
446764 - LED Screw-in R30 14 Watt | 1.1238 | 1.5671 | 0.95773 | 8385.0446 | 134160.7144 | -147.5148 | -2360.2372 | 0.022349 | 1.2837 | 0.018977 | 1.2837 | 0.11098 | 1.2837 | 0.10761 | 1.2837 | 0.99789 | 4.9834 | 0.96843 | 4.3262
446790 - LED Screw-in PAR30 12 Watt | 0.75954 | 1.0591 | 0.61627 | 5666.944 | 90671.1035 | -80.1927 | -1283.0839 | -0.037567 | 1.3139 | -0.041002 | 1.3139 | 0.068329 | 1.3139 | 0.064894 | 1.3139 | 0.67586 | 1.7383 | 0.66272 | 1.654
446790 - LED Screw-in PAR30 12 Watt | 0.30102 | 0.41974 | 0.21257 | 2245.9302 | 35934.8839 | -39.4381 | -631.0102 | -0.044601 | 1.3139 | -0.048032 | 1.3139 | 0.065494 | 1.3139 | 0.062063 | 1.3139 | 0.62432 | 1.6057 | 0.61265 | 1.5307
446800 - LED Screw-in PAR30 15 Watt | 10.5406 | 14.6975 | 8.7029 | 78643.4898 | 1258295.8375 | -1543.6841 | -24698.9451 | 0.0032616 | 1.3112 | -0.00015587 | 1.3112 | 0.11897 | 1.3112 | 0.11555 | 1.3112 | 0.82937 | 6.8202 | 0.8084 | 5.621
446800 - LED Screw-in PAR30 15 Watt | 17.0981 | 23.8411 | 12.1996 | 127569.3783 | 2041110.0534 | -2109.5241 | -33752.3849 | -0.0041778 | 1.3113 | -0.0075913 | 1.3113 | 0.11786 | 1.3113 | 0.11444 | 1.3113 | 0.81396 | 6.6649 | 0.79446 | 5.5491
446800 - LED Screw-in PAR30 15 Watt | 15.933 | 22.2166 | 11.2753 | 118876.6376 | 1902026.2016 | -2104.754 | -33676.0634 | -0.0037571 | 1.2891 | -0.0071361 | 1.2891 | 0.11625 | 1.2891 | 0.11287 | 1.2891 | 0.8063 | 6.4266 | 0.78692 | 5.3722
446813 - LED Screw-in PAR38 17 Watt | 0.81241 | 1.1328 | 0.69234 | 6061.444 | 96983.1045 | -106.6366 | -1706.1848 | -0.0014412 | 1.2837 | -0.0048127 | 1.2837 | 0.11308 | 1.2837 | 0.10971 | 1.2837 | 0.82153 | 5.503 | 0.80146 | 4.7124
461841 - LED Screw-in PAR38 20 Watt | 11.1345 | 15.5257 | 9.194 | 83074.891 | 1329198.2561 | -1632.6808 | -26122.8929 | 0.020634 | 1.3117 | 0.017214 | 1.3117 | 0.12476 | 1.3117 | 0.12134 | 1.3117 | 0.95506 | 10.5633 | 0.92735 | 7.9394
461841 - LED Screw-in PAR38 20 Watt | 20.8141 | 29.0226 | 14.851 | 155294.5393 | 2484712.629 | -2570.0277 | -41120.4438 | 0.014098 | 1.3115 | 0.010683 | 1.3115 | 0.12397 | 1.3115 | 0.12056 | 1.3115 | 0.93703 | 10.3673 | 0.91127 | 7.8972
461841 - LED Screw-in PAR38 20 Watt | 15.4254 | 21.5088 | 10.8761 | 115089.5006 | 1841432.009 | -2013.6188 | -32217.9012 | 0.013933 | 1.2871 | 0.010557 | 1.2871 | 0.12226 | 1.2871 | 0.11888 | 1.2871 | 0.92809 | 9.9957 | 0.90258 | 7.6626
461845 - LED Screw-in A-Lamp 12 Watt | 5.2119 | 7.2673 | 4.2266 | 38886.0761 | 622177.218 | -550.2752 | -8804.404 | 0.0010684 | 1.3139 | -0.0023668 | 1.3139 | 0.069154 | 1.3139 | 0.065719 | 1.3139 | 0.86983 | 1.7599 | 0.84818 | 1.6735
461845 - LED Screw-in A-Lamp 12 Watt | 3.3466 | 4.6665 | 2.3615 | 24969.2845 | 399508.5513 | -438.8484 | -7021.5749 | -0.0044177 | 1.3139 | -0.0078489 | 1.3139 | 0.066358 | 1.3139 | 0.062927 | 1.3139 | 0.80343 | 1.6254 | 0.7842 | 1.5486
461845 - LED Screw-in A-Lamp 12 Watt | 4.7747 | 6.6578 | 3.75 | 35624.4652 | 569991.443 | -609.8761 | -9758.018 | 0.0007727 | 1.3024 | -0.0026357 | 1.3024 | 0.077134 | 1.3024 | 0.073726 | 1.3024 | 0.83921 | 1.9537 | 0.81837 | 1.8444
461846 - LED Recessed Downlight/Retrofit 9 Watt | 5.093 | 7.1015 | 4.1972 | 37998.821 | 607981.1361 | -727.229 | -11635.6633 | -0.16076 | 1.3114 | -0.16418 | 1.3114 | 0.064262 | 1.3114 | 0.060843 | 1.3114 | 0.37164 | 1.5535 | 0.36739 | 1.4819
461846 - LED Recessed Downlight/Retrofit 9 Watt | 8.7611 | 12.2163 | 6.1801 | 65367.0581 | 1045872.9292 | -1153.536 | -18456.5765 | -0.17514 | 1.3114 | -0.17856 | 1.3114 | 0.060495 | 1.3114 | 0.05708 | 1.3114 | 0.36038 | 1.5023 | 0.35645 | 1.4363
461846 - LED Recessed Downlight/Retrofit 9 Watt | 3.3579 | 4.6821 | 2.7675 | 25053.0747 | 400849.1956 | -456.762 | -7308.1924 | -0.16149 | 1.2913 | -0.16487 | 1.2913 | 0.062881 | 1.2913 | 0.059496 | 1.2913 | 0.37316 | 1.5555 | 0.36893 | 1.4846
461847 - LED Recessed Downlight 10 Watt | 5.9971 | 8.3622 | 4.936 | 44744.7615 | 715916.1839 | -835.4429 | -13367.0868 | -0.13226 | 1.3081 | -0.13566 | 1.3081 | 0.070395 | 1.3081 | 0.066999 | 1.3081 | 0.41185 | 1.7212 | 0.40667 | 1.6341
461847 - LED Recessed Downlight 10 Watt | 26.3687 | 36.7678 | 18.6038 | 196737.482 | 3147799.7124 | -3471.832 | -55549.3128 | -0.14649 | 1.2784 | -0.14985 | 1.2784 | 0.065956 | 1.2784 | 0.062603 | 1.2784 | 0.39393 | 1.6527 | 0.38925 | 1.5734
461847 - LED Recessed Downlight 10 Watt | 5.2423 | 7.3097 | 4.1421 | 39112.692 | 625803.0715 | -742.7341 | -11883.746 | -0.13459 | 1.2992 | -0.13797 | 1.2992 | 0.069311 | 1.2992 | 0.065927 | 1.2992 | 0.4063 | 1.6937 | 0.40124 | 1.6091
461848 - LED Recessed Downlight 11 Watt | 0.45903 | 0.64006 | 0.33631 | 3424.8544 | 54797.6697 | -47.948 | -767.1673 | -0.12493 | 1.3073 | -0.12832 | 1.3073 | 0.071719 | 1.3073 | 0.068332 | 1.3073 | 0.44636 | 1.8607 | 0.44059 | 1.7644
461850 - LED Recessed Downlight 15 Watt | 0.033896 | 0.047264 | 0.024829 | 252.9019 | 4046.4311 | -3.5406 | -56.65 | -0.056428 | 1.2883 | -0.059802 | 1.2883 | 0.087782 | 1.2883 | 0.084407 | 1.2883 | 0.60751 | 2.5325 | 0.59689 | 2.3577
462306 - LED Screw-in A-Lamp 9.5 Watt | 0.45948 | 0.64069 | 0.37945 | 3428.2285 | 54851.6556 | -67.6033 | -1081.6534 | -0.036226 | 1.3139 | -0.039662 | 1.3139 | 0.029323 | 1.3139 | 0.025888 | 1.3139 | 0.63858 | 1.0321 | 0.62607 | 0.9998
462306 - LED Screw-in A-Lamp 9.5 Watt | 8.0925 | 11.284 | 5.7411 | 60378.4722 | 966055.5549 | -1031.6739 | -16506.7824 | -0.047149 | 1.287 | -0.050527 | 1.287 | 0.023679 | 1.287 | 0.020301 | 1.287 | 0.61714 | 1.0154 | 0.6058 | 0.98506
462307 - LED Screw-in A-Lamp 10 Watt | 0.25882 | 0.36089 | 0.21187 | 1931.0746 | 30897.1938 | -32.7285 | -523.6567 | -0.025089 | 1.3139 | -0.028524 | 1.3139 | 0.056221 | 1.3139 | 0.052786 | 1.3139 | 0.70546 | 1.4272 | 0.6907 | 1.3681
462307 - LED Screw-in A-Lamp 10 Watt | 0.86517 | 1.2064 | 0.61346 | 6455.0475 | 103280.7606 | -110.6064 | -1769.7023 | -0.032814 | 1.3139 | -0.036245 | 1.3139 | 0.052322 | 1.3139 | 0.048891 | 1.3139 | 0.67135 | 1.3582 | 0.65794 | 1.3044
462310 - LED Screw-in A-Lamp 13.5 Watt | 3.8844 | 5.4163 | 3.2071 | 28981.3362 | 463701.3799 | -571.502 | -9144.0317 | 0.023737 | 1.3139 | 0.020302 | 1.3139 | 0.12105 | 1.3139 | 0.11761 | 1.3139 | 0.98059 | 7.4946 | 0.9514 | 6.0709
462310 - LED Screw-in A-Lamp 13.5 Watt | 5.8711 | 8.1865 | 4.2024 | 43804.3614 | 700869.7818 | -711.1964 | -11379.1422 | 0.017187 | 1.3139 | 0.013756 | 1.3139 | 0.12005 | 1.3139 | 0.11662 | 1.3139 | 0.96498 | 7.3748 | 0.93779 | 6.0371
462310 - LED Screw-in A-Lamp 13.5 Watt | 1.3232 | 1.8451 | 1.0417 | 9872.51 | 157960.1598 | -188.1655 | -3010.6484 | 0.022517 | 1.3139 | 0.019086 | 1.3139 | 0.12075 | 1.3139 | 0.11732 | 1.3139 | 0.97765 | 7.4722 | 0.94885 | 6.0649
462342 - LED - Candalebra 5 Watt | 4.5574 | 6.3547 | 3.7625 | 34002.9238 | 544046.7807 | -667.1955 | -10675.1277 | 0.0043044 | 1.3139 | 0.00086913 | 1.3139 | 0.1139 | 1.3139 | 0.11046 | 1.3139 | 0.83654 | 5.0432 | 0.81523 | 4.3565
462342 - LED - Candalebra 5 Watt | 9.7593 | 13.6082 | 6.97 | 72814.726 | 1165035.6167 | -1202.0532 | -19232.8519 | -0.0029113 | 1.3139 | -0.0063425 | 1.3139 | 0.11395 | 1.3139 | 0.11052 | 1.3139 | 0.8223 | 5.2744 | 0.80241 | 4.5509
462342 - LED - Candalebra 5 Watt | 3.4007 | 4.7419 | 2.63 | 25372.8582 | 405965.7316 | -491.2953 | -7860.7243 | 0.0026328 | 1.3139 | -0.0007984 | 1.3139 | 0.11492 | 1.3139 | 0.11149 | 1.3139 | 0.82838 | 5.3397 | 0.80753 | 4.5779
462363 - LED Screw-in Globe 8 Watt | 26.2704 | 36.6309 | 21.6903 | 196004.6854 | 3136074.966 | -3857.3118 | -61716.9891 | -0.071403 | 1.3139 | -0.074838 | 1.3139 | 0.12304 | 1.3139 | 0.1196 | 1.3139 | 0.53036 | 8.6798 | 0.52171 | 6.8266
462363 - LED Screw-in Globe 8 Watt | 42.8962 | 59.8135 | 30.5954 | 320050.2312 | 5120803.6997 | -5304.3392 | -84869.4271 | -0.08294 | 1.3139 | -0.086371 | 1.3139 | 0.12248 | 1.3139 | 0.11905 | 1.3139 | 0.52069 | 8.7148 | 0.51264 | 6.9009
462363 - LED Screw-in Globe 8 Watt | 9.5599 | 13.3301 | 7.4705 | 71326.8281 | 1141229.2495 | -1368.6854 | -21898.9657 | -0.073804 | 1.3139 | -0.077235 | 1.3139 | 0.1231 | 1.3139 | 0.11967 | 1.3139 | 0.527 | 8.8729 | 0.5185 | 6.9538
462371 - LED - MR16 7 Watt | 0.014904 | 0.020782 | 0.01209 | 111.2019 | 1779.2308 | -1.5736 | -25.1778 | -0.042673 | 1.3139 | -0.046108 | 1.3139 | 0.049439 | 1.3139 | 0.046003 | 1.3139 | 0.65652 | 1.3576 | 0.64411 | 1.3056
462382 - LED Screw-in R40 13 Watt | 0.7781 | 1.085 | 0.64262 | 5805.3959 | 92886.3345 | -114.4803 | -1831.6855 | -0.018462 | 1.3139 | -0.021897 | 1.3139 | 0.12604 | 1.3139 | 0.12261 | 1.3139 | 0.71216 | 11.3779 | 0.69664 | 8.3906
462382 - LED Screw-in R40 13 Watt | 0.94201 | 1.3135 | 0.66856 | 7028.3865 | 112454.1842 | -120.0323 | -1920.5175 | -0.026683 | 1.3139 | -0.030114 | 1.3139 | 0.12538 | 1.3139 | 0.12195 | 1.3139 | 0.69718 | 11.1386 | 0.68274 | 8.3252
462382 - LED Screw-in R40 13 Watt | 0.65241 | 0.9097 | 0.54262 | 4867.6211 | 77881.9383 | -87.8689 | -1405.9019 | -0.018098 | 1.3139 | -0.021529 | 1.3139 | 0.12592 | 1.3139 | 0.12249 | 1.3139 | 0.72782 | 11.628 | 0.71192 | 8.57
462386 - LED Screw-in R40 17 Watt | 4.1362 | 5.7675 | 3.4161 | 30860.6647 | 493770.635 | -608.5606 | -9736.9691 | 0.013792 | 1.3139 | 0.010357 | 1.3139 | 0.12832 | 1.3139 | 0.12488 | 1.3139 | 0.9006 | 14.8788 | 0.87591 | 10.1522
462386 - LED Screw-in R40 17 Watt | 7.4816 | 10.4321 | 5.3654 | 55820.3144 | 893125.0301 | -895.9164 | -14334.6631 | 0.0065373 | 1.3139 | 0.0031061 | 1.3139 | 0.12773 | 1.3139 | 0.12429 | 1.3139 | 0.8872 | 14.6574 | 0.86421 | 10.1827
462386 - LED Screw-in R40 17 Watt | 3.8564 | 5.3773 | 3.038 | 28772.7367 | 460363.7878 | -548.0421 | -8768.673 | 0.012494 | 1.3139 | 0.0090628 | 1.3139 | 0.12809 | 1.3139 | 0.12466 | 1.3139 | 0.89815 | 14.8387 | 0.87378 | 10.1584
462391 - LED Screw-in R40 22 Watt | 0.0085976 | 0.011988 | 0.0060654 | 64.1468 | 1026.3481 | -1.132 | -18.112 | 0.035191 | 1.3073 | 0.031804 | 1.3073 | 0.12929 | 1.3073 | 0.12591 | 1.3073 | 1.1229 | 24.6801 | 1.0856 | 14.0627
462399 - CFL A-Lamp (19 watt) | 0.42369 | 0.59078 | 0.34982 | 3161.135 | 29208.8878 | -62.1767 | -574.513 | 0.093446 | 1.1516 | 0.090339 | 1.1516 | 0.10683 | 1.1516 | 0.10372 | 1.1516 | 3.4177 | 6.2939 | 3.0898 | 5.2651
462399 - CFL A-Lamp (19 watt) | 0.27392 | 0.38194 | 0.19401 | 2043.701 | 18883.7972 | -35.324 | -326.3938 | 0.09133 | 1.1965 | 0.088238 | 1.1965 | 0.10541 | 1.1965 | 0.10232 | 1.1965 | 3.293 | 6.0643 | 2.9926 | 5.1183
462399 - CFL A-Lamp (19 watt) | 0.013828 | 0.019282 | 0.0094872 | 103.1733 | 953.3213 | -2.2058 | -20.3814 | 0.090963 | 1.192 | 0.087888 | 1.192 | 0.10491 | 1.192 | 0.10183 | 1.192 | 3.1457 | 5.7931 | 2.8577 | 4.8862
462400 - CFL Reflectors (14 watt) | 9.2423 | 12.8872 | 7.6314 | 68957.0809 | 637163.4273 | -1330.4727 | -12293.5673 | 0.086103 | 1.1829 | 0.083002 | 1.1829 | 0.10094 | 1.1829 | 0.097842 | 1.1829 | 2.7396 | 4.6272 | 2.5244 | 4.0448
462400 - CFL Reflectors (14 watt) | 13.0293 | 18.1678 | 9.1929 | 97212.176 | 898240.5062 | -1711.6576 | -15815.7161 | 0.084146 | 1.1971 | 0.081052 | 1.1971 | 0.099619 | 1.1971 | 0.096525 | 1.1971 | 2.6563 | 4.4744 | 2.4566 | 3.9357
462400 - CFL Reflectors (14 watt) | 11.3712 | 15.8558 | 9.4163 | 84841.184 | 783932.5406 | -1541.3063 | -14241.6706 | 0.086358 | 1.1439 | 0.083254 | 1.1439 | 0.10106 | 1.1439 | 0.097959 | 1.1439 | 2.8102 | 4.7303 | 2.5885 | 4.1342
462401 - CFL 3-Way (19 watt) | 0.061841 | 0.086229 | 0.050909 | 461.3942 | 4263.282 | -8.6069 | -79.5275 | 0.090886 | 1.1949 | 0.087795 | 1.1949 | 0.10214 | 1.1949 | 0.099054 | 1.1949 | 3.2003 | 5.0094 | 2.9117 | 4.3366
462401 - CFL 3-Way (19 watt) | 0.11094 | 0.15469 | 0.078575 | 827.7187 | 7648.1204 | -14.3103 | -132.2268 | 0.089331 | 1.196 | 0.086241 | 1.196 | 0.10115 | 1.196 | 0.098062 | 1.196 | 3.0973 | 4.8481 | 2.8301 | 4.2239
462401 - CFL 3-Way (19 watt) | 0.087102 | 0.12145 | 0.074237 | 649.8732 | 6004.8284 | -11.4558 | -105.8515 | 0.091616 | 1.1372 | 0.088515 | 1.1372 | 0.10277 | 1.1372 | 0.099668 | 1.1372 | 3.3174 | 5.1927 | 3.0147 | 4.4873
462402 - LED - Candalebra 2 Watt | 0.016428 | 0.022907 | 0.013571 | 122.5704 | 1961.1258 | -2.417 | -38.6727 | 0.0027714 | 1.3041 | -0.00062054 | 1.3041 | 0.11325 | 1.3041 | 0.10986 | 1.3041 | 0.82513 | 5.2219 | 0.80433 | 4.4877
462529 - Commercial-LED Screw-in PAR20 7 Watt | 0.11817 | 0.16477 | 0.18855 | 881.6401 | 14106.2423 | -2.2041 | -35.2655 | 0.10598 | 1.3084 | 0.10256 | 1.3084 | 0.1257 | 1.3084 | 0.12228 | 1.3084 | 4.5272 | 14.0134 | 4.0514 | 10.277
462530 - Commercial-LED Screw-in PAR20 8 watt | 2.2829 | 3.1832 | 3.6425 | 17032.8296 | 272525.2734 | -42.5821 | -681.3143 | 0.1108 | 1.3134 | 0.10737 | 1.3134 | 0.13304 | 1.3134 | 0.12961 | 1.3134 | 5.3705 | 55.854 | 4.7137 | 22.8053
462534 - Commercial-LED Screw-in R30 11 Watt | 0.19807 | 0.27619 | 0.31605 | 1477.8365 | 23645.3844 | -3.6946 | -59.1135 | 0.10921 | 1.2837 | 0.10584 | 1.2837 | 0.12837 | 1.2837 | 0.125 | 1.2837 | 5.4225 | 27.0791 | 4.7538 | 15.9057
462536 - Commercial-LED Screw-in R30 13 Watt | 9.6909 | 13.5127 | 15.4627 | 72304.0246 | 1156864.3936 | -180.7599 | -2892.1583 | 0.11562 | 1.3139 | 0.11219 | 1.3139 | 0.13391 | 1.3139 | 0.13048 | 1.3139 | 6.6408 | 81.4126 | 5.6648 | 26.1586
462537 - Commercial-LED Screw-in R30 14 Watt | 0.34809 | 0.48536 | 0.5554 | 2597.0909 | 41553.4546 | -6.4927 | -103.8836 | 0.11434 | 1.2837 | 0.11097 | 1.2837 | 0.1294 | 1.2837 | 0.12603 | 1.2837 | 6.9014 | 34.4643 | 5.8535 | 18.196
462549 - Commercial-LED Screw-in PAR30 12 Watt | 0.33846 | 0.47194 | 0.54004 | 2525.2352 | 40403.7637 | -6.3131 | -101.0095 | 0.10664 | 1.3139 | 0.10321 | 1.3139 | 0.1243 | 1.3139 | 0.12087 | 1.3139 | 4.5768 | 11.7711 | 4.091 | 9.0172
462552 - Commercial-LED Screw-in PAR30 15 Watt | 14.1239 | 19.6941 | 22.5358 | 105379.1445 | 1686066.3123 | -263.448 | -4215.1685 | 0.11215 | 1.303 | 0.10875 | 1.303 | 0.13159 | 1.303 | 0.12819 | 1.303 | 5.9095 | 47.9526 | 5.1239 | 21.3678
462558 - Commercial-LED Screw-in PAR38 17 Watt | 0.25163 | 0.35086 | 0.40149 | 1877.4046 | 12221.9037 | -4.6935 | -30.5548 | 0.074632 | 1.0907 | 0.07168 | 1.0907 | 0.11033 | 1.0907 | 0.10737 | 1.0907 | 2.7138 | 18.1779 | 2.5354 | 12.3556
462561 - Commercial-LED Screw-in PAR38 20 Watt | 15.3774 | 21.4419 | 24.5359 | 114731.2452 | 746900.4065 | -286.828 | -1867.2502 | 0.080347 | 1.128 | 0.077418 | 1.128 | 0.11247 | 1.128 | 0.10954 | 1.128 | 3.1932 | 35.0188 | 2.9489 | 18.347
462565 - Commercial-LED Screw-in A-Lamp 12 Watt | 0.34902 | 0.48666 | 0.64061 | 2604.0247 | 41664.3954 | -1.7999 | -28.7989 | 0.11301 | 1.3139 | 0.10957 | 1.3139 | 0.12448 | 1.3139 | 0.12105 | 1.3139 | 5.9415 | 12.0204 | 5.1601 | 9.2014
462565 - Commercial-LED Screw-in A-Lamp 12 Watt | 0.43857 | 0.61154 | 0.66125 | 3272.2129 | 52355.4071 | -11.304 | -180.8643 | 0.10502 | 1.3139 | 0.10159 | 1.3139 | 0.12045 | 1.3139 | 0.11702 | 1.3139 | 4.2931 | 8.6855 | 3.8591 | 7.0757
462565 - Commercial-LED Screw-in A-Lamp 12 Watt | 3.308 | 4.6126 | 5.2783 | 24681.0718 | 394897.1482 | -61.7027 | -987.2433 | 0.11277 | 1.3086 | 0.10935 | 1.3086 | 0.12473 | 1.3086 | 0.12131 | 1.3086 | 5.9005 | 12.6948 | 5.1172 | 9.5496
462566 - Commercial-LED Recessed Downlight/Retrofit 9 Watt | 5.5155 | 7.6907 | 8.8002 | 41151.6244 | 658425.991 | -102.8793 | -1646.0692 | 0.084886 | 1.3075 | 0.081478 | 1.3075 | 0.12271 | 1.3075 | 0.1193 | 1.3075 | 2.6406 | 11.0166 | 2.4713 | 8.5676
462567 - Commercial-LED Recessed Downlight/Retrofit 10 Watt | 12.1786 | 16.9816 | 19.4317 | 90865.2713 | 1453844.3407 | -227.1634 | -3634.6143 | 0.088072 | 1.2857 | 0.084709 | 1.2857 | 0.12215 | 1.2857 | 0.11879 | 1.2857 | 2.8956 | 12.1301 | 2.6932 | 9.2265
462568 - Commercial-LED Recessed Downlight/Retrofit 11 Watt | 0.15355 | 0.21411 | 0.245 | 1145.6386 | 18330.2177 | -2.8641 | -45.8255 | 0.093076 | 1.3073 | 0.089689 | 1.3073 | 0.12402 | 1.3073 | 0.12063 | 1.3073 | 3.2063 | 13.3655 | 2.96 | 9.9236
462570 - Commercial-LED Recessed Downlight/Retrofit 15 Watt | 0.011339 | 0.01581 | 0.018091 | 84.5975 | 1353.5605 | -0.21149 | -3.3839 | 0.10344 | 1.2883 | 0.10007 | 1.2883 | 0.12613 | 1.2883 | 0.12276 | 1.2883 | 4.3575 | 18.1644 | 3.915 | 12.3463
462576 - Commercial-LED Screw-in A-Lamp 9.5 Watt | 2.8057 | 3.9122 | 4.4769 | 20933.6029 | 136277.755 | -52.3342 | -340.6954 | 0.063522 | 1.0958 | 0.060572 | 1.0958 | 0.084274 | 1.0958 | 0.081324 | 1.0958 | 2.1469 | 3.5285 | 2.0337 | 3.2328
462577 - Commercial-LED Screw-in A-Lamp 10 Watt | 0.36582 | 0.51009 | 0.58369 | 2729.4019 | 43670.4307 | -6.8235 | -109.1763 | 0.10859 | 1.3139 | 0.10516 | 1.3139 | 0.12222 | 1.3139 | 0.11879 | 1.3139 | 4.9087 | 9.9308 | 4.3541 | 7.8963
462580 - Commercial-LED Screw-in A-Lamp 13.5 Watt | 3.5722 | 4.981 | 5.6999 | 26652.6097 | 426441.756 | -66.6315 | -1066.1036 | 0.11669 | 1.3139 | 0.11326 | 1.3139 | 0.13307 | 1.3139 | 0.12964 | 1.3139 | 7.0169 | 53.6265 | 5.9362 | 22.4252
462612 - Commercial-LED - Candalebra 5 Watt | 5.7229 | 7.9798 | 9.1314 | 42698.4758 | 208368.5621 | -106.7463 | -520.922 | 0.063543 | 1.0652 | 0.060638 | 1.0652 | 0.10665 | 1.0652 | 0.10375 | 1.0652 | 2.1888 | 13.8321 | 2.0713 | 10.1819
462617 - Commercial-LED Screw-in Globe 8 Watt | 25.3858 | 35.3973 | 40.5046 | 189404.2035 | 3030467.2557 | -473.5106 | -7576.1704 | 0.10068 | 1.3139 | 0.097244 | 1.3139 | 0.13344 | 1.3139 | 0.13001 | 1.3139 | 3.7939 | 63.0618 | 3.4539 | 23.9219
462625 - Commercial-LED - MR16 7 Watt | 0.0047034 | 0.0065583 | 0.0075047 | 35.0923 | 228.4509 | -0.087731 | -0.57113 | 0.061583 | 1.1229 | 0.058642 | 1.1229 | 0.089761 | 1.1229 | 0.08682 | 1.1229 | 2.0772 | 4.2954 | 1.971 | 3.8647
462636 - Commercial-LED Screw-in R40 13 Watt | 0.75641 | 1.0547 | 1.2069 | 5643.6048 | 90297.6764 | -14.109 | -225.744 | 0.10958 | 1.3139 | 0.10615 | 1.3139 | 0.13391 | 1.3139 | 0.13048 | 1.3139 | 5.0958 | 81.4126 | 4.5007 | 26.1586
462640 - Commercial-LED Screw-in R40 17 Watt | 4.985 | 6.9509 | 7.9539 | 37193.0958 | 595089.5325 | -92.9828 | -1487.7242 | 0.11501 | 1.3139 | 0.11158 | 1.3139 | 0.13429 | 1.3139 | 0.13086 | 1.3139 | 6.4439 | 106.4626 | 5.5209 | 28.298
462645 - Commercial-LED Screw-in R40 22 Watt | 0.0028196 | 0.0039315 | 0.0044988 | 21.0368 | 336.5891 | -0.052592 | -0.84147 | 0.11796 | 1.3073 | 0.11457 | 1.3073 | 0.13306 | 1.3073 | 0.12967 | 1.3073 | 8.2486 | 181.2873 | 6.7942 | 31.7799
462649 - Commercial-LED - Candalebra 2 Watt | 0.0051358 | 0.0071612 | 0.0081947 | 38.3184 | 186.9937 | -0.095796 | -0.46748 | 0.059979 | 1.0999 | 0.057164 | 1.0999 | 0.10309 | 1.0999 | 0.10028 | 1.0999 | 2.1176 | 13.4006 | 2.0073 | 9.9422
0 | 0 | 0 | 0 | 0 | 0 | 0 | 0 | 0 | 0 | 0 | 0 | 0 | 0 | 0 | 0 | 0 | 0 | 0 | 0
0 | 0 | 0 | 0 | 0 | 0 | 0 | 0 | 0 | 0 | 0 | 0 | 0 | 0 | 0 | 0 | 0 | 0 | 0 | 0
0 | 0 | 0 | 0 | 0 | 0 | 0 | 0 | 0 | 0 | 0 | 0 | 0 | 0 | 0 | 0 | 0 | 0 | 0 | 0
0 | 0 | 0 | 0 | 0 | 0 | 0 | 0 | 0 | 0 | 0 | 0 | 0 | 0 | 0 | 0 | 0 | 0 | 0 | 0
0 | 0 | 0 | 0 | 0 | 0 | 0 | 0 | 0 | 0 | 0 | 0 | 0 | 0 | 0 | 0 | 0 | 0 | 0 | 0
0 | 0 | 0 | 0 | 0 | 0 | 0 | 0 | 0 | 0 | 0 | 0 | 0 | 0 | 0 | 0 | 0 | 0 | 0 | 0
0 | 0 | 0 | 0 | 0 | 0 | 0 | 0 | 0 | 0 | 0 | 0 | 0 | 0 | 0 | 0 | 0 | 0 | 0 | 0
0 | 0 | 0 | 0 | 0 | 0 | 0 | 0 | 0 | 0 | 0 | 0 | 0 | 0 | 0 | 0 | 0 | 0 | 0 | 0
0 | 0 | 0 | 0 | 0 | 0 | 0 | 0 | 0 | 0 | 0 | 0 | 0 | 0 | 0 | 0 | 0 | 0 | 0 | 0
0 | 0 | 0 | 0 | 0 | 0 | 0 | 0 | 0 | 0 | 0 | 0 | 0 | 0 | 0 | 0 | 0 | 0 | 0 | 0
0 | 0 | 0 | 0 | 0 | 0 | 0 | 0 | 0 | 0 | 0 | 0 | 0 | 0 | 0 | 0 | 0 | 0 | 0 | 0
0 | 0 | 0 | 0 | 0 | 0 | 0 | 0 | 0 | 0 | 0 | 0 | 0 | 0 | 0 | 0 | 0 | 0 | 0 | 0
0 | 0 | 0 | 0 | 0 | 0 | 0 | 0 | 0 | 0 | 0 | 0 | 0 | 0 | 0 | 0 | 0 | 0 | 0 | 0
0 | 0 | 0 | 0 | 0 | 0 | 0 | 0 | 0 | 0 | 0 | 0 | 0 | 0 | 0 | 0 | 0 | 0 | 0 | 0
0 | 0 | 0 | 0 | 0 | 0 | 0 | 0 | 0 | 0 | 0 | 0 | 0 | 0 | 0 | 0 | 0 | 0 | 0 | 0
0 | 0 | 0 | 0 | 0 | 0 | 0 | 0 | 0 | 0 | 0 | 0 | 0 | 0 | 0 | 0 | 0 | 0 | 0 | 0
0 | 0 | 0 | 0 | 0 | 0 | 0 | 0 | 0 | 0 | 0 | 0 | 0 | 0 | 0 | 0 | 0 | 0 | 0 | 0
0 | 0 | 0 | 0 | 0 | 0 | 0 | 0 | 0 | 0 | 0 | 0 | 0 | 0 | 0 | 0 | 0 | 0 | 0 | 0
0 | 0 | 0 | 0 | 0 | 0 | 0 | 0 | 0 | 0 | 0 | 0 | 0 | 0 | 0 | 0 | 0 | 0 | 0 | 0
0 | 0 | 0 | 0 | 0 | 0 | 0 | 0 | 0 | 0 | 0 | 0 | 0 | 0 | 0 | 0 | 0 | 0 | 0 | 0
0 | 0 | 0 | 0 | 0 | 0 | 0 | 0 | 0 | 0 | 0 | 0 | 0 | 0 | 0 | 0 | 0 | 0 | 0 | 0
0 | 0 | 0 | 0 | 0 | 0 | 0 | 0 | 0 | 0 | 0 | 0 | 0 | 0 | 0 | 0 | 0 | 0 | 0 | 0
0 | 0 | 0 | 0 | 0 | 0 | 0 | 0 | 0 | 0 | 0 | 0 | 0 | 0 | 0 | 0 | 0 | 0 | 0 | 0
0 | 0 | 0 | 0 | 0 | 0 | 0 | 0 | 0 | 0 | 0 | 0 | 0 | 0 | 0 | 0 | 0 | 0 | 0 | 0
0 | 0 | 0 | 0 | 0 | 0 | 0 | 0 | 0 | 0 | 0 | 0 | 0 | 0 | 0 | 0 | 0 | 0 | 0 | 0
0 | 0 | 0 | 0 | 0 | 0 | 0 | 0 | 0 | 0 | 0 | 0 | 0 | 0 | 0 | 0 | 0 | 0 | 0 | 0
0 | 0 | 0 | 0 | 0 | 0 | 0 | 0 | 0 | 0 | 0 | 0 | 0 | 0 | 0 | 0 | 0 | 0 | 0 | 0
0 | 0 | 0 | 0 | 0 | 0 | 0 | 0 | 0 | 0 | 0 | 0 | 0 | 0 | 0 | 0 | 0 | 0 | 0 | 0
0 | 0 | 0 | 0 | 0 | 0 | 0 | 0 | 0 | 0 | 0 | 0 | 0 | 0 | 0 | 0 | 0 | 0 | 0 | 0
0 | 0 | 0 | 0 | 0 | 0 | 0 | 0 | 0 | 0 | 0 | 0 | 0 | 0 | 0 | 0 | 0 | 0 | 0 | 0
0 | 0 | 0 | 0 | 0 | 0 | 0 | 0 | 0 | 0 | 0 | 0 | 0 | 0 | 0 | 0 | 0 | 0 | 0 | 0
0 | 0 | 0 | 0 | 0 | 0 | 0 | 0 | 0 | 0 | 0 | 0 | 0 | 0 | 0 | 0 | 0 | 0 | 0 | 0
0 | 0 | 0 | 0 | 0 | 0 | 0 | 0 | 0 | 0 | 0 | 0 | 0 | 0 | 0 | 0 | 0 | 0 | 0 | 0
0 | 0 | 0 | 0 | 0 | 0 | 0 | 0 | 0 | 0 | 0 | 0 | 0 | 0 | 0 | 0 | 0 | 0 | 0 | 0
0 | 0 | 0 | 0 | 0 | 0 | 0 | 0 | 0 | 0 | 0 | 0 | 0 | 0 | 0 | 0 | 0 | 0 | 0 | 0
0 | 0 | 0 | 0 | 0 | 0 | 0 | 0 | 0 | 0 | 0 | 0 | 0 | 0 | 0 | 0 | 0 | 0 | 0 | 0
0 | 0 | 0 | 0 | 0 | 0 | 0 | 0 | 0 | 0 | 0 | 0 | 0 | 0 | 0 | 0 | 0 | 0 | 0 | 0
0 | 0 | 0 | 0 | 0 | 0 | 0 | 0 | 0 | 0 | 0 | 0 | 0 | 0 | 0 | 0 | 0 | 0 | 0 | 0
0 | 0 | 0 | 0 | 0 | 0 | 0 | 0 | 0 | 0 | 0 | 0 | 0 | 0 | 0 | 0 | 0 | 0 | 0 | 0
0 | 0 | 0 | 0 | 0 | 0 | 0 | 0 | 0 | 0 | 0 | 0 | 0 | 0 | 0 | 0 | 0 | 0 | 0 | 0
0 | 0 | 0 | 0 | 0 | 0 | 0 | 0 | 0 | 0 | 0 | 0 | 0 | 0 | 0 | 0 | 0 | 0 | 0 | 0
0 | 0 | 0 | 0 | 0 | 0 | 0 | 0 | 0 | 0 | 0 | 0 | 0 | 0 | 0 | 0 | 0 | 0 | 0 | 0
0 | 0 | 0 | 0 | 0 | 0 | 0 | 0 | 0 | 0 | 0 | 0 | 0 | 0 | 0 | 0 | 0 | 0 | 0 | 0
0 | 0 | 0 | 0 | 0 | 0 | 0 | 0 | 0 | 0 | 0 | 0 | 0 | 0 | 0 | 0 | 0 | 0 | 0 | 0
0 | 0 | 0 | 0 | 0 | 0 | 0 | 0 | 0 | 0 | 0 | 0 | 0 | 0 | 0 | 0 | 0 | 0 | 0 | 0
0 | 0 | 0 | 0 | 0 | 0 | 0 | 0 | 0 | 0 | 0 | 0 | 0 | 0 | 0 | 0 | 0 | 0 | 0 | 0
0 | 0 | 0 | 0 | 0 | 0 | 0 | 0 | 0 | 0 | 0 | 0 | 0 | 0 | 0 | 0 | 0 | 0 | 0 | 0
0 | 0 | 0 | 0 | 0 | 0 | 0 | 0 | 0 | 0 | 0 | 0 | 0 | 0 | 0 | 0 | 0 | 0 | 0 | 0
0 | 0 | 0 | 0 | 0 | 0 | 0 | 0 | 0 | 0 | 0 | 0 | 0 | 0 | 0 | 0 | 0 | 0 | 0 | 0
0 | 0 | 0 | 0 | 0 | 0 | 0 | 0 | 0 | 0 | 0 | 0 | 0 | 0 | 0 | 0 | 0 | 0 | 0 | 0
0 | 0 | 0 | 0 | 0 | 0 | 0 | 0 | 0 | 0 | 0 | 0 | 0 | 0 | 0 | 0 | 0 | 0 | 0 | 0
0 | 0 | 0 | 0 | 0 | 0 | 0 | 0 | 0 | 0 | 0 | 0 | 0 | 0 | 0 | 0 | 0 | 0 | 0 | 0
0 | 0 | 0 | 0 | 0 | 0 | 0 | 0 | 0 | 0 | 0 | 0 | 0 | 0 | 0 | 0 | 0 | 0 | 0 | 0
0 | 0 | 0 | 0 | 0 | 0 | 0 | 0 | 0 | 0 | 0 | 0 | 0 | 0 | 0 | 0 | 0 | 0 | 0 | 0
0 | 0 | 0 | 0 | 0 | 0 | 0 | 0 | 0 | 0 | 0 | 0 | 0 | 0 | 0 | 0 | 0 | 0 | 0 | 0
0 | 0 | 0 | 0 | 0 | 0 | 0 | 0 | 0 | 0 | 0 | 0 | 0 | 0 | 0 | 0 | 0 | 0 | 0 | 0
0 | 0 | 0 | 0 | 0 | 0 | 0 | 0 | 0 | 0 | 0 | 0 | 0 | 0 | 0 | 0 | 0 | 0 | 0 | 0
0 | 0 | 0 | 0 | 0 | 0 | 0 | 0 | 0 | 0 | 0 | 0 | 0 | 0 | 0 | 0 | 0 | 0 | 0 | 0
0 | 0 | 0 | 0 | 0 | 0 | 0 | 0 | 0 | 0 | 0 | 0 | 0 | 0 | 0 | 0 | 0 | 0 | 0 | 0
0 | 0 | 0 | 0 | 0 | 0 | 0 | 0 | 0 | 0 | 0 | 0 | 0 | 0 | 0 | 0 | 0 | 0 | 0 | 0
0 | 0 | 0 | 0 | 0 | 0 | 0 | 0 | 0 | 0 | 0 | 0 | 0 | 0 | 0 | 0 | 0 | 0 | 0 | 0
0 | 0 | 0 | 0 | 0 | 0 | 0 | 0 | 0 | 0 | 0 | 0 | 0 | 0 | 0 | 0 | 0 | 0 | 0 | 0
0 | 0 | 0 | 0 | 0 | 0 | 0 | 0 | 0 | 0 | 0 | 0 | 0 | 0 | 0 | 0 | 0 | 0 | 0 | 0
0 | 0 | 0 | 0 | 0 | 0 | 0 | 0 | 0 | 0 | 0 | 0 | 0 | 0 | 0 | 0 | 0 | 0 | 0 | 0
0 | 0 | 0 | 0 | 0 | 0 | 0 | 0 | 0 | 0 | 0 | 0 | 0 | 0 | 0 | 0 | 0 | 0 | 0 | 0
0 | 0 | 0 | 0 | 0 | 0 | 0 | 0 | 0 | 0 | 0 | 0 | 0 | 0 | 0 | 0 | 0 | 0 | 0 | 0
0 | 0 | 0 | 0 | 0 | 0 | 0 | 0 | 0 | 0 | 0 | 0 | 0 | 0 | 0 | 0 | 0 | 0 | 0 | 0
0 | 0 | 0 | 0 | 0 | 0 | 0 | 0 | 0 | 0 | 0 | 0 | 0 | 0 | 0 | 0 | 0 | 0 | 0 | 0
0 | 0 | 0 | 0 | 0 | 0 | 0 | 0 | 0 | 0 | 0 | 0 | 0 | 0 | 0 | 0 | 0 | 0 | 0 | 0
0 | 0 | 0 | 0 | 0 | 0 | 0 | 0 | 0 | 0 | 0 | 0 | 0 | 0 | 0 | 0 | 0 | 0 | 0 | 0
0 | 0 | 0 | 0 | 0 | 0 | 0 | 0 | 0 | 0 | 0 | 0 | 0 | 0 | 0 | 0 | 0 | 0 | 0 | 0
0 | 0 | 0 | 0 | 0 | 0 | 0 | 0 | 0 | 0 | 0 | 0 | 0 | 0 | 0 | 0 | 0 | 0 | 0 | 0
0 | 0 | 0 | 0 | 0 | 0 | 0 | 0 | 0 | 0 | 0 | 0 | 0 | 0 | 0 | 0 | 0 | 0 | 0 | 0
0 | 0 | 0 | 0 | 0 | 0 | 0 | 0 | 0 | 0 | 0 | 0 | 0 | 0 | 0 | 0 | 0 | 0 | 0 | 0
0 | 0 | 0 | 0 | 0 | 0 | 0 | 0 | 0 | 0 | 0 | 0 | 0 | 0 | 0 | 0 | 0 | 0 | 0 | 0
0 | 0 | 0 | 0 | 0 | 0 | 0 | 0 | 0 | 0 | 0 | 0 | 0 | 0 | 0 | 0 | 0 | 0 | 0 | 0
0 | 0 | 0 | 0 | 0 | 0 | 0 | 0 | 0 | 0 | 0 | 0 | 0 | 0 | 0 | 0 | 0 | 0 | 0 | 0
0 | 0 | 0 | 0 | 0 | 0 | 0 | 0 | 0 | 0 | 0 | 0 | 0 | 0 | 0 | 0 | 0 | 0 | 0 | 0
0 | 0 | 0 | 0 | 0 | 0 | 0 | 0 | 0 | 0 | 0 | 0 | 0 | 0 | 0 | 0 | 0 | 0 | 0 | 0
0 | 0 | 0 | 0 | 0 | 0 | 0 | 0 | 0 | 0 | 0 | 0 | 0 | 0 | 0 | 0 | 0 | 0 | 0 | 0
0 | 0 | 0 | 0 | 0 | 0 | 0 | 0 | 0 | 0 | 0 | 0 | 0 | 0 | 0 | 0 | 0 | 0 | 0 | 0
0 | 0 | 0 | 0 | 0 | 0 | 0 | 0 | 0 | 0 | 0 | 0 | 0 | 0 | 0 | 0 | 0 | 0 | 0 | 0
0 | 0 | 0 | 0 | 0 | 0 | 0 | 0 | 0 | 0 | 0 | 0 | 0 | 0 | 0 | 0 | 0 | 0 | 0 | 0
0 | 0 | 0 | 0 | 0 | 0 | 0 | 0 | 0 | 0 | 0 | 0 | 0 | 0 | 0 | 0 | 0 | 0 | 0 | 0
0 | 0 | 0 | 0 | 0 | 0 | 0 | 0 | 0 | 0 | 0 | 0 | 0 | 0 | 0 | 0 | 0 | 0 | 0 | 0
0 | 0 | 0 | 0 | 0 | 0 | 0 | 0 | 0 | 0 | 0 | 0 | 0 | 0 | 0 | 0 | 0 | 0 | 0 | 0
0 | 0 | 0 | 0 | 0 | 0 | 0 | 0 | 0 | 0 | 0 | 0 | 0 | 0 | 0 | 0 | 0 | 0 | 0 | 0
0 | 0 | 0 | 0 | 0 | 0 | 0 | 0 | 0 | 0 | 0 | 0 | 0 | 0 | 0 | 0 | 0 | 0 | 0 | 0
0 | 0 | 0 | 0 | 0 | 0 | 0 | 0 | 0 | 0 | 0 | 0 | 0 | 0 | 0 | 0 | 0 | 0 | 0 | 0
0 | 0 | 0 | 0 | 0 | 0 | 0 | 0 | 0 | 0 | 0 | 0 | 0 | 0 | 0 | 0 | 0 | 0 | 0 | 0
0 | 0 | 0 | 0 | 0 | 0 | 0 | 0 | 0 | 0 | 0 | 0 | 0 | 0 | 0 | 0 | 0 | 0 | 0 | 0
0 | 0 | 0 | 0 | 0 | 0 | 0 | 0 | 0 | 0 | 0 | 0 | 0 | 0 | 0 | 0 | 0 | 0 | 0 | 0
0 | 0 | 0 | 0 | 0 | 0 | 0 | 0 | 0 | 0 | 0 | 0 | 0 | 0 | 0 | 0 | 0 | 0 | 0 | 0
0 | 0 | 0 | 0 | 0 | 0 | 0 | 0 | 0 | 0 | 0 | 0 | 0 | 0 | 0 | 0 | 0 | 0 | 0 | 0
0 | 0 | 0 | 0 | 0 | 0 | 0 | 0 | 0 | 0 | 0 | 0 | 0 | 0 | 0 | 0 | 0 | 0 | 0 | 0
0 | 0 | 0 | 0 | 0 | 0 | 0 | 0 | 0 | 0 | 0 | 0 | 0 | 0 | 0 | 0 | 0 | 0 | 0 | 0
0 | 0 | 0 | 0 | 0 | 0 | 0 | 0 | 0 | 0 | 0 | 0 | 0 | 0 | 0 | 0 | 0 | 0 | 0 | 0
0 | 0 | 0 | 0 | 0 | 0 | 0 | 0 | 0 | 0 | 0 | 0 | 0 | 0 | 0 | 0 | 0 | 0 | 0 | 0
0 | 0 | 0 | 0 | 0 | 0 | 0 | 0 | 0 | 0 | 0 | 0 | 0 | 0 | 0 | 0 | 0 | 0 | 0 | 0
0 | 0 | 0 | 0 | 0 | 0 | 0 | 0 | 0 | 0 | 0 | 0 | 0 | 0 | 0 | 0 | 0 | 0 | 0 | 0
0 | 0 | 0 | 0 | 0 | 0 | 0 | 0 | 0 | 0 | 0 | 0 | 0 | 0 | 0 | 0 | 0 | 0 | 0 | 0
0 | 0 | 0 | 0 | 0 | 0 | 0 | 0 | 0 | 0 | 0 | 0 | 0 | 0 | 0 | 0 | 0 | 0 | 0 | 0
0 | 0 | 0 | 0 | 0 | 0 | 0 | 0 | 0 | 0 | 0 | 0 | 0 | 0 | 0 | 0 | 0 | 0 | 0 | 0
0 | 0 | 0 | 0 | 0 | 0 | 0 | 0 | 0 | 0 | 0 | 0 | 0 | 0 | 0 | 0 | 0 | 0 | 0 | 0
0 | 0 | 0 | 0 | 0 | 0 | 0 | 0 | 0 | 0 | 0 | 0 | 0 | 0 | 0 | 0 | 0 | 0 | 0 | 0
0 | 0 | 0 | 0 | 0 | 0 | 0 | 0 | 0 | 0 | 0 | 0 | 0 | 0 | 0 | 0 | 0 | 0 | 0 | 0
0 | 0 | 0 | 0 | 0 | 0 | 0 | 0 | 0 | 0 | 0 | 0 | 0 | 0 | 0 | 0 | 0 | 0 | 0 | 0
0 | 0 | 0 | 0 | 0 | 0 | 0 | 0 | 0 | 0 | 0 | 0 | 0 | 0 | 0 | 0 | 0 | 0 | 0 | 0
0 | 0 | 0 | 0 | 0 | 0 | 0 | 0 | 0 | 0 | 0 | 0 | 0 | 0 | 0 | 0 | 0 | 0 | 0 | 0
0 | 0 | 0 | 0 | 0 | 0 | 0 | 0 | 0 | 0 | 0 | 0 | 0 | 0 | 0 | 0 | 0 | 0 | 0 | 0
0 | 0 | 0 | 0 | 0 | 0 | 0 | 0 | 0 | 0 | 0 | 0 | 0 | 0 | 0 | 0 | 0 | 0 | 0 | 0
0 | 0 | 0 | 0 | 0 | 0 | 0 | 0 | 0 | 0 | 0 | 0 | 0 | 0 | 0 | 0 | 0 | 0 | 0 | 0
0 | 0 | 0 | 0 | 0 | 0 | 0 | 0 | 0 | 0 | 0 | 0 | 0 | 0 | 0 | 0 | 0 | 0 | 0 | 0
0 | 0 | 0 | 0 | 0 | 0 | 0 | 0 | 0 | 0 | 0 | 0 | 0 | 0 | 0 | 0 | 0 | 0 | 0 | 0
0 | 0 | 0 | 0 | 0 | 0 | 0 | 0 | 0 | 0 | 0 | 0 | 0 | 0 | 0 | 0 | 0 | 0 | 0 | 0
0 | 0 | 0 | 0 | 0 | 0 | 0 | 0 | 0 | 0 | 0 | 0 | 0 | 0 | 0 | 0 | 0 | 0 | 0 | 0
0 | 0 | 0 | 0 | 0 | 0 | 0 | 0 | 0 | 0 | 0 | 0 | 0 | 0 | 0 | 0 | 0 | 0 | 0 | 0
0 | 0 | 0 | 0 | 0 | 0 | 0 | 0 | 0 | 0 | 0 | 0 | 0 | 0 | 0 | 0 | 0 | 0 | 0 | 0
0 | 0 | 0 | 0 | 0 | 0 | 0 | 0 | 0 | 0 | 0 | 0 | 0 | 0 | 0 | 0 | 0 | 0 | 0 | 0
0 | 0 | 0 | 0 | 0 | 0 | 0 | 0 | 0 | 0 | 0 | 0 | 0 | 0 | 0 | 0 | 0 | 0 | 0 | 0
0 | 0 | 0 | 0 | 0 | 0 | 0 | 0 | 0 | 0 | 0 | 0 | 0 | 0 | 0 | 0 | 0 | 0 | 0 | 0
0 | 0 | 0 | 0 | 0 | 0 | 0 | 0 | 0 | 0 | 0 | 0 | 0 | 0 | 0 | 0 | 0 | 0 | 0 | 0
0 | 0 | 0 | 0 | 0 | 0 | 0 | 0 | 0 | 0 | 0 | 0 | 0 | 0 | 0 | 0 | 0 | 0 | 0 | 0
0 | 0 | 0 | 0 | 0 | 0 | 0 | 0 | 0 | 0 | 0 | 0 | 0 | 0 | 0 | 0 | 0 | 0 | 0 | 0
0 | 0 | 0 | 0 | 0 | 0 | 0 | 0 | 0 | 0 | 0 | 0 | 0 | 0 | 0 | 0 | 0 | 0 | 0 | 0
0 | 0 | 0 | 0 | 0 | 0 | 0 | 0 | 0 | 0 | 0 | 0 | 0 | 0 | 0 | 0 | 0 | 0 | 0 | 0
0 | 0 | 0 | 0 | 0 | 0 | 0 | 0 | 0 | 0 | 0 | 0 | 0 | 0 | 0 | 0 | 0 | 0 | 0 | 0
0 | 0 | 0 | 0 | 0 | 0 | 0 | 0 | 0 | 0 | 0 | 0 | 0 | 0 | 0 | 0 | 0 | 0 | 0 | 0
0 | 0 | 0 | 0 | 0 | 0 | 0 | 0 | 0 | 0 | 0 | 0 | 0 | 0 | 0 | 0 | 0 | 0 | 0 | 0
0 | 0 | 0 | 0 | 0 | 0 | 0 | 0 | 0 | 0 | 0 | 0 | 0 | 0 | 0 | 0 | 0 | 0 | 0 | 0
0 | 0 | 0 | 0 | 0 | 0 | 0 | 0 | 0 | 0 | 0 | 0 | 0 | 0 | 0 | 0 | 0 | 0 | 0 | 0
0 | 0 | 0 | 0 | 0 | 0 | 0 | 0 | 0 | 0 | 0 | 0 | 0 | 0 | 0 | 0 | 0 | 0 | 0 | 0
0 | 0 | 0 | 0 | 0 | 0 | 0 | 0 | 0 | 0 | 0 | 0 | 0 | 0 | 0 | 0 | 0 | 0 | 0 | 0
0 | 0 | 0 | 0 | 0 | 0 | 0 | 0 | 0 | 0 | 0 | 0 | 0 | 0 | 0 | 0 | 0 | 0 | 0 | 0
0 | 0 | 0 | 0 | 0 | 0 | 0 | 0 | 0 | 0 | 0 | 0 | 0 | 0 | 0 | 0 | 0 | 0 | 0 | 0
0 | 0 | 0 | 0 | 0 | 0 | 0 | 0 | 0 | 0 | 0 | 0 | 0 | 0 | 0 | 0 | 0 | 0 | 0 | 0
0 | 0 | 0 | 0 | 0 | 0 | 0 | 0 | 0 | 0 | 0 | 0 | 0 | 0 | 0 | 0 | 0 | 0 | 0 | 0
0 | 0 | 0 | 0 | 0 | 0 | 0 | 0 | 0 | 0 | 0 | 0 | 0 | 0 | 0 | 0 | 0 | 0 | 0 | 0
0 | 0 | 0 | 0 | 0 | 0 | 0 | 0 | 0 | 0 | 0 | 0 | 0 | 0 | 0 | 0 | 0 | 0 | 0 | 0
0 | 0 | 0 | 0 | 0 | 0 | 0 | 0 | 0 | 0 | 0 | 0 | 0 | 0 | 0 | 0 | 0 | 0 | 0 | 0
0 | 0 | 0 | 0 | 0 | 0 | 0 | 0 | 0 | 0 | 0 | 0 | 0 | 0 | 0 | 0 | 0 | 0 | 0 | 0
0 | 0 | 0 | 0 | 0 | 0 | 0 | 0 | 0 | 0 | 0 | 0 | 0 | 0 | 0 | 0 | 0 | 0 | 0 | 0
0 | 0 | 0 | 0 | 0 | 0 | 0 | 0 | 0 | 0 | 0 | 0 | 0 | 0 | 0 | 0 | 0 | 0 | 0 | 0
0 | 0 | 0 | 0 | 0 | 0 | 0 | 0 | 0 | 0 | 0 | 0 | 0 | 0 | 0 | 0 | 0 | 0 | 0 | 0
0 | 0 | 0 | 0 | 0 | 0 | 0 | 0 | 0 | 0 | 0 | 0 | 0 | 0 | 0 | 0 | 0 | 0 | 0 | 0
0 | 0 | 0 | 0 | 0 | 0 | 0 | 0 | 0 | 0 | 0 | 0 | 0 | 0 | 0 | 0 | 0 | 0 | 0 | 0
0 | 0 | 0 | 0 | 0 | 0 | 0 | 0 | 0 | 0 | 0 | 0 | 0 | 0 | 0 | 0 | 0 | 0 | 0 | 0
0 | 0 | 0 | 0 | 0 | 0 | 0 | 0 | 0 | 0 | 0 | 0 | 0 | 0 | 0 | 0 | 0 | 0 | 0 | 0
0 | 0 | 0 | 0 | 0 | 0 | 0 | 0 | 0 | 0 | 0 | 0 | 0 | 0 | 0 | 0 | 0 | 0 | 0 | 0
0 | 0 | 0 | 0 | 0 | 0 | 0 | 0 | 0 | 0 | 0 | 0 | 0 | 0 | 0 | 0 | 0 | 0 | 0 | 0
0 | 0 | 0 | 0 | 0 | 0 | 0 | 0 | 0 | 0 | 0 | 0 | 0 | 0 | 0 | 0 | 0 | 0 | 0 | 0
0 | 0 | 0 | 0 | 0 | 0 | 0 | 0 | 0 | 0 | 0 | 0 | 0 | 0 | 0 | 0 | 0 | 0 | 0 | 0
0 | 0 | 0 | 0 | 0 | 0 | 0 | 0 | 0 | 0 | 0 | 0 | 0 | 0 | 0 | 0 | 0 | 0 | 0 | 0
0 | 0 | 0 | 0 | 0 | 0 | 0 | 0 | 0 | 0 | 0 | 0 | 0 | 0 | 0 | 0 | 0 | 0 | 0 | 0
0 | 0 | 0 | 0 | 0 | 0 | 0 | 0 | 0 | 0 | 0 | 0 | 0 | 0 | 0 | 0 | 0 | 0 | 0 | 0
0 | 0 | 0 | 0 | 0 | 0 | 0 | 0 | 0 | 0 | 0 | 0 | 0 | 0 | 0 | 0 | 0 | 0 | 0 | 0
0 | 0 | 0 | 0 | 0 | 0 | 0 | 0 | 0 | 0 | 0 | 0 | 0 | 0 | 0 | 0 | 0 | 0 | 0 | 0
0 | 0 | 0 | 0 | 0 | 0 | 0 | 0 | 0 | 0 | 0 | 0 | 0 | 0 | 0 | 0 | 0 | 0 | 0 | 0
0 | 0 | 0 | 0 | 0 | 0 | 0 | 0 | 0 | 0 | 0 | 0 | 0 | 0 | 0 | 0 | 0 | 0 | 0 | 0
0 | 0 | 0 | 0 | 0 | 0 | 0 | 0 | 0 | 0 | 0 | 0 | 0 | 0 | 0 | 0 | 0 | 0 | 0 | 0
0 | 0 | 0 | 0 | 0 | 0 | 0 | 0 | 0 | 0 | 0 | 0 | 0 | 0 | 0 | 0 | 0 | 0 | 0 | 0
0 | 0 | 0 | 0 | 0 | 0 | 0 | 0 | 0 | 0 | 0 | 0 | 0 | 0 | 0 | 0 | 0 | 0 | 0 | 0
0 | 0 | 0 | 0 | 0 | 0 | 0 | 0 | 0 | 0 | 0 | 0 | 0 | 0 | 0 | 0 | 0 | 0 | 0 | 0
0 | 0 | 0 | 0 | 0 | 0 | 0 | 0 | 0 | 0 | 0 | 0 | 0 | 0 | 0 | 0 | 0 | 0 | 0 | 0
0 | 0 | 0 | 0 | 0 | 0 | 0 | 0 | 0 | 0 | 0 | 0 | 0 | 0 | 0 | 0 | 0 | 0 | 0 | 0
0 | 0 | 0 | 0 | 0 | 0 | 0 | 0 | 0 | 0 | 0 | 0 | 0 | 0 | 0 | 0 | 0 | 0 | 0 | 0
0 | 0 | 0 | 0 | 0 | 0 | 0 | 0 | 0 | 0 | 0 | 0 | 0 | 0 | 0 | 0 | 0 | 0 | 0 | 0
0 | 0 | 0 | 0 | 0 | 0 | 0 | 0 | 0 | 0 | 0 | 0 | 0 | 0 | 0 | 0 | 0 | 0 | 0 | 0
0 | 0 | 0 | 0 | 0 | 0 | 0 | 0 | 0 | 0 | 0 | 0 | 0 | 0 | 0 | 0 | 0 | 0 | 0 | 0
0 | 0 | 0 | 0 | 0 | 0 | 0 | 0 | 0 | 0 | 0 | 0 | 0 | 0 | 0 | 0 | 0 | 0 | 0 | 0
0 | 0 | 0 | 0 | 0 | 0 | 0 | 0 | 0 | 0 | 0 | 0 | 0 | 0 | 0 | 0 | 0 | 0 | 0 | 0
0 | 0 | 0 | 0 | 0 | 0 | 0 | 0 | 0 | 0 | 0 | 0 | 0 | 0 | 0 | 0 | 0 | 0 | 0 | 0
0 | 0 | 0 | 0 | 0 | 0 | 0 | 0 | 0 | 0 | 0 | 0 | 0 | 0 | 0 | 0 | 0 | 0 | 0 | 0
0 | 0 | 0 | 0 | 0 | 0 | 0 | 0 | 0 | 0 | 0 | 0 | 0 | 0 | 0 | 0 | 0 | 0 | 0 | 0
0 | 0 | 0 | 0 | 0 | 0 | 0 | 0 | 0 | 0 | 0 | 0 | 0 | 0 | 0 | 0 | 0 | 0 | 0 | 0
0 | 0 | 0 | 0 | 0 | 0 | 0 | 0 | 0 | 0 | 0 | 0 | 0 | 0 | 0 | 0 | 0 | 0 | 0 | 0
0 | 0 | 0 | 0 | 0 | 0 | 0 | 0 | 0 | 0 | 0 | 0 | 0 | 0 | 0 | 0 | 0 | 0 | 0 | 0
0 | 0 | 0 | 0 | 0 | 0 | 0 | 0 | 0 | 0 | 0 | 0 | 0 | 0 | 0 | 0 | 0 | 0 | 0 | 0
0 | 0 | 0 | 0 | 0 | 0 | 0 | 0 | 0 | 0 | 0 | 0 | 0 | 0 | 0 | 0 | 0 | 0 | 0 | 0
0 | 0 | 0 | 0 | 0 | 0 | 0 | 0 | 0 | 0 | 0 | 0 | 0 | 0 | 0 | 0 | 0 | 0 | 0 | 0
0 | 0 | 0 | 0 | 0 | 0 | 0 | 0 | 0 | 0 | 0 | 0 | 0 | 0 | 0 | 0 | 0 | 0 | 0 | 0
0 | 0 | 0 | 0 | 0 | 0 | 0 | 0 | 0 | 0 | 0 | 0 | 0 | 0 | 0 | 0 | 0 | 0 | 0 | 0
0 | 0 | 0 | 0 | 0 | 0 | 0 | 0 | 0 | 0 | 0 | 0 | 0 | 0 | 0 | 0 | 0 | 0 | 0 | 0
0 | 0 | 0 | 0 | 0 | 0 | 0 | 0 | 0 | 0 | 0 | 0 | 0 | 0 | 0 | 0 | 0 | 0 | 0 | 0
0 | 0 | 0 | 0 | 0 | 0 | 0 | 0 | 0 | 0 | 0 | 0 | 0 | 0 | 0 | 0 | 0 | 0 | 0 | 0
0 | 0 | 0 | 0 | 0 | 0 | 0 | 0 | 0 | 0 | 0 | 0 | 0 | 0 | 0 | 0 | 0 | 0 | 0 | 0
0 | 0 | 0 | 0 | 0 | 0 | 0 | 0 | 0 | 0 | 0 | 0 | 0 | 0 | 0 | 0 | 0 | 0 | 0 | 0
0 | 0 | 0 | 0 | 0 | 0 | 0 | 0 | 0 | 0 | 0 | 0 | 0 | 0 | 0 | 0 | 0 | 0 | 0 | 0
0 | 0 | 0 | 0 | 0 | 0 | 0 | 0 | 0 | 0 | 0 | 0 | 0 | 0 | 0 | 0 | 0 | 0 | 0 | 0
0 | 0 | 0 | 0 | 0 | 0 | 0 | 0 | 0 | 0 | 0 | 0 | 0 | 0 | 0 | 0 | 0 | 0 | 0 | 0
0 | 0 | 0 | 0 | 0 | 0 | 0 | 0 | 0 | 0 | 0 | 0 | 0 | 0 | 0 | 0 | 0 | 0 | 0 | 0
0 | 0 | 0 | 0 | 0 | 0 | 0 | 0 | 0 | 0 | 0 | 0 | 0 | 0 | 0 | 0 | 0 | 0 | 0 | 0
0 | 0 | 0 | 0 | 0 | 0 | 0 | 0 | 0 | 0 | 0 | 0 | 0 | 0 | 0 | 0 | 0 | 0 | 0 | 0
0 | 0 | 0 | 0 | 0 | 0 | 0 | 0 | 0 | 0 | 0 | 0 | 0 | 0 | 0 | 0 | 0 | 0 | 0 | 0
0 | 0 | 0 | 0 | 0 | 0 | 0 | 0 | 0 | 0 | 0 | 0 | 0 | 0 | 0 | 0 | 0 | 0 | 0 | 0
0 | 0 | 0 | 0 | 0 | 0 | 0 | 0 | 0 | 0 | 0 | 0 | 0 | 0 | 0 | 0 | 0 | 0 | 0 | 0
0 | 0 | 0 | 0 | 0 | 0 | 0 | 0 | 0 | 0 | 0 | 0 | 0 | 0 | 0 | 0 | 0 | 0 | 0 | 0
0 | 0 | 0 | 0 | 0 | 0 | 0 | 0 | 0 | 0 | 0 | 0 | 0 | 0 | 0 | 0 | 0 | 0 | 0 | 0
0 | 0 | 0 | 0 | 0 | 0 | 0 | 0 | 0 | 0 | 0 | 0 | 0 | 0 | 0 | 0 | 0 | 0 | 0 | 0
0 | 0 | 0 | 0 | 0 | 0 | 0 | 0 | 0 | 0 | 0 | 0 | 0 | 0 | 0 | 0 | 0 | 0 | 0 | 0
0 | 0 | 0 | 0 | 0 | 0 | 0 | 0 | 0 | 0 | 0 | 0 | 0 | 0 | 0 | 0 | 0 | 0 | 0 | 0
0 | 0 | 0 | 0 | 0 | 0 | 0 | 0 | 0 | 0 | 0 | 0 | 0 | 0 | 0 | 0 | 0 | 0 | 0 | 0
0 | 0 | 0 | 0 | 0 | 0 | 0 | 0 | 0 | 0 | 0 | 0 | 0 | 0 | 0 | 0 | 0 | 0 | 0 | 0
0 | 0 | 0 | 0 | 0 | 0 | 0 | 0 | 0 | 0 | 0 | 0 | 0 | 0 | 0 | 0 | 0 | 0 | 0 | 0
0 | 0 | 0 | 0 | 0 | 0 | 0 | 0 | 0 | 0 | 0 | 0 | 0 | 0 | 0 | 0 | 0 | 0 | 0 | 0
0 | 0 | 0 | 0 | 0 | 0 | 0 | 0 | 0 | 0 | 0 | 0 | 0 | 0 | 0 | 0 | 0 | 0 | 0 | 0
0 | 0 | 0 | 0 | 0 | 0 | 0 | 0 | 0 | 0 | 0 | 0 | 0 | 0 | 0 | 0 | 0 | 0 | 0 | 0
0 | 0 | 0 | 0 | 0 | 0 | 0 | 0 | 0 | 0 | 0 | 0 | 0 | 0 | 0 | 0 | 0 | 0 | 0 | 0
0 | 0 | 0 | 0 | 0 | 0 | 0 | 0 | 0 | 0 | 0 | 0 | 0 | 0 | 0 | 0 | 0 | 0 | 0 | 0
0 | 0 | 0 | 0 | 0 | 0 | 0 | 0 | 0 | 0 | 0 | 0 | 0 | 0 | 0 | 0 | 0 | 0 | 0 | 0
0 | 0 | 0 | 0 | 0 | 0 | 0 | 0 | 0 | 0 | 0 | 0 | 0 | 0 | 0 | 0 | 0 | 0 | 0 | 0
0 | 0 | 0 | 0 | 0 | 0 | 0 | 0 | 0 | 0 | 0 | 0 | 0 | 0 | 0 | 0 | 0 | 0 | 0 | 0
0 | 0 | 0 | 0 | 0 | 0 | 0 | 0 | 0 | 0 | 0 | 0 | 0 | 0 | 0 | 0 | 0 | 0 | 0 | 0
0 | 0 | 0 | 0 | 0 | 0 | 0 | 0 | 0 | 0 | 0 | 0 | 0 | 0 | 0 | 0 | 0 | 0 | 0 | 0
0 | 0 | 0 | 0 | 0 | 0 | 0 | 0 | 0 | 0 | 0 | 0 | 0 | 0 | 0 | 0 | 0 | 0 | 0 | 0
0 | 0 | 0 | 0 | 0 | 0 | 0 | 0 | 0 | 0 | 0 | 0 | 0 | 0 | 0 | 0 | 0 | 0 | 0 | 0
0 | 0 | 0 | 0 | 0 | 0 | 0 | 0 | 0 | 0 | 0 | 0 | 0 | 0 | 0 | 0 | 0 | 0 | 0 | 0
0 | 0 | 0 | 0 | 0 | 0 | 0 | 0 | 0 | 0 | 0 | 0 | 0 | 0 | 0 | 0 | 0 | 0 | 0 | 0
0 | 0 | 0 | 0 | 0 | 0 | 0 | 0 | 0 | 0 | 0 | 0 | 0 | 0 | 0 | 0 | 0 | 0 | 0 | 0
0 | 0 | 0 | 0 | 0 | 0 | 0 | 0 | 0 | 0 | 0 | 0 | 0 | 0 | 0 | 0 | 0 | 0 | 0 | 0
0 | 0 | 0 | 0 | 0 | 0 | 0 | 0 | 0 | 0 | 0 | 0 | 0 | 0 | 0 | 0 | 0 | 0 | 0 | 0
0 | 0 | 0 | 0 | 0 | 0 | 0 | 0 | 0 | 0 | 0 | 0 | 0 | 0 | 0 | 0 | 0 | 0 | 0 | 0
0 | 0 | 0 | 0 | 0 | 0 | 0 | 0 | 0 | 0 | 0 | 0 | 0 | 0 | 0 | 0 | 0 | 0 | 0 | 0
0 | 0 | 0 | 0 | 0 | 0 | 0 | 0 | 0 | 0 | 0 | 0 | 0 | 0 | 0 | 0 | 0 | 0 | 0 | 0
0 | 0 | 0 | 0 | 0 | 0 | 0 | 0 | 0 | 0 | 0 | 0 | 0 | 0 | 0 | 0 | 0 | 0 | 0 | 0
0 | 0 | 0 | 0 | 0 | 0 | 0 | 0 | 0 | 0 | 0 | 0 | 0 | 0 | 0 | 0 | 0 | 0 | 0 | 0
0 | 0 | 0 | 0 | 0 | 0 | 0 | 0 | 0 | 0 | 0 | 0 | 0 | 0 | 0 | 0 | 0 | 0 | 0 | 0
0 | 0 | 0 | 0 | 0 | 0 | 0 | 0 | 0 | 0 | 0 | 0 | 0 | 0 | 0 | 0 | 0 | 0 | 0 | 0
0 | 0 | 0 | 0 | 0 | 0 | 0 | 0 | 0 | 0 | 0 | 0 | 0 | 0 | 0 | 0 | 0 | 0 | 0 | 0
0 | 0 | 0 | 0 | 0 | 0 | 0 | 0 | 0 | 0 | 0 | 0 | 0 | 0 | 0 | 0 | 0 | 0 | 0 | 0
0 | 0 | 0 | 0 | 0 | 0 | 0 | 0 | 0 | 0 | 0 | 0 | 0 | 0 | 0 | 0 | 0 | 0 | 0 | 0
0 | 0 | 0 | 0 | 0 | 0 | 0 | 0 | 0 | 0 | 0 | 0 | 0 | 0 | 0 | 0 | 0 | 0 | 0 | 0
0 | 0 | 0 | 0 | 0 | 0 | 0 | 0 | 0 | 0 | 0 | 0 | 0 | 0 | 0 | 0 | 0 | 0 | 0 | 0
0 | 0 | 0 | 0 | 0 | 0 | 0 | 0 | 0 | 0 | 0 | 0 | 0 | 0 | 0 | 0 | 0 | 0 | 0 | 0
0 | 0 | 0 | 0 | 0 | 0 | 0 | 0 | 0 | 0 | 0 | 0 | 0 | 0 | 0 | 0 | 0 | 0 | 0 | 0
0 | 0 | 0 | 0 | 0 | 0 | 0 | 0 | 0 | 0 | 0 | 0 | 0 | 0 | 0 | 0 | 0 | 0 | 0 | 0
0 | 0 | 0 | 0 | 0 | 0 | 0 | 0 | 0 | 0 | 0 | 0 | 0 | 0 | 0 | 0 | 0 | 0 | 0 | 0
0 | 0 | 0 | 0 | 0 | 0 | 0 | 0 | 0 | 0 | 0 | 0 | 0 | 0 | 0 | 0 | 0 | 0 | 0 | 0
0 | 0 | 0 | 0 | 0 | 0 | 0 | 0 | 0 | 0 | 0 | 0 | 0 | 0 | 0 | 0 | 0 | 0 | 0 | 0
0 | 0 | 0 | 0 | 0 | 0 | 0 | 0 | 0 | 0 | 0 | 0 | 0 | 0 | 0 | 0 | 0 | 0 | 0 | 0
0 | 0 | 0 | 0 | 0 | 0 | 0 | 0 | 0 | 0 | 0 | 0 | 0 | 0 | 0 | 0 | 0 | 0 | 0 | 0
0 | 0 | 0 | 0 | 0 | 0 | 0 | 0 | 0 | 0 | 0 | 0 | 0 | 0 | 0 | 0 | 0 | 0 | 0 | 0
0 | 0 | 0 | 0 | 0 | 0 | 0 | 0 | 0 | 0 | 0 | 0 | 0 | 0 | 0 | 0 | 0 | 0 | 0 | 0
0 | 0 | 0 | 0 | 0 | 0 | 0 | 0 | 0 | 0 | 0 | 0 | 0 | 0 | 0 | 0 | 0 | 0 | 0 | 0
0 | 0 | 0 | 0 | 0 | 0 | 0 | 0 | 0 | 0 | 0 | 0 | 0 | 0 | 0 | 0 | 0 | 0 | 0 | 0
0 | 0 | 0 | 0 | 0 | 0 | 0 | 0 | 0 | 0 | 0 | 0 | 0 | 0 | 0 | 0 | 0 | 0 | 0 | 0
0 | 0 | 0 | 0 | 0 | 0 | 0 | 0 | 0 | 0 | 0 | 0 | 0 | 0 | 0 | 0 | 0 | 0 | 0 | 0
0 | 0 | 0 | 0 | 0 | 0 | 0 | 0 | 0 | 0 | 0 | 0 | 0 | 0 | 0 | 0 | 0 | 0 | 0 | 0
0 | 0 | 0 | 0 | 0 | 0 | 0 | 0 | 0 | 0 | 0 | 0 | 0 | 0 | 0 | 0 | 0 | 0 | 0 | 0
0 | 0 | 0 | 0 | 0 | 0 | 0 | 0 | 0 | 0 | 0 | 0 | 0 | 0 | 0 | 0 | 0 | 0 | 0 | 0
0 | 0 | 0 | 0 | 0 | 0 | 0 | 0 | 0 | 0 | 0 | 0 | 0 | 0 | 0 | 0 | 0 | 0 | 0 | 0
0 | 0 | 0 | 0 | 0 | 0 | 0 | 0 | 0 | 0 | 0 | 0 | 0 | 0 | 0 | 0 | 0 | 0 | 0 | 0
0 | 0 | 0 | 0 | 0 | 0 | 0 | 0 | 0 | 0 | 0 | 0 | 0 | 0 | 0 | 0 | 0 | 0 | 0 | 0
0 | 0 | 0 | 0 | 0 | 0 | 0 | 0 | 0 | 0 | 0 | 0 | 0 | 0 | 0 | 0 | 0 | 0 | 0 | 0
0 | 0 | 0 | 0 | 0 | 0 | 0 | 0 | 0 | 0 | 0 | 0 | 0 | 0 | 0 | 0 | 0 | 0 | 0 | 0
0 | 0 | 0 | 0 | 0 | 0 | 0 | 0 | 0 | 0 | 0 | 0 | 0 | 0 | 0 | 0 | 0 | 0 | 0 | 0
0 | 0 | 0 | 0 | 0 | 0 | 0 | 0 | 0 | 0 | 0 | 0 | 0 | 0 | 0 | 0 | 0 | 0 | 0 | 0
0 | 0 | 0 | 0 | 0 | 0 | 0 | 0 | 0 | 0 | 0 | 0 | 0 | 0 | 0 | 0 | 0 | 0 | 0 | 0
0 | 0 | 0 | 0 | 0 | 0 | 0 | 0 | 0 | 0 | 0 | 0 | 0 | 0 | 0 | 0 | 0 | 0 | 0 | 0
0 | 0 | 0 | 0 | 0 | 0 | 0 | 0 | 0 | 0 | 0 | 0 | 0 | 0 | 0 | 0 | 0 | 0 | 0 | 0
0 | 0 | 0 | 0 | 0 | 0 | 0 | 0 | 0 | 0 | 0 | 0 | 0 | 0 | 0 | 0 | 0 | 0 | 0 | 0
0 | 0 | 0 | 0 | 0 | 0 | 0 | 0 | 0 | 0 | 0 | 0 | 0 | 0 | 0 | 0 | 0 | 0 | 0 | 0
0 | 0 | 0 | 0 | 0 | 0 | 0 | 0 | 0 | 0 | 0 | 0 | 0 | 0 | 0 | 0 | 0 | 0 | 0 | 0
0 | 0 | 0 | 0 | 0 | 0 | 0 | 0 | 0 | 0 | 0 | 0 | 0 | 0 | 0 | 0 | 0 | 0 | 0 | 0
0 | 0 | 0 | 0 | 0 | 0 | 0 | 0 | 0 | 0 | 0 | 0 | 0 | 0 | 0 | 0 | 0 | 0 | 0 | 0
0 | 0 | 0 | 0 | 0 | 0 | 0 | 0 | 0 | 0 | 0 | 0 | 0 | 0 | 0 | 0 | 0 | 0 | 0 | 0
0 | 0 | 0 | 0 | 0 | 0 | 0 | 0 | 0 | 0 | 0 | 0 | 0 | 0 | 0 | 0 | 0 | 0 | 0 | 0
0 | 0 | 0 | 0 | 0 | 0 | 0 | 0 | 0 | 0 | 0 | 0 | 0 | 0 | 0 | 0 | 0 | 0 | 0 | 0
0 | 0 | 0 | 0 | 0 | 0 | 0 | 0 | 0 | 0 | 0 | 0 | 0 | 0 | 0 | 0 | 0 | 0 | 0 | 0
0 | 0 | 0 | 0 | 0 | 0 | 0 | 0 | 0 | 0 | 0 | 0 | 0 | 0 | 0 | 0 | 0 | 0 | 0 | 0
0 | 0 | 0 | 0 | 0 | 0 | 0 | 0 | 0 | 0 | 0 | 0 | 0 | 0 | 0 | 0 | 0 | 0 | 0 | 0
0 | 0 | 0 | 0 | 0 | 0 | 0 | 0 | 0 | 0 | 0 | 0 | 0 | 0 | 0 | 0 | 0 | 0 | 0 | 0
0 | 0 | 0 | 0 | 0 | 0 | 0 | 0 | 0 | 0 | 0 | 0 | 0 | 0 | 0 | 0 | 0 | 0 | 0 | 0
0 | 0 | 0 | 0 | 0 | 0 | 0 | 0 | 0 | 0 | 0 | 0 | 0 | 0 | 0 | 0 | 0 | 0 | 0 | 0
0 | 0 | 0 | 0 | 0 | 0 | 0 | 0 | 0 | 0 | 0 | 0 | 0 | 0 | 0 | 0 | 0 | 0 | 0 | 0
0 | 0 | 0 | 0 | 0 | 0 | 0 | 0 | 0 | 0 | 0 | 0 | 0 | 0 | 0 | 0 | 0 | 0 | 0 | 0
0 | 0 | 0 | 0 | 0 | 0 | 0 | 0 | 0 | 0 | 0 | 0 | 0 | 0 | 0 | 0 | 0 | 0 | 0 | 0
0 | 0 | 0 | 0 | 0 | 0 | 0 | 0 | 0 | 0 | 0 | 0 | 0 | 0 | 0 | 0 | 0 | 0 | 0 | 0
0 | 0 | 0 | 0 | 0 | 0 | 0 | 0 | 0 | 0 | 0 | 0 | 0 | 0 | 0 | 0 | 0 | 0 | 0 | 0
0 | 0 | 0 | 0 | 0 | 0 | 0 | 0 | 0 | 0 | 0 | 0 | 0 | 0 | 0 | 0 | 0 | 0 | 0 | 0
0 | 0 | 0 | 0 | 0 | 0 | 0 | 0 | 0 | 0 | 0 | 0 | 0 | 0 | 0 | 0 | 0 | 0 | 0 | 0
0 | 0 | 0 | 0 | 0 | 0 | 0 | 0 | 0 | 0 | 0 | 0 | 0 | 0 | 0 | 0 | 0 | 0 | 0 | 0
0 | 0 | 0 | 0 | 0 | 0 | 0 | 0 | 0 | 0 | 0 | 0 | 0 | 0 | 0 | 0 | 0 | 0 | 0 | 0
0 | 0 | 0 | 0 | 0 | 0 | 0 | 0 | 0 | 0 | 0 | 0 | 0 | 0 | 0 | 0 | 0 | 0 | 0 | 0
0 | 0 | 0 | 0 | 0 | 0 | 0 | 0 | 0 | 0 | 0 | 0 | 0 | 0 | 0 | 0 | 0 | 0 | 0 | 0
0 | 0 | 0 | 0 | 0 | 0 | 0 | 0 | 0 | 0 | 0 | 0 | 0 | 0 | 0 | 0 | 0 | 0 | 0 | 0
0 | 0 | 0 | 0 | 0 | 0 | 0 | 0 | 0 | 0 | 0 | 0 | 0 | 0 | 0 | 0 | 0 | 0 | 0 | 0
0 | 0 | 0 | 0 | 0 | 0 | 0 | 0 | 0 | 0 | 0 | 0 | 0 | 0 | 0 | 0 | 0 | 0 | 0 | 0
0 | 0 | 0 | 0 | 0 | 0 | 0 | 0 | 0 | 0 | 0 | 0 | 0 | 0 | 0 | 0 | 0 | 0 | 0 | 0
0 | 0 | 0 | 0 | 0 | 0 | 0 | 0 | 0 | 0 | 0 | 0 | 0 | 0 | 0 | 0 | 0 | 0 | 0 | 0
0 | 0 | 0 | 0 | 0 | 0 | 0 | 0 | 0 | 0 | 0 | 0 | 0 | 0 | 0 | 0 | 0 | 0 | 0 | 0
0 | 0 | 0 | 0 | 0 | 0 | 0 | 0 | 0 | 0 | 0 | 0 | 0 | 0 | 0 | 0 | 0 | 0 | 0 | 0
0 | 0 | 0 | 0 | 0 | 0 | 0 | 0 | 0 | 0 | 0 | 0 | 0 | 0 | 0 | 0 | 0 | 0 | 0 | 0
0 | 0 | 0 | 0 | 0 | 0 | 0 | 0 | 0 | 0 | 0 | 0 | 0 | 0 | 0 | 0 | 0 | 0 | 0 | 0
0 | 0 | 0 | 0 | 0 | 0 | 0 | 0 | 0 | 0 | 0 | 0 | 0 | 0 | 0 | 0 | 0 | 0 | 0 | 0
0 | 0 | 0 | 0 | 0 | 0 | 0 | 0 | 0 | 0 | 0 | 0 | 0 | 0 | 0 | 0 | 0 | 0 | 0 | 0
0 | 0 | 0 | 0 | 0 | 0 | 0 | 0 | 0 | 0 | 0 | 0 | 0 | 0 | 0 | 0 | 0 | 0 | 0 | 0
0 | 0 | 0 | 0 | 0 | 0 | 0 | 0 | 0 | 0 | 0 | 0 | 0 | 0 | 0 | 0 | 0 | 0 | 0 | 0
0 | 0 | 0 | 0 | 0 | 0 | 0 | 0 | 0 | 0 | 0 | 0 | 0 | 0 | 0 | 0 | 0 | 0 | 0 | 0
0 | 0 | 0 | 0 | 0 | 0 | 0 | 0 | 0 | 0 | 0 | 0 | 0 | 0 | 0 | 0 | 0 | 0 | 0 | 0
0 | 0 | 0 | 0 | 0 | 0 | 0 | 0 | 0 | 0 | 0 | 0 | 0 | 0 | 0 | 0 | 0 | 0 | 0 | 0
0 | 0 | 0 | 0 | 0 | 0 | 0 | 0 | 0 | 0 | 0 | 0 | 0 | 0 | 0 | 0 | 0 | 0 | 0 | 0
0 | 0 | 0 | 0 | 0 | 0 | 0 | 0 | 0 | 0 | 0 | 0 | 0 | 0 | 0 | 0 | 0 | 0 | 0 | 0
0 | 0 | 0 | 0 | 0 | 0 | 0 | 0 | 0 | 0 | 0 | 0 | 0 | 0 | 0 | 0 | 0 | 0 | 0 | 0
0 | 0 | 0 | 0 | 0 | 0 | 0 | 0 | 0 | 0 | 0 | 0 | 0 | 0 | 0 | 0 | 0 | 0 | 0 | 0
0 | 0 | 0 | 0 | 0 | 0 | 0 | 0 | 0 | 0 | 0 | 0 | 0 | 0 | 0 | 0 | 0 | 0 | 0 | 0
0 | 0 | 0 | 0 | 0 | 0 | 0 | 0 | 0 | 0 | 0 | 0 | 0 | 0 | 0 | 0 | 0 | 0 | 0 | 0
0 | 0 | 0 | 0 | 0 | 0 | 0 | 0 | 0 | 0 | 0 | 0 | 0 | 0 | 0 | 0 | 0 | 0 | 0 | 0
0 | 0 | 0 | 0 | 0 | 0 | 0 | 0 | 0 | 0 | 0 | 0 | 0 | 0 | 0 | 0 | 0 | 0 | 0 | 0
0 | 0 | 0 | 0 | 0 | 0 | 0 | 0 | 0 | 0 | 0 | 0 | 0 | 0 | 0 | 0 | 0 | 0 | 0 | 0
0 | 0 | 0 | 0 | 0 | 0 | 0 | 0 | 0 | 0 | 0 | 0 | 0 | 0 | 0 | 0 | 0 | 0 | 0 | 0
0 | 0 | 0 | 0 | 0 | 0 | 0 | 0 | 0 | 0 | 0 | 0 | 0 | 0 | 0 | 0 | 0 | 0 | 0 | 0
0 | 0 | 0 | 0 | 0 | 0 | 0 | 0 | 0 | 0 | 0 | 0 | 0 | 0 | 0 | 0 | 0 | 0 | 0 | 0
0 | 0 | 0 | 0 | 0 | 0 | 0 | 0 | 0 | 0 | 0 | 0 | 0 | 0 | 0 | 0 | 0 | 0 | 0 | 0
0 | 0 | 0 | 0 | 0 | 0 | 0 | 0 | 0 | 0 | 0 | 0 | 0 | 0 | 0 | 0 | 0 | 0 | 0 | 0
0 | 0 | 0 | 0 | 0 | 0 | 0 | 0 | 0 | 0 | 0 | 0 | 0 | 0 | 0 | 0 | 0 | 0 | 0 | 0
0 | 0 | 0 | 0 | 0 | 0 | 0 | 0 | 0 | 0 | 0 | 0 | 0 | 0 | 0 | 0 | 0 | 0 | 0 | 0
0 | 0 | 0 | 0 | 0 | 0 | 0 | 0 | 0 | 0 | 0 | 0 | 0 | 0 | 0 | 0 | 0 | 0 | 0 | 0
0 | 0 | 0 | 0 | 0 | 0 | 0 | 0 | 0 | 0 | 0 | 0 | 0 | 0 | 0 | 0 | 0 | 0 | 0 | 0
0 | 0 | 0 | 0 | 0 | 0 | 0 | 0 | 0 | 0 | 0 | 0 | 0 | 0 | 0 | 0 | 0 | 0 | 0 | 0
0 | 0 | 0 | 0 | 0 | 0 | 0 | 0 | 0 | 0 | 0 | 0 | 0 | 0 | 0 | 0 | 0 | 0 | 0 | 0
0 | 0 | 0 | 0 | 0 | 0 | 0 | 0 | 0 | 0 | 0 | 0 | 0 | 0 | 0 | 0 | 0 | 0 | 0 | 0
0 | 0 | 0 | 0 | 0 | 0 | 0 | 0 | 0 | 0 | 0 | 0 | 0 | 0 | 0 | 0 | 0 | 0 | 0 | 0
0 | 0 | 0 | 0 | 0 | 0 | 0 | 0 | 0 | 0 | 0 | 0 | 0 | 0 | 0 | 0 | 0 | 0 | 0 | 0
0 | 0 | 0 | 0 | 0 | 0 | 0 | 0 | 0 | 0 | 0 | 0 | 0 | 0 | 0 | 0 | 0 | 0 | 0 | 0
0 | 0 | 0 | 0 | 0 | 0 | 0 | 0 | 0 | 0 | 0 | 0 | 0 | 0 | 0 | 0 | 0 | 0 | 0 | 0
0 | 0 | 0 | 0 | 0 | 0 | 0 | 0 | 0 | 0 | 0 | 0 | 0 | 0 | 0 | 0 | 0 | 0 | 0 | 0
0 | 0 | 0 | 0 | 0 | 0 | 0 | 0 | 0 | 0 | 0 | 0 | 0 | 0 | 0 | 0 | 0 | 0 | 0 | 0
0 | 0 | 0 | 0 | 0 | 0 | 0 | 0 | 0 | 0 | 0 | 0 | 0 | 0 | 0 | 0 | 0 | 0 | 0 | 0
0 | 0 | 0 | 0 | 0 | 0 | 0 | 0 | 0 | 0 | 0 | 0 | 0 | 0 | 0 | 0 | 0 | 0 | 0 | 0
0 | 0 | 0 | 0 | 0 | 0 | 0 | 0 | 0 | 0 | 0 | 0 | 0 | 0 | 0 | 0 | 0 | 0 | 0 | 0
0 | 0 | 0 | 0 | 0 | 0 | 0 | 0 | 0 | 0 | 0 | 0 | 0 | 0 | 0 | 0 | 0 | 0 | 0 | 0
0 | 0 | 0 | 0 | 0 | 0 | 0 | 0 | 0 | 0 | 0 | 0 | 0 | 0 | 0 | 0 | 0 | 0 | 0 | 0
0 | 0 | 0 | 0 | 0 | 0 | 0 | 0 | 0 | 0 | 0 | 0 | 0 | 0 | 0 | 0 | 0 | 0 | 0 | 0
0 | 0 | 0 | 0 | 0 | 0 | 0 | 0 | 0 | 0 | 0 | 0 | 0 | 0 | 0 | 0 | 0 | 0 | 0 | 0
0 | 0 | 0 | 0 | 0 | 0 | 0 | 0 | 0 | 0 | 0 | 0 | 0 | 0 | 0 | 0 | 0 | 0 | 0 | 0
0 | 0 | 0 | 0 | 0 | 0 | 0 | 0 | 0 | 0 | 0 | 0 | 0 | 0 | 0 | 0 | 0 | 0 | 0 | 0
0 | 0 | 0 | 0 | 0 | 0 | 0 | 0 | 0 | 0 | 0 | 0 | 0 | 0 | 0 | 0 | 0 | 0 | 0 | 0
0 | 0 | 0 | 0 | 0 | 0 | 0 | 0 | 0 | 0 | 0 | 0 | 0 | 0 | 0 | 0 | 0 | 0 | 0 | 0
0 | 0 | 0 | 0 | 0 | 0 | 0 | 0 | 0 | 0 | 0 | 0 | 0 | 0 | 0 | 0 | 0 | 0 | 0 | 0
0 | 0 | 0 | 0 | 0 | 0 | 0 | 0 | 0 | 0 | 0 | 0 | 0 | 0 | 0 | 0 | 0 | 0 | 0 | 0
0 | 0 | 0 | 0 | 0 | 0 | 0 | 0 | 0 | 0 | 0 | 0 | 0 | 0 | 0 | 0 | 0 | 0 | 0 | 0
0 | 0 | 0 | 0 | 0 | 0 | 0 | 0 | 0 | 0 | 0 | 0 | 0 | 0 | 0 | 0 | 0 | 0 | 0 | 0
0 | 0 | 0 | 0 | 0 | 0 | 0 | 0 | 0 | 0 | 0 | 0 | 0 | 0 | 0 | 0 | 0 | 0 | 0 | 0
0 | 0 | 0 | 0 | 0 | 0 | 0 | 0 | 0 | 0 | 0 | 0 | 0 | 0 | 0 | 0 | 0 | 0 | 0 | 0
0 | 0 | 0 | 0 | 0 | 0 | 0 | 0 | 0 | 0 | 0 | 0 | 0 | 0 | 0 | 0 | 0 | 0 | 0 | 0
0 | 0 | 0 | 0 | 0 | 0 | 0 | 0 | 0 | 0 | 0 | 0 | 0 | 0 | 0 | 0 | 0 | 0 | 0 | 0
0 | 0 | 0 | 0 | 0 | 0 | 0 | 0 | 0 | 0 | 0 | 0 | 0 | 0 | 0 | 0 | 0 | 0 | 0 | 0
0 | 0 | 0 | 0 | 0 | 0 | 0 | 0 | 0 | 0 | 0 | 0 | 0 | 0 | 0 | 0 | 0 | 0 | 0 | 0
0 | 0 | 0 | 0 | 0 | 0 | 0 | 0 | 0 | 0 | 0 | 0 | 0 | 0 | 0 | 0 | 0 | 0 | 0 | 0
0 | 0 | 0 | 0 | 0 | 0 | 0 | 0 | 0 | 0 | 0 | 0 | 0 | 0 | 0 | 0 | 0 | 0 | 0 | 0
0 | 0 | 0 | 0 | 0 | 0 | 0 | 0 | 0 | 0 | 0 | 0 | 0 | 0 | 0 | 0 | 0 | 0 | 0 | 0
0 | 0 | 0 | 0 | 0 | 0 | 0 | 0 | 0 | 0 | 0 | 0 | 0 | 0 | 0 | 0 | 0 | 0 | 0 | 0
0 | 0 | 0 | 0 | 0 | 0 | 0 | 0 | 0 | 0 | 0 | 0 | 0 | 0 | 0 | 0 | 0 | 0 | 0 | 0
0 | 0 | 0 | 0 | 0 | 0 | 0 | 0 | 0 | 0 | 0 | 0 | 0 | 0 | 0 | 0 | 0 | 0 | 0 | 0
0 | 0 | 0 | 0 | 0 | 0 | 0 | 0 | 0 | 0 | 0 | 0 | 0 | 0 | 0 | 0 | 0 | 0 | 0 | 0
0 | 0 | 0 | 0 | 0 | 0 | 0 | 0 | 0 | 0 | 0 | 0 | 0 | 0 | 0 | 0 | 0 | 0 | 0 | 0
0 | 0 | 0 | 0 | 0 | 0 | 0 | 0 | 0 | 0 | 0 | 0 | 0 | 0 | 0 | 0 | 0 | 0 | 0 | 0
0 | 0 | 0 | 0 | 0 | 0 | 0 | 0 | 0 | 0 | 0 | 0 | 0 | 0 | 0 | 0 | 0 | 0 | 0 | 0
0 | 0 | 0 | 0 | 0 | 0 | 0 | 0 | 0 | 0 | 0 | 0 | 0 | 0 | 0 | 0 | 0 | 0 | 0 | 0
0 | 0 | 0 | 0 | 0 | 0 | 0 | 0 | 0 | 0 | 0 | 0 | 0 | 0 | 0 | 0 | 0 | 0 | 0 | 0
0 | 0 | 0 | 0 | 0 | 0 | 0 | 0 | 0 | 0 | 0 | 0 | 0 | 0 | 0 | 0 | 0 | 0 | 0 | 0
0 | 0 | 0 | 0 | 0 | 0 | 0 | 0 | 0 | 0 | 0 | 0 | 0 | 0 | 0 | 0 | 0 | 0 | 0 | 0
0 | 0 | 0 | 0 | 0 | 0 | 0 | 0 | 0 | 0 | 0 | 0 | 0 | 0 | 0 | 0 | 0 | 0 | 0 | 0
0 | 0 | 0 | 0 | 0 | 0 | 0 | 0 | 0 | 0 | 0 | 0 | 0 | 0 | 0 | 0 | 0 | 0 | 0 | 0
0 | 0 | 0 | 0 | 0 | 0 | 0 | 0 | 0 | 0 | 0 | 0 | 0 | 0 | 0 | 0 | 0 | 0 | 0 | 0
0 | 0 | 0 | 0 | 0 | 0 | 0 | 0 | 0 | 0 | 0 | 0 | 0 | 0 | 0 | 0 | 0 | 0 | 0 | 0
0 | 0 | 0 | 0 | 0 | 0 | 0 | 0 | 0 | 0 | 0 | 0 | 0 | 0 | 0 | 0 | 0 | 0 | 0 | 0
0 | 0 | 0 | 0 | 0 | 0 | 0 | 0 | 0 | 0 | 0 | 0 | 0 | 0 | 0 | 0 | 0 | 0 | 0 | 0
0 | 0 | 0 | 0 | 0 | 0 | 0 | 0 | 0 | 0 | 0 | 0 | 0 | 0 | 0 | 0 | 0 | 0 | 0 | 0
0 | 0 | 0 | 0 | 0 | 0 | 0 | 0 | 0 | 0 | 0 | 0 | 0 | 0 | 0 | 0 | 0 | 0 | 0 | 0
0 | 0 | 0 | 0 | 0 | 0 | 0 | 0 | 0 | 0 | 0 | 0 | 0 | 0 | 0 | 0 | 0 | 0 | 0 | 0
0 | 0 | 0 | 0 | 0 | 0 | 0 | 0 | 0 | 0 | 0 | 0 | 0 | 0 | 0 | 0 | 0 | 0 | 0 | 0
0 | 0 | 0 | 0 | 0 | 0 | 0 | 0 | 0 | 0 | 0 | 0 | 0 | 0 | 0 | 0 | 0 | 0 | 0 | 0
0 | 0 | 0 | 0 | 0 | 0 | 0 | 0 | 0 | 0 | 0 | 0 | 0 | 0 | 0 | 0 | 0 | 0 | 0 | 0
0 | 0 | 0 | 0 | 0 | 0 | 0 | 0 | 0 | 0 | 0 | 0 | 0 | 0 | 0 | 0 | 0 | 0 | 0 | 0
0 | 0 | 0 | 0 | 0 | 0 | 0 | 0 | 0 | 0 | 0 | 0 | 0 | 0 | 0 | 0 | 0 | 0 | 0 | 0
0 | 0 | 0 | 0 | 0 | 0 | 0 | 0 | 0 | 0 | 0 | 0 | 0 | 0 | 0 | 0 | 0 | 0 | 0 | 0
0 | 0 | 0 | 0 | 0 | 0 | 0 | 0 | 0 | 0 | 0 | 0 | 0 | 0 | 0 | 0 | 0 | 0 | 0 | 0
0 | 0 | 0 | 0 | 0 | 0 | 0 | 0 | 0 | 0 | 0 | 0 | 0 | 0 | 0 | 0 | 0 | 0 | 0 | 0
0 | 0 | 0 | 0 | 0 | 0 | 0 | 0 | 0 | 0 | 0 | 0 | 0 | 0 | 0 | 0 | 0 | 0 | 0 | 0
0 | 0 | 0 | 0 | 0 | 0 | 0 | 0 | 0 | 0 | 0 | 0 | 0 | 0 | 0 | 0 | 0 | 0 | 0 | 0
0 | 0 | 0 | 0 | 0 | 0 | 0 | 0 | 0 | 0 | 0 | 0 | 0 | 0 | 0 | 0 | 0 | 0 | 0 | 0
0 | 0 | 0 | 0 | 0 | 0 | 0 | 0 | 0 | 0 | 0 | 0 | 0 | 0 | 0 | 0 | 0 | 0 | 0 | 0
0 | 0 | 0 | 0 | 0 | 0 | 0 | 0 | 0 | 0 | 0 | 0 | 0 | 0 | 0 | 0 | 0 | 0 | 0 | 0
0 | 0 | 0 | 0 | 0 | 0 | 0 | 0 | 0 | 0 | 0 | 0 | 0 | 0 | 0 | 0 | 0 | 0 | 0 | 0
0 | 0 | 0 | 0 | 0 | 0 | 0 | 0 | 0 | 0 | 0 | 0 | 0 | 0 | 0 | 0 | 0 | 0 | 0 | 0
0 | 0 | 0 | 0 | 0 | 0 | 0 | 0 | 0 | 0 | 0 | 0 | 0 | 0 | 0 | 0 | 0 | 0 | 0 | 0
0 | 0 | 0 | 0 | 0 | 0 | 0 | 0 | 0 | 0 | 0 | 0 | 0 | 0 | 0 | 0 | 0 | 0 | 0 | 0
0 | 0 | 0 | 0 | 0 | 0 | 0 | 0 | 0 | 0 | 0 | 0 | 0 | 0 | 0 | 0 | 0 | 0 | 0 | 0
0 | 0 | 0 | 0 | 0 | 0 | 0 | 0 | 0 | 0 | 0 | 0 | 0 | 0 | 0 | 0 | 0 | 0 | 0 | 0
0 | 0 | 0 | 0 | 0 | 0 | 0 | 0 | 0 | 0 | 0 | 0 | 0 | 0 | 0 | 0 | 0 | 0 | 0 | 0
0 | 0 | 0 | 0 | 0 | 0 | 0 | 0 | 0 | 0 | 0 | 0 | 0 | 0 | 0 | 0 | 0 | 0 | 0 | 0
0 | 0 | 0 | 0 | 0 | 0 | 0 | 0 | 0 | 0 | 0 | 0 | 0 | 0 | 0 | 0 | 0 | 0 | 0 | 0
0 | 0 | 0 | 0 | 0 | 0 | 0 | 0 | 0 | 0 | 0 | 0 | 0 | 0 | 0 | 0 | 0 | 0 | 0 | 0
0 | 0 | 0 | 0 | 0 | 0 | 0 | 0 | 0 | 0 | 0 | 0 | 0 | 0 | 0 | 0 | 0 | 0 | 0 | 0
0 | 0 | 0 | 0 | 0 | 0 | 0 | 0 | 0 | 0 | 0 | 0 | 0 | 0 | 0 | 0 | 0 | 0 | 0 | 0
0 | 0 | 0 | 0 | 0 | 0 | 0 | 0 | 0 | 0 | 0 | 0 | 0 | 0 | 0 | 0 | 0 | 0 | 0 | 0
0 | 0 | 0 | 0 | 0 | 0 | 0 | 0 | 0 | 0 | 0 | 0 | 0 | 0 | 0 | 0 | 0 | 0 | 0 | 0
0 | 0 | 0 | 0 | 0 | 0 | 0 | 0 | 0 | 0 | 0 | 0 | 0 | 0 | 0 | 0 | 0 | 0 | 0 | 0
0 | 0 | 0 | 0 | 0 | 0 | 0 | 0 | 0 | 0 | 0 | 0 | 0 | 0 | 0 | 0 | 0 | 0 | 0 | 0
0 | 0 | 0 | 0 | 0 | 0 | 0 | 0 | 0 | 0 | 0 | 0 | 0 | 0 | 0 | 0 | 0 | 0 | 0 | 0
0 | 0 | 0 | 0 | 0 | 0 | 0 | 0 | 0 | 0 | 0 | 0 | 0 | 0 | 0 | 0 | 0 | 0 | 0 | 0
0 | 0 | 0 | 0 | 0 | 0 | 0 | 0 | 0 | 0 | 0 | 0 | 0 | 0 | 0 | 0 | 0 | 0 | 0 | 0
0 | 0 | 0 | 0 | 0 | 0 | 0 | 0 | 0 | 0 | 0 | 0 | 0 | 0 | 0 | 0 | 0 | 0 | 0 | 0
0 | 0 | 0 | 0 | 0 | 0 | 0 | 0 | 0 | 0 | 0 | 0 | 0 | 0 | 0 | 0 | 0 | 0 | 0 | 0
0 | 0 | 0 | 0 | 0 | 0 | 0 | 0 | 0 | 0 | 0 | 0 | 0 | 0 | 0 | 0 | 0 | 0 | 0 | 0
0 | 0 | 0 | 0 | 0 | 0 | 0 | 0 | 0 | 0 | 0 | 0 | 0 | 0 | 0 | 0 | 0 | 0 | 0 | 0
0 | 0 | 0 | 0 | 0 | 0 | 0 | 0 | 0 | 0 | 0 | 0 | 0 | 0 | 0 | 0 | 0 | 0 | 0 | 0
0 | 0 | 0 | 0 | 0 | 0 | 0 | 0 | 0 | 0 | 0 | 0 | 0 | 0 | 0 | 0 | 0 | 0 | 0 | 0
0 | 0 | 0 | 0 | 0 | 0 | 0 | 0 | 0 | 0 | 0 | 0 | 0 | 0 | 0 | 0 | 0 | 0 | 0 | 0
0 | 0 | 0 | 0 | 0 | 0 | 0 | 0 | 0 | 0 | 0 | 0 | 0 | 0 | 0 | 0 | 0 | 0 | 0 | 0
0 | 0 | 0 | 0 | 0 | 0 | 0 | 0 | 0 | 0 | 0 | 0 | 0 | 0 | 0 | 0 | 0 | 0 | 0 | 0
0 | 0 | 0 | 0 | 0 | 0 | 0 | 0 | 0 | 0 | 0 | 0 | 0 | 0 | 0 | 0 | 0 | 0 | 0 | 0
0 | 0 | 0 | 0 | 0 | 0 | 0 | 0 | 0 | 0 | 0 | 0 | 0 | 0 | 0 | 0 | 0 | 0 | 0 | 0
0 | 0 | 0 | 0 | 0 | 0 | 0 | 0 | 0 | 0 | 0 | 0 | 0 | 0 | 0 | 0 | 0 | 0 | 0 | 0
0 | 0 | 0 | 0 | 0 | 0 | 0 | 0 | 0 | 0 | 0 | 0 | 0 | 0 | 0 | 0 | 0 | 0 | 0 | 0
0 | 0 | 0 | 0 | 0 | 0 | 0 | 0 | 0 | 0 | 0 | 0 | 0 | 0 | 0 | 0 | 0 | 0 | 0 | 0
0 | 0 | 0 | 0 | 0 | 0 | 0 | 0 | 0 | 0 | 0 | 0 | 0 | 0 | 0 | 0 | 0 | 0 | 0 | 0
0 | 0 | 0 | 0 | 0 | 0 | 0 | 0 | 0 | 0 | 0 | 0 | 0 | 0 | 0 | 0 | 0 | 0 | 0 | 0
0 | 0 | 0 | 0 | 0 | 0 | 0 | 0 | 0 | 0 | 0 | 0 | 0 | 0 | 0 | 0 | 0 | 0 | 0 | 0
0 | 0 | 0 | 0 | 0 | 0 | 0 | 0 | 0 | 0 | 0 | 0 | 0 | 0 | 0 | 0 | 0 | 0 | 0 | 0
0 | 0 | 0 | 0 | 0 | 0 | 0 | 0 | 0 | 0 | 0 | 0 | 0 | 0 | 0 | 0 | 0 | 0 | 0 | 0
0 | 0 | 0 | 0 | 0 | 0 | 0 | 0 | 0 | 0 | 0 | 0 | 0 | 0 | 0 | 0 | 0 | 0 | 0 | 0
0 | 0 | 0 | 0 | 0 | 0 | 0 | 0 | 0 | 0 | 0 | 0 | 0 | 0 | 0 | 0 | 0 | 0 | 0 | 0
0 | 0 | 0 | 0 | 0 | 0 | 0 | 0 | 0 | 0 | 0 | 0 | 0 | 0 | 0 | 0 | 0 | 0 | 0 | 0
0 | 0 | 0 | 0 | 0 | 0 | 0 | 0 | 0 | 0 | 0 | 0 | 0 | 0 | 0 | 0 | 0 | 0 | 0 | 0
0 | 0 | 0 | 0 | 0 | 0 | 0 | 0 | 0 | 0 | 0 | 0 | 0 | 0 | 0 | 0 | 0 | 0 | 0 | 0
0 | 0 | 0 | 0 | 0 | 0 | 0 | 0 | 0 | 0 | 0 | 0 | 0 | 0 | 0 | 0 | 0 | 0 | 0 | 0
0 | 0 | 0 | 0 | 0 | 0 | 0 | 0 | 0 | 0 | 0 | 0 | 0 | 0 | 0 | 0 | 0 | 0 | 0 | 0
0 | 0 | 0 | 0 | 0 | 0 | 0 | 0 | 0 | 0 | 0 | 0 | 0 | 0 | 0 | 0 | 0 | 0 | 0 | 0
0 | 0 | 0 | 0 | 0 | 0 | 0 | 0 | 0 | 0 | 0 | 0 | 0 | 0 | 0 | 0 | 0 | 0 | 0 | 0
0 | 0 | 0 | 0 | 0 | 0 | 0 | 0 | 0 | 0 | 0 | 0 | 0 | 0 | 0 | 0 | 0 | 0 | 0 | 0
0 | 0 | 0 | 0 | 0 | 0 | 0 | 0 | 0 | 0 | 0 | 0 | 0 | 0 | 0 | 0 | 0 | 0 | 0 | 0
0 | 0 | 0 | 0 | 0 | 0 | 0 | 0 | 0 | 0 | 0 | 0 | 0 | 0 | 0 | 0 | 0 | 0 | 0 | 0
0 | 0 | 0 | 0 | 0 | 0 | 0 | 0 | 0 | 0 | 0 | 0 | 0 | 0 | 0 | 0 | 0 | 0 | 0 | 0
0 | 0 | 0 | 0 | 0 | 0 | 0 | 0 | 0 | 0 | 0 | 0 | 0 | 0 | 0 | 0 | 0 | 0 | 0 | 0
0 | 0 | 0 | 0 | 0 | 0 | 0 | 0 | 0 | 0 | 0 | 0 | 0 | 0 | 0 | 0 | 0 | 0 | 0 | 0
0 | 0 | 0 | 0 | 0 | 0 | 0 | 0 | 0 | 0 | 0 | 0 | 0 | 0 | 0 | 0 | 0 | 0 | 0 | 0
0 | 0 | 0 | 0 | 0 | 0 | 0 | 0 | 0 | 0 | 0 | 0 | 0 | 0 | 0 | 0 | 0 | 0 | 0 | 0
0 | 0 | 0 | 0 | 0 | 0 | 0 | 0 | 0 | 0 | 0 | 0 | 0 | 0 | 0 | 0 | 0 | 0 | 0 | 0
0 | 0 | 0 | 0 | 0 | 0 | 0 | 0 | 0 | 0 | 0 | 0 | 0 | 0 | 0 | 0 | 0 | 0 | 0 | 0
0 | 0 | 0 | 0 | 0 | 0 | 0 | 0 | 0 | 0 | 0 | 0 | 0 | 0 | 0 | 0 | 0 | 0 | 0 | 0
0 | 0 | 0 | 0 | 0 | 0 | 0 | 0 | 0 | 0 | 0 | 0 | 0 | 0 | 0 | 0 | 0 | 0 | 0 | 0
0 | 0 | 0 | 0 | 0 | 0 | 0 | 0 | 0 | 0 | 0 | 0 | 0 | 0 | 0 | 0 | 0 | 0 | 0 | 0
0 | 0 | 0 | 0 | 0 | 0 | 0 | 0 | 0 | 0 | 0 | 0 | 0 | 0 | 0 | 0 | 0 | 0 | 0 | 0
0 | 0 | 0 | 0 | 0 | 0 | 0 | 0 | 0 | 0 | 0 | 0 | 0 | 0 | 0 | 0 | 0 | 0 | 0 | 0
0 | 0 | 0 | 0 | 0 | 0 | 0 | 0 | 0 | 0 | 0 | 0 | 0 | 0 | 0 | 0 | 0 | 0 | 0 | 0
0 | 0 | 0 | 0 | 0 | 0 | 0 | 0 | 0 | 0 | 0 | 0 | 0 | 0 | 0 | 0 | 0 | 0 | 0 | 0
0 | 0 | 0 | 0 | 0 | 0 | 0 | 0 | 0 | 0 | 0 | 0 | 0 | 0 | 0 | 0 | 0 | 0 | 0 | 0
0 | 0 | 0 | 0 | 0 | 0 | 0 | 0 | 0 | 0 | 0 | 0 | 0 | 0 | 0 | 0 | 0 | 0 | 0 | 0
0 | 0 | 0 | 0 | 0 | 0 | 0 | 0 | 0 | 0 | 0 | 0 | 0 | 0 | 0 | 0 | 0 | 0 | 0 | 0
0 | 0 | 0 | 0 | 0 | 0 | 0 | 0 | 0 | 0 | 0 | 0 | 0 | 0 | 0 | 0 | 0 | 0 | 0 | 0
0 | 0 | 0 | 0 | 0 | 0 | 0 | 0 | 0 | 0 | 0 | 0 | 0 | 0 | 0 | 0 | 0 | 0 | 0 | 0
0 | 0 | 0 | 0 | 0 | 0 | 0 | 0 | 0 | 0 | 0 | 0 | 0 | 0 | 0 | 0 | 0 | 0 | 0 | 0
0 | 0 | 0 | 0 | 0 | 0 | 0 | 0 | 0 | 0 | 0 | 0 | 0 | 0 | 0 | 0 | 0 | 0 | 0 | 0
0 | 0 | 0 | 0 | 0 | 0 | 0 | 0 | 0 | 0 | 0 | 0 | 0 | 0 | 0 | 0 | 0 | 0 | 0 | 0
0 | 0 | 0 | 0 | 0 | 0 | 0 | 0 | 0 | 0 | 0 | 0 | 0 | 0 | 0 | 0 | 0 | 0 | 0 | 0
0 | 0 | 0 | 0 | 0 | 0 | 0 | 0 | 0 | 0 | 0 | 0 | 0 | 0 | 0 | 0 | 0 | 0 | 0 | 0
0 | 0 | 0 | 0 | 0 | 0 | 0 | 0 | 0 | 0 | 0 | 0 | 0 | 0 | 0 | 0 | 0 | 0 | 0 | 0
0 | 0 | 0 | 0 | 0 | 0 | 0 | 0 | 0 | 0 | 0 | 0 | 0 | 0 | 0 | 0 | 0 | 0 | 0 | 0
0 | 0 | 0 | 0 | 0 | 0 | 0 | 0 | 0 | 0 | 0 | 0 | 0 | 0 | 0 | 0 | 0 | 0 | 0 | 0
0 | 0 | 0 | 0 | 0 | 0 | 0 | 0 | 0 | 0 | 0 | 0 | 0 | 0 | 0 | 0 | 0 | 0 | 0 | 0
0 | 0 | 0 | 0 | 0 | 0 | 0 | 0 | 0 | 0 | 0 | 0 | 0 | 0 | 0 | 0 | 0 | 0 | 0 | 0
0 | 0 | 0 | 0 | 0 | 0 | 0 | 0 | 0 | 0 | 0 | 0 | 0 | 0 | 0 | 0 | 0 | 0 | 0 | 0
0 | 0 | 0 | 0 | 0 | 0 | 0 | 0 | 0 | 0 | 0 | 0 | 0 | 0 | 0 | 0 | 0 | 0 | 0 | 0
0 | 0 | 0 | 0 | 0 | 0 | 0 | 0 | 0 | 0 | 0 | 0 | 0 | 0 | 0 | 0 | 0 | 0 | 0 | 0
0 | 0 | 0 | 0 | 0 | 0 | 0 | 0 | 0 | 0 | 0 | 0 | 0 | 0 | 0 | 0 | 0 | 0 | 0 | 0
0 | 0 | 0 | 0 | 0 | 0 | 0 | 0 | 0 | 0 | 0 | 0 | 0 | 0 | 0 | 0 | 0 | 0 | 0 | 0
0 | 0 | 0 | 0 | 0 | 0 | 0 | 0 | 0 | 0 | 0 | 0 | 0 | 0 | 0 | 0 | 0 | 0 | 0 | 0
0 | 0 | 0 | 0 | 0 | 0 | 0 | 0 | 0 | 0 | 0 | 0 | 0 | 0 | 0 | 0 | 0 | 0 | 0 | 0
0 | 0 | 0 | 0 | 0 | 0 | 0 | 0 | 0 | 0 | 0 | 0 | 0 | 0 | 0 | 0 | 0 | 0 | 0 | 0
0 | 0 | 0 | 0 | 0 | 0 | 0 | 0 | 0 | 0 | 0 | 0 | 0 | 0 | 0 | 0 | 0 | 0 | 0 | 0
0 | 0 | 0 | 0 | 0 | 0 | 0 | 0 | 0 | 0 | 0 | 0 | 0 | 0 | 0 | 0 | 0 | 0 | 0 | 0
0 | 0 | 0 | 0 | 0 | 0 | 0 | 0 | 0 | 0 | 0 | 0 | 0 | 0 | 0 | 0 | 0 | 0 | 0 | 0
0 | 0 | 0 | 0 | 0 | 0 | 0 | 0 | 0 | 0 | 0 | 0 | 0 | 0 | 0 | 0 | 0 | 0 | 0 | 0
0 | 0 | 0 | 0 | 0 | 0 | 0 | 0 | 0 | 0 | 0 | 0 | 0 | 0 | 0 | 0 | 0 | 0 | 0 | 0
0 | 0 | 0 | 0 | 0 | 0 | 0 | 0 | 0 | 0 | 0 | 0 | 0 | 0 | 0 | 0 | 0 | 0 | 0 | 0
0 | 0 | 0 | 0 | 0 | 0 | 0 | 0 | 0 | 0 | 0 | 0 | 0 | 0 | 0 | 0 | 0 | 0 | 0 | 0
0 | 0 | 0 | 0 | 0 | 0 | 0 | 0 | 0 | 0 | 0 | 0 | 0 | 0 | 0 | 0 | 0 | 0 | 0 | 0
0 | 0 | 0 | 0 | 0 | 0 | 0 | 0 | 0 | 0 | 0 | 0 | 0 | 0 | 0 | 0 | 0 | 0 | 0 | 0
0 | 0 | 0 | 0 | 0 | 0 | 0 | 0 | 0 | 0 | 0 | 0 | 0 | 0 | 0 | 0 | 0 | 0 | 0 | 0
0 | 0 | 0 | 0 | 0 | 0 | 0 | 0 | 0 | 0 | 0 | 0 | 0 | 0 | 0 | 0 | 0 | 0 | 0 | 0
0 | 0 | 0 | 0 | 0 | 0 | 0 | 0 | 0 | 0 | 0 | 0 | 0 | 0 | 0 | 0 | 0 | 0 | 0 | 0
0 | 0 | 0 | 0 | 0 | 0 | 0 | 0 | 0 | 0 | 0 | 0 | 0 | 0 | 0 | 0 | 0 | 0 | 0 | 0
0 | 0 | 0 | 0 | 0 | 0 | 0 | 0 | 0 | 0 | 0 | 0 | 0 | 0 | 0 | 0 | 0 | 0 | 0 | 0
0 | 0 | 0 | 0 | 0 | 0 | 0 | 0 | 0 | 0 | 0 | 0 | 0 | 0 | 0 | 0 | 0 | 0 | 0 | 0
0 | 0 | 0 | 0 | 0 | 0 | 0 | 0 | 0 | 0 | 0 | 0 | 0 | 0 | 0 | 0 | 0 | 0 | 0 | 0
0 | 0 | 0 | 0 | 0 | 0 | 0 | 0 | 0 | 0 | 0 | 0 | 0 | 0 | 0 | 0 | 0 | 0 | 0 | 0
0 | 0 | 0 | 0 | 0 | 0 | 0 | 0 | 0 | 0 | 0 | 0 | 0 | 0 | 0 | 0 | 0 | 0 | 0 | 0
0 | 0 | 0 | 0 | 0 | 0 | 0 | 0 | 0 | 0 | 0 | 0 | 0 | 0 | 0 | 0 | 0 | 0 | 0 | 0
0 | 0 | 0 | 0 | 0 | 0 | 0 | 0 | 0 | 0 | 0 | 0 | 0 | 0 | 0 | 0 | 0 | 0 | 0 | 0
0 | 0 | 0 | 0 | 0 | 0 | 0 | 0 | 0 | 0 | 0 | 0 | 0 | 0 | 0 | 0 | 0 | 0 | 0 | 0
0 | 0 | 0 | 0 | 0 | 0 | 0 | 0 | 0 | 0 | 0 | 0 | 0 | 0 | 0 | 0 | 0 | 0 | 0 | 0
0 | 0 | 0 | 0 | 0 | 0 | 0 | 0 | 0 | 0 | 0 | 0 | 0 | 0 | 0 | 0 | 0 | 0 | 0 | 0
0 | 0 | 0 | 0 | 0 | 0 | 0 | 0 | 0 | 0 | 0 | 0 | 0 | 0 | 0 | 0 | 0 | 0 | 0 | 0
0 | 0 | 0 | 0 | 0 | 0 | 0 | 0 | 0 | 0 | 0 | 0 | 0 | 0 | 0 | 0 | 0 | 0 | 0 | 0
0 | 0 | 0 | 0 | 0 | 0 | 0 | 0 | 0 | 0 | 0 | 0 | 0 | 0 | 0 | 0 | 0 | 0 | 0 | 0
0 | 0 | 0 | 0 | 0 | 0 | 0 | 0 | 0 | 0 | 0 | 0 | 0 | 0 | 0 | 0 | 0 | 0 | 0 | 0
0 | 0 | 0 | 0 | 0 | 0 | 0 | 0 | 0 | 0 | 0 | 0 | 0 | 0 | 0 | 0 | 0 | 0 | 0 | 0
0 | 0 | 0 | 0 | 0 | 0 | 0 | 0 | 0 | 0 | 0 | 0 | 0 | 0 | 0 | 0 | 0 | 0 | 0 | 0
0 | 0 | 0 | 0 | 0 | 0 | 0 | 0 | 0 | 0 | 0 | 0 | 0 | 0 | 0 | 0 | 0 | 0 | 0 | 0
0 | 0 | 0 | 0 | 0 | 0 | 0 | 0 | 0 | 0 | 0 | 0 | 0 | 0 | 0 | 0 | 0 | 0 | 0 | 0
0 | 0 | 0 | 0 | 0 | 0 | 0 | 0 | 0 | 0 | 0 | 0 | 0 | 0 | 0 | 0 | 0 | 0 | 0 | 0
0 | 0 | 0 | 0 | 0 | 0 | 0 | 0 | 0 | 0 | 0 | 0 | 0 | 0 | 0 | 0 | 0 | 0 | 0 | 0
0 | 0 | 0 | 0 | 0 | 0 | 0 | 0 | 0 | 0 | 0 | 0 | 0 | 0 | 0 | 0 | 0 | 0 | 0 | 0
0 | 0 | 0 | 0 | 0 | 0 | 0 | 0 | 0 | 0 | 0 | 0 | 0 | 0 | 0 | 0 | 0 | 0 | 0 | 0
0 | 0 | 0 | 0 | 0 | 0 | 0 | 0 | 0 | 0 | 0 | 0 | 0 | 0 | 0 | 0 | 0 | 0 | 0 | 0
0 | 0 | 0 | 0 | 0 | 0 | 0 | 0 | 0 | 0 | 0 | 0 | 0 | 0 | 0 | 0 | 0 | 0 | 0 | 0
0 | 0 | 0 | 0 | 0 | 0 | 0 | 0 | 0 | 0 | 0 | 0 | 0 | 0 | 0 | 0 | 0 | 0 | 0 | 0
0 | 0 | 0 | 0 | 0 | 0 | 0 | 0 | 0 | 0 | 0 | 0 | 0 | 0 | 0 | 0 | 0 | 0 | 0 | 0
0 | 0 | 0 | 0 | 0 | 0 | 0 | 0 | 0 | 0 | 0 | 0 | 0 | 0 | 0 | 0 | 0 | 0 | 0 | 0
0 | 0 | 0 | 0 | 0 | 0 | 0 | 0 | 0 | 0 | 0 | 0 | 0 | 0 | 0 | 0 | 0 | 0 | 0 | 0
0 | 0 | 0 | 0 | 0 | 0 | 0 | 0 | 0 | 0 | 0 | 0 | 0 | 0 | 0 | 0 | 0 | 0 | 0 | 0
0 | 0 | 0 | 0 | 0 | 0 | 0 | 0 | 0 | 0 | 0 | 0 | 0 | 0 | 0 | 0 | 0 | 0 | 0 | 0
0 | 0 | 0 | 0 | 0 | 0 | 0 | 0 | 0 | 0 | 0 | 0 | 0 | 0 | 0 | 0 | 0 | 0 | 0 | 0
0 | 0 | 0 | 0 | 0 | 0 | 0 | 0 | 0 | 0 | 0 | 0 | 0 | 0 | 0 | 0 | 0 | 0 | 0 | 0
0 | 0 | 0 | 0 | 0 | 0 | 0 | 0 | 0 | 0 | 0 | 0 | 0 | 0 | 0 | 0 | 0 | 0 | 0 | 0
0 | 0 | 0 | 0 | 0 | 0 | 0 | 0 | 0 | 0 | 0 | 0 | 0 | 0 | 0 | 0 | 0 | 0 | 0 | 0
0 | 0 | 0 | 0 | 0 | 0 | 0 | 0 | 0 | 0 | 0 | 0 | 0 | 0 | 0 | 0 | 0 | 0 | 0 | 0
0 | 0 | 0 | 0 | 0 | 0 | 0 | 0 | 0 | 0 | 0 | 0 | 0 | 0 | 0 | 0 | 0 | 0 | 0 | 0
0 | 0 | 0 | 0 | 0 | 0 | 0 | 0 | 0 | 0 | 0 | 0 | 0 | 0 | 0 | 0 | 0 | 0 | 0 | 0
0 | 0 | 0 | 0 | 0 | 0 | 0 | 0 | 0 | 0 | 0 | 0 | 0 | 0 | 0 | 0 | 0 | 0 | 0 | 0
0 | 0 | 0 | 0 | 0 | 0 | 0 | 0 | 0 | 0 | 0 | 0 | 0 | 0 | 0 | 0 | 0 | 0 | 0 | 0
0 | 0 | 0 | 0 | 0 | 0 | 0 | 0 | 0 | 0 | 0 | 0 | 0 | 0 | 0 | 0 | 0 | 0 | 0 | 0
0 | 0 | 0 | 0 | 0 | 0 | 0 | 0 | 0 | 0 | 0 | 0 | 0 | 0 | 0 | 0 | 0 | 0 | 0 | 0
0 | 0 | 0 | 0 | 0 | 0 | 0 | 0 | 0 | 0 | 0 | 0 | 0 | 0 | 0 | 0 | 0 | 0 | 0 | 0
0 | 0 | 0 | 0 | 0 | 0 | 0 | 0 | 0 | 0 | 0 | 0 | 0 | 0 | 0 | 0 | 0 | 0 | 0 | 0
0 | 0 | 0 | 0 | 0 | 0 | 0 | 0 | 0 | 0 | 0 | 0 | 0 | 0 | 0 | 0 | 0 | 0 | 0 | 0
0 | 0 | 0 | 0 | 0 | 0 | 0 | 0 | 0 | 0 | 0 | 0 | 0 | 0 | 0 | 0 | 0 | 0 | 0 | 0
0 | 0 | 0 | 0 | 0 | 0 | 0 | 0 | 0 | 0 | 0 | 0 | 0 | 0 | 0 | 0 | 0 | 0 | 0 | 0
0 | 0 | 0 | 0 | 0 | 0 | 0 | 0 | 0 | 0 | 0 | 0 | 0 | 0 | 0 | 0 | 0 | 0 | 0 | 0
0 | 0 | 0 | 0 | 0 | 0 | 0 | 0 | 0 | 0 | 0 | 0 | 0 | 0 | 0 | 0 | 0 | 0 | 0 | 0
0 | 0 | 0 | 0 | 0 | 0 | 0 | 0 | 0 | 0 | 0 | 0 | 0 | 0 | 0 | 0 | 0 | 0 | 0 | 0
0 | 0 | 0 | 0 | 0 | 0 | 0 | 0 | 0 | 0 | 0 | 0 | 0 | 0 | 0 | 0 | 0 | 0 | 0 | 0
0 | 0 | 0 | 0 | 0 | 0 | 0 | 0 | 0 | 0 | 0 | 0 | 0 | 0 | 0 | 0 | 0 | 0 | 0 | 0
0 | 0 | 0 | 0 | 0 | 0 | 0 | 0 | 0 | 0 | 0 | 0 | 0 | 0 | 0 | 0 | 0 | 0 | 0 | 0
0 | 0 | 0 | 0 | 0 | 0 | 0 | 0 | 0 | 0 | 0 | 0 | 0 | 0 | 0 | 0 | 0 | 0 | 0 | 0
0 | 0 | 0 | 0 | 0 | 0 | 0 | 0 | 0 | 0 | 0 | 0 | 0 | 0 | 0 | 0 | 0 | 0 | 0 | 0
0 | 0 | 0 | 0 | 0 | 0 | 0 | 0 | 0 | 0 | 0 | 0 | 0 | 0 | 0 | 0 | 0 | 0 | 0 | 0
0 | 0 | 0 | 0 | 0 | 0 | 0 | 0 | 0 | 0 | 0 | 0 | 0 | 0 | 0 | 0 | 0 | 0 | 0 | 0
0 | 0 | 0 | 0 | 0 | 0 | 0 | 0 | 0 | 0 | 0 | 0 | 0 | 0 | 0 | 0 | 0 | 0 | 0 | 0
0 | 0 | 0 | 0 | 0 | 0 | 0 | 0 | 0 | 0 | 0 | 0 | 0 | 0 | 0 | 0 | 0 | 0 | 0 | 0
0 | 0 | 0 | 0 | 0 | 0 | 0 | 0 | 0 | 0 | 0 | 0 | 0 | 0 | 0 | 0 | 0 | 0 | 0 | 0
0 | 0 | 0 | 0 | 0 | 0 | 0 | 0 | 0 | 0 | 0 | 0 | 0 | 0 | 0 | 0 | 0 | 0 | 0 | 0
0 | 0 | 0 | 0 | 0 | 0 | 0 | 0 | 0 | 0 | 0 | 0 | 0 | 0 | 0 | 0 | 0 | 0 | 0 | 0
0 | 0 | 0 | 0 | 0 | 0 | 0 | 0 | 0 | 0 | 0 | 0 | 0 | 0 | 0 | 0 | 0 | 0 | 0 | 0
0 | 0 | 0 | 0 | 0 | 0 | 0 | 0 | 0 | 0 | 0 | 0 | 0 | 0 | 0 | 0 | 0 | 0 | 0 | 0
0 | 0 | 0 | 0 | 0 | 0 | 0 | 0 | 0 | 0 | 0 | 0 | 0 | 0 | 0 | 0 | 0 | 0 | 0 | 0
0 | 0 | 0 | 0 | 0 | 0 | 0 | 0 | 0 | 0 | 0 | 0 | 0 | 0 | 0 | 0 | 0 | 0 | 0 | 0
0 | 0 | 0 | 0 | 0 | 0 | 0 | 0 | 0 | 0 | 0 | 0 | 0 | 0 | 0 | 0 | 0 | 0 | 0 | 0
0 | 0 | 0 | 0 | 0 | 0 | 0 | 0 | 0 | 0 | 0 | 0 | 0 | 0 | 0 | 0 | 0 | 0 | 0 | 0
0 | 0 | 0 | 0 | 0 | 0 | 0 | 0 | 0 | 0 | 0 | 0 | 0 | 0 | 0 | 0 | 0 | 0 | 0 | 0
0 | 0 | 0 | 0 | 0 | 0 | 0 | 0 | 0 | 0 | 0 | 0 | 0 | 0 | 0 | 0 | 0 | 0 | 0 | 0
0 | 0 | 0 | 0 | 0 | 0 | 0 | 0 | 0 | 0 | 0 | 0 | 0 | 0 | 0 | 0 | 0 | 0 | 0 | 0
0 | 0 | 0 | 0 | 0 | 0 | 0 | 0 | 0 | 0 | 0 | 0 | 0 | 0 | 0 | 0 | 0 | 0 | 0 | 0
0 | 0 | 0 | 0 | 0 | 0 | 0 | 0 | 0 | 0 | 0 | 0 | 0 | 0 | 0 | 0 | 0 | 0 | 0 | 0
0 | 0 | 0 | 0 | 0 | 0 | 0 | 0 | 0 | 0 | 0 | 0 | 0 | 0 | 0 | 0 | 0 | 0 | 0 | 0
0 | 0 | 0 | 0 | 0 | 0 | 0 | 0 | 0 | 0 | 0 | 0 | 0 | 0 | 0 | 0 | 0 | 0 | 0 | 0
0 | 0 | 0 | 0 | 0 | 0 | 0 | 0 | 0 | 0 | 0 | 0 | 0 | 0 | 0 | 0 | 0 | 0 | 0 | 0
0 | 0 | 0 | 0 | 0 | 0 | 0 | 0 | 0 | 0 | 0 | 0 | 0 | 0 | 0 | 0 | 0 | 0 | 0 | 0
0 | 0 | 0 | 0 | 0 | 0 | 0 | 0 | 0 | 0 | 0 | 0 | 0 | 0 | 0 | 0 | 0 | 0 | 0 | 0
0 | 0 | 0 | 0 | 0 | 0 | 0 | 0 | 0 | 0 | 0 | 0 | 0 | 0 | 0 | 0 | 0 | 0 | 0 | 0
0 | 0 | 0 | 0 | 0 | 0 | 0 | 0 | 0 | 0 | 0 | 0 | 0 | 0 | 0 | 0 | 0 | 0 | 0 | 0
0 | 0 | 0 | 0 | 0 | 0 | 0 | 0 | 0 | 0 | 0 | 0 | 0 | 0 | 0 | 0 | 0 | 0 | 0 | 0
0 | 0 | 0 | 0 | 0 | 0 | 0 | 0 | 0 | 0 | 0 | 0 | 0 | 0 | 0 | 0 | 0 | 0 | 0 | 0
0 | 0 | 0 | 0 | 0 | 0 | 0 | 0 | 0 | 0 | 0 | 0 | 0 | 0 | 0 | 0 | 0 | 0 | 0 | 0
0 | 0 | 0 | 0 | 0 | 0 | 0 | 0 | 0 | 0 | 0 | 0 | 0 | 0 | 0 | 0 | 0 | 0 | 0 | 0
0 | 0 | 0 | 0 | 0 | 0 | 0 | 0 | 0 | 0 | 0 | 0 | 0 | 0 | 0 | 0 | 0 | 0 | 0 | 0
0 | 0 | 0 | 0 | 0 | 0 | 0 | 0 | 0 | 0 | 0 | 0 | 0 | 0 | 0 | 0 | 0 | 0 | 0 | 0

## Output
Program Summary |  | Nominal |  |  | Present Value |  |  |  | Avoided Cost Version
Proposer Name |  | 0 | [6 empty] | 2011-08-04
Program Name |  | SDGE3245_SW-Lighting-Primary Lighting | [6 empty] | 2012-02-17 | Run Time | 2014-12-09 16:07
Total Program Budget ($) |  | 3396913.6913 |  |  | 3259846.5764 |  |  |  | Base Year
2013
Net Participant Cost ($) |  |  |  |  | 5011233.6805 |  |  |  | SDG&E 2013 v1c4-Draft.xls
2015 | 0 | 0 | 0 | 0 | 0 | 0 |  | 0 |  |  | 2015 | 0 | 0 | 0 | 0 | 0
Program Impacts | [10 empty] | Program Impacts (Gross)
| Wtd Annual Net kWh | Lifecycle Net kWh | Wtd Annual Net Therms | Lifecycle Net Therms | Wtd Net Jul-Sept Pk** (kW) | Wtd Net Dec-Feb Pk** (kW) |  | Wtd User Entered kW |  |  |  | Wtd Annual Gross kWh | Lifecycle Gross kWh | Wtd Annual Gross Therms | Lifecycle Gross Therms | Wtd User Entered kW
2013 | 26568630.6586 | 240597111.7306 | -395598.7066 | -3901747.8225 | 3613.1407 | 4694.857 |  | 3227.3657 |  |  | 2013 | 43096629.5911 | 377872231.9889 | -643330.347 | -6180916.4341 | 5221.6966
2014 | 0 | 0 | 0 | 0 | 0 | 0 |  | 0 |  |  | 2014 | 0 | 0 | 0 | 0 | 0
2013-2014 | 26568630.6586 | 240597111.7306 | -395598.7066 | -3901747.8225 | 3613.1407 | 4694.857 |  | 3227.3657 |  |  | 2013-2014 | 43096629.5911 | 377872231.9889 | -643330.347 | -6180916.4341 | 5221.6966
Cost Effectiveness (Lifecycle Present Value Dollars)
|  | Benefits |  |  | Benefit - Cost
| Cost | Electric | Gas | Incentives | NPV | B/C Ratio | Notes
Program TRC ($) | 8271080.2569 | 20947618.8205 | -3214190.4315 | NA | 9462348.1321 | 2.144 | *1
Program PAC ($) | 3259846.5764 | 20947618.8205 | -3214190.4315 | NA | 14473581.8126 | 5.44 | *1,2
Program RIM ($) | 29995439.9301 | 20947618.8205 | -3214190.4315 | NA | -12262011.5412 | 0.5912 | *1
*1 B/C Ratio is an approximation because any supply cost increases are treated as negative benefits rather than as a cost as in the Standard Practice Manual
*2 PAC benefits include environmental costs. This is to be consistent with the TRC benefits, but is not strictly consistent with the Standard Practice Manual.
Levelized Cost and Benefit (All Measures Installed through 2023)
| Discounted Savings |  |  |  | Benefit - Cost
| kWh | Therms | Cost | Benefits | NPV
TRC ($/kWh ) | 169479818.6084 |  | 0.048077 | 0.1236 | 0.075522
PAC ($/kWh) | 169479818.6084 |  | 0.017622 | 0.1236 | 0.10598
RIM ($/kWh) | 169479818.6084 |  | 0.20906 | 0.1236 | -0.085464
TRC ($/therm) |  | -2727647.0125 | 0 | 1.1784 | 1.1784
PAC ($/therm) |  | -2727647.0125 | 0 | 1.1784 | 1.1784
RIM ($/therm) |  | -2727647.0125 | 1.9932 | 1.1784 | -0.8148
Wtd Avg Emissions Reductions | [10 empty] | Wtd Avg Emissions Reductions (Gross)
| Electric Reductions |  |  | Gas Reductions | [7 empty] | Electric Reductions |  |  | Gas Reductions
Annual Reductions | CO2 (tons) | NOX (lbs) | PM-10 (lbs) | CO2 (tons) | NOX (lbs) | [5 empty] | Annual Reductions | CO2 (tons) | NOX (lbs) | PM-10 (lbs) | CO2 (tons) | NOX (lbs)
2013 | 13792.1034 | 3426.8691 | 1809.6945 | -2314.2524 | -3647.3363 | * annual reductions are the units |  |  |  |  | 2013 | 22368.491 | 5556.9784 | 2935.1274 | -3763.4825 | -5931.9073 | * annual reductions are the units
2014 | 0 | 0 | 0 | 0 | 0 | implemented in the year, times |  |  |  |  | 2014 | 0 | 0 | 0 | 0 | 0 | implemented in the year, times
2015 | 0 | 0 | 0 | 0 | 0 | the annual emission reduction |  |  |  |  | 2015 | 0 | 0 | 0 | 0 | 0 | the annual emission reduction
2016 | 0 | 0 | 0 | 0 | 0 | for the measure, weighted |  |  |  |  | 2016 | 0 | 0 | 0 | 0 | 0 | for the measure, weighted for
2017 | 0 | 0 | 0 | 0 | 0 | for dual baseline. |  |  |  |  | 2017 | 0 | 0 | 0 | 0 | 0 | split baseline performance
2018 | 0 | 0 | 0 | 0 | 0 | [5 empty] | 2018 | 0 | 0 | 0 | 0 | 0
2019 | 0 | 0 | 0 | 0 | 0 | [5 empty] | 2019 | 0 | 0 | 0 | 0 | 0
2020 | 0 | 0 | 0 | 0 | 0 | [5 empty] | 2020 | 0 | 0 | 0 | 0 | 0
2021 | 0 | 0 | 0 | 0 | 0 | [5 empty] | 2021 | 0 | 0 | 0 | 0 | 0
2022 | 0 | 0 | 0 | 0 | 0 | [5 empty] | 2022 | 0 | 0 | 0 | 0 | 0
2023 | 0 | 0 | 0 | 0 | 0 | [5 empty] | 2023 | 0 | 0 | 0 | 0 | 0
Total Annual | 13792.1034 | 3426.8691 | 1809.6945 | -2314.2524 | -3647.3363 | [5 empty] | Total Annual | 22368.491 | 5556.9784 | 2935.1274 | -3763.4825 | -5931.9073
Lifecycle Reductions | [10 empty] | Lifecycle Reductions
2013 | 125165.1826 | 31163.0366 | 16415.1886 | -22825.2248 | -35930.1275 | [5 empty] | 2013 | 196558.6831 | 48933.3306 | 25778.9381 | -36158.3611 | -56922.1388
2014 | 0 | 0 | 0 | 0 | 0 | [5 empty] | 2014 | 0 | 0 | 0 | 0 | 0
2015 | 0 | 0 | 0 | 0 | 0 | [5 empty] | 2015 | 0 | 0 | 0 | 0 | 0
2016 | 0 | 0 | 0 | 0 | 0 | [5 empty] | 2016 | 0 | 0 | 0 | 0 | 0
2017 | 0 | 0 | 0 | 0 | 0 | [5 empty] | 2017 | 0 | 0 | 0 | 0 | 0
2018 | 0 | 0 | 0 | 0 | 0 | [5 empty] | 2018 | 0 | 0 | 0 | 0 | 0
2019 | 0 | 0 | 0 | 0 | 0 | [5 empty] | 2019 | 0 | 0 | 0 | 0 | 0
2020 | 0 | 0 | 0 | 0 | 0 | [5 empty] | 2020 | 0 | 0 | 0 | 0 | 0
2021 | 0 | 0 | 0 | 0 | 0 | [5 empty] | 2021 | 0 | 0 | 0 | 0 | 0
2022 | 0 | 0 | 0 | 0 | 0 | [5 empty] | 2022 | 0 | 0 | 0 | 0 | 0
2023 | 0 | 0 | 0 | 0 | 0 | [5 empty] | 2023 | 0 | 0 | 0 | 0 | 0
Total Lifecycle | 125165.1826 | 31163.0366 | 16415.1886 | -22825.2248 | -35930.1275 | [5 empty] | Total Lifecycle | 196558.6831 | 48933.3306 | 25778.9381 | -36158.3611 | -56922.1388
Reductions based on total annual installations | [10 empty] | Wtd Avg Reductions based on total annual installations (Gross)
| Annual Wtd Avg Net kWh | Lifecycle Net kWh | Annual Wtd Avg Net Therms | Lifecycle Net Therms | Net July-Sept Wtd Avg Peak** (kW) | Net Wtd Avg Dec-Feb** (kW) |  | Wtd Avg User Entered kW | Net Annual NCP (kW) |  |  | Wtd Avg Annual Gross kWh | Wtd Avg Lifecycle Gross kWh | Wtd Avg Annual Gross Therms | Wtd Avg Lifecycle Gross Therms | Wtd Avg User Entered kW
2013 | 26568630.6586 | 240597111.7306 | -395598.7066 | -3901747.8225 | 3613.1407 | 4694.857 |  | 3227.3657 | 5322.5294 |  | 2013 | 43096629.5911 | 377872231.9889 | -643330.347 | -6180916.4341 | 5221.6966
2014 | 0 | 0 | 0 | 0 | 0 | 0 |  | 0 | 2088.1015 |  | 2014 | 0 | 0 | 0 | 0 | 0
2015 | 0 | 0 | 0 | 0 | 0 | 0 |  | 0 | 0 |  | 2015 | 0 | 0 | 0 | 0 | 0
2016 | 0 | 0 | 0 | 0 | 0 | 0 |  | 0 | -186.8372 |  | 2016 | 0 | 0 | 0 | 0 | 0
2017 | 0 | 0 | 0 | 0 | 0 | 0 |  | 0 | -748.9812 |  | 2017 | 0 | 0 | 0 | 0 | 0
2018 | 0 | 0 | 0 | 0 | 0 | 0 |  | 0 | -80.4249 |  | 2018 | 0 | 0 | 0 | 0 | 0
2019 | 0 | 0 | 0 | 0 | 0 | 0 |  | 0 | -13.992 |  | 2019 | 0 | 0 | 0 | 0 | 0
2020 | 0 | 0 | 0 | 0 | 0 | 0 |  | 0 | -37.8207 |  | 2020 | 0 | 0 | 0 | 0 | 0
2021 | 0 | 0 | 0 | 0 | 0 | 0 |  | 0 | 0 |  | 2021 | 0 | 0 | 0 | 0 | 0
2022 | 0 | 0 | 0 | 0 | 0 | 0 |  | 0 | -135.271 |  | 2022 | 0 | 0 | 0 | 0 | 0
2023 | 0 | 0 | 0 | 0 | 0 | 0 |  | 0 | -4150.4967 |  | 2023 | 0 | 0 | 0 | 0 | 0
Total | 26568630.6586 | 240597111.7306 | -395598.7066 | -3901747.8225 | 3613.1407 | 4694.857 |  | 3227.3657 | 2056.8073 |  | Total | 43096629.5911 | 377872231.9889 | -643330.347 | -6180916.4341 | 5221.6966
Wtd Average Net Impacts by Sector (All Measures Installed through 2023) | [10 empty] | Gross Savings for Goal Attainment - kWh
| Annual Wtd Avg Net kWh | Lifecycle Net kWh | Annual Wtd Avg Net Therms | Lifecycle Net Therms | Net July-Sept Wtd Avg Peak** (kW) | Net Wtd Avg Dec-Feb** (kW) |  | Wtd Avg User Entered kW | TRC Lifecycle Net Benefits* ($) |  |  | 1st Year Annual Savings | Decay of single or first baseline | 2nd Baseline Savings | 2nd Baseline Decay | Total Cumulative | Net Annual Savings
Total | 26568630.6586 | 240597111.7306 | -395598.7066 | -3901747.8225 | 3613.1407 | 4694.857 |  | 3227.3657 | 9462348.1321 |  |  | kWh | kWh | kWh | kWh | kWh | kWh
RES | 0 | 0 | 0 | 0 | 0 | 0 |  | 0 | 0 |  | 2013 | 43096629.5911 |  | 0 | 0 | 43096629.5911 | 43096629.5911
NON_RES | 0 | 0 | 0 | 0 | 0 | 0 |  | 0 | 0 |  | 2014 | 43096629.5911 | 0 | 0 | 0 | 43096629.5911 | 0
Residential | 22142429.4326 | 225220370.877 | -382551.7721 | -3845001.9788 | 2967.7424 | 4138.1477 |  | 2303.5887 | 8122946.1902 |  | 2015 | 43096629.5911 | 0 | 0 | 0 | 43096629.5911 | 0
Commercial | 4426201.226 | 15376740.8535 | -13046.9345 | -56745.8437 | 645.3983 | 556.7093 |  | 923.777 | 1339401.9419 |  | 2016 | 43096629.5911 | -2539660.8788 | 0 | 0 | 40556968.7123 | -2539660.8788
Industrial | 0 | 0 | 0 | 0 | 0 | 0 |  | 0 | 0 |  | 2017 | 43096629.5911 | -7279741.151 | 0 | 0 | 35816888.4401 | -4740080.2722
Agricultural | 0 | 0 | 0 | 0 | 0 | 0 |  | 0 | 0 |  | 2018 | 43096629.5911 | -7294666.3485 | 0 | 0 | 35801963.2426 | -14925.1975
Not Used | 0 | 0 | 0 | 0 | 0 | 0 |  | 0 | 0 |  | 2019 | 43096629.5911 | -7344978.1653 | 0 | 0 | 35751651.4258 | -50311.8168
0 | 0 | 0 | 0 | 0 | 0 | 0 |  | 0 | 0 |  | 2020 | 43096629.5911 | -7466543.8761 | 0 | 0 | 35630085.715 | -121565.7108
0 | 0 | 0 | 0 | 0 | 0 | 0 |  | 0 | 0 |  | 2021 | 43096629.5911 | -7483132.5976 | 0 | 0 | 35613496.9934 | -16588.7215
0 | 0 | 0 | 0 | 0 | 0 | 0 |  | 0 | 0 |  | 2022 | 43096629.5911 | -18924718.9892 | 0 | 0 | 24171910.6018 | -11441586.3916
0 | 0 | 0 | 0 | 0 | 0 | 0 |  | 0 | 0
0 | 0 | 0 | 0 | 0 | 0 | 0 |  | 0 | 0 |  | Gross Savings for Goal Attainment - kW
0 | 0 | 0 | 0 | 0 | 0 | 0 |  | 0 | 0 |  |  | 1st Year Annual | Decay or single or | 2nd Baseline | 2nd Baseline | Total | Net Annual
0 | 0 | 0 | 0 | 0 | 0 | 0 |  | 0 | 0 |  |  | Savings | first baseline | Savings | Decay | Cummulative | Savings
0 | 0 | 0 | 0 | 0 | 0 | 0 |  | 0 | 0 |  |  | kW | kW | kW | kW | kW | kW
0 | 0 | 0 | 0 | 0 | 0 | 0 |  | 0 | 0 |  | 2013 | 5221.6966 |  | 0 | 0 | 5221.6966 | 5221.6966
0 | 0 | 0 | 0 | 0 | 0 | 0 | 0 | 0 | 0 |  | 2014 | 5221.6966 | 0 | 0 | 0 | 5221.6966 | 0
0 | 0 | 0 | 0 | 0 | 0 | 0 | 0 | 0 | 0 |  | 2015 | 5221.6966 | 0 | 0 | 0 | 5221.6966 | 0
0 | 0 | 0 | 0 | 0 | 0 | 0 | 0 | 0 | 0 |  | 2016 | 5221.6966 | -538.431 | 0 | 0 | 4683.2656 | -538.431
0 | 0 | 0 | 0 | 0 | 0 | 0 | 0 | 0 | 0 |  | 2017 | 5221.6966 | -1543.1972 | 0 | 0 | 3678.4994 | -1004.7663
0 | 0 | 0 | 0 | 0 | 0 | 0 | 0 | 0 | 0 |  | 2018 | 5221.6966 | -1546.3536 | 0 | 0 | 3675.343 | -3.1564
0 | 0 | 0 | 0 | 0 | 0 | 0 | 0 | 0 | 0 |  | 2019 | 5221.6966 | -1557.1132 | 0 | 0 | 3664.5834 | -10.7596
0 | 0 | 0 | 0 | 0 | 0 | 0 | 0 | 0 | 0 |  | 2020 | 5221.6966 | -1583.1108 | 0 | 0 | 3638.5858 | -25.9976
Other and upspecified | 0 | 0 | 0 | 0 | 0 | 0 | 0 | 0 | 0 |  | 2021 | 5221.6966 | -1586.6583 | 0 | 0 | 3635.0382 | -3.5476
* Include program-level and admin costs allocated based to total gas and electric programs at the measure level. | [10 empty] | 2022 | 5221.6966 | -2716.5305 | 0 | 0 | 2505.1661 | -1129.8722
**These values are only approximations if there are dual baseline measures in the program
Net Impacts by CPUC End Use Categories (All Measures Installed through 2023) | [10 empty] | Gross Savings for Goal Attainment - Therms
| Annual Wtd Avg Net kWh | Lifecycle Net kWh | Annual Wtd Avg Net Therms | Lifecycle Net Therms | Net July-Sept Wtd Avg Peak** (kW) | Net Wtd Avg Dec-Feb** (kW) |  | Wtd Avg User Entered kW | TRC Lifecycle Net Benefits* ($) |  |  | 1st Year Annual Savings | Decay of single or first baseline | 2nd Baseline Savings | 2nd Baseline Decay | Total Cumulative | Net Annual Savings
Total | 26568630.6586 | 240597111.7306 | -395598.7066 | -3901747.8225 | 3613.1407 | 4694.857 |  | 3227.3657 | 9462348.1321 |  |  | Therms | Therms | Therms | Therms | Therms | Therms
Clothes Dryer | 0 | 0 | 0 | 0 | 0 | 0 |  | 0 | 0 |  | 2013 | -643330.347 |  | 0 | 0 | -643330.347 | -643330.347
Clothes Washer | 0 | 0 | 0 | 0 | 0 | 0 |  | 0 | 0 |  | 2014 | -643330.347 | 0 | 0 | 0 | -643330.347 | 0
Consumer Electronics | 0 | 0 | 0 | 0 | 0 | 0 |  | 0 | 0 |  | 2015 | -643330.347 | 0 | 0 | 0 | -643330.347 | 0
Cooking | 0 | 0 | 0 | 0 | 0 | 0 |  | 0 | 0 |  | 2016 | -643330.347 | 6349.0876 | 0 | 0 | -636981.2594 | 6349.0876
Dishwasher | 0 | 0 | 0 | 0 | 0 | 0 |  | 0 | 0 |  | 2017 | -643330.347 | 18198.2376 | 0 | 0 | -625132.1094 | 11849.15
Other Appliance | 0 | 0 | 0 | 0 | 0 | 0 |  | 0 | 0 |  | 2018 | -643330.347 | 18238.4426 | 0 | 0 | -625091.9045 | 40.205
Office Equipment | 0 | 0 | 0 | 0 | 0 | 0 |  | 0 | 0 |  | 2019 | -643330.347 | 18364.2223 | 0 | 0 | -624966.1248 | 125.7797
Building shell | 0 | 0 | 0 | 0 | 0 | 0 |  | 0 | 0 |  | 2020 | -643330.347 | 18668.1366 | 0 | 0 | -624662.2105 | 303.9143
Space Cooling | 0 | 0 | 0 | 0 | 0 | 0 |  | 0 | 0 |  | 2021 | -643330.347 | 18709.6084 | 0 | 0 | -624620.7387 | 41.4718
Space Heating | 0 | 0 | 0 | 0 | 0 | 0 |  | 0 | 0 |  | 2022 | -643330.347 | 221490.1947 | 0 | 0 | -421840.1524 | 202780.5863
Ventilation | 0 | 0 | 0 | 0 | 0 | 0 |  | 0 | 0
Interior Lighting | 26568630.6586 | 240597111.7306 | -395598.7066 | -3901747.8225 | 3613.1407 | 4694.857 |  | 3227.3657 | 9462348.1321
Exterior Lighting | 0 | 0 | 0 | 0 | 0 | 0 |  | 0 | 0
Daylighting | 0 | 0 | 0 | 0 | 0 | 0 |  | 0 | 0
Motors | 0 | 0 | 0 | 0 | 0 | 0 |  | 0 | 0
Process | 0 | 0 | 0 | 0 | 0 | 0 |  | 0 | 0
Compressed Air | 0 | 0 | 0 | 0 | 0 | 0 |  | 0 | 0
Food Processor | 0 | 0 | 0 | 0 | 0 | 0 |  | 0 | 0
Refrigeration | 0 | 0 | 0 | 0 | 0 | 0 |  | 0 | 0
Freezers | 0 | 0 | 0 | 0 | 0 | 0 |  | 0 | 0
Pumps | 0 | 0 | 0 | 0 | 0 | 0 |  | 0 | 0
Pool Pump | 0 | 0 | 0 | 0 | 0 | 0 |  | 0 | 0
Domestic Hot Water | 0 | 0 | 0 | 0 | 0 | 0 |  | 0 | 0
Water Heating | 0 | 0 | 0 | 0 | 0 | 0 |  | 0 | 0
Other or unspecified | 0 | 0 | 0 | 0 | 0 | 0 | 0 | 0 | 2.794e-08
* Include program-level and admin costs allocated based to total gas and electric programs at the measure level.
**These values are only approximations if there are dual baseline measures in the program
Net Impacts by Climate Zone (All Measures Installed through 2023)
| Annual Wtd Avg Net kWh | Lifecycle Net kWh | Annual Wtd Avg Net Therms | Lifecycle Net Therms | Net July-Sept Wtd Avg Peak** (kW) | Net Wtd Avg Dec-Feb** (kW) |  | Wtd Avg User Entered kW | TRC Lifecycle Net Benefits* ($)
Total | 26568630.6586 | 240597111.7306 | -395598.7066 | -3901747.8225 | 3613.1407 | 4694.857 |  | 3227.3657 | 9462348.1321
7 | 12383788.4042 | 123010174.4269 | -214538.4196 | -2126090.8681 | 1660.5635 | 2310.3923 |  | 1176.6711 | 4514273.6397
10 | 4401529.8591 | 45354429.858 | -85370.2143 | -878438.5373 | 590.232 | 821.0546 |  | 487.7609 | 1334103.0099
15 | 0 | 0 | 0 | 0 | 0 | 0 |  | 0 | 0
15 | 0 | 0 | 0 | 0 | 0 | 0 |  | 0 | 0
System | 9783312.3952 | 72232507.4456 | -95690.0727 | -897218.4171 | 1362.3453 | 1563.4101 |  | 1562.9337 | 3613971.4825
0 | 0 | 0 | 0 | 0 | 0 | 0 |  | 0 | 0
0 | 0 | 0 | 0 | 0 | 0 | 0 |  | 0 | 0
0 | 0 | 0 | 0 | 0 | 0 | 0 |  | 0 | 0
0 | 0 | 0 | 0 | 0 | 0 | 0 |  | 0 | 0
0 | 0 | 0 | 0 | 0 | 0 | 0 |  | 0 | 0
0 | 0 | 0 | 0 | 0 | 0 | 0 |  | 0 | 0
* Include program-level and admin costs allocated based to total gas and electric programs at the measure level.
Persistent reductions in the summer (3rd Qtr) or winter (4th Qtr) of each year
| Net July-Sept Peak (kW) | Net Annual Dec-Feb (kW)
2013 | 1547.6875 | 4694.857
2014 | 3613.1407 | 4694.857
2015 | 3613.1407 | 4694.857
2016 | 3492.0046 | 4275.9322
2017 | 2986.8663 | 4154.6437
2018 | 2986.6038 | 4146.431
2019 | 2980.8766 | 4137.6527
2020 | 2962.4371 | 4120.7195
2021 | 2962.4371 | 4120.7195
2022 | 2530.7989 | 1365.4224
2023 | 420.0569 | 585.7172
2024 | 420.0569 | 585.7172
These values are only approximations if there are dual baseline measures in the program
Monthly Impacts
First Year for Impact Table: | 2013 | These values are only approximations if there are dual baseline measures in the program
| Quarter | Monthly Five Hour Avg or TOU Peak | Net Monthly NCP (kW) |  | Monthly Net kWh | Monthly Net Therms
2013-01-01 | 1 | 0 | 0 |  | 0 | 0
2013-02-01 | 1 | 0 | 0 |  | 0 | 0
2013-03-01 | 1 | 0 | 0 |  | 0 | 0
2013-04-01 | 2 | 460.4794 | 1135.3153 |  | 347881.392 | 0
2013-05-01 | 2 | 578.8578 | 1100.4139 |  | 359986.4789 | 0
2013-06-01 | 2 | 429.1536 | 1027.7026 |  | 325944.7537 | 0
2013-07-01 | 3 | 1559.9055 | 2786.5946 |  | 940218.146 | 0
2013-08-01 | 3 | 1569.0662 | 2821.8137 |  | 949438.652 | 0
2013-09-01 | 3 | 1514.091 | 2842.7366 |  | 906948.3327 | 0
2013-10-01 | 4 | 4501.6561 | 5322.5294 |  | 1735125.0633 | -47642.0776
2013-11-01 | 4 | 3101.5682 | 5049.5083 |  | 1545550.8376 | -47642.0776
2013-12-01 | 4 | 3106.405 | 5079.882 |  | 1639874.6847 | -47642.0776
2014-01-01 | 5 | 4725.5392 | 7223.7938 |  | 2310202.9341 | -65933.1178
2014-02-01 | 5 | 5029.5145 | 7222.1818 |  | 2109940.301 | -65933.1178
2014-03-01 | 5 | 5719.7577 | 7159.5983 |  | 2334148.3644 | -65933.1178
2014-04-01 | 6 | 2884.5681 | 7125.8825 |  | 2171383.2712 | 0
2014-05-01 | 6 | 3563.3377 | 6895.9197 |  | 2243801.8815 | 0
2014-06-01 | 6 | 2694.9701 | 6426.6966 |  | 2029461.472 | 0
2014-07-01 | 7 | 3641.4497 | 6504.1386 |  | 2194872.6286 | 0
2014-08-01 | 7 | 3663.143 | 6587.0602 |  | 2216476.7852 | 0
2014-09-01 | 7 | 3534.8293 | 6635.9136 |  | 2117371.5984 | 0
2014-10-01 | 8 | 6309.5676 | 7410.6309 |  | 2410275.1691 | -65933.1178
2014-11-01 | 8 | 4322.9518 | 7027.3395 |  | 2147074.909 | -65933.1178
2014-12-01 | 8 | 4329.5174 | 7075.1186 |  | 2281994.0031 | -65933.1178
2015-01-01 | 9 | 4725.5392 | 7223.7938 |  | 2310202.9341 | -65933.1178
2015-02-01 | 9 | 5029.5145 | 7222.1818 |  | 2109940.301 | -65933.1178
2015-03-01 | 9 | 5719.7577 | 7159.5983 |  | 2334148.3644 | -65933.1178
2015-04-01 | 10 | 2884.5681 | 7125.8825 |  | 2171383.2712 | 0
2015-05-01 | 10 | 3563.3377 | 6895.9197 |  | 2243801.8815 | 0
2015-06-01 | 10 | 2694.9701 | 6426.6966 |  | 2029461.472 | 0
2015-07-01 | 11 | 3641.4497 | 6504.1386 |  | 2194872.6286 | 0
2015-08-01 | 11 | 3663.143 | 6587.0602 |  | 2216476.7852 | 0
2015-09-01 | 11 | 3534.8293 | 6635.9136 |  | 2117371.5984 | 0
2015-10-01 | 12 | 6309.5676 | 7410.6309 |  | 2410275.1691 | -65933.1178
2015-11-01 | 12 | 4322.9518 | 7027.3395 |  | 2147074.909 | -65933.1178
2015-12-01 | 12 | 4329.5174 | 7075.1186 |  | 2281994.0031 | -65933.1178
2016-01-01 | 13 | 4725.5392 | 7223.7938 |  | 2310202.9341 | -65933.1178
2016-02-01 | 13 | 5029.5145 | 7222.1818 |  | 2109940.301 | -65933.1178
2016-03-01 | 13 | 5719.7577 | 7159.5983 |  | 2334148.3644 | -65933.1178
2016-04-01 | 14 | 2884.5681 | 7125.8825 |  | 2171383.2712 | 0
2016-05-01 | 14 | 3563.3377 | 6895.9197 |  | 2243801.8815 | 0
2016-06-01 | 14 | 2694.9701 | 6426.6966 |  | 2029461.472 | 0
2016-07-01 | 15 | 3527.7616 | 6336.3241 |  | 2125423.9794 | 0
2016-08-01 | 15 | 3536.6849 | 6388.9784 |  | 2143227.0541 | 0
2016-09-01 | 15 | 3411.5672 | 6435.8771 |  | 2043908.4017 | 0
2016-10-01 | 16 | 6138.7979 | 6977.3238 |  | 2243001.8788 | -65169.7506
2016-11-01 | 16 | 4091.945 | 6601.4796 |  | 1998726.0432 | -65169.7506
2016-12-01 | 16 | 4097.3272 | 6672.4571 |  | 2142758.0784 | -65169.7506
2017-01-01 | 17 | 4293.0421 | 6469.8297 |  | 2045882.8177 | -64545.3477
2017-02-01 | 17 | 4627.3519 | 6474.8125 |  | 1859736.1477 | -64545.3477
2017-03-01 | 17 | 5377.818 | 6409.1542 |  | 2053830.3616 | -64545.3477
2017-04-01 | 18 | 2455.344 | 6121.9787 |  | 1816587.32 | 0
2017-05-01 | 18 | 2779.3073 | 5880.4306 |  | 1864441.4574 | 0
2017-06-01 | 18 | 2320.781 | 5425.4846 |  | 1677573.3003 | 0
2017-07-01 | 19 | 3053.6814 | 5636.5369 |  | 1835822.777 | 0
2017-08-01 | 19 | 3009.3541 | 5562.9767 |  | 1837775.3214 | 0
2017-09-01 | 19 | 2897.5635 | 5601.7239 |  | 1737566.5166 | 0
2017-10-01 | 20 | 5909.2295 | 6394.8224 |  | 2018133.8246 | -64143.6244
2017-11-01 | 20 | 3781.3991 | 6028.9897 |  | 1799298.3836 | -64143.6244
2017-12-01 | 20 | 3785.1904 | 6131.1531 |  | 1955581.0857 | -64143.6244
2018-01-01 | 21 | 4167.8242 | 6251.5397 |  | 1969356.0426 | -64143.6244
2018-02-01 | 21 | 4510.9166 | 6258.4319 |  | 1787296.2697 | -64143.6244
2018-03-01 | 21 | 5278.8185 | 6191.8832 |  | 1972671.8291 | -64143.6244
2018-04-01 | 22 | 2455.1646 | 6121.5592 |  | 1816439.0411 | 0
2018-05-01 | 22 | 2778.9797 | 5880.0062 |  | 1864282.9123 | 0
2018-06-01 | 22 | 2320.6246 | 5425.0662 |  | 1677426.2366 | 0
2018-07-01 | 23 | 3053.4349 | 5636.1728 |  | 1835672.2344 | 0
2018-08-01 | 23 | 3009.08 | 5562.5472 |  | 1837616.5655 | 0
2018-09-01 | 23 | 2897.2964 | 5601.2902 |  | 1737407.3262 | 0
2018-10-01 | 24 | 5909.0528 | 6394.3877 |  | 2017966.7333 | -64142.5774
2018-11-01 | 24 | 3781.1668 | 6028.5628 |  | 1799150.181 | -64142.5774
2018-12-01 | 24 | 3784.9569 | 6130.7488 |  | 1955441.5608 | -64142.5774
2019-01-01 | 25 | 4159.5798 | 6239.1247 |  | 1965432.6553 | -64124.7851
2019-02-01 | 25 | 4502.0239 | 6246.0066 |  | 1783730.8081 | -64124.7851
2019-03-01 | 25 | 5268.4717 | 6179.585 |  | 1968734.6362 | -64124.7851
2019-04-01 | 26 | 2450.4509 | 6109.8024 |  | 1812953.782 | 0
2019-05-01 | 26 | 2773.6616 | 5868.7163 |  | 1860706.7383 | 0
2019-06-01 | 26 | 2316.1674 | 5414.6536 |  | 1674209.1151 | 0
2019-07-01 | 27 | 3047.5765 | 5625.3464 |  | 1832150.5857 | 0
2019-08-01 | 27 | 3003.311 | 5551.872 |  | 1834092.3068 | 0
2019-09-01 | 27 | 2891.7422 | 5590.5408 |  | 1734076.5175 | 0
2019-10-01 | 28 | 5896.0872 | 6380.3957 |  | 2013555.8346 | -64122.2923
2019-11-01 | 28 | 3772.8891 | 6015.3741 |  | 1795217.4525 | -64122.2923
2019-12-01 | 28 | 3776.671 | 6117.3317 |  | 1951163.7826 | -64122.2923
2020-01-01 | 29 | 4150.7747 | 6225.9262 |  | 1961277.1358 | -64105.2139
2020-02-01 | 29 | 4492.4885 | 6232.793 |  | 1779960.3132 | -64105.2139
2020-03-01 | 29 | 5257.3022 | 6166.5128 |  | 1964573.4192 | -64105.2139
2020-04-01 | 30 | 2441.8634 | 6088.3839 |  | 1806604.3323 | 0
2020-05-01 | 30 | 2763.9731 | 5848.1483 |  | 1854191.6599 | 0
2020-06-01 | 30 | 2308.0471 | 5395.6838 |  | 1668348.159 | 0
2020-07-01 | 31 | 3028.7146 | 5590.4896 |  | 1820812.208 | 0
2020-08-01 | 31 | 2984.7371 | 5517.5019 |  | 1822745.5259 | 0
2020-09-01 | 31 | 2873.8597 | 5555.9319 |  | 1723352.5723 | 0
2020-10-01 | 32 | 5861.0407 | 6342.575 |  | 2001633.027 | -64067.4612
2020-11-01 | 32 | 3750.5141 | 5979.7243 |  | 1784587.1546 | -64067.4612
2020-12-01 | 32 | 3754.2741 | 6081.065 |  | 1939600.8038 | -64067.4612
2021-01-01 | 33 | 4133.7897 | 6200.4665 |  | 1953261.143 | -64067.4612
2021-02-01 | 33 | 4474.0947 | 6207.304 |  | 1772687.0324 | -64067.4612
2021-03-01 | 33 | 5235.7565 | 6141.2966 |  | 1956546.436 | -64067.4612
2021-04-01 | 34 | 2435.2765 | 6071.9552 |  | 1801734.1126 | 0
2021-05-01 | 34 | 2756.5417 | 5832.3721 |  | 1849194.398 | 0
2021-06-01 | 34 | 2301.8187 | 5381.1334 |  | 1663852.6286 | 0
2021-07-01 | 35 | 3028.7146 | 5590.4896 |  | 1820812.208 | 0
2021-08-01 | 35 | 2984.7371 | 5517.5019 |  | 1822745.5259 | 0
2021-09-01 | 35 | 2873.8597 | 5555.9319 |  | 1723352.5723 | 0
2021-10-01 | 36 | 5861.0407 | 6342.575 |  | 2001633.027 | -64067.4612
2021-11-01 | 36 | 3750.5141 | 5979.7243 |  | 1784587.1546 | -64067.4612
2021-12-01 | 36 | 3754.2741 | 6081.065 |  | 1939600.8038 | -64067.4612
2022-01-01 | 37 | 4133.7897 | 6200.4665 |  | 1953261.143 | -64067.4612
2022-02-01 | 37 | 4474.0947 | 6207.304 |  | 1772687.0324 | -64067.4612
2022-03-01 | 37 | 5235.7565 | 6141.2966 |  | 1956546.436 | -64067.4612
2022-04-01 | 38 | 2435.2765 | 6071.9552 |  | 1801734.1126 | 0
2022-05-01 | 38 | 2756.5417 | 5832.3721 |  | 1849194.398 | 0
2022-06-01 | 38 | 2301.8187 | 5381.1334 |  | 1663852.6286 | 0
2022-07-01 | 39 | 2587.4265 | 4775.9761 |  | 1555516.4415 | 0
2022-08-01 | 39 | 2549.8466 | 4713.6 |  | 1557165.4995 | 0
2022-09-01 | 39 | 2455.1235 | 4746.4303 |  | 1472251.5234 | 0
2022-10-01 | 40 | 3470.7423 | 3755.3991 |  | 1185093.7094 | -37511.4314
2022-11-01 | 40 | 2220.7061 | 3540.523 |  | 1056590.3501 | -37511.4314
2022-12-01 | 40 | 2222.9305 | 3600.586 |  | 1148412.1492 | -37511.4314
2023-01-01 | 41 | 1369.7516 | 2054.5407 |  | 647214.476 | -20199.4524
2023-02-01 | 41 | 1482.5224 | 2056.8073 |  | 587379.7 | -20199.4524
2023-03-01 | 41 | 1734.9219 | 2034.9341 |  | 648300.927 | -20199.4524
2023-04-01 | 42 | 345.6764 | 862.1714 |  | 255587.9389 | 0
2023-05-01 | 42 | 389.997 | 827.9324 |  | 262255.0863 | 0
2023-06-01 | 42 | 326.8681 | 763.6006 |  | 235924.3371 | 0
2023-07-01 | 43 | 429.6804 | 794.0506 |  | 258292.157 | 0
2023-08-01 | 43 | 423.1209 | 782.9625 |  | 258483.5855 | 0
2023-09-01 | 43 | 407.3694 | 788.4032 |  | 244295.1711 | 0
2023-10-01 | 44 | 834.6674 | 900.7385 |  | 283953.6018 | -7683.146
2023-11-01 | 44 | 532.882 | 849.0336 |  | 253171.1859 | -7683.146
2023-12-01 | 44 | 533.4066 | 863.729 |  | 275383.916 | -7683.146

## Input
| SDG&E 2013 v1c4-Draft.xls |  |  |  | Program Budget ($) | [10 empty] | Import file format 5
[5 empty] | a. Administrative Costs | 2013 | 2014 | 2015 | NPV |  |  |  | Nominal | Nominal | Nominal
| Proposer General Information |  |  |  | a.i. Overhead and G&A | 219758.26 |  |  | 219758.26 | d. Incentives and Rebates ($) |  |  | 2013 | 2014 | 2015 | NPV |  | Market Effects Adjustments
| Proposer Name |  |  |  | a.ii. Other Admin costs |  |  |  | 0 | d.i. User Input Incentive (treated like admin) | [5 empty] | 0 |  | Adjustment type |  | Uniform
| Program Name |  | SDGE3245_SW-Lighting-Primary Lighting |  | b. Marketing/Outreach | 36215.21 |  |  | 36215.21 | d.ii. Rebate |  |  | 2866596.2213 | 0 | 0 |  |  | Enter Custom values in columns AO through AT
| Service Territory |  | SDG&E |  | c. Direct Implementation (non incentive) |  |  |  |  | d.iii. Direct Install Labor |  |  | 0 | 0 | 0 |  |  | Uniform Factors to apply to all measures
| First Year of Program Implementation |  |  | 2013 | c.i. Activity | 274344 |  |  | 274344 | d.iv. Direct Install Materials |  |  | 0 | 0 | 0 |  |  |  | Benefit Adj | Cost Adj
| Contact Information |  |  |  | c.ii. Installation |  |  |  | 0 | d.v. Upstream payments |  |  | 0 | 0 | 0 |  |  | Participant Inside
| Name |  |  |  | c.iii. Hardware & Materials |  |  |  | 0 | Subtotal Incentives and Rebates |  |  | 2866596.2213 | 0 | 0 | 2729529.1064 |  | Participant Outside
| Address |  |  |  | c.iv. Rebate Processing and Inspection |  |  |  | 0 | [8 empty] | Non-participant | 5% | 5% | [39 empty] | Formulas for spreading annual installations to quarters
| ZIP code |  |  |  | d. Total Incentives and Rebates | 2866596.2213 | 0 | 0 | 2729529.1064 | [8 empty] | Total Factor | 5% | 5% | [39 empty] | 0 | 0 | 0 | 0 | 0 | 0 | 0 | 0 | 0 | 0 | 0 | 0 | 0 | 0 | 0 | 0 | 0 | 0 | 0 | 0 | 0 | 0 | 0 | 0 | 0 | 0 | 0 | 0 | 0 | 0 | 0 | 0 | 0 | 0 | 0 | 0 | 0 | 0 | 0 | 0 | 0 | 0 | 0 | 0
| Telephone |  |  |  | e. EM&V |  |  |  | 0 | f. Costs recovered from other sources | [5 empty] | 0
| Email |  |  |  | Total | 3396913.6913 | 0 | 0 | 3259846.5764 | Program Budget w/ Other Costs (a to f) |  |  | 3396913.6913 | 0 | 0 | 3259846.5764
[15 empty] | Number of measures that have negative participant cost: | 1 |  |  | Total Excess incentive: | 0 | [39 empty] | Quarterly Installation Schedule
| Program Inputs | [10 empty] | Transfer | Admin | Admin | Admin | Participant | [8 empty] | Second Baseline (For savings after the RUL) | [7 empty] | Table Lookup Values |  |  |  |  | Benefits Adj Factors |  | Market Effects Adjustments | [8 empty] | Annual Installation Schedule (enter quarterly values to the right) | [10 empty] | 2013 |  |  |  | 2014 |  |  |  | 2015 |  |  |  | 2016 |  |  |  | 2017 |  |  |  | 2018 |  |  |  | 2019 |  |  |  | 2020 |  |  |  | 2021 |  |  |  | 2022 |  |  |  | 2023
| Measure Name | DEER RunID | Climate Zone | Target sector | Measure Electric End Use Shape | CZ, Sector, Measure combination found? | Expected Useful Life for New/ROB, RUL for retrofit. (yrs) | Program Type (To look up Net-to-gross Ratio) | Unit Definition (e.g. homes) | Program Type (NEW/ROB or Early Repl(RET)) | Gross Measure Cost (Total Cost for Retrofit, Incr Cost for New/ROB) ($/unit) | Rebate to end use customer or its assignee ($/unit) | Incentives to entities other than the end use customer or its assignee($/unit) | Direct Install Labor ($/unit) | Direct Install Material ($/unit) | Gross Participant Cost ($/unit) | Gross Unit Annual Electricity Savings (kwh/unit) | Electric Rate Schedule | Demand Scaler | User Entered kW Savings per unit (kW/unit) | Gross Unit Annual Gas Savings (therm/unit) | Gas Sector | Gas Rate Schedule | Gas Savings Profile | Total Life. Can be left blank for single baseline measures (Yrs) | Incremental Cost (relative to standard efficiency default device) ($/unit) | Measure Cost Inflation (%/year escalation) | Early retrofit incremental kWh savings (kWh/unit) | Early retrofit incremental kW savings (kW/unit) | Early retrofit incremental Th savings (Th/unit) | Combustion Type | Expected Useful Life for New/ROB, RUL for retrofit. (yrs) | Net-to-Gross Ratio - kWh | Net-to-Gross Ratio -Therms | Net-to-Gross Ratio - kW | Net-to-Gross Ratio - Therms (overides lookup value) | Net-to-Gross Ratio - Costs | Installation Rate (Blank gets 100%) (IR) | Gross Realization Rate (Blank gets 100%) (GRR) | Benefits - Participants Inside | Benefits - Participants Outside | Benefits- Non-participants | Costs - Participants Inside | Costs - Participants Outside | Costs- Non-participants | Total Benefits Factor | Total Cost Factor | % Eligible for TOU AC adjustment | 2013 | 2014 | 2015 | 2016 | 2017 | 2018 | 2019 | 2020 | 2021 | 2022 | 2023 | Qtr 1 | Qtr 2 | Qtr 3 | Qtr 4 | Qtr 1 | Qtr 2 | Qtr 3 | Qtr 4 | Qtr 1 | Qtr 2 | Qtr 3 | Qtr 4 | Qtr 1 | Qtr 2 | Qtr 3 | Qtr 4 | Qtr 1 | Qtr 2 | Qtr 3 | Qtr 4 | Qtr 1 | Qtr 2 | Qtr 3 | Qtr 4 | Qtr 1 | Qtr 2 | Qtr 3 | Qtr 4 | Qtr 1 | Qtr 2 | Qtr 3 | Qtr 4 | Qtr 1 | Qtr 2 | Qtr 3 | Qtr 4 | Qtr 1 | Qtr 2 | Qtr 3 | Qtr 4 | Qtr 1 | Qtr 2 | Qtr 3 | Qtr 4 | Total Number of Units | Comments
SDGE3245_SW-Lighting-Primary Lighting | 413002 - Screw-in CFL (15 watt) <800 Lumens | Res-Lighting-InGen_CFLratio0347_CFLscw-15w | 7 | Residential | res:DEER:Indoor_CFL_Ltg |  |  |  | Lamp | ROB | 1.335 | 0.5 | 0 | 0 | 0 | 0.835 | 20.5 |  | kWh | 0.00193 | -0.361 | Residential |  | Winter Only | [6 empty] | Residential Furnaces (<0.3):Uncontrolled | 9.24 | 54% | 54% |  |  |  | 67% | [7 empty] | 0% | 0% | 0% | 8 | 0 | 0 | 0 | 0 | 0 | 0 | 0 | 0 | 0 | 0 | 2013 Qtr 1: 0; 2013 Qtr 2: 0; 2013 Qtr 3: 8; 2013 Qtr 4: 0 | 8
SDGE3245_SW-Lighting-Primary Lighting | 413002 - Screw-in CFL (15 watt) <800 Lumens | Res-Lighting-InGen_CFLratio0347_CFLscw-15w | System | Residential | res:DEER:Indoor_CFL_Ltg |  |  |  | Lamp | ROB | 1.335 | 0.9 | 0 | 0 | 0 | 0.435 | 20.2 |  | kWh | 0.0018 | -0.341 | Residential |  | Winter Only | [6 empty] | Residential Furnaces (<0.3):Uncontrolled | 9.24 | 54% | 54% |  |  |  | 67% | [7 empty] | 0% | 0% | 0% | 14192 | 0 | 0 | 0 | 0 | 0 | 0 | 0 | 0 | 0 | 0 | 2013 Qtr 1: 14192; 2013 Qtr 2: 0; 2013 Qtr 3: 0; 2013 Qtr 4: 0 | 14192
SDGE3245_SW-Lighting-Primary Lighting | 413003 - Screw-in CFL (20 watt ) <1,100 Lumens | Res-Lighting-InGen_CFLratio0347_CFLscw-20w | 7 | Residential | res:DEER:Indoor_CFL_Ltg |  |  |  | Lamp | ROB | 1.335 | 0.506 | 0 | 0 | 0 | 0.829 | 27.3 |  | kWh | 0.00258 | -0.481 | Residential |  | Winter Only | [6 empty] | Residential Furnaces (<0.3):Uncontrolled | 9.24 | 54% | 54% |  |  |  | 67% | [7 empty] | 0% | 0% | 0% | 37791 | 0 | 0 | 0 | 0 | 0 | 0 | 0 | 0 | 0 | 0 | 2013 Qtr 1: 424; 2013 Qtr 2: 37367; 2013 Qtr 3: 0; 2013 Qtr 4: 0 | 37791
SDGE3245_SW-Lighting-Primary Lighting | 413004 - Screw-in CFL (25 watt) <1,600 Lumens | Res-Lighting-InGen_CFLratio0347_CFLscw-25w | 7 | Residential | res:DEER:Indoor_CFL_Ltg |  |  |  | Lamp | ROB | 1.335 | 0.9 | 0 | 0 | 0 | 0.435 | 34.1 |  | kWh | 0.00322 | -0.601 | Residential |  | Winter Only | [6 empty] | Residential Furnaces (<0.3):Uncontrolled | 9.24 | 54% | 54% |  |  |  | 67% | [7 empty] | 0% | 0% | 0% | 198 | 0 | 0 | 0 | 0 | 0 | 0 | 0 | 0 | 0 | 0 | 2013 Qtr 1: 198; 2013 Qtr 2: 0; 2013 Qtr 3: 0; 2013 Qtr 4: 0 | 198
SDGE3245_SW-Lighting-Primary Lighting | 413007 - Screw-in CFL (<= 12 watt) <800 Lumens | Res-Lighting-InGen_CFLratio0347_CFLscw-11w | 10 | Residential | res:DEER:Indoor_CFL_Ltg |  |  |  | Lamp | ROB | 1.335 | 0.496 | 0 | 0 | 0 | 0.839 | 15.6916 |  | kWh | 0.001737 | -0.30251 | Residential |  | Winter Only | [6 empty] | Residential Furnaces (<0.3):Uncontrolled | 9.24 | 54% | 54% |  |  |  | 67% | [7 empty] | 0% | 0% | 0% | 9553.2 | 0 | 0 | 0 | 0 | 0 | 0 | 0 | 0 | 0 | 0 | 2013 Qtr 1: 0; 2013 Qtr 2: 655.5; 2013 Qtr 3: 4845; 2013 Qtr 4: 4052.7 | 9553.2
SDGE3245_SW-Lighting-Primary Lighting | 413007 - Screw-in CFL (<= 12 watt) <800 Lumens | Res-Lighting-InGen_CFLratio0347_CFLscw-11w | 7 | Residential | res:DEER:Indoor_CFL_Ltg |  |  |  | Lamp | ROB | 1.335 | 0.627 | 0 | 0 | 0 | 0.708 | 14.9992 |  | kWh | 0.00142 | -0.26485 | Residential |  | Winter Only | [6 empty] | Residential Furnaces (<0.3):Uncontrolled | 9.24 | 54% | 54% |  |  |  | 67% | [7 empty] | 0% | 0% | 0% | 28337.55 | 0 | 0 | 0 | 0 | 0 | 0 | 0 | 0 | 0 | 0 | 2013 Qtr 1: 1998.8; 2013 Qtr 2: 6994.85; 2013 Qtr 3: 10660.9; 2013 Qtr 4: 8683 | 28337.55
SDGE3245_SW-Lighting-Primary Lighting | 413007 - Screw-in CFL (<= 12 watt) <800 Lumens | Res-Lighting-InGen_CFLratio0347_CFLscw-11w | System | Residential | res:DEER:Indoor_CFL_Ltg |  |  |  | Lamp | ROB | 1.335 | 0.545 | 0 | 0 | 0 | 0.79 | 15.8351 |  | kWh | 0.001776 | -0.28349 | Residential |  | Winter Only | [6 empty] | Residential Furnaces (<0.3):Uncontrolled | 9.24 | 54% | 54% |  |  |  | 67% | [7 empty] | 0% | 0% | 0% | 12053.6 | 0 | 0 | 0 | 0 | 0 | 0 | 0 | 0 | 0 | 0 | 2013 Qtr 1: 0; 2013 Qtr 2: 10341.7; 2013 Qtr 3: 847.4; 2013 Qtr 4: 864.5 | 12053.6
SDGE3245_SW-Lighting-Primary Lighting | 413008 - Screw-in CFL (>39 watt) >=1,600 Lumens | Res-Lighting-InGen_CFLratio0347_CFLscw-42w | 10 | Residential | res:DEER:Indoor_CFL_Ltg |  |  |  | Lamp | ROB | 7.741 | 0.515 | 0 | 0 | 0 | 7.226 | 60.0228 |  | kWh | 0.00663 | -1.1427 | Residential |  | Winter Only | [6 empty] | Residential Furnaces (<0.3):Uncontrolled | 9.24 | 54% | 54% |  |  |  | 67% | [7 empty] | 0% | 0% | 0% | 533.9 | 0 | 0 | 0 | 0 | 0 | 0 | 0 | 0 | 0 | 0 | 2013 Qtr 1: 0; 2013 Qtr 2: 91.2; 2013 Qtr 3: 228.95; 2013 Qtr 4: 213.75 | 533.9
SDGE3245_SW-Lighting-Primary Lighting | 413008 - Screw-in CFL (>39 watt) >=1,600 Lumens | Res-Lighting-InGen_CFLratio0347_CFLscw-42w | 7 | Residential | res:DEER:Indoor_CFL_Ltg |  |  |  | Lamp | ROB | 7.741 | 0.606 | 0 | 0 | 0 | 7.135 | 57.2807 |  | kWh | 0.005421 | -1.0064 | Residential |  | Winter Only | [6 empty] | Residential Furnaces (<0.3):Uncontrolled | 9.24 | 54% | 54% |  |  |  | 67% | [7 empty] | 0% | 0% | 0% | 1361.35 | 0 | 0 | 0 | 0 | 0 | 0 | 0 | 0 | 0 | 0 | 2013 Qtr 1: 0; 2013 Qtr 2: 310.65; 2013 Qtr 3: 606.1; 2013 Qtr 4: 444.6 | 1361.35
SDGE3245_SW-Lighting-Primary Lighting | 413008 - Screw-in CFL (>39 watt) >=1,600 Lumens | Res-Lighting-InGen_CFLratio0347_CFLscw-42w | System | Residential | res:DEER:Indoor_CFL_Ltg |  |  |  | Lamp | ROB | 7.741 | 0.502 | 0 | 0 | 0 | 7.239 | 60.1879 |  | kWh | 0.006683 | -1.0935 | Residential |  | Winter Only | [6 empty] | Residential Furnaces (<0.3):Uncontrolled | 9.24 | 54% | 54% |  |  |  | 67% | [7 empty] | 0% | 0% | 0% | 471.2 | 0 | 0 | 0 | 0 | 0 | 0 | 0 | 0 | 0 | 0 | 2013 Qtr 1: 0; 2013 Qtr 2: 379.05; 2013 Qtr 3: 60.8; 2013 Qtr 4: 31.35 | 471.2
SDGE3245_SW-Lighting-Primary Lighting | 413009 - Screw-in CFL (13 watt) 800-1,099 Lumens | Res-Lighting-InGen_CFLratio0347_CFLscw-13w | 10 | Residential | res:DEER:Indoor_CFL_Ltg |  |  |  | Lamp | ROB | 1.335 | 0.379 | 0 | 0 | 0 | 0.956 | 18.5919 |  | kWh | 0.002058 | -0.36176 | Residential |  | Winter Only | [6 empty] | Residential Furnaces (<0.3):Uncontrolled | 9.24 | 54% | 54% |  |  |  | 67% | [7 empty] | 0% | 0% | 0% | 44119.9 | 0 | 0 | 0 | 0 | 0 | 0 | 0 | 0 | 0 | 0 | 2013 Qtr 1: 0; 2013 Qtr 2: 6241.5; 2013 Qtr 3: 16486.3; 2013 Qtr 4: 21392.1 | 44119.9
SDGE3245_SW-Lighting-Primary Lighting | 413009 - Screw-in CFL (13 watt) 800-1,099 Lumens | Res-Lighting-InGen_CFLratio0347_CFLscw-13w | 7 | Residential | res:DEER:Indoor_CFL_Ltg |  |  |  | Lamp | ROB | 1.335 | 0.457 | 0 | 0 | 0 | 0.878 | 17.665 |  | kWh | 0.001684 | -0.30483 | Residential |  | Winter Only | [6 empty] | Residential Furnaces (<0.3):Uncontrolled | 9.24 | 54% | 54% |  |  |  | 67% | [7 empty] | 0% | 0% | 0% | 115486.75 | 0 | 0 | 0 | 0 | 0 | 0 | 0 | 0 | 0 | 0 | 2013 Qtr 1: 7553.45; 2013 Qtr 2: 10510.8; 2013 Qtr 3: 43619.25; 2013 Qtr 4: 53803.25 | 115486.75
SDGE3245_SW-Lighting-Primary Lighting | 413009 - Screw-in CFL (13 watt) 800-1,099 Lumens | Res-Lighting-InGen_CFLratio0347_CFLscw-13w | System | Residential | res:DEER:Indoor_CFL_Ltg |  |  |  | Lamp | ROB | 1.335 | 0.831 | 0 | 0 | 0 | 0.504 | 17.6189 |  | kWh | 0.001608 | -0.30252 | Residential |  | Winter Only | [6 empty] | Residential Furnaces (<0.3):Uncontrolled | 9.24 | 54% | 54% |  |  |  | 67% | [7 empty] | 0% | 0% | 0% | 70837.7 | 0 | 0 | 0 | 0 | 0 | 0 | 0 | 0 | 0 | 0 | 2013 Qtr 1: 61628.4; 2013 Qtr 2: 1029.8; 2013 Qtr 3: 3451.35; 2013 Qtr 4: 4728.15 | 70837.7
SDGE3245_SW-Lighting-Primary Lighting | 413010 - Screw-in CFL (18 watt) >= 1,100-1,599 Lumens | Res-Lighting-InGen_CFLratio0347_CFLscw-18w | 10 | Residential | res:DEER:Indoor_CFL_Ltg |  |  |  | Lamp | ROB | 1.335 | 0.365 | 0 | 0 | 0 | 0.97 | 25.6975 |  | kWh | 0.002849 | -0.50517 | Residential |  | Winter Only | [6 empty] | Residential Furnaces (<0.3):Uncontrolled | 9.24 | 54% | 54% |  |  |  | 67% | [7 empty] | 0% | 0% | 0% | 6984.4 | 0 | 0 | 0 | 0 | 0 | 0 | 0 | 0 | 0 | 0 | 2013 Qtr 1: 0; 2013 Qtr 2: 0; 2013 Qtr 3: 4753.8; 2013 Qtr 4: 2230.6 | 6984.4
SDGE3245_SW-Lighting-Primary Lighting | 413010 - Screw-in CFL (18 watt) >= 1,100-1,599 Lumens | Res-Lighting-InGen_CFLratio0347_CFLscw-18w | 7 | Residential | res:DEER:Indoor_CFL_Ltg |  |  |  | Lamp | ROB | 1.335 | 0.47 | 0 | 0 | 0 | 0.865 | 24.4156 |  | kWh | 0.002328 | -0.41274 | Residential |  | Winter Only | [6 empty] | Residential Furnaces (<0.3):Uncontrolled | 9.24 | 54% | 54% |  |  |  | 67% | [7 empty] | 0% | 0% | 0% | 19590.9 | 0 | 0 | 0 | 0 | 0 | 0 | 0 | 0 | 0 | 0 | 2013 Qtr 1: 3765.8; 2013 Qtr 2: 95; 2013 Qtr 3: 11873.1; 2013 Qtr 4: 3857 | 19590.9
SDGE3245_SW-Lighting-Primary Lighting | 413010 - Screw-in CFL (18 watt) >= 1,100-1,599 Lumens | Res-Lighting-InGen_CFLratio0347_CFLscw-18w | System | Residential | res:DEER:Indoor_CFL_Ltg |  |  |  | Lamp | ROB | 1.335 | 0.867 | 0 | 0 | 0 | 0.468 | 24.4639 |  | kWh | 0.002234 | -0.41702 | Residential |  | Winter Only | [6 empty] | Residential Furnaces (<0.3):Uncontrolled | 9.24 | 54% | 54% |  |  |  | 67% | [7 empty] | 0% | 0% | 0% | 36875.2 | 0 | 0 | 0 | 0 | 0 | 0 | 0 | 0 | 0 | 0 | 2013 Qtr 1: 32507.1; 2013 Qtr 2: 2148.9; 2013 Qtr 3: 1673.9; 2013 Qtr 4: 545.3 | 36875.2
SDGE3245_SW-Lighting-Primary Lighting | 413011 - Screw-in CFL (19 watt) >= 1,100-1,599 Lumens | Res-Lighting-InGen_CFLratio0347_CFLscw-19w | 10 | Residential | res:DEER:Indoor_CFL_Ltg |  |  |  | Lamp | ROB | 1.335 | 0.55 | 0 | 0 | 0 | 0.785 | 27.1761 |  | kWh | 0.003004 | -0.52273 | Residential |  | Winter Only | [6 empty] | Residential Furnaces (<0.3):Uncontrolled | 9.24 | 54% | 54% |  |  |  | 67% | [7 empty] | 0% | 0% | 0% | 15519.2 | 0 | 0 | 0 | 0 | 0 | 0 | 0 | 0 | 0 | 0 | 2013 Qtr 1: 0; 2013 Qtr 2: 5361.8; 2013 Qtr 3: 4392.8; 2013 Qtr 4: 5764.6 | 15519.2
SDGE3245_SW-Lighting-Primary Lighting | 413011 - Screw-in CFL (19 watt) >= 1,100-1,599 Lumens | Res-Lighting-InGen_CFLratio0347_CFLscw-19w | 7 | Residential | res:DEER:Indoor_CFL_Ltg |  |  |  | Lamp | ROB | 1.335 | 0.645 | 0 | 0 | 0 | 0.69 | 25.8746 |  | kWh | 0.002452 | -0.45182 | Residential |  | Winter Only | [6 empty] | Residential Furnaces (<0.3):Uncontrolled | 9.24 | 54% | 54% |  |  |  | 67% | [7 empty] | 0% | 0% | 0% | 52357.35 | 0 | 0 | 0 | 0 | 0 | 0 | 0 | 0 | 0 | 0 | 2013 Qtr 1: 15466; 2013 Qtr 2: 11549.15; 2013 Qtr 3: 11838.9; 2013 Qtr 4: 13503.3 | 52357.35
SDGE3245_SW-Lighting-Primary Lighting | 413011 - Screw-in CFL (19 watt) >= 1,100-1,599 Lumens | Res-Lighting-InGen_CFLratio0347_CFLscw-19w | System | Residential | res:DEER:Indoor_CFL_Ltg |  |  |  | Lamp | ROB | 1.335 | 0.588 | 0 | 0 | 0 | 0.747 | 27.2859 |  | kWh | 0.003066 | -0.48958 | Residential |  | Winter Only | [6 empty] | Residential Furnaces (<0.3):Uncontrolled | 9.24 | 54% | 54% |  |  |  | 67% | [7 empty] | 0% | 0% | 0% | 14508.4 | 0 | 0 | 0 | 0 | 0 | 0 | 0 | 0 | 0 | 0 | 2013 Qtr 1: 0; 2013 Qtr 2: 12503.9; 2013 Qtr 3: 1162.8; 2013 Qtr 4: 841.7 | 14508.4
SDGE3245_SW-Lighting-Primary Lighting | 413012 - Screw-in CFL (23 watt) <1,600 Lumens | Res-Lighting-InGen_CFLratio0347_CFLscw-23w | 10 | Residential | res:DEER:Indoor_CFL_Ltg |  |  |  | Lamp | ROB | 1.335 | 0.35 | 0 | 0 | 0 | 0.985 | 32.8684 |  | kWh | 0.003629 | -0.62832 | Residential |  | Winter Only | [6 empty] | Residential Furnaces (<0.3):Uncontrolled | 9.24 | 54% | 54% |  |  |  | 67% | [7 empty] | 0% | 0% | 0% | 76 | 0 | 0 | 0 | 0 | 0 | 0 | 0 | 0 | 0 | 0 | 2013 Qtr 1: 0; 2013 Qtr 2: 0; 2013 Qtr 3: 32; 2013 Qtr 4: 44 | 76
SDGE3245_SW-Lighting-Primary Lighting | 413012 - Screw-in CFL (23 watt) <1,600 Lumens | Res-Lighting-InGen_CFLratio0347_CFLscw-23w | 7 | Residential | res:DEER:Indoor_CFL_Ltg |  |  |  | Lamp | ROB | 1.335 | 0.374 | 0 | 0 | 0 | 0.961 | 31.279 |  | kWh | 0.002979 | -0.53174 | Residential |  | Winter Only | [6 empty] | Residential Furnaces (<0.3):Uncontrolled | 9.24 | 54% | 54% |  |  |  | 67% | [7 empty] | 0% | 0% | 0% | 162 | 0 | 0 | 0 | 0 | 0 | 0 | 0 | 0 | 0 | 0 | 2013 Qtr 1: 4; 2013 Qtr 2: 2; 2013 Qtr 3: 74; 2013 Qtr 4: 82 | 162
SDGE3245_SW-Lighting-Primary Lighting | 413012 - Screw-in CFL (23 watt) <1,600 Lumens | Res-Lighting-InGen_CFLratio0347_CFLscw-23w | System | Residential | res:DEER:Indoor_CFL_Ltg |  |  |  | Lamp | ROB | 1.335 | 0.392 | 0 | 0 | 0 | 0.943 | 33.2 |  | kWh | 0.00379 | -0.585 | Residential |  | Winter Only | [6 empty] | Residential Furnaces (<0.3):Uncontrolled | 9.24 | 54% | 54% |  |  |  | 67% | [7 empty] | 0% | 0% | 0% | 26 | 0 | 0 | 0 | 0 | 0 | 0 | 0 | 0 | 0 | 0 | 2013 Qtr 1: 0; 2013 Qtr 2: 2; 2013 Qtr 3: 20; 2013 Qtr 4: 4 | 26
SDGE3245_SW-Lighting-Primary Lighting | 413013 - Screw-in CFL (26 watt <1,600 Lumens | Res-Lighting-InGen_CFLratio0347_CFLscw-26w | 10 | Residential | res:DEER:Indoor_CFL_Ltg |  |  |  | Lamp | ROB | 1.335 | 0.5 | 0 | 0 | 0 | 0.835 | 37.2 |  | kWh | 0.00412 | -0.732 | Residential |  | Winter Only | [6 empty] | Residential Furnaces (<0.3):Uncontrolled | 9.24 | 54% | 54% |  |  |  | 67% | [7 empty] | 0% | 0% | 0% | 1122 | 0 | 0 | 0 | 0 | 0 | 0 | 0 | 0 | 0 | 0 | 2013 Qtr 1: 0; 2013 Qtr 2: 663; 2013 Qtr 3: 330; 2013 Qtr 4: 129 | 1122
SDGE3245_SW-Lighting-Primary Lighting | 413013 - Screw-in CFL (26 watt <1,600 Lumens | Res-Lighting-InGen_CFLratio0347_CFLscw-26w | 7 | Residential | res:DEER:Indoor_CFL_Ltg |  |  |  | Lamp | ROB | 1.335 | 0.646 | 0 | 0 | 0 | 0.689 | 35.3672 |  | kWh | 0.003353 | -0.61945 | Residential |  | Winter Only | [6 empty] | Residential Furnaces (<0.3):Uncontrolled | 9.24 | 54% | 54% |  |  |  | 67% | [7 empty] | 0% | 0% | 0% | 2757 | 0 | 0 | 0 | 0 | 0 | 0 | 0 | 0 | 0 | 0 | 2013 Qtr 1: 0; 2013 Qtr 2: 1005; 2013 Qtr 3: 1140; 2013 Qtr 4: 612 | 2757
SDGE3245_SW-Lighting-Primary Lighting | 413013 - Screw-in CFL (26 watt <1,600 Lumens | Res-Lighting-InGen_CFLratio0347_CFLscw-26w | System | Residential | res:DEER:Indoor_CFL_Ltg | TRUE |  |  | Lamp | ROB | 1.335 | 0.5 | 0 | 0 | 0 | 0.835 | 35.8 |  | kWh | 0.00329 | -0.764 | Residential |  | Winter Only | [6 empty] | Residential Furnaces (<0.3):Uncontrolled | 9.24 | 54% | 54% |  |  |  | 67% | [7 empty] | 0% | 0% | 0% | 45 | 0 | 0 | 0 | 0 | 0 | 0 | 0 | 0 | 0 | 0 | 2013 Qtr 1: 0; 2013 Qtr 2: 0; 2013 Qtr 3: 39; 2013 Qtr 4: 6 | 45
SDGE3245_SW-Lighting-Primary Lighting | 413014 - Screw-in CFL (26 watt) >=1,600 Lumens | Res-Lighting-InGen_CFLratio0347_CFLscw-26w | 10 | Residential | res:DEER:Indoor_CFL_Ltg | TRUE |  |  | Lamp | ROB | 1.335 | 0.622 | 0 | 0 | 0 | 0.713 | 37.2 |  | kWh | 0.00412 | -0.732 | Residential |  | Winter Only | [6 empty] | Residential Furnaces (<0.3):Uncontrolled | 9.24 | 54% | 54% |  |  |  | 67% | [7 empty] | 0% | 0% | 0% | 4401 | 0 | 0 | 0 | 0 | 0 | 0 | 0 | 0 | 0 | 0 | 2013 Qtr 1: 0; 2013 Qtr 2: 2111; 2013 Qtr 3: 1981; 2013 Qtr 4: 309 | 4401
SDGE3245_SW-Lighting-Primary Lighting | 413014 - Screw-in CFL (26 watt) >=1,600 Lumens | Res-Lighting-InGen_CFLratio0347_CFLscw-26w | 7 | Residential | res:DEER:Indoor_CFL_Ltg | TRUE |  |  | Lamp | ROB | 1.335 | 0.793 | 0 | 0 | 0 | 0.542 | 35.3761 |  | kWh | 0.003352 | -0.62123 | Residential |  | Winter Only | [6 empty] | Residential Furnaces (<0.3):Uncontrolled | 9.24 | 54% | 54% |  |  |  | 67% | [7 empty] | 0% | 0% | 0% | 12972 | 0 | 0 | 0 | 0 | 0 | 0 | 0 | 0 | 0 | 0 | 2013 Qtr 1: 1173; 2013 Qtr 2: 3633; 2013 Qtr 3: 6782; 2013 Qtr 4: 1384 | 12972
SDGE3245_SW-Lighting-Primary Lighting | 413014 - Screw-in CFL (26 watt) >=1,600 Lumens | Res-Lighting-InGen_CFLratio0347_CFLscw-26w | System | Residential | res:DEER:Indoor_CFL_Ltg | TRUE |  |  | Lamp | ROB | 1.335 | 0.754 | 0 | 0 | 0 | 0.581 | 36.001 |  | kWh | 0.003407 | -0.75182 | Residential |  | Winter Only | [6 empty] | Residential Furnaces (<0.3):Uncontrolled | 9.24 | 54% | 54% |  |  |  | 67% | [7 empty] | 0% | 0% | 0% | 296 | 0 | 0 | 0 | 0 | 0 | 0 | 0 | 0 | 0 | 0 | 2013 Qtr 1: 0; 2013 Qtr 2: 0; 2013 Qtr 3: 278; 2013 Qtr 4: 18 | 296
SDGE3245_SW-Lighting-Primary Lighting | 413015 - Screw-in CFL (25 watt) >=1,600 Lumens | Res-Lighting-InGen_CFLratio0347_CFLscw-25w | 7 | Residential | res:DEER:Indoor_CFL_Ltg |  |  |  | Lamp | ROB | 1.335 | 0.851 | 0 | 0 | 0 | 0.484 | 34.1 |  | kWh | 0.00322 | -0.601 | Residential |  | Winter Only | [6 empty] | Residential Furnaces (<0.3):Uncontrolled | 9.24 | 54% | 54% |  |  |  | 67% | [7 empty] | 0% | 0% | 0% | 3216 | 0 | 0 | 0 | 0 | 0 | 0 | 0 | 0 | 0 | 0 | 2013 Qtr 1: 3128; 2013 Qtr 2: 88; 2013 Qtr 3: 0; 2013 Qtr 4: 0 | 3216
SDGE3245_SW-Lighting-Primary Lighting | 413017 - Screw-in CFL (23 watt) >=1,600 Lumens | Res-Lighting-InGen_CFLratio0347_CFLscw-23w | 10 | Residential | res:DEER:Indoor_CFL_Ltg | TRUE |  |  | Lamp | ROB | 1.335 | 0.441 | 0 | 0 | 0 | 0.894 | 32.8863 |  | kWh | 0.003635 | -0.63946 | Residential |  | Winter Only | [6 empty] | Residential Furnaces (<0.3):Uncontrolled | 9.24 | 54% | 54% |  |  |  | 67% | [7 empty] | 0% | 0% | 0% | 32888.05 | 0 | 0 | 0 | 0 | 0 | 0 | 0 | 0 | 0 | 0 | 2013 Qtr 1: 0; 2013 Qtr 2: 8261.2; 2013 Qtr 3: 8855.9; 2013 Qtr 4: 15770.95 | 32888.05
SDGE3245_SW-Lighting-Primary Lighting | 413017 - Screw-in CFL (23 watt) >=1,600 Lumens | Res-Lighting-InGen_CFLratio0347_CFLscw-23w | 7 | Residential | res:DEER:Indoor_CFL_Ltg | TRUE |  |  | Lamp | ROB | 1.335 | 0.509 | 0 | 0 | 0 | 0.826 | 31.3133 |  | kWh | 0.002976 | -0.53776 | Residential |  | Winter Only | [6 empty] | Residential Furnaces (<0.3):Uncontrolled | 9.24 | 54% | 54% |  |  |  | 67% | [7 empty] | 0% | 0% | 0% | 90252.85 | 0 | 0 | 0 | 0 | 0 | 0 | 0 | 0 | 0 | 0 | 2013 Qtr 1: 15963.8; 2013 Qtr 2: 15390; 2013 Qtr 3: 22969.1; 2013 Qtr 4: 35929.95 | 90252.85
SDGE3245_SW-Lighting-Primary Lighting | 413017 - Screw-in CFL (23 watt) >=1,600 Lumens | Res-Lighting-InGen_CFLratio0347_CFLscw-23w | System | Residential | res:DEER:Indoor_CFL_Ltg | TRUE |  |  | Lamp | ROB | 1.335 | 0.756 | 0 | 0 | 0 | 0.579 | 31.8235 |  | kWh | 0.003134 | -0.55787 | Residential |  | Winter Only | [6 empty] | Residential Furnaces (<0.3):Uncontrolled | 9.24 | 54% | 54% |  |  |  | 67% | [7 empty] | 0% | 0% | 0% | 45470.8 | 0 | 0 | 0 | 0 | 0 | 0 | 0 | 0 | 0 | 0 | 2013 Qtr 1: 25615.8; 2013 Qtr 2: 12289.2; 2013 Qtr 3: 2646.7; 2013 Qtr 4: 4919.1 | 45470.8
SDGE3245_SW-Lighting-Primary Lighting | 413021 - Screw-in CFL (14 watt) 800-1,099 Lumens | Res-Lighting-InGen_CFLratio0347_CFLscw-14w | 10 | Residential | res:DEER:Indoor_CFL_Ltg | TRUE |  |  | Lamp | ROB | 1.335 | 0.508 | 0 | 0 | 0 | 0.827 | 19.9853 |  | kWh | 0.002216 | -0.38571 | Residential |  | Winter Only | [6 empty] | Residential Furnaces (<0.3):Uncontrolled | 9.24 | 54% | 54% |  |  |  | 67% | [7 empty] | 0% | 0% | 0% | 99921 | 0 | 0 | 0 | 0 | 0 | 0 | 0 | 0 | 0 | 0 | 2013 Qtr 1: 0; 2013 Qtr 2: 22465.6; 2013 Qtr 3: 35094.9; 2013 Qtr 4: 42360.5 | 99921
SDGE3245_SW-Lighting-Primary Lighting | 413021 - Screw-in CFL (14 watt) 800-1,099 Lumens | Res-Lighting-InGen_CFLratio0347_CFLscw-14w | 7 | Residential | res:DEER:Indoor_CFL_Ltg | TRUE |  |  | Lamp | ROB | 1.335 | 0.652 | 0 | 0 | 0 | 0.683 | 19.0956 |  | kWh | 0.00181 | -0.33618 | Residential |  | Winter Only | [6 empty] | Residential Furnaces (<0.3):Uncontrolled | 9.24 | 54% | 54% |  |  |  | 67% | [7 empty] | 0% | 0% | 0% | 398182.05 | 0 | 0 | 0 | 0 | 0 | 0 | 0 | 0 | 0 | 0 | 2013 Qtr 1: 126101.1; 2013 Qtr 2: 58526.65; 2013 Qtr 3: 95652.65; 2013 Qtr 4: 117901.65 | 398182.05
SDGE3245_SW-Lighting-Primary Lighting | 413021 - Screw-in CFL (14 watt) 800-1,099 Lumens | Res-Lighting-InGen_CFLratio0347_CFLscw-14w | System | Residential | res:DEER:Indoor_CFL_Ltg |  |  |  | Lamp | ROB | 1.335 | 0.623 | 0 | 0 | 0 | 0.712 | 20.1449 |  | kWh | 0.002277 | -0.35943 | Residential |  | Winter Only | [6 empty] | Residential Furnaces (<0.3):Uncontrolled | 9.24 | 54% | 54% |  |  |  | 67% | [7 empty] | 0% | 0% | 0% | 131069.6 | 0 | 0 | 0 | 0 | 0 | 0 | 0 | 0 | 0 | 0 | 2013 Qtr 1: 0; 2013 Qtr 2: 118563.8; 2013 Qtr 3: 6130.35; 2013 Qtr 4: 6375.45 | 131069.6
SDGE3245_SW-Lighting-Primary Lighting | 413022 - Screw-in CFL (15 watt) 800-1,099 Lumens | Res-Lighting-InGen_CFLratio0347_CFLscw-15w | 10 | Residential | res:DEER:Indoor_CFL_Ltg | TRUE |  |  | Lamp | ROB | 1.335 | 0.535 | 0 | 0 | 0 | 0.8 | 21.5 |  | kWh | 0.00237 | -0.422 | Residential |  | Winter Only | [6 empty] | Residential Furnaces (<0.3):Uncontrolled | 9.24 | 54% | 54% |  |  |  | 67% | [7 empty] | 0% | 0% | 0% | 553.85 | 0 | 0 | 0 | 0 | 0 | 0 | 0 | 0 | 0 | 0 | 2013 Qtr 1: 0; 2013 Qtr 2: 240.35; 2013 Qtr 3: 190; 2013 Qtr 4: 123.5 | 553.85
SDGE3245_SW-Lighting-Primary Lighting | 413022 - Screw-in CFL (15 watt) 800-1,099 Lumens | Res-Lighting-InGen_CFLratio0347_CFLscw-15w | 7 | Residential | res:DEER:Indoor_CFL_Ltg | TRUE |  |  | Lamp | ROB | 1.335 | 0.577 | 0 | 0 | 0 | 0.758 | 20.4806 |  | kWh | 0.001932 | -0.35785 | Residential |  | Winter Only | [6 empty] | Residential Furnaces (<0.3):Uncontrolled | 9.24 | 54% | 54% |  |  |  | 67% | [7 empty] | 0% | 0% | 0% | 708.7 | 0 | 0 | 0 | 0 | 0 | 0 | 0 | 0 | 0 | 0 | 2013 Qtr 1: 0; 2013 Qtr 2: 0; 2013 Qtr 3: 518.7; 2013 Qtr 4: 190 | 708.7
SDGE3245_SW-Lighting-Primary Lighting | 413022 - Screw-in CFL (15 watt) 800-1,099 Lumens | Res-Lighting-InGen_CFLratio0347_CFLscw-15w | System | Residential | res:DEER:Indoor_CFL_Ltg |  |  |  | Lamp | ROB | 1.335 | 0.5 | 0 | 0 | 0 | 0.835 | 20.6 |  | kWh | 0.0019 | -0.441 | Residential |  | Winter Only | [6 empty] | Residential Furnaces (<0.3):Uncontrolled | 9.24 | 54% | 54% |  |  |  | 67% | [7 empty] | 0% | 0% | 0% | 20.9 | 0 | 0 | 0 | 0 | 0 | 0 | 0 | 0 | 0 | 0 | 2013 Qtr 1: 0; 2013 Qtr 2: 0; 2013 Qtr 3: 17.1; 2013 Qtr 4: 3.8 | 20.9
SDGE3245_SW-Lighting-Primary Lighting | 413023 - Screw-in CFL (20 watt) >=1,100 Lumens | Res-Lighting-InGen_CFLratio0347_CFLscw-20w | 10 | Residential | res:DEER:Indoor_CFL_Ltg | TRUE |  |  | Lamp | ROB | 1.335 | 0.586 | 0 | 0 | 0 | 0.749 | 28.6 |  | kWh | 0.00317 | -0.563 | Residential |  | Winter Only | [6 empty] | Residential Furnaces (<0.3):Uncontrolled | 9.24 | 54% | 54% |  |  |  | 67% | [7 empty] | 0% | 0% | 0% | 3586.25 | 0 | 0 | 0 | 0 | 0 | 0 | 0 | 0 | 0 | 0 | 2013 Qtr 1: 0; 2013 Qtr 2: 1692.9; 2013 Qtr 3: 1554.2; 2013 Qtr 4: 339.15 | 3586.25
SDGE3245_SW-Lighting-Primary Lighting | 413023 - Screw-in CFL (20 watt) >=1,100 Lumens | Res-Lighting-InGen_CFLratio0347_CFLscw-20w | 7 | Residential | res:DEER:Indoor_CFL_Ltg | TRUE |  |  | Lamp | ROB | 1.335 | 0.75 | 0 | 0 | 0 | 0.585 | 27.2815 |  | kWh | 0.002581 | -0.4777 | Residential |  | Winter Only | [6 empty] | Residential Furnaces (<0.3):Uncontrolled | 9.24 | 54% | 54% |  |  |  | 67% | [7 empty] | 0% | 0% | 0% | 8953.75 | 0 | 0 | 0 | 0 | 0 | 0 | 0 | 0 | 0 | 0 | 2013 Qtr 1: 178.6; 2013 Qtr 2: 2297.1; 2013 Qtr 3: 5380.8; 2013 Qtr 4: 1097.25 | 8953.75
SDGE3245_SW-Lighting-Primary Lighting | 413023 - Screw-in CFL (20 watt) >=1,100 Lumens | Res-Lighting-InGen_CFLratio0347_CFLscw-20w | System | Residential | res:DEER:Indoor_CFL_Ltg | TRUE |  |  | Lamp | ROB | 1.335 | 0.64 | 0 | 0 | 0 | 0.695 | 27.5 |  | kWh | 0.00253 | -0.588 | Residential |  | Winter Only | [6 empty] | Residential Furnaces (<0.3):Uncontrolled | 9.24 | 54% | 54% |  |  |  | 67% | [7 empty] | 0% | 0% | 0% | 162.45 | 0 | 0 | 0 | 0 | 0 | 0 | 0 | 0 | 0 | 0 | 2013 Qtr 1: 0; 2013 Qtr 2: 0; 2013 Qtr 3: 114; 2013 Qtr 4: 48.45 | 162.45
SDGE3245_SW-Lighting-Primary Lighting | 413025 - Screw-in CFL (<=12 watt) <800 Lumens | Res-Lighting-InGen_CFLratio0347_CFLscw-11w | 10 | Residential | res:DEER:Indoor_CFL_Ltg |  |  |  | Lamp | ROB | 1.335 | 0.566 | 0 | 0 | 0 | 0.769 | 15.6968 |  | kWh | 0.001739 | -0.30719 | Residential |  | Winter Only | [6 empty] | Residential Furnaces (<0.3):Uncontrolled | 9.24 | 54% | 54% |  |  |  | 67% | [7 empty] | 0% | 0% | 0% | 4038.45 | 0 | 0 | 0 | 0 | 0 | 0 | 0 | 0 | 0 | 0 | 2013 Qtr 1: 0; 2013 Qtr 2: 1550.4; 2013 Qtr 3: 1998.8; 2013 Qtr 4: 489.25 | 4038.45
SDGE3245_SW-Lighting-Primary Lighting | 413025 - Screw-in CFL (<=12 watt) <800 Lumens | Res-Lighting-InGen_CFLratio0347_CFLscw-11w | 7 | Residential | res:DEER:Indoor_CFL_Ltg | TRUE |  |  | Lamp | ROB | 1.335 | 0.717 | 0 | 0 | 0 | 0.618 | 14.9922 |  | kWh | 0.001421 | -0.26346 | Residential |  | Winter Only | [6 empty] | Residential Furnaces (<0.3):Uncontrolled | 9.24 | 54% | 54% |  |  |  | 67% | [7 empty] | 0% | 0% | 0% | 10833.8 | 0 | 0 | 0 | 0 | 0 | 0 | 0 | 0 | 0 | 0 | 2013 Qtr 1: 3426.65; 2013 Qtr 2: 172.9; 2013 Qtr 3: 5986.9; 2013 Qtr 4: 1247.35 | 10833.8
SDGE3245_SW-Lighting-Primary Lighting | 413025 - Screw-in CFL (<=12 watt) <800 Lumens | Res-Lighting-InGen_CFLratio0347_CFLscw-11w | System | Residential | res:DEER:Indoor_CFL_Ltg | TRUE |  |  | Lamp | ROB | 1.335 | 0.512 | 0 | 0 | 0 | 0.823 | 15.388 |  | kWh | 0.001541 | -0.30752 | Residential |  | Winter Only | [6 empty] | Residential Furnaces (<0.3):Uncontrolled | 9.24 | 54% | 54% |  |  |  | 67% | [7 empty] | 0% | 0% | 0% | 261.25 | 0 | 0 | 0 | 0 | 0 | 0 | 0 | 0 | 0 | 0 | 2013 Qtr 1: 0; 2013 Qtr 2: 0; 2013 Qtr 3: 219.45; 2013 Qtr 4: 41.8 | 261.25
SDGE3245_SW-Lighting-Primary Lighting | 413026 - Screw-in CFL (15 watt) >=1,100-1,599 Lumens | Res-Lighting-InGen_CFLratio0347_CFLscw-15w | 10 | Residential | res:DEER:Indoor_CFL_Ltg | TRUE |  |  | Lamp | ROB | 1.335 | 0.9 | 0 | 0 | 0 | 0.435 | 21.5 |  | kWh | 0.00237 | -0.422 | Residential |  | Winter Only | [6 empty] | Residential Furnaces (<0.3):Uncontrolled | 9.24 | 54% | 54% |  |  |  | 67% | [7 empty] | 0% | 0% | 0% | 2 | 0 | 0 | 0 | 0 | 0 | 0 | 0 | 0 | 0 | 0 | 2013 Qtr 1: 0; 2013 Qtr 2: 0; 2013 Qtr 3: 2; 2013 Qtr 4: 0 | 2
SDGE3245_SW-Lighting-Primary Lighting | 413026 - Screw-in CFL (15 watt) >=1,100-1,599 Lumens | Res-Lighting-InGen_CFLratio0347_CFLscw-15w | 7 | Residential | res:DEER:Indoor_CFL_Ltg | TRUE |  |  | Lamp | ROB | 1.335 | 0.9 | 0 | 0 | 0 | 0.435 | 20.4985 |  | kWh | 0.00193 | -0.36076 | Residential |  | Winter Only | [6 empty] | Residential Furnaces (<0.3):Uncontrolled | 9.24 | 54% | 54% |  |  |  | 67% | [7 empty] | 0% | 0% | 0% | 680 | 0 | 0 | 0 | 0 | 0 | 0 | 0 | 0 | 0 | 0 | 2013 Qtr 1: 294; 2013 Qtr 2: 378; 2013 Qtr 3: 8; 2013 Qtr 4: 0 | 680
SDGE3245_SW-Lighting-Primary Lighting | 413038 - Commercial-Screw-in CFL (<= 12 watt) <800 Lumens | Com-Lighting-InGen_CFLratio0357_CFLscw-11w | System | Commercial | NON_res:DEER:Indoor_CFL_Ltg | TRUE |  |  | Lamp | ROB | 1.335 | 0.603 | 0 | 0 | 0 | 0.732 | 97.4 |  | kWh | 0.0206 | -0.243 | Commercial |  | Winter Only | [6 empty] | Small Boilers (<100 MMBtu/hr Heat Input):Uncontrolled | 3.3 | 54% | 54% |  |  |  | 67% | [7 empty] | 0% | 0% | 0% | 3425.15 | 0 | 0 | 0 | 0 | 0 | 0 | 0 | 0 | 0 | 0 | 2013 Qtr 1: 285.55; 2013 Qtr 2: 1037.65; 2013 Qtr 3: 1292.55; 2013 Qtr 4: 809.4 | 3425.15
SDGE3245_SW-Lighting-Primary Lighting | 413039 - Commercial-Screw-in CFL (>39 watt) >=1,600 Lumens | Com-Lighting-InGen_CFLratio0357_CFLscw-11w | System | Commercial | NON_res:DEER:Indoor_CFL_Ltg | TRUE |  |  | Lamp | ROB | 7.741 | 0.565 | 0 | 0 | 0 | 7.176 | 97.4 |  | kWh | 0.0206 | -0.243 | Commercial |  | Winter Only | [6 empty] | Small Boilers (<100 MMBtu/hr Heat Input):Uncontrolled | 3.3 | 54% | 54% |  |  |  | 67% | [7 empty] | 0% | 0% | 0% | 124.55 | 0 | 0 | 0 | 0 | 0 | 0 | 0 | 0 | 0 | 0 | 2013 Qtr 1: 0; 2013 Qtr 2: 41.1; 2013 Qtr 3: 47.15; 2013 Qtr 4: 36.3 | 124.55
SDGE3245_SW-Lighting-Primary Lighting | 413040 - Commercial-Screw-in CFL (13 watt) 800-1,099 Lumens | Com-Lighting-InGen_CFLratio0357_CFLscw-13w | System | Commercial | NON_res:DEER:Indoor_CFL_Ltg | TRUE |  |  | Lamp | ROB | 1.335 | 0.557 | 0 | 0 | 0 | 0.778 | 115 |  | kWh | 0.0244 | -0.288 | Commercial |  | Winter Only | [6 empty] | Small Boilers (<100 MMBtu/hr Heat Input):Uncontrolled | 3.3 | 54% | 54% |  |  |  | 67% | [7 empty] | 0% | 0% | 0% | 12128.65 | 0 | 0 | 0 | 0 | 0 | 0 | 0 | 0 | 0 | 0 | 2013 Qtr 1: 3641.15; 2013 Qtr 2: 935.9; 2013 Qtr 3: 3345.1; 2013 Qtr 4: 4206.5 | 12128.65
SDGE3245_SW-Lighting-Primary Lighting | 413041 - Commercial-Screw-in CFL (18 watt) >= 1,100-1,599 Lumens | Com-Lighting-InGen_CFLratio0357_CFLscw-18w | System | Commercial | NON_res:DEER:Indoor_CFL_Ltg | TRUE |  |  | Lamp | ROB | 1.335 | 0.69 | 0 | 0 | 0 | 0.645 | 159 |  | kWh | 0.0338 | -0.398 | Commercial |  | Winter Only | [6 empty] | Small Boilers (<100 MMBtu/hr Heat Input):Uncontrolled | 3.3 | 54% | 54% |  |  |  | 67% | [7 empty] | 0% | 0% | 0% | 3339.5 | 0 | 0 | 0 | 0 | 0 | 0 | 0 | 0 | 0 | 0 | 2013 Qtr 1: 1909.1; 2013 Qtr 2: 118.1; 2013 Qtr 3: 963.2; 2013 Qtr 4: 349.1 | 3339.5
SDGE3245_SW-Lighting-Primary Lighting | 413042 - Commercial-Screw-in CFL (19 watt) >= 1,100-1,599 Lumens | Res-Lighting-InGen_CFLratio0347_CFLscw-19w | 10 | Commercial | NON_res:DEER:Indoor_CFL_Ltg | TRUE |  |  | Lamp | ROB | 1.335 | 0.55 | 0 | 0 | 0 | 0.785 | 27.1761 |  | kWh | 0.003004 | -0.52273 | Commercial |  | Winter Only | [6 empty] | Small Boilers (<100 MMBtu/hr Heat Input):Uncontrolled | 9.24 | 54% | 54% |  |  |  | 67% | [7 empty] | 0% | 0% | 0% | 816.8 | 0 | 0 | 0 | 0 | 0 | 0 | 0 | 0 | 0 | 0 | 2013 Qtr 1: 0; 2013 Qtr 2: 282.2; 2013 Qtr 3: 231.2; 2013 Qtr 4: 303.4 | 816.8
SDGE3245_SW-Lighting-Primary Lighting | 413042 - Commercial-Screw-in CFL (19 watt) >= 1,100-1,599 Lumens | Res-Lighting-InGen_CFLratio0347_CFLscw-19w | 7 | Commercial | NON_res:DEER:Indoor_CFL_Ltg | TRUE |  |  | Lamp | ROB | 1.335 | 0.645 | 0 | 0 | 0 | 0.69 | 25.8746 |  | kWh | 0.002452 | -0.45182 | Commercial |  | Winter Only | [6 empty] | Small Boilers (<100 MMBtu/hr Heat Input):Uncontrolled | 9.24 | 54% | 54% |  |  |  | 67% | [7 empty] | 0% | 0% | 0% | 2755.65 | 0 | 0 | 0 | 0 | 0 | 0 | 0 | 0 | 0 | 0 | 2013 Qtr 1: 814; 2013 Qtr 2: 607.85; 2013 Qtr 3: 623.1; 2013 Qtr 4: 710.7 | 2755.65
SDGE3245_SW-Lighting-Primary Lighting | 413042 - Commercial-Screw-in CFL (19 watt) >= 1,100-1,599 Lumens | Res-Lighting-InGen_CFLratio0347_CFLscw-19w | System | Commercial | NON_res:DEER:Indoor_CFL_Ltg | TRUE |  |  | Lamp | ROB | 1.335 | 0.588 | 0 | 0 | 0 | 0.747 | 27.2859 |  | kWh | 0.003066 | -0.48958 | Commercial |  | Winter Only | [6 empty] | Small Boilers (<100 MMBtu/hr Heat Input):Uncontrolled | 9.24 | 54% | 54% |  |  |  | 67% | [7 empty] | 0% | 0% | 0% | 763.6 | 0 | 0 | 0 | 0 | 0 | 0 | 0 | 0 | 0 | 0 | 2013 Qtr 1: 0; 2013 Qtr 2: 658.1; 2013 Qtr 3: 61.2; 2013 Qtr 4: 44.3 | 763.6
SDGE3245_SW-Lighting-Primary Lighting | 413043 - Commercial-Screw-in CFL (23 watt) >=1,600 Lumens | Com-Lighting-InGen_CFLratio0357_CFLscw-23w | System | Commercial | NON_res:DEER:Indoor_CFL_Ltg | TRUE |  |  | Lamp | ROB | 1.335 | 0.562 | 0 | 0 | 0 | 0.773 | 204 |  | kWh | 0.0431 | -0.509 | Commercial |  | Winter Only | [6 empty] | Small Boilers (<100 MMBtu/hr Heat Input):Uncontrolled | 3.3 | 54% | 54% |  |  |  | 67% | [7 empty] | 0% | 0% | 0% | 8874.3 | 0 | 0 | 0 | 0 | 0 | 0 | 0 | 0 | 0 | 0 | 2013 Qtr 1: 2188.4; 2013 Qtr 2: 1891.6; 2013 Qtr 3: 1814.3; 2013 Qtr 4: 2980 | 8874.3
SDGE3245_SW-Lighting-Primary Lighting | 413044 - Commercial-Screw-in CFL (14 watt) 800-1,099 Lumens | Com-Lighting-InGen_CFLratio0357_CFLscw-14w | System | Commercial | NON_res:DEER:Indoor_CFL_Ltg | TRUE |  |  | Lamp | ROB | 1.335 | 0.623 | 0 | 0 | 0 | 0.712 | 124 |  | kWh | 0.0263 | -0.31 | Commercial |  | Winter Only | [6 empty] | Small Boilers (<100 MMBtu/hr Heat Input):Uncontrolled | 3.3 | 54% | 54% |  |  |  | 67% | [7 empty] | 0% | 0% | 0% | 33114.35 | 0 | 0 | 0 | 0 | 0 | 0 | 0 | 0 | 0 | 0 | 2013 Qtr 1: 6636.9; 2013 Qtr 2: 10502.95; 2013 Qtr 3: 7204.1; 2013 Qtr 4: 8770.4 | 33114.35
SDGE3245_SW-Lighting-Primary Lighting | 413045 - Commercial-Screw-in CFL (15 watt) 800-1,099 Lumens | Com-Lighting-InGen_CFLratio0357_CFLscw-15w | System | Commercial | NON_res:DEER:Indoor_CFL_Ltg | TRUE |  |  | Lamp | ROB | 1.335 | 0.558 | 0 | 0 | 0 | 0.777 | 133 |  | kWh | 0.0281 | -0.332 | Commercial |  | Winter Only | [6 empty] | Small Boilers (<100 MMBtu/hr Heat Input):Uncontrolled | 3.3 | 54% | 54% |  |  |  | 67% | [7 empty] | 0% | 0% | 0% | 67.55 | 0 | 0 | 0 | 0 | 0 | 0 | 0 | 0 | 0 | 0 | 2013 Qtr 1: 0; 2013 Qtr 2: 12.65; 2013 Qtr 3: 38.2; 2013 Qtr 4: 16.7 | 67.55
SDGE3245_SW-Lighting-Primary Lighting | 413046 - Commercial-Screw-in CFL (20 watt) >=1,100 Lumens | Com-Lighting-InGen_CFLratio0357_CFLscw-20w | System | Commercial | NON_res:DEER:Indoor_CFL_Ltg | TRUE |  |  | Lamp | ROB | 1.335 | 0.702 | 0 | 0 | 0 | 0.633 | 177 |  | kWh | 0.0375 | -0.443 | Commercial |  | Winter Only | [6 empty] | Small Boilers (<100 MMBtu/hr Heat Input):Uncontrolled | 3.3 | 54% | 54% |  |  |  | 67% | [7 empty] | 0% | 0% | 0% | 668.55 | 0 | 0 | 0 | 0 | 0 | 0 | 0 | 0 | 0 | 0 | 2013 Qtr 1: 9.4; 2013 Qtr 2: 210; 2013 Qtr 3: 371; 2013 Qtr 4: 78.15 | 668.55
SDGE3245_SW-Lighting-Primary Lighting | 414018 - Reflectors (15 watt) <800 Lumens | Res-Lighting-InGen_CFLratio0409_CFLscw-Refl-15w | 10 | Residential | res:DEER:Indoor_CFL_Ltg | TRUE |  |  | Lamp | ROB | 3.111 | 1.343 | 0 | 0 | 0 | 1.768 | 26.7996 |  | kWh | 0.00297 | -0.52766 | Residential |  | Winter Only | [6 empty] | Residential Furnaces (<0.3):Uncontrolled | 9.24 | 54% | 54% |  |  |  | 67% | [7 empty] | 0% | 0% | 0% | 27941.4 | 0 | 0 | 0 | 0 | 0 | 0 | 0 | 0 | 0 | 0 | 2013 Qtr 1: 0; 2013 Qtr 2: 358.15; 2013 Qtr 3: 9202.65; 2013 Qtr 4: 18380.6 | 27941.4
SDGE3245_SW-Lighting-Primary Lighting | 414018 - Reflectors (15 watt) <800 Lumens | Res-Lighting-InGen_CFLratio0409_CFLscw-Refl-15w | 7 | Residential | res:DEER:Indoor_CFL_Ltg | TRUE |  |  | Lamp | ROB | 3.11 | 1.297 | 0 | 0 | 0 | 1.813 | 25.4633 |  | kWh | 0.002431 | -0.42366 | Residential |  | Winter Only | [6 empty] | Residential Furnaces (<0.3):Uncontrolled | 9.24 | 54% | 54% |  |  |  | 67% | [7 empty] | 0% | 0% | 0% | 54270.65 | 0 | 0 | 0 | 0 | 0 | 0 | 0 | 0 | 0 | 0 | 2013 Qtr 1: 0; 2013 Qtr 2: 4824.1; 2013 Qtr 3: 15595.2; 2013 Qtr 4: 33851.35 | 54270.65
SDGE3245_SW-Lighting-Primary Lighting | 414018 - Reflectors (15 watt) <800 Lumens | Res-Lighting-InGen_CFLratio0409_CFLscw-Refl-15w | System | Residential | res:DEER:Indoor_CFL_Ltg | TRUE |  |  | Lamp | ROB | 3.111 | 1.477 | 0 | 0 | 0 | 1.634 | 25.5985 |  | kWh | 0.002372 | -0.45162 | Residential |  | Winter Only | [6 empty] | Residential Furnaces (<0.3):Uncontrolled | 9.24 | 54% | 54% |  |  |  | 67% | [7 empty] | 0% | 0% | 0% | 54490.1 | 0 | 0 | 0 | 0 | 0 | 0 | 0 | 0 | 0 | 0 | 2013 Qtr 1: 17537; 2013 Qtr 2: 21928.85; 2013 Qtr 3: 6324.15; 2013 Qtr 4: 8700.1 | 54490.1
SDGE3245_SW-Lighting-Primary Lighting | 414020 - Globes (15 watt) 800-1099 Lumens | Res-Lighting-InGen_CFLratio0347_CFLscw-15w | 10 | Residential | res:DEER:Indoor_CFL_Ltg | TRUE |  |  | Lamp | ROB | 5.685 | 1.458 | 0 | 0 | 0 | 4.227 | 21.5 |  | kWh | 0.00237 | -0.422 | Residential |  | Winter Only | [6 empty] | Residential Furnaces (<0.3):Uncontrolled | 9.24 | 54% | 54% |  |  |  | 67% | [7 empty] | 0% | 0% | 0% | 629.85 | 0 | 0 | 0 | 0 | 0 | 0 | 0 | 0 | 0 | 0 | 2013 Qtr 1: 0; 2013 Qtr 2: 342; 2013 Qtr 3: 216.6; 2013 Qtr 4: 71.25 | 629.85
SDGE3245_SW-Lighting-Primary Lighting | 414020 - Globes (15 watt) 800-1099 Lumens | Res-Lighting-InGen_CFLratio0347_CFLscw-15w | 7 | Residential | res:DEER:Indoor_CFL_Ltg | TRUE |  |  | Lamp | ROB | 5.685 | 1.412 | 0 | 0 | 0 | 4.273 | 20.4735 |  | kWh | 0.001932 | -0.3567 | Residential |  | Winter Only | [6 empty] | Residential Furnaces (<0.3):Uncontrolled | 9.24 | 54% | 54% |  |  |  | 67% | [7 empty] | 0% | 0% | 0% | 1181.8 | 0 | 0 | 0 | 0 | 0 | 0 | 0 | 0 | 0 | 0 | 2013 Qtr 1: 202.35; 2013 Qtr 2: 53.2; 2013 Qtr 3: 681.15; 2013 Qtr 4: 245.1 | 1181.8
SDGE3245_SW-Lighting-Primary Lighting | 414020 - Globes (15 watt) 800-1099 Lumens | Res-Lighting-InGen_CFLratio0347_CFLscw-15w | System | Residential | res:DEER:Indoor_CFL_Ltg | TRUE |  |  | Lamp | ROB | 5.685 | 1.385 | 0 | 0 | 0 | 4.3 | 20.6 |  | kWh | 0.0019 | -0.441 | Residential |  | Winter Only | [6 empty] | Residential Furnaces (<0.3):Uncontrolled | 9.24 | 54% | 54% |  |  |  | 67% | [7 empty] | 0% | 0% | 0% | 37.05 | 0 | 0 | 0 | 0 | 0 | 0 | 0 | 0 | 0 | 0 | 2013 Qtr 1: 0; 2013 Qtr 2: 0; 2013 Qtr 3: 31.35; 2013 Qtr 4: 5.7 | 37.05
SDGE3245_SW-Lighting-Primary Lighting | 414021 - Reflectors (18 watt) 800-1,099 Lumens | Res-Lighting-InGen_CFLratio0409_CFLscw-Refl-18w | 7 | Residential | res:DEER:Indoor_CFL_Ltg | TRUE |  |  | Lamp | ROB | 3.111 | 0.9 | 0 | 0 | 0 | 2.211 | 30.7 |  | kWh | 0.0029 | -0.542 | Residential |  | Winter Only | [6 empty] | Residential Furnaces (<0.3):Uncontrolled | 9.24 | 54% | 54% |  |  |  | 67% | [7 empty] | 0% | 0% | 0% | 3401 | 0 | 0 | 0 | 0 | 0 | 0 | 0 | 0 | 0 | 0 | 2013 Qtr 1: 3401; 2013 Qtr 2: 0; 2013 Qtr 3: 0; 2013 Qtr 4: 0 | 3401
SDGE3245_SW-Lighting-Primary Lighting | 414021 - Reflectors (18 watt) 800-1,099 Lumens | Res-Lighting-InGen_CFLratio0409_CFLscw-Refl-18w | System | Residential | res:DEER:Indoor_CFL_Ltg |  |  |  | Lamp | ROB | 3.111 | 0.9 | 0 | 0 | 0 | 2.211 | 32.5 |  | kWh | 0.00371 | -0.573 | Residential |  | Winter Only | [6 empty] | Residential Furnaces (<0.3):Uncontrolled | 9.24 | 54% | 54% |  |  |  | 67% | [7 empty] | 0% | 0% | 0% | 2549.8 | 0 | 0 | 0 | 0 | 0 | 0 | 0 | 0 | 0 | 0 | 2013 Qtr 1: 0; 2013 Qtr 2: 2549.8; 2013 Qtr 3: 0; 2013 Qtr 4: 0 | 2549.8
SDGE3245_SW-Lighting-Primary Lighting | 414022 - A-Lamp (13 watt) < 800 Lumens | Res-Lighting-InGen_CFLratio0347_CFLscw-13w | 7 | Residential | res:DEER:Indoor_CFL_Ltg |  |  |  | Lamp | ROB | 3.11 | 1.435 | 0 | 0 | 0 | 1.675 | 17.7 |  | kWh | 0.00168 | -0.313 | Residential |  | Winter Only | [6 empty] | Residential Furnaces (<0.3):Uncontrolled | 9.24 | 54% | 54% | [11 empty] | 0% | 0% | 0% | 37 | 0 | 0 | 0 | 0 | 0 | 0 | 0 | 0 | 0 | 0 | 2013 Qtr 1: 28; 2013 Qtr 2: 9; 2013 Qtr 3: 0; 2013 Qtr 4: 0 | 37
SDGE3245_SW-Lighting-Primary Lighting | 414024 - A-Lamp (13 watt) >=800 Lumens | Res-Lighting-InGen_CFLratio0347_CFLscw-13w | 10 | Residential | res:DEER:Indoor_CFL_Ltg |  |  |  | Lamp | ROB | 3.11 | 1 | 0 | 0 | 0 | 2.11 | 18.6 |  | kWh | 0.00206 | -0.366 | Residential |  | Winter Only | [6 empty] | Residential Furnaces (<0.3):Uncontrolled | 9.24 | 54% | 54% |  |  |  | 67% | [7 empty] | 0% | 0% | 0% | 90 | 0 | 0 | 0 | 0 | 0 | 0 | 0 | 0 | 0 | 0 | 2013 Qtr 1: 0; 2013 Qtr 2: 0; 2013 Qtr 3: 90; 2013 Qtr 4: 0 | 90
SDGE3245_SW-Lighting-Primary Lighting | 414024 - A-Lamp (13 watt) >=800 Lumens | Res-Lighting-InGen_CFLratio0347_CFLscw-13w | 7 | Residential | res:DEER:Indoor_CFL_Ltg |  |  |  | Lamp | ROB | 3.111 | 1 | 0 | 0 | 0 | 2.111 | 17.6755 |  | kWh | 0.001682 | -0.30727 | Residential |  | Winter Only | [6 empty] | Residential Furnaces (<0.3):Uncontrolled | 9.24 | 54% | 54% |  |  |  | 67% | [7 empty] | 0% | 0% | 0% | 220 | 0 | 0 | 0 | 0 | 0 | 0 | 0 | 0 | 0 | 0 | 2013 Qtr 1: 0; 2013 Qtr 2: 0; 2013 Qtr 3: 220; 2013 Qtr 4: 0 | 220
SDGE3245_SW-Lighting-Primary Lighting | 414024 - A-Lamp (13 watt) >=800 Lumens | Res-Lighting-InGen_CFLratio0347_CFLscw-13w | System | Residential | res:DEER:Indoor_CFL_Ltg |  |  |  | Lamp | ROB | 3.11 | 1 | 0 | 0 | 0 | 2.11 | 17.9 |  | kWh | 0.00164 | -0.382 | Residential |  | Winter Only | [6 empty] | Residential Furnaces (<0.3):Uncontrolled | 9.24 | 54% | 54% |  |  |  | 67% | [7 empty] | 0% | 0% | 0% | 8 | 0 | 0 | 0 | 0 | 0 | 0 | 0 | 0 | 0 | 0 | 2013 Qtr 1: 0; 2013 Qtr 2: 0; 2013 Qtr 3: 8; 2013 Qtr 4: 0 | 8
SDGE3245_SW-Lighting-Primary Lighting | 414026 - A-Lamp (15 watt) <1,100 Lumens | Res-Lighting-InGen_CFLratio0347_CFLscw-15w | 10 | Residential | res:DEER:Indoor_CFL_Ltg |  |  |  | Lamp | ROB | 2.81 | 1.2 | 0 | 0 | 0 | 1.61 | 21.4937 |  | kWh | 0.002369 | -0.41945 | Residential |  | Winter Only | [6 empty] | Residential Furnaces (<0.3):Uncontrolled | 9.24 | 54% | 54% |  |  |  | 67% | [7 empty] | 0% | 0% | 0% | 541.5 | 0 | 0 | 0 | 0 | 0 | 0 | 0 | 0 | 0 | 0 | 2013 Qtr 1: 0; 2013 Qtr 2: 247; 2013 Qtr 3: 147.25; 2013 Qtr 4: 147.25 | 541.5
SDGE3245_SW-Lighting-Primary Lighting | 414026 - A-Lamp (15 watt) <1,100 Lumens | Res-Lighting-InGen_CFLratio0347_CFLscw-15w | 7 | Residential | res:DEER:Indoor_CFL_Ltg |  |  |  | Lamp | ROB | 2.81 | 1.199 | 0 | 0 | 0 | 1.611 | 20.4867 |  | kWh | 0.001931 | -0.35884 | Residential |  | Winter Only | [6 empty] | Residential Furnaces (<0.3):Uncontrolled | 9.24 | 54% | 54% |  |  |  | 67% | [7 empty] | 0% | 0% | 0% | 1922.8 | 0 | 0 | 0 | 0 | 0 | 0 | 0 | 0 | 0 | 0 | 2013 Qtr 1: 1223.6; 2013 Qtr 2: 9.5; 2013 Qtr 3: 371.45; 2013 Qtr 4: 318.25 | 1922.8
SDGE3245_SW-Lighting-Primary Lighting | 414026 - A-Lamp (15 watt) <1,100 Lumens | Res-Lighting-InGen_CFLratio0347_CFLscw-15w | System | Residential | res:DEER:Indoor_CFL_Ltg |  |  |  | Lamp | ROB | 2.811 | 1.2 | 0 | 0 | 0 | 1.611 | 21.0242 |  | kWh | 0.002142 | -0.41597 | Residential |  | Winter Only | [6 empty] | Residential Furnaces (<0.3):Uncontrolled | 9.24 | 54% | 54% |  |  |  | 67% | [7 empty] | 0% | 0% | 0% | 31.35 | 0 | 0 | 0 | 0 | 0 | 0 | 0 | 0 | 0 | 0 | 2013 Qtr 1: 0; 2013 Qtr 2: 0; 2013 Qtr 3: 8.55; 2013 Qtr 4: 22.8 | 31.35
SDGE3245_SW-Lighting-Primary Lighting | 414027 - A-Lamp (18 watt) <1,100 Lumens | Res-Lighting-InGen_CFLratio0347_CFLscw-18w | 10 | Residential | res:DEER:Indoor_CFL_Ltg |  |  |  | Lamp | ROB | 2.811 | 1.2 | 0 | 0 | 0 | 1.611 | 25.7 |  | kWh | 0.00285 | -0.507 | Residential |  | Winter Only | [6 empty] | Residential Furnaces (<0.3):Uncontrolled | 9.24 | 54% | 54% |  |  |  | 67% | [7 empty] | 0% | 0% | 0% | 3.8 | 0 | 0 | 0 | 0 | 0 | 0 | 0 | 0 | 0 | 0 | 2013 Qtr 1: 0; 2013 Qtr 2: 0; 2013 Qtr 3: 3.8; 2013 Qtr 4: 0 | 3.8
SDGE3245_SW-Lighting-Primary Lighting | 414027 - A-Lamp (18 watt) <1,100 Lumens | Res-Lighting-InGen_CFLratio0347_CFLscw-18w | 7 | Residential | res:DEER:Indoor_CFL_Ltg |  |  |  | Lamp | ROB | 2.81 | 1.2 | 0 | 0 | 0 | 1.61 | 24.5 |  | kWh | 0.00232 | -0.433 | Residential |  | Winter Only | [6 empty] | Residential Furnaces (<0.3):Uncontrolled | 9.24 | 54% | 54% |  |  |  | 67% | [7 empty] | 0% | 0% | 0% | 56965.8 | 0 | 0 | 0 | 0 | 0 | 0 | 0 | 0 | 0 | 0 | 2013 Qtr 1: 235.6; 2013 Qtr 2: 56722.6; 2013 Qtr 3: 5.7; 2013 Qtr 4: 1.9 | 56965.8
SDGE3245_SW-Lighting-Primary Lighting | 414030 - Reflectors (20 watt) 800-1,099 Lumens | Res-Lighting-InGen_CFLratio0409_CFLscw-Refl-20w | 10 | Residential | res:DEER:Indoor_CFL_Ltg |  |  |  | Lamp | ROB | 3.111 | 1.2 | 0 | 0 | 0 | 1.911 | 35.7773 |  | kWh | 0.003954 | -0.69348 | Residential |  | Winter Only | [6 empty] | Residential Furnaces (<0.3):Uncontrolled | 9.24 | 54% | 54% |  |  |  | 67% | [7 empty] | 0% | 0% | 0% | 133.95 | 0 | 0 | 0 | 0 | 0 | 0 | 0 | 0 | 0 | 0 | 2013 Qtr 1: 0; 2013 Qtr 2: 0; 2013 Qtr 3: 133.95; 2013 Qtr 4: 0 | 133.95
SDGE3245_SW-Lighting-Primary Lighting | 414030 - Reflectors (20 watt) 800-1,099 Lumens | Res-Lighting-InGen_CFLratio0409_CFLscw-Refl-20w | 7 | Residential | res:DEER:Indoor_CFL_Ltg |  |  |  | Lamp | ROB | 3.11 | 1.2 | 0 | 0 | 0 | 1.91 | 34.1 |  | kWh | 0.00323 | -0.602 | Residential |  | Winter Only | [6 empty] | Residential Furnaces (<0.3):Uncontrolled | 9.24 | 54% | 54% |  |  |  | 67% | [7 empty] | 0% | 0% | 0% | 316.35 | 0 | 0 | 0 | 0 | 0 | 0 | 0 | 0 | 0 | 0 | 2013 Qtr 1: 0; 2013 Qtr 2: 0; 2013 Qtr 3: 316.35; 2013 Qtr 4: 0 | 316.35
SDGE3245_SW-Lighting-Primary Lighting | 414030 - Reflectors (20 watt) 800-1,099 Lumens | Res-Lighting-InGen_CFLratio0409_CFLscw-Refl-20w | System | Residential | res:DEER:Indoor_CFL_Ltg |  |  |  | Lamp | ROB | 3.11 | 1.422 | 0 | 0 | 0 | 1.688 | 35.8254 |  | kWh | 0.003965 | -0.65283 | Residential |  | Winter Only | [6 empty] | Residential Furnaces (<0.3):Uncontrolled | 9.24 | 54% | 54% |  |  |  | 67% | [7 empty] | 0% | 0% | 0% | 399.95 | 0 | 0 | 0 | 0 | 0 | 0 | 0 | 0 | 0 | 0 | 2013 Qtr 1: 0; 2013 Qtr 2: 295.45; 2013 Qtr 3: 104.5; 2013 Qtr 4: 0 | 399.95
SDGE3245_SW-Lighting-Primary Lighting | 414031 - Reflectors (23 watt) 1,100-1,599 Lumens | Res-Lighting-InGen_CFLratio0409_CFLscw-Refl-23w | 10 | Residential | res:DEER:Indoor_CFL_Ltg |  |  |  | Lamp | ROB | 4.89 | 1.486 | 0 | 0 | 0 | 3.404 | 41.0461 |  | kWh | 0.004542 | -0.77863 | Residential |  | Winter Only | [6 empty] | Residential Furnaces (<0.3):Uncontrolled | 9.24 | 54% | 54% |  |  |  | 67% | [7 empty] | 0% | 0% | 0% | 5560.35 | 0 | 0 | 0 | 0 | 0 | 0 | 0 | 0 | 0 | 0 | 2013 Qtr 1: 0; 2013 Qtr 2: 0; 2013 Qtr 3: 3164.45; 2013 Qtr 4: 2395.9 | 5560.35
SDGE3245_SW-Lighting-Primary Lighting | 414031 - Reflectors (23 watt) 1,100-1,599 Lumens | Res-Lighting-InGen_CFLratio0409_CFLscw-Refl-23w | 7 | Residential | res:DEER:Indoor_CFL_Ltg |  |  |  | Lamp | ROB | 4.891 | 1.489 | 0 | 0 | 0 | 3.402 | 39.1984 |  | kWh | 0.00371 | -0.69168 | Residential |  | Winter Only | [6 empty] | Residential Furnaces (<0.3):Uncontrolled | 9.24 | 54% | 54% |  |  |  | 67% | [7 empty] | 0% | 0% | 0% | 15812.75 | 0 | 0 | 0 | 0 | 0 | 0 | 0 | 0 | 0 | 0 | 2013 Qtr 1: 2912.7; 2013 Qtr 2: 1873.4; 2013 Qtr 3: 6676.6; 2013 Qtr 4: 4350.05 | 15812.75
SDGE3245_SW-Lighting-Primary Lighting | 414031 - Reflectors (23 watt) 1,100-1,599 Lumens | Res-Lighting-InGen_CFLratio0409_CFLscw-Refl-23w | System | Residential | res:DEER:Indoor_CFL_Ltg |  |  |  | Lamp | ROB | 4.89 | 1.499 | 0 | 0 | 0 | 3.391 | 41.3064 |  | kWh | 0.004628 | -0.74362 | Residential |  | Winter Only | [6 empty] | Residential Furnaces (<0.3):Uncontrolled | 9.24 | 54% | 54% |  |  |  | 67% | [7 empty] | 0% | 0% | 0% | 11297.4 | 0 | 0 | 0 | 0 | 0 | 0 | 0 | 0 | 0 | 0 | 2013 Qtr 1: 0; 2013 Qtr 2: 9197.9; 2013 Qtr 3: 1138.1; 2013 Qtr 4: 961.4 | 11297.4
SDGE3245_SW-Lighting-Primary Lighting | 414034 - Reflectors (25 watt) 1,100-1,599 Lumens | Res-Lighting-InGen_CFLratio0409_CFLscw-Refl-25w | 7 | Residential | res:DEER:Indoor_CFL_Ltg |  |  |  | Lamp | ROB | 4.89 | 1.5 | 0 | 0 | 0 | 3.39 | 42.6 |  | kWh | 0.00403 | -0.752 | Residential |  | Winter Only | [6 empty] | Residential Furnaces (<0.3):Uncontrolled | 9.24 | 54% | 54% |  |  |  | 67% | [7 empty] | 0% | 0% | 0% | 59520 | 0 | 0 | 0 | 0 | 0 | 0 | 0 | 0 | 0 | 0 | 2013 Qtr 1: 0; 2013 Qtr 2: 59520; 2013 Qtr 3: 0; 2013 Qtr 4: 0 | 59520
SDGE3245_SW-Lighting-Primary Lighting | 414036 - Reflectors (26 Watt) >= 1,600 Lumens | Res-Lighting-InGen_CFLratio0409_CFLscw-Refl-26w | 10 | Residential | res:DEER:Indoor_CFL_Ltg |  |  |  | Lamp | ROB | 4.891 | 1.456 | 0 | 0 | 0 | 3.435 | 46.5 |  | kWh | 0.00515 | -0.916 | Residential |  | Winter Only | [6 empty] | Residential Furnaces (<0.3):Uncontrolled | 9.24 | 54% | 54% |  |  |  | 67% | [7 empty] | 0% | 0% | 0% | 720 | 0 | 0 | 0 | 0 | 0 | 0 | 0 | 0 | 0 | 0 | 2013 Qtr 1: 0; 2013 Qtr 2: 339; 2013 Qtr 3: 291; 2013 Qtr 4: 90 | 720
SDGE3245_SW-Lighting-Primary Lighting | 414036 - Reflectors (26 Watt) >= 1,600 Lumens | Res-Lighting-InGen_CFLratio0409_CFLscw-Refl-26w | 7 | Residential | res:DEER:Indoor_CFL_Ltg | TRUE |  |  | Lamp | ROB | 4.89 | 1.341 | 0 | 0 | 0 | 3.549 | 44.2547 |  | kWh | 0.004195 | -0.77309 | Residential |  | Winter Only | [6 empty] | Residential Furnaces (<0.3):Uncontrolled | 9.24 | 54% | 54% |  |  |  | 67% | [7 empty] | 0% | 0% | 0% | 1289 | 0 | 0 | 0 | 0 | 0 | 0 | 0 | 0 | 0 | 0 | 2013 Qtr 1: 268; 2013 Qtr 2: 313; 2013 Qtr 3: 559; 2013 Qtr 4: 149 | 1289
SDGE3245_SW-Lighting-Primary Lighting | 414036 - Reflectors (26 Watt) >= 1,600 Lumens | Res-Lighting-InGen_CFLratio0409_CFLscw-Refl-26w | System | Residential | res:DEER:Indoor_CFL_Ltg | TRUE |  |  | Lamp | ROB | 4.89 | 1.465 | 0 | 0 | 0 | 3.425 | 44.7 |  | kWh | 0.00411 | -0.956 | Residential |  | Winter Only | [6 empty] | Residential Furnaces (<0.3):Uncontrolled | 9.24 | 54% | 54% |  |  |  | 67% | [7 empty] | 0% | 0% | 0% | 34 | 0 | 0 | 0 | 0 | 0 | 0 | 0 | 0 | 0 | 0 | 2013 Qtr 1: 0; 2013 Qtr 2: 0; 2013 Qtr 3: 30; 2013 Qtr 4: 4 | 34
SDGE3245_SW-Lighting-Primary Lighting | 414042 - Globes (<= 12 watt) <800 Lumens | Res-Lighting-InGen_CFLratio0347_CFLscw-11w | 10 | Residential | res:DEER:Indoor_CFL_Ltg | TRUE |  |  | Lamp | ROB | 5.685 | 1.481 | 0 | 0 | 0 | 4.204 | 15.6978 |  | kWh | 0.001739 | -0.30806 | Residential |  | Winter Only | [6 empty] | Residential Furnaces (<0.3):Uncontrolled | 9.24 | 54% | 54% |  |  |  | 67% | [7 empty] | 0% | 0% | 0% | 3949 | 0 | 0 | 0 | 0 | 0 | 0 | 0 | 0 | 0 | 0 | 2013 Qtr 1: 0; 2013 Qtr 2: 1406; 2013 Qtr 3: 1649; 2013 Qtr 4: 894 | 3949
SDGE3245_SW-Lighting-Primary Lighting | 414042 - Globes (<= 12 watt) <800 Lumens | Res-Lighting-InGen_CFLratio0347_CFLscw-11w | 7 | Residential | res:DEER:Indoor_CFL_Ltg | TRUE |  |  | Lamp | ROB | 5.685 | 1.449 | 0 | 0 | 0 | 4.236 | 14.9952 |  | kWh | 0.00142 | -0.26405 | Residential |  | Winter Only | [6 empty] | Residential Furnaces (<0.3):Uncontrolled | 9.24 | 54% | 54% |  |  |  | 67% | [7 empty] | 0% | 0% | 0% | 9116 | 0 | 0 | 0 | 0 | 0 | 0 | 0 | 0 | 0 | 0 | 2013 Qtr 1: 1614; 2013 Qtr 2: 1881; 2013 Qtr 3: 3511; 2013 Qtr 4: 2110 | 9116
SDGE3245_SW-Lighting-Primary Lighting | 414042 - Globes (<= 12 watt) <800 Lumens | Res-Lighting-InGen_CFLratio0347_CFLscw-11w | System | Residential | res:DEER:Indoor_CFL_Ltg | TRUE |  |  | Lamp | ROB | 5.685 | 1.498 | 0 | 0 | 0 | 4.187 | 15.7976 |  | kWh | 0.001756 | -0.28551 | Residential |  | Winter Only | [6 empty] | Residential Furnaces (<0.3):Uncontrolled | 9.24 | 54% | 54% |  |  |  | 67% | [7 empty] | 0% | 0% | 0% | 2437 | 0 | 0 | 0 | 0 | 0 | 0 | 0 | 0 | 0 | 0 | 2013 Qtr 1: 0; 2013 Qtr 2: 1841; 2013 Qtr 3: 410; 2013 Qtr 4: 186 | 2437
SDGE3245_SW-Lighting-Primary Lighting | 414043 - Reflectors (<= 12 watt) <800 Lumens | Res-Lighting-InGen_CFLratio0409_CFLscw-Refl-12w | 10 | Residential | res:DEER:Indoor_CFL_Ltg | TRUE |  |  | Lamp | ROB | 3.11 | 1.495 | 0 | 0 | 0 | 1.615 | 21.5 |  | kWh | 0.00238 | -0.423 | Residential |  | Winter Only | [6 empty] | Residential Furnaces (<0.3):Uncontrolled | 9.24 | 54% | 54% |  |  |  | 67% | [7 empty] | 0% | 0% | 0% | 240 | 0 | 0 | 0 | 0 | 0 | 0 | 0 | 0 | 0 | 0 | 2013 Qtr 1: 0; 2013 Qtr 2: 100; 2013 Qtr 3: 98; 2013 Qtr 4: 42 | 240
SDGE3245_SW-Lighting-Primary Lighting | 414043 - Reflectors (<= 12 watt) <800 Lumens | Res-Lighting-InGen_CFLratio0409_CFLscw-Refl-12w | 7 | Residential | res:DEER:Indoor_CFL_Ltg | TRUE |  |  | Lamp | ROB | 3.111 | 1.497 | 0 | 0 | 0 | 1.614 | 20.4973 |  | kWh | 0.00194 | -0.36045 | Residential |  | Winter Only | [6 empty] | Residential Furnaces (<0.3):Uncontrolled | 9.24 | 54% | 54% |  |  |  | 67% | [7 empty] | 0% | 0% | 0% | 1749 | 0 | 0 | 0 | 0 | 0 | 0 | 0 | 0 | 0 | 0 | 2013 Qtr 1: 1484; 2013 Qtr 2: 17; 2013 Qtr 3: 174; 2013 Qtr 4: 74 | 1749
SDGE3245_SW-Lighting-Primary Lighting | 414043 - Reflectors (<= 12 watt) <800 Lumens | Res-Lighting-InGen_CFLratio0409_CFLscw-Refl-12w | System | Residential | res:DEER:Indoor_CFL_Ltg | TRUE |  |  | Lamp | ROB | 3.11 | 1.5 | 0 | 0 | 0 | 1.61 | 21.6883 |  | kWh | 0.002463 | -0.38269 | Residential |  | Winter Only | [6 empty] | Residential Furnaces (<0.3):Uncontrolled | 9.24 | 54% | 54% |  |  |  | 67% | [7 empty] | 0% | 0% | 0% | 685 | 0 | 0 | 0 | 0 | 0 | 0 | 0 | 0 | 0 | 0 | 2013 Qtr 1: 0; 2013 Qtr 2: 677; 2013 Qtr 3: 4; 2013 Qtr 4: 4 | 685
SDGE3245_SW-Lighting-Primary Lighting | 414044 - A-Lamp (18 watt) >=1,100 Lumens | Res-Lighting-InGen_CFLratio0347_CFLscw-18w | 7 | Residential | res:DEER:Indoor_CFL_Ltg | TRUE |  |  | Lamp | ROB | 2.81 | 1 | 0 | 0 | 0 | 1.81 | 24.5 |  | kWh | 0.00232 | -0.433 | Residential |  | Winter Only | [6 empty] | Residential Furnaces (<0.3):Uncontrolled | 9.24 | 54% | 54% |  |  |  | 67% | [7 empty] | 0% | 0% | 0% | 106 | 0 | 0 | 0 | 0 | 0 | 0 | 0 | 0 | 0 | 0 | 2013 Qtr 1: 102; 2013 Qtr 2: 4; 2013 Qtr 3: 0; 2013 Qtr 4: 0 | 106
SDGE3245_SW-Lighting-Primary Lighting | 414045 - A-Lamp (14 watt) >=800 Lumens | Res-Lighting-InGen_CFLratio0347_CFLscw-14w | 10 | Residential | res:DEER:Indoor_CFL_Ltg | TRUE |  |  | Lamp | ROB | 2.811 | 1.2 | 0 | 0 | 0 | 1.611 | 19.9982 |  | kWh | 0.002219 | -0.39299 | Residential |  | Winter Only | [6 empty] | Residential Furnaces (<0.3):Uncontrolled | 9.24 | 54% | 54% |  |  |  | 67% | [7 empty] | 0% | 0% | 0% | 125590 | 0 | 0 | 0 | 0 | 0 | 0 | 0 | 0 | 0 | 0 | 2013 Qtr 1: 0; 2013 Qtr 2: 1079.2; 2013 Qtr 3: 120330.8; 2013 Qtr 4: 4180 | 125590
SDGE3245_SW-Lighting-Primary Lighting | 414045 - A-Lamp (14 watt) >=800 Lumens | Res-Lighting-InGen_CFLratio0347_CFLscw-14w | 7 | Residential | res:DEER:Indoor_CFL_Ltg | TRUE |  |  | Lamp | ROB | 2.811 | 1.2 | 0 | 0 | 0 | 1.611 | 19.0158 |  | kWh | 0.001816 | -0.32121 | Residential |  | Winter Only | [6 empty] | Residential Furnaces (<0.3):Uncontrolled | 9.24 | 54% | 54% |  |  |  | 67% | [7 empty] | 0% | 0% | 0% | 167983.75 | 0 | 0 | 0 | 0 | 0 | 0 | 0 | 0 | 0 | 0 | 2013 Qtr 1: 6842.85; 2013 Qtr 2: 3191.05; 2013 Qtr 3: 148856.45; 2013 Qtr 4: 9093.4 | 167983.75
SDGE3245_SW-Lighting-Primary Lighting | 414045 - A-Lamp (14 watt) >=800 Lumens | Res-Lighting-InGen_CFLratio0347_CFLscw-14w | System | Residential | res:DEER:Indoor_CFL_Ltg | TRUE |  |  | Lamp | ROB | 2.811 | 1.2 | 0 | 0 | 0 | 1.611 | 20.0292 |  | kWh | 0.002228 | -0.35702 | Residential |  | Winter Only | [6 empty] | Residential Furnaces (<0.3):Uncontrolled | 9.24 | 54% | 54% |  |  |  | 67% | [7 empty] | 0% | 0% | 0% | 7396.7 | 0 | 0 | 0 | 0 | 0 | 0 | 0 | 0 | 0 | 0 | 2013 Qtr 1: 0; 2013 Qtr 2: 5622.1; 2013 Qtr 3: 503.5; 2013 Qtr 4: 1271.1 | 7396.7
SDGE3245_SW-Lighting-Primary Lighting | 414046 - A-Lamp (15 watt) >=1,100 Lumens | Res-Lighting-InGen_CFLratio0347_CFLscw-15w | 10 | Residential | res:DEER:Indoor_CFL_Ltg | TRUE |  |  | Lamp | ROB | 2.81 | 1.2 | 0 | 0 | 0 | 1.61 | 21.5 |  | kWh | 0.00237 | -0.422 | Residential |  | Winter Only | [6 empty] | Residential Furnaces (<0.3):Uncontrolled | 9.24 | 54% | 54% |  |  |  | 67% | [7 empty] | 0% | 0% | 0% | 53 | 0 | 0 | 0 | 0 | 0 | 0 | 0 | 0 | 0 | 0 | 2013 Qtr 1: 0; 2013 Qtr 2: 0; 2013 Qtr 3: 53; 2013 Qtr 4: 0 | 53
SDGE3245_SW-Lighting-Primary Lighting | 414046 - A-Lamp (15 watt) >=1,100 Lumens | Res-Lighting-InGen_CFLratio0347_CFLscw-15w | 7 | Residential | res:DEER:Indoor_CFL_Ltg | TRUE |  |  | Lamp | ROB | 2.81 | 1.192 | 0 | 0 | 0 | 1.618 | 20.4939 |  | kWh | 0.00193 | -0.36001 | Residential |  | Winter Only | [6 empty] | Residential Furnaces (<0.3):Uncontrolled | 9.24 | 54% | 54% |  |  |  | 67% | [7 empty] | 0% | 0% | 0% | 574 | 0 | 0 | 0 | 0 | 0 | 0 | 0 | 0 | 0 | 0 | 2013 Qtr 1: 278; 2013 Qtr 2: 245; 2013 Qtr 3: 51; 2013 Qtr 4: 0 | 574
SDGE3245_SW-Lighting-Primary Lighting | 414046 - A-Lamp (15 watt) >=1,100 Lumens | Res-Lighting-InGen_CFLratio0347_CFLscw-15w | System | Residential | res:DEER:Indoor_CFL_Ltg | TRUE |  |  | Lamp | ROB | 2.81 | 1.2 | 0 | 0 | 0 | 1.61 | 21.6 |  | kWh | 0.00247 | -0.382 | Residential |  | Winter Only | [6 empty] | Residential Furnaces (<0.3):Uncontrolled | 9.24 | 54% | 54% |  |  |  | 67% | [7 empty] | 0% | 0% | 0% | 516 | 0 | 0 | 0 | 0 | 0 | 0 | 0 | 0 | 0 | 0 | 2013 Qtr 1: 0; 2013 Qtr 2: 516; 2013 Qtr 3: 0; 2013 Qtr 4: 0 | 516
SDGE3245_SW-Lighting-Primary Lighting | 414049 - Reflectors (<=12 watt) 800-1,099 Lumens | Res-Lighting-InGen_CFLratio0409_CFLscw-Refl-12w | 10 | Residential | res:DEER:Indoor_CFL_Ltg | TRUE |  |  | Lamp | ROB | 3.11 | 1.493 | 0 | 0 | 0 | 1.617 | 21.4416 |  | kWh | 0.002366 | -0.39924 | Residential |  | Winter Only | [6 empty] | Residential Furnaces (<0.3):Uncontrolled | 9.24 | 54% | 54% |  |  |  | 67% | [7 empty] | 0% | 0% | 0% | 842 | 0 | 0 | 0 | 0 | 0 | 0 | 0 | 0 | 0 | 0 | 2013 Qtr 1: 0; 2013 Qtr 2: 10; 2013 Qtr 3: 516; 2013 Qtr 4: 316 | 842
SDGE3245_SW-Lighting-Primary Lighting | 414049 - Reflectors (<=12 watt) 800-1,099 Lumens | Res-Lighting-InGen_CFLratio0409_CFLscw-Refl-12w | 7 | Residential | res:DEER:Indoor_CFL_Ltg | TRUE |  |  | Lamp | ROB | 3.11 | 1.498 | 0 | 0 | 0 | 1.612 | 20.5 |  | kWh | 0.00194 | -0.361 | Residential |  | Winter Only | [6 empty] | Residential Furnaces (<0.3):Uncontrolled | 9.24 | 54% | 54% |  |  |  | 67% | [7 empty] | 0% | 0% | 0% | 9920 | 0 | 0 | 0 | 0 | 0 | 0 | 0 | 0 | 0 | 0 | 2013 Qtr 1: 7954; 2013 Qtr 2: 20; 2013 Qtr 3: 1268; 2013 Qtr 4: 678 | 9920
SDGE3245_SW-Lighting-Primary Lighting | 414049 - Reflectors (<=12 watt) 800-1,099 Lumens | Res-Lighting-InGen_CFLratio0409_CFLscw-Refl-12w | System | Residential | res:DEER:Indoor_CFL_Ltg |  |  |  | Lamp | ROB | 3.11 | 1.5 | 0 | 0 | 0 | 1.61 | 21.6433 |  | kWh | 0.002438 | -0.38534 | Residential |  | Winter Only | [6 empty] | Residential Furnaces (<0.3):Uncontrolled | 9.24 | 54% | 54% |  |  |  | 67% | [7 empty] | 0% | 0% | 0% | 4836 | 0 | 0 | 0 | 0 | 0 | 0 | 0 | 0 | 0 | 0 | 2013 Qtr 1: 0; 2013 Qtr 2: 4384; 2013 Qtr 3: 302; 2013 Qtr 4: 150 | 4836
SDGE3245_SW-Lighting-Primary Lighting | 414050 - Reflectors (18 watt) 1,100-1,599 Lumens | Res-Lighting-InGen_CFLratio0409_CFLscw-Refl-18w | 10 | Residential | res:DEER:Indoor_CFL_Ltg | TRUE |  |  | Lamp | ROB | 3.11 | 1.5 | 0 | 0 | 0 | 1.61 | 32.1473 |  | kWh | 0.003552 | -0.60204 | Residential |  | Winter Only | [6 empty] | Residential Furnaces (<0.3):Uncontrolled | 9.24 | 54% | 54% |  |  |  | 67% | [7 empty] | 0% | 0% | 0% | 1082 | 0 | 0 | 0 | 0 | 0 | 0 | 0 | 0 | 0 | 0 | 2013 Qtr 1: 0; 2013 Qtr 2: 0; 2013 Qtr 3: 620; 2013 Qtr 4: 462 | 1082
SDGE3245_SW-Lighting-Primary Lighting | 414050 - Reflectors (18 watt) 1,100-1,599 Lumens | Res-Lighting-InGen_CFLratio0409_CFLscw-Refl-18w | 7 | Residential | res:DEER:Indoor_CFL_Ltg | TRUE |  |  | Lamp | ROB | 3.11 | 1.5 | 0 | 0 | 0 | 1.61 | 30.7 |  | kWh | 0.0029 | -0.542 | Residential |  | Winter Only | [6 empty] | Residential Furnaces (<0.3):Uncontrolled | 9.24 | 54% | 54% |  |  |  | 67% | [7 empty] | 0% | 0% | 0% | 1764 | 0 | 0 | 0 | 0 | 0 | 0 | 0 | 0 | 0 | 0 | 2013 Qtr 1: 0; 2013 Qtr 2: 0; 2013 Qtr 3: 1084; 2013 Qtr 4: 680 | 1764
SDGE3245_SW-Lighting-Primary Lighting | 414050 - Reflectors (18 watt) 1,100-1,599 Lumens | Res-Lighting-InGen_CFLratio0409_CFLscw-Refl-18w | System | Residential | res:DEER:Indoor_CFL_Ltg | TRUE |  |  | Lamp | ROB | 3.11 | 1.5 | 0 | 0 | 0 | 1.61 | 32.2706 |  | kWh | 0.003578 | -0.58661 | Residential |  | Winter Only | [6 empty] | Residential Furnaces (<0.3):Uncontrolled | 9.24 | 54% | 54% |  |  |  | 67% | [7 empty] | 0% | 0% | 0% | 1504 | 0 | 0 | 0 | 0 | 0 | 0 | 0 | 0 | 0 | 0 | 2013 Qtr 1: 0; 2013 Qtr 2: 1092; 2013 Qtr 3: 280; 2013 Qtr 4: 132 | 1504
SDGE3245_SW-Lighting-Primary Lighting | 414051 - Reflectors (15 watt) 800-1,099 Lumens | Res-Lighting-InGen_CFLratio0409_CFLscw-Refl-15w | 10 | Residential | res:DEER:Indoor_CFL_Ltg | TRUE |  |  | Lamp | ROB | 3.111 | 1.321 | 0 | 0 | 0 | 1.79 | 26.7529 |  | kWh | 0.002951 | -0.49219 | Residential |  | Winter Only | [6 empty] | Residential Furnaces (<0.3):Uncontrolled | 9.24 | 54% | 54% |  |  |  | 67% | [7 empty] | 0% | 0% | 0% | 9376.5 | 0 | 0 | 0 | 0 | 0 | 0 | 0 | 0 | 0 | 0 | 2013 Qtr 1: 0; 2013 Qtr 2: 45.6; 2013 Qtr 3: 5529; 2013 Qtr 4: 3801.9 | 9376.5
SDGE3245_SW-Lighting-Primary Lighting | 414051 - Reflectors (15 watt) 800-1,099 Lumens | Res-Lighting-InGen_CFLratio0409_CFLscw-Refl-15w | 7 | Residential | res:DEER:Indoor_CFL_Ltg | TRUE |  |  | Lamp | ROB | 3.11 | 1.307 | 0 | 0 | 0 | 1.803 | 25.5997 |  | kWh | 0.00242 | -0.45094 | Residential |  | Winter Only | [6 empty] | Residential Furnaces (<0.3):Uncontrolled | 9.24 | 54% | 54% |  |  |  | 67% | [7 empty] | 0% | 0% | 0% | 17126.6 | 0 | 0 | 0 | 0 | 0 | 0 | 0 | 0 | 0 | 0 | 2013 Qtr 1: 1126.7; 2013 Qtr 2: 382.85; 2013 Qtr 3: 9437.3; 2013 Qtr 4: 6179.75 | 17126.6
SDGE3245_SW-Lighting-Primary Lighting | 414051 - Reflectors (15 watt) 800-1,099 Lumens | Res-Lighting-InGen_CFLratio0409_CFLscw-Refl-15w | System | Residential | res:DEER:Indoor_CFL_Ltg | TRUE |  |  | Lamp | ROB | 3.11 | 1.321 | 0 | 0 | 0 | 1.789 | 27.0084 |  | kWh | 0.003039 | -0.48229 | Residential |  | Winter Only | [6 empty] | Residential Furnaces (<0.3):Uncontrolled | 9.24 | 54% | 54% |  |  |  | 67% | [7 empty] | 0% | 0% | 0% | 18466.1 | 0 | 0 | 0 | 0 | 0 | 0 | 0 | 0 | 0 | 0 | 2013 Qtr 1: 0; 2013 Qtr 2: 14981.5; 2013 Qtr 3: 2088.1; 2013 Qtr 4: 1396.5 | 18466.1
SDGE3245_SW-Lighting-Primary Lighting | 414053 - Adder for Specialty Bulb | WP_NoSavings-Rev00-Msr001 | System | Residential | res:DEER:Indoor_CFL_Ltg | TRUE |  |  | Unit | ROB | 0 | 0.01 | 0 | 0 | 0 | -0.01 | 0 |  | kWh | 0 | 0 | Residential |  | Winter Only | [6 empty] | Residential Furnaces (<0.3):Uncontrolled | 0 | 55% | 55% |  |  |  | 67% | 90% | [6 empty] | 0% | 0% | 0% | 28592886 | 0 | 0 | 0 | 0 | 0 | 0 | 0 | 0 | 0 | 0 | 2013 Qtr 1: 6009760; 2013 Qtr 2: 5681010; 2013 Qtr 3: 13951140; 2013 Qtr 4: 2950976 | 28592886
SDGE3245_SW-Lighting-Primary Lighting | 414054 - A-Lamp (<=12 watt) <800 Lumens | Res-Lighting-InGen_CFLratio0347_CFLscw-11w | 10 | Residential | res:DEER:Indoor_CFL_Ltg | TRUE |  |  | Lamp | ROB | 2.811 | 1.198 | 0 | 0 | 0 | 1.613 | 15.697 |  | kWh | 0.001739 | -0.30735 | Residential |  | Winter Only | [6 empty] | Residential Furnaces (<0.3):Uncontrolled | 9.24 | 54% | 54% |  |  |  | 67% | [7 empty] | 0% | 0% | 0% | 3059.95 | 0 | 0 | 0 | 0 | 0 | 0 | 0 | 0 | 0 | 0 | 2013 Qtr 1: 0; 2013 Qtr 2: 1168.5; 2013 Qtr 3: 1186.55; 2013 Qtr 4: 704.9 | 3059.95
SDGE3245_SW-Lighting-Primary Lighting | 414054 - A-Lamp (<=12 watt) <800 Lumens | Res-Lighting-InGen_CFLratio0347_CFLscw-11w | 7 | Residential | res:DEER:Indoor_CFL_Ltg | TRUE |  |  | Lamp | ROB | 2.81 | 1.198 | 0 | 0 | 0 | 1.612 | 14.9968 |  | kWh | 0.00142 | -0.26436 | Residential |  | Winter Only | [6 empty] | Residential Furnaces (<0.3):Uncontrolled | 9.24 | 54% | 54% |  |  |  | 67% | [7 empty] | 0% | 0% | 0% | 10723.6 | 0 | 0 | 0 | 0 | 0 | 0 | 0 | 0 | 0 | 0 | 2013 Qtr 1: 4647.4; 2013 Qtr 2: 2394.95; 2013 Qtr 3: 2130.85; 2013 Qtr 4: 1550.4 | 10723.6
SDGE3245_SW-Lighting-Primary Lighting | 414054 - A-Lamp (<=12 watt) <800 Lumens | Res-Lighting-InGen_CFLratio0347_CFLscw-11w | System | Residential | res:DEER:Indoor_CFL_Ltg | TRUE |  |  | Lamp | ROB | 2.81 | 1.2 | 0 | 0 | 0 | 1.61 | 15.8379 |  | kWh | 0.001777 | -0.28334 | Residential |  | Winter Only | [6 empty] | Residential Furnaces (<0.3):Uncontrolled | 9.24 | 54% | 54% |  |  |  | 67% | [7 empty] | 0% | 0% | 0% | 2742.65 | 0 | 0 | 0 | 0 | 0 | 0 | 0 | 0 | 0 | 0 | 2013 Qtr 1: 0; 2013 Qtr 2: 2435.8; 2013 Qtr 3: 237.5; 2013 Qtr 4: 69.35 | 2742.65
SDGE3245_SW-Lighting-Primary Lighting | 414065 - Commercial-Reflectors (15 watt) <800 Lumens | Res-Lighting-InGen_CFLratio0347_CFLscw-15w | 10 | Commercial | NON_res:DEER:Indoor_CFL_Ltg | TRUE |  |  | Lamp | ROB | 3.11 | 1.343 | 0 | 0 | 0 | 1.767 | 21.4993 |  | kWh | 0.00237 | -0.42173 | Commercial |  | Winter Only | [6 empty] | Small Boilers (<100 MMBtu/hr Heat Input):Uncontrolled | 9.24 | 54% | 54% |  |  |  | 67% | [7 empty] | 0% | 0% | 0% | 1470.6 | 0 | 0 | 0 | 0 | 0 | 0 | 0 | 0 | 0 | 0 | 2013 Qtr 1: 0; 2013 Qtr 2: 18.85; 2013 Qtr 3: 484.35; 2013 Qtr 4: 967.4 | 1470.6
SDGE3245_SW-Lighting-Primary Lighting | 414065 - Commercial-Reflectors (15 watt) <800 Lumens | Res-Lighting-InGen_CFLratio0347_CFLscw-15w | 7 | Commercial | NON_res:DEER:Indoor_CFL_Ltg | TRUE |  |  | Lamp | ROB | 3.111 | 1.297 | 0 | 0 | 0 | 1.814 | 20.3633 |  | kWh | 0.001941 | -0.33886 | Commercial |  | Winter Only | [6 empty] | Small Boilers (<100 MMBtu/hr Heat Input):Uncontrolled | 9.24 | 54% | 54% |  |  |  | 67% | [7 empty] | 0% | 0% | 0% | 2856.35 | 0 | 0 | 0 | 0 | 0 | 0 | 0 | 0 | 0 | 0 | 2013 Qtr 1: 0; 2013 Qtr 2: 253.9; 2013 Qtr 3: 820.8; 2013 Qtr 4: 1781.65 | 2856.35
SDGE3245_SW-Lighting-Primary Lighting | 414065 - Commercial-Reflectors (15 watt) <800 Lumens | Res-Lighting-InGen_CFLratio0347_CFLscw-15w | System | Commercial | NON_res:DEER:Indoor_CFL_Ltg | TRUE |  |  | Lamp | ROB | 3.11 | 1.477 | 0 | 0 | 0 | 1.633 | 20.4339 |  | kWh | 0.001898 | -0.3614 | Commercial |  | Winter Only | [6 empty] | Small Boilers (<100 MMBtu/hr Heat Input):Uncontrolled | 9.24 | 54% | 54% |  |  |  | 67% | [7 empty] | 0% | 0% | 0% | 2867.9 | 0 | 0 | 0 | 0 | 0 | 0 | 0 | 0 | 0 | 0 | 2013 Qtr 1: 923; 2013 Qtr 2: 1154.15; 2013 Qtr 3: 332.85; 2013 Qtr 4: 457.9 | 2867.9
SDGE3245_SW-Lighting-Primary Lighting | 414067 - Commercial-Globes (15 watt) 800-1099 Lumens | Com-Lighting-InGen_CFLratio0357_CFLscw-15w | System | Commercial | NON_res:DEER:Indoor_CFL_Ltg | TRUE |  |  | Lamp | ROB | 5.685 | 1.427 | 0 | 0 | 0 | 4.258 | 133 |  | kWh | 0.0281 | -0.332 | Commercial |  | Winter Only | [6 empty] | Small Boilers (<100 MMBtu/hr Heat Input):Uncontrolled | 3.3 | 54% | 54% |  |  |  | 67% | [7 empty] | 0% | 0% | 0% | 97.3 | 0 | 0 | 0 | 0 | 0 | 0 | 0 | 0 | 0 | 0 | 2013 Qtr 1: 10.65; 2013 Qtr 2: 20.8; 2013 Qtr 3: 48.9; 2013 Qtr 4: 16.95 | 97.3
SDGE3245_SW-Lighting-Primary Lighting | 414068 - Commercial-Reflectors (18 watt) 800-1,099 Lumens | Res-Lighting-InGen_CFLratio0347_CFLscw-18w | 7 | Commercial | NON_res:DEER:Indoor_CFL_Ltg | TRUE |  |  | Lamp | ROB | 3.111 | 0.9 | 0 | 0 | 0 | 2.211 | 24.5 |  | kWh | 0.00232 | -0.433 | Commercial |  | Winter Only | [6 empty] | Small Boilers (<100 MMBtu/hr Heat Input):Uncontrolled | 9.24 | 54% | 54% |  |  |  | 67% | [7 empty] | 0% | 0% | 0% | 179 | 0 | 0 | 0 | 0 | 0 | 0 | 0 | 0 | 0 | 0 | 2013 Qtr 1: 179; 2013 Qtr 2: 0; 2013 Qtr 3: 0; 2013 Qtr 4: 0 | 179
SDGE3245_SW-Lighting-Primary Lighting | 414068 - Commercial-Reflectors (18 watt) 800-1,099 Lumens | Res-Lighting-InGen_CFLratio0347_CFLscw-18w | System | Commercial | NON_res:DEER:Indoor_CFL_Ltg | TRUE |  |  | Lamp | ROB | 3.11 | 0.9 | 0 | 0 | 0 | 2.21 | 26 |  | kWh | 0.00297 | -0.458 | Commercial |  | Winter Only | [6 empty] | Small Boilers (<100 MMBtu/hr Heat Input):Uncontrolled | 9.24 | 54% | 54% |  |  |  | 67% | [7 empty] | 0% | 0% | 0% | 134.2 | 0 | 0 | 0 | 0 | 0 | 0 | 0 | 0 | 0 | 0 | 2013 Qtr 1: 0; 2013 Qtr 2: 134.2; 2013 Qtr 3: 0; 2013 Qtr 4: 0 | 134.2
SDGE3245_SW-Lighting-Primary Lighting | 414069 - Commercial-A-Lamp (15 watt) <1,100 Lumens | Com-Lighting-InGen_CFLratio0357_CFLscw-15w | System | Commercial | NON_res:DEER:Indoor_CFL_Ltg | TRUE |  |  | Lamp | ROB | 2.811 | 1.199 | 0 | 0 | 0 | 1.612 | 133 |  | kWh | 0.0281 | -0.332 | Commercial |  | Winter Only | [6 empty] | Small Boilers (<100 MMBtu/hr Heat Input):Uncontrolled | 3.3 | 54% | 54% |  |  |  | 67% | [7 empty] | 0% | 0% | 0% | 131.35 | 0 | 0 | 0 | 0 | 0 | 0 | 0 | 0 | 0 | 0 | 2013 Qtr 1: 64.4; 2013 Qtr 2: 13.5; 2013 Qtr 3: 27.75; 2013 Qtr 4: 25.7 | 131.35
SDGE3245_SW-Lighting-Primary Lighting | 414070 - Commercial-A-Lamp (18 watt) <1,100 Lumens | Com-Lighting-InGen_CFLratio0357_CFLscw-18w | System | Commercial | NON_res:DEER:Indoor_CFL_Ltg | TRUE |  |  | Lamp | ROB | 2.81 | 1.2 | 0 | 0 | 0 | 1.61 | 159 |  | kWh | 0.0338 | -0.398 | Commercial |  | Winter Only | [6 empty] | Small Boilers (<100 MMBtu/hr Heat Input):Uncontrolled | 3.3 | 54% | 54% |  |  |  | 67% | [7 empty] | 0% | 0% | 0% | 2998.4 | 0 | 0 | 0 | 0 | 0 | 0 | 0 | 0 | 0 | 0 | 2013 Qtr 1: 12.4; 2013 Qtr 2: 2985.4; 2013 Qtr 3: 0.5; 2013 Qtr 4: 0.1 | 2998.4
SDGE3245_SW-Lighting-Primary Lighting | 414072 - Commercial-Reflectors (20 watt) 800-1,099 Lumens | Res-Lighting-InGen_CFLratio0347_CFLscw-20w | 10 | Commercial | NON_res:DEER:Indoor_CFL_Ltg | TRUE |  |  | Lamp | ROB | 3.111 | 1.2 | 0 | 0 | 0 | 1.911 | 28.583 |  | kWh | 0.003165 | -0.55381 | Commercial |  | Winter Only | [6 empty] | Small Boilers (<100 MMBtu/hr Heat Input):Uncontrolled | 9.24 | 54% | 54% |  |  |  | 67% | [7 empty] | 0% | 0% | 0% | 7.05 | 0 | 0 | 0 | 0 | 0 | 0 | 0 | 0 | 0 | 0 | 2013 Qtr 1: 0; 2013 Qtr 2: 0; 2013 Qtr 3: 7.05; 2013 Qtr 4: 0 | 7.05
SDGE3245_SW-Lighting-Primary Lighting | 414072 - Commercial-Reflectors (20 watt) 800-1,099 Lumens | Res-Lighting-InGen_CFLratio0347_CFLscw-20w | 7 | Commercial | NON_res:DEER:Indoor_CFL_Ltg | TRUE |  |  | Lamp | ROB | 3.111 | 1.2 | 0 | 0 | 0 | 1.911 | 27.3 |  | kWh | 0.00258 | -0.481 | Commercial |  | Winter Only | [6 empty] | Small Boilers (<100 MMBtu/hr Heat Input):Uncontrolled | 9.24 | 54% | 54% |  |  |  | 67% | [7 empty] | 0% | 0% | 0% | 16.65 | 0 | 0 | 0 | 0 | 0 | 0 | 0 | 0 | 0 | 0 | 2013 Qtr 1: 0; 2013 Qtr 2: 0; 2013 Qtr 3: 16.65; 2013 Qtr 4: 0 | 16.65
SDGE3245_SW-Lighting-Primary Lighting | 414072 - Commercial-Reflectors (20 watt) 800-1,099 Lumens | Res-Lighting-InGen_CFLratio0347_CFLscw-20w | System | Commercial | NON_res:DEER:Indoor_CFL_Ltg | TRUE |  |  | Lamp | ROB | 3.111 | 1.422 | 0 | 0 | 0 | 1.689 | 28.59 |  | kWh | 0.003167 | -0.52176 | Commercial |  | Winter Only | [6 empty] | Small Boilers (<100 MMBtu/hr Heat Input):Uncontrolled | 9.24 | 54% | 54% |  |  |  | 67% | [7 empty] | 0% | 0% | 0% | 21.05 | 0 | 0 | 0 | 0 | 0 | 0 | 0 | 0 | 0 | 0 | 2013 Qtr 1: 0; 2013 Qtr 2: 15.55; 2013 Qtr 3: 5.5; 2013 Qtr 4: 0 | 21.05
SDGE3245_SW-Lighting-Primary Lighting | 414073 - Commercial-Reflectors (23 watt) 1,100-1,599 Lumens | Res-Lighting-InGen_CFLratio0347_CFLscw-23w | 10 | Commercial | NON_res:DEER:Indoor_CFL_Ltg | TRUE |  |  | Lamp | ROB | 4.891 | 1.486 | 0 | 0 | 0 | 3.405 | 32.8596 |  | kWh | 0.003627 | -0.62282 | Commercial |  | Winter Only | [6 empty] | Small Boilers (<100 MMBtu/hr Heat Input):Uncontrolled | 9.24 | 54% | 54% |  |  |  | 67% | [7 empty] | 0% | 0% | 0% | 292.65 | 0 | 0 | 0 | 0 | 0 | 0 | 0 | 0 | 0 | 0 | 2013 Qtr 1: 0; 2013 Qtr 2: 0; 2013 Qtr 3: 166.55; 2013 Qtr 4: 126.1 | 292.65
SDGE3245_SW-Lighting-Primary Lighting | 414073 - Commercial-Reflectors (23 watt) 1,100-1,599 Lumens | Res-Lighting-InGen_CFLratio0347_CFLscw-23w | 7 | Commercial | NON_res:DEER:Indoor_CFL_Ltg | TRUE |  |  | Lamp | ROB | 4.89 | 1.489 | 0 | 0 | 0 | 3.401 | 31.3986 |  | kWh | 0.00297 | -0.55275 | Commercial |  | Winter Only | [6 empty] | Small Boilers (<100 MMBtu/hr Heat Input):Uncontrolled | 9.24 | 54% | 54% |  |  |  | 67% | [7 empty] | 0% | 0% | 0% | 832.25 | 0 | 0 | 0 | 0 | 0 | 0 | 0 | 0 | 0 | 0 | 2013 Qtr 1: 153.3; 2013 Qtr 2: 98.6; 2013 Qtr 3: 351.4; 2013 Qtr 4: 228.95 | 832.25
SDGE3245_SW-Lighting-Primary Lighting | 414073 - Commercial-Reflectors (23 watt) 1,100-1,599 Lumens | Res-Lighting-InGen_CFLratio0347_CFLscw-23w | System | Commercial | NON_res:DEER:Indoor_CFL_Ltg | TRUE |  |  | Lamp | ROB | 4.89 | 1.499 | 0 | 0 | 0 | 3.391 | 33.0369 |  | kWh | 0.0037 | -0.59427 | Commercial |  | Winter Only | [6 empty] | Small Boilers (<100 MMBtu/hr Heat Input):Uncontrolled | 9.24 | 54% | 54% |  |  |  | 67% | [7 empty] | 0% | 0% | 0% | 594.6 | 0 | 0 | 0 | 0 | 0 | 0 | 0 | 0 | 0 | 0 | 2013 Qtr 1: 0; 2013 Qtr 2: 484.1; 2013 Qtr 3: 59.9; 2013 Qtr 4: 50.6 | 594.6
SDGE3245_SW-Lighting-Primary Lighting | 414076 - Commercial-A-Lamp (14 watt) >=800 Lumens | Com-Lighting-InGen_CFLratio0357_CFLscw-14w | 7 | Commercial | NON_res:DEER:Indoor_CFL_Ltg | TRUE |  |  | Lamp | ROB | 2.81 | 1.2 | 0 | 0 | 0 | 1.61 | 91 |  | kWh | 0.0184 | -0.314 | Commercial |  | Winter Only | [6 empty] | Small Boilers (<100 MMBtu/hr Heat Input):Uncontrolled | 4.35 | 54% | 54% |  |  |  | 67% | [7 empty] | 0% | 0% | 0% | 49.9 | 0 | 0 | 0 | 0 | 0 | 0 | 0 | 0 | 0 | 0 | 2013 Qtr 1: 0; 2013 Qtr 2: 0; 2013 Qtr 3: 0; 2013 Qtr 4: 49.9 | 49.9
SDGE3245_SW-Lighting-Primary Lighting | 414076 - Commercial-A-Lamp (14 watt) >=800 Lumens | Com-Lighting-InGen_CFLratio0357_CFLscw-14w | System | Commercial | NON_res:DEER:Indoor_CFL_Ltg | TRUE |  |  | Lamp | ROB | 2.81 | 1.2 | 0 | 0 | 0 | 1.61 | 124 |  | kWh | 0.0263 | -0.31 | Commercial |  | Winter Only | [6 empty] | Small Boilers (<100 MMBtu/hr Heat Input):Uncontrolled | 3.3 | 54% | 54% |  |  |  | 67% | [7 empty] | 0% | 0% | 0% | 15790.65 | 0 | 0 | 0 | 0 | 0 | 0 | 0 | 0 | 0 | 0 | 2013 Qtr 1: 360.15; 2013 Qtr 2: 520.65; 2013 Qtr 3: 14194.25; 2013 Qtr 4: 715.6 | 15790.65
SDGE3245_SW-Lighting-Primary Lighting | 414077 - Com-Reflectors (15 watt) 800-1,099 Lumens | Res-Lighting-InGen_CFLratio0347_CFLscw-15w | 10 | Residential | res:DEER:Indoor_CFL_Ltg | TRUE |  |  | Lamp | ROB | 3.111 | 1.321 | 0 | 0 | 0 | 1.79 | 21.4293 |  | kWh | 0.002356 | -0.3935 | Residential |  | Winter Only | [6 empty] | Residential Furnaces (<0.3):Uncontrolled | 9.24 | 54% | 54% |  |  |  | 67% | [7 empty] | 0% | 0% | 0% | 493.5 | 0 | 0 | 0 | 0 | 0 | 0 | 0 | 0 | 0 | 0 | 2013 Qtr 1: 0; 2013 Qtr 2: 2.4; 2013 Qtr 3: 291; 2013 Qtr 4: 200.1 | 493.5
SDGE3245_SW-Lighting-Primary Lighting | 414077 - Com-Reflectors (15 watt) 800-1,099 Lumens | Res-Lighting-InGen_CFLratio0347_CFLscw-15w | 7 | Residential | res:DEER:Indoor_CFL_Ltg | TRUE |  |  | Lamp | ROB | 3.11 | 1.307 | 0 | 0 | 0 | 1.803 | 20.4997 |  | kWh | 0.00193 | -0.36095 | Residential |  | Winter Only | [6 empty] | Residential Furnaces (<0.3):Uncontrolled | 9.24 | 54% | 54% |  |  |  | 67% | [7 empty] | 0% | 0% | 0% | 901.4 | 0 | 0 | 0 | 0 | 0 | 0 | 0 | 0 | 0 | 0 | 2013 Qtr 1: 59.3; 2013 Qtr 2: 20.15; 2013 Qtr 3: 496.7; 2013 Qtr 4: 325.25 | 901.4
SDGE3245_SW-Lighting-Primary Lighting | 414077 - Com-Reflectors (15 watt) 800-1,099 Lumens | Res-Lighting-InGen_CFLratio0347_CFLscw-15w | System | Residential | res:DEER:Indoor_CFL_Ltg | TRUE |  |  | Lamp | ROB | 3.11 | 1.321 | 0 | 0 | 0 | 1.789 | 21.5295 |  | kWh | 0.00243 | -0.38616 | Residential |  | Winter Only | [6 empty] | Residential Furnaces (<0.3):Uncontrolled | 9.24 | 54% | 54% |  |  |  | 67% | [7 empty] | 0% | 0% | 0% | 971.9 | 0 | 0 | 0 | 0 | 0 | 0 | 0 | 0 | 0 | 0 | 2013 Qtr 1: 0; 2013 Qtr 2: 788.5; 2013 Qtr 3: 109.9; 2013 Qtr 4: 73.5 | 971.9
SDGE3245_SW-Lighting-Primary Lighting | 414079 - Commercial-A-Lamp (<=12 watt) <800 Lumens | Com-Lighting-InGen_CFLratio0357_CFLscw-11w | System | Commercial | NON_res:DEER:Indoor_CFL_Ltg | TRUE |  |  | Lamp | ROB | 2.811 | 1.199 | 0 | 0 | 0 | 1.612 | 97.4 |  | kWh | 0.0206 | -0.243 | Commercial |  | Winter Only | [6 empty] | Small Boilers (<100 MMBtu/hr Heat Input):Uncontrolled | 3.3 | 54% | 54% |  |  |  | 67% | [7 empty] | 0% | 0% | 0% | 869.8 | 0 | 0 | 0 | 0 | 0 | 0 | 0 | 0 | 0 | 0 | 2013 Qtr 1: 244.6; 2013 Qtr 2: 315.75; 2013 Qtr 3: 187.1; 2013 Qtr 4: 122.35 | 869.8
SDGE3245_SW-Lighting-Primary Lighting | 414080 - Globes (14 watt) 800-1099 Lumens | Res-Lighting-InGen_CFLratio0347_CFLscw-14w | 10 | Residential | res:DEER:Indoor_CFL_Ltg | TRUE |  |  | Lamp | ROB | 3.111 | 1.496 | 0 | 0 | 0 | 1.615 | 19.9934 |  | kWh | 0.002218 | -0.39027 | Residential |  | Winter Only | [6 empty] | Residential Furnaces (<0.3):Uncontrolled | 9.24 | 54% | 54% |  |  |  | 67% | [7 empty] | 0% | 0% | 0% | 3276 | 0 | 0 | 0 | 0 | 0 | 0 | 0 | 0 | 0 | 0 | 2013 Qtr 1: 0; 2013 Qtr 2: 1392; 2013 Qtr 3: 1046; 2013 Qtr 4: 838 | 3276
SDGE3245_SW-Lighting-Primary Lighting | 414080 - Globes (14 watt) 800-1099 Lumens | Res-Lighting-InGen_CFLratio0347_CFLscw-14w | 7 | Residential | res:DEER:Indoor_CFL_Ltg | TRUE |  |  | Lamp | ROB | 3.11 | 1.484 | 0 | 0 | 0 | 1.626 | 19.0928 |  | kWh | 0.001811 | -0.33565 | Residential |  | Winter Only | [6 empty] | Residential Furnaces (<0.3):Uncontrolled | 9.24 | 54% | 54% |  |  |  | 67% | [7 empty] | 0% | 0% | 0% | 9475 | 0 | 0 | 0 | 0 | 0 | 0 | 0 | 0 | 0 | 0 | 2013 Qtr 1: 3061; 2013 Qtr 2: 2130; 2013 Qtr 3: 2720; 2013 Qtr 4: 1564 | 9475
SDGE3245_SW-Lighting-Primary Lighting | 414080 - Globes (14 watt) 800-1099 Lumens | Res-Lighting-InGen_CFLratio0347_CFLscw-14w | System | Residential | res:DEER:Indoor_CFL_Ltg | TRUE |  |  | Lamp | ROB | 3.111 | 1.5 | 0 | 0 | 0 | 1.611 | 20.1477 |  | kWh | 0.002279 | -0.35925 | Residential |  | Winter Only | [6 empty] | Residential Furnaces (<0.3):Uncontrolled | 9.24 | 54% | 54% |  |  |  | 67% | [7 empty] | 0% | 0% | 0% | 3510 | 0 | 0 | 0 | 0 | 0 | 0 | 0 | 0 | 0 | 0 | 2013 Qtr 1: 0; 2013 Qtr 2: 3114; 2013 Qtr 3: 256; 2013 Qtr 4: 140 | 3510
SDGE3245_SW-Lighting-Primary Lighting | 414081 - Reflectors (16 watt) 800-1,099 Lumens | Res-Lighting-InGen_CFLratio0409_CFLscw-Refl-16w | 10 | Residential | res:DEER:Indoor_CFL_Ltg | TRUE |  |  | Lamp | ROB | 3.11 | 1.2 | 0 | 0 | 0 | 1.91 | 28.5689 |  | kWh | 0.003162 | -0.54711 | Residential |  | Winter Only | [6 empty] | Residential Furnaces (<0.3):Uncontrolled | 9.24 | 54% | 54% |  |  |  | 67% | [7 empty] | 0% | 0% | 0% | 222 | 0 | 0 | 0 | 0 | 0 | 0 | 0 | 0 | 0 | 0 | 2013 Qtr 1: 0; 2013 Qtr 2: 0; 2013 Qtr 3: 222; 2013 Qtr 4: 0 | 222
SDGE3245_SW-Lighting-Primary Lighting | 414081 - Reflectors (16 watt) 800-1,099 Lumens | Res-Lighting-InGen_CFLratio0409_CFLscw-Refl-16w | 7 | Residential | res:DEER:Indoor_CFL_Ltg | TRUE |  |  | Lamp | ROB | 3.111 | 1.214 | 0 | 0 | 0 | 1.897 | 27.2898 |  | kWh | 0.002581 | -0.48017 | Residential |  | Winter Only | [6 empty] | Residential Furnaces (<0.3):Uncontrolled | 9.24 | 54% | 54% |  |  |  | 67% | [7 empty] | 0% | 0% | 0% | 708 | 0 | 0 | 0 | 0 | 0 | 0 | 0 | 0 | 0 | 0 | 2013 Qtr 1: 9; 2013 Qtr 2: 40; 2013 Qtr 3: 659; 2013 Qtr 4: 0 | 708
SDGE3245_SW-Lighting-Primary Lighting | 414081 - Reflectors (16 watt) 800-1,099 Lumens | Res-Lighting-InGen_CFLratio0409_CFLscw-Refl-16w | System | Residential | res:DEER:Indoor_CFL_Ltg | TRUE |  |  | Lamp | ROB | 3.11 | 1.2 | 0 | 0 | 0 | 1.91 | 28.0639 |  | kWh | 0.00284 | -0.55618 | Residential |  | Winter Only | [6 empty] | Residential Furnaces (<0.3):Uncontrolled | 9.24 | 54% | 54% |  |  |  | 67% | [7 empty] | 0% | 0% | 0% | 72 | 0 | 0 | 0 | 0 | 0 | 0 | 0 | 0 | 0 | 0 | 2013 Qtr 1: 0; 2013 Qtr 2: 0; 2013 Qtr 3: 72; 2013 Qtr 4: 0 | 72
SDGE3245_SW-Lighting-Primary Lighting | 414084 - Screw-in CFL (32 watt) >=2,001 Lumens | Res-Lighting-InGen_CFLratio0347_CFLscw-32w | 10 | Residential | res:DEER:Indoor_CFL_Ltg | TRUE |  |  | Lamp | ROB | 6.996 | 1.361 | 0 | 0 | 0 | 5.635 | 45.8 |  | kWh | 0.00507 | -0.901 | Residential |  | Winter Only | [6 empty] | Residential Furnaces (<0.3):Uncontrolled | 9.24 | 54% | 54% |  |  |  | 67% | [7 empty] | 0% | 0% | 0% | 226 | 0 | 0 | 0 | 0 | 0 | 0 | 0 | 0 | 0 | 0 | 2013 Qtr 1: 0; 2013 Qtr 2: 108; 2013 Qtr 3: 88; 2013 Qtr 4: 30 | 226
SDGE3245_SW-Lighting-Primary Lighting | 414084 - Screw-in CFL (32 watt) >=2,001 Lumens | Res-Lighting-InGen_CFLratio0347_CFLscw-32w | 7 | Residential | res:DEER:Indoor_CFL_Ltg | TRUE |  |  | Lamp | ROB | 6.996 | 1.717 | 0 | 0 | 0 | 5.279 | 43.5871 |  | kWh | 0.004131 | -0.76723 | Residential |  | Winter Only | [6 empty] | Residential Furnaces (<0.3):Uncontrolled | 9.24 | 54% | 54% |  |  |  | 67% | [7 empty] | 0% | 0% | 0% | 2417 | 0 | 0 | 0 | 0 | 0 | 0 | 0 | 0 | 0 | 0 | 2013 Qtr 1: 1960; 2013 Qtr 2: 169; 2013 Qtr 3: 210; 2013 Qtr 4: 78 | 2417
SDGE3245_SW-Lighting-Primary Lighting | 414084 - Screw-in CFL (32 watt) >=2,001 Lumens | Res-Lighting-InGen_CFLratio0347_CFLscw-32w | System | Residential | res:DEER:Indoor_CFL_Ltg | TRUE |  |  | Lamp | ROB | 6.996 | 1.893 | 0 | 0 | 0 | 5.103 | 46.1694 |  | kWh | 0.005253 | -0.81577 | Residential |  | Winter Only | [6 empty] | Residential Furnaces (<0.3):Uncontrolled | 9.24 | 54% | 54% |  |  |  | 67% | [7 empty] | 0% | 0% | 0% | 503 | 0 | 0 | 0 | 0 | 0 | 0 | 0 | 0 | 0 | 0 | 2013 Qtr 1: 0; 2013 Qtr 2: 496; 2013 Qtr 3: 6; 2013 Qtr 4: 1 | 503
SDGE3245_SW-Lighting-Primary Lighting | 414085 - 38-42W Bare Spiral CFL >1600 lumens | Res-Lighting-InGen_CFLratio0347_CFLscw-32w | 7 | Residential | res:DEER:Indoor_CFL_Ltg | TRUE |  |  | Lamp | ROB | 8.741 | 1.095 | 0 | 0 | 0 | 7.646 | 43.6 |  | kWh | 0.00413 | -0.77 | Residential |  | Winter Only | [6 empty] | Residential Furnaces (<0.3):Uncontrolled | 9.24 | 54% | 54% |  |  |  | 67% | [7 empty] | 0% | 0% | 0% | 95 | 0 | 0 | 0 | 0 | 0 | 0 | 0 | 0 | 0 | 0 | 2013 Qtr 1: 0; 2013 Qtr 2: 95; 2013 Qtr 3: 0; 2013 Qtr 4: 0 | 95
SDGE3245_SW-Lighting-Primary Lighting | 414086 - Screw-in CFL (>39 watt) <1,600 Lumens | Res-Lighting-InGen_CFLratio0347_CFLscw-42w | 7 | Residential | res:DEER:Indoor_CFL_Ltg | TRUE |  |  | Lamp | ROB | 8.741 | 1 | 0 | 0 | 0 | 7.741 | 57.3 |  | kWh | 0.00542 | -1.01 | Residential |  | Winter Only | [6 empty] | Residential Furnaces (<0.3):Uncontrolled | 9.24 | 54% | 54% |  |  |  | 67% | [7 empty] | 0% | 0% | 0% | 53 | 0 | 0 | 0 | 0 | 0 | 0 | 0 | 0 | 0 | 0 | 2013 Qtr 1: 53; 2013 Qtr 2: 0; 2013 Qtr 3: 0; 2013 Qtr 4: 0 | 53
SDGE3245_SW-Lighting-Primary Lighting | 414097 - 39 - 42 Watt Fixture CFL - Interior | Res-Lighting-InGen_CFLratio0353_CFLfixt-40W | 7 | Residential | res:DEER:Indoor_CFL_Ltg | TRUE |  |  | Lamp | ROB | 27.88 | 2 | 0 | 0 | 0 | 25.88 | 55 |  | kWh | 0.00528 | -0.986 | Residential |  | Winter Only | [6 empty] | Residential Furnaces (<0.3):Uncontrolled | 9.24 | 55% | 55% | [11 empty] | 0% | 0% | 0% | 3 | 0 | 0 | 0 | 0 | 0 | 0 | 0 | 0 | 0 | 0 | 2013 Qtr 1: 3; 2013 Qtr 2: 0; 2013 Qtr 3: 0; 2013 Qtr 4: 0 | 3
SDGE3245_SW-Lighting-Primary Lighting | 446749 - LED Screw-in PAR20 7 Watt | WPSDGENRLG0106-Rev02-Msr146 | 10 | Residential | res:DEER:Indoor_CFL_Ltg | TRUE |  |  | Lamp | ROB | 24.44 | 8 | 0 | 0 | 0 | 16.44 | 14.8526 |  | kWh | 0.001615 | -0.21018 | Residential |  | Winter Only | [6 empty] | Residential Furnaces (<0.3):Uncontrolled | 16 | 85% | 85% | [11 empty] | 0% | 0% | 0% | 136.8 | 0 | 0 | 0 | 0 | 0 | 0 | 0 | 0 | 0 | 0 | 2013 Qtr 1: 0; 2013 Qtr 2: 0; 2013 Qtr 3: 0; 2013 Qtr 4: 136.8 | 136.8
SDGE3245_SW-Lighting-Primary Lighting | 446749 - LED Screw-in PAR20 7 Watt | WPSDGENRLG0106-Rev02-Msr146 | 7 | Residential | res:DEER:Indoor_CFL_Ltg | TRUE |  |  | Lamp | ROB | 24.44 | 7.921 | 0 | 0 | 0 | 16.519 | 14.2921 |  | kWh | 0.001351 | -0.25221 | Residential |  | Winter Only | [6 empty] | Residential Furnaces (<0.3):Uncontrolled | 16 | 85% | 85% | [11 empty] | 0% | 0% | 0% | 36.1 | 0 | 0 | 0 | 0 | 0 | 0 | 0 | 0 | 0 | 0 | 2013 Qtr 1: 0; 2013 Qtr 2: 0.95; 2013 Qtr 3: 0; 2013 Qtr 4: 35.15 | 36.1
SDGE3245_SW-Lighting-Primary Lighting | 446749 - LED Screw-in PAR20 7 Watt | WPSDGENRLG0106-Rev02-Msr146 | System | Residential | res:DEER:Indoor_CFL_Ltg | TRUE |  |  | Lamp | ROB | 24.44 | 5 | 0 | 0 | 0 | 19.44 | 15.1329 |  | kWh | 0.001729 | -0.26623 | Residential |  | Winter Only | [6 empty] | Residential Furnaces (<0.3):Uncontrolled | 16 | 85% | 85% | [11 empty] | 0% | 0% | 0% | 36.1 | 0 | 0 | 0 | 0 | 0 | 0 | 0 | 0 | 0 | 0 | 2013 Qtr 1: 0; 2013 Qtr 2: 36.1; 2013 Qtr 3: 0; 2013 Qtr 4: 0 | 36.1
SDGE3245_SW-Lighting-Primary Lighting | 446750 - LED Screw-in PAR20 8 watt | WPSDGENRLG0106-Rev02-Msr147 | 10 | Residential | res:DEER:Indoor_CFL_Ltg | TRUE |  |  | Lamp | ROB | 24.44 | 2.094 | 0 | 0 | 0 | 22.346 | 17.133 |  | kWh | 0.001896 | -0.33695 | Residential |  | Winter Only | [6 empty] | Residential Furnaces (<0.3):Uncontrolled | 16 | 85% | 85% | [11 empty] | 0% | 0% | 0% | 1087.75 | 0 | 0 | 0 | 0 | 0 | 0 | 0 | 0 | 0 | 0 | 2013 Qtr 1: 0; 2013 Qtr 2: 0; 2013 Qtr 3: 51.3; 2013 Qtr 4: 1036.45 | 1087.75
SDGE3245_SW-Lighting-Primary Lighting | 446750 - LED Screw-in PAR20 8 watt | WPSDGENRLG0106-Rev02-Msr147 | 7 | Residential | res:DEER:Indoor_CFL_Ltg | TRUE |  |  | Lamp | ROB | 24.44 | 2.14 | 0 | 0 | 0 | 22.3 | 16.254 |  | kWh | 0.001551 | -0.27226 | Residential |  | Winter Only | [6 empty] | Residential Furnaces (<0.3):Uncontrolled | 16 | 85% | 85% | [11 empty] | 0% | 0% | 0% | 2048.2 | 0 | 0 | 0 | 0 | 0 | 0 | 0 | 0 | 0 | 0 | 2013 Qtr 1: 0; 2013 Qtr 2: 0; 2013 Qtr 3: 143.45; 2013 Qtr 4: 1904.75 | 2048.2
SDGE3245_SW-Lighting-Primary Lighting | 446750 - LED Screw-in PAR20 8 watt | WPSDGENRLG0106-Rev02-Msr147 | System | Residential | res:DEER:Indoor_CFL_Ltg | TRUE |  |  | Lamp | ROB | 24.44 | 2.322 | 0 | 0 | 0 | 22.118 | 16.7143 |  | kWh | 0.001641 | -0.33908 | Residential |  | Winter Only | [6 empty] | Residential Furnaces (<0.3):Uncontrolled | 16 | 85% | 85% | [11 empty] | 0% | 0% | 0% | 397.1 | 0 | 0 | 0 | 0 | 0 | 0 | 0 | 0 | 0 | 0 | 2013 Qtr 1: 0; 2013 Qtr 2: 0; 2013 Qtr 3: 65.55; 2013 Qtr 4: 331.55 | 397.1
SDGE3245_SW-Lighting-Primary Lighting | 446761 - LED Screw-in R30 11 Watt | WPSDGENRLG0106-Rev02-Msr158 | System | Residential | res:DEER:Indoor_CFL_Ltg | TRUE |  |  | Lamp | ROB | 26.91 | 5 | 0 | 0 | 0 | 21.91 | 19.8597 |  | kWh | 0.002268 | -0.34938 | Residential |  | Winter Only | [6 empty] | Residential Furnaces (<0.3):Uncontrolled | 16 | 85% | 85% | [11 empty] | 0% | 0% | 0% | 266.95 | 0 | 0 | 0 | 0 | 0 | 0 | 0 | 0 | 0 | 0 | 2013 Qtr 1: 0; 2013 Qtr 2: 266.95; 2013 Qtr 3: 0; 2013 Qtr 4: 0 | 266.95
SDGE3245_SW-Lighting-Primary Lighting | 446763 - LED Screw-in R30 13 Watt | WPSDGENRLG0106-Rev02-Msr160 | 10 | Residential | res:DEER:Indoor_CFL_Ltg | TRUE |  |  | Lamp | ROB | 26.91 | 2 | 0 | 0 | 0 | 24.91 | 23.2532 |  | kWh | 0.002574 | -0.45854 | Residential |  | Winter Only | [6 empty] | Residential Furnaces (<0.3):Uncontrolled | 16 | 85% | 85% | [11 empty] | 0% | 0% | 0% | 3893.1 | 0 | 0 | 0 | 0 | 0 | 0 | 0 | 0 | 0 | 0 | 2013 Qtr 1: 0; 2013 Qtr 2: 0; 2013 Qtr 3: 0; 2013 Qtr 4: 3893.1 | 3893.1
SDGE3245_SW-Lighting-Primary Lighting | 446763 - LED Screw-in R30 13 Watt | WPSDGENRLG0106-Rev02-Msr160 | 7 | Residential | res:DEER:Indoor_CFL_Ltg | TRUE |  |  | Lamp | ROB | 26.911 | 2 | 0 | 0 | 0 | 24.911 | 21.9869 |  | kWh | 0.002111 | -0.35523 | Residential |  | Winter Only | [6 empty] | Residential Furnaces (<0.3):Uncontrolled | 16 | 85% | 85% | [11 empty] | 0% | 0% | 0% | 4807.95 | 0 | 0 | 0 | 0 | 0 | 0 | 0 | 0 | 0 | 0 | 2013 Qtr 1: 0; 2013 Qtr 2: 0; 2013 Qtr 3: 0; 2013 Qtr 4: 4807.95 | 4807.95
SDGE3245_SW-Lighting-Primary Lighting | 446763 - LED Screw-in R30 13 Watt | WPSDGENRLG0106-Rev02-Msr160 | System | Residential | res:DEER:Indoor_CFL_Ltg | TRUE |  |  | Lamp | ROB | 26.91 | 2 | 0 | 0 | 0 | 24.91 | 22.9654 |  | kWh | 0.00239 | -0.44321 | Residential |  | Winter Only | [6 empty] | Residential Furnaces (<0.3):Uncontrolled | 16 | 85% | 85% | [11 empty] | 0% | 0% | 0% | 2350.3 | 0 | 0 | 0 | 0 | 0 | 0 | 0 | 0 | 0 | 0 | 2013 Qtr 1: 0; 2013 Qtr 2: 0; 2013 Qtr 3: 0; 2013 Qtr 4: 2350.3 | 2350.3
SDGE3245_SW-Lighting-Primary Lighting | 446764 - LED Screw-in R30 14 Watt | WPSDGENRLG0106-Rev02-Msr161 | System | Residential | res:DEER:Indoor_CFL_Ltg | TRUE |  |  | Lamp | ROB | 26.911 | 5 | 0 | 0 | 0 | 21.911 | 25.276 |  | kWh | 0.002887 | -0.44467 | Residential |  | Winter Only | [6 empty] | Residential Furnaces (<0.3):Uncontrolled | 16 | 85% | 85% | [11 empty] | 0% | 0% | 0% | 368.6 | 0 | 0 | 0 | 0 | 0 | 0 | 0 | 0 | 0 | 0 | 2013 Qtr 1: 0; 2013 Qtr 2: 368.6; 2013 Qtr 3: 0; 2013 Qtr 4: 0 | 368.6
SDGE3245_SW-Lighting-Primary Lighting | 446790 - LED Screw-in PAR30 12 Watt | WPSDGENRLG0106-Rev02-Msr056 | 10 | Residential | res:DEER:Indoor_CFL_Ltg | TRUE |  |  | Lamp | ROB | 26.911 | 10 | 0 | 0 | 0 | 16.911 | 16.6533 |  | kWh | 0.001811 | -0.23566 | Residential |  | Winter Only | [6 empty] | Residential Furnaces (<0.3):Uncontrolled | 16 | 85% | 85% | [11 empty] | 0% | 0% | 0% | 378.1 | 0 | 0 | 0 | 0 | 0 | 0 | 0 | 0 | 0 | 0 | 2013 Qtr 1: 0; 2013 Qtr 2: 0; 2013 Qtr 3: 0; 2013 Qtr 4: 378.1 | 378.1
SDGE3245_SW-Lighting-Primary Lighting | 446790 - LED Screw-in PAR30 12 Watt | WPSDGENRLG0106-Rev02-Msr056 | 7 | Residential | res:DEER:Indoor_CFL_Ltg | TRUE |  |  | Lamp | ROB | 26.91 | 10 | 0 | 0 | 0 | 16.91 | 16.0172 |  | kWh | 0.001516 | -0.28126 | Residential |  | Winter Only | [6 empty] | Residential Furnaces (<0.3):Uncontrolled | 16 | 85% | 85% | [11 empty] | 0% | 0% | 0% | 155.8 | 0 | 0 | 0 | 0 | 0 | 0 | 0 | 0 | 0 | 0 | 2013 Qtr 1: 0; 2013 Qtr 2: 0; 2013 Qtr 3: 0; 2013 Qtr 4: 155.8 | 155.8
SDGE3245_SW-Lighting-Primary Lighting | 446800 - LED Screw-in PAR30 15 Watt | WPSDGENRLG0106-Rev02-Msr059 | 10 | Residential | res:DEER:Indoor_CFL_Ltg | TRUE |  |  | Lamp | ROB | 26.911 | 3 | 0 | 0 | 0 | 23.911 | 21.0098 |  | kWh | 0.002325 | -0.4124 | Residential |  | Winter Only | [6 empty] | Residential Furnaces (<0.3):Uncontrolled | 16 | 85% | 85% | [11 empty] | 0% | 0% | 0% | 4159.1 | 0 | 0 | 0 | 0 | 0 | 0 | 0 | 0 | 0 | 0 | 2013 Qtr 1: 0; 2013 Qtr 2: 0; 2013 Qtr 3: 1650.15; 2013 Qtr 4: 2508.95 | 4159.1
SDGE3245_SW-Lighting-Primary Lighting | 446800 - LED Screw-in PAR30 15 Watt | WPSDGENRLG0106-Rev02-Msr059 | 7 | Residential | res:DEER:Indoor_CFL_Ltg | TRUE |  |  | Lamp | ROB | 26.91 | 3.013 | 0 | 0 | 0 | 23.897 | 19.9098 |  | kWh | 0.001904 | -0.32923 | Residential |  | Winter Only | [6 empty] | Residential Furnaces (<0.3):Uncontrolled | 16 | 85% | 85% | [11 empty] | 0% | 0% | 0% | 7119.3 | 0 | 0 | 0 | 0 | 0 | 0 | 0 | 0 | 0 | 0 | 2013 Qtr 1: 0; 2013 Qtr 2: 0; 2013 Qtr 3: 2813.9; 2013 Qtr 4: 4305.4 | 7119.3
SDGE3245_SW-Lighting-Primary Lighting | 446800 - LED Screw-in PAR30 15 Watt | WPSDGENRLG0106-Rev02-Msr059 | System | Residential | res:DEER:Indoor_CFL_Ltg | TRUE |  |  | Lamp | ROB | 26.911 | 3.097 | 0 | 0 | 0 | 23.814 | 20.1795 |  | kWh | 0.001914 | -0.35729 | Residential |  | Winter Only | [6 empty] | Residential Furnaces (<0.3):Uncontrolled | 16 | 85% | 85% | [11 empty] | 0% | 0% | 0% | 6545.5 | 0 | 0 | 0 | 0 | 0 | 0 | 0 | 0 | 0 | 0 | 2013 Qtr 1: 845.5; 2013 Qtr 2: 3644.2; 2013 Qtr 3: 771.4; 2013 Qtr 4: 1284.4 | 6545.5
SDGE3245_SW-Lighting-Primary Lighting | 446813 - LED Screw-in PAR38 17 Watt | WPSDGENRLG0106-Rev02-Msr075 | System | Residential | res:DEER:Indoor_CFL_Ltg | TRUE |  |  | Lamp | ROB | 36.38 | 5 | 0 | 0 | 0 | 31.38 | 27.9111 |  | kWh | 0.003188 | -0.49103 | Residential |  | Winter Only | [6 empty] | Residential Furnaces (<0.3):Uncontrolled | 16 | 85% | 85% | [11 empty] | 0% | 0% | 0% | 241.3 | 0 | 0 | 0 | 0 | 0 | 0 | 0 | 0 | 0 | 0 | 2013 Qtr 1: 0; 2013 Qtr 2: 241.3; 2013 Qtr 3: 0; 2013 Qtr 4: 0 | 241.3
SDGE3245_SW-Lighting-Primary Lighting | 461841 - LED Screw-in PAR38 20 Watt | WPSDGENRLG0106-Rev02-Msr079 | 10 | Residential | res:DEER:Indoor_CFL_Ltg | TRUE |  |  | Lamp | ROB | 36.38 | 3.001 | 0 | 0 | 0 | 33.379 | 32.5288 |  | kWh | 0.0036 | -0.63929 | Residential |  | Winter Only | [6 empty] | Residential Furnaces (<0.3):Uncontrolled | 16 | 85% | 85% | [11 empty] | 0% | 0% | 0% | 2837.65 | 0 | 0 | 0 | 0 | 0 | 0 | 0 | 0 | 0 | 0 | 2013 Qtr 1: 0; 2013 Qtr 2: 0.95; 2013 Qtr 3: 937.65; 2013 Qtr 4: 1899.05 | 2837.65
SDGE3245_SW-Lighting-Primary Lighting | 461841 - LED Screw-in PAR38 20 Watt | WPSDGENRLG0106-Rev02-Msr079 | 7 | Residential | res:DEER:Indoor_CFL_Ltg | TRUE |  |  | Lamp | ROB | 36.38 | 3 | 0 | 0 | 0 | 33.38 | 30.8267 |  | kWh | 0.002948 | -0.51016 | Residential |  | Winter Only | [6 empty] | Residential Furnaces (<0.3):Uncontrolled | 16 | 85% | 85% | [11 empty] | 0% | 0% | 0% | 5597.4 | 0 | 0 | 0 | 0 | 0 | 0 | 0 | 0 | 0 | 0 | 2013 Qtr 1: 0; 2013 Qtr 2: 0; 2013 Qtr 3: 2033; 2013 Qtr 4: 3564.4 | 5597.4
SDGE3245_SW-Lighting-Primary Lighting | 461841 - LED Screw-in PAR38 20 Watt | WPSDGENRLG0106-Rev02-Msr079 | System | Residential | res:DEER:Indoor_CFL_Ltg | TRUE |  |  | Lamp | ROB | 36.38 | 3.083 | 0 | 0 | 0 | 33.297 | 31.1953 |  | kWh | 0.002948 | -0.5458 | Residential |  | Winter Only | [6 empty] | Residential Furnaces (<0.3):Uncontrolled | 16 | 85% | 85% | [11 empty] | 0% | 0% | 0% | 4099.25 | 0 | 0 | 0 | 0 | 0 | 0 | 0 | 0 | 0 | 0 | 2013 Qtr 1: 653.6; 2013 Qtr 2: 2352.2; 2013 Qtr 3: 403.75; 2013 Qtr 4: 689.7 | 4099.25
SDGE3245_SW-Lighting-Primary Lighting | 461845 - LED Screw-in A-Lamp 12 Watt | WPSDGENRLG0106-Rev02-Msr096 | 10 | Residential | res:DEER:Indoor_CFL_Ltg | TRUE |  |  | Lamp | ROB | 16.651 | 8 | 0 | 0 | 0 | 8.651 | 13.4878 |  | kWh | 0.001466 | -0.19087 | Residential |  | Winter Only | [6 empty] | Residential Furnaces (<0.3):Uncontrolled | 16 | 85% | 85% | [11 empty] | 0% | 0% | 0% | 3203.4 | 0 | 0 | 0 | 0 | 0 | 0 | 0 | 0 | 0 | 0 | 2013 Qtr 1: 0; 2013 Qtr 2: 0; 2013 Qtr 3: 0; 2013 Qtr 4: 3203.4 | 3203.4
SDGE3245_SW-Lighting-Primary Lighting | 461845 - LED Screw-in A-Lamp 12 Watt | WPSDGENRLG0106-Rev02-Msr096 | 7 | Residential | res:DEER:Indoor_CFL_Ltg | TRUE |  |  | Lamp | ROB | 16.65 | 8 | 0 | 0 | 0 | 8.65 | 12.9737 |  | kWh | 0.001227 | -0.22802 | Residential |  | Winter Only | [6 empty] | Residential Furnaces (<0.3):Uncontrolled | 16 | 85% | 85% | [11 empty] | 0% | 0% | 0% | 2138.45 | 0 | 0 | 0 | 0 | 0 | 0 | 0 | 0 | 0 | 0 | 2013 Qtr 1: 0; 2013 Qtr 2: 0; 2013 Qtr 3: 0; 2013 Qtr 4: 2138.45 | 2138.45
SDGE3245_SW-Lighting-Primary Lighting | 461845 - LED Screw-in A-Lamp 12 Watt | WPSDGENRLG0106-Rev02-Msr096 | System | Residential | res:DEER:Indoor_CFL_Ltg | TRUE |  |  | Lamp | ROB | 16.65 | 6.88 | 0 | 0 | 0 | 9.77 | 13.4233 |  | kWh | 0.001413 | -0.2298 | Residential |  | Winter Only | [6 empty] | Residential Furnaces (<0.3):Uncontrolled | 16 | 85% | 85% | [11 empty] | 0% | 0% | 0% | 2948.8 | 0 | 0 | 0 | 0 | 0 | 0 | 0 | 0 | 0 | 0 | 2013 Qtr 1: 0; 2013 Qtr 2: 1101.05; 2013 Qtr 3: 0; 2013 Qtr 4: 1847.75 | 2948.8
SDGE3245_SW-Lighting-Primary Lighting | 461846 - LED Recessed Downlight/Retrofit 9 Watt | WPSDGENRLG0106-Rev02-Msr037 | 10 | Residential | res:DEER:Indoor_CFL_Ltg | TRUE |  |  | Lamp | ROB | 35.721 | 7.977 | 0 | 0 | 0 | 27.744 | 12.6474 |  | kWh | 0.001397 | -0.24205 | Residential |  | Winter Only | [6 empty] | Residential Furnaces (<0.3):Uncontrolled | 16 | 85% | 85% | [11 empty] | 0% | 0% | 0% | 3338.3 | 0 | 0 | 0 | 0 | 0 | 0 | 0 | 0 | 0 | 0 | 2013 Qtr 1: 0; 2013 Qtr 2: 0; 2013 Qtr 3: 1269.2; 2013 Qtr 4: 2069.1 | 3338.3
SDGE3245_SW-Lighting-Primary Lighting | 461846 - LED Recessed Downlight/Retrofit 9 Watt | WPSDGENRLG0106-Rev02-Msr037 | 7 | Residential | res:DEER:Indoor_CFL_Ltg | TRUE |  |  | Lamp | ROB | 35.721 | 8 | 0 | 0 | 0 | 27.721 | 12.0683 |  | kWh | 0.001141 | -0.21297 | Residential |  | Winter Only | [6 empty] | Residential Furnaces (<0.3):Uncontrolled | 16 | 85% | 85% | [11 empty] | 0% | 0% | 0% | 6018.25 | 0 | 0 | 0 | 0 | 0 | 0 | 0 | 0 | 0 | 0 | 2013 Qtr 1: 0; 2013 Qtr 2: 0; 2013 Qtr 3: 2285.7; 2013 Qtr 4: 3732.55 | 6018.25
SDGE3245_SW-Lighting-Primary Lighting | 461846 - LED Recessed Downlight/Retrofit 9 Watt | WPSDGENRLG0106-Rev02-Msr037 | System | Residential | res:DEER:Indoor_CFL_Ltg | TRUE |  |  | Lamp | ROB | 35.72 | 8 | 0 | 0 | 0 | 27.72 | 12.6738 |  | kWh | 0.0014 | -0.23107 | Residential |  | Winter Only | [6 empty] | Residential Furnaces (<0.3):Uncontrolled | 16 | 85% | 85% | [11 empty] | 0% | 0% | 0% | 2196.4 | 0 | 0 | 0 | 0 | 0 | 0 | 0 | 0 | 0 | 0 | 2013 Qtr 1: 0; 2013 Qtr 2: 1596; 2013 Qtr 3: 139.65; 2013 Qtr 4: 460.75 | 2196.4
SDGE3245_SW-Lighting-Primary Lighting | 461847 - LED Recessed Downlight 10 Watt | WPSDGENRLG0106-Rev02-Msr038 | 10 | Residential | res:DEER:Indoor_CFL_Ltg | TRUE |  |  | Lamp | ROB | 35.72 | 7.979 | 0 | 0 | 0 | 27.741 | 14.0416 |  | kWh | 0.001549 | -0.26217 | Residential |  | Winter Only | [6 empty] | Residential Furnaces (<0.3):Uncontrolled | 16 | 85% | 85% | [11 empty] | 0% | 0% | 0% | 3540.65 | 0 | 0 | 0 | 0 | 0 | 0 | 0 | 0 | 0 | 0 | 2013 Qtr 1: 0; 2013 Qtr 2: 0; 2013 Qtr 3: 3120.75; 2013 Qtr 4: 419.9 | 3540.65
SDGE3245_SW-Lighting-Primary Lighting | 461847 - LED Recessed Downlight 10 Watt | WPSDGENRLG0106-Rev02-Msr038 | 7 | Residential | res:DEER:Indoor_CFL_Ltg | TRUE |  |  | Lamp | ROB | 35.721 | 7.947 | 0 | 0 | 0 | 27.774 | 13.4092 |  | kWh | 0.001268 | -0.23663 | Residential |  | Winter Only | [6 empty] | Residential Furnaces (<0.3):Uncontrolled | 16 | 85% | 85% | [11 empty] | 0% | 0% | 0% | 16302 | 0 | 0 | 0 | 0 | 0 | 0 | 0 | 0 | 0 | 0 | 2013 Qtr 1: 10019.65; 2013 Qtr 2: 0; 2013 Qtr 3: 5383.65; 2013 Qtr 4: 898.7 | 16302
SDGE3245_SW-Lighting-Primary Lighting | 461847 - LED Recessed Downlight 10 Watt | WPSDGENRLG0106-Rev02-Msr038 | System | Residential | res:DEER:Indoor_CFL_Ltg | TRUE |  |  | Lamp | ROB | 35.721 | 8 | 0 | 0 | 0 | 27.721 | 13.9469 |  | kWh | 0.001477 | -0.26485 | Residential |  | Winter Only | [6 empty] | Residential Furnaces (<0.3):Uncontrolled | 16 | 85% | 85% | [11 empty] | 0% | 0% | 0% | 3116 | 0 | 0 | 0 | 0 | 0 | 0 | 0 | 0 | 0 | 0 | 2013 Qtr 1: 0; 2013 Qtr 2: 1102; 2013 Qtr 3: 1838.25; 2013 Qtr 4: 175.75 | 3116
SDGE3245_SW-Lighting-Primary Lighting | 461848 - LED Recessed Downlight 11 Watt | WPSDGENRLG0106-Rev02-Msr039 | 7 | Residential | res:DEER:Indoor_CFL_Ltg | TRUE |  |  | Lamp | ROB | 35.721 | 8 | 0 | 0 | 0 | 27.721 | 14.4609 |  | kWh | 0.00142 | -0.20245 | Residential |  | Winter Only | [6 empty] | Residential Furnaces (<0.3):Uncontrolled | 16 | 85% | 85% | [11 empty] | 0% | 0% | 0% | 263.15 | 0 | 0 | 0 | 0 | 0 | 0 | 0 | 0 | 0 | 0 | 2013 Qtr 1: 0; 2013 Qtr 2: 0; 2013 Qtr 3: 263.15; 2013 Qtr 4: 0 | 263.15
SDGE3245_SW-Lighting-Primary Lighting | 461850 - LED Recessed Downlight 15 Watt | WPSDGENRLG0106-Rev02-Msr043 | 7 | Residential | res:DEER:Indoor_CFL_Ltg | TRUE |  |  | Lamp | ROB | 35.721 | 8 | 0 | 0 | 0 | 27.721 | 19.7194 |  | kWh | 0.001936 | -0.27607 | Residential |  | Winter Only | [6 empty] | Residential Furnaces (<0.3):Uncontrolled | 16 | 85% | 85% | [11 empty] | 0% | 0% | 0% | 14.25 | 0 | 0 | 0 | 0 | 0 | 0 | 0 | 0 | 0 | 0 | 2013 Qtr 1: 0; 2013 Qtr 2: 11.4; 2013 Qtr 3: 2.85; 2013 Qtr 4: 0 | 14.25
SDGE3245_SW-Lighting-Primary Lighting | 462306 - LED Screw-in A-Lamp 9.5 Watt | WPSDGENRLG0106-Rev02-Msr093 | 10 | Residential | res:DEER:Indoor_CFL_Ltg | TRUE |  |  | Lamp | ROB | 16.65 | 10.22 | 0 | 0 | 0 | 6.43 | 10.7786 |  | kWh | 0.001193 | -0.21255 | Residential |  | Winter Only | [6 empty] | Residential Furnaces (<0.3):Uncontrolled | 16 | 85% | 85% | [11 empty] | 0% | 0% | 0% | 353.4 | 0 | 0 | 0 | 0 | 0 | 0 | 0 | 0 | 0 | 0 | 2013 Qtr 1: 0; 2013 Qtr 2: 0; 2013 Qtr 3: 0; 2013 Qtr 4: 353.4 | 353.4
SDGE3245_SW-Lighting-Primary Lighting | 462306 - LED Screw-in A-Lamp 9.5 Watt | WPSDGENRLG0106-Rev02-Msr093 | 7 | Residential | res:DEER:Indoor_CFL_Ltg | TRUE |  |  | Lamp | ROB | 16.651 | 10.022 | 0 | 0 | 0 | 6.629 | 10.2434 |  | kWh | 0.000974 | -0.17503 | Residential |  | Winter Only | [6 empty] | Residential Furnaces (<0.3):Uncontrolled | 16 | 85% | 85% | [11 empty] | 0% | 0% | 0% | 6549.3 | 0 | 0 | 0 | 0 | 0 | 0 | 0 | 0 | 0 | 0 | 2013 Qtr 1: 0; 2013 Qtr 2: 5794.05; 2013 Qtr 3: 0; 2013 Qtr 4: 755.25 | 6549.3
SDGE3245_SW-Lighting-Primary Lighting | 462307 - LED Screw-in A-Lamp 10 Watt | WPSDGENRLG0106-Rev02-Msr094 | 10 | Residential | res:DEER:Indoor_CFL_Ltg | TRUE |  |  | Lamp | ROB | 16.65 | 8 | 0 | 0 | 0 | 8.65 | 11.2928 |  | kWh | 0.001239 | -0.1914 | Residential |  | Winter Only | [6 empty] | Residential Furnaces (<0.3):Uncontrolled | 16 | 85% | 85% | [11 empty] | 0% | 0% | 0% | 190 | 0 | 0 | 0 | 0 | 0 | 0 | 0 | 0 | 0 | 0 | 2013 Qtr 1: 0; 2013 Qtr 2: 0; 2013 Qtr 3: 0; 2013 Qtr 4: 190 | 190
SDGE3245_SW-Lighting-Primary Lighting | 462307 - LED Screw-in A-Lamp 10 Watt | WPSDGENRLG0106-Rev02-Msr094 | 7 | Residential | res:DEER:Indoor_CFL_Ltg | TRUE |  |  | Lamp | ROB | 16.65 | 8 | 0 | 0 | 0 | 8.65 | 10.7854 |  | kWh | 0.001025 | -0.18481 | Residential |  | Winter Only | [6 empty] | Residential Furnaces (<0.3):Uncontrolled | 16 | 85% | 85% | [11 empty] | 0% | 0% | 0% | 665 | 0 | 0 | 0 | 0 | 0 | 0 | 0 | 0 | 0 | 0 | 2013 Qtr 1: 0; 2013 Qtr 2: 0; 2013 Qtr 3: 0; 2013 Qtr 4: 665 | 665
SDGE3245_SW-Lighting-Primary Lighting | 462310 - LED Screw-in A-Lamp 13.5 Watt | WPSDGENRLG0106-Rev02-Msr098 | 10 | Residential | res:DEER:Indoor_CFL_Ltg | TRUE |  |  | Lamp | ROB | 16.651 | 2 | 0 | 0 | 0 | 14.651 | 15.3169 |  | kWh | 0.001695 | -0.30204 | Residential |  | Winter Only | [6 empty] | Residential Furnaces (<0.3):Uncontrolled | 16 | 85% | 85% | [11 empty] | 0% | 0% | 0% | 2102.35 | 0 | 0 | 0 | 0 | 0 | 0 | 0 | 0 | 0 | 0 | 2013 Qtr 1: 0; 2013 Qtr 2: 0; 2013 Qtr 3: 0; 2013 Qtr 4: 2102.35 | 2102.35
SDGE3245_SW-Lighting-Primary Lighting | 462310 - LED Screw-in A-Lamp 13.5 Watt | WPSDGENRLG0106-Rev02-Msr098 | 7 | Residential | res:DEER:Indoor_CFL_Ltg | TRUE |  |  | Lamp | ROB | 16.65 | 2 | 0 | 0 | 0 | 14.65 | 14.489 |  | kWh | 0.00139 | -0.23524 | Residential |  | Winter Only | [6 empty] | Residential Furnaces (<0.3):Uncontrolled | 16 | 85% | 85% | [11 empty] | 0% | 0% | 0% | 3359.2 | 0 | 0 | 0 | 0 | 0 | 0 | 0 | 0 | 0 | 0 | 2013 Qtr 1: 0; 2013 Qtr 2: 0; 2013 Qtr 3: 0; 2013 Qtr 4: 3359.2 | 3359.2
SDGE3245_SW-Lighting-Primary Lighting | 462310 - LED Screw-in A-Lamp 13.5 Watt | WPSDGENRLG0106-Rev02-Msr098 | System | Residential | res:DEER:Indoor_CFL_Ltg | TRUE |  |  | Lamp | ROB | 16.651 | 2 | 0 | 0 | 0 | 14.651 | 15.1732 |  | kWh | 0.001601 | -0.28919 | Residential |  | Winter Only | [6 empty] | Residential Furnaces (<0.3):Uncontrolled | 16 | 85% | 85% | [11 empty] | 0% | 0% | 0% | 722.95 | 0 | 0 | 0 | 0 | 0 | 0 | 0 | 0 | 0 | 0 | 2013 Qtr 1: 0; 2013 Qtr 2: 0; 2013 Qtr 3: 0; 2013 Qtr 4: 722.95 | 722.95
SDGE3245_SW-Lighting-Primary Lighting | 462342 - LED - Candalebra 5 Watt | WPSDGENRLG0106-Rev02-Msr203 | 10 | Residential | res:DEER:Indoor_CFL_Ltg | TRUE |  |  | Lamp | ROB | 13.991 | 2.142 | 0 | 0 | 0 | 11.849 | 11.0256 |  | kWh | 0.00122 | -0.21634 | Residential |  | Winter Only | [6 empty] | Residential Furnaces (<0.3):Uncontrolled | 16 | 85% | 85% | [11 empty] | 0% | 0% | 0% | 3426.65 | 0 | 0 | 0 | 0 | 0 | 0 | 0 | 0 | 0 | 0 | 2013 Qtr 1: 0; 2013 Qtr 2: 0; 2013 Qtr 3: 0; 2013 Qtr 4: 3426.65 | 3426.65
SDGE3245_SW-Lighting-Primary Lighting | 462342 - LED - Candalebra 5 Watt | WPSDGENRLG0106-Rev02-Msr203 | 7 | Residential | res:DEER:Indoor_CFL_Ltg | TRUE |  |  | Lamp | ROB | 13.99 | 2.01 | 0 | 0 | 0 | 11.98 | 10.4469 |  | kWh | 0.001 | -0.17246 | Residential |  | Winter Only | [6 empty] | Residential Furnaces (<0.3):Uncontrolled | 16 | 85% | 85% | [11 empty] | 0% | 0% | 0% | 7744.4 | 0 | 0 | 0 | 0 | 0 | 0 | 0 | 0 | 0 | 0 | 2013 Qtr 1: 0; 2013 Qtr 2: 0; 2013 Qtr 3: 0; 2013 Qtr 4: 7744.4 | 7744.4
SDGE3245_SW-Lighting-Primary Lighting | 462342 - LED - Candalebra 5 Watt | WPSDGENRLG0106-Rev02-Msr203 | System | Residential | res:DEER:Indoor_CFL_Ltg | TRUE |  |  | Lamp | ROB | 13.991 | 2 | 0 | 0 | 0 | 11.991 | 10.8822 |  | kWh | 0.001128 | -0.21071 | Residential |  | Winter Only | [6 empty] | Residential Furnaces (<0.3):Uncontrolled | 16 | 85% | 85% | [11 empty] | 0% | 0% | 0% | 2590.65 | 0 | 0 | 0 | 0 | 0 | 0 | 0 | 0 | 0 | 0 | 2013 Qtr 1: 0; 2013 Qtr 2: 0; 2013 Qtr 3: 0; 2013 Qtr 4: 2590.65 | 2590.65
SDGE3245_SW-Lighting-Primary Lighting | 462363 - LED Screw-in Globe 8 Watt | WPSDGENRLG0106-Rev02-Msr118 | 10 | Residential | res:DEER:Indoor_CFL_Ltg | TRUE |  |  | Lamp | ROB | 37.08 | 2.058 | 0 | 0 | 0 | 35.022 | 18.2447 |  | kWh | 0.002019 | -0.35905 | Residential |  | Winter Only | [6 empty] | Residential Furnaces (<0.3):Uncontrolled | 16 | 85% | 85% | [11 empty] | 0% | 0% | 0% | 11936.75 | 0 | 0 | 0 | 0 | 0 | 0 | 0 | 0 | 0 | 0 | 2013 Qtr 1: 0; 2013 Qtr 2: 0; 2013 Qtr 3: 0; 2013 Qtr 4: 11936.75 | 11936.75
SDGE3245_SW-Lighting-Primary Lighting | 462363 - LED Screw-in Globe 8 Watt | WPSDGENRLG0106-Rev02-Msr118 | 7 | Residential | res:DEER:Indoor_CFL_Ltg | TRUE |  |  | Lamp | ROB | 37.081 | 2.012 | 0 | 0 | 0 | 35.069 | 17.2916 |  | kWh | 0.001653 | -0.28658 | Residential |  | Winter Only | [6 empty] | Residential Furnaces (<0.3):Uncontrolled | 16 | 85% | 85% | [11 empty] | 0% | 0% | 0% | 20565.6 | 0 | 0 | 0 | 0 | 0 | 0 | 0 | 0 | 0 | 0 | 2013 Qtr 1: 0; 2013 Qtr 2: 0; 2013 Qtr 3: 0; 2013 Qtr 4: 20565.6 | 20565.6
SDGE3245_SW-Lighting-Primary Lighting | 462363 - LED Screw-in Globe 8 Watt | WPSDGENRLG0106-Rev02-Msr118 | System | Residential | res:DEER:Indoor_CFL_Ltg | TRUE |  |  | Lamp | ROB | 37.081 | 2 | 0 | 0 | 0 | 35.081 | 18.0452 |  | kWh | 0.00189 | -0.34627 | Residential |  | Winter Only | [6 empty] | Residential Furnaces (<0.3):Uncontrolled | 16 | 85% | 85% | [11 empty] | 0% | 0% | 0% | 4391.85 | 0 | 0 | 0 | 0 | 0 | 0 | 0 | 0 | 0 | 0 | 2013 Qtr 1: 0; 2013 Qtr 2: 0; 2013 Qtr 3: 0; 2013 Qtr 4: 4391.85 | 4391.85
SDGE3245_SW-Lighting-Primary Lighting | 462371 - LED - MR16 7 Watt | WPSDGENRLG0106-Rev02-Msr178 | 10 | Residential | res:DEER:Indoor_CFL_Ltg | TRUE |  |  | Lamp | ROB | 21.31 | 10 | 0 | 0 | 0 | 11.31 | 13.0061 |  | kWh | 0.001414 | -0.18405 | Residential |  | Winter Only | [6 empty] | Residential Furnaces (<0.3):Uncontrolled | 16 | 85% | 85% | [11 empty] | 0% | 0% | 0% | 9.5 | 0 | 0 | 0 | 0 | 0 | 0 | 0 | 0 | 0 | 0 | 2013 Qtr 1: 0; 2013 Qtr 2: 0; 2013 Qtr 3: 0; 2013 Qtr 4: 9.5 | 9.5
SDGE3245_SW-Lighting-Primary Lighting | 462382 - LED Screw-in R40 13 Watt | WPSDGENRLG0106-Rev02-Msr132 | 10 | Residential | res:DEER:Indoor_CFL_Ltg | TRUE |  |  | Lamp | ROB | 35.17 | 2 | 0 | 0 | 0 | 33.17 | 23.2532 |  | kWh | 0.002574 | -0.45854 | Residential |  | Winter Only | [6 empty] | Residential Furnaces (<0.3):Uncontrolled | 16 | 85% | 85% | [11 empty] | 0% | 0% | 0% | 277.4 | 0 | 0 | 0 | 0 | 0 | 0 | 0 | 0 | 0 | 0 | 2013 Qtr 1: 0; 2013 Qtr 2: 0; 2013 Qtr 3: 0; 2013 Qtr 4: 277.4 | 277.4
SDGE3245_SW-Lighting-Primary Lighting | 462382 - LED Screw-in R40 13 Watt | WPSDGENRLG0106-Rev02-Msr132 | 7 | Residential | res:DEER:Indoor_CFL_Ltg | TRUE |  |  | Lamp | ROB | 35.17 | 2 | 0 | 0 | 0 | 33.17 | 22.0977 |  | kWh | 0.002102 | -0.37739 | Residential |  | Winter Only | [6 empty] | Residential Furnaces (<0.3):Uncontrolled | 16 | 85% | 85% | [11 empty] | 0% | 0% | 0% | 353.4 | 0 | 0 | 0 | 0 | 0 | 0 | 0 | 0 | 0 | 0 | 2013 Qtr 1: 0; 2013 Qtr 2: 0; 2013 Qtr 3: 0; 2013 Qtr 4: 353.4 | 353.4
SDGE3245_SW-Lighting-Primary Lighting | 462382 - LED Screw-in R40 13 Watt | WPSDGENRLG0106-Rev02-Msr132 | System | Residential | res:DEER:Indoor_CFL_Ltg | TRUE |  |  | Lamp | ROB | 35.17 | 2 | 0 | 0 | 0 | 33.17 | 23.3325 |  | kWh | 0.002601 | -0.42119 | Residential |  | Winter Only | [6 empty] | Residential Furnaces (<0.3):Uncontrolled | 16 | 85% | 85% | [11 empty] | 0% | 0% | 0% | 231.8 | 0 | 0 | 0 | 0 | 0 | 0 | 0 | 0 | 0 | 0 | 2013 Qtr 1: 0; 2013 Qtr 2: 0; 2013 Qtr 3: 0; 2013 Qtr 4: 231.8 | 231.8
SDGE3245_SW-Lighting-Primary Lighting | 462386 - LED Screw-in R40 17 Watt | WPSDGENRLG0106-Rev02-Msr136 | 10 | Residential | res:DEER:Indoor_CFL_Ltg | TRUE |  |  | Lamp | ROB | 36.38 | 2 | 0 | 0 | 0 | 34.38 | 30.408 |  | kWh | 0.003366 | -0.59964 | Residential |  | Winter Only | [6 empty] | Residential Furnaces (<0.3):Uncontrolled | 16 | 85% | 85% | [11 empty] | 0% | 0% | 0% | 1127.65 | 0 | 0 | 0 | 0 | 0 | 0 | 0 | 0 | 0 | 0 | 2013 Qtr 1: 0; 2013 Qtr 2: 0; 2013 Qtr 3: 0; 2013 Qtr 4: 1127.65 | 1127.65
SDGE3245_SW-Lighting-Primary Lighting | 462386 - LED Screw-in R40 17 Watt | WPSDGENRLG0106-Rev02-Msr136 | 7 | Residential | res:DEER:Indoor_CFL_Ltg | TRUE |  |  | Lamp | ROB | 36.38 | 2 | 0 | 0 | 0 | 34.38 | 28.7354 |  | kWh | 0.002762 | -0.4612 | Residential |  | Winter Only | [6 empty] | Residential Furnaces (<0.3):Uncontrolled | 16 | 85% | 85% | [11 empty] | 0% | 0% | 0% | 2158.4 | 0 | 0 | 0 | 0 | 0 | 0 | 0 | 0 | 0 | 0 | 2013 Qtr 1: 0; 2013 Qtr 2: 0; 2013 Qtr 3: 0; 2013 Qtr 4: 2158.4 | 2158.4
SDGE3245_SW-Lighting-Primary Lighting | 462386 - LED Screw-in R40 17 Watt | WPSDGENRLG0106-Rev02-Msr136 | System | Residential | res:DEER:Indoor_CFL_Ltg | TRUE |  |  | Lamp | ROB | 36.381 | 2 | 0 | 0 | 0 | 34.381 | 30.1274 |  | kWh | 0.003181 | -0.57385 | Residential |  | Winter Only | [6 empty] | Residential Furnaces (<0.3):Uncontrolled | 16 | 85% | 85% | [11 empty] | 0% | 0% | 0% | 1061.15 | 0 | 0 | 0 | 0 | 0 | 0 | 0 | 0 | 0 | 0 | 2013 Qtr 1: 0; 2013 Qtr 2: 0; 2013 Qtr 3: 0; 2013 Qtr 4: 1061.15 | 1061.15
SDGE3245_SW-Lighting-Primary Lighting | 462391 - LED Screw-in R40 22 Watt | WPSDGENRLG0106-Rev02-Msr141 | 7 | Residential | res:DEER:Indoor_CFL_Ltg | TRUE |  |  | Lamp | ROB | 36.38 | 1.5 | 0 | 0 | 0 | 34.88 | 37.5127 |  | kWh | 0.003547 | -0.66199 | Residential |  | Winter Only | [6 empty] | Residential Furnaces (<0.3):Uncontrolled | 16 | 85% | 85% | [11 empty] | 0% | 0% | 0% | 1.9 | 0 | 0 | 0 | 0 | 0 | 0 | 0 | 0 | 0 | 0 | 2013 Qtr 1: 0; 2013 Qtr 2: 0; 2013 Qtr 3: 1.9; 2013 Qtr 4: 0 | 1.9
SDGE3245_SW-Lighting-Primary Lighting | 462399 - CFL A-Lamp (19 watt) | Res-Lighting-InGen_CFLratio0347_CFLscw-19w | 10 | Residential | res:DEER:Indoor_CFL_Ltg | TRUE |  |  | Lamp | ROB | 2.81 | 1.2 | 0 | 0 | 0 | 1.61 | 27.2 |  | kWh | 0.00301 | -0.535 | Residential |  | Winter Only | [6 empty] | Residential Furnaces (<0.3):Uncontrolled | 9.24 | 54% | 54% |  |  |  | 67% | [7 empty] | 0% | 0% | 0% | 294 | 0 | 0 | 0 | 0 | 0 | 0 | 0 | 0 | 0 | 0 | 2013 Qtr 1: 0; 2013 Qtr 2: 176; 2013 Qtr 3: 64; 2013 Qtr 4: 54 | 294
SDGE3245_SW-Lighting-Primary Lighting | 462399 - CFL A-Lamp (19 watt) | Res-Lighting-InGen_CFLratio0347_CFLscw-19w | 7 | Residential | res:DEER:Indoor_CFL_Ltg | TRUE |  |  | Lamp | ROB | 2.81 | 1.2 | 0 | 0 | 0 | 1.61 | 25.85 |  | kWh | 0.002454 | -0.4468 | Residential |  | Winter Only | [6 empty] | Residential Furnaces (<0.3):Uncontrolled | 9.24 | 54% | 54% |  |  |  | 67% | [7 empty] | 0% | 0% | 0% | 200 | 0 | 0 | 0 | 0 | 0 | 0 | 0 | 0 | 0 | 0 | 2013 Qtr 1: 0; 2013 Qtr 2: 0; 2013 Qtr 3: 122; 2013 Qtr 4: 78 | 200
SDGE3245_SW-Lighting-Primary Lighting | 462399 - CFL A-Lamp (19 watt) | Res-Lighting-InGen_CFLratio0347_CFLscw-19w | System | Residential | res:DEER:Indoor_CFL_Ltg | TRUE |  |  | Lamp | ROB | 2.81 | 1.2 | 0 | 0 | 0 | 1.61 | 26.1 |  | kWh | 0.0024 | -0.558 | Residential |  | Winter Only | [6 empty] | Residential Furnaces (<0.3):Uncontrolled | 9.24 | 54% | 54% |  |  |  | 67% | [7 empty] | 0% | 0% | 0% | 10 | 0 | 0 | 0 | 0 | 0 | 0 | 0 | 0 | 0 | 0 | 2013 Qtr 1: 0; 2013 Qtr 2: 0; 2013 Qtr 3: 10; 2013 Qtr 4: 0 | 10
SDGE3245_SW-Lighting-Primary Lighting | 462400 - CFL Reflectors (14 watt) | Res-Lighting-InGen_CFLratio0409_CFLscw-Refl-14w | 10 | Residential | res:DEER:Indoor_CFL_Ltg | TRUE |  |  | Lamp | ROB | 3.11 | 1.493 | 0 | 0 | 0 | 1.617 | 24.9846 |  | kWh | 0.002765 | -0.48206 | Residential |  | Winter Only | [6 empty] | Residential Furnaces (<0.3):Uncontrolled | 9.24 | 54% | 54% |  |  |  | 67% | [7 empty] | 0% | 0% | 0% | 6982 | 0 | 0 | 0 | 0 | 0 | 0 | 0 | 0 | 0 | 0 | 2013 Qtr 1: 0; 2013 Qtr 2: 1284; 2013 Qtr 3: 3198; 2013 Qtr 4: 2500 | 6982
SDGE3245_SW-Lighting-Primary Lighting | 462400 - CFL Reflectors (14 watt) | Res-Lighting-InGen_CFLratio0409_CFLscw-Refl-14w | 7 | Residential | res:DEER:Indoor_CFL_Ltg | TRUE |  |  | Lamp | ROB | 3.111 | 1.499 | 0 | 0 | 0 | 1.612 | 23.8989 |  | kWh | 0.00226 | -0.4208 | Residential |  | Winter Only | [6 empty] | Residential Furnaces (<0.3):Uncontrolled | 9.24 | 54% | 54% |  |  |  | 67% | [7 empty] | 0% | 0% | 0% | 10290 | 0 | 0 | 0 | 0 | 0 | 0 | 0 | 0 | 0 | 0 | 2013 Qtr 1: 0; 2013 Qtr 2: 0; 2013 Qtr 3: 5774; 2013 Qtr 4: 4516 | 10290
SDGE3245_SW-Lighting-Primary Lighting | 462400 - CFL Reflectors (14 watt) | Res-Lighting-InGen_CFLratio0409_CFLscw-Refl-14w | System | Residential | res:DEER:Indoor_CFL_Ltg | TRUE |  |  | Lamp | ROB | 3.11 | 1.5 | 0 | 0 | 0 | 1.61 | 25.1199 |  | kWh | 0.002788 | -0.45635 | Residential |  | Winter Only | [6 empty] | Residential Furnaces (<0.3):Uncontrolled | 9.24 | 54% | 54% |  |  |  | 67% | [7 empty] | 0% | 0% | 0% | 8544 | 0 | 0 | 0 | 0 | 0 | 0 | 0 | 0 | 0 | 0 | 2013 Qtr 1: 0; 2013 Qtr 2: 6010; 2013 Qtr 3: 1330; 2013 Qtr 4: 1204 | 8544
SDGE3245_SW-Lighting-Primary Lighting | 462401 - CFL 3-Way (19 watt) | Res-Lighting-InGen_CFLratio0347_CFLscw-19w | 10 | Residential | res:DEER:Indoor_CFL_Ltg | TRUE |  |  | Lamp | ROB | 2.81 | 1.5 | 0 | 0 | 0 | 1.31 | 27.1442 |  | kWh | 0.002995 | -0.50635 | Residential |  | Winter Only | [6 empty] | Residential Furnaces (<0.3):Uncontrolled | 9.24 | 54% | 54% |  |  |  | 67% | [7 empty] | 0% | 0% | 0% | 43 | 0 | 0 | 0 | 0 | 0 | 0 | 0 | 0 | 0 | 0 | 2013 Qtr 1: 0; 2013 Qtr 2: 0; 2013 Qtr 3: 32; 2013 Qtr 4: 11 | 43
SDGE3245_SW-Lighting-Primary Lighting | 462401 - CFL 3-Way (19 watt) | Res-Lighting-InGen_CFLratio0347_CFLscw-19w | 7 | Residential | res:DEER:Indoor_CFL_Ltg | TRUE |  |  | Lamp | ROB | 2.81 | 1.5 | 0 | 0 | 0 | 1.31 | 25.8506 |  | kWh | 0.002454 | -0.44693 | Residential |  | Winter Only | [6 empty] | Residential Furnaces (<0.3):Uncontrolled | 9.24 | 54% | 54% |  |  |  | 67% | [7 empty] | 0% | 0% | 0% | 81 | 0 | 0 | 0 | 0 | 0 | 0 | 0 | 0 | 0 | 0 | 2013 Qtr 1: 0; 2013 Qtr 2: 0; 2013 Qtr 3: 53; 2013 Qtr 4: 28 | 81
SDGE3245_SW-Lighting-Primary Lighting | 462401 - CFL 3-Way (19 watt) | Res-Lighting-InGen_CFLratio0347_CFLscw-19w | System | Residential | res:DEER:Indoor_CFL_Ltg | TRUE |  |  | Lamp | ROB | 2.81 | 1.5 | 0 | 0 | 0 | 1.31 | 27.4 |  | kWh | 0.00313 | -0.483 | Residential |  | Winter Only | [6 empty] | Residential Furnaces (<0.3):Uncontrolled | 9.24 | 54% | 54% |  |  |  | 67% | [7 empty] | 0% | 0% | 0% | 60 | 0 | 0 | 0 | 0 | 0 | 0 | 0 | 0 | 0 | 0 | 2013 Qtr 1: 0; 2013 Qtr 2: 47; 2013 Qtr 3: 11; 2013 Qtr 4: 2 | 60
SDGE3245_SW-Lighting-Primary Lighting | 462402 - LED - Candalebra 2 Watt | WPSDGENRLG0106-Rev02-Msr199 | 10 | Residential | res:DEER:Indoor_CFL_Ltg | TRUE |  |  | Lamp | ROB | 13.991 | 2.038 | 0 | 0 | 0 | 11.953 | 11.0275 |  | kWh | 0.001221 | -0.21746 | Residential |  | Winter Only | [6 empty] | Residential Furnaces (<0.3):Uncontrolled | 16 | 85% | 85% | [11 empty] | 0% | 0% | 0% | 12.35 | 0 | 0 | 0 | 0 | 0 | 0 | 0 | 0 | 0 | 0 | 2013 Qtr 1: 0; 2013 Qtr 2: 1.9; 2013 Qtr 3: 9.5; 2013 Qtr 4: 0.95 | 12.35
SDGE3245_SW-Lighting-Primary Lighting | 462529 - Commercial-LED Screw-in PAR20 7 Watt | WPSDGENRLG0106-Rev02-Msr311 | System | Residential | res:DEER:Indoor_CFL_Ltg | TRUE |  |  | Lamp | ROB | 24.44 | 7.468 | 0 | 0 | 0 | 16.972 | 89.0546 |  | kWh | 0.019045 | -0.22264 | Residential |  | Winter Only | [6 empty] | Residential Furnaces (<0.3):Uncontrolled | 16 | 85% | 85% | [11 empty] | 0% | 0% | 0% | 11 | 0 | 0 | 0 | 0 | 0 | 0 | 0 | 0 | 0 | 0 | 2013 Qtr 1: 0; 2013 Qtr 2: 1.95; 2013 Qtr 3: 0; 2013 Qtr 4: 9.05 | 11
SDGE3245_SW-Lighting-Primary Lighting | 462530 - Commercial-LED Screw-in PAR20 8 watt | WPSDGENRLG0106-Rev02-Msr312 | System | Residential | res:DEER:Indoor_CFL_Ltg | TRUE |  |  | Lamp | ROB | 24.441 | 2.146 | 0 | 0 | 0 | 22.295 | 101.7766 |  | kWh | 0.021765 | -0.25444 | Residential |  | Winter Only | [6 empty] | Residential Furnaces (<0.3):Uncontrolled | 16 | 85% | 85% | [11 empty] | 0% | 0% | 0% | 185.95 | 0 | 0 | 0 | 0 | 0 | 0 | 0 | 0 | 0 | 0 | 2013 Qtr 1: 0; 2013 Qtr 2: 0; 2013 Qtr 3: 13.7; 2013 Qtr 4: 172.25 | 185.95
SDGE3245_SW-Lighting-Primary Lighting | 462534 - Commercial-LED Screw-in R30 11 Watt | WPSDGENRLG0106-Rev02-Msr323 | System | Residential | res:DEER:Indoor_CFL_Ltg | TRUE |  |  | Lamp | ROB | 26.91 | 5 | 0 | 0 | 0 | 21.91 | 116.8712 |  | kWh | 0.024994 | -0.29218 | Residential |  | Winter Only | [6 empty] | Residential Furnaces (<0.3):Uncontrolled | 16 | 85% | 85% | [11 empty] | 0% | 0% | 0% | 14.05 | 0 | 0 | 0 | 0 | 0 | 0 | 0 | 0 | 0 | 0 | 2013 Qtr 1: 0; 2013 Qtr 2: 14.05; 2013 Qtr 3: 0; 2013 Qtr 4: 0 | 14.05
SDGE3245_SW-Lighting-Primary Lighting | 462536 - Commercial-LED Screw-in R30 13 Watt | WPSDGENRLG0106-Rev02-Msr325 | System | Residential | res:DEER:Indoor_CFL_Ltg | TRUE |  |  | Lamp | ROB | 26.91 | 2 | 0 | 0 | 0 | 24.91 | 138.1205 |  | kWh | 0.029538 | -0.3453 | Residential |  | Winter Only | [6 empty] | Residential Furnaces (<0.3):Uncontrolled | 16 | 85% | 85% | [11 empty] | 0% | 0% | 0% | 581.65 | 0 | 0 | 0 | 0 | 0 | 0 | 0 | 0 | 0 | 0 | 2013 Qtr 1: 0; 2013 Qtr 2: 0; 2013 Qtr 3: 0; 2013 Qtr 4: 581.65 | 581.65
SDGE3245_SW-Lighting-Primary Lighting | 462537 - Commercial-LED Screw-in R30 14 Watt | WPSDGENRLG0106-Rev02-Msr326 | System | Residential | res:DEER:Indoor_CFL_Ltg | TRUE |  |  | Lamp | ROB | 26.91 | 5 | 0 | 0 | 0 | 21.91 | 148.7452 |  | kWh | 0.03181 | -0.37186 | Residential |  | Winter Only | [6 empty] | Residential Furnaces (<0.3):Uncontrolled | 16 | 85% | 85% | [11 empty] | 0% | 0% | 0% | 19.4 | 0 | 0 | 0 | 0 | 0 | 0 | 0 | 0 | 0 | 0 | 2013 Qtr 1: 0; 2013 Qtr 2: 19.4; 2013 Qtr 3: 0; 2013 Qtr 4: 0 | 19.4
SDGE3245_SW-Lighting-Primary Lighting | 462549 - Commercial-LED Screw-in PAR30 12 Watt | WPSDGENRLG0106-Rev02-Msr221 | System | Residential | res:DEER:Indoor_CFL_Ltg | TRUE |  |  | Lamp | ROB | 26.91 | 10 | 0 | 0 | 0 | 16.91 | 99.8511 |  | kWh | 0.021354 | -0.24963 | Residential |  | Winter Only | [6 empty] | Residential Furnaces (<0.3):Uncontrolled | 16 | 85% | 85% | [11 empty] | 0% | 0% | 0% | 28.1 | 0 | 0 | 0 | 0 | 0 | 0 | 0 | 0 | 0 | 0 | 2013 Qtr 1: 0; 2013 Qtr 2: 0; 2013 Qtr 3: 0; 2013 Qtr 4: 28.1 | 28.1
SDGE3245_SW-Lighting-Primary Lighting | 462552 - Commercial-LED Screw-in PAR30 15 Watt | WPSDGENRLG0106-Rev02-Msr224 | System | Residential | res:DEER:Indoor_CFL_Ltg | TRUE |  |  | Lamp | ROB | 26.911 | 3.041 | 0 | 0 | 0 | 23.87 | 124.8139 |  | kWh | 0.026692 | -0.31204 | Residential |  | Winter Only | [6 empty] | Residential Furnaces (<0.3):Uncontrolled | 16 | 85% | 85% | [11 empty] | 0% | 0% | 0% | 938.1 | 0 | 0 | 0 | 0 | 0 | 0 | 0 | 0 | 0 | 0 | 2013 Qtr 1: 44.5; 2013 Qtr 2: 191.8; 2013 Qtr 3: 275.55; 2013 Qtr 4: 426.25 | 938.1
SDGE3245_SW-Lighting-Primary Lighting | 462558 - Commercial-LED Screw-in PAR38 17 Watt | WPSDGENRLG0106-Rev02-Msr240 | System | Residential | res:DEER:Indoor_CFL_Ltg | TRUE |  |  | Lamp | ROB | 36.38 | 5 | 0 | 0 | 0 | 31.38 | 164.2524 |  | kWh | 0.035126 | -0.41063 | Residential |  | Winter Only | [6 empty] | Residential Furnaces (<0.3):Uncontrolled | 6.51 | 85% | 85% | [11 empty] | 0% | 0% | 0% | 12.7 | 0 | 0 | 0 | 0 | 0 | 0 | 0 | 0 | 0 | 0 | 2013 Qtr 1: 0; 2013 Qtr 2: 12.7; 2013 Qtr 3: 0; 2013 Qtr 4: 0 | 12.7
SDGE3245_SW-Lighting-Primary Lighting | 462561 - Commercial-LED Screw-in PAR38 20 Watt | WPSDGENRLG0106-Rev02-Msr244 | System | Residential | res:DEER:Indoor_CFL_Ltg | TRUE |  |  | Lamp | ROB | 36.38 | 3.027 | 0 | 0 | 0 | 33.353 | 193.2381 |  | kWh | 0.041325 | -0.48309 | Residential |  | Winter Only | [6 empty] | Residential Furnaces (<0.3):Uncontrolled | 6.51 | 85% | 85% | [11 empty] | 0% | 0% | 0% | 659.7 | 0 | 0 | 0 | 0 | 0 | 0 | 0 | 0 | 0 | 0 | 2013 Qtr 1: 34.4; 2013 Qtr 2: 123.85; 2013 Qtr 3: 177.6; 2013 Qtr 4: 323.85 | 659.7
SDGE3245_SW-Lighting-Primary Lighting | 462565 - Commercial-LED Screw-in A-Lamp 12 Watt | WPSDGENRLG0106-Rev02-Msr261 | 10 | Residential | res:DEER:Indoor_CFL_Ltg | TRUE |  |  | Lamp | ROB | 16.65 | 8 | 0 | 0 | 0 | 8.65 | 80.0376 |  | kWh | 0.01969 | -0.055323 | Residential |  | Winter Only | [6 empty] | Residential Furnaces (<0.3):Uncontrolled | 16 | 85% | 85% | [11 empty] | 0% | 0% | 0% | 36.15 | 0 | 0 | 0 | 0 | 0 | 0 | 0 | 0 | 0 | 0 | 2013 Qtr 1: 0; 2013 Qtr 2: 0; 2013 Qtr 3: 0; 2013 Qtr 4: 36.15 | 36.15
SDGE3245_SW-Lighting-Primary Lighting | 462565 - Commercial-LED Screw-in A-Lamp 12 Watt | WPSDGENRLG0106-Rev02-Msr261 | 7 | Residential | res:DEER:Indoor_CFL_Ltg | TRUE |  |  | Lamp | ROB | 16.65 | 8 | 0 | 0 | 0 | 8.65 | 59.5056 |  | kWh | 0.012025 | -0.20556 | Residential |  | Winter Only | [6 empty] | Residential Furnaces (<0.3):Uncontrolled | 16 | 85% | 85% | [11 empty] | 0% | 0% | 0% | 61.1 | 0 | 0 | 0 | 0 | 0 | 0 | 0 | 0 | 0 | 0 | 2013 Qtr 1: 0; 2013 Qtr 2: 0; 2013 Qtr 3: 0; 2013 Qtr 4: 61.1 | 61.1
SDGE3245_SW-Lighting-Primary Lighting | 462565 - Commercial-LED Screw-in A-Lamp 12 Watt | WPSDGENRLG0106-Rev02-Msr261 | System | Residential | res:DEER:Indoor_CFL_Ltg | TRUE |  |  | Lamp | ROB | 16.65 | 7.487 | 0 | 0 | 0 | 9.163 | 80.8712 |  | kWh | 0.017295 | -0.20218 | Residential |  | Winter Only | [6 empty] | Residential Furnaces (<0.3):Uncontrolled | 16 | 85% | 85% | [11 empty] | 0% | 0% | 0% | 339.1 | 0 | 0 | 0 | 0 | 0 | 0 | 0 | 0 | 0 | 0 | 2013 Qtr 1: 0; 2013 Qtr 2: 57.95; 2013 Qtr 3: 0; 2013 Qtr 4: 281.15 | 339.1
SDGE3245_SW-Lighting-Primary Lighting | 462566 - Commercial-LED Recessed Downlight/Retrofit 9 Watt | WPSDGENRLG0106-Rev02-Msr208 | System | Residential | res:DEER:Indoor_CFL_Ltg | TRUE |  |  | Lamp | ROB | 35.72 | 7.993 | 0 | 0 | 0 | 27.727 | 75.1978 |  | kWh | 0.016081 | -0.18799 | Residential |  | Winter Only | [6 empty] | Residential Furnaces (<0.3):Uncontrolled | 16 | 85% | 85% | [11 empty] | 0% | 0% | 0% | 608.05 | 0 | 0 | 0 | 0 | 0 | 0 | 0 | 0 | 0 | 0 | 2013 Qtr 1: 0; 2013 Qtr 2: 84; 2013 Qtr 3: 194.45; 2013 Qtr 4: 329.6 | 608.05
SDGE3245_SW-Lighting-Primary Lighting | 462567 - Commercial-LED Recessed Downlight/Retrofit 10 Watt | WPSDGENRLG0106-Rev02-Msr209 | System | Residential | res:DEER:Indoor_CFL_Ltg | TRUE |  |  | Lamp | ROB | 35.72 | 7.959 | 0 | 0 | 0 | 27.761 | 83.5531 |  | kWh | 0.017868 | -0.20888 | Residential |  | Winter Only | [6 empty] | Residential Furnaces (<0.3):Uncontrolled | 16 | 85% | 85% | [11 empty] | 0% | 0% | 0% | 1208.35 | 0 | 0 | 0 | 0 | 0 | 0 | 0 | 0 | 0 | 0 | 2013 Qtr 1: 527.35; 2013 Qtr 2: 58; 2013 Qtr 3: 544.35; 2013 Qtr 4: 78.65 | 1208.35
SDGE3245_SW-Lighting-Primary Lighting | 462568 - Commercial-LED Recessed Downlight/Retrofit 11 Watt | WPSDGENRLG0106-Rev02-Msr210 | System | Residential | res:DEER:Indoor_CFL_Ltg | TRUE |  |  | Lamp | ROB | 35.72 | 8 | 0 | 0 | 0 | 27.72 | 91.9084 |  | kWh | 0.019655 | -0.22977 | Residential |  | Winter Only | [6 empty] | Residential Furnaces (<0.3):Uncontrolled | 16 | 85% | 85% | [11 empty] | 0% | 0% | 0% | 13.85 | 0 | 0 | 0 | 0 | 0 | 0 | 0 | 0 | 0 | 0 | 2013 Qtr 1: 0; 2013 Qtr 2: 0; 2013 Qtr 3: 13.85; 2013 Qtr 4: 0 | 13.85
SDGE3245_SW-Lighting-Primary Lighting | 462570 - Commercial-LED Recessed Downlight/Retrofit 15 Watt | WPSDGENRLG0106-Rev02-Msr214 | System | Residential | res:DEER:Indoor_CFL_Ltg | TRUE |  |  | Lamp | ROB | 35.72 | 8 | 0 | 0 | 0 | 27.72 | 125.3297 |  | kWh | 0.026802 | -0.31332 | Residential |  | Winter Only | [6 empty] | Residential Furnaces (<0.3):Uncontrolled | 16 | 85% | 85% | [11 empty] | 0% | 0% | 0% | 0.75 | 0 | 0 | 0 | 0 | 0 | 0 | 0 | 0 | 0 | 0 | 2013 Qtr 1: 0; 2013 Qtr 2: 0.6; 2013 Qtr 3: 0.15; 2013 Qtr 4: 0 | 0.75
SDGE3245_SW-Lighting-Primary Lighting | 462576 - Commercial-LED Screw-in A-Lamp 9.5 Watt | WPSDGENRLG0106-Rev02-Msr258 | System | Residential | res:DEER:Indoor_CFL_Ltg | TRUE |  |  | Lamp | ROB | 16.65 | 10.033 | 0 | 0 | 0 | 6.617 | 64.023 |  | kWh | 0.013692 | -0.16006 | Residential |  | Winter Only | [6 empty] | Residential Furnaces (<0.3):Uncontrolled | 6.51 | 85% | 85% | [11 empty] | 0% | 0% | 0% | 363.3 | 0 | 0 | 0 | 0 | 0 | 0 | 0 | 0 | 0 | 0 | 2013 Qtr 1: 0; 2013 Qtr 2: 304.95; 2013 Qtr 3: 0; 2013 Qtr 4: 58.35 | 363.3
SDGE3245_SW-Lighting-Primary Lighting | 462577 - Commercial-LED Screw-in A-Lamp 10 Watt | WPSDGENRLG0106-Rev02-Msr259 | System | Residential | res:DEER:Indoor_CFL_Ltg | TRUE |  |  | Lamp | ROB | 16.65 | 8 | 0 | 0 | 0 | 8.65 | 67.3926 |  | kWh | 0.014412 | -0.16848 | Residential |  | Winter Only | [6 empty] | Residential Furnaces (<0.3):Uncontrolled | 16 | 85% | 85% | [11 empty] | 0% | 0% | 0% | 45 | 0 | 0 | 0 | 0 | 0 | 0 | 0 | 0 | 0 | 0 | 2013 Qtr 1: 0; 2013 Qtr 2: 0; 2013 Qtr 3: 0; 2013 Qtr 4: 45 | 45
SDGE3245_SW-Lighting-Primary Lighting | 462580 - Commercial-LED Screw-in A-Lamp 13.5 Watt | WPSDGENRLG0106-Rev02-Msr263 | System | Residential | res:DEER:Indoor_CFL_Ltg | TRUE |  |  | Lamp | ROB | 16.65 | 2 | 0 | 0 | 0 | 14.65 | 90.9801 |  | kWh | 0.019457 | -0.22745 | Residential |  | Winter Only | [6 empty] | Residential Furnaces (<0.3):Uncontrolled | 16 | 85% | 85% | [11 empty] | 0% | 0% | 0% | 325.5 | 0 | 0 | 0 | 0 | 0 | 0 | 0 | 0 | 0 | 0 | 2013 Qtr 1: 0; 2013 Qtr 2: 0; 2013 Qtr 3: 0; 2013 Qtr 4: 325.5 | 325.5
SDGE3245_SW-Lighting-Primary Lighting | 462612 - Commercial-LED - Candalebra 5 Watt | WPSDGENRLG0106-Rev02-Msr195 | System | Residential | res:DEER:Indoor_CFL_Ltg | TRUE |  |  | Lamp | ROB | 13.991 | 2.041 | 0 | 0 | 0 | 11.95 | 65.5015 |  | kWh | 0.014008 | -0.16375 | Residential |  | Winter Only | [6 empty] | Residential Furnaces (<0.3):Uncontrolled | 4.88 | 85% | 85% | [11 empty] | 0% | 0% | 0% | 724.3 | 0 | 0 | 0 | 0 | 0 | 0 | 0 | 0 | 0 | 0 | 2013 Qtr 1: 0; 2013 Qtr 2: 0; 2013 Qtr 3: 0; 2013 Qtr 4: 724.3 | 724.3
SDGE3245_SW-Lighting-Primary Lighting | 462617 - Commercial-LED Screw-in Globe 8 Watt | WPSDGENRLG0106-Rev02-Msr283 | System | Residential | res:DEER:Indoor_CFL_Ltg | TRUE |  |  | Lamp | ROB | 37.08 | 2.026 | 0 | 0 | 0 | 35.054 | 108.3784 |  | kWh | 0.023177 | -0.27095 | Residential |  | Winter Only | [6 empty] | Residential Furnaces (<0.3):Uncontrolled | 16 | 85% | 85% | [11 empty] | 0% | 0% | 0% | 1941.8 | 0 | 0 | 0 | 0 | 0 | 0 | 0 | 0 | 0 | 0 | 2013 Qtr 1: 0; 2013 Qtr 2: 0; 2013 Qtr 3: 0; 2013 Qtr 4: 1941.8 | 1941.8
SDGE3245_SW-Lighting-Primary Lighting | 462625 - Commercial-LED - MR16 7 Watt | WPSDGENRLG0106-Rev02-Msr024 | System | Residential | res:DEER:Indoor_CFL_Ltg | TRUE |  |  | Lamp | ROB | 21.31 | 10 | 0 | 0 | 0 | 11.31 | 77.9829 |  | kWh | 0.016677 | -0.19496 | Residential |  | Winter Only | [6 empty] | Residential Furnaces (<0.3):Uncontrolled | 6.51 | 85% | 85% | [11 empty] | 0% | 0% | 0% | 0.5 | 0 | 0 | 0 | 0 | 0 | 0 | 0 | 0 | 0 | 0 | 2013 Qtr 1: 0; 2013 Qtr 2: 0; 2013 Qtr 3: 0; 2013 Qtr 4: 0.5 | 0.5
SDGE3245_SW-Lighting-Primary Lighting | 462636 - Commercial-LED Screw-in R40 13 Watt | WPSDGENRLG0106-Rev02-Msr297 | System | Residential | res:DEER:Indoor_CFL_Ltg | TRUE |  |  | Lamp | ROB | 35.17 | 2 | 0 | 0 | 0 | 33.17 | 138.1205 |  | kWh | 0.029538 | -0.3453 | Residential |  | Winter Only | [6 empty] | Residential Furnaces (<0.3):Uncontrolled | 16 | 85% | 85% | [11 empty] | 0% | 0% | 0% | 45.4 | 0 | 0 | 0 | 0 | 0 | 0 | 0 | 0 | 0 | 0 | 2013 Qtr 1: 0; 2013 Qtr 2: 0; 2013 Qtr 3: 0; 2013 Qtr 4: 45.4 | 45.4
SDGE3245_SW-Lighting-Primary Lighting | 462640 - Commercial-LED Screw-in R40 17 Watt | WPSDGENRLG0106-Rev02-Msr301 | System | Residential | res:DEER:Indoor_CFL_Ltg | TRUE |  |  | Lamp | ROB | 36.381 | 2 | 0 | 0 | 0 | 34.381 | 180.6192 |  | kWh | 0.038626 | -0.45155 | Residential |  | Winter Only | [6 empty] | Residential Furnaces (<0.3):Uncontrolled | 16 | 85% | 85% | [11 empty] | 0% | 0% | 0% | 228.8 | 0 | 0 | 0 | 0 | 0 | 0 | 0 | 0 | 0 | 0 | 2013 Qtr 1: 0; 2013 Qtr 2: 0; 2013 Qtr 3: 0; 2013 Qtr 4: 228.8 | 228.8
SDGE3245_SW-Lighting-Primary Lighting | 462645 - Commercial-LED Screw-in R40 22 Watt | WPSDGENRLG0106-Rev02-Msr306 | System | Residential | res:DEER:Indoor_CFL_Ltg | TRUE |  |  | Lamp | ROB | 36.38 | 1.5 | 0 | 0 | 0 | 34.88 | 233.7424 |  | kWh | 0.049987 | -0.58436 | Residential |  | Winter Only | [6 empty] | Residential Furnaces (<0.3):Uncontrolled | 16 | 85% | 85% | [11 empty] | 0% | 0% | 0% | 0.1 | 0 | 0 | 0 | 0 | 0 | 0 | 0 | 0 | 0 | 0 | 2013 Qtr 1: 0; 2013 Qtr 2: 0; 2013 Qtr 3: 0.1; 2013 Qtr 4: 0 | 0.1
SDGE3245_SW-Lighting-Primary Lighting | 462649 - Commercial-LED - Candalebra 2 Watt | WPSDGENRLG0106-Rev02-Msr191 | System | Residential | res:DEER:Indoor_CFL_Ltg | TRUE |  |  | Lamp | ROB | 13.99 | 2.038 | 0 | 0 | 0 | 11.952 | 65.5015 |  | kWh | 0.014008 | -0.16375 | Residential |  | Winter Only | [6 empty] | Residential Furnaces (<0.3):Uncontrolled | 4.88 | 85% | 85% | [11 empty] | 0% | 0% | 0% | 0.65 | 0 | 0 | 0 | 0 | 0 | 0 | 0 | 0 | 0 | 0 | 2013 Qtr 1: 0; 2013 Qtr 2: 0.1; 2013 Qtr 3: 0.5; 2013 Qtr 4: 0.05 | 0.65
[16 empty] | 0 |  |  | #N/A | [26 empty] | 0% | 0% |  | 0 | 0 | 0 | 0 | 0 | 0 | 0 | 0 | 0 | 0 | 0 | [44 empty] | 0
[16 empty] | 0 |  |  | #N/A | [26 empty] | 0% | 0% |  | 0 | 0 | 0 | 0 | 0 | 0 | 0 | 0 | 0 | 0 | 0 | [44 empty] | 0
[16 empty] | 0 |  |  | #N/A | [26 empty] | 0% | 0% |  | 0 | 0 | 0 | 0 | 0 | 0 | 0 | 0 | 0 | 0 | 0 | [44 empty] | 0
[16 empty] | 0 |  |  | #N/A | [26 empty] | 0% | 0% |  | 0 | 0 | 0 | 0 | 0 | 0 | 0 | 0 | 0 | 0 | 0 | [44 empty] | 0
[16 empty] | 0 |  |  | #N/A | [26 empty] | 0% | 0% |  | 0 | 0 | 0 | 0 | 0 | 0 | 0 | 0 | 0 | 0 | 0 | [44 empty] | 0
[16 empty] | 0 |  |  | #N/A | [26 empty] | 0% | 0% |  | 0 | 0 | 0 | 0 | 0 | 0 | 0 | 0 | 0 | 0 | 0 | [44 empty] | 0
[16 empty] | 0 |  |  | #N/A | [26 empty] | 0% | 0% |  | 0 | 0 | 0 | 0 | 0 | 0 | 0 | 0 | 0 | 0 | 0 | [44 empty] | 0
[16 empty] | 0 |  |  | #N/A | [26 empty] | 0% | 0% |  | 0 | 0 | 0 | 0 | 0 | 0 | 0 | 0 | 0 | 0 | 0 | [44 empty] | 0
[16 empty] | 0 |  |  | #N/A | [26 empty] | 0% | 0% |  | 0 | 0 | 0 | 0 | 0 | 0 | 0 | 0 | 0 | 0 | 0 | [44 empty] | 0
[16 empty] | 0 |  |  | #N/A | [26 empty] | 0% | 0% |  | 0 | 0 | 0 | 0 | 0 | 0 | 0 | 0 | 0 | 0 | 0 | [44 empty] | 0
[16 empty] | 0 |  |  | #N/A | [26 empty] | 0% | 0% |  | 0 | 0 | 0 | 0 | 0 | 0 | 0 | 0 | 0 | 0 | 0 | [44 empty] | 0
[16 empty] | 0 |  |  | #N/A | [26 empty] | 0% | 0% |  | 0 | 0 | 0 | 0 | 0 | 0 | 0 | 0 | 0 | 0 | 0 | [44 empty] | 0
[16 empty] | 0 |  |  | #N/A | [26 empty] | 0% | 0% |  | 0 | 0 | 0 | 0 | 0 | 0 | 0 | 0 | 0 | 0 | 0 | [44 empty] | 0
[16 empty] | 0 |  |  | #N/A | [26 empty] | 0% | 0% |  | 0 | 0 | 0 | 0 | 0 | 0 | 0 | 0 | 0 | 0 | 0 | [44 empty] | 0
[16 empty] | 0 |  |  | #N/A | [26 empty] | 0% | 0% |  | 0 | 0 | 0 | 0 | 0 | 0 | 0 | 0 | 0 | 0 | 0 | [44 empty] | 0
[16 empty] | 0 |  |  | #N/A | [26 empty] | 0% | 0% |  | 0 | 0 | 0 | 0 | 0 | 0 | 0 | 0 | 0 | 0 | 0 | [44 empty] | 0
[16 empty] | 0 |  |  | #N/A | [26 empty] | 0% | 0% |  | 0 | 0 | 0 | 0 | 0 | 0 | 0 | 0 | 0 | 0 | 0 | [44 empty] | 0
[16 empty] | 0 |  |  | #N/A | [26 empty] | 0% | 0% |  | 0 | 0 | 0 | 0 | 0 | 0 | 0 | 0 | 0 | 0 | 0 | [44 empty] | 0
[16 empty] | 0 |  |  | #N/A | [26 empty] | 0% | 0% |  | 0 | 0 | 0 | 0 | 0 | 0 | 0 | 0 | 0 | 0 | 0 | [44 empty] | 0
[16 empty] | 0 |  |  | #N/A | [26 empty] | 0% | 0% |  | 0 | 0 | 0 | 0 | 0 | 0 | 0 | 0 | 0 | 0 | 0 | [44 empty] | 0
[16 empty] | 0 |  |  | #N/A | [26 empty] | 0% | 0% |  | 0 | 0 | 0 | 0 | 0 | 0 | 0 | 0 | 0 | 0 | 0 | [44 empty] | 0
[16 empty] | 0 |  |  | #N/A | [26 empty] | 0% | 0% |  | 0 | 0 | 0 | 0 | 0 | 0 | 0 | 0 | 0 | 0 | 0 | [44 empty] | 0
[16 empty] | 0 |  |  | #N/A | [26 empty] | 0% | 0% |  | 0 | 0 | 0 | 0 | 0 | 0 | 0 | 0 | 0 | 0 | 0 | [44 empty] | 0
[16 empty] | 0 |  |  | #N/A | [26 empty] | 0% | 0% |  | 0 | 0 | 0 | 0 | 0 | 0 | 0 | 0 | 0 | 0 | 0 | [44 empty] | 0
[16 empty] | 0 |  |  | #N/A | [26 empty] | 0% | 0% |  | 0 | 0 | 0 | 0 | 0 | 0 | 0 | 0 | 0 | 0 | 0 | [44 empty] | 0
[16 empty] | 0 |  |  | #N/A | [26 empty] | 0% | 0% |  | 0 | 0 | 0 | 0 | 0 | 0 | 0 | 0 | 0 | 0 | 0 | [44 empty] | 0
[16 empty] | 0 |  |  | #N/A | [26 empty] | 0% | 0% |  | 0 | 0 | 0 | 0 | 0 | 0 | 0 | 0 | 0 | 0 | 0 | [44 empty] | 0
[16 empty] | 0 |  |  | #N/A | [26 empty] | 0% | 0% |  | 0 | 0 | 0 | 0 | 0 | 0 | 0 | 0 | 0 | 0 | 0 | [44 empty] | 0
[16 empty] | 0 |  |  | #N/A | [26 empty] | 0% | 0% |  | 0 | 0 | 0 | 0 | 0 | 0 | 0 | 0 | 0 | 0 | 0 | [44 empty] | 0
[16 empty] | 0 |  |  | #N/A | [26 empty] | 0% | 0% |  | 0 | 0 | 0 | 0 | 0 | 0 | 0 | 0 | 0 | 0 | 0 | [44 empty] | 0
[16 empty] | 0 |  |  | #N/A | [26 empty] | 0% | 0% |  | 0 | 0 | 0 | 0 | 0 | 0 | 0 | 0 | 0 | 0 | 0 | [44 empty] | 0
[16 empty] | 0 |  |  | #N/A | [26 empty] | 0% | 0% |  | 0 | 0 | 0 | 0 | 0 | 0 | 0 | 0 | 0 | 0 | 0 | [44 empty] | 0
[16 empty] | 0 |  |  | #N/A | [26 empty] | 0% | 0% |  | 0 | 0 | 0 | 0 | 0 | 0 | 0 | 0 | 0 | 0 | 0 | [44 empty] | 0
[16 empty] | 0 |  |  | #N/A | [26 empty] | 0% | 0% |  | 0 | 0 | 0 | 0 | 0 | 0 | 0 | 0 | 0 | 0 | 0 | [44 empty] | 0
[16 empty] | 0 |  |  | #N/A | [26 empty] | 0% | 0% |  | 0 | 0 | 0 | 0 | 0 | 0 | 0 | 0 | 0 | 0 | 0 | [44 empty] | 0
[16 empty] | 0 |  |  | #N/A | [26 empty] | 0% | 0% |  | 0 | 0 | 0 | 0 | 0 | 0 | 0 | 0 | 0 | 0 | 0 | [44 empty] | 0
[16 empty] | 0 |  |  | #N/A | [26 empty] | 0% | 0% |  | 0 | 0 | 0 | 0 | 0 | 0 | 0 | 0 | 0 | 0 | 0 | [44 empty] | 0
[16 empty] | 0 |  |  | #N/A | [26 empty] | 0% | 0% |  | 0 | 0 | 0 | 0 | 0 | 0 | 0 | 0 | 0 | 0 | 0 | [44 empty] | 0
[16 empty] | 0 |  |  | #N/A | [26 empty] | 0% | 0% |  | 0 | 0 | 0 | 0 | 0 | 0 | 0 | 0 | 0 | 0 | 0 | [44 empty] | 0
[16 empty] | 0 |  |  | #N/A | [26 empty] | 0% | 0% |  | 0 | 0 | 0 | 0 | 0 | 0 | 0 | 0 | 0 | 0 | 0 | [44 empty] | 0
[16 empty] | 0 |  |  | #N/A | [26 empty] | 0% | 0% |  | 0 | 0 | 0 | 0 | 0 | 0 | 0 | 0 | 0 | 0 | 0 | [44 empty] | 0
[16 empty] | 0 |  |  | #N/A | [26 empty] | 0% | 0% |  | 0 | 0 | 0 | 0 | 0 | 0 | 0 | 0 | 0 | 0 | 0 | [44 empty] | 0
[16 empty] | 0 |  |  | #N/A | [26 empty] | 0% | 0% |  | 0 | 0 | 0 | 0 | 0 | 0 | 0 | 0 | 0 | 0 | 0 | [44 empty] | 0
[16 empty] | 0 |  |  | #N/A | [26 empty] | 0% | 0% |  | 0 | 0 | 0 | 0 | 0 | 0 | 0 | 0 | 0 | 0 | 0 | [44 empty] | 0
[16 empty] | 0 |  |  | #N/A | [26 empty] | 0% | 0% |  | 0 | 0 | 0 | 0 | 0 | 0 | 0 | 0 | 0 | 0 | 0 | [44 empty] | 0
[16 empty] | 0 |  |  | #N/A | [26 empty] | 0% | 0% |  | 0 | 0 | 0 | 0 | 0 | 0 | 0 | 0 | 0 | 0 | 0 | [44 empty] | 0
[16 empty] | 0 |  |  | #N/A | [26 empty] | 0% | 0% |  | 0 | 0 | 0 | 0 | 0 | 0 | 0 | 0 | 0 | 0 | 0 | [44 empty] | 0
[16 empty] | 0 |  |  | #N/A | [26 empty] | 0% | 0% |  | 0 | 0 | 0 | 0 | 0 | 0 | 0 | 0 | 0 | 0 | 0 | [44 empty] | 0
[16 empty] | 0 |  |  | #N/A | [26 empty] | 0% | 0% |  | 0 | 0 | 0 | 0 | 0 | 0 | 0 | 0 | 0 | 0 | 0 | [44 empty] | 0
[16 empty] | 0 |  |  | #N/A | [26 empty] | 0% | 0% |  | 0 | 0 | 0 | 0 | 0 | 0 | 0 | 0 | 0 | 0 | 0 | [44 empty] | 0
[16 empty] | 0 |  |  | #N/A | [26 empty] | 0% | 0% |  | 0 | 0 | 0 | 0 | 0 | 0 | 0 | 0 | 0 | 0 | 0 | [44 empty] | 0
[16 empty] | 0 |  |  | #N/A | [26 empty] | 0% | 0% |  | 0 | 0 | 0 | 0 | 0 | 0 | 0 | 0 | 0 | 0 | 0 | [44 empty] | 0
[16 empty] | 0 |  |  | #N/A | [26 empty] | 0% | 0% |  | 0 | 0 | 0 | 0 | 0 | 0 | 0 | 0 | 0 | 0 | 0 | [44 empty] | 0
[16 empty] | 0 |  |  | #N/A | [26 empty] | 0% | 0% |  | 0 | 0 | 0 | 0 | 0 | 0 | 0 | 0 | 0 | 0 | 0 | [44 empty] | 0
[16 empty] | 0 |  |  | #N/A | [26 empty] | 0% | 0% |  | 0 | 0 | 0 | 0 | 0 | 0 | 0 | 0 | 0 | 0 | 0 | [44 empty] | 0
[16 empty] | 0 |  |  | #N/A | [26 empty] | 0% | 0% |  | 0 | 0 | 0 | 0 | 0 | 0 | 0 | 0 | 0 | 0 | 0 | [44 empty] | 0
[16 empty] | 0 |  |  | #N/A | [26 empty] | 0% | 0% |  | 0 | 0 | 0 | 0 | 0 | 0 | 0 | 0 | 0 | 0 | 0 | [44 empty] | 0
[16 empty] | 0 |  |  | #N/A | [26 empty] | 0% | 0% |  | 0 | 0 | 0 | 0 | 0 | 0 | 0 | 0 | 0 | 0 | 0 | [44 empty] | 0
[16 empty] | 0 |  |  | #N/A | [26 empty] | 0% | 0% |  | 0 | 0 | 0 | 0 | 0 | 0 | 0 | 0 | 0 | 0 | 0 | [44 empty] | 0
[16 empty] | 0 |  |  | #N/A | [26 empty] | 0% | 0% |  | 0 | 0 | 0 | 0 | 0 | 0 | 0 | 0 | 0 | 0 | 0 | [44 empty] | 0
[16 empty] | 0 |  |  | #N/A | [26 empty] | 0% | 0% |  | 0 | 0 | 0 | 0 | 0 | 0 | 0 | 0 | 0 | 0 | 0 | [44 empty] | 0
[16 empty] | 0 |  |  | #N/A | [26 empty] | 0% | 0% |  | 0 | 0 | 0 | 0 | 0 | 0 | 0 | 0 | 0 | 0 | 0 | [44 empty] | 0
[16 empty] | 0 |  |  | #N/A | [26 empty] | 0% | 0% |  | 0 | 0 | 0 | 0 | 0 | 0 | 0 | 0 | 0 | 0 | 0 | [44 empty] | 0
[16 empty] | 0 |  |  | #N/A | [26 empty] | 0% | 0% |  | 0 | 0 | 0 | 0 | 0 | 0 | 0 | 0 | 0 | 0 | 0 | [44 empty] | 0
[16 empty] | 0 |  |  | #N/A | [26 empty] | 0% | 0% |  | 0 | 0 | 0 | 0 | 0 | 0 | 0 | 0 | 0 | 0 | 0 | [44 empty] | 0
[16 empty] | 0 |  |  | #N/A | [26 empty] | 0% | 0% |  | 0 | 0 | 0 | 0 | 0 | 0 | 0 | 0 | 0 | 0 | 0 | [44 empty] | 0
[16 empty] | 0 |  |  | #N/A | [26 empty] | 0% | 0% |  | 0 | 0 | 0 | 0 | 0 | 0 | 0 | 0 | 0 | 0 | 0 | [44 empty] | 0
[16 empty] | 0 |  |  | #N/A | [26 empty] | 0% | 0% |  | 0 | 0 | 0 | 0 | 0 | 0 | 0 | 0 | 0 | 0 | 0 | [44 empty] | 0
[16 empty] | 0 |  |  | #N/A | [26 empty] | 0% | 0% |  | 0 | 0 | 0 | 0 | 0 | 0 | 0 | 0 | 0 | 0 | 0 | [44 empty] | 0
[16 empty] | 0 |  |  | #N/A | [26 empty] | 0% | 0% |  | 0 | 0 | 0 | 0 | 0 | 0 | 0 | 0 | 0 | 0 | 0 | [44 empty] | 0
[16 empty] | 0 |  |  | #N/A | [26 empty] | 0% | 0% |  | 0 | 0 | 0 | 0 | 0 | 0 | 0 | 0 | 0 | 0 | 0 | [44 empty] | 0
[16 empty] | 0 |  |  | #N/A | [26 empty] | 0% | 0% |  | 0 | 0 | 0 | 0 | 0 | 0 | 0 | 0 | 0 | 0 | 0 | [44 empty] | 0
[16 empty] | 0 |  |  | #N/A | [26 empty] | 0% | 0% |  | 0 | 0 | 0 | 0 | 0 | 0 | 0 | 0 | 0 | 0 | 0 | [44 empty] | 0
[16 empty] | 0 |  |  | #N/A | [26 empty] | 0% | 0% |  | 0 | 0 | 0 | 0 | 0 | 0 | 0 | 0 | 0 | 0 | 0 | [44 empty] | 0
[16 empty] | 0 |  |  | #N/A | [26 empty] | 0% | 0% |  | 0 | 0 | 0 | 0 | 0 | 0 | 0 | 0 | 0 | 0 | 0 | [44 empty] | 0
[16 empty] | 0 |  |  | #N/A | [26 empty] | 0% | 0% |  | 0 | 0 | 0 | 0 | 0 | 0 | 0 | 0 | 0 | 0 | 0 | [44 empty] | 0
[16 empty] | 0 |  |  | #N/A | [26 empty] | 0% | 0% |  | 0 | 0 | 0 | 0 | 0 | 0 | 0 | 0 | 0 | 0 | 0 | [44 empty] | 0
[16 empty] | 0 |  |  | #N/A | [26 empty] | 0% | 0% |  | 0 | 0 | 0 | 0 | 0 | 0 | 0 | 0 | 0 | 0 | 0 | [44 empty] | 0
[16 empty] | 0 |  |  | #N/A | [26 empty] | 0% | 0% |  | 0 | 0 | 0 | 0 | 0 | 0 | 0 | 0 | 0 | 0 | 0 | [44 empty] | 0
[16 empty] | 0 |  |  | #N/A | [26 empty] | 0% | 0% |  | 0 | 0 | 0 | 0 | 0 | 0 | 0 | 0 | 0 | 0 | 0 | [44 empty] | 0
[16 empty] | 0 |  |  | #N/A | [26 empty] | 0% | 0% |  | 0 | 0 | 0 | 0 | 0 | 0 | 0 | 0 | 0 | 0 | 0 | [44 empty] | 0
[16 empty] | 0 |  |  | #N/A | [26 empty] | 0% | 0% |  | 0 | 0 | 0 | 0 | 0 | 0 | 0 | 0 | 0 | 0 | 0 | [44 empty] | 0
[16 empty] | 0 |  |  | #N/A | [26 empty] | 0% | 0% |  | 0 | 0 | 0 | 0 | 0 | 0 | 0 | 0 | 0 | 0 | 0 | [44 empty] | 0
[16 empty] | 0 |  |  | #N/A | [26 empty] | 0% | 0% |  | 0 | 0 | 0 | 0 | 0 | 0 | 0 | 0 | 0 | 0 | 0 | [44 empty] | 0
[16 empty] | 0 |  |  | #N/A | [26 empty] | 0% | 0% |  | 0 | 0 | 0 | 0 | 0 | 0 | 0 | 0 | 0 | 0 | 0 | [44 empty] | 0
[16 empty] | 0 |  |  | #N/A | [26 empty] | 0% | 0% |  | 0 | 0 | 0 | 0 | 0 | 0 | 0 | 0 | 0 | 0 | 0 | [44 empty] | 0
[16 empty] | 0 |  |  | #N/A | [26 empty] | 0% | 0% |  | 0 | 0 | 0 | 0 | 0 | 0 | 0 | 0 | 0 | 0 | 0 | [44 empty] | 0
[16 empty] | 0 |  |  | #N/A | [26 empty] | 0% | 0% |  | 0 | 0 | 0 | 0 | 0 | 0 | 0 | 0 | 0 | 0 | 0 | [44 empty] | 0
[16 empty] | 0 |  |  | #N/A | [26 empty] | 0% | 0% |  | 0 | 0 | 0 | 0 | 0 | 0 | 0 | 0 | 0 | 0 | 0 | [44 empty] | 0
[16 empty] | 0 |  |  | #N/A | [26 empty] | 0% | 0% |  | 0 | 0 | 0 | 0 | 0 | 0 | 0 | 0 | 0 | 0 | 0 | [44 empty] | 0
[16 empty] | 0 |  |  | #N/A | [26 empty] | 0% | 0% |  | 0 | 0 | 0 | 0 | 0 | 0 | 0 | 0 | 0 | 0 | 0 | [44 empty] | 0
[16 empty] | 0 |  |  | #N/A | [26 empty] | 0% | 0% |  | 0 | 0 | 0 | 0 | 0 | 0 | 0 | 0 | 0 | 0 | 0 | [44 empty] | 0
[16 empty] | 0 |  |  | #N/A | [26 empty] | 0% | 0% |  | 0 | 0 | 0 | 0 | 0 | 0 | 0 | 0 | 0 | 0 | 0 | [44 empty] | 0
[16 empty] | 0 |  |  | #N/A | [26 empty] | 0% | 0% |  | 0 | 0 | 0 | 0 | 0 | 0 | 0 | 0 | 0 | 0 | 0 | [44 empty] | 0
[16 empty] | 0 |  |  | #N/A | [26 empty] | 0% | 0% |  | 0 | 0 | 0 | 0 | 0 | 0 | 0 | 0 | 0 | 0 | 0 | [44 empty] | 0
[16 empty] | 0 |  |  | #N/A | [26 empty] | 0% | 0% |  | 0 | 0 | 0 | 0 | 0 | 0 | 0 | 0 | 0 | 0 | 0 | [44 empty] | 0
[16 empty] | 0 |  |  | #N/A | [26 empty] | 0% | 0% |  | 0 | 0 | 0 | 0 | 0 | 0 | 0 | 0 | 0 | 0 | 0 | [44 empty] | 0
[16 empty] | 0 |  |  | #N/A | [26 empty] | 0% | 0% |  | 0 | 0 | 0 | 0 | 0 | 0 | 0 | 0 | 0 | 0 | 0 | [44 empty] | 0
[16 empty] | 0 |  |  | #N/A | [26 empty] | 0% | 0% |  | 0 | 0 | 0 | 0 | 0 | 0 | 0 | 0 | 0 | 0 | 0 | [44 empty] | 0
[16 empty] | 0 |  |  | #N/A | [26 empty] | 0% | 0% |  | 0 | 0 | 0 | 0 | 0 | 0 | 0 | 0 | 0 | 0 | 0 | [44 empty] | 0
[16 empty] | 0 |  |  | #N/A | [26 empty] | 0% | 0% |  | 0 | 0 | 0 | 0 | 0 | 0 | 0 | 0 | 0 | 0 | 0 | [44 empty] | 0
[16 empty] | 0 |  |  | #N/A | [26 empty] | 0% | 0% |  | 0 | 0 | 0 | 0 | 0 | 0 | 0 | 0 | 0 | 0 | 0 | [44 empty] | 0
[16 empty] | 0 |  |  | #N/A | [26 empty] | 0% | 0% |  | 0 | 0 | 0 | 0 | 0 | 0 | 0 | 0 | 0 | 0 | 0 | [44 empty] | 0
[16 empty] | 0 |  |  | #N/A | [26 empty] | 0% | 0% |  | 0 | 0 | 0 | 0 | 0 | 0 | 0 | 0 | 0 | 0 | 0 | [44 empty] | 0
[16 empty] | 0 |  |  | #N/A | [26 empty] | 0% | 0% |  | 0 | 0 | 0 | 0 | 0 | 0 | 0 | 0 | 0 | 0 | 0 | [44 empty] | 0
[16 empty] | 0 |  |  | #N/A | [26 empty] | 0% | 0% |  | 0 | 0 | 0 | 0 | 0 | 0 | 0 | 0 | 0 | 0 | 0 | [44 empty] | 0
[16 empty] | 0 |  |  | #N/A | [26 empty] | 0% | 0% |  | 0 | 0 | 0 | 0 | 0 | 0 | 0 | 0 | 0 | 0 | 0 | [44 empty] | 0
[16 empty] | 0 |  |  | #N/A | [26 empty] | 0% | 0% |  | 0 | 0 | 0 | 0 | 0 | 0 | 0 | 0 | 0 | 0 | 0 | [44 empty] | 0
[16 empty] | 0 |  |  | #N/A | [26 empty] | 0% | 0% |  | 0 | 0 | 0 | 0 | 0 | 0 | 0 | 0 | 0 | 0 | 0 | [44 empty] | 0
[16 empty] | 0 |  |  | #N/A | [26 empty] | 0% | 0% |  | 0 | 0 | 0 | 0 | 0 | 0 | 0 | 0 | 0 | 0 | 0 | [44 empty] | 0
[16 empty] | 0 |  |  | #N/A | [26 empty] | 0% | 0% |  | 0 | 0 | 0 | 0 | 0 | 0 | 0 | 0 | 0 | 0 | 0 | [44 empty] | 0
[16 empty] | 0 |  |  | #N/A | [26 empty] | 0% | 0% |  | 0 | 0 | 0 | 0 | 0 | 0 | 0 | 0 | 0 | 0 | 0 | [44 empty] | 0
[16 empty] | 0 |  |  | #N/A | [26 empty] | 0% | 0% |  | 0 | 0 | 0 | 0 | 0 | 0 | 0 | 0 | 0 | 0 | 0 | [44 empty] | 0
[16 empty] | 0 |  |  | #N/A | [26 empty] | 0% | 0% |  | 0 | 0 | 0 | 0 | 0 | 0 | 0 | 0 | 0 | 0 | 0 | [44 empty] | 0
[16 empty] | 0 |  |  | #N/A | [26 empty] | 0% | 0% |  | 0 | 0 | 0 | 0 | 0 | 0 | 0 | 0 | 0 | 0 | 0 | [44 empty] | 0
[16 empty] | 0 |  |  | #N/A | [26 empty] | 0% | 0% |  | 0 | 0 | 0 | 0 | 0 | 0 | 0 | 0 | 0 | 0 | 0 | [44 empty] | 0
[16 empty] | 0 |  |  | #N/A | [26 empty] | 0% | 0% |  | 0 | 0 | 0 | 0 | 0 | 0 | 0 | 0 | 0 | 0 | 0 | [44 empty] | 0
[16 empty] | 0 |  |  | #N/A | [26 empty] | 0% | 0% |  | 0 | 0 | 0 | 0 | 0 | 0 | 0 | 0 | 0 | 0 | 0 | [44 empty] | 0
[16 empty] | 0 |  |  | #N/A | [26 empty] | 0% | 0% |  | 0 | 0 | 0 | 0 | 0 | 0 | 0 | 0 | 0 | 0 | 0 | [44 empty] | 0
[16 empty] | 0 |  |  | #N/A | [26 empty] | 0% | 0% |  | 0 | 0 | 0 | 0 | 0 | 0 | 0 | 0 | 0 | 0 | 0 | [44 empty] | 0
[16 empty] | 0 |  |  | #N/A | [26 empty] | 0% | 0% |  | 0 | 0 | 0 | 0 | 0 | 0 | 0 | 0 | 0 | 0 | 0 | [44 empty] | 0
[16 empty] | 0 |  |  | #N/A | [26 empty] | 0% | 0% |  | 0 | 0 | 0 | 0 | 0 | 0 | 0 | 0 | 0 | 0 | 0 | [44 empty] | 0
[16 empty] | 0 |  |  | #N/A | [26 empty] | 0% | 0% |  | 0 | 0 | 0 | 0 | 0 | 0 | 0 | 0 | 0 | 0 | 0 | [44 empty] | 0
[16 empty] | 0 |  |  | #N/A | [26 empty] | 0% | 0% |  | 0 | 0 | 0 | 0 | 0 | 0 | 0 | 0 | 0 | 0 | 0 | [44 empty] | 0
[16 empty] | 0 |  |  | #N/A | [26 empty] | 0% | 0% |  | 0 | 0 | 0 | 0 | 0 | 0 | 0 | 0 | 0 | 0 | 0 | [44 empty] | 0
[16 empty] | 0 |  |  | #N/A | [26 empty] | 0% | 0% |  | 0 | 0 | 0 | 0 | 0 | 0 | 0 | 0 | 0 | 0 | 0 | [44 empty] | 0
[16 empty] | 0 |  |  | #N/A | [26 empty] | 0% | 0% |  | 0 | 0 | 0 | 0 | 0 | 0 | 0 | 0 | 0 | 0 | 0 | [44 empty] | 0
[16 empty] | 0 |  |  | #N/A | [26 empty] | 0% | 0% |  | 0 | 0 | 0 | 0 | 0 | 0 | 0 | 0 | 0 | 0 | 0 | [44 empty] | 0
[16 empty] | 0 |  |  | #N/A | [26 empty] | 0% | 0% |  | 0 | 0 | 0 | 0 | 0 | 0 | 0 | 0 | 0 | 0 | 0 | [44 empty] | 0
[16 empty] | 0 |  |  | #N/A | [26 empty] | 0% | 0% |  | 0 | 0 | 0 | 0 | 0 | 0 | 0 | 0 | 0 | 0 | 0 | [44 empty] | 0
[16 empty] | 0 |  |  | #N/A | [26 empty] | 0% | 0% |  | 0 | 0 | 0 | 0 | 0 | 0 | 0 | 0 | 0 | 0 | 0 | [44 empty] | 0
[16 empty] | 0 |  |  | #N/A | [26 empty] | 0% | 0% |  | 0 | 0 | 0 | 0 | 0 | 0 | 0 | 0 | 0 | 0 | 0 | [44 empty] | 0
[16 empty] | 0 |  |  | #N/A | [26 empty] | 0% | 0% |  | 0 | 0 | 0 | 0 | 0 | 0 | 0 | 0 | 0 | 0 | 0 | [44 empty] | 0
[16 empty] | 0 |  |  | #N/A | [26 empty] | 0% | 0% |  | 0 | 0 | 0 | 0 | 0 | 0 | 0 | 0 | 0 | 0 | 0 | [44 empty] | 0
[16 empty] | 0 |  |  | #N/A | [26 empty] | 0% | 0% |  | 0 | 0 | 0 | 0 | 0 | 0 | 0 | 0 | 0 | 0 | 0 | [44 empty] | 0
[16 empty] | 0 |  |  | #N/A | [26 empty] | 0% | 0% |  | 0 | 0 | 0 | 0 | 0 | 0 | 0 | 0 | 0 | 0 | 0 | [44 empty] | 0
[16 empty] | 0 |  |  | #N/A | [26 empty] | 0% | 0% |  | 0 | 0 | 0 | 0 | 0 | 0 | 0 | 0 | 0 | 0 | 0 | [44 empty] | 0
[16 empty] | 0 |  |  | #N/A | [26 empty] | 0% | 0% |  | 0 | 0 | 0 | 0 | 0 | 0 | 0 | 0 | 0 | 0 | 0 | [44 empty] | 0
[16 empty] | 0 |  |  | #N/A | [26 empty] | 0% | 0% |  | 0 | 0 | 0 | 0 | 0 | 0 | 0 | 0 | 0 | 0 | 0 | [44 empty] | 0
[16 empty] | 0 |  |  | #N/A | [26 empty] | 0% | 0% |  | 0 | 0 | 0 | 0 | 0 | 0 | 0 | 0 | 0 | 0 | 0 | [44 empty] | 0
[16 empty] | 0 |  |  | #N/A | [26 empty] | 0% | 0% |  | 0 | 0 | 0 | 0 | 0 | 0 | 0 | 0 | 0 | 0 | 0 | [44 empty] | 0
[16 empty] | 0 |  |  | #N/A | [26 empty] | 0% | 0% |  | 0 | 0 | 0 | 0 | 0 | 0 | 0 | 0 | 0 | 0 | 0 | [44 empty] | 0
[16 empty] | 0 |  |  | #N/A | [26 empty] | 0% | 0% |  | 0 | 0 | 0 | 0 | 0 | 0 | 0 | 0 | 0 | 0 | 0 | [44 empty] | 0
[16 empty] | 0 |  |  | #N/A | [26 empty] | 0% | 0% |  | 0 | 0 | 0 | 0 | 0 | 0 | 0 | 0 | 0 | 0 | 0 | [44 empty] | 0
[16 empty] | 0 |  |  | #N/A | [26 empty] | 0% | 0% |  | 0 | 0 | 0 | 0 | 0 | 0 | 0 | 0 | 0 | 0 | 0 | [44 empty] | 0
[16 empty] | 0 |  |  | #N/A | [26 empty] | 0% | 0% |  | 0 | 0 | 0 | 0 | 0 | 0 | 0 | 0 | 0 | 0 | 0 | [44 empty] | 0
[16 empty] | 0 |  |  | #N/A | [26 empty] | 0% | 0% |  | 0 | 0 | 0 | 0 | 0 | 0 | 0 | 0 | 0 | 0 | 0 | [44 empty] | 0
[16 empty] | 0 |  |  | #N/A | [26 empty] | 0% | 0% |  | 0 | 0 | 0 | 0 | 0 | 0 | 0 | 0 | 0 | 0 | 0 | [44 empty] | 0
[16 empty] | 0 |  |  | #N/A | [26 empty] | 0% | 0% |  | 0 | 0 | 0 | 0 | 0 | 0 | 0 | 0 | 0 | 0 | 0 | [44 empty] | 0
[16 empty] | 0 |  |  | #N/A | [26 empty] | 0% | 0% |  | 0 | 0 | 0 | 0 | 0 | 0 | 0 | 0 | 0 | 0 | 0 | [44 empty] | 0
[16 empty] | 0 |  |  | #N/A | [26 empty] | 0% | 0% |  | 0 | 0 | 0 | 0 | 0 | 0 | 0 | 0 | 0 | 0 | 0 | [44 empty] | 0
[16 empty] | 0 |  |  | #N/A | [26 empty] | 0% | 0% |  | 0 | 0 | 0 | 0 | 0 | 0 | 0 | 0 | 0 | 0 | 0 | [44 empty] | 0
[16 empty] | 0 |  |  | #N/A | [26 empty] | 0% | 0% |  | 0 | 0 | 0 | 0 | 0 | 0 | 0 | 0 | 0 | 0 | 0 | [44 empty] | 0
[16 empty] | 0 |  |  | #N/A | [26 empty] | 0% | 0% |  | 0 | 0 | 0 | 0 | 0 | 0 | 0 | 0 | 0 | 0 | 0 | [44 empty] | 0
[16 empty] | 0 |  |  | #N/A | [26 empty] | 0% | 0% |  | 0 | 0 | 0 | 0 | 0 | 0 | 0 | 0 | 0 | 0 | 0 | [44 empty] | 0
[16 empty] | 0 |  |  | #N/A | [26 empty] | 0% | 0% |  | 0 | 0 | 0 | 0 | 0 | 0 | 0 | 0 | 0 | 0 | 0 | [44 empty] | 0
[16 empty] | 0 |  |  | #N/A | [26 empty] | 0% | 0% |  | 0 | 0 | 0 | 0 | 0 | 0 | 0 | 0 | 0 | 0 | 0 | [44 empty] | 0
[16 empty] | 0 |  |  | #N/A | [26 empty] | 0% | 0% |  | 0 | 0 | 0 | 0 | 0 | 0 | 0 | 0 | 0 | 0 | 0 | [44 empty] | 0
[16 empty] | 0 |  |  | #N/A | [26 empty] | 0% | 0% |  | 0 | 0 | 0 | 0 | 0 | 0 | 0 | 0 | 0 | 0 | 0 | [44 empty] | 0
[16 empty] | 0 |  |  | #N/A | [26 empty] | 0% | 0% |  | 0 | 0 | 0 | 0 | 0 | 0 | 0 | 0 | 0 | 0 | 0 | [44 empty] | 0
[16 empty] | 0 |  |  | #N/A | [26 empty] | 0% | 0% |  | 0 | 0 | 0 | 0 | 0 | 0 | 0 | 0 | 0 | 0 | 0 | [44 empty] | 0
[16 empty] | 0 |  |  | #N/A | [26 empty] | 0% | 0% |  | 0 | 0 | 0 | 0 | 0 | 0 | 0 | 0 | 0 | 0 | 0 | [44 empty] | 0
[16 empty] | 0 |  |  | #N/A | [26 empty] | 0% | 0% |  | 0 | 0 | 0 | 0 | 0 | 0 | 0 | 0 | 0 | 0 | 0 | [44 empty] | 0
[16 empty] | 0 |  |  | #N/A | [26 empty] | 0% | 0% |  | 0 | 0 | 0 | 0 | 0 | 0 | 0 | 0 | 0 | 0 | 0 | [44 empty] | 0
[16 empty] | 0 |  |  | #N/A | [26 empty] | 0% | 0% |  | 0 | 0 | 0 | 0 | 0 | 0 | 0 | 0 | 0 | 0 | 0 | [44 empty] | 0
[16 empty] | 0 |  |  | #N/A | [26 empty] | 0% | 0% |  | 0 | 0 | 0 | 0 | 0 | 0 | 0 | 0 | 0 | 0 | 0 | [44 empty] | 0
[16 empty] | 0 |  |  | #N/A | [26 empty] | 0% | 0% |  | 0 | 0 | 0 | 0 | 0 | 0 | 0 | 0 | 0 | 0 | 0 | [44 empty] | 0
[16 empty] | 0 |  |  | #N/A | [26 empty] | 0% | 0% |  | 0 | 0 | 0 | 0 | 0 | 0 | 0 | 0 | 0 | 0 | 0 | [44 empty] | 0
[16 empty] | 0 |  |  | #N/A | [26 empty] | 0% | 0% |  | 0 | 0 | 0 | 0 | 0 | 0 | 0 | 0 | 0 | 0 | 0 | [44 empty] | 0
[16 empty] | 0 |  |  | #N/A | [26 empty] | 0% | 0% |  | 0 | 0 | 0 | 0 | 0 | 0 | 0 | 0 | 0 | 0 | 0 | [44 empty] | 0
[16 empty] | 0 |  |  | #N/A | [26 empty] | 0% | 0% |  | 0 | 0 | 0 | 0 | 0 | 0 | 0 | 0 | 0 | 0 | 0 | [44 empty] | 0
[16 empty] | 0 |  |  | #N/A | [26 empty] | 0% | 0% |  | 0 | 0 | 0 | 0 | 0 | 0 | 0 | 0 | 0 | 0 | 0 | [44 empty] | 0
[16 empty] | 0 |  |  | #N/A | [26 empty] | 0% | 0% |  | 0 | 0 | 0 | 0 | 0 | 0 | 0 | 0 | 0 | 0 | 0 | [44 empty] | 0
[16 empty] | 0 |  |  | #N/A | [26 empty] | 0% | 0% |  | 0 | 0 | 0 | 0 | 0 | 0 | 0 | 0 | 0 | 0 | 0 | [44 empty] | 0
[16 empty] | 0 |  |  | #N/A | [26 empty] | 0% | 0% |  | 0 | 0 | 0 | 0 | 0 | 0 | 0 | 0 | 0 | 0 | 0 | [44 empty] | 0
[16 empty] | 0 |  |  | #N/A | [26 empty] | 0% | 0% |  | 0 | 0 | 0 | 0 | 0 | 0 | 0 | 0 | 0 | 0 | 0 | [44 empty] | 0
[16 empty] | 0 |  |  | #N/A | [26 empty] | 0% | 0% |  | 0 | 0 | 0 | 0 | 0 | 0 | 0 | 0 | 0 | 0 | 0 | [44 empty] | 0
[16 empty] | 0 |  |  | #N/A | [26 empty] | 0% | 0% |  | 0 | 0 | 0 | 0 | 0 | 0 | 0 | 0 | 0 | 0 | 0 | [44 empty] | 0
[16 empty] | 0 |  |  | #N/A | [26 empty] | 0% | 0% |  | 0 | 0 | 0 | 0 | 0 | 0 | 0 | 0 | 0 | 0 | 0 | [44 empty] | 0
[16 empty] | 0 |  |  | #N/A | [26 empty] | 0% | 0% |  | 0 | 0 | 0 | 0 | 0 | 0 | 0 | 0 | 0 | 0 | 0 | [44 empty] | 0
[16 empty] | 0 |  |  | #N/A | [26 empty] | 0% | 0% |  | 0 | 0 | 0 | 0 | 0 | 0 | 0 | 0 | 0 | 0 | 0 | [44 empty] | 0
[16 empty] | 0 |  |  | #N/A | [26 empty] | 0% | 0% |  | 0 | 0 | 0 | 0 | 0 | 0 | 0 | 0 | 0 | 0 | 0 | [44 empty] | 0
[16 empty] | 0 |  |  | #N/A | [26 empty] | 0% | 0% |  | 0 | 0 | 0 | 0 | 0 | 0 | 0 | 0 | 0 | 0 | 0 | [44 empty] | 0
[16 empty] | 0 |  |  | #N/A | [26 empty] | 0% | 0% |  | 0 | 0 | 0 | 0 | 0 | 0 | 0 | 0 | 0 | 0 | 0 | [44 empty] | 0
[16 empty] | 0 |  |  | #N/A | [26 empty] | 0% | 0% |  | 0 | 0 | 0 | 0 | 0 | 0 | 0 | 0 | 0 | 0 | 0 | [44 empty] | 0
[16 empty] | 0 |  |  | #N/A | [26 empty] | 0% | 0% |  | 0 | 0 | 0 | 0 | 0 | 0 | 0 | 0 | 0 | 0 | 0 | [44 empty] | 0
[16 empty] | 0 |  |  | #N/A | [26 empty] | 0% | 0% |  | 0 | 0 | 0 | 0 | 0 | 0 | 0 | 0 | 0 | 0 | 0 | [44 empty] | 0
[16 empty] | 0 |  |  | #N/A | [26 empty] | 0% | 0% |  | 0 | 0 | 0 | 0 | 0 | 0 | 0 | 0 | 0 | 0 | 0 | [44 empty] | 0
[16 empty] | 0 |  |  | #N/A | [26 empty] | 0% | 0% |  | 0 | 0 | 0 | 0 | 0 | 0 | 0 | 0 | 0 | 0 | 0 | [44 empty] | 0
[16 empty] | 0 |  |  | #N/A | [26 empty] | 0% | 0% |  | 0 | 0 | 0 | 0 | 0 | 0 | 0 | 0 | 0 | 0 | 0 | [44 empty] | 0
[16 empty] | 0 |  |  | #N/A | [26 empty] | 0% | 0% |  | 0 | 0 | 0 | 0 | 0 | 0 | 0 | 0 | 0 | 0 | 0 | [44 empty] | 0
[16 empty] | 0 |  |  | #N/A | [26 empty] | 0% | 0% |  | 0 | 0 | 0 | 0 | 0 | 0 | 0 | 0 | 0 | 0 | 0 | [44 empty] | 0
[16 empty] | 0 |  |  | #N/A | [26 empty] | 0% | 0% |  | 0 | 0 | 0 | 0 | 0 | 0 | 0 | 0 | 0 | 0 | 0 | [44 empty] | 0
[16 empty] | 0 |  |  | #N/A | [26 empty] | 0% | 0% |  | 0 | 0 | 0 | 0 | 0 | 0 | 0 | 0 | 0 | 0 | 0 | [44 empty] | 0
[16 empty] | 0 |  |  | #N/A | [26 empty] | 0% | 0% |  | 0 | 0 | 0 | 0 | 0 | 0 | 0 | 0 | 0 | 0 | 0 | [44 empty] | 0
[16 empty] | 0 |  |  | #N/A | [26 empty] | 0% | 0% |  | 0 | 0 | 0 | 0 | 0 | 0 | 0 | 0 | 0 | 0 | 0 | [44 empty] | 0
[16 empty] | 0 |  |  | #N/A | [26 empty] | 0% | 0% |  | 0 | 0 | 0 | 0 | 0 | 0 | 0 | 0 | 0 | 0 | 0 | [44 empty] | 0
[16 empty] | 0 |  |  | #N/A | [26 empty] | 0% | 0% |  | 0 | 0 | 0 | 0 | 0 | 0 | 0 | 0 | 0 | 0 | 0 | [44 empty] | 0
[16 empty] | 0 |  |  | #N/A | [26 empty] | 0% | 0% |  | 0 | 0 | 0 | 0 | 0 | 0 | 0 | 0 | 0 | 0 | 0 | [44 empty] | 0
[16 empty] | 0 |  |  | #N/A | [26 empty] | 0% | 0% |  | 0 | 0 | 0 | 0 | 0 | 0 | 0 | 0 | 0 | 0 | 0 | [44 empty] | 0
[16 empty] | 0 |  |  | #N/A | [26 empty] | 0% | 0% |  | 0 | 0 | 0 | 0 | 0 | 0 | 0 | 0 | 0 | 0 | 0 | [44 empty] | 0
[16 empty] | 0 |  |  | #N/A | [26 empty] | 0% | 0% |  | 0 | 0 | 0 | 0 | 0 | 0 | 0 | 0 | 0 | 0 | 0 | [44 empty] | 0
[16 empty] | 0 |  |  | #N/A | [26 empty] | 0% | 0% |  | 0 | 0 | 0 | 0 | 0 | 0 | 0 | 0 | 0 | 0 | 0 | [44 empty] | 0
[16 empty] | 0 |  |  | #N/A | [26 empty] | 0% | 0% |  | 0 | 0 | 0 | 0 | 0 | 0 | 0 | 0 | 0 | 0 | 0 | [44 empty] | 0
[16 empty] | 0 |  |  | #N/A | [26 empty] | 0% | 0% |  | 0 | 0 | 0 | 0 | 0 | 0 | 0 | 0 | 0 | 0 | 0 | [44 empty] | 0
[16 empty] | 0 |  |  | #N/A | [26 empty] | 0% | 0% |  | 0 | 0 | 0 | 0 | 0 | 0 | 0 | 0 | 0 | 0 | 0 | [44 empty] | 0
[16 empty] | 0 |  |  | #N/A | [26 empty] | 0% | 0% |  | 0 | 0 | 0 | 0 | 0 | 0 | 0 | 0 | 0 | 0 | 0 | [44 empty] | 0
[16 empty] | 0 |  |  | #N/A | [26 empty] | 0% | 0% |  | 0 | 0 | 0 | 0 | 0 | 0 | 0 | 0 | 0 | 0 | 0 | [44 empty] | 0
[16 empty] | 0 |  |  | #N/A | [26 empty] | 0% | 0% |  | 0 | 0 | 0 | 0 | 0 | 0 | 0 | 0 | 0 | 0 | 0 | [44 empty] | 0
[16 empty] | 0 |  |  | #N/A | [26 empty] | 0% | 0% |  | 0 | 0 | 0 | 0 | 0 | 0 | 0 | 0 | 0 | 0 | 0 | [44 empty] | 0
[16 empty] | 0 |  |  | #N/A | [26 empty] | 0% | 0% |  | 0 | 0 | 0 | 0 | 0 | 0 | 0 | 0 | 0 | 0 | 0 | [44 empty] | 0
[16 empty] | 0 |  |  | #N/A | [26 empty] | 0% | 0% |  | 0 | 0 | 0 | 0 | 0 | 0 | 0 | 0 | 0 | 0 | 0 | [44 empty] | 0
[16 empty] | 0 |  |  | #N/A | [26 empty] | 0% | 0% |  | 0 | 0 | 0 | 0 | 0 | 0 | 0 | 0 | 0 | 0 | 0 | [44 empty] | 0
[16 empty] | 0 |  |  | #N/A | [26 empty] | 0% | 0% |  | 0 | 0 | 0 | 0 | 0 | 0 | 0 | 0 | 0 | 0 | 0 | [44 empty] | 0
[16 empty] | 0 |  |  | #N/A | [26 empty] | 0% | 0% |  | 0 | 0 | 0 | 0 | 0 | 0 | 0 | 0 | 0 | 0 | 0 | [44 empty] | 0
[16 empty] | 0 |  |  | #N/A | [26 empty] | 0% | 0% |  | 0 | 0 | 0 | 0 | 0 | 0 | 0 | 0 | 0 | 0 | 0 | [44 empty] | 0
[16 empty] | 0 |  |  | #N/A | [26 empty] | 0% | 0% |  | 0 | 0 | 0 | 0 | 0 | 0 | 0 | 0 | 0 | 0 | 0 | [44 empty] | 0
[16 empty] | 0 |  |  | #N/A | [26 empty] | 0% | 0% |  | 0 | 0 | 0 | 0 | 0 | 0 | 0 | 0 | 0 | 0 | 0 | [44 empty] | 0
[16 empty] | 0 |  |  | #N/A | [26 empty] | 0% | 0% |  | 0 | 0 | 0 | 0 | 0 | 0 | 0 | 0 | 0 | 0 | 0 | [44 empty] | 0
[16 empty] | 0 |  |  | #N/A | [26 empty] | 0% | 0% |  | 0 | 0 | 0 | 0 | 0 | 0 | 0 | 0 | 0 | 0 | 0 | [44 empty] | 0
[16 empty] | 0 |  |  | #N/A | [26 empty] | 0% | 0% |  | 0 | 0 | 0 | 0 | 0 | 0 | 0 | 0 | 0 | 0 | 0 | [44 empty] | 0
[16 empty] | 0 |  |  | #N/A | [26 empty] | 0% | 0% |  | 0 | 0 | 0 | 0 | 0 | 0 | 0 | 0 | 0 | 0 | 0 | [44 empty] | 0
[16 empty] | 0 |  |  | #N/A | [26 empty] | 0% | 0% |  | 0 | 0 | 0 | 0 | 0 | 0 | 0 | 0 | 0 | 0 | 0 | [44 empty] | 0
[16 empty] | 0 |  |  | #N/A | [26 empty] | 0% | 0% |  | 0 | 0 | 0 | 0 | 0 | 0 | 0 | 0 | 0 | 0 | 0 | [44 empty] | 0
[16 empty] | 0 |  |  | #N/A | [26 empty] | 0% | 0% |  | 0 | 0 | 0 | 0 | 0 | 0 | 0 | 0 | 0 | 0 | 0 | [44 empty] | 0
[16 empty] | 0 |  |  | #N/A | [26 empty] | 0% | 0% |  | 0 | 0 | 0 | 0 | 0 | 0 | 0 | 0 | 0 | 0 | 0 | [44 empty] | 0
[16 empty] | 0 |  |  | #N/A | [26 empty] | 0% | 0% |  | 0 | 0 | 0 | 0 | 0 | 0 | 0 | 0 | 0 | 0 | 0 | [44 empty] | 0
[16 empty] | 0 |  |  | #N/A | [26 empty] | 0% | 0% |  | 0 | 0 | 0 | 0 | 0 | 0 | 0 | 0 | 0 | 0 | 0 | [44 empty] | 0
[16 empty] | 0 |  |  | #N/A | [26 empty] | 0% | 0% |  | 0 | 0 | 0 | 0 | 0 | 0 | 0 | 0 | 0 | 0 | 0 | [44 empty] | 0
[16 empty] | 0 |  |  | #N/A | [26 empty] | 0% | 0% |  | 0 | 0 | 0 | 0 | 0 | 0 | 0 | 0 | 0 | 0 | 0 | [44 empty] | 0
[16 empty] | 0 |  |  | #N/A | [26 empty] | 0% | 0% |  | 0 | 0 | 0 | 0 | 0 | 0 | 0 | 0 | 0 | 0 | 0 | [44 empty] | 0
[16 empty] | 0 |  |  | #N/A | [26 empty] | 0% | 0% |  | 0 | 0 | 0 | 0 | 0 | 0 | 0 | 0 | 0 | 0 | 0 | [44 empty] | 0
[16 empty] | 0 |  |  | #N/A | [26 empty] | 0% | 0% |  | 0 | 0 | 0 | 0 | 0 | 0 | 0 | 0 | 0 | 0 | 0 | [44 empty] | 0
[16 empty] | 0 |  |  | #N/A | [26 empty] | 0% | 0% |  | 0 | 0 | 0 | 0 | 0 | 0 | 0 | 0 | 0 | 0 | 0 | [44 empty] | 0
[16 empty] | 0 |  |  | #N/A | [26 empty] | 0% | 0% |  | 0 | 0 | 0 | 0 | 0 | 0 | 0 | 0 | 0 | 0 | 0 | [44 empty] | 0
[16 empty] | 0 |  |  | #N/A | [26 empty] | 0% | 0% |  | 0 | 0 | 0 | 0 | 0 | 0 | 0 | 0 | 0 | 0 | 0 | [44 empty] | 0
[16 empty] | 0 |  |  | #N/A | [26 empty] | 0% | 0% |  | 0 | 0 | 0 | 0 | 0 | 0 | 0 | 0 | 0 | 0 | 0 | [44 empty] | 0
[16 empty] | 0 |  |  | #N/A | [26 empty] | 0% | 0% |  | 0 | 0 | 0 | 0 | 0 | 0 | 0 | 0 | 0 | 0 | 0 | [44 empty] | 0
[16 empty] | 0 |  |  | #N/A | [26 empty] | 0% | 0% |  | 0 | 0 | 0 | 0 | 0 | 0 | 0 | 0 | 0 | 0 | 0 | [44 empty] | 0
[16 empty] | 0 |  |  | #N/A | [26 empty] | 0% | 0% |  | 0 | 0 | 0 | 0 | 0 | 0 | 0 | 0 | 0 | 0 | 0 | [44 empty] | 0
[16 empty] | 0 |  |  | #N/A | [26 empty] | 0% | 0% |  | 0 | 0 | 0 | 0 | 0 | 0 | 0 | 0 | 0 | 0 | 0 | [44 empty] | 0
[16 empty] | 0 |  |  | #N/A | [26 empty] | 0% | 0% |  | 0 | 0 | 0 | 0 | 0 | 0 | 0 | 0 | 0 | 0 | 0 | [44 empty] | 0
[16 empty] | 0 |  |  | #N/A | [26 empty] | 0% | 0% |  | 0 | 0 | 0 | 0 | 0 | 0 | 0 | 0 | 0 | 0 | 0 | [44 empty] | 0
[16 empty] | 0 |  |  | #N/A | [26 empty] | 0% | 0% |  | 0 | 0 | 0 | 0 | 0 | 0 | 0 | 0 | 0 | 0 | 0 | [44 empty] | 0
[16 empty] | 0 |  |  | #N/A | [26 empty] | 0% | 0% |  | 0 | 0 | 0 | 0 | 0 | 0 | 0 | 0 | 0 | 0 | 0 | [44 empty] | 0
[16 empty] | 0 |  |  | #N/A | [26 empty] | 0% | 0% |  | 0 | 0 | 0 | 0 | 0 | 0 | 0 | 0 | 0 | 0 | 0 | [44 empty] | 0
[16 empty] | 0 |  |  | #N/A | [26 empty] | 0% | 0% |  | 0 | 0 | 0 | 0 | 0 | 0 | 0 | 0 | 0 | 0 | 0 | [44 empty] | 0
[16 empty] | 0 |  |  | #N/A | [26 empty] | 0% | 0% |  | 0 | 0 | 0 | 0 | 0 | 0 | 0 | 0 | 0 | 0 | 0 | [44 empty] | 0
[16 empty] | 0 |  |  | #N/A | [26 empty] | 0% | 0% |  | 0 | 0 | 0 | 0 | 0 | 0 | 0 | 0 | 0 | 0 | 0 | [44 empty] | 0
[16 empty] | 0 |  |  | #N/A | [26 empty] | 0% | 0% |  | 0 | 0 | 0 | 0 | 0 | 0 | 0 | 0 | 0 | 0 | 0 | [44 empty] | 0
[16 empty] | 0 |  |  | #N/A | [26 empty] | 0% | 0% |  | 0 | 0 | 0 | 0 | 0 | 0 | 0 | 0 | 0 | 0 | 0 | [44 empty] | 0
[16 empty] | 0 |  |  | #N/A | [26 empty] | 0% | 0% |  | 0 | 0 | 0 | 0 | 0 | 0 | 0 | 0 | 0 | 0 | 0 | [44 empty] | 0
[16 empty] | 0 |  |  | #N/A | [26 empty] | 0% | 0% |  | 0 | 0 | 0 | 0 | 0 | 0 | 0 | 0 | 0 | 0 | 0 | [44 empty] | 0
[16 empty] | 0 |  |  | #N/A | [26 empty] | 0% | 0% |  | 0 | 0 | 0 | 0 | 0 | 0 | 0 | 0 | 0 | 0 | 0 | [44 empty] | 0
[16 empty] | 0 |  |  | #N/A | [26 empty] | 0% | 0% |  | 0 | 0 | 0 | 0 | 0 | 0 | 0 | 0 | 0 | 0 | 0 | [44 empty] | 0
[16 empty] | 0 |  |  | #N/A | [26 empty] | 0% | 0% |  | 0 | 0 | 0 | 0 | 0 | 0 | 0 | 0 | 0 | 0 | 0 | [44 empty] | 0
[16 empty] | 0 |  |  | #N/A | [26 empty] | 0% | 0% |  | 0 | 0 | 0 | 0 | 0 | 0 | 0 | 0 | 0 | 0 | 0 | [44 empty] | 0
[16 empty] | 0 |  |  | #N/A | [26 empty] | 0% | 0% |  | 0 | 0 | 0 | 0 | 0 | 0 | 0 | 0 | 0 | 0 | 0 | [44 empty] | 0
[16 empty] | 0 |  |  | #N/A | [26 empty] | 0% | 0% |  | 0 | 0 | 0 | 0 | 0 | 0 | 0 | 0 | 0 | 0 | 0 | [44 empty] | 0
[16 empty] | 0 |  |  | #N/A | [26 empty] | 0% | 0% |  | 0 | 0 | 0 | 0 | 0 | 0 | 0 | 0 | 0 | 0 | 0 | [44 empty] | 0
[16 empty] | 0 |  |  | #N/A | [26 empty] | 0% | 0% |  | 0 | 0 | 0 | 0 | 0 | 0 | 0 | 0 | 0 | 0 | 0 | [44 empty] | 0
[16 empty] | 0 |  |  | #N/A | [26 empty] | 0% | 0% |  | 0 | 0 | 0 | 0 | 0 | 0 | 0 | 0 | 0 | 0 | 0 | [44 empty] | 0
[16 empty] | 0 |  |  | #N/A | [26 empty] | 0% | 0% |  | 0 | 0 | 0 | 0 | 0 | 0 | 0 | 0 | 0 | 0 | 0 | [44 empty] | 0
[16 empty] | 0 |  |  | #N/A | [26 empty] | 0% | 0% |  | 0 | 0 | 0 | 0 | 0 | 0 | 0 | 0 | 0 | 0 | 0 | [44 empty] | 0
[16 empty] | 0 |  |  | #N/A | [26 empty] | 0% | 0% |  | 0 | 0 | 0 | 0 | 0 | 0 | 0 | 0 | 0 | 0 | 0 | [44 empty] | 0
[16 empty] | 0 |  |  | #N/A | [26 empty] | 0% | 0% |  | 0 | 0 | 0 | 0 | 0 | 0 | 0 | 0 | 0 | 0 | 0 | [44 empty] | 0
[16 empty] | 0 |  |  | #N/A | [26 empty] | 0% | 0% |  | 0 | 0 | 0 | 0 | 0 | 0 | 0 | 0 | 0 | 0 | 0 | [44 empty] | 0
[16 empty] | 0 |  |  | #N/A | [26 empty] | 0% | 0% |  | 0 | 0 | 0 | 0 | 0 | 0 | 0 | 0 | 0 | 0 | 0 | [44 empty] | 0
[16 empty] | 0 |  |  | #N/A | [26 empty] | 0% | 0% |  | 0 | 0 | 0 | 0 | 0 | 0 | 0 | 0 | 0 | 0 | 0 | [44 empty] | 0
[16 empty] | 0 |  |  | #N/A | [26 empty] | 0% | 0% |  | 0 | 0 | 0 | 0 | 0 | 0 | 0 | 0 | 0 | 0 | 0 | [44 empty] | 0
[16 empty] | 0 |  |  | #N/A | [26 empty] | 0% | 0% |  | 0 | 0 | 0 | 0 | 0 | 0 | 0 | 0 | 0 | 0 | 0 | [44 empty] | 0
[16 empty] | 0 |  |  | #N/A | [26 empty] | 0% | 0% |  | 0 | 0 | 0 | 0 | 0 | 0 | 0 | 0 | 0 | 0 | 0 | [44 empty] | 0
[16 empty] | 0 |  |  | #N/A | [26 empty] | 0% | 0% |  | 0 | 0 | 0 | 0 | 0 | 0 | 0 | 0 | 0 | 0 | 0 | [44 empty] | 0
[16 empty] | 0 |  |  | #N/A | [26 empty] | 0% | 0% |  | 0 | 0 | 0 | 0 | 0 | 0 | 0 | 0 | 0 | 0 | 0 | [44 empty] | 0
[16 empty] | 0 |  |  | #N/A | [26 empty] | 0% | 0% |  | 0 | 0 | 0 | 0 | 0 | 0 | 0 | 0 | 0 | 0 | 0 | [44 empty] | 0
[16 empty] | 0 |  |  | #N/A | [26 empty] | 0% | 0% |  | 0 | 0 | 0 | 0 | 0 | 0 | 0 | 0 | 0 | 0 | 0 | [44 empty] | 0
[16 empty] | 0 |  |  | #N/A | [26 empty] | 0% | 0% |  | 0 | 0 | 0 | 0 | 0 | 0 | 0 | 0 | 0 | 0 | 0 | [44 empty] | 0
[16 empty] | 0 |  |  | #N/A | [26 empty] | 0% | 0% |  | 0 | 0 | 0 | 0 | 0 | 0 | 0 | 0 | 0 | 0 | 0 | [44 empty] | 0
[16 empty] | 0 |  |  | #N/A | [26 empty] | 0% | 0% |  | 0 | 0 | 0 | 0 | 0 | 0 | 0 | 0 | 0 | 0 | 0 | [44 empty] | 0
[16 empty] | 0 |  |  | #N/A | [26 empty] | 0% | 0% |  | 0 | 0 | 0 | 0 | 0 | 0 | 0 | 0 | 0 | 0 | 0 | [44 empty] | 0
[16 empty] | 0 |  |  | #N/A | [26 empty] | 0% | 0% |  | 0 | 0 | 0 | 0 | 0 | 0 | 0 | 0 | 0 | 0 | 0 | [44 empty] | 0
[16 empty] | 0 |  |  | #N/A | [26 empty] | 0% | 0% |  | 0 | 0 | 0 | 0 | 0 | 0 | 0 | 0 | 0 | 0 | 0 | [44 empty] | 0
[16 empty] | 0 |  |  | #N/A | [26 empty] | 0% | 0% |  | 0 | 0 | 0 | 0 | 0 | 0 | 0 | 0 | 0 | 0 | 0 | [44 empty] | 0
[16 empty] | 0 |  |  | #N/A | [26 empty] | 0% | 0% |  | 0 | 0 | 0 | 0 | 0 | 0 | 0 | 0 | 0 | 0 | 0 | [44 empty] | 0
[16 empty] | 0 |  |  | #N/A | [26 empty] | 0% | 0% |  | 0 | 0 | 0 | 0 | 0 | 0 | 0 | 0 | 0 | 0 | 0 | [44 empty] | 0
[16 empty] | 0 |  |  | #N/A | [26 empty] | 0% | 0% |  | 0 | 0 | 0 | 0 | 0 | 0 | 0 | 0 | 0 | 0 | 0 | [44 empty] | 0
[16 empty] | 0 |  |  | #N/A | [26 empty] | 0% | 0% |  | 0 | 0 | 0 | 0 | 0 | 0 | 0 | 0 | 0 | 0 | 0 | [44 empty] | 0
[16 empty] | 0 |  |  | #N/A | [26 empty] | 0% | 0% |  | 0 | 0 | 0 | 0 | 0 | 0 | 0 | 0 | 0 | 0 | 0 | [44 empty] | 0
[16 empty] | 0 |  |  | #N/A | [26 empty] | 0% | 0% |  | 0 | 0 | 0 | 0 | 0 | 0 | 0 | 0 | 0 | 0 | 0 | [44 empty] | 0
[16 empty] | 0 |  |  | #N/A | [26 empty] | 0% | 0% |  | 0 | 0 | 0 | 0 | 0 | 0 | 0 | 0 | 0 | 0 | 0 | [44 empty] | 0
[16 empty] | 0 |  |  | #N/A | [26 empty] | 0% | 0% |  | 0 | 0 | 0 | 0 | 0 | 0 | 0 | 0 | 0 | 0 | 0 | [44 empty] | 0
[16 empty] | 0 |  |  | #N/A | [26 empty] | 0% | 0% |  | 0 | 0 | 0 | 0 | 0 | 0 | 0 | 0 | 0 | 0 | 0 | [44 empty] | 0
[16 empty] | 0 |  |  | #N/A | [26 empty] | 0% | 0% |  | 0 | 0 | 0 | 0 | 0 | 0 | 0 | 0 | 0 | 0 | 0 | [44 empty] | 0
[16 empty] | 0 |  |  | #N/A | [26 empty] | 0% | 0% |  | 0 | 0 | 0 | 0 | 0 | 0 | 0 | 0 | 0 | 0 | 0 | [44 empty] | 0
[16 empty] | 0 |  |  | #N/A | [26 empty] | 0% | 0% |  | 0 | 0 | 0 | 0 | 0 | 0 | 0 | 0 | 0 | 0 | 0 | [44 empty] | 0
[16 empty] | 0 |  |  | #N/A | [26 empty] | 0% | 0% |  | 0 | 0 | 0 | 0 | 0 | 0 | 0 | 0 | 0 | 0 | 0 | [44 empty] | 0
[16 empty] | 0 |  |  | #N/A | [26 empty] | 0% | 0% |  | 0 | 0 | 0 | 0 | 0 | 0 | 0 | 0 | 0 | 0 | 0 | [44 empty] | 0
[16 empty] | 0 |  |  | #N/A | [26 empty] | 0% | 0% |  | 0 | 0 | 0 | 0 | 0 | 0 | 0 | 0 | 0 | 0 | 0 | [44 empty] | 0
[16 empty] | 0 |  |  | #N/A | [26 empty] | 0% | 0% |  | 0 | 0 | 0 | 0 | 0 | 0 | 0 | 0 | 0 | 0 | 0 | [44 empty] | 0
[16 empty] | 0 |  |  | #N/A | [26 empty] | 0% | 0% |  | 0 | 0 | 0 | 0 | 0 | 0 | 0 | 0 | 0 | 0 | 0 | [44 empty] | 0
[16 empty] | 0 |  |  | #N/A | [26 empty] | 0% | 0% |  | 0 | 0 | 0 | 0 | 0 | 0 | 0 | 0 | 0 | 0 | 0 | [44 empty] | 0
[16 empty] | 0 |  |  | #N/A | [26 empty] | 0% | 0% |  | 0 | 0 | 0 | 0 | 0 | 0 | 0 | 0 | 0 | 0 | 0 | [44 empty] | 0
[16 empty] | 0 |  |  | #N/A | [26 empty] | 0% | 0% |  | 0 | 0 | 0 | 0 | 0 | 0 | 0 | 0 | 0 | 0 | 0 | [44 empty] | 0
[16 empty] | 0 |  |  | #N/A | [26 empty] | 0% | 0% |  | 0 | 0 | 0 | 0 | 0 | 0 | 0 | 0 | 0 | 0 | 0 | [44 empty] | 0
[16 empty] | 0 |  |  | #N/A | [26 empty] | 0% | 0% |  | 0 | 0 | 0 | 0 | 0 | 0 | 0 | 0 | 0 | 0 | 0 | [44 empty] | 0
[16 empty] | 0 |  |  | #N/A | [26 empty] | 0% | 0% |  | 0 | 0 | 0 | 0 | 0 | 0 | 0 | 0 | 0 | 0 | 0 | [44 empty] | 0
[16 empty] | 0 |  |  | #N/A | [26 empty] | 0% | 0% |  | 0 | 0 | 0 | 0 | 0 | 0 | 0 | 0 | 0 | 0 | 0 | [44 empty] | 0
[16 empty] | 0 |  |  | #N/A | [26 empty] | 0% | 0% |  | 0 | 0 | 0 | 0 | 0 | 0 | 0 | 0 | 0 | 0 | 0 | [44 empty] | 0
[16 empty] | 0 |  |  | #N/A | [26 empty] | 0% | 0% |  | 0 | 0 | 0 | 0 | 0 | 0 | 0 | 0 | 0 | 0 | 0 | [44 empty] | 0
[16 empty] | 0 |  |  | #N/A | [26 empty] | 0% | 0% |  | 0 | 0 | 0 | 0 | 0 | 0 | 0 | 0 | 0 | 0 | 0 | [44 empty] | 0
[16 empty] | 0 |  |  | #N/A | [26 empty] | 0% | 0% |  | 0 | 0 | 0 | 0 | 0 | 0 | 0 | 0 | 0 | 0 | 0 | [44 empty] | 0
[16 empty] | 0 |  |  | #N/A | [26 empty] | 0% | 0% |  | 0 | 0 | 0 | 0 | 0 | 0 | 0 | 0 | 0 | 0 | 0 | [44 empty] | 0
[16 empty] | 0 |  |  | #N/A | [26 empty] | 0% | 0% |  | 0 | 0 | 0 | 0 | 0 | 0 | 0 | 0 | 0 | 0 | 0 | [44 empty] | 0
[16 empty] | 0 |  |  | #N/A | [26 empty] | 0% | 0% |  | 0 | 0 | 0 | 0 | 0 | 0 | 0 | 0 | 0 | 0 | 0 | [44 empty] | 0
[16 empty] | 0 |  |  | #N/A | [26 empty] | 0% | 0% |  | 0 | 0 | 0 | 0 | 0 | 0 | 0 | 0 | 0 | 0 | 0 | [44 empty] | 0
[16 empty] | 0 |  |  | #N/A | [26 empty] | 0% | 0% |  | 0 | 0 | 0 | 0 | 0 | 0 | 0 | 0 | 0 | 0 | 0 | [44 empty] | 0
[16 empty] | 0 |  |  | #N/A | [26 empty] | 0% | 0% |  | 0 | 0 | 0 | 0 | 0 | 0 | 0 | 0 | 0 | 0 | 0 | [44 empty] | 0
[16 empty] | 0 |  |  | #N/A | [26 empty] | 0% | 0% |  | 0 | 0 | 0 | 0 | 0 | 0 | 0 | 0 | 0 | 0 | 0 | [44 empty] | 0
[16 empty] | 0 |  |  | #N/A | [26 empty] | 0% | 0% |  | 0 | 0 | 0 | 0 | 0 | 0 | 0 | 0 | 0 | 0 | 0 | [44 empty] | 0
[16 empty] | 0 |  |  | #N/A | [26 empty] | 0% | 0% |  | 0 | 0 | 0 | 0 | 0 | 0 | 0 | 0 | 0 | 0 | 0 | [44 empty] | 0
[16 empty] | 0 |  |  | #N/A | [26 empty] | 0% | 0% |  | 0 | 0 | 0 | 0 | 0 | 0 | 0 | 0 | 0 | 0 | 0 | [44 empty] | 0
[16 empty] | 0 |  |  | #N/A | [26 empty] | 0% | 0% |  | 0 | 0 | 0 | 0 | 0 | 0 | 0 | 0 | 0 | 0 | 0 | [44 empty] | 0
[16 empty] | 0 |  |  | #N/A | [26 empty] | 0% | 0% |  | 0 | 0 | 0 | 0 | 0 | 0 | 0 | 0 | 0 | 0 | 0 | [44 empty] | 0
[16 empty] | 0 |  |  | #N/A | [26 empty] | 0% | 0% |  | 0 | 0 | 0 | 0 | 0 | 0 | 0 | 0 | 0 | 0 | 0 | [44 empty] | 0
[16 empty] | 0 |  |  | #N/A | [26 empty] | 0% | 0% |  | 0 | 0 | 0 | 0 | 0 | 0 | 0 | 0 | 0 | 0 | 0 | [44 empty] | 0
[16 empty] | 0 |  |  | #N/A | [26 empty] | 0% | 0% |  | 0 | 0 | 0 | 0 | 0 | 0 | 0 | 0 | 0 | 0 | 0 | [44 empty] | 0
[16 empty] | 0 |  |  | #N/A | [26 empty] | 0% | 0% |  | 0 | 0 | 0 | 0 | 0 | 0 | 0 | 0 | 0 | 0 | 0 | [44 empty] | 0
[16 empty] | 0 |  |  | #N/A | [26 empty] | 0% | 0% |  | 0 | 0 | 0 | 0 | 0 | 0 | 0 | 0 | 0 | 0 | 0 | [44 empty] | 0
[16 empty] | 0 |  |  | #N/A | [26 empty] | 0% | 0% |  | 0 | 0 | 0 | 0 | 0 | 0 | 0 | 0 | 0 | 0 | 0 | [44 empty] | 0
[16 empty] | 0 |  |  | #N/A | [26 empty] | 0% | 0% |  | 0 | 0 | 0 | 0 | 0 | 0 | 0 | 0 | 0 | 0 | 0 | [44 empty] | 0
[16 empty] | 0 |  |  | #N/A | [26 empty] | 0% | 0% |  | 0 | 0 | 0 | 0 | 0 | 0 | 0 | 0 | 0 | 0 | 0 | [44 empty] | 0
[16 empty] | 0 |  |  | #N/A | [26 empty] | 0% | 0% |  | 0 | 0 | 0 | 0 | 0 | 0 | 0 | 0 | 0 | 0 | 0 | [44 empty] | 0
[16 empty] | 0 |  |  | #N/A | [26 empty] | 0% | 0% |  | 0 | 0 | 0 | 0 | 0 | 0 | 0 | 0 | 0 | 0 | 0 | [44 empty] | 0
[16 empty] | 0 |  |  | #N/A | [26 empty] | 0% | 0% |  | 0 | 0 | 0 | 0 | 0 | 0 | 0 | 0 | 0 | 0 | 0 | [44 empty] | 0
[16 empty] | 0 |  |  | #N/A | [26 empty] | 0% | 0% |  | 0 | 0 | 0 | 0 | 0 | 0 | 0 | 0 | 0 | 0 | 0 | [44 empty] | 0
[16 empty] | 0 |  |  | #N/A | [26 empty] | 0% | 0% |  | 0 | 0 | 0 | 0 | 0 | 0 | 0 | 0 | 0 | 0 | 0 | [44 empty] | 0
[16 empty] | 0 |  |  | #N/A | [26 empty] | 0% | 0% |  | 0 | 0 | 0 | 0 | 0 | 0 | 0 | 0 | 0 | 0 | 0 | [44 empty] | 0
[16 empty] | 0 |  |  | #N/A | [26 empty] | 0% | 0% |  | 0 | 0 | 0 | 0 | 0 | 0 | 0 | 0 | 0 | 0 | 0 | [44 empty] | 0
[16 empty] | 0 |  |  | #N/A | [26 empty] | 0% | 0% |  | 0 | 0 | 0 | 0 | 0 | 0 | 0 | 0 | 0 | 0 | 0 | [44 empty] | 0
[16 empty] | 0 |  |  | #N/A | [26 empty] | 0% | 0% |  | 0 | 0 | 0 | 0 | 0 | 0 | 0 | 0 | 0 | 0 | 0 | [44 empty] | 0
[16 empty] | 0 |  |  | #N/A | [26 empty] | 0% | 0% |  | 0 | 0 | 0 | 0 | 0 | 0 | 0 | 0 | 0 | 0 | 0 | [44 empty] | 0
[16 empty] | 0 |  |  | #N/A | [26 empty] | 0% | 0% |  | 0 | 0 | 0 | 0 | 0 | 0 | 0 | 0 | 0 | 0 | 0 | [44 empty] | 0
[16 empty] | 0 |  |  | #N/A | [26 empty] | 0% | 0% |  | 0 | 0 | 0 | 0 | 0 | 0 | 0 | 0 | 0 | 0 | 0 | [44 empty] | 0
[16 empty] | 0 |  |  | #N/A | [26 empty] | 0% | 0% |  | 0 | 0 | 0 | 0 | 0 | 0 | 0 | 0 | 0 | 0 | 0 | [44 empty] | 0
[16 empty] | 0 |  |  | #N/A | [26 empty] | 0% | 0% |  | 0 | 0 | 0 | 0 | 0 | 0 | 0 | 0 | 0 | 0 | 0 | [44 empty] | 0
[16 empty] | 0 |  |  | #N/A | [26 empty] | 0% | 0% |  | 0 | 0 | 0 | 0 | 0 | 0 | 0 | 0 | 0 | 0 | 0 | [44 empty] | 0
[16 empty] | 0 |  |  | #N/A | [26 empty] | 0% | 0% |  | 0 | 0 | 0 | 0 | 0 | 0 | 0 | 0 | 0 | 0 | 0 | [44 empty] | 0
[16 empty] | 0 |  |  | #N/A | [26 empty] | 0% | 0% |  | 0 | 0 | 0 | 0 | 0 | 0 | 0 | 0 | 0 | 0 | 0 | [44 empty] | 0
[16 empty] | 0 |  |  | #N/A | [26 empty] | 0% | 0% |  | 0 | 0 | 0 | 0 | 0 | 0 | 0 | 0 | 0 | 0 | 0 | [44 empty] | 0
[16 empty] | 0 |  |  | #N/A | [26 empty] | 0% | 0% |  | 0 | 0 | 0 | 0 | 0 | 0 | 0 | 0 | 0 | 0 | 0 | [44 empty] | 0
[16 empty] | 0 |  |  | #N/A | [26 empty] | 0% | 0% |  | 0 | 0 | 0 | 0 | 0 | 0 | 0 | 0 | 0 | 0 | 0 | [44 empty] | 0
[16 empty] | 0 |  |  | #N/A | [26 empty] | 0% | 0% |  | 0 | 0 | 0 | 0 | 0 | 0 | 0 | 0 | 0 | 0 | 0 | [44 empty] | 0
[16 empty] | 0 |  |  | #N/A | [26 empty] | 0% | 0% |  | 0 | 0 | 0 | 0 | 0 | 0 | 0 | 0 | 0 | 0 | 0 | [44 empty] | 0
[16 empty] | 0 |  |  | #N/A | [26 empty] | 0% | 0% |  | 0 | 0 | 0 | 0 | 0 | 0 | 0 | 0 | 0 | 0 | 0 | [44 empty] | 0
[16 empty] | 0 |  |  | #N/A | [26 empty] | 0% | 0% |  | 0 | 0 | 0 | 0 | 0 | 0 | 0 | 0 | 0 | 0 | 0 | [44 empty] | 0
[16 empty] | 0 |  |  | #N/A | [26 empty] | 0% | 0% |  | 0 | 0 | 0 | 0 | 0 | 0 | 0 | 0 | 0 | 0 | 0 | [44 empty] | 0
[16 empty] | 0 |  |  | #N/A | [26 empty] | 0% | 0% |  | 0 | 0 | 0 | 0 | 0 | 0 | 0 | 0 | 0 | 0 | 0 | [44 empty] | 0
[16 empty] | 0 |  |  | #N/A | [26 empty] | 0% | 0% |  | 0 | 0 | 0 | 0 | 0 | 0 | 0 | 0 | 0 | 0 | 0 | [44 empty] | 0
[16 empty] | 0 |  |  | #N/A | [26 empty] | 0% | 0% |  | 0 | 0 | 0 | 0 | 0 | 0 | 0 | 0 | 0 | 0 | 0 | [44 empty] | 0
[16 empty] | 0 |  |  | #N/A | [26 empty] | 0% | 0% |  | 0 | 0 | 0 | 0 | 0 | 0 | 0 | 0 | 0 | 0 | 0 | [44 empty] | 0
[16 empty] | 0 |  |  | #N/A | [26 empty] | 0% | 0% |  | 0 | 0 | 0 | 0 | 0 | 0 | 0 | 0 | 0 | 0 | 0 | [44 empty] | 0
[16 empty] | 0 |  |  | #N/A | [26 empty] | 0% | 0% |  | 0 | 0 | 0 | 0 | 0 | 0 | 0 | 0 | 0 | 0 | 0 | [44 empty] | 0
[16 empty] | 0 |  |  | #N/A | [26 empty] | 0% | 0% |  | 0 | 0 | 0 | 0 | 0 | 0 | 0 | 0 | 0 | 0 | 0 | [44 empty] | 0
[16 empty] | 0 |  |  | #N/A | [26 empty] | 0% | 0% |  | 0 | 0 | 0 | 0 | 0 | 0 | 0 | 0 | 0 | 0 | 0 | [44 empty] | 0
[16 empty] | 0 |  |  | #N/A | [26 empty] | 0% | 0% |  | 0 | 0 | 0 | 0 | 0 | 0 | 0 | 0 | 0 | 0 | 0 | [44 empty] | 0
[16 empty] | 0 |  |  | #N/A | [26 empty] | 0% | 0% |  | 0 | 0 | 0 | 0 | 0 | 0 | 0 | 0 | 0 | 0 | 0 | [44 empty] | 0
[16 empty] | 0 |  |  | #N/A | [26 empty] | 0% | 0% |  | 0 | 0 | 0 | 0 | 0 | 0 | 0 | 0 | 0 | 0 | 0 | [44 empty] | 0
[16 empty] | 0 |  |  | #N/A | [26 empty] | 0% | 0% |  | 0 | 0 | 0 | 0 | 0 | 0 | 0 | 0 | 0 | 0 | 0 | [44 empty] | 0
[16 empty] | 0 |  |  | #N/A | [26 empty] | 0% | 0% |  | 0 | 0 | 0 | 0 | 0 | 0 | 0 | 0 | 0 | 0 | 0 | [44 empty] | 0
[16 empty] | 0 |  |  | #N/A | [26 empty] | 0% | 0% |  | 0 | 0 | 0 | 0 | 0 | 0 | 0 | 0 | 0 | 0 | 0 | [44 empty] | 0
[16 empty] | 0 |  |  | #N/A | [26 empty] | 0% | 0% |  | 0 | 0 | 0 | 0 | 0 | 0 | 0 | 0 | 0 | 0 | 0 | [44 empty] | 0
[16 empty] | 0 |  |  | #N/A | [26 empty] | 0% | 0% |  | 0 | 0 | 0 | 0 | 0 | 0 | 0 | 0 | 0 | 0 | 0 | [44 empty] | 0
[16 empty] | 0 |  |  | #N/A | [26 empty] | 0% | 0% |  | 0 | 0 | 0 | 0 | 0 | 0 | 0 | 0 | 0 | 0 | 0 | [44 empty] | 0
[16 empty] | 0 |  |  | #N/A | [26 empty] | 0% | 0% |  | 0 | 0 | 0 | 0 | 0 | 0 | 0 | 0 | 0 | 0 | 0 | [44 empty] | 0
[16 empty] | 0 |  |  | #N/A | [26 empty] | 0% | 0% |  | 0 | 0 | 0 | 0 | 0 | 0 | 0 | 0 | 0 | 0 | 0 | [44 empty] | 0
[16 empty] | 0 |  |  | #N/A | [26 empty] | 0% | 0% |  | 0 | 0 | 0 | 0 | 0 | 0 | 0 | 0 | 0 | 0 | 0 | [44 empty] | 0
[16 empty] | 0 |  |  | #N/A | [26 empty] | 0% | 0% |  | 0 | 0 | 0 | 0 | 0 | 0 | 0 | 0 | 0 | 0 | 0 | [44 empty] | 0
[16 empty] | 0 |  |  | #N/A | [26 empty] | 0% | 0% |  | 0 | 0 | 0 | 0 | 0 | 0 | 0 | 0 | 0 | 0 | 0 | [44 empty] | 0
[16 empty] | 0 |  |  | #N/A | [26 empty] | 0% | 0% |  | 0 | 0 | 0 | 0 | 0 | 0 | 0 | 0 | 0 | 0 | 0 | [44 empty] | 0
[16 empty] | 0 |  |  | #N/A | [26 empty] | 0% | 0% |  | 0 | 0 | 0 | 0 | 0 | 0 | 0 | 0 | 0 | 0 | 0 | [44 empty] | 0
[16 empty] | 0 |  |  | #N/A | [26 empty] | 0% | 0% |  | 0 | 0 | 0 | 0 | 0 | 0 | 0 | 0 | 0 | 0 | 0 | [44 empty] | 0
[16 empty] | 0 |  |  | #N/A | [26 empty] | 0% | 0% |  | 0 | 0 | 0 | 0 | 0 | 0 | 0 | 0 | 0 | 0 | 0 | [44 empty] | 0
[16 empty] | 0 |  |  | #N/A | [26 empty] | 0% | 0% |  | 0 | 0 | 0 | 0 | 0 | 0 | 0 | 0 | 0 | 0 | 0 | [44 empty] | 0
[16 empty] | 0 |  |  | #N/A | [26 empty] | 0% | 0% |  | 0 | 0 | 0 | 0 | 0 | 0 | 0 | 0 | 0 | 0 | 0 | [44 empty] | 0
[16 empty] | 0 |  |  | #N/A | [26 empty] | 0% | 0% |  | 0 | 0 | 0 | 0 | 0 | 0 | 0 | 0 | 0 | 0 | 0 | [44 empty] | 0
[16 empty] | 0 |  |  | #N/A | [26 empty] | 0% | 0% |  | 0 | 0 | 0 | 0 | 0 | 0 | 0 | 0 | 0 | 0 | 0 | [44 empty] | 0
[16 empty] | 0 |  |  | #N/A | [26 empty] | 0% | 0% |  | 0 | 0 | 0 | 0 | 0 | 0 | 0 | 0 | 0 | 0 | 0 | [44 empty] | 0
[16 empty] | 0 |  |  | #N/A | [26 empty] | 0% | 0% |  | 0 | 0 | 0 | 0 | 0 | 0 | 0 | 0 | 0 | 0 | 0 | [44 empty] | 0
[16 empty] | 0 |  |  | #N/A | [26 empty] | 0% | 0% |  | 0 | 0 | 0 | 0 | 0 | 0 | 0 | 0 | 0 | 0 | 0 | [44 empty] | 0
[16 empty] | 0 |  |  | #N/A | [26 empty] | 0% | 0% |  | 0 | 0 | 0 | 0 | 0 | 0 | 0 | 0 | 0 | 0 | 0 | [44 empty] | 0
[16 empty] | 0 |  |  | #N/A | [26 empty] | 0% | 0% |  | 0 | 0 | 0 | 0 | 0 | 0 | 0 | 0 | 0 | 0 | 0 | [44 empty] | 0
[16 empty] | 0 |  |  | #N/A | [26 empty] | 0% | 0% |  | 0 | 0 | 0 | 0 | 0 | 0 | 0 | 0 | 0 | 0 | 0 | [44 empty] | 0
[16 empty] | 0 |  |  | #N/A | [26 empty] | 0% | 0% |  | 0 | 0 | 0 | 0 | 0 | 0 | 0 | 0 | 0 | 0 | 0 | [44 empty] | 0
[16 empty] | 0 |  |  | #N/A | [26 empty] | 0% | 0% |  | 0 | 0 | 0 | 0 | 0 | 0 | 0 | 0 | 0 | 0 | 0 | [44 empty] | 0
[16 empty] | 0 |  |  | #N/A | [26 empty] | 0% | 0% |  | 0 | 0 | 0 | 0 | 0 | 0 | 0 | 0 | 0 | 0 | 0 | [44 empty] | 0
[16 empty] | 0 |  |  | #N/A | [26 empty] | 0% | 0% |  | 0 | 0 | 0 | 0 | 0 | 0 | 0 | 0 | 0 | 0 | 0 | [44 empty] | 0
[16 empty] | 0 |  |  | #N/A | [26 empty] | 0% | 0% |  | 0 | 0 | 0 | 0 | 0 | 0 | 0 | 0 | 0 | 0 | 0 | [44 empty] | 0
[16 empty] | 0 |  |  | #N/A | [26 empty] | 0% | 0% |  | 0 | 0 | 0 | 0 | 0 | 0 | 0 | 0 | 0 | 0 | 0 | [44 empty] | 0
[16 empty] | 0 |  |  | #N/A | [26 empty] | 0% | 0% |  | 0 | 0 | 0 | 0 | 0 | 0 | 0 | 0 | 0 | 0 | 0 | [44 empty] | 0
[16 empty] | 0 |  |  | #N/A | [26 empty] | 0% | 0% |  | 0 | 0 | 0 | 0 | 0 | 0 | 0 | 0 | 0 | 0 | 0 | [44 empty] | 0
[16 empty] | 0 |  |  | #N/A | [26 empty] | 0% | 0% |  | 0 | 0 | 0 | 0 | 0 | 0 | 0 | 0 | 0 | 0 | 0 | [44 empty] | 0
[16 empty] | 0 |  |  | #N/A | [26 empty] | 0% | 0% |  | 0 | 0 | 0 | 0 | 0 | 0 | 0 | 0 | 0 | 0 | 0 | [44 empty] | 0
[16 empty] | 0 |  |  | #N/A | [26 empty] | 0% | 0% |  | 0 | 0 | 0 | 0 | 0 | 0 | 0 | 0 | 0 | 0 | 0 | [44 empty] | 0
[16 empty] | 0 |  |  | #N/A | [26 empty] | 0% | 0% |  | 0 | 0 | 0 | 0 | 0 | 0 | 0 | 0 | 0 | 0 | 0 | [44 empty] | 0
[16 empty] | 0 |  |  | #N/A | [26 empty] | 0% | 0% |  | 0 | 0 | 0 | 0 | 0 | 0 | 0 | 0 | 0 | 0 | 0 | [44 empty] | 0
[16 empty] | 0 |  |  | #N/A | [26 empty] | 0% | 0% |  | 0 | 0 | 0 | 0 | 0 | 0 | 0 | 0 | 0 | 0 | 0 | [44 empty] | 0
[16 empty] | 0 |  |  | #N/A | [26 empty] | 0% | 0% |  | 0 | 0 | 0 | 0 | 0 | 0 | 0 | 0 | 0 | 0 | 0 | [44 empty] | 0
[16 empty] | 0 |  |  | #N/A | [26 empty] | 0% | 0% |  | 0 | 0 | 0 | 0 | 0 | 0 | 0 | 0 | 0 | 0 | 0 | [44 empty] | 0
[16 empty] | 0 |  |  | #N/A | [26 empty] | 0% | 0% |  | 0 | 0 | 0 | 0 | 0 | 0 | 0 | 0 | 0 | 0 | 0 | [44 empty] | 0
[16 empty] | 0 |  |  | #N/A | [26 empty] | 0% | 0% |  | 0 | 0 | 0 | 0 | 0 | 0 | 0 | 0 | 0 | 0 | 0 | [44 empty] | 0
[16 empty] | 0 |  |  | #N/A | [26 empty] | 0% | 0% |  | 0 | 0 | 0 | 0 | 0 | 0 | 0 | 0 | 0 | 0 | 0 | [44 empty] | 0
[16 empty] | 0 |  |  | #N/A | [26 empty] | 0% | 0% |  | 0 | 0 | 0 | 0 | 0 | 0 | 0 | 0 | 0 | 0 | 0 | [44 empty] | 0
[16 empty] | 0 |  |  | #N/A | [26 empty] | 0% | 0% |  | 0 | 0 | 0 | 0 | 0 | 0 | 0 | 0 | 0 | 0 | 0 | [44 empty] | 0
[16 empty] | 0 |  |  | #N/A | [26 empty] | 0% | 0% |  | 0 | 0 | 0 | 0 | 0 | 0 | 0 | 0 | 0 | 0 | 0 | [44 empty] | 0
[16 empty] | 0 |  |  | #N/A | [26 empty] | 0% | 0% |  | 0 | 0 | 0 | 0 | 0 | 0 | 0 | 0 | 0 | 0 | 0 | [44 empty] | 0
[16 empty] | 0 |  |  | #N/A | [26 empty] | 0% | 0% |  | 0 | 0 | 0 | 0 | 0 | 0 | 0 | 0 | 0 | 0 | 0 | [44 empty] | 0
[16 empty] | 0 |  |  | #N/A | [26 empty] | 0% | 0% |  | 0 | 0 | 0 | 0 | 0 | 0 | 0 | 0 | 0 | 0 | 0 | [44 empty] | 0
[16 empty] | 0 |  |  | #N/A | [26 empty] | 0% | 0% |  | 0 | 0 | 0 | 0 | 0 | 0 | 0 | 0 | 0 | 0 | 0 | [44 empty] | 0
[16 empty] | 0 |  |  | #N/A | [26 empty] | 0% | 0% |  | 0 | 0 | 0 | 0 | 0 | 0 | 0 | 0 | 0 | 0 | 0 | [44 empty] | 0
[16 empty] | 0 |  |  | #N/A | [26 empty] | 0% | 0% |  | 0 | 0 | 0 | 0 | 0 | 0 | 0 | 0 | 0 | 0 | 0 | [44 empty] | 0
[16 empty] | 0 |  |  | #N/A | [26 empty] | 0% | 0% |  | 0 | 0 | 0 | 0 | 0 | 0 | 0 | 0 | 0 | 0 | 0 | [44 empty] | 0
[16 empty] | 0 |  |  | #N/A | [26 empty] | 0% | 0% |  | 0 | 0 | 0 | 0 | 0 | 0 | 0 | 0 | 0 | 0 | 0 | [44 empty] | 0
[16 empty] | 0 |  |  | #N/A | [26 empty] | 0% | 0% |  | 0 | 0 | 0 | 0 | 0 | 0 | 0 | 0 | 0 | 0 | 0 | [44 empty] | 0
[16 empty] | 0 |  |  | #N/A | [26 empty] | 0% | 0% |  | 0 | 0 | 0 | 0 | 0 | 0 | 0 | 0 | 0 | 0 | 0 | [44 empty] | 0
[16 empty] | 0 |  |  | #N/A | [26 empty] | 0% | 0% |  | 0 | 0 | 0 | 0 | 0 | 0 | 0 | 0 | 0 | 0 | 0 | [44 empty] | 0
[16 empty] | 0 |  |  | #N/A | [26 empty] | 0% | 0% |  | 0 | 0 | 0 | 0 | 0 | 0 | 0 | 0 | 0 | 0 | 0 | [44 empty] | 0
[16 empty] | 0 |  |  | #N/A | [26 empty] | 0% | 0% |  | 0 | 0 | 0 | 0 | 0 | 0 | 0 | 0 | 0 | 0 | 0 | [44 empty] | 0
[16 empty] | 0 |  |  | #N/A | [26 empty] | 0% | 0% |  | 0 | 0 | 0 | 0 | 0 | 0 | 0 | 0 | 0 | 0 | 0 | [44 empty] | 0
[16 empty] | 0 |  |  | #N/A | [26 empty] | 0% | 0% |  | 0 | 0 | 0 | 0 | 0 | 0 | 0 | 0 | 0 | 0 | 0 | [44 empty] | 0
[16 empty] | 0 |  |  | #N/A | [26 empty] | 0% | 0% |  | 0 | 0 | 0 | 0 | 0 | 0 | 0 | 0 | 0 | 0 | 0 | [44 empty] | 0
[16 empty] | 0 |  |  | #N/A | [26 empty] | 0% | 0% |  | 0 | 0 | 0 | 0 | 0 | 0 | 0 | 0 | 0 | 0 | 0 | [44 empty] | 0
[16 empty] | 0 |  |  | #N/A | [26 empty] | 0% | 0% |  | 0 | 0 | 0 | 0 | 0 | 0 | 0 | 0 | 0 | 0 | 0 | [44 empty] | 0
[16 empty] | 0 |  |  | #N/A | [26 empty] | 0% | 0% |  | 0 | 0 | 0 | 0 | 0 | 0 | 0 | 0 | 0 | 0 | 0 | [44 empty] | 0
[16 empty] | 0 |  |  | #N/A | [26 empty] | 0% | 0% |  | 0 | 0 | 0 | 0 | 0 | 0 | 0 | 0 | 0 | 0 | 0 | [44 empty] | 0
[16 empty] | 0 |  |  | #N/A | [26 empty] | 0% | 0% |  | 0 | 0 | 0 | 0 | 0 | 0 | 0 | 0 | 0 | 0 | 0 | [44 empty] | 0
[16 empty] | 0 |  |  | #N/A | [26 empty] | 0% | 0% |  | 0 | 0 | 0 | 0 | 0 | 0 | 0 | 0 | 0 | 0 | 0 | [44 empty] | 0
[16 empty] | 0 |  |  | #N/A | [26 empty] | 0% | 0% |  | 0 | 0 | 0 | 0 | 0 | 0 | 0 | 0 | 0 | 0 | 0 | [44 empty] | 0
[16 empty] | 0 |  |  | #N/A | [26 empty] | 0% | 0% |  | 0 | 0 | 0 | 0 | 0 | 0 | 0 | 0 | 0 | 0 | 0 | [44 empty] | 0
[16 empty] | 0 |  |  | #N/A | [26 empty] | 0% | 0% |  | 0 | 0 | 0 | 0 | 0 | 0 | 0 | 0 | 0 | 0 | 0 | [44 empty] | 0
[16 empty] | 0 |  |  | #N/A | [26 empty] | 0% | 0% |  | 0 | 0 | 0 | 0 | 0 | 0 | 0 | 0 | 0 | 0 | 0 | [44 empty] | 0
[16 empty] | 0 |  |  | #N/A | [26 empty] | 0% | 0% |  | 0 | 0 | 0 | 0 | 0 | 0 | 0 | 0 | 0 | 0 | 0 | [44 empty] | 0
[16 empty] | 0 |  |  | #N/A | [26 empty] | 0% | 0% |  | 0 | 0 | 0 | 0 | 0 | 0 | 0 | 0 | 0 | 0 | 0 | [44 empty] | 0
[16 empty] | 0 |  |  | #N/A | [26 empty] | 0% | 0% |  | 0 | 0 | 0 | 0 | 0 | 0 | 0 | 0 | 0 | 0 | 0 | [44 empty] | 0
[16 empty] | 0 |  |  | #N/A | [26 empty] | 0% | 0% |  | 0 | 0 | 0 | 0 | 0 | 0 | 0 | 0 | 0 | 0 | 0 | [44 empty] | 0
[16 empty] | 0 |  |  | #N/A | [26 empty] | 0% | 0% |  | 0 | 0 | 0 | 0 | 0 | 0 | 0 | 0 | 0 | 0 | 0 | [44 empty] | 0
[16 empty] | 0 |  |  | #N/A | [26 empty] | 0% | 0% |  | 0 | 0 | 0 | 0 | 0 | 0 | 0 | 0 | 0 | 0 | 0 | [44 empty] | 0
[16 empty] | 0 |  |  | #N/A | [26 empty] | 0% | 0% |  | 0 | 0 | 0 | 0 | 0 | 0 | 0 | 0 | 0 | 0 | 0 | [44 empty] | 0
[16 empty] | 0 |  |  | #N/A | [26 empty] | 0% | 0% |  | 0 | 0 | 0 | 0 | 0 | 0 | 0 | 0 | 0 | 0 | 0 | [44 empty] | 0
[16 empty] | 0 |  |  | #N/A | [26 empty] | 0% | 0% |  | 0 | 0 | 0 | 0 | 0 | 0 | 0 | 0 | 0 | 0 | 0 | [44 empty] | 0
[16 empty] | 0 |  |  | #N/A | [26 empty] | 0% | 0% |  | 0 | 0 | 0 | 0 | 0 | 0 | 0 | 0 | 0 | 0 | 0 | [44 empty] | 0
[16 empty] | 0 |  |  | #N/A | [26 empty] | 0% | 0% |  | 0 | 0 | 0 | 0 | 0 | 0 | 0 | 0 | 0 | 0 | 0 | [44 empty] | 0
[16 empty] | 0 |  |  | #N/A | [26 empty] | 0% | 0% |  | 0 | 0 | 0 | 0 | 0 | 0 | 0 | 0 | 0 | 0 | 0 | [44 empty] | 0
[16 empty] | 0 |  |  | #N/A | [26 empty] | 0% | 0% |  | 0 | 0 | 0 | 0 | 0 | 0 | 0 | 0 | 0 | 0 | 0 | [44 empty] | 0
[16 empty] | 0 |  |  | #N/A | [26 empty] | 0% | 0% |  | 0 | 0 | 0 | 0 | 0 | 0 | 0 | 0 | 0 | 0 | 0 | [44 empty] | 0
[16 empty] | 0 |  |  | #N/A | [26 empty] | 0% | 0% |  | 0 | 0 | 0 | 0 | 0 | 0 | 0 | 0 | 0 | 0 | 0 | [44 empty] | 0
[16 empty] | 0 |  |  | #N/A | [26 empty] | 0% | 0% |  | 0 | 0 | 0 | 0 | 0 | 0 | 0 | 0 | 0 | 0 | 0 | [44 empty] | 0
[16 empty] | 0 |  |  | #N/A | [26 empty] | 0% | 0% |  | 0 | 0 | 0 | 0 | 0 | 0 | 0 | 0 | 0 | 0 | 0 | [44 empty] | 0
[16 empty] | 0 |  |  | #N/A | [26 empty] | 0% | 0% |  | 0 | 0 | 0 | 0 | 0 | 0 | 0 | 0 | 0 | 0 | 0 | [44 empty] | 0
[16 empty] | 0 |  |  | #N/A | [26 empty] | 0% | 0% |  | 0 | 0 | 0 | 0 | 0 | 0 | 0 | 0 | 0 | 0 | 0 | [44 empty] | 0
[16 empty] | 0 |  |  | #N/A | [26 empty] | 0% | 0% |  | 0 | 0 | 0 | 0 | 0 | 0 | 0 | 0 | 0 | 0 | 0 | [44 empty] | 0
[16 empty] | 0 |  |  | #N/A | [26 empty] | 0% | 0% |  | 0 | 0 | 0 | 0 | 0 | 0 | 0 | 0 | 0 | 0 | 0 | [44 empty] | 0
[16 empty] | 0 |  |  | #N/A | [26 empty] | 0% | 0% |  | 0 | 0 | 0 | 0 | 0 | 0 | 0 | 0 | 0 | 0 | 0 | [44 empty] | 0
[16 empty] | 0 |  |  | #N/A | [26 empty] | 0% | 0% |  | 0 | 0 | 0 | 0 | 0 | 0 | 0 | 0 | 0 | 0 | 0 | [44 empty] | 0
[16 empty] | 0 |  |  | #N/A | [26 empty] | 0% | 0% |  | 0 | 0 | 0 | 0 | 0 | 0 | 0 | 0 | 0 | 0 | 0 | [44 empty] | 0
[16 empty] | 0 |  |  | #N/A | [26 empty] | 0% | 0% |  | 0 | 0 | 0 | 0 | 0 | 0 | 0 | 0 | 0 | 0 | 0 | [44 empty] | 0
[16 empty] | 0 |  |  | #N/A | [26 empty] | 0% | 0% |  | 0 | 0 | 0 | 0 | 0 | 0 | 0 | 0 | 0 | 0 | 0 | [44 empty] | 0
[16 empty] | 0 |  |  | #N/A | [26 empty] | 0% | 0% |  | 0 | 0 | 0 | 0 | 0 | 0 | 0 | 0 | 0 | 0 | 0 | [44 empty] | 0
[16 empty] | 0 |  |  | #N/A | [26 empty] | 0% | 0% |  | 0 | 0 | 0 | 0 | 0 | 0 | 0 | 0 | 0 | 0 | 0 | [44 empty] | 0
[16 empty] | 0 |  |  | #N/A | [26 empty] | 0% | 0% |  | 0 | 0 | 0 | 0 | 0 | 0 | 0 | 0 | 0 | 0 | 0 | [44 empty] | 0
[16 empty] | 0 |  |  | #N/A | [26 empty] | 0% | 0% |  | 0 | 0 | 0 | 0 | 0 | 0 | 0 | 0 | 0 | 0 | 0 | [44 empty] | 0
[16 empty] | 0 |  |  | #N/A | [26 empty] | 0% | 0% |  | 0 | 0 | 0 | 0 | 0 | 0 | 0 | 0 | 0 | 0 | 0 | [44 empty] | 0
[16 empty] | 0 |  |  | #N/A | [26 empty] | 0% | 0% |  | 0 | 0 | 0 | 0 | 0 | 0 | 0 | 0 | 0 | 0 | 0 | [44 empty] | 0
[16 empty] | 0 |  |  | #N/A | [26 empty] | 0% | 0% |  | 0 | 0 | 0 | 0 | 0 | 0 | 0 | 0 | 0 | 0 | 0 | [44 empty] | 0
[16 empty] | 0 |  |  | #N/A | [26 empty] | 0% | 0% |  | 0 | 0 | 0 | 0 | 0 | 0 | 0 | 0 | 0 | 0 | 0 | [44 empty] | 0
[16 empty] | 0 |  |  | #N/A | [26 empty] | 0% | 0% |  | 0 | 0 | 0 | 0 | 0 | 0 | 0 | 0 | 0 | 0 | 0 | [44 empty] | 0
[16 empty] | 0 |  |  | #N/A | [26 empty] | 0% | 0% |  | 0 | 0 | 0 | 0 | 0 | 0 | 0 | 0 | 0 | 0 | 0 | [44 empty] | 0
[16 empty] | 0 |  |  | #N/A | [26 empty] | 0% | 0% |  | 0 | 0 | 0 | 0 | 0 | 0 | 0 | 0 | 0 | 0 | 0 | [44 empty] | 0
[16 empty] | 0 |  |  | #N/A | [26 empty] | 0% | 0% |  | 0 | 0 | 0 | 0 | 0 | 0 | 0 | 0 | 0 | 0 | 0 | [44 empty] | 0
[16 empty] | 0 |  |  | #N/A | [26 empty] | 0% | 0% |  | 0 | 0 | 0 | 0 | 0 | 0 | 0 | 0 | 0 | 0 | 0 | [44 empty] | 0
[16 empty] | 0 |  |  | #N/A | [26 empty] | 0% | 0% |  | 0 | 0 | 0 | 0 | 0 | 0 | 0 | 0 | 0 | 0 | 0 | [44 empty] | 0
[16 empty] | 0 |  |  | #N/A | [26 empty] | 0% | 0% |  | 0 | 0 | 0 | 0 | 0 | 0 | 0 | 0 | 0 | 0 | 0 | [44 empty] | 0
[16 empty] | 0 |  |  | #N/A | [26 empty] | 0% | 0% |  | 0 | 0 | 0 | 0 | 0 | 0 | 0 | 0 | 0 | 0 | 0 | [44 empty] | 0
[16 empty] | 0 |  |  | #N/A | [26 empty] | 0% | 0% |  | 0 | 0 | 0 | 0 | 0 | 0 | 0 | 0 | 0 | 0 | 0 | [44 empty] | 0
[16 empty] | 0 |  |  | #N/A | [26 empty] | 0% | 0% |  | 0 | 0 | 0 | 0 | 0 | 0 | 0 | 0 | 0 | 0 | 0 | [44 empty] | 0
[16 empty] | 0 |  |  | #N/A | [26 empty] | 0% | 0% |  | 0 | 0 | 0 | 0 | 0 | 0 | 0 | 0 | 0 | 0 | 0 | [44 empty] | 0
[16 empty] | 0 |  |  | #N/A | [26 empty] | 0% | 0% |  | 0 | 0 | 0 | 0 | 0 | 0 | 0 | 0 | 0 | 0 | 0 | [44 empty] | 0
[16 empty] | 0 |  |  | #N/A | [26 empty] | 0% | 0% |  | 0 | 0 | 0 | 0 | 0 | 0 | 0 | 0 | 0 | 0 | 0 | [44 empty] | 0
[16 empty] | 0 |  |  | #N/A | [26 empty] | 0% | 0% |  | 0 | 0 | 0 | 0 | 0 | 0 | 0 | 0 | 0 | 0 | 0 | [44 empty] | 0
[16 empty] | 0 |  |  | #N/A | [26 empty] | 0% | 0% |  | 0 | 0 | 0 | 0 | 0 | 0 | 0 | 0 | 0 | 0 | 0 | [44 empty] | 0
[16 empty] | 0 |  |  | #N/A | [26 empty] | 0% | 0% |  | 0 | 0 | 0 | 0 | 0 | 0 | 0 | 0 | 0 | 0 | 0 | [44 empty] | 0
[16 empty] | 0 |  |  | #N/A | [26 empty] | 0% | 0% |  | 0 | 0 | 0 | 0 | 0 | 0 | 0 | 0 | 0 | 0 | 0 | [44 empty] | 0
[16 empty] | 0 |  |  | #N/A | [26 empty] | 0% | 0% |  | 0 | 0 | 0 | 0 | 0 | 0 | 0 | 0 | 0 | 0 | 0 | [44 empty] | 0
[16 empty] | 0 |  |  | #N/A | [26 empty] | 0% | 0% |  | 0 | 0 | 0 | 0 | 0 | 0 | 0 | 0 | 0 | 0 | 0 | [44 empty] | 0
[16 empty] | 0 |  |  | #N/A | [26 empty] | 0% | 0% |  | 0 | 0 | 0 | 0 | 0 | 0 | 0 | 0 | 0 | 0 | 0 | [44 empty] | 0
[16 empty] | 0 |  |  | #N/A | [26 empty] | 0% | 0% |  | 0 | 0 | 0 | 0 | 0 | 0 | 0 | 0 | 0 | 0 | 0 | [44 empty] | 0
[16 empty] | 0 |  |  | #N/A | [26 empty] | 0% | 0% |  | 0 | 0 | 0 | 0 | 0 | 0 | 0 | 0 | 0 | 0 | 0 | [44 empty] | 0
[16 empty] | 0 |  |  | #N/A | [26 empty] | 0% | 0% |  | 0 | 0 | 0 | 0 | 0 | 0 | 0 | 0 | 0 | 0 | 0 | [44 empty] | 0
[16 empty] | 0 |  |  | #N/A | [26 empty] | 0% | 0% |  | 0 | 0 | 0 | 0 | 0 | 0 | 0 | 0 | 0 | 0 | 0 | [44 empty] | 0
[16 empty] | 0 |  |  | #N/A | [26 empty] | 0% | 0% |  | 0 | 0 | 0 | 0 | 0 | 0 | 0 | 0 | 0 | 0 | 0 | [44 empty] | 0
[16 empty] | 0 |  |  | #N/A | [26 empty] | 0% | 0% |  | 0 | 0 | 0 | 0 | 0 | 0 | 0 | 0 | 0 | 0 | 0 | [44 empty] | 0
[16 empty] | 0 |  |  | #N/A | [26 empty] | 0% | 0% |  | 0 | 0 | 0 | 0 | 0 | 0 | 0 | 0 | 0 | 0 | 0 | [44 empty] | 0
[16 empty] | 0 |  |  | #N/A | [26 empty] | 0% | 0% |  | 0 | 0 | 0 | 0 | 0 | 0 | 0 | 0 | 0 | 0 | 0 | [44 empty] | 0
[16 empty] | 0 |  |  | #N/A | [26 empty] | 0% | 0% |  | 0 | 0 | 0 | 0 | 0 | 0 | 0 | 0 | 0 | 0 | 0 | [44 empty] | 0
[16 empty] | 0 |  |  | #N/A | [26 empty] | 0% | 0% |  | 0 | 0 | 0 | 0 | 0 | 0 | 0 | 0 | 0 | 0 | 0 | [44 empty] | 0
[16 empty] | 0 |  |  | #N/A | [26 empty] | 0% | 0% |  | 0 | 0 | 0 | 0 | 0 | 0 | 0 | 0 | 0 | 0 | 0 | [44 empty] | 0
[16 empty] | 0 |  |  | #N/A | [26 empty] | 0% | 0% |  | 0 | 0 | 0 | 0 | 0 | 0 | 0 | 0 | 0 | 0 | 0 | [44 empty] | 0
[16 empty] | 0 |  |  | #N/A | [26 empty] | 0% | 0% |  | 0 | 0 | 0 | 0 | 0 | 0 | 0 | 0 | 0 | 0 | 0 | [44 empty] | 0
[16 empty] | 0 |  |  | #N/A | [26 empty] | 0% | 0% |  | 0 | 0 | 0 | 0 | 0 | 0 | 0 | 0 | 0 | 0 | 0 | [44 empty] | 0
[16 empty] | 0 |  |  | #N/A | [26 empty] | 0% | 0% |  | 0 | 0 | 0 | 0 | 0 | 0 | 0 | 0 | 0 | 0 | 0 | [44 empty] | 0
[16 empty] | 0 |  |  | #N/A | [26 empty] | 0% | 0% |  | 0 | 0 | 0 | 0 | 0 | 0 | 0 | 0 | 0 | 0 | 0 | [44 empty] | 0
[16 empty] | 0 |  |  | #N/A | [26 empty] | 0% | 0% |  | 0 | 0 | 0 | 0 | 0 | 0 | 0 | 0 | 0 | 0 | 0 | [44 empty] | 0
[16 empty] | 0 |  |  | #N/A | [26 empty] | 0% | 0% |  | 0 | 0 | 0 | 0 | 0 | 0 | 0 | 0 | 0 | 0 | 0 | [44 empty] | 0
[16 empty] | 0 |  |  | #N/A | [26 empty] | 0% | 0% |  | 0 | 0 | 0 | 0 | 0 | 0 | 0 | 0 | 0 | 0 | 0 | [44 empty] | 0
[16 empty] | 0 |  |  | #N/A | [26 empty] | 0% | 0% |  | 0 | 0 | 0 | 0 | 0 | 0 | 0 | 0 | 0 | 0 | 0 | [44 empty] | 0
[16 empty] | 0 |  |  | #N/A | [26 empty] | 0% | 0% |  | 0 | 0 | 0 | 0 | 0 | 0 | 0 | 0 | 0 | 0 | 0 | [44 empty] | 0
[16 empty] | 0 |  |  | #N/A | [26 empty] | 0% | 0% |  | 0 | 0 | 0 | 0 | 0 | 0 | 0 | 0 | 0 | 0 | 0 | [44 empty] | 0
[16 empty] | 0 |  |  | #N/A | [26 empty] | 0% | 0% |  | 0 | 0 | 0 | 0 | 0 | 0 | 0 | 0 | 0 | 0 | 0 | [44 empty] | 0
[16 empty] | 0 |  |  | #N/A | [26 empty] | 0% | 0% |  | 0 | 0 | 0 | 0 | 0 | 0 | 0 | 0 | 0 | 0 | 0 | [44 empty] | 0
[16 empty] | 0 |  |  | #N/A | [26 empty] | 0% | 0% |  | 0 | 0 | 0 | 0 | 0 | 0 | 0 | 0 | 0 | 0 | 0 | [44 empty] | 0
[16 empty] | 0 |  |  | #N/A | [26 empty] | 0% | 0% |  | 0 | 0 | 0 | 0 | 0 | 0 | 0 | 0 | 0 | 0 | 0 | [44 empty] | 0
[16 empty] | 0 |  |  | #N/A | [26 empty] | 0% | 0% |  | 0 | 0 | 0 | 0 | 0 | 0 | 0 | 0 | 0 | 0 | 0 | [44 empty] | 0
[16 empty] | 0 |  |  | #N/A | [26 empty] | 0% | 0% |  | 0 | 0 | 0 | 0 | 0 | 0 | 0 | 0 | 0 | 0 | 0 | [44 empty] | 0
[16 empty] | 0 |  |  | #N/A | [26 empty] | 0% | 0% |  | 0 | 0 | 0 | 0 | 0 | 0 | 0 | 0 | 0 | 0 | 0 | [44 empty] | 0
[16 empty] | 0 |  |  | #N/A | [26 empty] | 0% | 0% |  | 0 | 0 | 0 | 0 | 0 | 0 | 0 | 0 | 0 | 0 | 0 | [44 empty] | 0
[16 empty] | 0 |  |  | #N/A | [26 empty] | 0% | 0% |  | 0 | 0 | 0 | 0 | 0 | 0 | 0 | 0 | 0 | 0 | 0 | [44 empty] | 0
[16 empty] | 0 |  |  | #N/A | [26 empty] | 0% | 0% |  | 0 | 0 | 0 | 0 | 0 | 0 | 0 | 0 | 0 | 0 | 0 | [44 empty] | 0
[16 empty] | 0 |  |  | #N/A | [26 empty] | 0% | 0% |  | 0 | 0 | 0 | 0 | 0 | 0 | 0 | 0 | 0 | 0 | 0 | [44 empty] | 0
[16 empty] | 0 |  |  | #N/A | [26 empty] | 0% | 0% |  | 0 | 0 | 0 | 0 | 0 | 0 | 0 | 0 | 0 | 0 | 0 | [44 empty] | 0
[16 empty] | 0 |  |  | #N/A | [26 empty] | 0% | 0% |  | 0 | 0 | 0 | 0 | 0 | 0 | 0 | 0 | 0 | 0 | 0 | [44 empty] | 0
[16 empty] | 0 |  |  | #N/A | [26 empty] | 0% | 0% |  | 0 | 0 | 0 | 0 | 0 | 0 | 0 | 0 | 0 | 0 | 0 | [44 empty] | 0
[16 empty] | 0 |  |  | #N/A | [26 empty] | 0% | 0% |  | 0 | 0 | 0 | 0 | 0 | 0 | 0 | 0 | 0 | 0 | 0 | [44 empty] | 0
[16 empty] | 0 |  |  | #N/A | [26 empty] | 0% | 0% |  | 0 | 0 | 0 | 0 | 0 | 0 | 0 | 0 | 0 | 0 | 0 | [44 empty] | 0
[16 empty] | 0 |  |  | #N/A | [26 empty] | 0% | 0% |  | 0 | 0 | 0 | 0 | 0 | 0 | 0 | 0 | 0 | 0 | 0 | [44 empty] | 0
[16 empty] | 0 |  |  | #N/A | [26 empty] | 0% | 0% |  | 0 | 0 | 0 | 0 | 0 | 0 | 0 | 0 | 0 | 0 | 0 | [44 empty] | 0
[16 empty] | 0 |  |  | #N/A | [26 empty] | 0% | 0% |  | 0 | 0 | 0 | 0 | 0 | 0 | 0 | 0 | 0 | 0 | 0 | [44 empty] | 0
[16 empty] | 0 |  |  | #N/A | [26 empty] | 0% | 0% |  | 0 | 0 | 0 | 0 | 0 | 0 | 0 | 0 | 0 | 0 | 0 | [44 empty] | 0
[16 empty] | 0 |  |  | #N/A | [26 empty] | 0% | 0% |  | 0 | 0 | 0 | 0 | 0 | 0 | 0 | 0 | 0 | 0 | 0 | [44 empty] | 0
[16 empty] | 0 |  |  | #N/A | [26 empty] | 0% | 0% |  | 0 | 0 | 0 | 0 | 0 | 0 | 0 | 0 | 0 | 0 | 0 | [44 empty] | 0
[16 empty] | 0 |  |  | #N/A | [26 empty] | 0% | 0% |  | 0 | 0 | 0 | 0 | 0 | 0 | 0 | 0 | 0 | 0 | 0 | [44 empty] | 0
[16 empty] | 0 |  |  | #N/A | [26 empty] | 0% | 0% |  | 0 | 0 | 0 | 0 | 0 | 0 | 0 | 0 | 0 | 0 | 0 | [44 empty] | 0
[16 empty] | 0 |  |  | #N/A | [26 empty] | 0% | 0% |  | 0 | 0 | 0 | 0 | 0 | 0 | 0 | 0 | 0 | 0 | 0 | [44 empty] | 0
[16 empty] | 0 |  |  | #N/A | [26 empty] | 0% | 0% |  | 0 | 0 | 0 | 0 | 0 | 0 | 0 | 0 | 0 | 0 | 0 | [44 empty] | 0
[16 empty] | 0 |  |  | #N/A | [26 empty] | 0% | 0% |  | 0 | 0 | 0 | 0 | 0 | 0 | 0 | 0 | 0 | 0 | 0 | [44 empty] | 0
[16 empty] | 0 |  |  | #N/A | [26 empty] | 0% | 0% |  | 0 | 0 | 0 | 0 | 0 | 0 | 0 | 0 | 0 | 0 | 0 | [44 empty] | 0
[16 empty] | 0 |  |  | #N/A | [26 empty] | 0% | 0% |  | 0 | 0 | 0 | 0 | 0 | 0 | 0 | 0 | 0 | 0 | 0 | [44 empty] | 0
[16 empty] | 0 |  |  | #N/A | [26 empty] | 0% | 0% |  | 0 | 0 | 0 | 0 | 0 | 0 | 0 | 0 | 0 | 0 | 0 | [44 empty] | 0
[16 empty] | 0 |  |  | #N/A | [26 empty] | 0% | 0% |  | 0 | 0 | 0 | 0 | 0 | 0 | 0 | 0 | 0 | 0 | 0 | [44 empty] | 0
[16 empty] | 0 |  |  | #N/A | [26 empty] | 0% | 0% |  | 0 | 0 | 0 | 0 | 0 | 0 | 0 | 0 | 0 | 0 | 0 | [44 empty] | 0
[16 empty] | 0 |  |  | #N/A | [26 empty] | 0% | 0% |  | 0 | 0 | 0 | 0 | 0 | 0 | 0 | 0 | 0 | 0 | 0 | [44 empty] | 0
[16 empty] | 0 |  |  | #N/A | [26 empty] | 0% | 0% |  | 0 | 0 | 0 | 0 | 0 | 0 | 0 | 0 | 0 | 0 | 0 | [44 empty] | 0
[16 empty] | 0 |  |  | #N/A | [26 empty] | 0% | 0% |  | 0 | 0 | 0 | 0 | 0 | 0 | 0 | 0 | 0 | 0 | 0 | [44 empty] | 0
[16 empty] | 0 |  |  | #N/A | [26 empty] | 0% | 0% |  | 0 | 0 | 0 | 0 | 0 | 0 | 0 | 0 | 0 | 0 | 0 | [44 empty] | 0
[16 empty] | 0 |  |  | #N/A | [26 empty] | 0% | 0% |  | 0 | 0 | 0 | 0 | 0 | 0 | 0 | 0 | 0 | 0 | 0 | [44 empty] | 0
[16 empty] | 0 |  |  | #N/A | [26 empty] | 0% | 0% |  | 0 | 0 | 0 | 0 | 0 | 0 | 0 | 0 | 0 | 0 | 0 | [44 empty] | 0
[16 empty] | 0 |  |  | #N/A | [26 empty] | 0% | 0% |  | 0 | 0 | 0 | 0 | 0 | 0 | 0 | 0 | 0 | 0 | 0 | [44 empty] | 0
[16 empty] | 0 |  |  | #N/A | [26 empty] | 0% | 0% |  | 0 | 0 | 0 | 0 | 0 | 0 | 0 | 0 | 0 | 0 | 0 | [44 empty] | 0
[16 empty] | 0 |  |  | #N/A | [26 empty] | 0% | 0% |  | 0 | 0 | 0 | 0 | 0 | 0 | 0 | 0 | 0 | 0 | 0 | [44 empty] | 0
[16 empty] | 0 |  |  | #N/A | [26 empty] | 0% | 0% |  | 0 | 0 | 0 | 0 | 0 | 0 | 0 | 0 | 0 | 0 | 0 | [44 empty] | 0
[16 empty] | 0 |  |  | #N/A | [26 empty] | 0% | 0% |  | 0 | 0 | 0 | 0 | 0 | 0 | 0 | 0 | 0 | 0 | 0 | [44 empty] | 0
[16 empty] | 0 |  |  | #N/A | [26 empty] | 0% | 0% |  | 0 | 0 | 0 | 0 | 0 | 0 | 0 | 0 | 0 | 0 | 0 | [44 empty] | 0
[16 empty] | 0 |  |  | #N/A | [26 empty] | 0% | 0% |  | 0 | 0 | 0 | 0 | 0 | 0 | 0 | 0 | 0 | 0 | 0 | [44 empty] | 0
[16 empty] | 0 |  |  | #N/A | [26 empty] | 0% | 0% |  | 0 | 0 | 0 | 0 | 0 | 0 | 0 | 0 | 0 | 0 | 0 | [44 empty] | 0
[16 empty] | 0 |  |  | #N/A | [26 empty] | 0% | 0% |  | 0 | 0 | 0 | 0 | 0 | 0 | 0 | 0 | 0 | 0 | 0 | [44 empty] | 0
[16 empty] | 0 |  |  | #N/A | [26 empty] | 0% | 0% |  | 0 | 0 | 0 | 0 | 0 | 0 | 0 | 0 | 0 | 0 | 0 | [44 empty] | 0
[16 empty] | 0 |  |  | #N/A | [26 empty] | 0% | 0% |  | 0 | 0 | 0 | 0 | 0 | 0 | 0 | 0 | 0 | 0 | 0 | [44 empty] | 0
[16 empty] | 0 |  |  | #N/A | [26 empty] | 0% | 0% |  | 0 | 0 | 0 | 0 | 0 | 0 | 0 | 0 | 0 | 0 | 0 | [44 empty] | 0
[16 empty] | 0 |  |  | #N/A | [26 empty] | 0% | 0% |  | 0 | 0 | 0 | 0 | 0 | 0 | 0 | 0 | 0 | 0 | 0 | [44 empty] | 0
[16 empty] | 0 |  |  | #N/A | [26 empty] | 0% | 0% |  | 0 | 0 | 0 | 0 | 0 | 0 | 0 | 0 | 0 | 0 | 0 | [44 empty] | 0
[16 empty] | 0 |  |  | #N/A | [26 empty] | 0% | 0% |  | 0 | 0 | 0 | 0 | 0 | 0 | 0 | 0 | 0 | 0 | 0 | [44 empty] | 0
[16 empty] | 0 |  |  | #N/A | [26 empty] | 0% | 0% |  | 0 | 0 | 0 | 0 | 0 | 0 | 0 | 0 | 0 | 0 | 0 | [44 empty] | 0
Do NOT enter program data in this row or below. The Spreadsheet will not evaluate any such data. | bar: 2013 Qtr 1 to 2016 Qtr 4; 2018 Qtr 1 to 2018 Qtr 4; 2020 Qtr 1 to 2020 Qtr 4; 2022 Qtr 1 to 2022 Qtr 4
Lists of Dimensions and their Labels | bar: 2013 Qtr 2; 2015 Qtr 3; 2016 Qtr 1 to 2023 Qtr 4
|  |  | Climate Zones | Sectors | End Use Validation List |  | Measure Types for Measure Life | Measure Types for NTGR | Gas Sector | Gas Savings Profile | Combustor Type | bar: 2013 Qtr 2; 2015 Qtr 3; 2016 Qtr 2; 2018 Qtr 2; 2020 Qtr 2; 2022 Qtr 2
|  |  | 7 | RES | res:DEER:Indoor_CFL_Ltg |  | NONRESIDENTIAL MEASURES: |  | Residential | Summer Only | Large Boilers (>100 MMBtu/hr Heat Input):Uncontrolled | bar: 2013 Qtr 1 to 2013 Qtr 2; 2014 Qtr 4 to 2016 Qtr 2; 2017 Qtr 2; 2018 Qtr 1 to 2018 Qtr 2; 2019 Qtr 2; 2020 Qtr 1 to 2020 Qtr 2; 2021 Qtr 2; 2022 Qtr 1 to 2022 Qtr 2; 2023 Qtr 2 to 2023 Qtr 4
|  |  | 10 | NON_RES | res:DEER:Indoor_CFL_Ltg |  | **************************************************************** | NonRes-sAll-mCFL-dn | Commercial | Winter Only | Large Boilers (>100 MMBtu/hr Heat Input):Controlled Low NOx Burner | bar: 2013 Qtr 1 to 2013 Qtr 2; 2014 Qtr 4 to 2016 Qtr 2; 2017 Qtr 2; 2018 Qtr 1 to 2018 Qtr 2; 2019 Qtr 2; 2020 Qtr 1 to 2020 Qtr 2; 2021 Qtr 2; 2022 Qtr 1 to 2022 Qtr 2; 2023 Qtr 2 to 2023 Qtr 4
|  |  | 15 | Residential | res:DEER:Indoor_CFL_Ltg |  | Ballast – Dimmable: NR - 11 | NonRes-sAll-mCFL-ci | Core | Annual | Large Boilers (>100 MMBtu/hr Heat Input):Controlled – Flue Gas Recirculation | bar: 2013 Qtr 1 to 2013 Qtr 2; 2014 Qtr 4 to 2016 Qtr 2; 2017 Qtr 2; 2018 Qtr 1 to 2018 Qtr 2; 2019 Qtr 2; 2020 Qtr 1 to 2020 Qtr 2; 2021 Qtr 2; 2022 Qtr 1 to 2022 Qtr 2; 2023 Qtr 2 to 2023 Qtr 4
|  |  | 15 | Commercial | res:DEER:Indoor_CFL_Ltg |  | Ballast – Electronic: NR - 11 | NonRes-sAll-mCFL-dir |  |  | Small Boilers (<100 MMBtu/hr Heat Input):Uncontrolled | bar: 2013 Qtr 1 to 2013 Qtr 2; 2014 Qtr 4 to 2016 Qtr 2; 2017 Qtr 2; 2018 Qtr 1 to 2018 Qtr 2; 2019 Qtr 2; 2020 Qtr 1 to 2020 Qtr 2; 2021 Qtr 2; 2022 Qtr 1 to 2022 Qtr 2; 2023 Qtr 2 to 2023 Qtr 4
|  |  | System | Industrial | res:DEER:Indoor_CFL_Ltg |  | Fluorescent Fixture – T8: C/I/A - 11 | NonRes-sAll-mT5T8-dn |  |  | Small Boilers (<100 MMBtu/hr Heat Input):Controlled Low NOx Burner | bar: 2013 Qtr 1 to 2013 Qtr 2; 2014 Qtr 4 to 2016 Qtr 2; 2017 Qtr 2; 2018 Qtr 1 to 2018 Qtr 2; 2019 Qtr 2; 2020 Qtr 1 to 2020 Qtr 2; 2021 Qtr 2; 2022 Qtr 1 to 2022 Qtr 2; 2023 Qtr 2 to 2023 Qtr 4
|  |  |  | Agricultural | res:DEER:RefgFrzr_HighEff |  | Fixture: T8 Lamp & Electronic Ballast: C/I/A - 11 | NonRes-sAll-mT5T8-ci |  |  | Small Boilers (<100 MMBtu/hr Heat Input):Controlled – Flue Gas Recirculation | bar: 2013 Qtr 1 to 2013 Qtr 2; 2014 Qtr 4 to 2016 Qtr 2; 2017 Qtr 2; 2018 Qtr 1 to 2018 Qtr 2; 2019 Qtr 2; 2020 Qtr 1 to 2020 Qtr 2; 2021 Qtr 2; 2022 Qtr 1 to 2022 Qtr 2; 2023 Qtr 2 to 2023 Qtr 4
|  |  |  | Not Used | res:DEER:RefgFrzr_HighEff |  | T8 Fixtures – 17 Watt Lamp, 2ft or 32-watt Lamp, 4ft 11 | NonRes-sAll-mT8-dir |  |  | Residential Furnaces (<0.3):Uncontrolled | bar: 2013 Qtr 1 to 2013 Qtr 2; 2014 Qtr 4 to 2016 Qtr 2; 2017 Qtr 2; 2018 Qtr 1 to 2018 Qtr 2; 2019 Qtr 2; 2020 Qtr 1 to 2020 Qtr 2; 2021 Qtr 2; 2022 Qtr 1 to 2022 Qtr 2; 2023 Qtr 2 to 2023 Qtr 4
[5 empty] | res:DEER:RefgFrzr_HighEff |  | T8 Lamps: C/I/A - 5 | NonRes-sAll-mLtgCtrl | bar: 2013 Qtr 1 to 2013 Qtr 2; 2014 Qtr 4 to 2016 Qtr 2; 2017 Qtr 2; 2018 Qtr 1 to 2018 Qtr 2; 2019 Qtr 2; 2020 Qtr 1 to 2020 Qtr 2; 2021 Qtr 2; 2022 Qtr 1 to 2022 Qtr 2; 2023 Qtr 2 to 2023 Qtr 4
[5 empty] | res:DEER:RefgFrzr_HighEff |  | High Efficiency Lighting (HID): NR - 16 | NonRes-sAll-mLtgCtrl-htr | bar: 2013 Qtr 1 to 2013 Qtr 2; 2014 Qtr 4 to 2016 Qtr 2; 2017 Qtr 2; 2018 Qtr 1 to 2018 Qtr 2; 2019 Qtr 2; 2020 Qtr 1 to 2020 Qtr 2; 2021 Qtr 2; 2022 Qtr 1 to 2022 Qtr 2; 2023 Qtr 2 to 2023 Qtr 4
[5 empty] | res:DEER:RefgFrzr_HighEff |  | High Output T5 Fixture: NR - 16 |  | Electric Rate | Gas Rate | bar: 2013 Qtr 1 to 2013 Qtr 2; 2014 Qtr 4 to 2016 Qtr 2; 2017 Qtr 2; 2018 Qtr 1 to 2018 Qtr 2; 2019 Qtr 2; 2020 Qtr 1 to 2020 Qtr 2; 2021 Qtr 2; 2022 Qtr 1 to 2022 Qtr 2; 2023 Qtr 2 to 2023 Qtr 4
[5 empty] | res:DEER:RefgFrzr_Recyc-Conditioned |  | Indoor or Outdoor Lighting System Modification: NR - 13.5 | NonRes-sAll-mCFL | Residential | Residential | bar: 2013 Qtr 1 to 2013 Qtr 2; 2014 Qtr 4 to 2016 Qtr 2; 2017 Qtr 2; 2018 Qtr 1 to 2018 Qtr 2; 2019 Qtr 2; 2020 Qtr 1 to 2020 Qtr 2; 2021 Qtr 2; 2022 Qtr 1 to 2022 Qtr 2; 2023 Qtr 2 to 2023 Qtr 4
[5 empty] | res:DEER:RefgFrzr_Recyc-Conditioned |  | Lighting Controls: NR - 16 | Res-sAll-mCFL-up | Commercial | Not Used | bar: 2013 Qtr 1 to 2013 Qtr 2; 2014 Qtr 4 to 2016 Qtr 2; 2017 Qtr 2; 2018 Qtr 1 to 2018 Qtr 2; 2019 Qtr 2; 2020 Qtr 1 to 2020 Qtr 2; 2021 Qtr 2; 2022 Qtr 1 to 2022 Qtr 2; 2023 Qtr 2 to 2023 Qtr 4
[5 empty] | res:DEER:RefgFrzr_Recyc-Conditioned |  | Daylighting Controls; NR - 16 | NonRes-sAll-mHVAC-RCA | Not Used | Not Used | bar: 2013 Qtr 1 to 2013 Qtr 2; 2014 Qtr 4 to 2016 Qtr 2; 2017 Qtr 2; 2018 Qtr 1 to 2018 Qtr 2; 2019 Qtr 2; 2020 Qtr 1 to 2020 Qtr 2; 2021 Qtr 2; 2022 Qtr 1 to 2022 Qtr 2; 2023 Qtr 2 to 2023 Qtr 4
[5 empty] | res:DEER:RefgFrzr_Recyc-Conditioned |  | Lighting Power Density: NR - 11 | NonRes-sAll-mRCx-dn | Not Used | bar: 2013 Qtr 1 to 2013 Qtr 2; 2014 Qtr 4 to 2016 Qtr 2; 2017 Qtr 2; 2018 Qtr 1 to 2018 Qtr 2; 2019 Qtr 2; 2020 Qtr 1 to 2020 Qtr 2; 2021 Qtr 2; 2022 Qtr 1 to 2022 Qtr 2; 2023 Qtr 2 to 2023 Qtr 4
[5 empty] | res:DEER:RefgFrzr_Recyc-Conditioned |  | Exit Sign – CF Hardware Kit/LED/ Electro-Luminescent: NR - 16 | NonRes-sAll-mRCx-ci | Not Used | bar: 2013 Qtr 1 to 2013 Qtr 2; 2014 Qtr 4 to 2016 Qtr 2; 2017 Qtr 2; 2018 Qtr 1 to 2018 Qtr 2; 2019 Qtr 2; 2020 Qtr 1 to 2020 Qtr 2; 2021 Qtr 2; 2022 Qtr 1 to 2022 Qtr 2; 2023 Qtr 2 to 2023 Qtr 4
[5 empty] | res:DEER:RefgFrzr_Recyc-UnConditioned |  | Occupancy Sensor: NR - 8 | NonRes-sAll-mHVAC-Chiller | 0 | bar: 2013 Qtr 1 to 2013 Qtr 2; 2014 Qtr 4 to 2016 Qtr 2; 2017 Qtr 2; 2018 Qtr 1 to 2018 Qtr 2; 2019 Qtr 2; 2020 Qtr 1 to 2020 Qtr 2; 2021 Qtr 2; 2022 Qtr 1 to 2022 Qtr 2; 2023 Qtr 2 to 2023 Qtr 4
[5 empty] | res:DEER:RefgFrzr_Recyc-UnConditioned |  | Photocell: NR - 8 | NonRes-sAll-mHVAC-DX-up | bar: 2013 Qtr 1 to 2013 Qtr 2; 2014 Qtr 4 to 2016 Qtr 2; 2017 Qtr 2; 2018 Qtr 1 to 2018 Qtr 2; 2019 Qtr 2; 2020 Qtr 1 to 2020 Qtr 2; 2021 Qtr 2; 2022 Qtr 1 to 2022 Qtr 2; 2023 Qtr 2 to 2023 Qtr 4
[5 empty] | res:DEER:RefgFrzr_Recyc-UnConditioned |  | Time Clock – Lighting: NR - 8 | Res-sAll-mHVAC-RmAC-dn | bar: 2013 Qtr 2 to 2015 Qtr 2; 2016 Qtr 2 to 2017 Qtr 4; 2018 Qtr 2 to 2019 Qtr 4; 2020 Qtr 2 to 2021 Qtr 4; 2022 Qtr 2
[5 empty] | res:DEER:RefgFrzr_Recyc-UnConditioned |  | Induction Lamps: NR - 2 | Res-sAll-mDuctSeal | bar: 2013 Qtr 2 to 2015 Qtr 2; 2016 Qtr 2 to 2017 Qtr 4; 2018 Qtr 2 to 2019 Qtr 4; 2020 Qtr 2 to 2021 Qtr 4; 2022 Qtr 2
[5 empty] | res:DEER:RefgFrzr_Recyc-UnConditioned |  | Induction Fixture: NR - 16 | Res-sAll-mHVAC-RCA | bar: 2013 Qtr 2 to 2015 Qtr 2; 2016 Qtr 2 to 2017 Qtr 4; 2018 Qtr 2 to 2019 Qtr 4; 2020 Qtr 2 to 2021 Qtr 4; 2022 Qtr 2
[5 empty] | res:DEER:HVAC_Eff_AC |  | Delamp/reflectors: C/I - 11 | Res-sSF-mShellIns | bar: 2013 Qtr 2 to 2015 Qtr 2; 2016 Qtr 2 to 2017 Qtr 4; 2018 Qtr 2 to 2019 Qtr 4; 2020 Qtr 2 to 2021 Qtr 4; 2022 Qtr 2
[5 empty] | res:DEER:HVAC_Eff_AC |  | Optical Reflectors- new construction: Ind, NRNC - 12 | Res-sSF-mACgt14-dn | bar: 2013 Qtr 2 to 2015 Qtr 2; 2016 Qtr 2 to 2017 Qtr 4; 2018 Qtr 2 to 2019 Qtr 4; 2020 Qtr 2 to 2021 Qtr 4; 2022 Qtr 2
[5 empty] | res:DEER:HVAC_Eff_AC |  | Optical Reflectors- retrofit: NR - 10 | Res-sSF-mACgt16-dn | bar: 2013 Qtr 2 to 2015 Qtr 2; 2016 Qtr 2 to 2017 Qtr 4; 2018 Qtr 2 to 2019 Qtr 4; 2020 Qtr 2 to 2021 Qtr 4; 2022 Qtr 2
[5 empty] | res:DEER:HVAC_Eff_AC |  | HID fixture: Interior, >= 176 Watts lamp: Ind - 16 | Res-sSF-mHPes | bar: 2013 Qtr 2 to 2015 Qtr 2; 2016 Qtr 2 to 2017 Qtr 4; 2018 Qtr 2 to 2019 Qtr 4; 2020 Qtr 2 to 2021 Qtr 4; 2022 Qtr 2
[5 empty] | res:DEER:HVAC_Eff_AC |  | HID fixture: Interior, 251-400 Watt lamp: Com - 16 | NonRes-sAll-mPOC | bar: 2013 Qtr 2 to 2015 Qtr 2; 2016 Qtr 2 to 2017 Qtr 4; 2018 Qtr 2 to 2019 Qtr 4; 2020 Qtr 2 to 2021 Qtr 4; 2022 Qtr 2
[5 empty] | res:DEER:HVAC_Eff_HP |  | CFL Fixture: Pin based CFL fixture: Com - 12.0 | NonRes-sAll-mPipeIns | bar: 2013 Qtr 2 to 2015 Qtr 2; 2016 Qtr 2 to 2017 Qtr 4; 2018 Qtr 2 to 2019 Qtr 4; 2020 Qtr 2 to 2021 Qtr 4; 2022 Qtr 2
[5 empty] | res:DEER:HVAC_Eff_HP |  | Screw-in CFL: Education - Primary School: NR - 5.6 | NonRes-sAll-mStmTrp-dn | bar: 2013 Qtr 2 to 2015 Qtr 2; 2016 Qtr 2 to 2017 Qtr 4; 2018 Qtr 2 to 2019 Qtr 4; 2020 Qtr 2 to 2021 Qtr 4; 2022 Qtr 2
[5 empty] | res:DEER:HVAC_Eff_HP |  | Screw-in CFL: Education - Secondary School: NR - 3.5 | NonRes-sAll-mStmTrp-ci | bar: 2013 Qtr 2 to 2015 Qtr 2; 2016 Qtr 2 to 2017 Qtr 4; 2018 Qtr 2 to 2019 Qtr 4; 2020 Qtr 2 to 2021 Qtr 4; 2022 Qtr 2
[5 empty] | res:DEER:HVAC_Eff_HP |  | Screw-in CFL: Education - Community College: NR - 2.1 | NonRes-sAll-mCust | bar: 2013 Qtr 2 to 2015 Qtr 2; 2016 Qtr 2 to 2017 Qtr 4; 2018 Qtr 2 to 2019 Qtr 4; 2020 Qtr 2 to 2021 Qtr 4; 2022 Qtr 2
[5 empty] | res:DEER:HVAC_Eff_HP |  | Screw-in CFL: Education - University: NR - 2.6 | NonRes-sAll-mCustElec-bd | bar: 2013 Qtr 2 to 2015 Qtr 2; 2016 Qtr 2 to 2017 Qtr 4; 2018 Qtr 2 to 2019 Qtr 4; 2020 Qtr 2 to 2021 Qtr 4; 2022 Qtr 2
[5 empty] | res:DEER:HVAC_Duct_Sealing |  | Screw-in CFL: Grocery: NR - 1.4 | NonRes-sGHS-mHtCrtn-dn | bar: 2013 Qtr 2 to 2015 Qtr 2; 2016 Qtr 2 to 2017 Qtr 4; 2018 Qtr 2 to 2019 Qtr 4; 2020 Qtr 2 to 2021 Qtr 4; 2022 Qtr 2
[5 empty] | res:DEER:HVAC_Duct_Sealing |  | Screw-in CFL: Health/Medical - Hospital: NR - 0.9 | NonRes-sGHS-mHtCrtn-ci | bar: 2013 Qtr 2 to 2015 Qtr 2; 2016 Qtr 2 to 2017 Qtr 4; 2018 Qtr 2 to 2019 Qtr 4; 2020 Qtr 2 to 2021 Qtr 4; 2022 Qtr 2
[5 empty] | res:DEER:HVAC_Duct_Sealing |  | Screw-in CFL: Health/Medical - Nursing Home: NR - 0.9 | NonRes-sGHS-mIRF-dn | bar: 2013 Qtr 2 to 2015 Qtr 2; 2016 Qtr 2 to 2017 Qtr 4; 2018 Qtr 2 to 2019 Qtr 4; 2020 Qtr 2 to 2021 Qtr 4; 2022 Qtr 2
[5 empty] | res:DEER:HVAC_Duct_Sealing |  | Screw-in CFL: Lodging - Hotel: NR - 0.9 | NonRes-sGHS-mIRF-ci | bar: 2013 Qtr 2 to 2015 Qtr 2; 2016 Qtr 2 to 2017 Qtr 4; 2018 Qtr 2 to 2019 Qtr 4; 2020 Qtr 2 to 2021 Qtr 4; 2022 Qtr 2
[5 empty] | res:DEER:HVAC_Duct_Sealing |  | Screw-in CFL: Lodging - Motel: NR - 0.9 | NonRes-sAll-mPmpTst | bar: 2013 Qtr 2 to 2015 Qtr 2; 2016 Qtr 2 to 2017 Qtr 4; 2018 Qtr 2 to 2019 Qtr 4; 2020 Qtr 2 to 2021 Qtr 4; 2022 Qtr 2
[5 empty] | res:DEER:HVAC_Refrig_Charge |  | Screw-in CFL: Lodging - Guest Rooms: NR - 7.0 | NonRes-sAg-mCust-ci | bar: 2013 Qtr 2 to 2015 Qtr 2; 2016 Qtr 2 to 2017 Qtr 4; 2018 Qtr 2 to 2019 Qtr 4; 2020 Qtr 2 to 2021 Qtr 4; 2022 Qtr 2
[5 empty] | res:DEER:HVAC_Refrig_Charge |  | Screw-in CFL: Manufacturing - Light Industrial: NR - 2.8 | Res-sAll-mDHWshwr | bar: 2013 Qtr 2 to 2015 Qtr 2; 2016 Qtr 2 to 2017 Qtr 4; 2018 Qtr 2 to 2019 Qtr 4; 2020 Qtr 2 to 2021 Qtr 4; 2022 Qtr 2
[5 empty] | res:DEER:HVAC_Refrig_Charge |  | Screw-in CFL: Office - Large: NR - 2.9 | Res-sSF-mDHWaerator | bar: 2013 Qtr 3 to 2015 Qtr 3; 2016 Qtr 3 to 2017 Qtr 4; 2018 Qtr 3 to 2019 Qtr 4; 2020 Qtr 3 to 2021 Qtr 4
[5 empty] | res:DEER:HVAC_Refrig_Charge |  | Screw-in CFL: Office - Small: NR - 3.2 | Res-sMF-mDHWaerator | bar: 2013 Qtr 3 to 2015 Qtr 3; 2016 Qtr 3 to 2017 Qtr 4; 2018 Qtr 3 to 2019 Qtr 4; 2020 Qtr 3 to 2021 Qtr 4
[5 empty] | res:DEER:HVAC_Refrig_Charge |  | Screw-in CFL: Restaurant - Sit-Down: NR - 2.3 | Res-sAll-mDHWgt62 | bar: 2013 Qtr 3 to 2015 Qtr 3; 2016 Qtr 3 to 2017 Qtr 4; 2018 Qtr 3 to 2019 Qtr 4; 2020 Qtr 3 to 2021 Qtr 4
[5 empty] | res:DEER:Refg_Chrg_Duct_Seal |  | Screw-in CFL: Restaurant - Fast-Food: NR - 1.3 | Res-sAll-mCW | bar: 2013 Qtr 3 to 2015 Qtr 3; 2016 Qtr 3 to 2017 Qtr 4; 2018 Qtr 3 to 2019 Qtr 4; 2020 Qtr 3 to 2021 Qtr 4
[5 empty] | res:DEER:Refg_Chrg_Duct_Seal |  | Screw-in CFL: Retail - 3-Story Large: NR - 1.9 | Res-sAll-mRefgRec | bar: 2013 Qtr 3 to 2015 Qtr 3; 2016 Qtr 3 to 2017 Qtr 4; 2018 Qtr 3 to 2019 Qtr 4; 2020 Qtr 3 to 2021 Qtr 4
[5 empty] | res:DEER:Refg_Chrg_Duct_Seal |  | Screw-in CFL: Retail - Single-Story Large: NR - 1.8 | Res-sAll-mFrzrRec | bar: 2013 Qtr 3 to 2015 Qtr 3; 2016 Qtr 3 to 2017 Qtr 4; 2018 Qtr 3 to 2019 Qtr 4; 2020 Qtr 3 to 2021 Qtr 4
[5 empty] | res:DEER:Refg_Chrg_Duct_Seal |  | Screw-in CFL: Retail - Small: NR - 2.1 | NonRes-sAll-mRfg-DG | bar: 2013 Qtr 3 to 2015 Qtr 3; 2016 Qtr 3 to 2017 Qtr 4; 2018 Qtr 3 to 2019 Qtr 4; 2020 Qtr 3 to 2021 Qtr 4
[5 empty] | res:DEER:Refg_Chrg_Duct_Seal |  | Screw-in CFL: Storage - Conditioned: NR - 2.8 | NonRes-sAll-mRfg-SC | bar: 2013 Qtr 3 to 2015 Qtr 3; 2016 Qtr 3 to 2017 Qtr 4; 2018 Qtr 3 to 2019 Qtr 4; 2020 Qtr 3 to 2021 Qtr 4
[5 empty] | res:DEER:RefgFrzr_Recycling |  | Screw-in CFL: Storage - Unconditioned: NR - 2.8 | Res-Default>2 | bar: 2013 Qtr 3 to 2015 Qtr 3; 2016 Qtr 3 to 2017 Qtr 4; 2018 Qtr 3 to 2019 Qtr 4; 2020 Qtr 3 to 2021 Qtr 4
[5 empty] | res:DEER:RefgFrzr_Recycling |  | Screw-in CFL: Warehouse - Refrigerated: NR - 3.1 | Res-Default-HTG-di | bar: 2013 Qtr 3 to 2015 Qtr 3; 2016 Qtr 3 to 2017 Qtr 4; 2018 Qtr 3 to 2019 Qtr 4; 2020 Qtr 3 to 2021 Qtr 4
[5 empty] | res:DEER:RefgFrzr_Recycling |  |  | Com-Default>2yrs | bar: 2013 Qtr 3 to 2015 Qtr 3; 2016 Qtr 3 to 2017 Qtr 4; 2018 Qtr 3 to 2019 Qtr 4; 2020 Qtr 3 to 2021 Qtr 4
[5 empty] | res:DEER:RefgFrzr_Recycling |  | HVAC/Refrigeration – SPC: NR - 16 | Ind-Default>2yrs | bar: 2013 Qtr 3 to 2015 Qtr 3; 2016 Qtr 3 to 2017 Qtr 4; 2018 Qtr 3 to 2019 Qtr 4; 2020 Qtr 3 to 2021 Qtr 4
[5 empty] | res:DEER:RefgFrzr_Recycling |  | Chiller – High Efficiency: NR - 20 | Agric-Default>2yrs
[5 empty] | NON_res:DEER:Indoor_CFL_Ltg |  | Chiller – Variable Speed Drive: NR - 20 | Com-Default-HTG-di
[5 empty] | NON_res:DEER:Indoor_CFL_Ltg |  | Water Cooled Chillers: NR - 20 | Ind-Default-HTG-di
[5 empty] | NON_res:DEER:Indoor_CFL_Ltg |  | Air Conditioners – High Efficiency: NR - 15 | Agricult-Default-HTG-di
[5 empty] | NON_res:DEER:Indoor_CFL_Ltg |  | Packaged HVAC Systems: NR - 15 | ET-Default
[5 empty] | NON_res:DEER:Indoor_CFL_Ltg |  | Install HVAC EMS: Com - 14 | EUC-Default
[5 empty] | NON_res:DEER:Indoor_Non-CFL_Ltg |  | AC Packaged Terminal Units: NR - 15 | NonRes-sAll-mCust-Gas
[5 empty] | NON_res:DEER:Indoor_Non-CFL_Ltg |  | Evaporative Coolers: NR - 15 | NonRes-sAll-mCust-Elec
[5 empty] | NON_res:DEER:Indoor_Non-CFL_Ltg |  | Boiler – High Efficiency: NR - 20 | All-Default<=2yrs
[5 empty] | NON_res:DEER:Indoor_Non-CFL_Ltg |  | Cooling Towers/Evaporative Condenser: NR - 15 | 0
[5 empty] | NON_res:DEER:Indoor_Non-CFL_Ltg |  | Heat Pump – Split System: NR - 15 | -------------------------------
[5 empty] | NON_res:DEER:HVAC_Chillers |  | Heat Pump with Integrated Water Heating: NR - 10
[5 empty] | NON_res:DEER:HVAC_Chillers |  | Ground Source Heat Pump: NR - 15
[5 empty] | NON_res:DEER:HVAC_Chillers |  | Reduce Internal Load: NR - 15
[5 empty] | NON_res:DEER:HVAC_Chillers |  | Insulation: NR - 20
[5 empty] | NON_res:DEER:HVAC_Chillers |  | Insulation Package: NR - 20
[5 empty] | NON_res:DEER:HVAC_Refrig_Charge |  | Reflective Window Film: NR - 10
[5 empty] | NON_res:DEER:HVAC_Refrig_Charge |  | Bypass/Delay Timer(lighting): NR - 8
[5 empty] | NON_res:DEER:HVAC_Refrig_Charge |  | Set-Back Thermostat: NR - 11
[5 empty] | NON_res:DEER:HVAC_Refrig_Charge |  | Time Clock - HVAC: NR - 10
[5 empty] | NON_res:DEER:HVAC_Refrig_Charge |  | HVAC/Space Heating/Efficiency (Gas): NR - 18
[5 empty] | NON_res:DEER:HVAC_Split-Package_AC |  | Nonresidential Gas – AC: NR - 20
NON_res:DEER:HVAC_Split-Package_AC
[5 empty] | NON_res:DEER:HVAC_Split-Package_AC |  | Adjustable speed drive, application unknown: Ag - 10
[5 empty] | NON_res:DEER:HVAC_Split-Package_AC |  | Adjustable speed drive, application unknown: Com - 10
[5 empty] | NON_res:DEER:HVAC_Split-Package_AC |  | Adjustable Speed Drive: HVAC fan, 50 HP Max: Com - 10
[5 empty] | NON_res:DEER:HVAC_Split-Package_HP |  | Pump repair: Ag - 11
[5 empty] | NON_res:DEER:HVAC_Split-Package_HP |  | Injection molding machines: Ind - 15
[5 empty] | NON_res:DEER:HVAC_Split-Package_HP |  | Plastic extusion equipment: Ind - 15
[5 empty] | NON_res:DEER:HVAC_Split-Package_HP |  | Process cooling: Ind - 15
[5 empty] | NON_res:DEER:HVAC_Split-Package_HP |  | Process equipment insulation: Ind - 15
NON_res:DEER:HVAC_Duct_Sealing
[5 empty] | NON_res:DEER:HVAC_Duct_Sealing |  | Horizontal Clothes Washer: NR - 10
[5 empty] | NON_res:DEER:HVAC_Duct_Sealing |  | Efficient Dishwashing: NR - 5
[5 empty] | NON_res:DEER:HVAC_Duct_Sealing |  | Water Heater Controls: NR - 15
[5 empty] | NON_res:DEER:HVAC_Duct_Sealing |  | Cooking measures , Assorted: Com - 12
[5 empty] | res:DEER:Res_ClothesDishWasher |  | Water Heater – Gas: NR - 15
[5 empty] | res:DEER:Res_BldgShell_Ins |  | Domestic Hot Water Boiler (Gas): NR - 20
01-ALC-AllCommercial-Cooling
[5 empty] | 01-ALC-AllCommercial-ExtLight |  | Auto Closer for Cooler/Freezer: NR - 8
[5 empty] | 01-ALC-AllCommercial-IntLight |  | Door Gaskets: NR - 4
[5 empty] | 01-ALC-AllCommercial-OffEquip |  | Floating Head Pressure: NR - 16
[5 empty] | 01-ALC-AllCommercial-Refrig |  | Heatless Door: NR - 16
[5 empty] | 01-ALC-AllCommercial-Vent/Fan |  | Humidistat Control for Anti-Sweat Heater: NR - 12
[5 empty] | 02-ASM-Assembly-Cooling |  | Insulation on Refrigeration Suction Line: NR - 11
[5 empty] | 02-ASM-Assembly-Exit |  | Night Covers for Display Cases: NR - 5
[5 empty] | 02-ASM-Assembly-ExtLight |  | PSC Evaporator Motor – Walkin/ Display: NR - 15
[5 empty] | 02-ASM-Assembly-IntLight |  | Refrigeration Case Doors – Glass/Acrylic: NR - 12
[5 empty] | 03-BCR-BothResidentialandCommercial-COOL |  | Refrigerator Case with Doors: NR - 12
[5 empty] | 03-BCR-BothResidentialandCommercial-LIT_INT |  | Refrigerator Condensate Evaporator – Elec/Non Elec: NR - 8
[5 empty] | 03-BCR-BothResidentialandCommercial-OFF_EQ |  | Strip Curtains for Walk-Ins: NR - 4
[5 empty] | 03-BCR-BothResidentialandCommercial-LIT_EXT |  | Ballast: Electronic, for display case: NR - 11
[5 empty] | 03-BCR-BothResidentialandCommercial-REFG |  | Defrost: NR - 16
[5 empty] | 03-BCR-BothResidentialandCommercial-VENT |  | FHP & EFF Conditioner: NR - 16
[5 empty] | 04-DMO-ResidentialMobileHome–DoubleWide-CL_DRY |  | High-efficiency Liquid Suction Heat Exchangers: NR - 16
[5 empty] | 04-DMO-ResidentialMobileHome–DoubleWide-CL_WASH |  | Night Shields on Refrigerator and Freezer Cases: NR - 5
[5 empty] | 04-DMO-ResidentialMobileHome–DoubleWide-DSH_WASH |  | Walk-in Refrigerator or Freezer: Evaporative Fan Controller: NR - 5
[5 empty] | 04-DMO-ResidentialMobileHome–DoubleWide-FREEZ |  | Multiplec Refrigeration Systems/Supermarket Systems: NR - 10
04-DMO-ResidentialMobileHome–DoubleWide-LIGHT
[5 empty] | 04-DMO-ResidentialMobileHome–DoubleWide-POOL_PMP |  | Kiln/Oven/Furnace: NR - 18
[5 empty] | 04-DMO-ResidentialMobileHome–DoubleWide-REFG |  | Thermal Night Curtains: NR - 5
[5 empty] | 04-DMO-ResidentialMobileHome–DoubleWide-SP_COOL |  | Custom Measures – SPC: NR - 15
[5 empty] | 04-DMO-ResidentialMobileHome–DoubleWide-SP_HEAT |  | Local Government Partnership: NR - 11
[5 empty] | 04-DMO-ResidentialMobileHome–DoubleWide-WAT_HEAT |  | Audits: NR - 3
[5 empty] | 05-ECC-Education–CommunityCollege-COOL |  | Plug Load Sensor: NR - 10
[5 empty] | 05-ECC-Education–CommunityCollege-LIT_INT |  | Information: NR - 1
[5 empty] | 05-ECC-Education–CommunityCollege-OFF_EQ |  | High Efficiency Motors: NR - 15
[5 empty] | 05-ECC-Education–CommunityCollege-LIT_EXT |  | Process Overhaul: NR - 20
[5 empty] | 05-ECC-Education–CommunityCollege-REFG |  | System Controls: NR - 15
05-ECC-Education–CommunityCollege-VENT
06-EPR-Education–PrimarySchool-COOL
[5 empty] | 06-EPR-Education–PrimarySchool-LIT_INT |  | RESIDENTIAL MEASURES
[5 empty] | 06-EPR-Education–PrimarySchool-OFF_EQ |  | ****************************************************************
[5 empty] | 06-EPR-Education–PrimarySchool-LIT_EXT |  | T8 Fixtures ; lamp or ballast: Res - 15
[5 empty] | 06-EPR-Education–PrimarySchool-REFG |  | Pin based CFL Fixture: Res - 16
[5 empty] | 06-EPR-Education–PrimarySchool-VENT |  | CFL: Indoor Screw in: Res - 9.4
[5 empty] | 07-ESE-Education–SecondarySchool-COOL |  | CFL: Outdoor Screw in: Res - 7
[5 empty] | 07-ESE-Education–SecondarySchool-LIT_INT |  | Torchiere: Res - 9
07-ESE-Education–SecondarySchool-OFF_EQ
[5 empty] | 07-ESE-Education–SecondarySchool-LIT_EXT |  | Air Conditioners with SEER >= 11.0: Res - 18
[5 empty] | 07-ESE-Education–SecondarySchool-REFG |  | Central Air Conditioners: Res - 18
[5 empty] | 07-ESE-Education–SecondarySchool-VENT |  | Duct Testing: Res NC - 18
[5 empty] | 08-EUN-Education–University-COOL |  | High Energy Efficiency Ducts: Res - 18
[5 empty] | 08-EUN-Education–University-LIT_INT |  | Whole House Fan: Res - 15
[5 empty] | 08-EUN-Education–University-OFF_EQ |  | Evaporative Cooler: Res - 15
[5 empty] | 08-EUN-Education–University-LIT_EXT |  | Glazing - Low E Double / Low Shade Coefficient: Res - 20
[5 empty] | 08-EUN-Education–University-REFG |  | Heat Pump - Electric: Res - 15
[5 empty] | 08-EUN-Education–University-VENT |  | Insulation - Ceiling / Floor / Walls: Res - 20
[5 empty] | 09-GRO-Grocery-COOL |  | A/C with Integrated Water Heating: Res - 10
[5 empty] | 09-GRO-Grocery-LIT_INT |  | Programmable Thermostat: Res - 12
09-GRO-Grocery-OFF_EQ
[5 empty] | 09-GRO-Grocery-LIT_EXT |  | Audits: Res - 3
[5 empty] | 09-GRO-Grocery-REFG |  | Gas Cooktops: Res - 20
[5 empty] | 09-GRO-Grocery-VENT |  | Gas Dryer Stub: Res - 18
[5 empty] | 10-HSP-Health/Medical–Hospital-COOL |  | Energy-Efficient Furnaces: Res - 18
10-HSP-Health/Medical–Hospital-LIT_INT
[5 empty] | 10-HSP-Health/Medical–Hospital-OFF_EQ |  | Refrigerator Recycling: Res - 10
[5 empty] | 10-HSP-Health/Medical–Hospital-LIT_EXT |  | Refrigerator - Energy Efficient; 20% more efficient: Res - 18
[5 empty] | 10-HSP-Health/Medical–Hospital-REFG |  | Refrigerators: Res - 18
10-HSP-Health/Medical–Hospital-VENT
11-HTL-Lodging–Hotel(GuestRooms)-COOL
[5 empty] | 11-HTL-Lodging–Hotel(GuestRooms)-LIT_INT |  | GENERIC USEFUL LIVES:
[5 empty] | 11-HTL-Lodging–Hotel(GuestRooms)-OFF_EQ |  | ****************************************************************
[5 empty] | 11-HTL-Lodging–Hotel(GuestRooms)-LIT_EXT |  | 0.1
[5 empty] | 11-HTL-Lodging–Hotel(GuestRooms)-REFG |  | 0.2
[5 empty] | 11-HTL-Lodging–Hotel(GuestRooms)-VENT |  | 0.3
[5 empty] | 12-MBT-Manufacturing–Bio/Tech-AG_PUMP |  | 0.4
[5 empty] | 12-MBT-Manufacturing–Bio/Tech-COMP_AIR |  | 0.5
[5 empty] | 12-MBT-Manufacturing–Bio/Tech-COOL |  | 0.6
[5 empty] | 12-MBT-Manufacturing–Bio/Tech-LIGHT |  | 0.7
[5 empty] | 12-MBT-Manufacturing–Bio/Tech-MOTOR |  | 0.8
[5 empty] | 12-MBT-Manufacturing–Bio/Tech-PROC_OTH |  | 0.9
[5 empty] | 13-MFM-ResidentialMulti-family-CL_DRY |  | 1
[5 empty] | 13-MFM-ResidentialMulti-family-CL_WASH |  | 1.1
[5 empty] | 13-MFM-ResidentialMulti-family-DSH_WASH |  | 1.2
[5 empty] | 13-MFM-ResidentialMulti-family-FREEZ |  | 1.3
[5 empty] | 13-MFM-ResidentialMulti-family-LIGHT |  | 1.4
[5 empty] | 13-MFM-ResidentialMulti-family-POOL_PMP |  | 1.5
[5 empty] | 13-MFM-ResidentialMulti-family-REFG |  | 1.6
[5 empty] | 13-MFM-ResidentialMulti-family-SP_COOL |  | 1.7
[5 empty] | 13-MFM-ResidentialMulti-family-SP_HEAT |  | 1.8
[5 empty] | 13-MFM-ResidentialMulti-family-WAT_HEAT |  | 1.9
[5 empty] | 14-MLI-Manufacturing–LightIndustry-AG_PUMP |  | 2
[5 empty] | 14-MLI-Manufacturing–LightIndustry-COMP_AIR |  | 2.1
[5 empty] | 14-MLI-Manufacturing–LightIndustry-COOL |  | 2.2
[5 empty] | 14-MLI-Manufacturing–LightIndustry-LIGHT |  | 2.3
[5 empty] | 14-MLI-Manufacturing–LightIndustry-MOTOR |  | 2.4
[5 empty] | 14-MLI-Manufacturing–LightIndustry-PROC_OTH |  | 2.5
[5 empty] | 15-MTL-Lodging–Motel-COOL |  | 2.6
[5 empty] | 15-MTL-Lodging–Motel-LIT_INT |  | 2.7
[5 empty] | 15-MTL-Lodging–Motel-OFF_EQ |  | 2.8
[5 empty] | 15-MTL-Lodging–Motel-LIT_EXT |  | 2.9
[5 empty] | 15-MTL-Lodging–Motel-REFG |  | 3
[5 empty] | 15-MTL-Lodging–Motel-VENT |  | 3.1
[5 empty] | 16-NRS-Health/Medical–Clinic-COOL |  | 3.2
[5 empty] | 16-NRS-Health/Medical–Clinic-LIT_INT |  | 3.3
[5 empty] | 16-NRS-Health/Medical–Clinic-OFF_EQ |  | 3.4
[5 empty] | 16-NRS-Health/Medical–Clinic-LIT_EXT |  | 3.5
[5 empty] | 16-NRS-Health/Medical–Clinic-REFG |  | 3.6
[5 empty] | 16-NRS-Health/Medical–Clinic-VENT |  | 3.7
[5 empty] | 17-OFL-Office–Large-Cooling |  | 3.8
[5 empty] | 17-OFL-Office–Large-ExtLight |  | 3.9
[5 empty] | 17-OFL-Office–Large-IntLight |  | 4
[5 empty] | 17-OFL-Office–Large-OffEquip |  | 4.1
[5 empty] | 17-OFL-Office–Large-Refrig |  | 4.2
[5 empty] | 17-OFL-Office–Large-Vent/Fan |  | 4.3
[5 empty] | 18-OFS-Office–Small-Cooling |  | 4.4
[5 empty] | 18-OFS-Office–Small-ExtLight |  | 4.5
[5 empty] | 18-OFS-Office–Small-IntLight |  | 4.6
[5 empty] | 18-OFS-Office–Small-OffEquip |  | 4.7
[5 empty] | 18-OFS-Office–Small-Refrig |  | 4.8
[5 empty] | 18-OFS-Office–Small-Vent/Fan |  | 4.9
[5 empty] | 19-RES-AllResidential-CL_DRY |  | 5
[5 empty] | 19-RES-AllResidential-CL_WASH |  | 5.1
[5 empty] | 19-RES-AllResidential-DSH_WASH |  | 5.2
[5 empty] | 19-RES-AllResidential-FREEZ |  | 5.3
[5 empty] | 19-RES-AllResidential-LIGHT |  | 5.4
[5 empty] | 19-RES-AllResidential-POOL_PMP |  | 5.5
[5 empty] | 19-RES-AllResidential-REFG |  | 5.6
[5 empty] | 19-RES-AllResidential-SP_COOL |  | 5.7
[5 empty] | 19-RES-AllResidential-SP_HEAT |  | 5.8
[5 empty] | 19-RES-AllResidential-WAT_HEAT |  | 5.9
[5 empty] | 20-RFF-Restaurant–FastFood-Cooling |  | 6
[5 empty] | 20-RFF-Restaurant–FastFood-ExtLight |  | 6.1
[5 empty] | 20-RFF-Restaurant–FastFood-IntLight |  | 6.2
[5 empty] | 20-RFF-Restaurant–FastFood-OffEquip |  | 6.3
[5 empty] | 20-RFF-Restaurant–FastFood-Refrig |  | 6.4
[5 empty] | 20-RFF-Restaurant–FastFood-Vent/Fan |  | 6.5
[5 empty] | 21-RSD-Restaurant–SitDown-COOL |  | 6.6
[5 empty] | 21-RSD-Restaurant–SitDown-LIT_INT |  | 6.7
[5 empty] | 21-RSD-Restaurant–SitDown-OFF_EQ |  | 6.8
[5 empty] | 21-RSD-Restaurant–SitDown-LIT_EXT |  | 6.9
[5 empty] | 21-RSD-Restaurant–SitDown-PROC_OTH |  | 7
[5 empty] | 21-RSD-Restaurant–SitDown-REFG |  | 7.1
[5 empty] | 21-RSD-Restaurant–SitDown-VENT |  | 7.2
[5 empty] | 22-RT3-Retail–3StoryLarge-COOL |  | 7.3
[5 empty] | 22-RT3-Retail–3StoryLarge-LIT_INT |  | 7.4
[5 empty] | 22-RT3-Retail–3StoryLarge-OFF_EQ |  | 7.5
[5 empty] | 22-RT3-Retail–3StoryLarge-LIT_EXT |  | 7.6
[5 empty] | 22-RT3-Retail–3StoryLarge-REFG |  | 7.7
[5 empty] | 22-RT3-Retail–3StoryLarge-VENT |  | 7.8
[5 empty] | 23-RTL-Retail–SingleStorylarge-COOL |  | 7.9
[5 empty] | 23-RTL-Retail–SingleStorylarge-LIT_INT |  | 8
[5 empty] | 23-RTL-Retail–SingleStorylarge-OFF_EQ |  | 8.1
[5 empty] | 23-RTL-Retail–SingleStorylarge-LIT_EXT |  | 8.2
[5 empty] | 23-RTL-Retail–SingleStorylarge-REFG |  | 8.3
[5 empty] | 23-RTL-Retail–SingleStorylarge-VENT |  | 8.4
[5 empty] | 24-RTS-Retail–Small-COOL |  | 8.5
[5 empty] | 24-RTS-Retail–Small-LIT_INT |  | 8.6
[5 empty] | 24-RTS-Retail–Small-OFF_EQ |  | 8.7
[5 empty] | 24-RTS-Retail–Small-LIT_EXT |  | 8.8
[5 empty] | 24-RTS-Retail–Small-REFG |  | 8.9
[5 empty] | 24-RTS-Retail–Small-VENT |  | 9
[5 empty] | 25-SCN-Storage–Conditioned-Cooling |  | 9.1
[5 empty] | 25-SCN-Storage–Conditioned-Exit |  | 9.2
[5 empty] | 25-SCN-Storage–Conditioned-ExtLight |  | 9.3
[5 empty] | 26-SFM-ResidentialSingleFamily-CL_DRY |  | 9.4
[5 empty] | 26-SFM-ResidentialSingleFamily-CL_WASH |  | 9.5
[5 empty] | 26-SFM-ResidentialSingleFamily-DSH_WASH |  | 9.6
[5 empty] | 26-SFM-ResidentialSingleFamily-FREEZ |  | 9.7
[5 empty] | 26-SFM-ResidentialSingleFamily-LIGHT |  | 9.8
[5 empty] | 26-SFM-ResidentialSingleFamily-POOL_PMP |  | 9.9
[5 empty] | 26-SFM-ResidentialSingleFamily-REFG |  | 10
[5 empty] | 26-SFM-ResidentialSingleFamily-SP_COOL |  | 10.1
[5 empty] | 26-SFM-ResidentialSingleFamily-SP_HEAT |  | 10.2
[5 empty] | 26-SFM-ResidentialSingleFamily-WAT_HEAT |  | 10.3
[5 empty] | 27-SMO-ResidentialMobileHome–SingleWide-CL_DRY |  | 10.4
[5 empty] | 27-SMO-ResidentialMobileHome–SingleWide-CL_WASH |  | 10.5
[5 empty] | 27-SMO-ResidentialMobileHome–SingleWide-DSH_WASH |  | 10.6
[5 empty] | 27-SMO-ResidentialMobileHome–SingleWide-FREEZ |  | 10.7
[5 empty] | 27-SMO-ResidentialMobileHome–SingleWide-LIGHT |  | 10.8
[5 empty] | 27-SMO-ResidentialMobileHome–SingleWide-POOL_PMP |  | 10.9
[5 empty] | 27-SMO-ResidentialMobileHome–SingleWide-REFG |  | 11
[5 empty] | 27-SMO-ResidentialMobileHome–SingleWide-SP_COOL |  | 11.1
[5 empty] | 27-SMO-ResidentialMobileHome–SingleWide-SP_HEAT |  | 11.2
[5 empty] | 27-SMO-ResidentialMobileHome–SingleWide-WAT_HEAT |  | 11.3
[5 empty] | 28-SUN-Storage–Unconditioned-Exit |  | 11.4
[5 empty] | 28-SUN-Storage–Unconditioned-ExtLight |  | 11.5
[5 empty] | 29-WRF-Storage–Refrigerated-Cooling |  | 11.6
[5 empty] | 29-WRF-Storage–Refrigerated-Exit |  | 11.7
[5 empty] | 29-WRF-Storage–Refrigerated-ExtLight |  | 11.8
[5 empty] | 30-S20-SIC20Food&KindredProducts-AG_PUMP |  | 11.9
[5 empty] | 30-S20-SIC20Food&KindredProducts-COMP_AIR |  | 12
[5 empty] | 30-S20-SIC20Food&KindredProducts-COOL |  | 12.1
[5 empty] | 30-S20-SIC20Food&KindredProducts-LIGHT |  | 12.2
[5 empty] | 30-S20-SIC20Food&KindredProducts-MOTOR |  | 12.3
[5 empty] | 30-S20-SIC20Food&KindredProducts-PROC_OTH |  | 12.4
[5 empty] | 31-S26-SIC26Paper&AlliedProducts-AG_PUMP |  | 12.5
[5 empty] | 31-S26-SIC26Paper&AlliedProducts-COMP_AIR |  | 12.6
[5 empty] | 31-S26-SIC26Paper&AlliedProducts-COOL |  | 12.7
[5 empty] | 31-S26-SIC26Paper&AlliedProducts-LIGHT |  | 12.8
[5 empty] | 31-S26-SIC26Paper&AlliedProducts-MOTOR |  | 12.9
[5 empty] | 31-S26-SIC26Paper&AlliedProducts-PROC_OTH |  | 13
[5 empty] | 32-S28-SIC28Chemicals&AlliedProducts-AG_PUMP |  | 13.1
[5 empty] | 32-S28-SIC28Chemicals&AlliedProducts-COMP_AIR |  | 13.2
[5 empty] | 32-S28-SIC28Chemicals&AlliedProducts-COOL |  | 13.3
[5 empty] | 32-S28-SIC28Chemicals&AlliedProducts-LIGHT |  | 13.4
[5 empty] | 32-S28-SIC28Chemicals&AlliedProducts-MOTOR |  | 13.5
[5 empty] | 32-S28-SIC28Chemicals&AlliedProducts-PROC_OTH |  | 13.6
[5 empty] | 33-S29-SIC29Petroleum&CoalProducts-AG_PUMP |  | 13.7
[5 empty] | 33-S29-SIC29Petroleum&CoalProducts-COMP_AIR |  | 13.8
[5 empty] | 33-S29-SIC29Petroleum&CoalProducts-COOL |  | 13.9
[5 empty] | 33-S29-SIC29Petroleum&CoalProducts-LIGHT |  | 14
[5 empty] | 33-S29-SIC29Petroleum&CoalProducts-MOTOR |  | 14.1
[5 empty] | 33-S29-SIC29Petroleum&CoalProducts-PROC_OTH |  | 14.2
[5 empty] | 34-S33-SIC33Metals-AG_PUMP |  | 14.3
[5 empty] | 34-S33-SIC33Metals-COMP_AIR |  | 14.4
[5 empty] | 34-S33-SIC33Metals-COOL |  | 14.5
[5 empty] | 34-S33-SIC33Metals-LIGHT |  | 14.6
[5 empty] | 34-S33-SIC33Metals-MOTOR |  | 14.7
[5 empty] | 34-S33-SIC33Metals-PROC_OTH |  | 14.8
[5 empty] | 35-OTI-OtherIndustrial-AG_PUMP |  | 14.9
[5 empty] | 35-OTI-OtherIndustrial-COMP_AIR |  | 15
[5 empty] | 35-OTI-OtherIndustrial-COOL |  | 15.1
[5 empty] | 35-OTI-OtherIndustrial-LIGHT |  | 15.2
[5 empty] | 35-OTI-OtherIndustrial-MOTOR |  | 15.3
[5 empty] | 35-OTI-OtherIndustrial-PROC_OTH |  | 15.4
[5 empty] | 36-GST-Lodging-GuestRooms-Cooling |  | 15.5
[5 empty] | 36-GST-Lodging-GuestRooms-ExtLight |  | 15.6
[5 empty] | 36-GST-Lodging-GuestRooms-IntLight |  | 15.7
[5 empty] | 36-GST-Lodging-GuestRooms-OffEquip |  | 15.8
[5 empty] | 36-GST-Lodging-GuestRooms-Refrig |  | 15.9
[5 empty] | 36-GST-Lodging-GuestRooms-Vent/Fan |  | 16
16.1
16.2
16.3
16.4
16.5
16.6
16.7
16.8
16.9
17
17.1
17.2
17.3
17.4
17.5
17.6
17.7
17.8
17.9
18
18.1
18.2
18.3
18.4
18.5
18.6
18.7
18.8
18.9
19
19.1
19.2
19.3
19.4
19.5
19.6
19.7
19.8
19.9
20
21
22
23
24
25
26
27
28
29
30