## Ex Ante Impacts
San Diego Gas and Electric Company
2014 Ex Ante Load Impacts - Summer Saver
TABLE 1: Menu Options |  | TABLE 2: Event Day Information
Forecast Year | 2017 | Event Start | 13:00 | Hour Ending | Load w/ DR | Load w/o DR | Impact | Impact | Avg. Temp | Uncertainty Adjusted Impact - Percentiles
Weather Year | 1-in-10 | Event End | 18:00
Day Type | October Monthly System Peak Day | Average Temp. for Event Window | 82.0754 |  | (kW) | (kW) | (kW) | (%) | (°F) | 10th | 30th | 50th | 70th | 90th
Result Type | Average Per Premise | Load Reduction for Event Window | 0.65445 | 1 | 3.1844 | 3.1844 | 1e-06 | 3.14e-05% | 71.1852 | 0 | 0 | 0 | 0 | 0
Cycling Option | All | % Load Reduction for Event Window | 7.543% | 2 | 3.07 | 3.07 | 0 | 0% | 69.7887 | 0 | 0 | 0 | 0 | 0
Forecast Enrollment | 4789 |  |  | 3 | 2.973 | 2.973 | 0 | 0% | 69.7045 | 0 | 0 | 0 | 0 | 0
|  |  |  | 4 | 2.9468 | 2.9468 | -1e-06 | -3.393e-05% | 69.3341 | 0 | 0 | 0 | 0 | 0
|  |  |  | 5 | 2.9844 | 2.9844 | 0 | 0% | 68.0554 | 0 | 0 | 0 | 0 | 0
|  |  |  | 6 | 3.254 | 3.254 | 0 | 0% | 67.8054 | 0 | 0 | 0 | 0 | 0
|  |  |  | 7 | 3.7022 | 3.7022 | 0 | 0% | 68.0891 | 0 | 0 | 0 | 0 | 0
|  |  |  | 8 | 4.6106 | 4.6106 | 1e-06 | 2.169e-05% | 68.3341 | 0 | 0 | 0 | 0 | 0
|  |  |  | 9 | 5.9641 | 5.9641 | 0 | 0% | 72.0091 | 0 | 0 | 0 | 0 | 0
|  |  |  | 10 | 7.3302 | 7.3302 | 0 | 0% | 76.2832 | 0 | 0 | 0 | 0 | 0
|  |  |  | 11 | 8.408 | 8.408 | 0 | 0% | 80.1962 | 0 | 0 | 0 | 0 | 0
|  |  |  | 12 | 9.0173 | 9.0173 | 1e-06 | 1.109e-05% | 81.7401 | 0 | 0 | 0 | 0 | 0
|  |  |  | 13 | 9.1929 | 9.1929 | 0 | 0% | 82.1364 | 0 | 0 | 0 | 0 | 0
|  |  |  | 14 | 8.5928 | 9.2542 | 0.66143 | 7.147% | 83.0209 | -1.2953 | -0.13927 | 0.66143 | 1.4621 | 2.6182 | 0
|  |  |  | 15 | 8.5289 | 9.2443 | 0.71539 | 7.739% | 82.4081 | -1.3999 | -0.15016 | 0.71539 | 1.5809 | 2.8307 | 0
|  |  |  | 16 | 8.2811 | 8.9848 | 0.70371 | 7.832% | 82.5713 | -1.3787 | -0.1484 | 0.70371 | 1.5558 | 2.7861 | 0
|  |  |  | 17 | 7.7535 | 8.4618 | 0.70822 | 8.37% | 82.4175 | -1.3899 | -0.15029 | 0.70822 | 1.5667 | 2.8063 | 0
|  |  |  | 18 | 6.955 | 7.4385 | 0.4835 | 6.5% | 79.959 | -0.94565 | -0.1013 | 0.4835 | 1.0683 | 1.9126 | 0
|  |  |  | 19 | 6.3482 | 6.3482 | 0 | 0% | 76.9206 | 0 | 0 | 0 | 0 | 0
|  |  |  | 20 | 5.8242 | 5.8242 | 0 | 0% | 74.4545 | 0 | 0 | 0 | 0 | 0
|  |  |  | 21 | 5.2632 | 5.2632 | 0 | 0% | 73.202 | 0 | 0 | 0 | 0 | 0
|  |  |  | 22 | 4.5568 | 4.5568 | 0 | 0% | 71.5267 | 0 | 0 | 0 | 0 | 0
|  |  |  | 23 | 3.9564 | 3.9564 | 0 | 0% | 70.5123 | 0 | 0 | 0 | 0 | 0
|  |  |  | 24 | 3.5563 | 3.5563 | 0 | 0% | 69.8945 | 0 | 0 | 0 | 0 | 0

## Lookup (hidden)
[5 empty] | 1 | 2 | 3 | 4 | 5 | 6 | 7 | 8 | 9 | 10
type | weatheryear | daytype2 | cycle | hour | concat | treatkw | cntrlkw | temp | p10 | p30 | p50 | p70 | p90 | premid | customertype | file
Average Per Ton | 1-in-10 | August Monthly System Peak Day | 30% Cycling | 1 | Average Per Ton1-in-10August Monthly System Peak Day30% Cycling1 | 0.35687 | 0.35687 | 71.3177 | 0 | 0 | 0 | 0 | 0 | 1337 | Non-Residential | caiso
Average Per Premise | 1-in-10 | August Monthly System Peak Day | 30% Cycling | 1 | Average Per Premise1-in-10August Monthly System Peak Day30% Cycling1 | 3.7862 | 3.7862 | 71.3177 | 0 | 0 | 0 | 0 | 0 | 1337 | Non-Residential | caiso
Average Per Device | 1-in-10 | August Monthly System Peak Day | 30% Cycling | 1 | Average Per Device1-in-10August Monthly System Peak Day30% Cycling1 | 1.3865 | 1.3865 | 71.3177 | 0 | 0 | 0 | 0 | 0 | 1337 | Non-Residential | caiso
Aggregate | 1-in-10 | August Monthly System Peak Day | 30% Cycling | 1 | Aggregate1-in-10August Monthly System Peak Day30% Cycling1 | 5.0622 | 5.0622 | 71.3177 | 0 | 0 | 0 | 0 | 0 | 1337 | Non-Residential | caiso
Average Per Ton | 1-in-10 | August Monthly System Peak Day | 50% Cycling | 1 | Average Per Ton1-in-10August Monthly System Peak Day50% Cycling1 | 0.36144 | 0.36144 | 71.5043 | 0 | 0 | 0 | 0 | 0 | 3452 | Non-Residential | caiso
Average Per Premise | 1-in-10 | August Monthly System Peak Day | 50% Cycling | 1 | Average Per Premise1-in-10August Monthly System Peak Day50% Cycling1 | 3.1152 | 3.1152 | 71.5043 | 0 | 0 | 0 | 0 | 0 | 3452 | Non-Residential | caiso
Average Per Device | 1-in-10 | August Monthly System Peak Day | 50% Cycling | 1 | Average Per Device1-in-10August Monthly System Peak Day50% Cycling1 | 1.4018 | 1.4018 | 71.5043 | 0 | 0 | 0 | 0 | 0 | 3452 | Non-Residential | caiso
Aggregate | 1-in-10 | August Monthly System Peak Day | 50% Cycling | 1 | Aggregate1-in-10August Monthly System Peak Day50% Cycling1 | 10.7535 | 10.7535 | 71.5043 | 0 | 0 | 0 | 0 | 0 | 3452 | Non-Residential | caiso
Average Per Ton | 1-in-10 | August Monthly System Peak Day | All | 1 | Average Per Ton1-in-10August Monthly System Peak DayAll1 | 0.36017 | 0.36017 | 71.4522 | 0 | 0 | 0 | 0 | 0 | 4789 | Non-Residential | caiso
Average Per Premise | 1-in-10 | August Monthly System Peak Day | All | 1 | Average Per Premise1-in-10August Monthly System Peak DayAll1 | 3.3043 | 3.3043 | 71.4522 | 0 | 0 | 0 | 0 | 0 | 4789 | Non-Residential | caiso
Average Per Device | 1-in-10 | August Monthly System Peak Day | All | 1 | Average Per Device1-in-10August Monthly System Peak DayAll1 | 1.3977 | 1.3977 | 71.4522 | 0 | 0 | 0 | 0 | 0 | 4789 | Non-Residential | caiso
Aggregate | 1-in-10 | August Monthly System Peak Day | All | 1 | Aggregate1-in-10August Monthly System Peak DayAll1 | 15.8245 | 15.8245 | 71.4522 | 0 | 0 | 0 | 0 | 0 | 4789 | Non-Residential | caiso
Average Per Ton | 1-in-10 | August Typical Event Day | 30% Cycling | 1 | Average Per Ton1-in-10August Typical Event Day30% Cycling1 | 0.3509 | 0.3509 | 70.4664 | 0 | 0 | 0 | 0 | 0 | 1337 | Non-Residential | caiso
Average Per Premise | 1-in-10 | August Typical Event Day | 30% Cycling | 1 | Average Per Premise1-in-10August Typical Event Day30% Cycling1 | 3.7229 | 3.7229 | 70.4664 | 0 | 0 | 0 | 0 | 0 | 1337 | Non-Residential | caiso
Average Per Device | 1-in-10 | August Typical Event Day | 30% Cycling | 1 | Average Per Device1-in-10August Typical Event Day30% Cycling1 | 1.3633 | 1.3633 | 70.4664 | 0 | 0 | 0 | 0 | 0 | 1337 | Non-Residential | caiso
Aggregate | 1-in-10 | August Typical Event Day | 30% Cycling | 1 | Aggregate1-in-10August Typical Event Day30% Cycling1 | 4.9776 | 4.9776 | 70.4664 | 0 | 0 | 0 | 0 | 0 | 1337 | Non-Residential | caiso
Average Per Ton | 1-in-10 | August Typical Event Day | 50% Cycling | 1 | Average Per Ton1-in-10August Typical Event Day50% Cycling1 | 0.35869 | 0.35869 | 70.6813 | 0 | 0 | 0 | 0 | 0 | 3452 | Non-Residential | caiso
Average Per Premise | 1-in-10 | August Typical Event Day | 50% Cycling | 1 | Average Per Premise1-in-10August Typical Event Day50% Cycling1 | 3.0914 | 3.0914 | 70.6813 | 0 | 0 | 0 | 0 | 0 | 3452 | Non-Residential | caiso
Average Per Device | 1-in-10 | August Typical Event Day | 50% Cycling | 1 | Average Per Device1-in-10August Typical Event Day50% Cycling1 | 1.3912 | 1.3912 | 70.6813 | 0 | 0 | 0 | 0 | 0 | 3452 | Non-Residential | caiso
Aggregate | 1-in-10 | August Typical Event Day | 50% Cycling | 1 | Aggregate1-in-10August Typical Event Day50% Cycling1 | 10.6716 | 10.6716 | 70.6813 | 0 | 0 | 0 | 0 | 0 | 3452 | Non-Residential | caiso
Average Per Ton | 1-in-10 | August Typical Event Day | All | 1 | Average Per Ton1-in-10August Typical Event DayAll1 | 0.35652 | 0.35652 | 70.6213 | 0 | 0 | 0 | 0 | 0 | 4789 | Non-Residential | caiso
Average Per Premise | 1-in-10 | August Typical Event Day | All | 1 | Average Per Premise1-in-10August Typical Event DayAll1 | 3.2709 | 3.2709 | 70.6213 | 0 | 0 | 0 | 0 | 0 | 4789 | Non-Residential | caiso
Average Per Device | 1-in-10 | August Typical Event Day | All | 1 | Average Per Device1-in-10August Typical Event DayAll1 | 1.3835 | 1.3835 | 70.6213 | 0 | 0 | 0 | 0 | 0 | 4789 | Non-Residential | caiso
Aggregate | 1-in-10 | August Typical Event Day | All | 1 | Aggregate1-in-10August Typical Event DayAll1 | 15.6641 | 15.6641 | 70.6213 | 0 | 0 | 0 | 0 | 0 | 4789 | Non-Residential | caiso
Average Per Ton | 1-in-10 | July Monthly System Peak Day | 30% Cycling | 1 | Average Per Ton1-in-10July Monthly System Peak Day30% Cycling1 | 0.32326 | 0.32326 | 70.0162 | 0 | 0 | 0 | 0 | 0 | 1337 | Non-Residential | caiso
Average Per Premise | 1-in-10 | July Monthly System Peak Day | 30% Cycling | 1 | Average Per Premise1-in-10July Monthly System Peak Day30% Cycling1 | 3.4297 | 3.4297 | 70.0162 | 0 | 0 | 0 | 0 | 0 | 1337 | Non-Residential | caiso
Average Per Device | 1-in-10 | July Monthly System Peak Day | 30% Cycling | 1 | Average Per Device1-in-10July Monthly System Peak Day30% Cycling1 | 1.256 | 1.256 | 70.0162 | 0 | 0 | 0 | 0 | 0 | 1337 | Non-Residential | caiso
Aggregate | 1-in-10 | July Monthly System Peak Day | 30% Cycling | 1 | Aggregate1-in-10July Monthly System Peak Day30% Cycling1 | 4.5855 | 4.5855 | 70.0162 | 0 | 0 | 0 | 0 | 0 | 1337 | Non-Residential | caiso
Average Per Ton | 1-in-10 | July Monthly System Peak Day | 50% Cycling | 1 | Average Per Ton1-in-10July Monthly System Peak Day50% Cycling1 | 0.34706 | 0.34706 | 70.1859 | 0 | 0 | 0 | 0 | 0 | 3452 | Non-Residential | caiso
Average Per Premise | 1-in-10 | July Monthly System Peak Day | 50% Cycling | 1 | Average Per Premise1-in-10July Monthly System Peak Day50% Cycling1 | 2.9912 | 2.9912 | 70.1859 | 0 | 0 | 0 | 0 | 0 | 3452 | Non-Residential | caiso
Average Per Device | 1-in-10 | July Monthly System Peak Day | 50% Cycling | 1 | Average Per Device1-in-10July Monthly System Peak Day50% Cycling1 | 1.346 | 1.346 | 70.1859 | 0 | 0 | 0 | 0 | 0 | 3452 | Non-Residential | caiso
Aggregate | 1-in-10 | July Monthly System Peak Day | 50% Cycling | 1 | Aggregate1-in-10July Monthly System Peak Day50% Cycling1 | 10.3255 | 10.3255 | 70.1859 | 0 | 0 | 0 | 0 | 0 | 3452 | Non-Residential | caiso
Average Per Ton | 1-in-10 | July Monthly System Peak Day | All | 1 | Average Per Ton1-in-10July Monthly System Peak DayAll1 | 0.34041 | 0.34041 | 70.1386 | 0 | 0 | 0 | 0 | 0 | 4789 | Non-Residential | caiso
Average Per Premise | 1-in-10 | July Monthly System Peak Day | All | 1 | Average Per Premise1-in-10July Monthly System Peak DayAll1 | 3.1231 | 3.1231 | 70.1386 | 0 | 0 | 0 | 0 | 0 | 4789 | Non-Residential | caiso
Average Per Device | 1-in-10 | July Monthly System Peak Day | All | 1 | Average Per Device1-in-10July Monthly System Peak DayAll1 | 1.321 | 1.321 | 70.1386 | 0 | 0 | 0 | 0 | 0 | 4789 | Non-Residential | caiso
Aggregate | 1-in-10 | July Monthly System Peak Day | All | 1 | Aggregate1-in-10July Monthly System Peak DayAll1 | 14.9567 | 14.9567 | 70.1386 | 0 | 0 | 0 | 0 | 0 | 4789 | Non-Residential | caiso
Average Per Ton | 1-in-10 | June Monthly System Peak Day | 30% Cycling | 1 | Average Per Ton1-in-10June Monthly System Peak Day30% Cycling1 | 0.31569 | 0.31569 | 66.5196 | 0 | 0 | 0 | 0 | 0 | 1337 | Non-Residential | caiso
Average Per Premise | 1-in-10 | June Monthly System Peak Day | 30% Cycling | 1 | Average Per Premise1-in-10June Monthly System Peak Day30% Cycling1 | 3.3493 | 3.3493 | 66.5196 | 0 | 0 | 0 | 0 | 0 | 1337 | Non-Residential | caiso
Average Per Device | 1-in-10 | June Monthly System Peak Day | 30% Cycling | 1 | Average Per Device1-in-10June Monthly System Peak Day30% Cycling1 | 1.2265 | 1.2265 | 66.5196 | 0 | 0 | 0 | 0 | 0 | 1337 | Non-Residential | caiso
Aggregate | 1-in-10 | June Monthly System Peak Day | 30% Cycling | 1 | Aggregate1-in-10June Monthly System Peak Day30% Cycling1 | 4.478 | 4.478 | 66.5196 | 0 | 0 | 0 | 0 | 0 | 1337 | Non-Residential | caiso
Average Per Ton | 1-in-10 | June Monthly System Peak Day | 50% Cycling | 1 | Average Per Ton1-in-10June Monthly System Peak Day50% Cycling1 | 0.34382 | 0.34382 | 66.7726 | 0 | 0 | 0 | 0 | 0 | 3452 | Non-Residential | caiso
Average Per Premise | 1-in-10 | June Monthly System Peak Day | 50% Cycling | 1 | Average Per Premise1-in-10June Monthly System Peak Day50% Cycling1 | 2.9633 | 2.9633 | 66.7726 | 0 | 0 | 0 | 0 | 0 | 3452 | Non-Residential | caiso
Average Per Device | 1-in-10 | June Monthly System Peak Day | 50% Cycling | 1 | Average Per Device1-in-10June Monthly System Peak Day50% Cycling1 | 1.3335 | 1.3335 | 66.7726 | 0 | 0 | 0 | 0 | 0 | 3452 | Non-Residential | caiso
Aggregate | 1-in-10 | June Monthly System Peak Day | 50% Cycling | 1 | Aggregate1-in-10June Monthly System Peak Day50% Cycling1 | 10.2294 | 10.2294 | 66.7726 | 0 | 0 | 0 | 0 | 0 | 3452 | Non-Residential | caiso
Average Per Ton | 1-in-10 | June Monthly System Peak Day | All | 1 | Average Per Ton1-in-10June Monthly System Peak DayAll1 | 0.33597 | 0.33597 | 66.702 | 0 | 0 | 0 | 0 | 0 | 4789 | Non-Residential | caiso
Average Per Premise | 1-in-10 | June Monthly System Peak Day | All | 1 | Average Per Premise1-in-10June Monthly System Peak DayAll1 | 3.0823 | 3.0823 | 66.702 | 0 | 0 | 0 | 0 | 0 | 4789 | Non-Residential | caiso
Average Per Device | 1-in-10 | June Monthly System Peak Day | All | 1 | Average Per Device1-in-10June Monthly System Peak DayAll1 | 1.3038 | 1.3038 | 66.702 | 0 | 0 | 0 | 0 | 0 | 4789 | Non-Residential | caiso
Aggregate | 1-in-10 | June Monthly System Peak Day | All | 1 | Aggregate1-in-10June Monthly System Peak DayAll1 | 14.7614 | 14.7614 | 66.702 | 0 | 0 | 0 | 0 | 0 | 4789 | Non-Residential | caiso
Average Per Ton | 1-in-10 | May Monthly System Peak Day | 30% Cycling | 1 | Average Per Ton1-in-10May Monthly System Peak Day30% Cycling1 | 0.3159 | 0.3159 | 64.4049 | 0 | 0 | 0 | 0 | 0 | 1337 | Non-Residential | caiso
Average Per Premise | 1-in-10 | May Monthly System Peak Day | 30% Cycling | 1 | Average Per Premise1-in-10May Monthly System Peak Day30% Cycling1 | 3.3516 | 3.3516 | 64.4049 | 0 | 0 | 0 | 0 | 0 | 1337 | Non-Residential | caiso
Average Per Device | 1-in-10 | May Monthly System Peak Day | 30% Cycling | 1 | Average Per Device1-in-10May Monthly System Peak Day30% Cycling1 | 1.2274 | 1.2274 | 64.4049 | 0 | 0 | 0 | 0 | 0 | 1337 | Non-Residential | caiso
Aggregate | 1-in-10 | May Monthly System Peak Day | 30% Cycling | 1 | Aggregate1-in-10May Monthly System Peak Day30% Cycling1 | 4.4811 | 4.4811 | 64.4049 | 0 | 0 | 0 | 0 | 0 | 1337 | Non-Residential | caiso
Average Per Ton | 1-in-10 | May Monthly System Peak Day | 50% Cycling | 1 | Average Per Ton1-in-10May Monthly System Peak Day50% Cycling1 | 0.34353 | 0.34353 | 65.0312 | 0 | 0 | 0 | 0 | 0 | 3452 | Non-Residential | caiso
Average Per Premise | 1-in-10 | May Monthly System Peak Day | 50% Cycling | 1 | Average Per Premise1-in-10May Monthly System Peak Day50% Cycling1 | 2.9608 | 2.9608 | 65.0312 | 0 | 0 | 0 | 0 | 0 | 3452 | Non-Residential | caiso
Average Per Device | 1-in-10 | May Monthly System Peak Day | 50% Cycling | 1 | Average Per Device1-in-10May Monthly System Peak Day50% Cycling1 | 1.3324 | 1.3324 | 65.0312 | 0 | 0 | 0 | 0 | 0 | 3452 | Non-Residential | caiso
Aggregate | 1-in-10 | May Monthly System Peak Day | 50% Cycling | 1 | Aggregate1-in-10May Monthly System Peak Day50% Cycling1 | 10.2206 | 10.2206 | 65.0312 | 0 | 0 | 0 | 0 | 0 | 3452 | Non-Residential | caiso
Average Per Ton | 1-in-10 | May Monthly System Peak Day | All | 1 | Average Per Ton1-in-10May Monthly System Peak DayAll1 | 0.33582 | 0.33582 | 64.8563 | 0 | 0 | 0 | 0 | 0 | 4789 | Non-Residential | caiso
Average Per Premise | 1-in-10 | May Monthly System Peak Day | All | 1 | Average Per Premise1-in-10May Monthly System Peak DayAll1 | 3.081 | 3.081 | 64.8563 | 0 | 0 | 0 | 0 | 0 | 4789 | Non-Residential | caiso
Average Per Device | 1-in-10 | May Monthly System Peak Day | All | 1 | Average Per Device1-in-10May Monthly System Peak DayAll1 | 1.3032 | 1.3032 | 64.8563 | 0 | 0 | 0 | 0 | 0 | 4789 | Non-Residential | caiso
Aggregate | 1-in-10 | May Monthly System Peak Day | All | 1 | Aggregate1-in-10May Monthly System Peak DayAll1 | 14.7547 | 14.7547 | 64.8563 | 0 | 0 | 0 | 0 | 0 | 4789 | Non-Residential | caiso
Average Per Ton | 1-in-10 | October Monthly System Peak Day | 30% Cycling | 1 | Average Per Ton1-in-10October Monthly System Peak Day30% Cycling1 | 0.33396 | 0.33396 | 70.9582 | 0 | 0 | 0 | 0 | 0 | 1337 | Non-Residential | caiso
Average Per Premise | 1-in-10 | October Monthly System Peak Day | 30% Cycling | 1 | Average Per Premise1-in-10October Monthly System Peak Day30% Cycling1 | 3.5432 | 3.5432 | 70.9582 | 0 | 0 | 0 | 0 | 0 | 1337 | Non-Residential | caiso
Average Per Device | 1-in-10 | October Monthly System Peak Day | 30% Cycling | 1 | Average Per Device1-in-10October Monthly System Peak Day30% Cycling1 | 1.2975 | 1.2975 | 70.9582 | 0 | 0 | 0 | 0 | 0 | 1337 | Non-Residential | caiso
Aggregate | 1-in-10 | October Monthly System Peak Day | 30% Cycling | 1 | Aggregate1-in-10October Monthly System Peak Day30% Cycling1 | 4.7372 | 4.7372 | 70.9582 | 0 | 0 | 0 | 0 | 0 | 1337 | Non-Residential | caiso
Average Per Ton | 1-in-10 | October Monthly System Peak Day | 50% Cycling | 1 | Average Per Ton1-in-10October Monthly System Peak Day50% Cycling1 | 0.35218 | 0.35218 | 71.2732 | 0 | 0 | 0 | 0 | 0 | 3452 | Non-Residential | caiso
Average Per Premise | 1-in-10 | October Monthly System Peak Day | 50% Cycling | 1 | Average Per Premise1-in-10October Monthly System Peak Day50% Cycling1 | 3.0353 | 3.0353 | 71.2732 | 0 | 0 | 0 | 0 | 0 | 3452 | Non-Residential | caiso
Average Per Device | 1-in-10 | October Monthly System Peak Day | 50% Cycling | 1 | Average Per Device1-in-10October Monthly System Peak Day50% Cycling1 | 1.3659 | 1.3659 | 71.2732 | 0 | 0 | 0 | 0 | 0 | 3452 | Non-Residential | caiso
Aggregate | 1-in-10 | October Monthly System Peak Day | 50% Cycling | 1 | Aggregate1-in-10October Monthly System Peak Day50% Cycling1 | 10.4779 | 10.4779 | 71.2732 | 0 | 0 | 0 | 0 | 0 | 3452 | Non-Residential | caiso
Average Per Ton | 1-in-10 | October Monthly System Peak Day | All | 1 | Average Per Ton1-in-10October Monthly System Peak DayAll1 | 0.34709 | 0.34709 | 71.1852 | 0 | 0 | 0 | 0 | 0 | 4789 | Non-Residential | caiso
Average Per Premise | 1-in-10 | October Monthly System Peak Day | All | 1 | Average Per Premise1-in-10October Monthly System Peak DayAll1 | 3.1844 | 3.1844 | 71.1852 | 0 | 0 | 0 | 0 | 0 | 4789 | Non-Residential | caiso
Average Per Device | 1-in-10 | October Monthly System Peak Day | All | 1 | Average Per Device1-in-10October Monthly System Peak DayAll1 | 1.3469 | 1.3469 | 71.1852 | 0 | 0 | 0 | 0 | 0 | 4789 | Non-Residential | caiso
Aggregate | 1-in-10 | October Monthly System Peak Day | All | 1 | Aggregate1-in-10October Monthly System Peak DayAll1 | 15.25 | 15.25 | 71.1852 | 0 | 0 | 0 | 0 | 0 | 4789 | Non-Residential | caiso
Average Per Ton | 1-in-10 | September Monthly System Peak Day | 30% Cycling | 1 | Average Per Ton1-in-10September Monthly System Peak Day30% Cycling1 | 0.40779 | 0.40779 | 74.012 | 0 | 0 | 0 | 0 | 0 | 1337 | Non-Residential | caiso
Average Per Premise | 1-in-10 | September Monthly System Peak Day | 30% Cycling | 1 | Average Per Premise1-in-10September Monthly System Peak Day30% Cycling1 | 4.3265 | 4.3265 | 74.012 | 0 | 0 | 0 | 0 | 0 | 1337 | Non-Residential | caiso
Average Per Device | 1-in-10 | September Monthly System Peak Day | 30% Cycling | 1 | Average Per Device1-in-10September Monthly System Peak Day30% Cycling1 | 1.5844 | 1.5844 | 74.012 | 0 | 0 | 0 | 0 | 0 | 1337 | Non-Residential | caiso
Aggregate | 1-in-10 | September Monthly System Peak Day | 30% Cycling | 1 | Aggregate1-in-10September Monthly System Peak Day30% Cycling1 | 5.7845 | 5.7845 | 74.012 | 0 | 0 | 0 | 0 | 0 | 1337 | Non-Residential | caiso
Average Per Ton | 1-in-10 | September Monthly System Peak Day | 50% Cycling | 1 | Average Per Ton1-in-10September Monthly System Peak Day50% Cycling1 | 0.38243 | 0.38243 | 74.2625 | 0 | 0 | 0 | 0 | 0 | 3452 | Non-Residential | caiso
Average Per Premise | 1-in-10 | September Monthly System Peak Day | 50% Cycling | 1 | Average Per Premise1-in-10September Monthly System Peak Day50% Cycling1 | 3.2961 | 3.2961 | 74.2625 | 0 | 0 | 0 | 0 | 0 | 3452 | Non-Residential | caiso
Average Per Device | 1-in-10 | September Monthly System Peak Day | 50% Cycling | 1 | Average Per Device1-in-10September Monthly System Peak Day50% Cycling1 | 1.4833 | 1.4833 | 74.2625 | 0 | 0 | 0 | 0 | 0 | 3452 | Non-Residential | caiso
Aggregate | 1-in-10 | September Monthly System Peak Day | 50% Cycling | 1 | Aggregate1-in-10September Monthly System Peak Day50% Cycling1 | 11.378 | 11.378 | 74.2625 | 0 | 0 | 0 | 0 | 0 | 3452 | Non-Residential | caiso
Average Per Ton | 1-in-10 | September Monthly System Peak Day | All | 1 | Average Per Ton1-in-10September Monthly System Peak DayAll1 | 0.38951 | 0.38951 | 74.1925 | 0 | 0 | 0 | 0 | 0 | 4789 | Non-Residential | caiso
Average Per Premise | 1-in-10 | September Monthly System Peak Day | All | 1 | Average Per Premise1-in-10September Monthly System Peak DayAll1 | 3.5736 | 3.5736 | 74.1925 | 0 | 0 | 0 | 0 | 0 | 4789 | Non-Residential | caiso
Average Per Device | 1-in-10 | September Monthly System Peak Day | All | 1 | Average Per Device1-in-10September Monthly System Peak DayAll1 | 1.5116 | 1.5116 | 74.1925 | 0 | 0 | 0 | 0 | 0 | 4789 | Non-Residential | caiso
Aggregate | 1-in-10 | September Monthly System Peak Day | All | 1 | Aggregate1-in-10September Monthly System Peak DayAll1 | 17.1139 | 17.1139 | 74.1925 | 0 | 0 | 0 | 0 | 0 | 4789 | Non-Residential | caiso
Average Per Ton | 1-in-10 | August Monthly System Peak Day | 30% Cycling | 2 | Average Per Ton1-in-10August Monthly System Peak Day30% Cycling2 | 0.33996 | 0.33996 | 71.3272 | 0 | 0 | 0 | 0 | 0 | 1337 | Non-Residential | caiso
Average Per Premise | 1-in-10 | August Monthly System Peak Day | 30% Cycling | 2 | Average Per Premise1-in-10August Monthly System Peak Day30% Cycling2 | 3.6068 | 3.6068 | 71.3272 | 0 | 0 | 0 | 0 | 0 | 1337 | Non-Residential | caiso
Average Per Device | 1-in-10 | August Monthly System Peak Day | 30% Cycling | 2 | Average Per Device1-in-10August Monthly System Peak Day30% Cycling2 | 1.3208 | 1.3208 | 71.3272 | 0 | 0 | 0 | 0 | 0 | 1337 | Non-Residential | caiso
Aggregate | 1-in-10 | August Monthly System Peak Day | 30% Cycling | 2 | Aggregate1-in-10August Monthly System Peak Day30% Cycling2 | 4.8223 | 4.8223 | 71.3272 | 0 | 0 | 0 | 0 | 0 | 1337 | Non-Residential | caiso
Average Per Ton | 1-in-10 | August Monthly System Peak Day | 50% Cycling | 2 | Average Per Ton1-in-10August Monthly System Peak Day50% Cycling2 | 0.34998 | 0.34998 | 71.5169 | 0 | 0 | 0 | 0 | 0 | 3452 | Non-Residential | caiso
Average Per Premise | 1-in-10 | August Monthly System Peak Day | 50% Cycling | 2 | Average Per Premise1-in-10August Monthly System Peak Day50% Cycling2 | 3.0164 | 3.0164 | 71.5169 | 0 | 0 | 0 | 0 | 0 | 3452 | Non-Residential | caiso
Average Per Device | 1-in-10 | August Monthly System Peak Day | 50% Cycling | 2 | Average Per Device1-in-10August Monthly System Peak Day50% Cycling2 | 1.3574 | 1.3574 | 71.5169 | 0 | 0 | 0 | 0 | 0 | 3452 | Non-Residential | caiso
Aggregate | 1-in-10 | August Monthly System Peak Day | 50% Cycling | 2 | Aggregate1-in-10August Monthly System Peak Day50% Cycling2 | 10.4125 | 10.4125 | 71.5169 | 0 | 0 | 0 | 0 | 0 | 3452 | Non-Residential | caiso
Average Per Ton | 1-in-10 | August Monthly System Peak Day | All | 2 | Average Per Ton1-in-10August Monthly System Peak DayAll2 | 0.34718 | 0.34718 | 71.464 | 0 | 0 | 0 | 0 | 0 | 4789 | Non-Residential | caiso
Average Per Premise | 1-in-10 | August Monthly System Peak Day | All | 2 | Average Per Premise1-in-10August Monthly System Peak DayAll2 | 3.1852 | 3.1852 | 71.464 | 0 | 0 | 0 | 0 | 0 | 4789 | Non-Residential | caiso
Average Per Device | 1-in-10 | August Monthly System Peak Day | All | 2 | Average Per Device1-in-10August Monthly System Peak DayAll2 | 1.3473 | 1.3473 | 71.464 | 0 | 0 | 0 | 0 | 0 | 4789 | Non-Residential | caiso
Aggregate | 1-in-10 | August Monthly System Peak Day | All | 2 | Aggregate1-in-10August Monthly System Peak DayAll2 | 15.254 | 15.254 | 71.464 | 0 | 0 | 0 | 0 | 0 | 1913-02-09 | Non-Residential | caiso
Average Per Ton | 1-in-10 | August Typical Event Day | 30% Cycling | 2 | Average Per Ton1-in-10August Typical Event Day30% Cycling2 | 0.33427 | 0.33427 | 69.8225 | 0 | 0 | 0 | 0 | 0 | 1903-08-29 | Non-Residential | caiso
Average Per Premise | 1-in-10 | August Typical Event Day | 30% Cycling | 2 | Average Per Premise1-in-10August Typical Event Day30% Cycling2 | 3.5465 | 3.5465 | 69.8225 | 0 | 0 | 0 | 0 | 0 | 1903-08-29 | Non-Residential | caiso
Average Per Device | 1-in-10 | August Typical Event Day | 30% Cycling | 2 | Average Per Device1-in-10August Typical Event Day30% Cycling2 | 1.2987 | 1.2987 | 69.8225 | 0 | 0 | 0 | 0 | 0 | 1903-08-29 | Non-Residential | caiso
Aggregate | 1-in-10 | August Typical Event Day | 30% Cycling | 2 | Aggregate1-in-10August Typical Event Day30% Cycling2 | 4.7417 | 4.7417 | 69.8225 | 0 | 0 | 0 | 0 | 0 | 1903-08-29 | Non-Residential | caiso
Average Per Ton | 1-in-10 | August Typical Event Day | 50% Cycling | 2 | Average Per Ton1-in-10August Typical Event Day50% Cycling2 | 0.34731 | 0.34731 | 69.9902 | 0 | 0 | 0 | 0 | 0 | 1909-06-13 | Non-Residential | caiso
Average Per Premise | 1-in-10 | August Typical Event Day | 50% Cycling | 2 | Average Per Premise1-in-10August Typical Event Day50% Cycling2 | 2.9934 | 2.9934 | 69.9902 | 0 | 0 | 0 | 0 | 0 | 1909-06-13 | Non-Residential | caiso
Average Per Device | 1-in-10 | August Typical Event Day | 50% Cycling | 2 | Average Per Device1-in-10August Typical Event Day50% Cycling2 | 1.347 | 1.347 | 69.9902 | 0 | 0 | 0 | 0 | 0 | 1909-06-13 | Non-Residential | caiso
Aggregate | 1-in-10 | August Typical Event Day | 50% Cycling | 2 | Aggregate1-in-10August Typical Event Day50% Cycling2 | 10.3332 | 10.3332 | 69.9902 | 0 | 0 | 0 | 0 | 0 | 1909-06-13 | Non-Residential | caiso
Average Per Ton | 1-in-10 | August Typical Event Day | All | 2 | Average Per Ton1-in-10August Typical Event DayAll2 | 0.34367 | 0.34367 | 69.9434 | 0 | 0 | 0 | 0 | 0 | 1913-02-09 | Non-Residential | caiso
Average Per Premise | 1-in-10 | August Typical Event Day | All | 2 | Average Per Premise1-in-10August Typical Event DayAll2 | 3.153 | 3.153 | 69.9434 | 0 | 0 | 0 | 0 | 0 | 1913-02-09 | Non-Residential | caiso
Average Per Device | 1-in-10 | August Typical Event Day | All | 2 | Average Per Device1-in-10August Typical Event DayAll2 | 1.3337 | 1.3337 | 69.9434 | 0 | 0 | 0 | 0 | 0 | 1913-02-09 | Non-Residential | caiso
Aggregate | 1-in-10 | August Typical Event Day | All | 2 | Aggregate1-in-10August Typical Event DayAll2 | 15.0999 | 15.0999 | 69.9434 | 0 | 0 | 0 | 0 | 0 | 1913-02-09 | Non-Residential | caiso
Average Per Ton | 1-in-10 | July Monthly System Peak Day | 30% Cycling | 2 | Average Per Ton1-in-10July Monthly System Peak Day30% Cycling2 | 0.30795 | 0.30795 | 69.32 | 0 | 0 | 0 | 0 | 0 | 1903-08-29 | Non-Residential | caiso
Average Per Premise | 1-in-10 | July Monthly System Peak Day | 30% Cycling | 2 | Average Per Premise1-in-10July Monthly System Peak Day30% Cycling2 | 3.2672 | 3.2672 | 69.32 | 0 | 0 | 0 | 0 | 0 | 1903-08-29 | Non-Residential | caiso
Average Per Device | 1-in-10 | July Monthly System Peak Day | 30% Cycling | 2 | Average Per Device1-in-10July Monthly System Peak Day30% Cycling2 | 1.1964 | 1.1964 | 69.32 | 0 | 0 | 0 | 0 | 0 | 1903-08-29 | Non-Residential | caiso
Aggregate | 1-in-10 | July Monthly System Peak Day | 30% Cycling | 2 | Aggregate1-in-10July Monthly System Peak Day30% Cycling2 | 4.3682 | 4.3682 | 69.32 | 0 | 0 | 0 | 0 | 0 | 1903-08-29 | Non-Residential | caiso
Average Per Ton | 1-in-10 | July Monthly System Peak Day | 50% Cycling | 2 | Average Per Ton1-in-10July Monthly System Peak Day50% Cycling2 | 0.33605 | 0.33605 | 69.4252 | 0 | 0 | 0 | 0 | 0 | 1909-06-13 | Non-Residential | caiso
Average Per Premise | 1-in-10 | July Monthly System Peak Day | 50% Cycling | 2 | Average Per Premise1-in-10July Monthly System Peak Day50% Cycling2 | 2.8963 | 2.8963 | 69.4252 | 0 | 0 | 0 | 0 | 0 | 1909-06-13 | Non-Residential | caiso
Average Per Device | 1-in-10 | July Monthly System Peak Day | 50% Cycling | 2 | Average Per Device1-in-10July Monthly System Peak Day50% Cycling2 | 1.3034 | 1.3034 | 69.4252 | 0 | 0 | 0 | 0 | 0 | 1909-06-13 | Non-Residential | caiso
Aggregate | 1-in-10 | July Monthly System Peak Day | 50% Cycling | 2 | Aggregate1-in-10July Monthly System Peak Day50% Cycling2 | 9.998 | 9.998 | 69.4252 | 0 | 0 | 0 | 0 | 0 | 1909-06-13 | Non-Residential | caiso
Average Per Ton | 1-in-10 | July Monthly System Peak Day | All | 2 | Average Per Ton1-in-10July Monthly System Peak DayAll2 | 0.3282 | 0.3282 | 69.3959 | 0 | 0 | 0 | 0 | 0 | 1913-02-09 | Non-Residential | caiso
Average Per Premise | 1-in-10 | July Monthly System Peak Day | All | 2 | Average Per Premise1-in-10July Monthly System Peak DayAll2 | 3.0111 | 3.0111 | 69.3959 | 0 | 0 | 0 | 0 | 0 | 1913-02-09 | Non-Residential | caiso
Average Per Device | 1-in-10 | July Monthly System Peak Day | All | 2 | Average Per Device1-in-10July Monthly System Peak DayAll2 | 1.2736 | 1.2736 | 69.3959 | 0 | 0 | 0 | 0 | 0 | 1913-02-09 | Non-Residential | caiso
Aggregate | 1-in-10 | July Monthly System Peak Day | All | 2 | Aggregate1-in-10July Monthly System Peak DayAll2 | 14.4202 | 14.4202 | 69.3959 | 0 | 0 | 0 | 0 | 0 | 1913-02-09 | Non-Residential | caiso
Average Per Ton | 1-in-10 | June Monthly System Peak Day | 30% Cycling | 2 | Average Per Ton1-in-10June Monthly System Peak Day30% Cycling2 | 0.30073 | 0.30073 | 65.1072 | 0 | 0 | 0 | 0 | 0 | 1903-08-29 | Non-Residential | caiso
Average Per Premise | 1-in-10 | June Monthly System Peak Day | 30% Cycling | 2 | Average Per Premise1-in-10June Monthly System Peak Day30% Cycling2 | 3.1906 | 3.1906 | 65.1072 | 0 | 0 | 0 | 0 | 0 | 1903-08-29 | Non-Residential | caiso
Average Per Device | 1-in-10 | June Monthly System Peak Day | 30% Cycling | 2 | Average Per Device1-in-10June Monthly System Peak Day30% Cycling2 | 1.1684 | 1.1684 | 65.1072 | 0 | 0 | 0 | 0 | 0 | 1903-08-29 | Non-Residential | caiso
Aggregate | 1-in-10 | June Monthly System Peak Day | 30% Cycling | 2 | Aggregate1-in-10June Monthly System Peak Day30% Cycling2 | 4.2658 | 4.2658 | 65.1072 | 0 | 0 | 0 | 0 | 0 | 1903-08-29 | Non-Residential | caiso
Average Per Ton | 1-in-10 | June Monthly System Peak Day | 50% Cycling | 2 | Average Per Ton1-in-10June Monthly System Peak Day50% Cycling2 | 0.33292 | 0.33292 | 65.389 | 0 | 0 | 0 | 0 | 0 | 1909-06-13 | Non-Residential | caiso
Average Per Premise | 1-in-10 | June Monthly System Peak Day | 50% Cycling | 2 | Average Per Premise1-in-10June Monthly System Peak Day50% Cycling2 | 2.8693 | 2.8693 | 65.389 | 0 | 0 | 0 | 0 | 0 | 1909-06-13 | Non-Residential | caiso
Average Per Device | 1-in-10 | June Monthly System Peak Day | 50% Cycling | 2 | Average Per Device1-in-10June Monthly System Peak Day50% Cycling2 | 1.2912 | 1.2912 | 65.389 | 0 | 0 | 0 | 0 | 0 | 1909-06-13 | Non-Residential | caiso
Aggregate | 1-in-10 | June Monthly System Peak Day | 50% Cycling | 2 | Aggregate1-in-10June Monthly System Peak Day50% Cycling2 | 9.9049 | 9.9049 | 65.389 | 0 | 0 | 0 | 0 | 0 | 1909-06-13 | Non-Residential | caiso
Average Per Ton | 1-in-10 | June Monthly System Peak Day | All | 2 | Average Per Ton1-in-10June Monthly System Peak DayAll2 | 0.32393 | 0.32393 | 65.3103 | 0 | 0 | 0 | 0 | 0 | 1913-02-09 | Non-Residential | caiso
Average Per Premise | 1-in-10 | June Monthly System Peak Day | All | 2 | Average Per Premise1-in-10June Monthly System Peak DayAll2 | 2.9719 | 2.9719 | 65.3103 | 0 | 0 | 0 | 0 | 0 | 1913-02-09 | Non-Residential | caiso
Average Per Device | 1-in-10 | June Monthly System Peak Day | All | 2 | Average Per Device1-in-10June Monthly System Peak DayAll2 | 1.2571 | 1.2571 | 65.3103 | 0 | 0 | 0 | 0 | 0 | 1913-02-09 | Non-Residential | caiso
Aggregate | 1-in-10 | June Monthly System Peak Day | All | 2 | Aggregate1-in-10June Monthly System Peak DayAll2 | 14.2325 | 14.2325 | 65.3103 | 0 | 0 | 0 | 0 | 0 | 1913-02-09 | Non-Residential | caiso
Average Per Ton | 1-in-10 | May Monthly System Peak Day | 30% Cycling | 2 | Average Per Ton1-in-10May Monthly System Peak Day30% Cycling2 | 0.30093 | 0.30093 | 64.5239 | 0 | 0 | 0 | 0 | 0 | 1903-08-29 | Non-Residential | caiso
Average Per Premise | 1-in-10 | May Monthly System Peak Day | 30% Cycling | 2 | Average Per Premise1-in-10May Monthly System Peak Day30% Cycling2 | 3.1928 | 3.1928 | 64.5239 | 0 | 0 | 0 | 0 | 0 | 1903-08-29 | Non-Residential | caiso
Average Per Device | 1-in-10 | May Monthly System Peak Day | 30% Cycling | 2 | Average Per Device1-in-10May Monthly System Peak Day30% Cycling2 | 1.1692 | 1.1692 | 64.5239 | 0 | 0 | 0 | 0 | 0 | 1903-08-29 | Non-Residential | caiso
Aggregate | 1-in-10 | May Monthly System Peak Day | 30% Cycling | 2 | Aggregate1-in-10May Monthly System Peak Day30% Cycling2 | 4.2687 | 4.2687 | 64.5239 | 0 | 0 | 0 | 0 | 0 | 1903-08-29 | Non-Residential | caiso
Average Per Ton | 1-in-10 | May Monthly System Peak Day | 50% Cycling | 2 | Average Per Ton1-in-10May Monthly System Peak Day50% Cycling2 | 0.33264 | 0.33264 | 65.0249 | 0 | 0 | 0 | 0 | 0 | 1909-06-13 | Non-Residential | caiso
Average Per Premise | 1-in-10 | May Monthly System Peak Day | 50% Cycling | 2 | Average Per Premise1-in-10May Monthly System Peak Day50% Cycling2 | 2.8669 | 2.8669 | 65.0249 | 0 | 0 | 0 | 0 | 0 | 1909-06-13 | Non-Residential | caiso
Average Per Device | 1-in-10 | May Monthly System Peak Day | 50% Cycling | 2 | Average Per Device1-in-10May Monthly System Peak Day50% Cycling2 | 1.2901 | 1.2901 | 65.0249 | 0 | 0 | 0 | 0 | 0 | 1909-06-13 | Non-Residential | caiso
Aggregate | 1-in-10 | May Monthly System Peak Day | 50% Cycling | 2 | Aggregate1-in-10May Monthly System Peak Day50% Cycling2 | 9.8965 | 9.8965 | 65.0249 | 0 | 0 | 0 | 0 | 0 | 1909-06-13 | Non-Residential | caiso
Average Per Ton | 1-in-10 | May Monthly System Peak Day | All | 2 | Average Per Ton1-in-10May Monthly System Peak DayAll2 | 0.32378 | 0.32378 | 64.885 | 0 | 0 | 0 | 0 | 0 | 1913-02-09 | Non-Residential | caiso
Average Per Premise | 1-in-10 | May Monthly System Peak Day | All | 2 | Average Per Premise1-in-10May Monthly System Peak DayAll2 | 2.9706 | 2.9706 | 64.885 | 0 | 0 | 0 | 0 | 0 | 1913-02-09 | Non-Residential | caiso
Average Per Device | 1-in-10 | May Monthly System Peak Day | All | 2 | Average Per Device1-in-10May Monthly System Peak DayAll2 | 1.2565 | 1.2565 | 64.885 | 0 | 0 | 0 | 0 | 0 | 1913-02-09 | Non-Residential | caiso
Aggregate | 1-in-10 | May Monthly System Peak Day | All | 2 | Aggregate1-in-10May Monthly System Peak DayAll2 | 14.226 | 14.226 | 64.885 | 0 | 0 | 0 | 0 | 0 | 1913-02-09 | Non-Residential | caiso
Average Per Ton | 1-in-10 | October Monthly System Peak Day | 30% Cycling | 2 | Average Per Ton1-in-10October Monthly System Peak Day30% Cycling2 | 0.31813 | 0.31813 | 69.4939 | 0 | 0 | 0 | 0 | 0 | 1903-08-29 | Non-Residential | caiso
Average Per Premise | 1-in-10 | October Monthly System Peak Day | 30% Cycling | 2 | Average Per Premise1-in-10October Monthly System Peak Day30% Cycling2 | 3.3753 | 3.3753 | 69.4939 | 0 | 0 | 0 | 0 | 0 | 1903-08-29 | Non-Residential | caiso
Average Per Device | 1-in-10 | October Monthly System Peak Day | 30% Cycling | 2 | Average Per Device1-in-10October Monthly System Peak Day30% Cycling2 | 1.236 | 1.236 | 69.4939 | 0 | 0 | 0 | 0 | 0 | 1903-08-29 | Non-Residential | caiso
Aggregate | 1-in-10 | October Monthly System Peak Day | 30% Cycling | 2 | Aggregate1-in-10October Monthly System Peak Day30% Cycling2 | 4.5127 | 4.5127 | 69.4939 | 0 | 0 | 0 | 0 | 0 | 1903-08-29 | Non-Residential | caiso
Average Per Ton | 1-in-10 | October Monthly System Peak Day | 50% Cycling | 2 | Average Per Ton1-in-10October Monthly System Peak Day50% Cycling2 | 0.34101 | 0.34101 | 69.9028 | 0 | 0 | 0 | 0 | 0 | 1909-06-13 | Non-Residential | caiso
Average Per Premise | 1-in-10 | October Monthly System Peak Day | 50% Cycling | 2 | Average Per Premise1-in-10October Monthly System Peak Day50% Cycling2 | 2.939 | 2.939 | 69.9028 | 0 | 0 | 0 | 0 | 0 | 1909-06-13 | Non-Residential | caiso
Average Per Device | 1-in-10 | October Monthly System Peak Day | 50% Cycling | 2 | Average Per Device1-in-10October Monthly System Peak Day50% Cycling2 | 1.3226 | 1.3226 | 69.9028 | 0 | 0 | 0 | 0 | 0 | 1909-06-13 | Non-Residential | caiso
Aggregate | 1-in-10 | October Monthly System Peak Day | 50% Cycling | 2 | Aggregate1-in-10October Monthly System Peak Day50% Cycling2 | 10.1456 | 10.1456 | 69.9028 | 0 | 0 | 0 | 0 | 0 | 1909-06-13 | Non-Residential | caiso
Average Per Ton | 1-in-10 | October Monthly System Peak Day | All | 2 | Average Per Ton1-in-10October Monthly System Peak DayAll2 | 0.33462 | 0.33462 | 69.7887 | 0 | 0 | 0 | 0 | 0 | 1913-02-09 | Non-Residential | caiso
Average Per Premise | 1-in-10 | October Monthly System Peak Day | All | 2 | Average Per Premise1-in-10October Monthly System Peak DayAll2 | 3.07 | 3.07 | 69.7887 | 0 | 0 | 0 | 0 | 0 | 1913-02-09 | Non-Residential | caiso
Average Per Device | 1-in-10 | October Monthly System Peak Day | All | 2 | Average Per Device1-in-10October Monthly System Peak DayAll2 | 1.2985 | 1.2985 | 69.7887 | 0 | 0 | 0 | 0 | 0 | 1913-02-09 | Non-Residential | caiso
Aggregate | 1-in-10 | October Monthly System Peak Day | All | 2 | Aggregate1-in-10October Monthly System Peak DayAll2 | 14.7022 | 14.7022 | 69.7887 | 0 | 0 | 0 | 0 | 0 | 1913-02-09 | Non-Residential | caiso
Average Per Ton | 1-in-10 | September Monthly System Peak Day | 30% Cycling | 2 | Average Per Ton1-in-10September Monthly System Peak Day30% Cycling2 | 0.38847 | 0.38847 | 73.5357 | 0 | 0 | 0 | 0 | 0 | 1903-08-29 | Non-Residential | caiso
Average Per Premise | 1-in-10 | September Monthly System Peak Day | 30% Cycling | 2 | Average Per Premise1-in-10September Monthly System Peak Day30% Cycling2 | 4.1215 | 4.1215 | 73.5357 | 0 | 0 | 0 | 0 | 0 | 1903-08-29 | Non-Residential | caiso
Average Per Device | 1-in-10 | September Monthly System Peak Day | 30% Cycling | 2 | Average Per Device1-in-10September Monthly System Peak Day30% Cycling2 | 1.5093 | 1.5093 | 73.5357 | 0 | 0 | 0 | 0 | 0 | 1903-08-29 | Non-Residential | caiso
Aggregate | 1-in-10 | September Monthly System Peak Day | 30% Cycling | 2 | Aggregate1-in-10September Monthly System Peak Day30% Cycling2 | 5.5104 | 5.5104 | 73.5357 | 0 | 0 | 0 | 0 | 0 | 1903-08-29 | Non-Residential | caiso
Average Per Ton | 1-in-10 | September Monthly System Peak Day | 50% Cycling | 2 | Average Per Ton1-in-10September Monthly System Peak Day50% Cycling2 | 0.3703 | 0.3703 | 73.6297 | 0 | 0 | 0 | 0 | 0 | 1909-06-13 | Non-Residential | caiso
Average Per Premise | 1-in-10 | September Monthly System Peak Day | 50% Cycling | 2 | Average Per Premise1-in-10September Monthly System Peak Day50% Cycling2 | 3.1915 | 3.1915 | 73.6297 | 0 | 0 | 0 | 0 | 0 | 1909-06-13 | Non-Residential | caiso
Average Per Device | 1-in-10 | September Monthly System Peak Day | 50% Cycling | 2 | Average Per Device1-in-10September Monthly System Peak Day50% Cycling2 | 1.4362 | 1.4362 | 73.6297 | 0 | 0 | 0 | 0 | 0 | 1909-06-13 | Non-Residential | caiso
Aggregate | 1-in-10 | September Monthly System Peak Day | 50% Cycling | 2 | Aggregate1-in-10September Monthly System Peak Day50% Cycling2 | 11.0172 | 11.0172 | 73.6297 | 0 | 0 | 0 | 0 | 0 | 1909-06-13 | Non-Residential | caiso
Average Per Ton | 1-in-10 | September Monthly System Peak Day | All | 2 | Average Per Ton1-in-10September Monthly System Peak DayAll2 | 0.37538 | 0.37538 | 73.6034 | 0 | 0 | 0 | 0 | 0 | 1913-02-09 | Non-Residential | caiso
Average Per Premise | 1-in-10 | September Monthly System Peak Day | All | 2 | Average Per Premise1-in-10September Monthly System Peak DayAll2 | 3.4439 | 3.4439 | 73.6034 | 0 | 0 | 0 | 0 | 0 | 1913-02-09 | Non-Residential | caiso
Average Per Device | 1-in-10 | September Monthly System Peak Day | All | 2 | Average Per Device1-in-10September Monthly System Peak DayAll2 | 1.4567 | 1.4567 | 73.6034 | 0 | 0 | 0 | 0 | 0 | 1913-02-09 | Non-Residential | caiso
Aggregate | 1-in-10 | September Monthly System Peak Day | All | 2 | Aggregate1-in-10September Monthly System Peak DayAll2 | 16.4927 | 16.4927 | 73.6034 | 0 | 0 | 0 | 0 | 0 | 1913-02-09 | Non-Residential | caiso
Average Per Ton | 1-in-10 | August Monthly System Peak Day | 30% Cycling | 3 | Average Per Ton1-in-10August Monthly System Peak Day30% Cycling3 | 0.32668 | 0.32668 | 70.6724 | 0 | 0 | 0 | 0 | 0 | 1903-08-29 | Non-Residential | caiso
Average Per Premise | 1-in-10 | August Monthly System Peak Day | 30% Cycling | 3 | Average Per Premise1-in-10August Monthly System Peak Day30% Cycling3 | 3.4659 | 3.4659 | 70.6724 | 0 | 0 | 0 | 0 | 0 | 1903-08-29 | Non-Residential | caiso
Average Per Device | 1-in-10 | August Monthly System Peak Day | 30% Cycling | 3 | Average Per Device1-in-10August Monthly System Peak Day30% Cycling3 | 1.2692 | 1.2692 | 70.6724 | 0 | 0 | 0 | 0 | 0 | 1903-08-29 | Non-Residential | caiso
Aggregate | 1-in-10 | August Monthly System Peak Day | 30% Cycling | 3 | Aggregate1-in-10August Monthly System Peak Day30% Cycling3 | 4.6339 | 4.6339 | 70.6724 | 0 | 0 | 0 | 0 | 0 | 1903-08-29 | Non-Residential | caiso
Average Per Ton | 1-in-10 | August Monthly System Peak Day | 50% Cycling | 3 | Average Per Ton1-in-10August Monthly System Peak Day50% Cycling3 | 0.33987 | 0.33987 | 70.8935 | 0 | 0 | 0 | 0 | 0 | 1909-06-13 | Non-Residential | caiso
Average Per Premise | 1-in-10 | August Monthly System Peak Day | 50% Cycling | 3 | Average Per Premise1-in-10August Monthly System Peak Day50% Cycling3 | 2.9292 | 2.9292 | 70.8935 | 0 | 0 | 0 | 0 | 0 | 1909-06-13 | Non-Residential | caiso
Average Per Device | 1-in-10 | August Monthly System Peak Day | 50% Cycling | 3 | Average Per Device1-in-10August Monthly System Peak Day50% Cycling3 | 1.3182 | 1.3182 | 70.8935 | 0 | 0 | 0 | 0 | 0 | 1909-06-13 | Non-Residential | caiso
Aggregate | 1-in-10 | August Monthly System Peak Day | 50% Cycling | 3 | Aggregate1-in-10August Monthly System Peak Day50% Cycling3 | 10.1116 | 10.1116 | 70.8935 | 0 | 0 | 0 | 0 | 0 | 1909-06-13 | Non-Residential | caiso
Average Per Ton | 1-in-10 | August Monthly System Peak Day | All | 3 | Average Per Ton1-in-10August Monthly System Peak DayAll3 | 0.33618 | 0.33618 | 70.8318 | 0 | 0 | 0 | 0 | 0 | 1913-02-09 | Non-Residential | caiso
Average Per Premise | 1-in-10 | August Monthly System Peak Day | All | 3 | Average Per Premise1-in-10August Monthly System Peak DayAll3 | 3.0843 | 3.0843 | 70.8318 | 0 | 0 | 0 | 0 | 0 | 1913-02-09 | Non-Residential | caiso
Average Per Device | 1-in-10 | August Monthly System Peak Day | All | 3 | Average Per Device1-in-10August Monthly System Peak DayAll3 | 1.3046 | 1.3046 | 70.8318 | 0 | 0 | 0 | 0 | 0 | 1913-02-09 | Non-Residential | caiso
Aggregate | 1-in-10 | August Monthly System Peak Day | All | 3 | Aggregate1-in-10August Monthly System Peak DayAll3 | 14.7708 | 14.7708 | 70.8318 | 0 | 0 | 0 | 0 | 0 | 1913-02-09 | Non-Residential | caiso
Average Per Ton | 1-in-10 | August Typical Event Day | 30% Cycling | 3 | Average Per Ton1-in-10August Typical Event Day30% Cycling3 | 0.32122 | 0.32122 | 69.2521 | 0 | 0 | 0 | 0 | 0 | 1903-08-29 | Non-Residential | caiso
Average Per Premise | 1-in-10 | August Typical Event Day | 30% Cycling | 3 | Average Per Premise1-in-10August Typical Event Day30% Cycling3 | 3.408 | 3.408 | 69.2521 | 0 | 0 | 0 | 0 | 0 | 1903-08-29 | Non-Residential | caiso
Average Per Device | 1-in-10 | August Typical Event Day | 30% Cycling | 3 | Average Per Device1-in-10August Typical Event Day30% Cycling3 | 1.248 | 1.248 | 69.2521 | 0 | 0 | 0 | 0 | 0 | 1903-08-29 | Non-Residential | caiso
Aggregate | 1-in-10 | August Typical Event Day | 30% Cycling | 3 | Aggregate1-in-10August Typical Event Day30% Cycling3 | 4.5565 | 4.5565 | 69.2521 | 0 | 0 | 0 | 0 | 0 | 1903-08-29 | Non-Residential | caiso
Average Per Ton | 1-in-10 | August Typical Event Day | 50% Cycling | 3 | Average Per Ton1-in-10August Typical Event Day50% Cycling3 | 0.33728 | 0.33728 | 69.4788 | 0 | 0 | 0 | 0 | 0 | 1909-06-13 | Non-Residential | caiso
Average Per Premise | 1-in-10 | August Typical Event Day | 50% Cycling | 3 | Average Per Premise1-in-10August Typical Event Day50% Cycling3 | 2.9069 | 2.9069 | 69.4788 | 0 | 0 | 0 | 0 | 0 | 1909-06-13 | Non-Residential | caiso
Average Per Device | 1-in-10 | August Typical Event Day | 50% Cycling | 3 | Average Per Device1-in-10August Typical Event Day50% Cycling3 | 1.3081 | 1.3081 | 69.4788 | 0 | 0 | 0 | 0 | 0 | 1909-06-13 | Non-Residential | caiso
Aggregate | 1-in-10 | August Typical Event Day | 50% Cycling | 3 | Aggregate1-in-10August Typical Event Day50% Cycling3 | 10.0345 | 10.0345 | 69.4788 | 0 | 0 | 0 | 0 | 0 | 1909-06-13 | Non-Residential | caiso
Average Per Ton | 1-in-10 | August Typical Event Day | All | 3 | Average Per Ton1-in-10August Typical Event DayAll3 | 0.33279 | 0.33279 | 69.4155 | 0 | 0 | 0 | 0 | 0 | 1913-02-09 | Non-Residential | caiso
Average Per Premise | 1-in-10 | August Typical Event Day | All | 3 | Average Per Premise1-in-10August Typical Event DayAll3 | 3.0532 | 3.0532 | 69.4155 | 0 | 0 | 0 | 0 | 0 | 1913-02-09 | Non-Residential | caiso
Average Per Device | 1-in-10 | August Typical Event Day | All | 3 | Average Per Device1-in-10August Typical Event DayAll3 | 1.2915 | 1.2915 | 69.4155 | 0 | 0 | 0 | 0 | 0 | 1913-02-09 | Non-Residential | caiso
Aggregate | 1-in-10 | August Typical Event Day | All | 3 | Aggregate1-in-10August Typical Event DayAll3 | 14.6218 | 14.6218 | 69.4155 | 0 | 0 | 0 | 0 | 0 | 4789 | Non-Residential | caiso
Average Per Ton | 1-in-10 | July Monthly System Peak Day | 30% Cycling | 3 | Average Per Ton1-in-10July Monthly System Peak Day30% Cycling3 | 0.29592 | 0.29592 | 69.1572 | 0 | 0 | 0 | 0 | 0 | 1337 | Non-Residential | caiso
Average Per Premise | 1-in-10 | July Monthly System Peak Day | 30% Cycling | 3 | Average Per Premise1-in-10July Monthly System Peak Day30% Cycling3 | 3.1395 | 3.1395 | 69.1572 | 0 | 0 | 0 | 0 | 0 | 1337 | Non-Residential | caiso
Average Per Device | 1-in-10 | July Monthly System Peak Day | 30% Cycling | 3 | Average Per Device1-in-10July Monthly System Peak Day30% Cycling3 | 1.1497 | 1.1497 | 69.1572 | 0 | 0 | 0 | 0 | 0 | 1337 | Non-Residential | caiso
Aggregate | 1-in-10 | July Monthly System Peak Day | 30% Cycling | 3 | Aggregate1-in-10July Monthly System Peak Day30% Cycling3 | 4.1976 | 4.1976 | 69.1572 | 0 | 0 | 0 | 0 | 0 | 1337 | Non-Residential | caiso
Average Per Ton | 1-in-10 | July Monthly System Peak Day | 50% Cycling | 3 | Average Per Ton1-in-10July Monthly System Peak Day50% Cycling3 | 0.32634 | 0.32634 | 69.3732 | 0 | 0 | 0 | 0 | 0 | 3452 | Non-Residential | caiso
Average Per Premise | 1-in-10 | July Monthly System Peak Day | 50% Cycling | 3 | Average Per Premise1-in-10July Monthly System Peak Day50% Cycling3 | 2.8126 | 2.8126 | 69.3732 | 0 | 0 | 0 | 0 | 0 | 3452 | Non-Residential | caiso
Average Per Device | 1-in-10 | July Monthly System Peak Day | 50% Cycling | 3 | Average Per Device1-in-10July Monthly System Peak Day50% Cycling3 | 1.2657 | 1.2657 | 69.3732 | 0 | 0 | 0 | 0 | 0 | 3452 | Non-Residential | caiso
Aggregate | 1-in-10 | July Monthly System Peak Day | 50% Cycling | 3 | Aggregate1-in-10July Monthly System Peak Day50% Cycling3 | 9.7091 | 9.7091 | 69.3732 | 0 | 0 | 0 | 0 | 0 | 3452 | Non-Residential | caiso
Average Per Ton | 1-in-10 | July Monthly System Peak Day | All | 3 | Average Per Ton1-in-10July Monthly System Peak DayAll3 | 0.31784 | 0.31784 | 69.3129 | 0 | 0 | 0 | 0 | 0 | 4789 | Non-Residential | caiso
Average Per Premise | 1-in-10 | July Monthly System Peak Day | All | 3 | Average Per Premise1-in-10July Monthly System Peak DayAll3 | 2.9161 | 2.9161 | 69.3129 | 0 | 0 | 0 | 0 | 0 | 4789 | Non-Residential | caiso
Average Per Device | 1-in-10 | July Monthly System Peak Day | All | 3 | Average Per Device1-in-10July Monthly System Peak DayAll3 | 1.2334 | 1.2334 | 69.3129 | 0 | 0 | 0 | 0 | 0 | 4789 | Non-Residential | caiso
Aggregate | 1-in-10 | July Monthly System Peak Day | All | 3 | Aggregate1-in-10July Monthly System Peak DayAll3 | 13.965 | 13.965 | 69.3129 | 0 | 0 | 0 | 0 | 0 | 4789 | Non-Residential | caiso
Average Per Ton | 1-in-10 | June Monthly System Peak Day | 30% Cycling | 3 | Average Per Ton1-in-10June Monthly System Peak Day30% Cycling3 | 0.28898 | 0.28898 | 64.7977 | 0 | 0 | 0 | 0 | 0 | 1337 | Non-Residential | caiso
Average Per Premise | 1-in-10 | June Monthly System Peak Day | 30% Cycling | 3 | Average Per Premise1-in-10June Monthly System Peak Day30% Cycling3 | 3.066 | 3.066 | 64.7977 | 0 | 0 | 0 | 0 | 0 | 1337 | Non-Residential | caiso
Average Per Device | 1-in-10 | June Monthly System Peak Day | 30% Cycling | 3 | Average Per Device1-in-10June Monthly System Peak Day30% Cycling3 | 1.1228 | 1.1228 | 64.7977 | 0 | 0 | 0 | 0 | 0 | 1337 | Non-Residential | caiso
Aggregate | 1-in-10 | June Monthly System Peak Day | 30% Cycling | 3 | Aggregate1-in-10June Monthly System Peak Day30% Cycling3 | 4.0992 | 4.0992 | 64.7977 | 0 | 0 | 0 | 0 | 0 | 1337 | Non-Residential | caiso
Average Per Ton | 1-in-10 | June Monthly System Peak Day | 50% Cycling | 3 | Average Per Ton1-in-10June Monthly System Peak Day50% Cycling3 | 0.3233 | 0.3233 | 65.1421 | 0 | 0 | 0 | 0 | 0 | 3452 | Non-Residential | caiso
Average Per Premise | 1-in-10 | June Monthly System Peak Day | 50% Cycling | 3 | Average Per Premise1-in-10June Monthly System Peak Day50% Cycling3 | 2.7864 | 2.7864 | 65.1421 | 0 | 0 | 0 | 0 | 0 | 3452 | Non-Residential | caiso
Average Per Device | 1-in-10 | June Monthly System Peak Day | 50% Cycling | 3 | Average Per Device1-in-10June Monthly System Peak Day50% Cycling3 | 1.2539 | 1.2539 | 65.1421 | 0 | 0 | 0 | 0 | 0 | 3452 | Non-Residential | caiso
Aggregate | 1-in-10 | June Monthly System Peak Day | 50% Cycling | 3 | Aggregate1-in-10June Monthly System Peak Day50% Cycling3 | 9.6187 | 9.6187 | 65.1421 | 0 | 0 | 0 | 0 | 0 | 3452 | Non-Residential | caiso
Average Per Ton | 1-in-10 | June Monthly System Peak Day | All | 3 | Average Per Ton1-in-10June Monthly System Peak DayAll3 | 0.31372 | 0.31372 | 65.046 | 0 | 0 | 0 | 0 | 0 | 4789 | Non-Residential | caiso
Average Per Premise | 1-in-10 | June Monthly System Peak Day | All | 3 | Average Per Premise1-in-10June Monthly System Peak DayAll3 | 2.8782 | 2.8782 | 65.046 | 0 | 0 | 0 | 0 | 0 | 4789 | Non-Residential | caiso
Average Per Device | 1-in-10 | June Monthly System Peak Day | All | 3 | Average Per Device1-in-10June Monthly System Peak DayAll3 | 1.2174 | 1.2174 | 65.046 | 0 | 0 | 0 | 0 | 0 | 4789 | Non-Residential | caiso
Aggregate | 1-in-10 | June Monthly System Peak Day | All | 3 | Aggregate1-in-10June Monthly System Peak DayAll3 | 13.7837 | 13.7837 | 65.046 | 0 | 0 | 0 | 0 | 0 | 4789 | Non-Residential | caiso
Average Per Ton | 1-in-10 | May Monthly System Peak Day | 30% Cycling | 3 | Average Per Ton1-in-10May Monthly System Peak Day30% Cycling3 | 0.28918 | 0.28918 | 64.6072 | 0 | 0 | 0 | 0 | 0 | 1337 | Non-Residential | caiso
Average Per Premise | 1-in-10 | May Monthly System Peak Day | 30% Cycling | 3 | Average Per Premise1-in-10May Monthly System Peak Day30% Cycling3 | 3.0681 | 3.0681 | 64.6072 | 0 | 0 | 0 | 0 | 0 | 1337 | Non-Residential | caiso
Average Per Device | 1-in-10 | May Monthly System Peak Day | 30% Cycling | 3 | Average Per Device1-in-10May Monthly System Peak Day30% Cycling3 | 1.1235 | 1.1235 | 64.6072 | 0 | 0 | 0 | 0 | 0 | 1337 | Non-Residential | caiso
Aggregate | 1-in-10 | May Monthly System Peak Day | 30% Cycling | 3 | Aggregate1-in-10May Monthly System Peak Day30% Cycling3 | 4.102 | 4.102 | 64.6072 | 0 | 0 | 0 | 0 | 0 | 1337 | Non-Residential | caiso
Average Per Ton | 1-in-10 | May Monthly System Peak Day | 50% Cycling | 3 | Average Per Ton1-in-10May Monthly System Peak Day50% Cycling3 | 0.32302 | 0.32302 | 64.889 | 0 | 0 | 0 | 0 | 0 | 3452 | Non-Residential | caiso
Average Per Premise | 1-in-10 | May Monthly System Peak Day | 50% Cycling | 3 | Average Per Premise1-in-10May Monthly System Peak Day50% Cycling3 | 2.784 | 2.784 | 64.889 | 0 | 0 | 0 | 0 | 0 | 3452 | Non-Residential | caiso
Average Per Device | 1-in-10 | May Monthly System Peak Day | 50% Cycling | 3 | Average Per Device1-in-10May Monthly System Peak Day50% Cycling3 | 1.2528 | 1.2528 | 64.889 | 0 | 0 | 0 | 0 | 0 | 3452 | Non-Residential | caiso
Aggregate | 1-in-10 | May Monthly System Peak Day | 50% Cycling | 3 | Aggregate1-in-10May Monthly System Peak Day50% Cycling3 | 9.6105 | 9.6105 | 64.889 | 0 | 0 | 0 | 0 | 0 | 3452 | Non-Residential | caiso
Average Per Ton | 1-in-10 | May Monthly System Peak Day | All | 3 | Average Per Ton1-in-10May Monthly System Peak DayAll3 | 0.31357 | 0.31357 | 64.8103 | 0 | 0 | 0 | 0 | 0 | 4789 | Non-Residential | caiso
Average Per Premise | 1-in-10 | May Monthly System Peak Day | All | 3 | Average Per Premise1-in-10May Monthly System Peak DayAll3 | 2.8769 | 2.8769 | 64.8103 | 0 | 0 | 0 | 0 | 0 | 4789 | Non-Residential | caiso
Average Per Device | 1-in-10 | May Monthly System Peak Day | All | 3 | Average Per Device1-in-10May Monthly System Peak DayAll3 | 1.2169 | 1.2169 | 64.8103 | 0 | 0 | 0 | 0 | 0 | 4789 | Non-Residential | caiso
Aggregate | 1-in-10 | May Monthly System Peak Day | All | 3 | Aggregate1-in-10May Monthly System Peak DayAll3 | 13.7774 | 13.7774 | 64.8103 | 0 | 0 | 0 | 0 | 0 | 4789 | Non-Residential | caiso
Average Per Ton | 1-in-10 | October Monthly System Peak Day | 30% Cycling | 3 | Average Per Ton1-in-10October Monthly System Peak Day30% Cycling3 | 0.30571 | 0.30571 | 69.5696 | 0 | 0 | 0 | 0 | 0 | 1337 | Non-Residential | caiso
Average Per Premise | 1-in-10 | October Monthly System Peak Day | 30% Cycling | 3 | Average Per Premise1-in-10October Monthly System Peak Day30% Cycling3 | 3.2434 | 3.2434 | 69.5696 | 0 | 0 | 0 | 0 | 0 | 1337 | Non-Residential | caiso
Average Per Device | 1-in-10 | October Monthly System Peak Day | 30% Cycling | 3 | Average Per Device1-in-10October Monthly System Peak Day30% Cycling3 | 1.1877 | 1.1877 | 69.5696 | 0 | 0 | 0 | 0 | 0 | 1337 | Non-Residential | caiso
Aggregate | 1-in-10 | October Monthly System Peak Day | 30% Cycling | 3 | Aggregate1-in-10October Monthly System Peak Day30% Cycling3 | 4.3364 | 4.3364 | 69.5696 | 0 | 0 | 0 | 0 | 0 | 1337 | Non-Residential | caiso
Average Per Ton | 1-in-10 | October Monthly System Peak Day | 50% Cycling | 3 | Average Per Ton1-in-10October Monthly System Peak Day50% Cycling3 | 0.33115 | 0.33115 | 69.7568 | 0 | 0 | 0 | 0 | 0 | 3452 | Non-Residential | caiso
Average Per Premise | 1-in-10 | October Monthly System Peak Day | 50% Cycling | 3 | Average Per Premise1-in-10October Monthly System Peak Day50% Cycling3 | 2.8541 | 2.8541 | 69.7568 | 0 | 0 | 0 | 0 | 0 | 3452 | Non-Residential | caiso
Average Per Device | 1-in-10 | October Monthly System Peak Day | 50% Cycling | 3 | Average Per Device1-in-10October Monthly System Peak Day50% Cycling3 | 1.2844 | 1.2844 | 69.7568 | 0 | 0 | 0 | 0 | 0 | 3452 | Non-Residential | caiso
Aggregate | 1-in-10 | October Monthly System Peak Day | 50% Cycling | 3 | Aggregate1-in-10October Monthly System Peak Day50% Cycling3 | 9.8524 | 9.8524 | 69.7568 | 0 | 0 | 0 | 0 | 0 | 3452 | Non-Residential | caiso
Average Per Ton | 1-in-10 | October Monthly System Peak Day | All | 3 | Average Per Ton1-in-10October Monthly System Peak DayAll3 | 0.32405 | 0.32405 | 69.7045 | 0 | 0 | 0 | 0 | 0 | 4789 | Non-Residential | caiso
Average Per Premise | 1-in-10 | October Monthly System Peak Day | All | 3 | Average Per Premise1-in-10October Monthly System Peak DayAll3 | 2.973 | 2.973 | 69.7045 | 0 | 0 | 0 | 0 | 0 | 4789 | Non-Residential | caiso
Average Per Device | 1-in-10 | October Monthly System Peak Day | All | 3 | Average Per Device1-in-10October Monthly System Peak DayAll3 | 1.2575 | 1.2575 | 69.7045 | 0 | 0 | 0 | 0 | 0 | 4789 | Non-Residential | caiso
Aggregate | 1-in-10 | October Monthly System Peak Day | All | 3 | Aggregate1-in-10October Monthly System Peak DayAll3 | 14.2376 | 14.2376 | 69.7045 | 0 | 0 | 0 | 0 | 0 | 4789 | Non-Residential | caiso
Average Per Ton | 1-in-10 | September Monthly System Peak Day | 30% Cycling | 3 | Average Per Ton1-in-10September Monthly System Peak Day30% Cycling3 | 0.37329 | 0.37329 | 72.381 | 0 | 0 | 0 | 0 | 0 | 1337 | Non-Residential | caiso
Average Per Premise | 1-in-10 | September Monthly System Peak Day | 30% Cycling | 3 | Average Per Premise1-in-10September Monthly System Peak Day30% Cycling3 | 3.9605 | 3.9605 | 72.381 | 0 | 0 | 0 | 0 | 0 | 1337 | Non-Residential | caiso
Average Per Device | 1-in-10 | September Monthly System Peak Day | 30% Cycling | 3 | Average Per Device1-in-10September Monthly System Peak Day30% Cycling3 | 1.4503 | 1.4503 | 72.381 | 0 | 0 | 0 | 0 | 0 | 1337 | Non-Residential | caiso
Aggregate | 1-in-10 | September Monthly System Peak Day | 30% Cycling | 3 | Aggregate1-in-10September Monthly System Peak Day30% Cycling3 | 5.2951 | 5.2951 | 72.381 | 0 | 0 | 0 | 0 | 0 | 1337 | Non-Residential | caiso
Average Per Ton | 1-in-10 | September Monthly System Peak Day | 50% Cycling | 3 | Average Per Ton1-in-10September Monthly System Peak Day50% Cycling3 | 0.3596 | 0.3596 | 72.5062 | 0 | 0 | 0 | 0 | 0 | 3452 | Non-Residential | caiso
Average Per Premise | 1-in-10 | September Monthly System Peak Day | 50% Cycling | 3 | Average Per Premise1-in-10September Monthly System Peak Day50% Cycling3 | 3.0993 | 3.0993 | 72.5062 | 0 | 0 | 0 | 0 | 0 | 3452 | Non-Residential | caiso
Average Per Device | 1-in-10 | September Monthly System Peak Day | 50% Cycling | 3 | Average Per Device1-in-10September Monthly System Peak Day50% Cycling3 | 1.3947 | 1.3947 | 72.5062 | 0 | 0 | 0 | 0 | 0 | 3452 | Non-Residential | caiso
Aggregate | 1-in-10 | September Monthly System Peak Day | 50% Cycling | 3 | Aggregate1-in-10September Monthly System Peak Day50% Cycling3 | 10.6988 | 10.6988 | 72.5062 | 0 | 0 | 0 | 0 | 0 | 3452 | Non-Residential | caiso
Average Per Ton | 1-in-10 | September Monthly System Peak Day | All | 3 | Average Per Ton1-in-10September Monthly System Peak DayAll3 | 0.36342 | 0.36342 | 72.4713 | 0 | 0 | 0 | 0 | 0 | 4789 | Non-Residential | caiso
Average Per Premise | 1-in-10 | September Monthly System Peak Day | All | 3 | Average Per Premise1-in-10September Monthly System Peak DayAll3 | 3.3342 | 3.3342 | 72.4713 | 0 | 0 | 0 | 0 | 0 | 4789 | Non-Residential | caiso
Average Per Device | 1-in-10 | September Monthly System Peak Day | All | 3 | Average Per Device1-in-10September Monthly System Peak DayAll3 | 1.4103 | 1.4103 | 72.4713 | 0 | 0 | 0 | 0 | 0 | 4789 | Non-Residential | caiso
Aggregate | 1-in-10 | September Monthly System Peak Day | All | 3 | Aggregate1-in-10September Monthly System Peak DayAll3 | 15.9677 | 15.9677 | 72.4713 | 0 | 0 | 0 | 0 | 0 | 4789 | Non-Residential | caiso
Average Per Ton | 1-in-10 | August Monthly System Peak Day | 30% Cycling | 4 | Average Per Ton1-in-10August Monthly System Peak Day30% Cycling4 | 0.32314 | 0.32314 | 70.4224 | 0 | 0 | 0 | 0 | 0 | 1337 | Non-Residential | caiso
Average Per Premise | 1-in-10 | August Monthly System Peak Day | 30% Cycling | 4 | Average Per Premise1-in-10August Monthly System Peak Day30% Cycling4 | 3.4284 | 3.4284 | 70.4224 | 0 | 0 | 0 | 0 | 0 | 1337 | Non-Residential | caiso
Average Per Device | 1-in-10 | August Monthly System Peak Day | 30% Cycling | 4 | Average Per Device1-in-10August Monthly System Peak Day30% Cycling4 | 1.2555 | 1.2555 | 70.4224 | 0 | 0 | 0 | 0 | 0 | 1337 | Non-Residential | caiso
Aggregate | 1-in-10 | August Monthly System Peak Day | 30% Cycling | 4 | Aggregate1-in-10August Monthly System Peak Day30% Cycling4 | 4.5838 | 4.5838 | 70.4224 | 0 | 0 | 0 | 0 | 0 | 1337 | Non-Residential | caiso
Average Per Ton | 1-in-10 | August Monthly System Peak Day | 50% Cycling | 4 | Average Per Ton1-in-10August Monthly System Peak Day50% Cycling4 | 0.33712 | 0.33712 | 70.6435 | 0 | 0 | 0 | 0 | 0 | 3452 | Non-Residential | caiso
Average Per Premise | 1-in-10 | August Monthly System Peak Day | 50% Cycling | 4 | Average Per Premise1-in-10August Monthly System Peak Day50% Cycling4 | 2.9055 | 2.9055 | 70.6435 | 0 | 0 | 0 | 0 | 0 | 3452 | Non-Residential | caiso
Average Per Device | 1-in-10 | August Monthly System Peak Day | 50% Cycling | 4 | Average Per Device1-in-10August Monthly System Peak Day50% Cycling4 | 1.3075 | 1.3075 | 70.6435 | 0 | 0 | 0 | 0 | 0 | 3452 | Non-Residential | caiso
Aggregate | 1-in-10 | August Monthly System Peak Day | 50% Cycling | 4 | Aggregate1-in-10August Monthly System Peak Day50% Cycling4 | 10.0299 | 10.0299 | 70.6435 | 0 | 0 | 0 | 0 | 0 | 3452 | Non-Residential | caiso
Average Per Ton | 1-in-10 | August Monthly System Peak Day | All | 4 | Average Per Ton1-in-10August Monthly System Peak DayAll4 | 0.33322 | 0.33322 | 70.5818 | 0 | 0 | 0 | 0 | 0 | 4789 | Non-Residential | caiso
Average Per Premise | 1-in-10 | August Monthly System Peak Day | All | 4 | Average Per Premise1-in-10August Monthly System Peak DayAll4 | 3.0571 | 3.0571 | 70.5818 | 0 | 0 | 0 | 0 | 0 | 4789 | Non-Residential | caiso
Average Per Device | 1-in-10 | August Monthly System Peak Day | All | 4 | Average Per Device1-in-10August Monthly System Peak DayAll4 | 1.2931 | 1.2931 | 70.5818 | 0 | 0 | 0 | 0 | 0 | 4789 | Non-Residential | caiso
Aggregate | 1-in-10 | August Monthly System Peak Day | All | 4 | Aggregate1-in-10August Monthly System Peak DayAll4 | 14.6405 | 14.6405 | 70.5818 | 0 | 0 | 0 | 0 | 0 | 4789 | Non-Residential | caiso
Average Per Ton | 1-in-10 | August Typical Event Day | 30% Cycling | 4 | Average Per Ton1-in-10August Typical Event Day30% Cycling4 | 0.31774 | 0.31774 | 68.9743 | 0 | 0 | 0 | 0 | 0 | 1337 | Non-Residential | caiso
Average Per Premise | 1-in-10 | August Typical Event Day | 30% Cycling | 4 | Average Per Premise1-in-10August Typical Event Day30% Cycling4 | 3.3711 | 3.3711 | 68.9743 | 0 | 0 | 0 | 0 | 0 | 1337 | Non-Residential | caiso
Average Per Device | 1-in-10 | August Typical Event Day | 30% Cycling | 4 | Average Per Device1-in-10August Typical Event Day30% Cycling4 | 1.2345 | 1.2345 | 68.9743 | 0 | 0 | 0 | 0 | 0 | 1337 | Non-Residential | caiso
Aggregate | 1-in-10 | August Typical Event Day | 30% Cycling | 4 | Aggregate1-in-10August Typical Event Day30% Cycling4 | 4.5071 | 4.5071 | 68.9743 | 0 | 0 | 0 | 0 | 0 | 1337 | Non-Residential | caiso
Average Per Ton | 1-in-10 | August Typical Event Day | 50% Cycling | 4 | Average Per Ton1-in-10August Typical Event Day50% Cycling4 | 0.33455 | 0.33455 | 69.2125 | 0 | 0 | 0 | 0 | 0 | 3452 | Non-Residential | caiso
Average Per Premise | 1-in-10 | August Typical Event Day | 50% Cycling | 4 | Average Per Premise1-in-10August Typical Event Day50% Cycling4 | 2.8834 | 2.8834 | 69.2125 | 0 | 0 | 0 | 0 | 0 | 3452 | Non-Residential | caiso
Average Per Device | 1-in-10 | August Typical Event Day | 50% Cycling | 4 | Average Per Device1-in-10August Typical Event Day50% Cycling4 | 1.2976 | 1.2976 | 69.2125 | 0 | 0 | 0 | 0 | 0 | 3452 | Non-Residential | caiso
Aggregate | 1-in-10 | August Typical Event Day | 50% Cycling | 4 | Aggregate1-in-10August Typical Event Day50% Cycling4 | 9.9535 | 9.9535 | 69.2125 | 0 | 0 | 0 | 0 | 0 | 3452 | Non-Residential | caiso
Average Per Ton | 1-in-10 | August Typical Event Day | All | 4 | Average Per Ton1-in-10August Typical Event DayAll4 | 0.32986 | 0.32986 | 69.146 | 0 | 0 | 0 | 0 | 0 | 4789 | Non-Residential | caiso
Average Per Premise | 1-in-10 | August Typical Event Day | All | 4 | Average Per Premise1-in-10August Typical Event DayAll4 | 3.0263 | 3.0263 | 69.146 | 0 | 0 | 0 | 0 | 0 | 4789 | Non-Residential | caiso
Average Per Device | 1-in-10 | August Typical Event Day | All | 4 | Average Per Device1-in-10August Typical Event DayAll4 | 1.2801 | 1.2801 | 69.146 | 0 | 0 | 0 | 0 | 0 | 4789 | Non-Residential | caiso
Aggregate | 1-in-10 | August Typical Event Day | All | 4 | Aggregate1-in-10August Typical Event DayAll4 | 14.4929 | 14.4929 | 69.146 | 0 | 0 | 0 | 0 | 0 | 4789 | Non-Residential | caiso
Average Per Ton | 1-in-10 | July Monthly System Peak Day | 30% Cycling | 4 | Average Per Ton1-in-10July Monthly System Peak Day30% Cycling4 | 0.29271 | 0.29271 | 68.7963 | 0 | 0 | 0 | 0 | 0 | 1337 | Non-Residential | caiso
Average Per Premise | 1-in-10 | July Monthly System Peak Day | 30% Cycling | 4 | Average Per Premise1-in-10July Monthly System Peak Day30% Cycling4 | 3.1056 | 3.1056 | 68.7963 | 0 | 0 | 0 | 0 | 0 | 1337 | Non-Residential | caiso
Average Per Device | 1-in-10 | July Monthly System Peak Day | 30% Cycling | 4 | Average Per Device1-in-10July Monthly System Peak Day30% Cycling4 | 1.1373 | 1.1373 | 68.7963 | 0 | 0 | 0 | 0 | 0 | 1337 | Non-Residential | caiso
Aggregate | 1-in-10 | July Monthly System Peak Day | 30% Cycling | 4 | Aggregate1-in-10July Monthly System Peak Day30% Cycling4 | 4.1521 | 4.1521 | 68.7963 | 0 | 0 | 0 | 0 | 0 | 1337 | Non-Residential | caiso
Average Per Ton | 1-in-10 | July Monthly System Peak Day | 50% Cycling | 4 | Average Per Ton1-in-10July Monthly System Peak Day50% Cycling4 | 0.3237 | 0.3237 | 69.058 | 0 | 0 | 0 | 0 | 0 | 3452 | Non-Residential | caiso
Average Per Premise | 1-in-10 | July Monthly System Peak Day | 50% Cycling | 4 | Average Per Premise1-in-10July Monthly System Peak Day50% Cycling4 | 2.7899 | 2.7899 | 69.058 | 0 | 0 | 0 | 0 | 0 | 3452 | Non-Residential | caiso
Average Per Device | 1-in-10 | July Monthly System Peak Day | 50% Cycling | 4 | Average Per Device1-in-10July Monthly System Peak Day50% Cycling4 | 1.2555 | 1.2555 | 69.058 | 0 | 0 | 0 | 0 | 0 | 3452 | Non-Residential | caiso
Aggregate | 1-in-10 | July Monthly System Peak Day | 50% Cycling | 4 | Aggregate1-in-10July Monthly System Peak Day50% Cycling4 | 9.6307 | 9.6307 | 69.058 | 0 | 0 | 0 | 0 | 0 | 3452 | Non-Residential | caiso
Average Per Ton | 1-in-10 | July Monthly System Peak Day | All | 4 | Average Per Ton1-in-10July Monthly System Peak DayAll4 | 0.31505 | 0.31505 | 68.9849 | 0 | 0 | 0 | 0 | 0 | 4789 | Non-Residential | caiso
Average Per Premise | 1-in-10 | July Monthly System Peak Day | All | 4 | Average Per Premise1-in-10July Monthly System Peak DayAll4 | 2.8904 | 2.8904 | 68.9849 | 0 | 0 | 0 | 0 | 0 | 4789 | Non-Residential | caiso
Average Per Device | 1-in-10 | July Monthly System Peak Day | All | 4 | Average Per Device1-in-10July Monthly System Peak DayAll4 | 1.2226 | 1.2226 | 68.9849 | 0 | 0 | 0 | 0 | 0 | 4789 | Non-Residential | caiso
Aggregate | 1-in-10 | July Monthly System Peak Day | All | 4 | Aggregate1-in-10July Monthly System Peak DayAll4 | 13.8423 | 13.8423 | 68.9849 | 0 | 0 | 0 | 0 | 0 | 4789 | Non-Residential | caiso
Average Per Ton | 1-in-10 | June Monthly System Peak Day | 30% Cycling | 4 | Average Per Ton1-in-10June Monthly System Peak Day30% Cycling4 | 0.28585 | 0.28585 | 64.393 | 0 | 0 | 0 | 0 | 0 | 1337 | Non-Residential | caiso
Average Per Premise | 1-in-10 | June Monthly System Peak Day | 30% Cycling | 4 | Average Per Premise1-in-10June Monthly System Peak Day30% Cycling4 | 3.0328 | 3.0328 | 64.393 | 0 | 0 | 0 | 0 | 0 | 1337 | Non-Residential | caiso
Average Per Device | 1-in-10 | June Monthly System Peak Day | 30% Cycling | 4 | Average Per Device1-in-10June Monthly System Peak Day30% Cycling4 | 1.1106 | 1.1106 | 64.393 | 0 | 0 | 0 | 0 | 0 | 1337 | Non-Residential | caiso
Aggregate | 1-in-10 | June Monthly System Peak Day | 30% Cycling | 4 | Aggregate1-in-10June Monthly System Peak Day30% Cycling4 | 4.0548 | 4.0548 | 64.393 | 0 | 0 | 0 | 0 | 0 | 1337 | Non-Residential | caiso
Average Per Ton | 1-in-10 | June Monthly System Peak Day | 50% Cycling | 4 | Average Per Ton1-in-10June Monthly System Peak Day50% Cycling4 | 0.32069 | 0.32069 | 64.7687 | 0 | 0 | 0 | 0 | 0 | 3452 | Non-Residential | caiso
Average Per Premise | 1-in-10 | June Monthly System Peak Day | 50% Cycling | 4 | Average Per Premise1-in-10June Monthly System Peak Day50% Cycling4 | 2.7639 | 2.7639 | 64.7687 | 0 | 0 | 0 | 0 | 0 | 3452 | Non-Residential | caiso
Average Per Device | 1-in-10 | June Monthly System Peak Day | 50% Cycling | 4 | Average Per Device1-in-10June Monthly System Peak Day50% Cycling4 | 1.2438 | 1.2438 | 64.7687 | 0 | 0 | 0 | 0 | 0 | 3452 | Non-Residential | caiso
Aggregate | 1-in-10 | June Monthly System Peak Day | 50% Cycling | 4 | Aggregate1-in-10June Monthly System Peak Day50% Cycling4 | 9.541 | 9.541 | 64.7687 | 0 | 0 | 0 | 0 | 0 | 3452 | Non-Residential | caiso
Average Per Ton | 1-in-10 | June Monthly System Peak Day | All | 4 | Average Per Ton1-in-10June Monthly System Peak DayAll4 | 0.31096 | 0.31096 | 64.6638 | 0 | 0 | 0 | 0 | 0 | 4789 | Non-Residential | caiso
Average Per Premise | 1-in-10 | June Monthly System Peak Day | All | 4 | Average Per Premise1-in-10June Monthly System Peak DayAll4 | 2.8529 | 2.8529 | 64.6638 | 0 | 0 | 0 | 0 | 0 | 4789 | Non-Residential | caiso
Average Per Device | 1-in-10 | June Monthly System Peak Day | All | 4 | Average Per Device1-in-10June Monthly System Peak DayAll4 | 1.2067 | 1.2067 | 64.6638 | 0 | 0 | 0 | 0 | 0 | 4789 | Non-Residential | caiso
Aggregate | 1-in-10 | June Monthly System Peak Day | All | 4 | Aggregate1-in-10June Monthly System Peak DayAll4 | 13.6627 | 13.6627 | 64.6638 | 0 | 0 | 0 | 0 | 0 | 4789 | Non-Residential | caiso
Average Per Ton | 1-in-10 | May Monthly System Peak Day | 30% Cycling | 4 | Average Per Ton1-in-10May Monthly System Peak Day30% Cycling4 | 0.28605 | 0.28605 | 65.0357 | 0 | 0 | 0 | 0 | 0 | 1337 | Non-Residential | caiso
Average Per Premise | 1-in-10 | May Monthly System Peak Day | 30% Cycling | 4 | Average Per Premise1-in-10May Monthly System Peak Day30% Cycling4 | 3.0348 | 3.0348 | 65.0357 | 0 | 0 | 0 | 0 | 0 | 1337 | Non-Residential | caiso
Average Per Device | 1-in-10 | May Monthly System Peak Day | 30% Cycling | 4 | Average Per Device1-in-10May Monthly System Peak Day30% Cycling4 | 1.1114 | 1.1114 | 65.0357 | 0 | 0 | 0 | 0 | 0 | 1337 | Non-Residential | caiso
Aggregate | 1-in-10 | May Monthly System Peak Day | 30% Cycling | 4 | Aggregate1-in-10May Monthly System Peak Day30% Cycling4 | 4.0576 | 4.0576 | 65.0357 | 0 | 0 | 0 | 0 | 0 | 1337 | Non-Residential | caiso
Average Per Ton | 1-in-10 | May Monthly System Peak Day | 50% Cycling | 4 | Average Per Ton1-in-10May Monthly System Peak Day50% Cycling4 | 0.32041 | 0.32041 | 65.1297 | 0 | 0 | 0 | 0 | 0 | 3452 | Non-Residential | caiso
Average Per Premise | 1-in-10 | May Monthly System Peak Day | 50% Cycling | 4 | Average Per Premise1-in-10May Monthly System Peak Day50% Cycling4 | 2.7616 | 2.7616 | 65.1297 | 0 | 0 | 0 | 0 | 0 | 3452 | Non-Residential | caiso
Average Per Device | 1-in-10 | May Monthly System Peak Day | 50% Cycling | 4 | Average Per Device1-in-10May Monthly System Peak Day50% Cycling4 | 1.2427 | 1.2427 | 65.1297 | 0 | 0 | 0 | 0 | 0 | 3452 | Non-Residential | caiso
Aggregate | 1-in-10 | May Monthly System Peak Day | 50% Cycling | 4 | Aggregate1-in-10May Monthly System Peak Day50% Cycling4 | 9.5329 | 9.5329 | 65.1297 | 0 | 0 | 0 | 0 | 0 | 3452 | Non-Residential | caiso
Average Per Ton | 1-in-10 | May Monthly System Peak Day | All | 4 | Average Per Ton1-in-10May Monthly System Peak DayAll4 | 0.31082 | 0.31082 | 65.1034 | 0 | 0 | 0 | 0 | 0 | 4789 | Non-Residential | caiso
Average Per Premise | 1-in-10 | May Monthly System Peak Day | All | 4 | Average Per Premise1-in-10May Monthly System Peak DayAll4 | 2.8516 | 2.8516 | 65.1034 | 0 | 0 | 0 | 0 | 0 | 4789 | Non-Residential | caiso
Average Per Device | 1-in-10 | May Monthly System Peak Day | All | 4 | Average Per Device1-in-10May Monthly System Peak DayAll4 | 1.2062 | 1.2062 | 65.1034 | 0 | 0 | 0 | 0 | 0 | 4789 | Non-Residential | caiso
Aggregate | 1-in-10 | May Monthly System Peak Day | All | 4 | Aggregate1-in-10May Monthly System Peak DayAll4 | 13.6564 | 13.6564 | 65.1034 | 0 | 0 | 0 | 0 | 0 | 4789 | Non-Residential | caiso
Average Per Ton | 1-in-10 | October Monthly System Peak Day | 30% Cycling | 4 | Average Per Ton1-in-10October Monthly System Peak Day30% Cycling4 | 0.3024 | 0.3024 | 69.1743 | 0 | 0 | 0 | 0 | 0 | 1337 | Non-Residential | caiso
Average Per Premise | 1-in-10 | October Monthly System Peak Day | 30% Cycling | 4 | Average Per Premise1-in-10October Monthly System Peak Day30% Cycling4 | 3.2083 | 3.2083 | 69.1743 | 0 | 0 | 0 | 0 | 0 | 1337 | Non-Residential | caiso
Average Per Device | 1-in-10 | October Monthly System Peak Day | 30% Cycling | 4 | Average Per Device1-in-10October Monthly System Peak Day30% Cycling4 | 1.1749 | 1.1749 | 69.1743 | 0 | 0 | 0 | 0 | 0 | 1337 | Non-Residential | caiso
Aggregate | 1-in-10 | October Monthly System Peak Day | 30% Cycling | 4 | Aggregate1-in-10October Monthly System Peak Day30% Cycling4 | 4.2895 | 4.2895 | 69.1743 | 0 | 0 | 0 | 0 | 0 | 1337 | Non-Residential | caiso
Average Per Ton | 1-in-10 | October Monthly System Peak Day | 50% Cycling | 4 | Average Per Ton1-in-10October Monthly System Peak Day50% Cycling4 | 0.32848 | 0.32848 | 69.396 | 0 | 0 | 0 | 0 | 0 | 3452 | Non-Residential | caiso
Average Per Premise | 1-in-10 | October Monthly System Peak Day | 50% Cycling | 4 | Average Per Premise1-in-10October Monthly System Peak Day50% Cycling4 | 2.8311 | 2.8311 | 69.396 | 0 | 0 | 0 | 0 | 0 | 3452 | Non-Residential | caiso
Average Per Device | 1-in-10 | October Monthly System Peak Day | 50% Cycling | 4 | Average Per Device1-in-10October Monthly System Peak Day50% Cycling4 | 1.274 | 1.274 | 69.396 | 0 | 0 | 0 | 0 | 0 | 3452 | Non-Residential | caiso
Aggregate | 1-in-10 | October Monthly System Peak Day | 50% Cycling | 4 | Aggregate1-in-10October Monthly System Peak Day50% Cycling4 | 9.7728 | 9.7728 | 69.396 | 0 | 0 | 0 | 0 | 0 | 3452 | Non-Residential | caiso
Average Per Ton | 1-in-10 | October Monthly System Peak Day | All | 4 | Average Per Ton1-in-10October Monthly System Peak DayAll4 | 0.3212 | 0.3212 | 69.3341 | 0 | 0 | 0 | 0 | 0 | 4789 | Non-Residential | caiso
Average Per Premise | 1-in-10 | October Monthly System Peak Day | All | 4 | Average Per Premise1-in-10October Monthly System Peak DayAll4 | 2.9468 | 2.9468 | 69.3341 | 0 | 0 | 0 | 0 | 0 | 4789 | Non-Residential | caiso
Average Per Device | 1-in-10 | October Monthly System Peak Day | All | 4 | Average Per Device1-in-10October Monthly System Peak DayAll4 | 1.2465 | 1.2465 | 69.3341 | 0 | 0 | 0 | 0 | 0 | 4789 | Non-Residential | caiso
Aggregate | 1-in-10 | October Monthly System Peak Day | All | 4 | Aggregate1-in-10October Monthly System Peak DayAll4 | 14.1123 | 14.1123 | 69.3341 | 0 | 0 | 0 | 0 | 0 | 4789 | Non-Residential | caiso
Average Per Ton | 1-in-10 | September Monthly System Peak Day | 30% Cycling | 4 | Average Per Ton1-in-10September Monthly System Peak Day30% Cycling4 | 0.36925 | 0.36925 | 72.2857 | 0 | 0 | 0 | 0 | 0 | 1337 | Non-Residential | caiso
Average Per Premise | 1-in-10 | September Monthly System Peak Day | 30% Cycling | 4 | Average Per Premise1-in-10September Monthly System Peak Day30% Cycling4 | 3.9176 | 3.9176 | 72.2857 | 0 | 0 | 0 | 0 | 0 | 1337 | Non-Residential | caiso
Average Per Device | 1-in-10 | September Monthly System Peak Day | 30% Cycling | 4 | Average Per Device1-in-10September Monthly System Peak Day30% Cycling4 | 1.4346 | 1.4346 | 72.2857 | 0 | 0 | 0 | 0 | 0 | 1337 | Non-Residential | caiso
Aggregate | 1-in-10 | September Monthly System Peak Day | 30% Cycling | 4 | Aggregate1-in-10September Monthly System Peak Day30% Cycling4 | 5.2378 | 5.2378 | 72.2857 | 0 | 0 | 0 | 0 | 0 | 1337 | Non-Residential | caiso
Average Per Ton | 1-in-10 | September Monthly System Peak Day | 50% Cycling | 4 | Average Per Ton1-in-10September Monthly System Peak Day50% Cycling4 | 0.3567 | 0.3567 | 72.3797 | 0 | 0 | 0 | 0 | 0 | 3452 | Non-Residential | caiso
Average Per Premise | 1-in-10 | September Monthly System Peak Day | 50% Cycling | 4 | Average Per Premise1-in-10September Monthly System Peak Day50% Cycling4 | 3.0743 | 3.0743 | 72.3797 | 0 | 0 | 0 | 0 | 0 | 3452 | Non-Residential | caiso
Average Per Device | 1-in-10 | September Monthly System Peak Day | 50% Cycling | 4 | Average Per Device1-in-10September Monthly System Peak Day50% Cycling4 | 1.3834 | 1.3834 | 72.3797 | 0 | 0 | 0 | 0 | 0 | 3452 | Non-Residential | caiso
Aggregate | 1-in-10 | September Monthly System Peak Day | 50% Cycling | 4 | Aggregate1-in-10September Monthly System Peak Day50% Cycling4 | 10.6124 | 10.6124 | 72.3797 | 0 | 0 | 0 | 0 | 0 | 3452 | Non-Residential | caiso
Average Per Ton | 1-in-10 | September Monthly System Peak Day | All | 4 | Average Per Ton1-in-10September Monthly System Peak DayAll4 | 0.3602 | 0.3602 | 72.3534 | 0 | 0 | 0 | 0 | 0 | 4789 | Non-Residential | caiso
Average Per Premise | 1-in-10 | September Monthly System Peak Day | All | 4 | Average Per Premise1-in-10September Monthly System Peak DayAll4 | 3.3047 | 3.3047 | 72.3534 | 0 | 0 | 0 | 0 | 0 | 4789 | Non-Residential | caiso
Average Per Device | 1-in-10 | September Monthly System Peak Day | All | 4 | Average Per Device1-in-10September Monthly System Peak DayAll4 | 1.3978 | 1.3978 | 72.3534 | 0 | 0 | 0 | 0 | 0 | 4789 | Non-Residential | caiso
Aggregate | 1-in-10 | September Monthly System Peak Day | All | 4 | Aggregate1-in-10September Monthly System Peak DayAll4 | 15.8262 | 15.8262 | 72.3534 | 0 | 0 | 0 | 0 | 0 | 4789 | Non-Residential | caiso
Average Per Ton | 1-in-10 | August Monthly System Peak Day | 30% Cycling | 5 | Average Per Ton1-in-10August Monthly System Peak Day30% Cycling5 | 0.32893 | 0.32893 | 69.8196 | 0 | 0 | 0 | 0 | 0 | 1337 | Non-Residential | caiso
Average Per Premise | 1-in-10 | August Monthly System Peak Day | 30% Cycling | 5 | Average Per Premise1-in-10August Monthly System Peak Day30% Cycling5 | 3.4898 | 3.4898 | 69.8196 | 0 | 0 | 0 | 0 | 0 | 1337 | Non-Residential | caiso
Average Per Device | 1-in-10 | August Monthly System Peak Day | 30% Cycling | 5 | Average Per Device1-in-10August Monthly System Peak Day30% Cycling5 | 1.278 | 1.278 | 69.8196 | 0 | 0 | 0 | 0 | 0 | 1337 | Non-Residential | caiso
Aggregate | 1-in-10 | August Monthly System Peak Day | 30% Cycling | 5 | Aggregate1-in-10August Monthly System Peak Day30% Cycling5 | 4.6658 | 4.6658 | 69.8196 | 0 | 0 | 0 | 0 | 0 | 1337 | Non-Residential | caiso
Average Per Ton | 1-in-10 | August Monthly System Peak Day | 50% Cycling | 5 | Average Per Ton1-in-10August Monthly System Peak Day50% Cycling5 | 0.3408 | 0.3408 | 70.0068 | 0 | 0 | 0 | 0 | 0 | 3452 | Non-Residential | caiso
Average Per Premise | 1-in-10 | August Monthly System Peak Day | 50% Cycling | 5 | Average Per Premise1-in-10August Monthly System Peak Day50% Cycling5 | 2.9372 | 2.9372 | 70.0068 | 0 | 0 | 0 | 0 | 0 | 3452 | Non-Residential | caiso
Average Per Device | 1-in-10 | August Monthly System Peak Day | 50% Cycling | 5 | Average Per Device1-in-10August Monthly System Peak Day50% Cycling5 | 1.3218 | 1.3218 | 70.0068 | 0 | 0 | 0 | 0 | 0 | 3452 | Non-Residential | caiso
Aggregate | 1-in-10 | August Monthly System Peak Day | 50% Cycling | 5 | Aggregate1-in-10August Monthly System Peak Day50% Cycling5 | 10.1393 | 10.1393 | 70.0068 | 0 | 0 | 0 | 0 | 0 | 3452 | Non-Residential | caiso
Average Per Ton | 1-in-10 | August Monthly System Peak Day | All | 5 | Average Per Ton1-in-10August Monthly System Peak DayAll5 | 0.33748 | 0.33748 | 69.9545 | 0 | 0 | 0 | 0 | 0 | 4789 | Non-Residential | caiso
Average Per Premise | 1-in-10 | August Monthly System Peak Day | All | 5 | Average Per Premise1-in-10August Monthly System Peak DayAll5 | 3.0962 | 3.0962 | 69.9545 | 0 | 0 | 0 | 0 | 0 | 4789 | Non-Residential | caiso
Average Per Device | 1-in-10 | August Monthly System Peak Day | All | 5 | Average Per Device1-in-10August Monthly System Peak DayAll5 | 1.3096 | 1.3096 | 69.9545 | 0 | 0 | 0 | 0 | 0 | 4789 | Non-Residential | caiso
Aggregate | 1-in-10 | August Monthly System Peak Day | All | 5 | Aggregate1-in-10August Monthly System Peak DayAll5 | 14.8279 | 14.8279 | 69.9545 | 0 | 0 | 0 | 0 | 0 | 4789 | Non-Residential | caiso
Average Per Ton | 1-in-10 | August Typical Event Day | 30% Cycling | 5 | Average Per Ton1-in-10August Typical Event Day30% Cycling5 | 0.32343 | 0.32343 | 68.9379 | 0 | 0 | 0 | 0 | 0 | 1337 | Non-Residential | caiso
Average Per Premise | 1-in-10 | August Typical Event Day | 30% Cycling | 5 | Average Per Premise1-in-10August Typical Event Day30% Cycling5 | 3.4314 | 3.4314 | 68.9379 | 0 | 0 | 0 | 0 | 0 | 1337 | Non-Residential | caiso
Average Per Device | 1-in-10 | August Typical Event Day | 30% Cycling | 5 | Average Per Device1-in-10August Typical Event Day30% Cycling5 | 1.2566 | 1.2566 | 68.9379 | 0 | 0 | 0 | 0 | 0 | 1337 | Non-Residential | caiso
Aggregate | 1-in-10 | August Typical Event Day | 30% Cycling | 5 | Aggregate1-in-10August Typical Event Day30% Cycling5 | 4.5878 | 4.5878 | 68.9379 | 0 | 0 | 0 | 0 | 0 | 1337 | Non-Residential | caiso
Average Per Ton | 1-in-10 | August Typical Event Day | 50% Cycling | 5 | Average Per Ton1-in-10August Typical Event Day50% Cycling5 | 0.3382 | 0.3382 | 69.123 | 0 | 0 | 0 | 0 | 0 | 3452 | Non-Residential | caiso
Average Per Premise | 1-in-10 | August Typical Event Day | 50% Cycling | 5 | Average Per Premise1-in-10August Typical Event Day50% Cycling5 | 2.9148 | 2.9148 | 69.123 | 0 | 0 | 0 | 0 | 0 | 3452 | Non-Residential | caiso
Average Per Device | 1-in-10 | August Typical Event Day | 50% Cycling | 5 | Average Per Device1-in-10August Typical Event Day50% Cycling5 | 1.3117 | 1.3117 | 69.123 | 0 | 0 | 0 | 0 | 0 | 3452 | Non-Residential | caiso
Aggregate | 1-in-10 | August Typical Event Day | 50% Cycling | 5 | Aggregate1-in-10August Typical Event Day50% Cycling5 | 10.0621 | 10.0621 | 69.123 | 0 | 0 | 0 | 0 | 0 | 3452 | Non-Residential | caiso
Average Per Ton | 1-in-10 | August Typical Event Day | All | 5 | Average Per Ton1-in-10August Typical Event DayAll5 | 0.33408 | 0.33408 | 69.0713 | 0 | 0 | 0 | 0 | 0 | 4789 | Non-Residential | caiso
Average Per Premise | 1-in-10 | August Typical Event Day | All | 5 | Average Per Premise1-in-10August Typical Event DayAll5 | 3.065 | 3.065 | 69.0713 | 0 | 0 | 0 | 0 | 0 | 4789 | Non-Residential | caiso
Average Per Device | 1-in-10 | August Typical Event Day | All | 5 | Average Per Device1-in-10August Typical Event DayAll5 | 1.2964 | 1.2964 | 69.0713 | 0 | 0 | 0 | 0 | 0 | 4789 | Non-Residential | caiso
Aggregate | 1-in-10 | August Typical Event Day | All | 5 | Aggregate1-in-10August Typical Event DayAll5 | 14.6782 | 14.6782 | 69.0713 | 0 | 0 | 0 | 0 | 0 | 4789 | Non-Residential | caiso
Average Per Ton | 1-in-10 | July Monthly System Peak Day | 30% Cycling | 5 | Average Per Ton1-in-10July Monthly System Peak Day30% Cycling5 | 0.29795 | 0.29795 | 68.4872 | 0 | 0 | 0 | 0 | 0 | 1337 | Non-Residential | caiso
Average Per Premise | 1-in-10 | July Monthly System Peak Day | 30% Cycling | 5 | Average Per Premise1-in-10July Monthly System Peak Day30% Cycling5 | 3.1611 | 3.1611 | 68.4872 | 0 | 0 | 0 | 0 | 0 | 1337 | Non-Residential | caiso
Average Per Device | 1-in-10 | July Monthly System Peak Day | 30% Cycling | 5 | Average Per Device1-in-10July Monthly System Peak Day30% Cycling5 | 1.1576 | 1.1576 | 68.4872 | 0 | 0 | 0 | 0 | 0 | 1337 | Non-Residential | caiso
Aggregate | 1-in-10 | July Monthly System Peak Day | 30% Cycling | 5 | Aggregate1-in-10July Monthly System Peak Day30% Cycling5 | 4.2264 | 4.2264 | 68.4872 | 0 | 0 | 0 | 0 | 0 | 1337 | Non-Residential | caiso
Average Per Ton | 1-in-10 | July Monthly System Peak Day | 50% Cycling | 5 | Average Per Ton1-in-10July Monthly System Peak Day50% Cycling5 | 0.32723 | 0.32723 | 68.7296 | 0 | 0 | 0 | 0 | 0 | 3452 | Non-Residential | caiso
Average Per Premise | 1-in-10 | July Monthly System Peak Day | 50% Cycling | 5 | Average Per Premise1-in-10July Monthly System Peak Day50% Cycling5 | 2.8203 | 2.8203 | 68.7296 | 0 | 0 | 0 | 0 | 0 | 3452 | Non-Residential | caiso
Average Per Device | 1-in-10 | July Monthly System Peak Day | 50% Cycling | 5 | Average Per Device1-in-10July Monthly System Peak Day50% Cycling5 | 1.2692 | 1.2692 | 68.7296 | 0 | 0 | 0 | 0 | 0 | 3452 | Non-Residential | caiso
Aggregate | 1-in-10 | July Monthly System Peak Day | 50% Cycling | 5 | Aggregate1-in-10July Monthly System Peak Day50% Cycling5 | 9.7357 | 9.7357 | 68.7296 | 0 | 0 | 0 | 0 | 0 | 3452 | Non-Residential | caiso
Average Per Ton | 1-in-10 | July Monthly System Peak Day | All | 5 | Average Per Ton1-in-10July Monthly System Peak DayAll5 | 0.31906 | 0.31906 | 68.6619 | 0 | 0 | 0 | 0 | 0 | 4789 | Non-Residential | caiso
Average Per Premise | 1-in-10 | July Monthly System Peak Day | All | 5 | Average Per Premise1-in-10July Monthly System Peak DayAll5 | 2.9272 | 2.9272 | 68.6619 | 0 | 0 | 0 | 0 | 0 | 4789 | Non-Residential | caiso
Average Per Device | 1-in-10 | July Monthly System Peak Day | All | 5 | Average Per Device1-in-10July Monthly System Peak DayAll5 | 1.2382 | 1.2382 | 68.6619 | 0 | 0 | 0 | 0 | 0 | 4789 | Non-Residential | caiso
Aggregate | 1-in-10 | July Monthly System Peak Day | All | 5 | Aggregate1-in-10July Monthly System Peak DayAll5 | 14.0183 | 14.0183 | 68.6619 | 0 | 0 | 0 | 0 | 0 | 4789 | Non-Residential | caiso
Average Per Ton | 1-in-10 | June Monthly System Peak Day | 30% Cycling | 5 | Average Per Ton1-in-10June Monthly System Peak Day30% Cycling5 | 0.29097 | 0.29097 | 64.7901 | 0 | 0 | 0 | 0 | 0 | 1337 | Non-Residential | caiso
Average Per Premise | 1-in-10 | June Monthly System Peak Day | 30% Cycling | 5 | Average Per Premise1-in-10June Monthly System Peak Day30% Cycling5 | 3.087 | 3.087 | 64.7901 | 0 | 0 | 0 | 0 | 0 | 1337 | Non-Residential | caiso
Average Per Device | 1-in-10 | June Monthly System Peak Day | 30% Cycling | 5 | Average Per Device1-in-10June Monthly System Peak Day30% Cycling5 | 1.1305 | 1.1305 | 64.7901 | 0 | 0 | 0 | 0 | 0 | 1337 | Non-Residential | caiso
Aggregate | 1-in-10 | June Monthly System Peak Day | 30% Cycling | 5 | Aggregate1-in-10June Monthly System Peak Day30% Cycling5 | 4.1274 | 4.1274 | 64.7901 | 0 | 0 | 0 | 0 | 0 | 1337 | Non-Residential | caiso
Average Per Ton | 1-in-10 | June Monthly System Peak Day | 50% Cycling | 5 | Average Per Ton1-in-10June Monthly System Peak Day50% Cycling5 | 0.32419 | 0.32419 | 65.132 | 0 | 0 | 0 | 0 | 0 | 3452 | Non-Residential | caiso
Average Per Premise | 1-in-10 | June Monthly System Peak Day | 50% Cycling | 5 | Average Per Premise1-in-10June Monthly System Peak Day50% Cycling5 | 2.7941 | 2.7941 | 65.132 | 0 | 0 | 0 | 0 | 0 | 3452 | Non-Residential | caiso
Average Per Device | 1-in-10 | June Monthly System Peak Day | 50% Cycling | 5 | Average Per Device1-in-10June Monthly System Peak Day50% Cycling5 | 1.2573 | 1.2573 | 65.132 | 0 | 0 | 0 | 0 | 0 | 3452 | Non-Residential | caiso
Aggregate | 1-in-10 | June Monthly System Peak Day | 50% Cycling | 5 | Aggregate1-in-10June Monthly System Peak Day50% Cycling5 | 9.6451 | 9.6451 | 65.132 | 0 | 0 | 0 | 0 | 0 | 3452 | Non-Residential | caiso
Average Per Ton | 1-in-10 | June Monthly System Peak Day | All | 5 | Average Per Ton1-in-10June Monthly System Peak DayAll5 | 0.31491 | 0.31491 | 65.0365 | 0 | 0 | 0 | 0 | 0 | 4789 | Non-Residential | caiso
Average Per Premise | 1-in-10 | June Monthly System Peak Day | All | 5 | Average Per Premise1-in-10June Monthly System Peak DayAll5 | 2.8892 | 2.8892 | 65.0365 | 0 | 0 | 0 | 0 | 0 | 4789 | Non-Residential | caiso
Average Per Device | 1-in-10 | June Monthly System Peak Day | All | 5 | Average Per Device1-in-10June Monthly System Peak DayAll5 | 1.2221 | 1.2221 | 65.0365 | 0 | 0 | 0 | 0 | 0 | 4789 | Non-Residential | caiso
Aggregate | 1-in-10 | June Monthly System Peak Day | All | 5 | Aggregate1-in-10June Monthly System Peak DayAll5 | 13.8362 | 13.8362 | 65.0365 | 0 | 0 | 0 | 0 | 0 | 4789 | Non-Residential | caiso
Average Per Ton | 1-in-10 | May Monthly System Peak Day | 30% Cycling | 5 | Average Per Ton1-in-10May Monthly System Peak Day30% Cycling5 | 0.29117 | 0.29117 | 63.5715 | 0 | 0 | 0 | 0 | 0 | 1337 | Non-Residential | caiso
Average Per Premise | 1-in-10 | May Monthly System Peak Day | 30% Cycling | 5 | Average Per Premise1-in-10May Monthly System Peak Day30% Cycling5 | 3.0892 | 3.0892 | 63.5715 | 0 | 0 | 0 | 0 | 0 | 1337 | Non-Residential | caiso
Average Per Device | 1-in-10 | May Monthly System Peak Day | 30% Cycling | 5 | Average Per Device1-in-10May Monthly System Peak Day30% Cycling5 | 1.1313 | 1.1313 | 63.5715 | 0 | 0 | 0 | 0 | 0 | 1337 | Non-Residential | caiso
Aggregate | 1-in-10 | May Monthly System Peak Day | 30% Cycling | 5 | Aggregate1-in-10May Monthly System Peak Day30% Cycling5 | 4.1302 | 4.1302 | 63.5715 | 0 | 0 | 0 | 0 | 0 | 1337 | Non-Residential | caiso
Average Per Ton | 1-in-10 | May Monthly System Peak Day | 50% Cycling | 5 | Average Per Ton1-in-10May Monthly System Peak Day50% Cycling5 | 0.32391 | 0.32391 | 63.7593 | 0 | 0 | 0 | 0 | 0 | 3452 | Non-Residential | caiso
Average Per Premise | 1-in-10 | May Monthly System Peak Day | 50% Cycling | 5 | Average Per Premise1-in-10May Monthly System Peak Day50% Cycling5 | 2.7917 | 2.7917 | 63.7593 | 0 | 0 | 0 | 0 | 0 | 3452 | Non-Residential | caiso
Average Per Device | 1-in-10 | May Monthly System Peak Day | 50% Cycling | 5 | Average Per Device1-in-10May Monthly System Peak Day50% Cycling5 | 1.2563 | 1.2563 | 63.7593 | 0 | 0 | 0 | 0 | 0 | 3452 | Non-Residential | caiso
Aggregate | 1-in-10 | May Monthly System Peak Day | 50% Cycling | 5 | Aggregate1-in-10May Monthly System Peak Day50% Cycling5 | 9.6368 | 9.6368 | 63.7593 | 0 | 0 | 0 | 0 | 0 | 3452 | Non-Residential | caiso
Average Per Ton | 1-in-10 | May Monthly System Peak Day | All | 5 | Average Per Ton1-in-10May Monthly System Peak DayAll5 | 0.31477 | 0.31477 | 63.7069 | 0 | 0 | 0 | 0 | 0 | 4789 | Non-Residential | caiso
Average Per Premise | 1-in-10 | May Monthly System Peak Day | All | 5 | Average Per Premise1-in-10May Monthly System Peak DayAll5 | 2.8878 | 2.8878 | 63.7069 | 0 | 0 | 0 | 0 | 0 | 4789 | Non-Residential | caiso
Average Per Device | 1-in-10 | May Monthly System Peak Day | All | 5 | Average Per Device1-in-10May Monthly System Peak DayAll5 | 1.2215 | 1.2215 | 63.7069 | 0 | 0 | 0 | 0 | 0 | 4789 | Non-Residential | caiso
Aggregate | 1-in-10 | May Monthly System Peak Day | All | 5 | Aggregate1-in-10May Monthly System Peak DayAll5 | 13.8298 | 13.8298 | 63.7069 | 0 | 0 | 0 | 0 | 0 | 4789 | Non-Residential | caiso
Average Per Ton | 1-in-10 | October Monthly System Peak Day | 30% Cycling | 5 | Average Per Ton1-in-10October Monthly System Peak Day30% Cycling5 | 0.30781 | 0.30781 | 67.8053 | 0 | 0 | 0 | 0 | 0 | 1337 | Non-Residential | caiso
Average Per Premise | 1-in-10 | October Monthly System Peak Day | 30% Cycling | 5 | Average Per Premise1-in-10October Monthly System Peak Day30% Cycling5 | 3.2657 | 3.2657 | 67.8053 | 0 | 0 | 0 | 0 | 0 | 1337 | Non-Residential | caiso
Average Per Device | 1-in-10 | October Monthly System Peak Day | 30% Cycling | 5 | Average Per Device1-in-10October Monthly System Peak Day30% Cycling5 | 1.1959 | 1.1959 | 67.8053 | 0 | 0 | 0 | 0 | 0 | 1337 | Non-Residential | caiso
Aggregate | 1-in-10 | October Monthly System Peak Day | 30% Cycling | 5 | Aggregate1-in-10October Monthly System Peak Day30% Cycling5 | 4.3663 | 4.3663 | 67.8053 | 0 | 0 | 0 | 0 | 0 | 1337 | Non-Residential | caiso
Average Per Ton | 1-in-10 | October Monthly System Peak Day | 50% Cycling | 5 | Average Per Ton1-in-10October Monthly System Peak Day50% Cycling5 | 0.33206 | 0.33206 | 68.1523 | 0 | 0 | 0 | 0 | 0 | 3452 | Non-Residential | caiso
Average Per Premise | 1-in-10 | October Monthly System Peak Day | 50% Cycling | 5 | Average Per Premise1-in-10October Monthly System Peak Day50% Cycling5 | 2.8619 | 2.8619 | 68.1523 | 0 | 0 | 0 | 0 | 0 | 3452 | Non-Residential | caiso
Average Per Device | 1-in-10 | October Monthly System Peak Day | 50% Cycling | 5 | Average Per Device1-in-10October Monthly System Peak Day50% Cycling5 | 1.2879 | 1.2879 | 68.1523 | 0 | 0 | 0 | 0 | 0 | 3452 | Non-Residential | caiso
Aggregate | 1-in-10 | October Monthly System Peak Day | 50% Cycling | 5 | Aggregate1-in-10October Monthly System Peak Day50% Cycling5 | 9.8794 | 9.8794 | 68.1523 | 0 | 0 | 0 | 0 | 0 | 3452 | Non-Residential | caiso
Average Per Ton | 1-in-10 | October Monthly System Peak Day | All | 5 | Average Per Ton1-in-10October Monthly System Peak DayAll5 | 0.32529 | 0.32529 | 68.0554 | 0 | 0 | 0 | 0 | 0 | 4789 | Non-Residential | caiso
Average Per Premise | 1-in-10 | October Monthly System Peak Day | All | 5 | Average Per Premise1-in-10October Monthly System Peak DayAll5 | 2.9844 | 2.9844 | 68.0554 | 0 | 0 | 0 | 0 | 0 | 4789 | Non-Residential | caiso
Average Per Device | 1-in-10 | October Monthly System Peak Day | All | 5 | Average Per Device1-in-10October Monthly System Peak DayAll5 | 1.2623 | 1.2623 | 68.0554 | 0 | 0 | 0 | 0 | 0 | 4789 | Non-Residential | caiso
Aggregate | 1-in-10 | October Monthly System Peak Day | All | 5 | Aggregate1-in-10October Monthly System Peak DayAll5 | 14.2922 | 14.2922 | 68.0554 | 0 | 0 | 0 | 0 | 0 | 4789 | Non-Residential | caiso
Average Per Ton | 1-in-10 | September Monthly System Peak Day | 30% Cycling | 5 | Average Per Ton1-in-10September Monthly System Peak Day30% Cycling5 | 0.37586 | 0.37586 | 72.6548 | 0 | 0 | 0 | 0 | 0 | 1337 | Non-Residential | caiso
Average Per Premise | 1-in-10 | September Monthly System Peak Day | 30% Cycling | 5 | Average Per Premise1-in-10September Monthly System Peak Day30% Cycling5 | 3.9877 | 3.9877 | 72.6548 | 0 | 0 | 0 | 0 | 0 | 1337 | Non-Residential | caiso
Average Per Device | 1-in-10 | September Monthly System Peak Day | 30% Cycling | 5 | Average Per Device1-in-10September Monthly System Peak Day30% Cycling5 | 1.4603 | 1.4603 | 72.6548 | 0 | 0 | 0 | 0 | 0 | 1337 | Non-Residential | caiso
Aggregate | 1-in-10 | September Monthly System Peak Day | 30% Cycling | 5 | Aggregate1-in-10September Monthly System Peak Day30% Cycling5 | 5.3316 | 5.3316 | 72.6548 | 0 | 0 | 0 | 0 | 0 | 1337 | Non-Residential | caiso
Average Per Ton | 1-in-10 | September Monthly System Peak Day | 50% Cycling | 5 | Average Per Ton1-in-10September Monthly System Peak Day50% Cycling5 | 0.36059 | 0.36059 | 72.6234 | 0 | 0 | 0 | 0 | 0 | 3452 | Non-Residential | caiso
Average Per Premise | 1-in-10 | September Monthly System Peak Day | 50% Cycling | 5 | Average Per Premise1-in-10September Monthly System Peak Day50% Cycling5 | 3.1078 | 3.1078 | 72.6234 | 0 | 0 | 0 | 0 | 0 | 3452 | Non-Residential | caiso
Average Per Device | 1-in-10 | September Monthly System Peak Day | 50% Cycling | 5 | Average Per Device1-in-10September Monthly System Peak Day50% Cycling5 | 1.3985 | 1.3985 | 72.6234 | 0 | 0 | 0 | 0 | 0 | 3452 | Non-Residential | caiso
Aggregate | 1-in-10 | September Monthly System Peak Day | 50% Cycling | 5 | Aggregate1-in-10September Monthly System Peak Day50% Cycling5 | 10.7281 | 10.7281 | 72.6234 | 0 | 0 | 0 | 0 | 0 | 3452 | Non-Residential | caiso
Average Per Ton | 1-in-10 | September Monthly System Peak Day | All | 5 | Average Per Ton1-in-10September Monthly System Peak DayAll5 | 0.36485 | 0.36485 | 72.6322 | 0 | 0 | 0 | 0 | 0 | 4789 | Non-Residential | caiso
Average Per Premise | 1-in-10 | September Monthly System Peak Day | All | 5 | Average Per Premise1-in-10September Monthly System Peak DayAll5 | 3.3473 | 3.3473 | 72.6322 | 0 | 0 | 0 | 0 | 0 | 4789 | Non-Residential | caiso
Average Per Device | 1-in-10 | September Monthly System Peak Day | All | 5 | Average Per Device1-in-10September Monthly System Peak DayAll5 | 1.4159 | 1.4159 | 72.6322 | 0 | 0 | 0 | 0 | 0 | 4789 | Non-Residential | caiso
Aggregate | 1-in-10 | September Monthly System Peak Day | All | 5 | Aggregate1-in-10September Monthly System Peak DayAll5 | 16.0304 | 16.0304 | 72.6322 | 0 | 0 | 0 | 0 | 0 | 4789 | Non-Residential | caiso
Average Per Ton | 1-in-10 | August Monthly System Peak Day | 30% Cycling | 6 | Average Per Ton1-in-10August Monthly System Peak Day30% Cycling6 | 0.37002 | 0.37002 | 69.6648 | 0 | 0 | 0 | 0 | 0 | 1337 | Non-Residential | caiso
Average Per Premise | 1-in-10 | August Monthly System Peak Day | 30% Cycling | 6 | Average Per Premise1-in-10August Monthly System Peak Day30% Cycling6 | 3.9258 | 3.9258 | 69.6648 | 0 | 0 | 0 | 0 | 0 | 1337 | Non-Residential | caiso
Average Per Device | 1-in-10 | August Monthly System Peak Day | 30% Cycling | 6 | Average Per Device1-in-10August Monthly System Peak Day30% Cycling6 | 1.4376 | 1.4376 | 69.6648 | 0 | 0 | 0 | 0 | 0 | 1337 | Non-Residential | caiso
Aggregate | 1-in-10 | August Monthly System Peak Day | 30% Cycling | 6 | Aggregate1-in-10August Monthly System Peak Day30% Cycling6 | 5.2488 | 5.2488 | 69.6648 | 0 | 0 | 0 | 0 | 0 | 1337 | Non-Residential | caiso
Average Per Ton | 1-in-10 | August Monthly System Peak Day | 50% Cycling | 6 | Average Per Ton1-in-10August Monthly System Peak Day50% Cycling6 | 0.36735 | 0.36735 | 69.8834 | 0 | 0 | 0 | 0 | 0 | 3452 | Non-Residential | caiso
Average Per Premise | 1-in-10 | August Monthly System Peak Day | 50% Cycling | 6 | Average Per Premise1-in-10August Monthly System Peak Day50% Cycling6 | 3.1661 | 3.1661 | 69.8834 | 0 | 0 | 0 | 0 | 0 | 3452 | Non-Residential | caiso
Average Per Device | 1-in-10 | August Monthly System Peak Day | 50% Cycling | 6 | Average Per Device1-in-10August Monthly System Peak Day50% Cycling6 | 1.4248 | 1.4248 | 69.8834 | 0 | 0 | 0 | 0 | 0 | 3452 | Non-Residential | caiso
Aggregate | 1-in-10 | August Monthly System Peak Day | 50% Cycling | 6 | Aggregate1-in-10August Monthly System Peak Day50% Cycling6 | 10.9294 | 10.9294 | 69.8834 | 0 | 0 | 0 | 0 | 0 | 3452 | Non-Residential | caiso
Average Per Ton | 1-in-10 | August Monthly System Peak Day | All | 6 | Average Per Ton1-in-10August Monthly System Peak DayAll6 | 0.3681 | 0.3681 | 69.8224 | 0 | 0 | 0 | 0 | 0 | 4789 | Non-Residential | caiso
Average Per Premise | 1-in-10 | August Monthly System Peak Day | All | 6 | Average Per Premise1-in-10August Monthly System Peak DayAll6 | 3.3771 | 3.3771 | 69.8224 | 0 | 0 | 0 | 0 | 0 | 4789 | Non-Residential | caiso
Average Per Device | 1-in-10 | August Monthly System Peak Day | All | 6 | Average Per Device1-in-10August Monthly System Peak DayAll6 | 1.4285 | 1.4285 | 69.8224 | 0 | 0 | 0 | 0 | 0 | 4789 | Non-Residential | caiso
Aggregate | 1-in-10 | August Monthly System Peak Day | All | 6 | Aggregate1-in-10August Monthly System Peak DayAll6 | 16.1731 | 16.1731 | 69.8224 | 0 | 0 | 0 | 0 | 0 | 4789 | Non-Residential | caiso
Average Per Ton | 1-in-10 | August Typical Event Day | 30% Cycling | 6 | Average Per Ton1-in-10August Typical Event Day30% Cycling6 | 0.36384 | 0.36384 | 68.3682 | 0 | 0 | 0 | 0 | 0 | 1337 | Non-Residential | caiso
Average Per Premise | 1-in-10 | August Typical Event Day | 30% Cycling | 6 | Average Per Premise1-in-10August Typical Event Day30% Cycling6 | 3.8602 | 3.8602 | 68.3682 | 0 | 0 | 0 | 0 | 0 | 1337 | Non-Residential | caiso
Average Per Device | 1-in-10 | August Typical Event Day | 30% Cycling | 6 | Average Per Device1-in-10August Typical Event Day30% Cycling6 | 1.4136 | 1.4136 | 68.3682 | 0 | 0 | 0 | 0 | 0 | 1337 | Non-Residential | caiso
Aggregate | 1-in-10 | August Typical Event Day | 30% Cycling | 6 | Aggregate1-in-10August Typical Event Day30% Cycling6 | 5.161 | 5.161 | 68.3682 | 0 | 0 | 0 | 0 | 0 | 1337 | Non-Residential | caiso
Average Per Ton | 1-in-10 | August Typical Event Day | 50% Cycling | 6 | Average Per Ton1-in-10August Typical Event Day50% Cycling6 | 0.36456 | 0.36456 | 68.6536 | 0 | 0 | 0 | 0 | 0 | 3452 | Non-Residential | caiso
Average Per Premise | 1-in-10 | August Typical Event Day | 50% Cycling | 6 | Average Per Premise1-in-10August Typical Event Day50% Cycling6 | 3.142 | 3.142 | 68.6536 | 0 | 0 | 0 | 0 | 0 | 3452 | Non-Residential | caiso
Average Per Device | 1-in-10 | August Typical Event Day | 50% Cycling | 6 | Average Per Device1-in-10August Typical Event Day50% Cycling6 | 1.4139 | 1.4139 | 68.6536 | 0 | 0 | 0 | 0 | 0 | 3452 | Non-Residential | caiso
Aggregate | 1-in-10 | August Typical Event Day | 50% Cycling | 6 | Aggregate1-in-10August Typical Event Day50% Cycling6 | 10.8462 | 10.8462 | 68.6536 | 0 | 0 | 0 | 0 | 0 | 3452 | Non-Residential | caiso
Average Per Ton | 1-in-10 | August Typical Event Day | All | 6 | Average Per Ton1-in-10August Typical Event DayAll6 | 0.36436 | 0.36436 | 68.5739 | 0 | 0 | 0 | 0 | 0 | 4789 | Non-Residential | caiso
Average Per Premise | 1-in-10 | August Typical Event Day | All | 6 | Average Per Premise1-in-10August Typical Event DayAll6 | 3.3428 | 3.3428 | 68.5739 | 0 | 0 | 0 | 0 | 0 | 4789 | Non-Residential | caiso
Average Per Device | 1-in-10 | August Typical Event Day | All | 6 | Average Per Device1-in-10August Typical Event DayAll6 | 1.4139 | 1.4139 | 68.5739 | 0 | 0 | 0 | 0 | 0 | 4789 | Non-Residential | caiso
Aggregate | 1-in-10 | August Typical Event Day | All | 6 | Aggregate1-in-10August Typical Event DayAll6 | 16.0086 | 16.0086 | 68.5739 | 0 | 0 | 0 | 0 | 0 | 4789 | Non-Residential | caiso
Average Per Ton | 1-in-10 | July Monthly System Peak Day | 30% Cycling | 6 | Average Per Ton1-in-10July Monthly System Peak Day30% Cycling6 | 0.33518 | 0.33518 | 68.3748 | 0 | 0 | 0 | 0 | 0 | 1337 | Non-Residential | caiso
Average Per Premise | 1-in-10 | July Monthly System Peak Day | 30% Cycling | 6 | Average Per Premise1-in-10July Monthly System Peak Day30% Cycling6 | 3.5561 | 3.5561 | 68.3748 | 0 | 0 | 0 | 0 | 0 | 1337 | Non-Residential | caiso
Average Per Device | 1-in-10 | July Monthly System Peak Day | 30% Cycling | 6 | Average Per Device1-in-10July Monthly System Peak Day30% Cycling6 | 1.3022 | 1.3022 | 68.3748 | 0 | 0 | 0 | 0 | 0 | 1337 | Non-Residential | caiso
Aggregate | 1-in-10 | July Monthly System Peak Day | 30% Cycling | 6 | Aggregate1-in-10July Monthly System Peak Day30% Cycling6 | 4.7545 | 4.7545 | 68.3748 | 0 | 0 | 0 | 0 | 0 | 1337 | Non-Residential | caiso
Average Per Ton | 1-in-10 | July Monthly System Peak Day | 50% Cycling | 6 | Average Per Ton1-in-10July Monthly System Peak Day50% Cycling6 | 0.35273 | 0.35273 | 68.5802 | 0 | 0 | 0 | 0 | 0 | 3452 | Non-Residential | caiso
Average Per Premise | 1-in-10 | July Monthly System Peak Day | 50% Cycling | 6 | Average Per Premise1-in-10July Monthly System Peak Day50% Cycling6 | 3.0401 | 3.0401 | 68.5802 | 0 | 0 | 0 | 0 | 0 | 3452 | Non-Residential | caiso
Average Per Device | 1-in-10 | July Monthly System Peak Day | 50% Cycling | 6 | Average Per Device1-in-10July Monthly System Peak Day50% Cycling6 | 1.3681 | 1.3681 | 68.5802 | 0 | 0 | 0 | 0 | 0 | 3452 | Non-Residential | caiso
Aggregate | 1-in-10 | July Monthly System Peak Day | 50% Cycling | 6 | Aggregate1-in-10July Monthly System Peak Day50% Cycling6 | 10.4944 | 10.4944 | 68.5802 | 0 | 0 | 0 | 0 | 0 | 3452 | Non-Residential | caiso
Average Per Ton | 1-in-10 | July Monthly System Peak Day | All | 6 | Average Per Ton1-in-10July Monthly System Peak DayAll6 | 0.34783 | 0.34783 | 68.5229 | 0 | 0 | 0 | 0 | 0 | 4789 | Non-Residential | caiso
Average Per Premise | 1-in-10 | July Monthly System Peak Day | All | 6 | Average Per Premise1-in-10July Monthly System Peak DayAll6 | 3.1912 | 3.1912 | 68.5229 | 0 | 0 | 0 | 0 | 0 | 4789 | Non-Residential | caiso
Average Per Device | 1-in-10 | July Monthly System Peak Day | All | 6 | Average Per Device1-in-10July Monthly System Peak DayAll6 | 1.3498 | 1.3498 | 68.5229 | 0 | 0 | 0 | 0 | 0 | 4789 | Non-Residential | caiso
Aggregate | 1-in-10 | July Monthly System Peak Day | All | 6 | Aggregate1-in-10July Monthly System Peak DayAll6 | 15.2826 | 15.2826 | 68.5229 | 0 | 0 | 0 | 0 | 0 | 4789 | Non-Residential | caiso
Average Per Ton | 1-in-10 | June Monthly System Peak Day | 30% Cycling | 6 | Average Per Ton1-in-10June Monthly System Peak Day30% Cycling6 | 0.32732 | 0.32732 | 64.1711 | 0 | 0 | 0 | 0 | 0 | 1337 | Non-Residential | caiso
Average Per Premise | 1-in-10 | June Monthly System Peak Day | 30% Cycling | 6 | Average Per Premise1-in-10June Monthly System Peak Day30% Cycling6 | 3.4728 | 3.4728 | 64.1711 | 0 | 0 | 0 | 0 | 0 | 1337 | Non-Residential | caiso
Average Per Device | 1-in-10 | June Monthly System Peak Day | 30% Cycling | 6 | Average Per Device1-in-10June Monthly System Peak Day30% Cycling6 | 1.2717 | 1.2717 | 64.1711 | 0 | 0 | 0 | 0 | 0 | 1337 | Non-Residential | caiso
Aggregate | 1-in-10 | June Monthly System Peak Day | 30% Cycling | 6 | Aggregate1-in-10June Monthly System Peak Day30% Cycling6 | 4.6431 | 4.6431 | 64.1711 | 0 | 0 | 0 | 0 | 0 | 1337 | Non-Residential | caiso
Average Per Ton | 1-in-10 | June Monthly System Peak Day | 50% Cycling | 6 | Average Per Ton1-in-10June Monthly System Peak Day50% Cycling6 | 0.34945 | 0.34945 | 64.6382 | 0 | 0 | 0 | 0 | 0 | 3452 | Non-Residential | caiso
Average Per Premise | 1-in-10 | June Monthly System Peak Day | 50% Cycling | 6 | Average Per Premise1-in-10June Monthly System Peak Day50% Cycling6 | 3.0118 | 3.0118 | 64.6382 | 0 | 0 | 0 | 0 | 0 | 3452 | Non-Residential | caiso
Average Per Device | 1-in-10 | June Monthly System Peak Day | 50% Cycling | 6 | Average Per Device1-in-10June Monthly System Peak Day50% Cycling6 | 1.3553 | 1.3553 | 64.6382 | 0 | 0 | 0 | 0 | 0 | 3452 | Non-Residential | caiso
Aggregate | 1-in-10 | June Monthly System Peak Day | 50% Cycling | 6 | Aggregate1-in-10June Monthly System Peak Day50% Cycling6 | 10.3967 | 10.3967 | 64.6382 | 0 | 0 | 0 | 0 | 0 | 3452 | Non-Residential | caiso
Average Per Ton | 1-in-10 | June Monthly System Peak Day | All | 6 | Average Per Ton1-in-10June Monthly System Peak DayAll6 | 0.34327 | 0.34327 | 64.5078 | 0 | 0 | 0 | 0 | 0 | 4789 | Non-Residential | caiso
Average Per Premise | 1-in-10 | June Monthly System Peak Day | All | 6 | Average Per Premise1-in-10June Monthly System Peak DayAll6 | 3.1493 | 3.1493 | 64.5078 | 0 | 0 | 0 | 0 | 0 | 4789 | Non-Residential | caiso
Average Per Device | 1-in-10 | June Monthly System Peak Day | All | 6 | Average Per Device1-in-10June Monthly System Peak DayAll6 | 1.3321 | 1.3321 | 64.5078 | 0 | 0 | 0 | 0 | 0 | 4789 | Non-Residential | caiso
Aggregate | 1-in-10 | June Monthly System Peak Day | All | 6 | Aggregate1-in-10June Monthly System Peak DayAll6 | 15.0822 | 15.0822 | 64.5078 | 0 | 0 | 0 | 0 | 0 | 4789 | Non-Residential | caiso
Average Per Ton | 1-in-10 | May Monthly System Peak Day | 30% Cycling | 6 | Average Per Ton1-in-10May Monthly System Peak Day30% Cycling6 | 0.32755 | 0.32755 | 62.762 | 0 | 0 | 0 | 0 | 0 | 1337 | Non-Residential | caiso
Average Per Premise | 1-in-10 | May Monthly System Peak Day | 30% Cycling | 6 | Average Per Premise1-in-10May Monthly System Peak Day30% Cycling6 | 3.4751 | 3.4751 | 62.762 | 0 | 0 | 0 | 0 | 0 | 1337 | Non-Residential | caiso
Average Per Device | 1-in-10 | May Monthly System Peak Day | 30% Cycling | 6 | Average Per Device1-in-10May Monthly System Peak Day30% Cycling6 | 1.2726 | 1.2726 | 62.762 | 0 | 0 | 0 | 0 | 0 | 1337 | Non-Residential | caiso
Aggregate | 1-in-10 | May Monthly System Peak Day | 30% Cycling | 6 | Aggregate1-in-10May Monthly System Peak Day30% Cycling6 | 4.6463 | 4.6463 | 62.762 | 0 | 0 | 0 | 0 | 0 | 1337 | Non-Residential | caiso
Average Per Ton | 1-in-10 | May Monthly System Peak Day | 50% Cycling | 6 | Average Per Ton1-in-10May Monthly System Peak Day50% Cycling6 | 0.34915 | 0.34915 | 63.0125 | 0 | 0 | 0 | 0 | 0 | 3452 | Non-Residential | caiso
Average Per Premise | 1-in-10 | May Monthly System Peak Day | 50% Cycling | 6 | Average Per Premise1-in-10May Monthly System Peak Day50% Cycling6 | 3.0092 | 3.0092 | 63.0125 | 0 | 0 | 0 | 0 | 0 | 3452 | Non-Residential | caiso
Average Per Device | 1-in-10 | May Monthly System Peak Day | 50% Cycling | 6 | Average Per Device1-in-10May Monthly System Peak Day50% Cycling6 | 1.3542 | 1.3542 | 63.0125 | 0 | 0 | 0 | 0 | 0 | 3452 | Non-Residential | caiso
Aggregate | 1-in-10 | May Monthly System Peak Day | 50% Cycling | 6 | Aggregate1-in-10May Monthly System Peak Day50% Cycling6 | 10.3878 | 10.3878 | 63.0125 | 0 | 0 | 0 | 0 | 0 | 3452 | Non-Residential | caiso
Average Per Ton | 1-in-10 | May Monthly System Peak Day | All | 6 | Average Per Ton1-in-10May Monthly System Peak DayAll6 | 0.34312 | 0.34312 | 62.9425 | 0 | 0 | 0 | 0 | 0 | 4789 | Non-Residential | caiso
Average Per Premise | 1-in-10 | May Monthly System Peak Day | All | 6 | Average Per Premise1-in-10May Monthly System Peak DayAll6 | 3.1479 | 3.1479 | 62.9425 | 0 | 0 | 0 | 0 | 0 | 4789 | Non-Residential | caiso
Average Per Device | 1-in-10 | May Monthly System Peak Day | All | 6 | Average Per Device1-in-10May Monthly System Peak DayAll6 | 1.3315 | 1.3315 | 62.9425 | 0 | 0 | 0 | 0 | 0 | 4789 | Non-Residential | caiso
Aggregate | 1-in-10 | May Monthly System Peak Day | All | 6 | Aggregate1-in-10May Monthly System Peak DayAll6 | 15.0755 | 15.0755 | 62.9425 | 0 | 0 | 0 | 0 | 0 | 4789 | Non-Residential | caiso
Average Per Ton | 1-in-10 | October Monthly System Peak Day | 30% Cycling | 6 | Average Per Ton1-in-10October Monthly System Peak Day30% Cycling6 | 0.34627 | 0.34627 | 67.5553 | 0 | 0 | 0 | 0 | 0 | 1337 | Non-Residential | caiso
Average Per Premise | 1-in-10 | October Monthly System Peak Day | 30% Cycling | 6 | Average Per Premise1-in-10October Monthly System Peak Day30% Cycling6 | 3.6737 | 3.6737 | 67.5553 | 0 | 0 | 0 | 0 | 0 | 1337 | Non-Residential | caiso
Average Per Device | 1-in-10 | October Monthly System Peak Day | 30% Cycling | 6 | Average Per Device1-in-10October Monthly System Peak Day30% Cycling6 | 1.3453 | 1.3453 | 67.5553 | 0 | 0 | 0 | 0 | 0 | 1337 | Non-Residential | caiso
Aggregate | 1-in-10 | October Monthly System Peak Day | 30% Cycling | 6 | Aggregate1-in-10October Monthly System Peak Day30% Cycling6 | 4.9118 | 4.9118 | 67.5553 | 0 | 0 | 0 | 0 | 0 | 1337 | Non-Residential | caiso
Average Per Ton | 1-in-10 | October Monthly System Peak Day | 50% Cycling | 6 | Average Per Ton1-in-10October Monthly System Peak Day50% Cycling6 | 0.35794 | 0.35794 | 67.9023 | 0 | 0 | 0 | 0 | 0 | 3452 | Non-Residential | caiso
Average Per Premise | 1-in-10 | October Monthly System Peak Day | 50% Cycling | 6 | Average Per Premise1-in-10October Monthly System Peak Day50% Cycling6 | 3.085 | 3.085 | 67.9023 | 0 | 0 | 0 | 0 | 0 | 3452 | Non-Residential | caiso
Average Per Device | 1-in-10 | October Monthly System Peak Day | 50% Cycling | 6 | Average Per Device1-in-10October Monthly System Peak Day50% Cycling6 | 1.3883 | 1.3883 | 67.9023 | 0 | 0 | 0 | 0 | 0 | 3452 | Non-Residential | caiso
Aggregate | 1-in-10 | October Monthly System Peak Day | 50% Cycling | 6 | Aggregate1-in-10October Monthly System Peak Day50% Cycling6 | 10.6493 | 10.6493 | 67.9023 | 0 | 0 | 0 | 0 | 0 | 3452 | Non-Residential | caiso
Average Per Ton | 1-in-10 | October Monthly System Peak Day | All | 6 | Average Per Ton1-in-10October Monthly System Peak DayAll6 | 0.35468 | 0.35468 | 67.8054 | 0 | 0 | 0 | 0 | 0 | 4789 | Non-Residential | caiso
Average Per Premise | 1-in-10 | October Monthly System Peak Day | All | 6 | Average Per Premise1-in-10October Monthly System Peak DayAll6 | 3.254 | 3.254 | 67.8054 | 0 | 0 | 0 | 0 | 0 | 4789 | Non-Residential | caiso
Average Per Device | 1-in-10 | October Monthly System Peak Day | All | 6 | Average Per Device1-in-10October Monthly System Peak DayAll6 | 1.3764 | 1.3764 | 67.8054 | 0 | 0 | 0 | 0 | 0 | 4789 | Non-Residential | caiso
Aggregate | 1-in-10 | October Monthly System Peak Day | All | 6 | Aggregate1-in-10October Monthly System Peak DayAll6 | 15.5835 | 15.5835 | 67.8054 | 0 | 0 | 0 | 0 | 0 | 4789 | Non-Residential | caiso
Average Per Ton | 1-in-10 | September Monthly System Peak Day | 30% Cycling | 6 | Average Per Ton1-in-10September Monthly System Peak Day30% Cycling6 | 0.42282 | 0.42282 | 71.262 | 0 | 0 | 0 | 0 | 0 | 1337 | Non-Residential | caiso
Average Per Premise | 1-in-10 | September Monthly System Peak Day | 30% Cycling | 6 | Average Per Premise1-in-10September Monthly System Peak Day30% Cycling6 | 4.4859 | 4.4859 | 71.262 | 0 | 0 | 0 | 0 | 0 | 1337 | Non-Residential | caiso
Average Per Device | 1-in-10 | September Monthly System Peak Day | 30% Cycling | 6 | Average Per Device1-in-10September Monthly System Peak Day30% Cycling6 | 1.6428 | 1.6428 | 71.262 | 0 | 0 | 0 | 0 | 0 | 1337 | Non-Residential | caiso
Aggregate | 1-in-10 | September Monthly System Peak Day | 30% Cycling | 6 | Aggregate1-in-10September Monthly System Peak Day30% Cycling6 | 5.9977 | 5.9977 | 71.262 | 0 | 0 | 0 | 0 | 0 | 1337 | Non-Residential | caiso
Average Per Ton | 1-in-10 | September Monthly System Peak Day | 50% Cycling | 6 | Average Per Ton1-in-10September Monthly System Peak Day50% Cycling6 | 0.38869 | 0.38869 | 71.5125 | 0 | 0 | 0 | 0 | 0 | 3452 | Non-Residential | caiso
Average Per Premise | 1-in-10 | September Monthly System Peak Day | 50% Cycling | 6 | Average Per Premise1-in-10September Monthly System Peak Day50% Cycling6 | 3.35 | 3.35 | 71.5125 | 0 | 0 | 0 | 0 | 0 | 3452 | Non-Residential | caiso
Average Per Device | 1-in-10 | September Monthly System Peak Day | 50% Cycling | 6 | Average Per Device1-in-10September Monthly System Peak Day50% Cycling6 | 1.5075 | 1.5075 | 71.5125 | 0 | 0 | 0 | 0 | 0 | 3452 | Non-Residential | caiso
Aggregate | 1-in-10 | September Monthly System Peak Day | 50% Cycling | 6 | Aggregate1-in-10September Monthly System Peak Day50% Cycling6 | 11.5642 | 11.5642 | 71.5125 | 0 | 0 | 0 | 0 | 0 | 3452 | Non-Residential | caiso
Average Per Ton | 1-in-10 | September Monthly System Peak Day | All | 6 | Average Per Ton1-in-10September Monthly System Peak DayAll6 | 0.39822 | 0.39822 | 71.4425 | 0 | 0 | 0 | 0 | 0 | 4789 | Non-Residential | caiso
Average Per Premise | 1-in-10 | September Monthly System Peak Day | All | 6 | Average Per Premise1-in-10September Monthly System Peak DayAll6 | 3.6535 | 3.6535 | 71.4425 | 0 | 0 | 0 | 0 | 0 | 4789 | Non-Residential | caiso
Average Per Device | 1-in-10 | September Monthly System Peak Day | All | 6 | Average Per Device1-in-10September Monthly System Peak DayAll6 | 1.5453 | 1.5453 | 71.4425 | 0 | 0 | 0 | 0 | 0 | 4789 | Non-Residential | caiso
Aggregate | 1-in-10 | September Monthly System Peak Day | All | 6 | Aggregate1-in-10September Monthly System Peak DayAll6 | 17.4964 | 17.4964 | 71.4425 | 0 | 0 | 0 | 0 | 0 | 4789 | Non-Residential | caiso
Average Per Ton | 1-in-10 | August Monthly System Peak Day | 30% Cycling | 7 | Average Per Ton1-in-10August Monthly System Peak Day30% Cycling7 | 0.42576 | 0.42576 | 69.7601 | 0 | 0 | 0 | 0 | 0 | 1337 | Non-Residential | caiso
Average Per Premise | 1-in-10 | August Monthly System Peak Day | 30% Cycling | 7 | Average Per Premise1-in-10August Monthly System Peak Day30% Cycling7 | 4.5171 | 4.5171 | 69.7601 | 0 | 0 | 0 | 0 | 0 | 1337 | Non-Residential | caiso
Average Per Device | 1-in-10 | August Monthly System Peak Day | 30% Cycling | 7 | Average Per Device1-in-10August Monthly System Peak Day30% Cycling7 | 1.6542 | 1.6542 | 69.7601 | 0 | 0 | 0 | 0 | 0 | 1337 | Non-Residential | caiso
Aggregate | 1-in-10 | August Monthly System Peak Day | 30% Cycling | 7 | Aggregate1-in-10August Monthly System Peak Day30% Cycling7 | 6.0393 | 6.0393 | 69.7601 | 0 | 0 | 0 | 0 | 0 | 1337 | Non-Residential | caiso
Average Per Ton | 1-in-10 | August Monthly System Peak Day | 50% Cycling | 7 | Average Per Ton1-in-10August Monthly System Peak Day50% Cycling7 | 0.41618 | 0.41618 | 70.0099 | 0 | 0 | 0 | 0 | 0 | 3452 | Non-Residential | caiso
Average Per Premise | 1-in-10 | August Monthly System Peak Day | 50% Cycling | 7 | Average Per Premise1-in-10August Monthly System Peak Day50% Cycling7 | 3.5869 | 3.5869 | 70.0099 | 0 | 0 | 0 | 0 | 0 | 3452 | Non-Residential | caiso
Average Per Device | 1-in-10 | August Monthly System Peak Day | 50% Cycling | 7 | Average Per Device1-in-10August Monthly System Peak Day50% Cycling7 | 1.6141 | 1.6141 | 70.0099 | 0 | 0 | 0 | 0 | 0 | 3452 | Non-Residential | caiso
Aggregate | 1-in-10 | August Monthly System Peak Day | 50% Cycling | 7 | Aggregate1-in-10August Monthly System Peak Day50% Cycling7 | 12.382 | 12.382 | 70.0099 | 0 | 0 | 0 | 0 | 0 | 3452 | Non-Residential | caiso
Average Per Ton | 1-in-10 | August Monthly System Peak Day | All | 7 | Average Per Ton1-in-10August Monthly System Peak DayAll7 | 0.41885 | 0.41885 | 69.9402 | 0 | 0 | 0 | 0 | 0 | 4789 | Non-Residential | caiso
Average Per Premise | 1-in-10 | August Monthly System Peak Day | All | 7 | Average Per Premise1-in-10August Monthly System Peak DayAll7 | 3.8428 | 3.8428 | 69.9402 | 0 | 0 | 0 | 0 | 0 | 4789 | Non-Residential | caiso
Average Per Device | 1-in-10 | August Monthly System Peak Day | All | 7 | Average Per Device1-in-10August Monthly System Peak DayAll7 | 1.6254 | 1.6254 | 69.9402 | 0 | 0 | 0 | 0 | 0 | 4789 | Non-Residential | caiso
Aggregate | 1-in-10 | August Monthly System Peak Day | All | 7 | Aggregate1-in-10August Monthly System Peak DayAll7 | 18.403 | 18.403 | 69.9402 | 0 | 0 | 0 | 0 | 0 | 4789 | Non-Residential | caiso
Average Per Ton | 1-in-10 | August Typical Event Day | 30% Cycling | 7 | Average Per Ton1-in-10August Typical Event Day30% Cycling7 | 0.41864 | 0.41864 | 68.9383 | 0 | 0 | 0 | 0 | 0 | 1337 | Non-Residential | caiso
Average Per Premise | 1-in-10 | August Typical Event Day | 30% Cycling | 7 | Average Per Premise1-in-10August Typical Event Day30% Cycling7 | 4.4416 | 4.4416 | 68.9383 | 0 | 0 | 0 | 0 | 0 | 1337 | Non-Residential | caiso
Average Per Device | 1-in-10 | August Typical Event Day | 30% Cycling | 7 | Average Per Device1-in-10August Typical Event Day30% Cycling7 | 1.6265 | 1.6265 | 68.9383 | 0 | 0 | 0 | 0 | 0 | 1337 | Non-Residential | caiso
Aggregate | 1-in-10 | August Typical Event Day | 30% Cycling | 7 | Aggregate1-in-10August Typical Event Day30% Cycling7 | 5.9384 | 5.9384 | 68.9383 | 0 | 0 | 0 | 0 | 0 | 1337 | Non-Residential | caiso
Average Per Ton | 1-in-10 | August Typical Event Day | 50% Cycling | 7 | Average Per Ton1-in-10August Typical Event Day50% Cycling7 | 0.41301 | 0.41301 | 69.144 | 0 | 0 | 0 | 0 | 0 | 3452 | Non-Residential | caiso
Average Per Premise | 1-in-10 | August Typical Event Day | 50% Cycling | 7 | Average Per Premise1-in-10August Typical Event Day50% Cycling7 | 3.5596 | 3.5596 | 69.144 | 0 | 0 | 0 | 0 | 0 | 3452 | Non-Residential | caiso
Average Per Device | 1-in-10 | August Typical Event Day | 50% Cycling | 7 | Average Per Device1-in-10August Typical Event Day50% Cycling7 | 1.6018 | 1.6018 | 69.144 | 0 | 0 | 0 | 0 | 0 | 3452 | Non-Residential | caiso
Aggregate | 1-in-10 | August Typical Event Day | 50% Cycling | 7 | Aggregate1-in-10August Typical Event Day50% Cycling7 | 12.2877 | 12.2877 | 69.144 | 0 | 0 | 0 | 0 | 0 | 3452 | Non-Residential | caiso
Average Per Ton | 1-in-10 | August Typical Event Day | All | 7 | Average Per Ton1-in-10August Typical Event DayAll7 | 0.41458 | 0.41458 | 69.0865 | 0 | 0 | 0 | 0 | 0 | 4789 | Non-Residential | caiso
Average Per Premise | 1-in-10 | August Typical Event Day | All | 7 | Average Per Premise1-in-10August Typical Event DayAll7 | 3.8036 | 3.8036 | 69.0865 | 0 | 0 | 0 | 0 | 0 | 4789 | Non-Residential | caiso
Average Per Device | 1-in-10 | August Typical Event Day | All | 7 | Average Per Device1-in-10August Typical Event DayAll7 | 1.6088 | 1.6088 | 69.0865 | 0 | 0 | 0 | 0 | 0 | 4789 | Non-Residential | caiso
Aggregate | 1-in-10 | August Typical Event Day | All | 7 | Aggregate1-in-10August Typical Event DayAll7 | 18.2153 | 18.2153 | 69.0865 | 0 | 0 | 0 | 0 | 0 | 4789 | Non-Residential | caiso
Average Per Ton | 1-in-10 | July Monthly System Peak Day | 30% Cycling | 7 | Average Per Ton1-in-10July Monthly System Peak Day30% Cycling7 | 0.38566 | 0.38566 | 69.1314 | 0 | 0 | 0 | 0 | 0 | 1337 | Non-Residential | caiso
Average Per Premise | 1-in-10 | July Monthly System Peak Day | 30% Cycling | 7 | Average Per Premise1-in-10July Monthly System Peak Day30% Cycling7 | 4.0917 | 4.0917 | 69.1314 | 0 | 0 | 0 | 0 | 0 | 1337 | Non-Residential | caiso
Average Per Device | 1-in-10 | July Monthly System Peak Day | 30% Cycling | 7 | Average Per Device1-in-10July Monthly System Peak Day30% Cycling7 | 1.4984 | 1.4984 | 69.1314 | 0 | 0 | 0 | 0 | 0 | 1337 | Non-Residential | caiso
Aggregate | 1-in-10 | July Monthly System Peak Day | 30% Cycling | 7 | Aggregate1-in-10July Monthly System Peak Day30% Cycling7 | 5.4706 | 5.4706 | 69.1314 | 0 | 0 | 0 | 0 | 0 | 1337 | Non-Residential | caiso
Average Per Ton | 1-in-10 | July Monthly System Peak Day | 50% Cycling | 7 | Average Per Ton1-in-10July Monthly System Peak Day50% Cycling7 | 0.39961 | 0.39961 | 69.1747 | 0 | 0 | 0 | 0 | 0 | 3452 | Non-Residential | caiso
Average Per Premise | 1-in-10 | July Monthly System Peak Day | 50% Cycling | 7 | Average Per Premise1-in-10July Monthly System Peak Day50% Cycling7 | 3.4441 | 3.4441 | 69.1747 | 0 | 0 | 0 | 0 | 0 | 3452 | Non-Residential | caiso
Average Per Device | 1-in-10 | July Monthly System Peak Day | 50% Cycling | 7 | Average Per Device1-in-10July Monthly System Peak Day50% Cycling7 | 1.5499 | 1.5499 | 69.1747 | 0 | 0 | 0 | 0 | 0 | 3452 | Non-Residential | caiso
Aggregate | 1-in-10 | July Monthly System Peak Day | 50% Cycling | 7 | Aggregate1-in-10July Monthly System Peak Day50% Cycling7 | 11.8892 | 11.8892 | 69.1747 | 0 | 0 | 0 | 0 | 0 | 3452 | Non-Residential | caiso
Average Per Ton | 1-in-10 | July Monthly System Peak Day | All | 7 | Average Per Ton1-in-10July Monthly System Peak DayAll7 | 0.39572 | 0.39572 | 69.1626 | 0 | 0 | 0 | 0 | 0 | 4789 | Non-Residential | caiso
Average Per Premise | 1-in-10 | July Monthly System Peak Day | All | 7 | Average Per Premise1-in-10July Monthly System Peak DayAll7 | 3.6305 | 3.6305 | 69.1626 | 0 | 0 | 0 | 0 | 0 | 4789 | Non-Residential | caiso
Average Per Device | 1-in-10 | July Monthly System Peak Day | All | 7 | Average Per Device1-in-10July Monthly System Peak DayAll7 | 1.5356 | 1.5356 | 69.1626 | 0 | 0 | 0 | 0 | 0 | 4789 | Non-Residential | caiso
Aggregate | 1-in-10 | July Monthly System Peak Day | All | 7 | Aggregate1-in-10July Monthly System Peak DayAll7 | 17.3866 | 17.3866 | 69.1626 | 0 | 0 | 0 | 0 | 0 | 4789 | Non-Residential | caiso
Average Per Ton | 1-in-10 | June Monthly System Peak Day | 30% Cycling | 7 | Average Per Ton1-in-10June Monthly System Peak Day30% Cycling7 | 0.37662 | 0.37662 | 64.1711 | 0 | 0 | 0 | 0 | 0 | 1337 | Non-Residential | caiso
Average Per Premise | 1-in-10 | June Monthly System Peak Day | 30% Cycling | 7 | Average Per Premise1-in-10June Monthly System Peak Day30% Cycling7 | 3.9958 | 3.9958 | 64.1711 | 0 | 0 | 0 | 0 | 0 | 1337 | Non-Residential | caiso
Average Per Device | 1-in-10 | June Monthly System Peak Day | 30% Cycling | 7 | Average Per Device1-in-10June Monthly System Peak Day30% Cycling7 | 1.4633 | 1.4633 | 64.1711 | 0 | 0 | 0 | 0 | 0 | 1337 | Non-Residential | caiso
Aggregate | 1-in-10 | June Monthly System Peak Day | 30% Cycling | 7 | Aggregate1-in-10June Monthly System Peak Day30% Cycling7 | 5.3424 | 5.3424 | 64.1711 | 0 | 0 | 0 | 0 | 0 | 1337 | Non-Residential | caiso
Average Per Ton | 1-in-10 | June Monthly System Peak Day | 50% Cycling | 7 | Average Per Ton1-in-10June Monthly System Peak Day50% Cycling7 | 0.39589 | 0.39589 | 64.6382 | 0 | 0 | 0 | 0 | 0 | 3452 | Non-Residential | caiso
Average Per Premise | 1-in-10 | June Monthly System Peak Day | 50% Cycling | 7 | Average Per Premise1-in-10June Monthly System Peak Day50% Cycling7 | 3.4121 | 3.4121 | 64.6382 | 0 | 0 | 0 | 0 | 0 | 3452 | Non-Residential | caiso
Average Per Device | 1-in-10 | June Monthly System Peak Day | 50% Cycling | 7 | Average Per Device1-in-10June Monthly System Peak Day50% Cycling7 | 1.5355 | 1.5355 | 64.6382 | 0 | 0 | 0 | 0 | 0 | 3452 | Non-Residential | caiso
Aggregate | 1-in-10 | June Monthly System Peak Day | 50% Cycling | 7 | Aggregate1-in-10June Monthly System Peak Day50% Cycling7 | 11.7785 | 11.7785 | 64.6382 | 0 | 0 | 0 | 0 | 0 | 3452 | Non-Residential | caiso
Average Per Ton | 1-in-10 | June Monthly System Peak Day | All | 7 | Average Per Ton1-in-10June Monthly System Peak DayAll7 | 0.39051 | 0.39051 | 64.5078 | 0 | 0 | 0 | 0 | 0 | 4789 | Non-Residential | caiso
Average Per Premise | 1-in-10 | June Monthly System Peak Day | All | 7 | Average Per Premise1-in-10June Monthly System Peak DayAll7 | 3.5828 | 3.5828 | 64.5078 | 0 | 0 | 0 | 0 | 0 | 4789 | Non-Residential | caiso
Average Per Device | 1-in-10 | June Monthly System Peak Day | All | 7 | Average Per Device1-in-10June Monthly System Peak DayAll7 | 1.5154 | 1.5154 | 64.5078 | 0 | 0 | 0 | 0 | 0 | 4789 | Non-Residential | caiso
Aggregate | 1-in-10 | June Monthly System Peak Day | All | 7 | Aggregate1-in-10June Monthly System Peak DayAll7 | 17.1579 | 17.1579 | 64.5078 | 0 | 0 | 0 | 0 | 0 | 4789 | Non-Residential | caiso
Average Per Ton | 1-in-10 | May Monthly System Peak Day | 30% Cycling | 7 | Average Per Ton1-in-10May Monthly System Peak Day30% Cycling7 | 0.37688 | 0.37688 | 63.6667 | 0 | 0 | 0 | 0 | 0 | 1337 | Non-Residential | caiso
Average Per Premise | 1-in-10 | May Monthly System Peak Day | 30% Cycling | 7 | Average Per Premise1-in-10May Monthly System Peak Day30% Cycling7 | 3.9986 | 3.9986 | 63.6667 | 0 | 0 | 0 | 0 | 0 | 1337 | Non-Residential | caiso
Average Per Device | 1-in-10 | May Monthly System Peak Day | 30% Cycling | 7 | Average Per Device1-in-10May Monthly System Peak Day30% Cycling7 | 1.4643 | 1.4643 | 63.6667 | 0 | 0 | 0 | 0 | 0 | 1337 | Non-Residential | caiso
Aggregate | 1-in-10 | May Monthly System Peak Day | 30% Cycling | 7 | Aggregate1-in-10May Monthly System Peak Day30% Cycling7 | 5.3461 | 5.3461 | 63.6667 | 0 | 0 | 0 | 0 | 0 | 1337 | Non-Residential | caiso
Average Per Ton | 1-in-10 | May Monthly System Peak Day | 50% Cycling | 7 | Average Per Ton1-in-10May Monthly System Peak Day50% Cycling7 | 0.39555 | 0.39555 | 63.8859 | 0 | 0 | 0 | 0 | 0 | 3452 | Non-Residential | caiso
Average Per Premise | 1-in-10 | May Monthly System Peak Day | 50% Cycling | 7 | Average Per Premise1-in-10May Monthly System Peak Day50% Cycling7 | 3.4092 | 3.4092 | 63.8859 | 0 | 0 | 0 | 0 | 0 | 3452 | Non-Residential | caiso
Average Per Device | 1-in-10 | May Monthly System Peak Day | 50% Cycling | 7 | Average Per Device1-in-10May Monthly System Peak Day50% Cycling7 | 1.5341 | 1.5341 | 63.8859 | 0 | 0 | 0 | 0 | 0 | 3452 | Non-Residential | caiso
Aggregate | 1-in-10 | May Monthly System Peak Day | 50% Cycling | 7 | Aggregate1-in-10May Monthly System Peak Day50% Cycling7 | 11.7684 | 11.7684 | 63.8859 | 0 | 0 | 0 | 0 | 0 | 3452 | Non-Residential | caiso
Average Per Ton | 1-in-10 | May Monthly System Peak Day | All | 7 | Average Per Ton1-in-10May Monthly System Peak DayAll7 | 0.39034 | 0.39034 | 63.8247 | 0 | 0 | 0 | 0 | 0 | 4789 | Non-Residential | caiso
Average Per Premise | 1-in-10 | May Monthly System Peak Day | All | 7 | Average Per Premise1-in-10May Monthly System Peak DayAll7 | 3.5812 | 3.5812 | 63.8247 | 0 | 0 | 0 | 0 | 0 | 4789 | Non-Residential | caiso
Average Per Device | 1-in-10 | May Monthly System Peak Day | All | 7 | Average Per Device1-in-10May Monthly System Peak DayAll7 | 1.5148 | 1.5148 | 63.8247 | 0 | 0 | 0 | 0 | 0 | 4789 | Non-Residential | caiso
Aggregate | 1-in-10 | May Monthly System Peak Day | All | 7 | Aggregate1-in-10May Monthly System Peak DayAll7 | 17.1503 | 17.1503 | 63.8247 | 0 | 0 | 0 | 0 | 0 | 4789 | Non-Residential | caiso
Average Per Ton | 1-in-10 | October Monthly System Peak Day | 30% Cycling | 7 | Average Per Ton1-in-10October Monthly System Peak Day30% Cycling7 | 0.39842 | 0.39842 | 67.9762 | 0 | 0 | 0 | 0 | 0 | 1337 | Non-Residential | caiso
Average Per Premise | 1-in-10 | October Monthly System Peak Day | 30% Cycling | 7 | Average Per Premise1-in-10October Monthly System Peak Day30% Cycling7 | 4.2271 | 4.2271 | 67.9762 | 0 | 0 | 0 | 0 | 0 | 1337 | Non-Residential | caiso
Average Per Device | 1-in-10 | October Monthly System Peak Day | 30% Cycling | 7 | Average Per Device1-in-10October Monthly System Peak Day30% Cycling7 | 1.548 | 1.548 | 67.9762 | 0 | 0 | 0 | 0 | 0 | 1337 | Non-Residential | caiso
Aggregate | 1-in-10 | October Monthly System Peak Day | 30% Cycling | 7 | Aggregate1-in-10October Monthly System Peak Day30% Cycling7 | 5.6516 | 5.6516 | 67.9762 | 0 | 0 | 0 | 0 | 0 | 1337 | Non-Residential | caiso
Average Per Ton | 1-in-10 | October Monthly System Peak Day | 50% Cycling | 7 | Average Per Ton1-in-10October Monthly System Peak Day50% Cycling7 | 0.40551 | 0.40551 | 68.1328 | 0 | 0 | 0 | 0 | 0 | 3452 | Non-Residential | caiso
Average Per Premise | 1-in-10 | October Monthly System Peak Day | 50% Cycling | 7 | Average Per Premise1-in-10October Monthly System Peak Day50% Cycling7 | 3.495 | 3.495 | 68.1328 | 0 | 0 | 0 | 0 | 0 | 3452 | Non-Residential | caiso
Average Per Device | 1-in-10 | October Monthly System Peak Day | 50% Cycling | 7 | Average Per Device1-in-10October Monthly System Peak Day50% Cycling7 | 1.5728 | 1.5728 | 68.1328 | 0 | 0 | 0 | 0 | 0 | 3452 | Non-Residential | caiso
Aggregate | 1-in-10 | October Monthly System Peak Day | 50% Cycling | 7 | Aggregate1-in-10October Monthly System Peak Day50% Cycling7 | 12.0646 | 12.0646 | 68.1328 | 0 | 0 | 0 | 0 | 0 | 3452 | Non-Residential | caiso
Average Per Ton | 1-in-10 | October Monthly System Peak Day | All | 7 | Average Per Ton1-in-10October Monthly System Peak DayAll7 | 0.40353 | 0.40353 | 68.0891 | 0 | 0 | 0 | 0 | 0 | 4789 | Non-Residential | caiso
Average Per Premise | 1-in-10 | October Monthly System Peak Day | All | 7 | Average Per Premise1-in-10October Monthly System Peak DayAll7 | 3.7022 | 3.7022 | 68.0891 | 0 | 0 | 0 | 0 | 0 | 4789 | Non-Residential | caiso
Average Per Device | 1-in-10 | October Monthly System Peak Day | All | 7 | Average Per Device1-in-10October Monthly System Peak DayAll7 | 1.566 | 1.566 | 68.0891 | 0 | 0 | 0 | 0 | 0 | 4789 | Non-Residential | caiso
Aggregate | 1-in-10 | October Monthly System Peak Day | All | 7 | Aggregate1-in-10October Monthly System Peak DayAll7 | 17.7298 | 17.7298 | 68.0891 | 0 | 0 | 0 | 0 | 0 | 4789 | Non-Residential | caiso
Average Per Ton | 1-in-10 | September Monthly System Peak Day | 30% Cycling | 7 | Average Per Ton1-in-10September Monthly System Peak Day30% Cycling7 | 0.48651 | 0.48651 | 72.6905 | 0 | 0 | 0 | 0 | 0 | 1337 | Non-Residential | caiso
Average Per Premise | 1-in-10 | September Monthly System Peak Day | 30% Cycling | 7 | Average Per Premise1-in-10September Monthly System Peak Day30% Cycling7 | 5.1616 | 5.1616 | 72.6905 | 0 | 0 | 0 | 0 | 0 | 1337 | Non-Residential | caiso
Average Per Device | 1-in-10 | September Monthly System Peak Day | 30% Cycling | 7 | Average Per Device1-in-10September Monthly System Peak Day30% Cycling7 | 1.8902 | 1.8902 | 72.6905 | 0 | 0 | 0 | 0 | 0 | 1337 | Non-Residential | caiso
Aggregate | 1-in-10 | September Monthly System Peak Day | 30% Cycling | 7 | Aggregate1-in-10September Monthly System Peak Day30% Cycling7 | 6.9011 | 6.9011 | 72.6905 | 0 | 0 | 0 | 0 | 0 | 1337 | Non-Residential | caiso
Average Per Ton | 1-in-10 | September Monthly System Peak Day | 50% Cycling | 7 | Average Per Ton1-in-10September Monthly System Peak Day50% Cycling7 | 0.44035 | 0.44035 | 72.7531 | 0 | 0 | 0 | 0 | 0 | 3452 | Non-Residential | caiso
Average Per Premise | 1-in-10 | September Monthly System Peak Day | 50% Cycling | 7 | Average Per Premise1-in-10September Monthly System Peak Day50% Cycling7 | 3.7952 | 3.7952 | 72.7531 | 0 | 0 | 0 | 0 | 0 | 3452 | Non-Residential | caiso
Average Per Device | 1-in-10 | September Monthly System Peak Day | 50% Cycling | 7 | Average Per Device1-in-10September Monthly System Peak Day50% Cycling7 | 1.7079 | 1.7079 | 72.7531 | 0 | 0 | 0 | 0 | 0 | 3452 | Non-Residential | caiso
Aggregate | 1-in-10 | September Monthly System Peak Day | 50% Cycling | 7 | Aggregate1-in-10September Monthly System Peak Day50% Cycling7 | 13.1011 | 13.1011 | 72.7531 | 0 | 0 | 0 | 0 | 0 | 3452 | Non-Residential | caiso
Average Per Ton | 1-in-10 | September Monthly System Peak Day | All | 7 | Average Per Ton1-in-10September Monthly System Peak DayAll7 | 0.45324 | 0.45324 | 72.7356 | 0 | 0 | 0 | 0 | 0 | 4789 | Non-Residential | caiso
Average Per Premise | 1-in-10 | September Monthly System Peak Day | All | 7 | Average Per Premise1-in-10September Monthly System Peak DayAll7 | 4.1582 | 4.1582 | 72.7356 | 0 | 0 | 0 | 0 | 0 | 4789 | Non-Residential | caiso
Average Per Device | 1-in-10 | September Monthly System Peak Day | All | 7 | Average Per Device1-in-10September Monthly System Peak DayAll7 | 1.7588 | 1.7588 | 72.7356 | 0 | 0 | 0 | 0 | 0 | 4789 | Non-Residential | caiso
Aggregate | 1-in-10 | September Monthly System Peak Day | All | 7 | Aggregate1-in-10September Monthly System Peak DayAll7 | 19.9137 | 19.9137 | 72.7356 | 0 | 0 | 0 | 0 | 0 | 4789 | Non-Residential | caiso
Average Per Ton | 1-in-10 | August Monthly System Peak Day | 30% Cycling | 8 | Average Per Ton1-in-10August Monthly System Peak Day30% Cycling8 | 0.52005 | 0.52005 | 71.0405 | 0 | 0 | 0 | 0 | 0 | 1337 | Non-Residential | caiso
Average Per Premise | 1-in-10 | August Monthly System Peak Day | 30% Cycling | 8 | Average Per Premise1-in-10August Monthly System Peak Day30% Cycling8 | 5.5175 | 5.5175 | 71.0405 | 0 | 0 | 0 | 0 | 0 | 1337 | Non-Residential | caiso
Average Per Device | 1-in-10 | August Monthly System Peak Day | 30% Cycling | 8 | Average Per Device1-in-10August Monthly System Peak Day30% Cycling8 | 2.0205 | 2.0205 | 71.0405 | 0 | 0 | 0 | 0 | 0 | 1337 | Non-Residential | caiso
Aggregate | 1-in-10 | August Monthly System Peak Day | 30% Cycling | 8 | Aggregate1-in-10August Monthly System Peak Day30% Cycling8 | 7.377 | 7.377 | 71.0405 | 0 | 0 | 0 | 0 | 0 | 1337 | Non-Residential | caiso
Average Per Ton | 1-in-10 | August Monthly System Peak Day | 50% Cycling | 8 | Average Per Ton1-in-10August Monthly System Peak Day50% Cycling8 | 0.52209 | 0.52209 | 70.9716 | 0 | 0 | 0 | 0 | 0 | 3452 | Non-Residential | caiso
Average Per Premise | 1-in-10 | August Monthly System Peak Day | 50% Cycling | 8 | Average Per Premise1-in-10August Monthly System Peak Day50% Cycling8 | 4.4997 | 4.4997 | 70.9716 | 0 | 0 | 0 | 0 | 0 | 3452 | Non-Residential | caiso
Average Per Device | 1-in-10 | August Monthly System Peak Day | 50% Cycling | 8 | Average Per Device1-in-10August Monthly System Peak Day50% Cycling8 | 2.0249 | 2.0249 | 70.9716 | 0 | 0 | 0 | 0 | 0 | 3452 | Non-Residential | caiso
Aggregate | 1-in-10 | August Monthly System Peak Day | 50% Cycling | 8 | Aggregate1-in-10August Monthly System Peak Day50% Cycling8 | 15.5329 | 15.5329 | 70.9716 | 0 | 0 | 0 | 0 | 0 | 3452 | Non-Residential | caiso
Average Per Ton | 1-in-10 | August Monthly System Peak Day | All | 8 | Average Per Ton1-in-10August Monthly System Peak DayAll8 | 0.52152 | 0.52152 | 70.9908 | 0 | 0 | 0 | 0 | 0 | 4789 | Non-Residential | caiso
Average Per Premise | 1-in-10 | August Monthly System Peak Day | All | 8 | Average Per Premise1-in-10August Monthly System Peak DayAll8 | 4.7847 | 4.7847 | 70.9908 | 0 | 0 | 0 | 0 | 0 | 4789 | Non-Residential | caiso
Average Per Device | 1-in-10 | August Monthly System Peak Day | All | 8 | Average Per Device1-in-10August Monthly System Peak DayAll8 | 2.0238 | 2.0238 | 70.9908 | 0 | 0 | 0 | 0 | 0 | 4789 | Non-Residential | caiso
Aggregate | 1-in-10 | August Monthly System Peak Day | All | 8 | Aggregate1-in-10August Monthly System Peak DayAll8 | 22.9138 | 22.9138 | 70.9908 | 0 | 0 | 0 | 0 | 0 | 4789 | Non-Residential | caiso
Average Per Ton | 1-in-10 | August Typical Event Day | 30% Cycling | 8 | Average Per Ton1-in-10August Typical Event Day30% Cycling8 | 0.51136 | 0.51136 | 70.9399 | 0 | 0 | 0 | 0 | 0 | 1337 | Non-Residential | caiso
Average Per Premise | 1-in-10 | August Typical Event Day | 30% Cycling | 8 | Average Per Premise1-in-10August Typical Event Day30% Cycling8 | 5.4253 | 5.4253 | 70.9399 | 0 | 0 | 0 | 0 | 0 | 1337 | Non-Residential | caiso
Average Per Device | 1-in-10 | August Typical Event Day | 30% Cycling | 8 | Average Per Device1-in-10August Typical Event Day30% Cycling8 | 1.9867 | 1.9867 | 70.9399 | 0 | 0 | 0 | 0 | 0 | 1337 | Non-Residential | caiso
Aggregate | 1-in-10 | August Typical Event Day | 30% Cycling | 8 | Aggregate1-in-10August Typical Event Day30% Cycling8 | 7.2536 | 7.2536 | 70.9399 | 0 | 0 | 0 | 0 | 0 | 1337 | Non-Residential | caiso
Average Per Ton | 1-in-10 | August Typical Event Day | 50% Cycling | 8 | Average Per Ton1-in-10August Typical Event Day50% Cycling8 | 0.51811 | 0.51811 | 70.8585 | 0 | 0 | 0 | 0 | 0 | 3452 | Non-Residential | caiso
Average Per Premise | 1-in-10 | August Typical Event Day | 50% Cycling | 8 | Average Per Premise1-in-10August Typical Event Day50% Cycling8 | 4.4654 | 4.4654 | 70.8585 | 0 | 0 | 0 | 0 | 0 | 3452 | Non-Residential | caiso
Average Per Device | 1-in-10 | August Typical Event Day | 50% Cycling | 8 | Average Per Device1-in-10August Typical Event Day50% Cycling8 | 2.0095 | 2.0095 | 70.8585 | 0 | 0 | 0 | 0 | 0 | 3452 | Non-Residential | caiso
Aggregate | 1-in-10 | August Typical Event Day | 50% Cycling | 8 | Aggregate1-in-10August Typical Event Day50% Cycling8 | 15.4146 | 15.4146 | 70.8585 | 0 | 0 | 0 | 0 | 0 | 3452 | Non-Residential | caiso
Average Per Ton | 1-in-10 | August Typical Event Day | All | 8 | Average Per Ton1-in-10August Typical Event DayAll8 | 0.51622 | 0.51622 | 70.8812 | 0 | 0 | 0 | 0 | 0 | 4789 | Non-Residential | caiso
Average Per Premise | 1-in-10 | August Typical Event Day | All | 8 | Average Per Premise1-in-10August Typical Event DayAll8 | 4.7361 | 4.7361 | 70.8812 | 0 | 0 | 0 | 0 | 0 | 4789 | Non-Residential | caiso
Average Per Device | 1-in-10 | August Typical Event Day | All | 8 | Average Per Device1-in-10August Typical Event DayAll8 | 2.0033 | 2.0033 | 70.8812 | 0 | 0 | 0 | 0 | 0 | 4789 | Non-Residential | caiso
Aggregate | 1-in-10 | August Typical Event Day | All | 8 | Aggregate1-in-10August Typical Event DayAll8 | 22.6812 | 22.6812 | 70.8812 | 0 | 0 | 0 | 0 | 0 | 4789 | Non-Residential | caiso
Average Per Ton | 1-in-10 | July Monthly System Peak Day | 30% Cycling | 8 | Average Per Ton1-in-10July Monthly System Peak Day30% Cycling8 | 0.47108 | 0.47108 | 70.7905 | 0 | 0 | 0 | 0 | 0 | 1337 | Non-Residential | caiso
Average Per Premise | 1-in-10 | July Monthly System Peak Day | 30% Cycling | 8 | Average Per Premise1-in-10July Monthly System Peak Day30% Cycling8 | 4.998 | 4.998 | 70.7905 | 0 | 0 | 0 | 0 | 0 | 1337 | Non-Residential | caiso
Average Per Device | 1-in-10 | July Monthly System Peak Day | 30% Cycling | 8 | Average Per Device1-in-10July Monthly System Peak Day30% Cycling8 | 1.8303 | 1.8303 | 70.7905 | 0 | 0 | 0 | 0 | 0 | 1337 | Non-Residential | caiso
Aggregate | 1-in-10 | July Monthly System Peak Day | 30% Cycling | 8 | Aggregate1-in-10July Monthly System Peak Day30% Cycling8 | 6.6823 | 6.6823 | 70.7905 | 0 | 0 | 0 | 0 | 0 | 1337 | Non-Residential | caiso
Average Per Ton | 1-in-10 | July Monthly System Peak Day | 50% Cycling | 8 | Average Per Ton1-in-10July Monthly System Peak Day50% Cycling8 | 0.50131 | 0.50131 | 70.7216 | 0 | 0 | 0 | 0 | 0 | 3452 | Non-Residential | caiso
Average Per Premise | 1-in-10 | July Monthly System Peak Day | 50% Cycling | 8 | Average Per Premise1-in-10July Monthly System Peak Day50% Cycling8 | 4.3206 | 4.3206 | 70.7216 | 0 | 0 | 0 | 0 | 0 | 3452 | Non-Residential | caiso
Average Per Device | 1-in-10 | July Monthly System Peak Day | 50% Cycling | 8 | Average Per Device1-in-10July Monthly System Peak Day50% Cycling8 | 1.9443 | 1.9443 | 70.7216 | 0 | 0 | 0 | 0 | 0 | 3452 | Non-Residential | caiso
Aggregate | 1-in-10 | July Monthly System Peak Day | 50% Cycling | 8 | Aggregate1-in-10July Monthly System Peak Day50% Cycling8 | 14.9147 | 14.9147 | 70.7216 | 0 | 0 | 0 | 0 | 0 | 3452 | Non-Residential | caiso
Average Per Ton | 1-in-10 | July Monthly System Peak Day | All | 8 | Average Per Ton1-in-10July Monthly System Peak DayAll8 | 0.49287 | 0.49287 | 70.7408 | 0 | 0 | 0 | 0 | 0 | 4789 | Non-Residential | caiso
Average Per Premise | 1-in-10 | July Monthly System Peak Day | All | 8 | Average Per Premise1-in-10July Monthly System Peak DayAll8 | 4.5218 | 4.5218 | 70.7408 | 0 | 0 | 0 | 0 | 0 | 4789 | Non-Residential | caiso
Average Per Device | 1-in-10 | July Monthly System Peak Day | All | 8 | Average Per Device1-in-10July Monthly System Peak DayAll8 | 1.9126 | 1.9126 | 70.7408 | 0 | 0 | 0 | 0 | 0 | 4789 | Non-Residential | caiso
Aggregate | 1-in-10 | July Monthly System Peak Day | All | 8 | Aggregate1-in-10July Monthly System Peak DayAll8 | 21.655 | 21.655 | 70.7408 | 0 | 0 | 0 | 0 | 0 | 4789 | Non-Residential | caiso
Average Per Ton | 1-in-10 | June Monthly System Peak Day | 30% Cycling | 8 | Average Per Ton1-in-10June Monthly System Peak Day30% Cycling8 | 0.46004 | 0.46004 | 68.25 | 0 | 0 | 0 | 0 | 0 | 1337 | Non-Residential | caiso
Average Per Premise | 1-in-10 | June Monthly System Peak Day | 30% Cycling | 8 | Average Per Premise1-in-10June Monthly System Peak Day30% Cycling8 | 4.8808 | 4.8808 | 68.25 | 0 | 0 | 0 | 0 | 0 | 1337 | Non-Residential | caiso
Average Per Device | 1-in-10 | June Monthly System Peak Day | 30% Cycling | 8 | Average Per Device1-in-10June Monthly System Peak Day30% Cycling8 | 1.7874 | 1.7874 | 68.25 | 0 | 0 | 0 | 0 | 0 | 1337 | Non-Residential | caiso
Aggregate | 1-in-10 | June Monthly System Peak Day | 30% Cycling | 8 | Aggregate1-in-10June Monthly System Peak Day30% Cycling8 | 6.5257 | 6.5257 | 68.25 | 0 | 0 | 0 | 0 | 0 | 1337 | Non-Residential | caiso
Average Per Ton | 1-in-10 | June Monthly System Peak Day | 50% Cycling | 8 | Average Per Ton1-in-10June Monthly System Peak Day50% Cycling8 | 0.49664 | 0.49664 | 68.25 | 0 | 0 | 0 | 0 | 0 | 3452 | Non-Residential | caiso
Average Per Premise | 1-in-10 | June Monthly System Peak Day | 50% Cycling | 8 | Average Per Premise1-in-10June Monthly System Peak Day50% Cycling8 | 4.2804 | 4.2804 | 68.25 | 0 | 0 | 0 | 0 | 0 | 3452 | Non-Residential | caiso
Average Per Device | 1-in-10 | June Monthly System Peak Day | 50% Cycling | 8 | Average Per Device1-in-10June Monthly System Peak Day50% Cycling8 | 1.9262 | 1.9262 | 68.25 | 0 | 0 | 0 | 0 | 0 | 3452 | Non-Residential | caiso
Aggregate | 1-in-10 | June Monthly System Peak Day | 50% Cycling | 8 | Aggregate1-in-10June Monthly System Peak Day50% Cycling8 | 14.7758 | 14.7758 | 68.25 | 0 | 0 | 0 | 0 | 0 | 3452 | Non-Residential | caiso
Average Per Ton | 1-in-10 | June Monthly System Peak Day | All | 8 | Average Per Ton1-in-10June Monthly System Peak DayAll8 | 0.48642 | 0.48642 | 68.25 | 0 | 0 | 0 | 0 | 0 | 4789 | Non-Residential | caiso
Average Per Premise | 1-in-10 | June Monthly System Peak Day | All | 8 | Average Per Premise1-in-10June Monthly System Peak DayAll8 | 4.4627 | 4.4627 | 68.25 | 0 | 0 | 0 | 0 | 0 | 4789 | Non-Residential | caiso
Average Per Device | 1-in-10 | June Monthly System Peak Day | All | 8 | Average Per Device1-in-10June Monthly System Peak DayAll8 | 1.8876 | 1.8876 | 68.25 | 0 | 0 | 0 | 0 | 0 | 4789 | Non-Residential | caiso
Aggregate | 1-in-10 | June Monthly System Peak Day | All | 8 | Aggregate1-in-10June Monthly System Peak DayAll8 | 21.3717 | 21.3717 | 68.25 | 0 | 0 | 0 | 0 | 0 | 4789 | Non-Residential | caiso
Average Per Ton | 1-in-10 | May Monthly System Peak Day | 30% Cycling | 8 | Average Per Ton1-in-10May Monthly System Peak Day30% Cycling8 | 0.46035 | 0.46035 | 67.738 | 0 | 0 | 0 | 0 | 0 | 1337 | Non-Residential | caiso
Average Per Premise | 1-in-10 | May Monthly System Peak Day | 30% Cycling | 8 | Average Per Premise1-in-10May Monthly System Peak Day30% Cycling8 | 4.8842 | 4.8842 | 67.738 | 0 | 0 | 0 | 0 | 0 | 1337 | Non-Residential | caiso
Average Per Device | 1-in-10 | May Monthly System Peak Day | 30% Cycling | 8 | Average Per Device1-in-10May Monthly System Peak Day30% Cycling8 | 1.7886 | 1.7886 | 67.738 | 0 | 0 | 0 | 0 | 0 | 1337 | Non-Residential | caiso
Aggregate | 1-in-10 | May Monthly System Peak Day | 30% Cycling | 8 | Aggregate1-in-10May Monthly System Peak Day30% Cycling8 | 6.5301 | 6.5301 | 67.738 | 0 | 0 | 0 | 0 | 0 | 1337 | Non-Residential | caiso
Average Per Ton | 1-in-10 | May Monthly System Peak Day | 50% Cycling | 8 | Average Per Ton1-in-10May Monthly System Peak Day50% Cycling8 | 0.49621 | 0.49621 | 67.4875 | 0 | 0 | 0 | 0 | 0 | 3452 | Non-Residential | caiso
Average Per Premise | 1-in-10 | May Monthly System Peak Day | 50% Cycling | 8 | Average Per Premise1-in-10May Monthly System Peak Day50% Cycling8 | 4.2767 | 4.2767 | 67.4875 | 0 | 0 | 0 | 0 | 0 | 3452 | Non-Residential | caiso
Average Per Device | 1-in-10 | May Monthly System Peak Day | 50% Cycling | 8 | Average Per Device1-in-10May Monthly System Peak Day50% Cycling8 | 1.9245 | 1.9245 | 67.4875 | 0 | 0 | 0 | 0 | 0 | 3452 | Non-Residential | caiso
Aggregate | 1-in-10 | May Monthly System Peak Day | 50% Cycling | 8 | Aggregate1-in-10May Monthly System Peak Day50% Cycling8 | 14.7632 | 14.7632 | 67.4875 | 0 | 0 | 0 | 0 | 0 | 3452 | Non-Residential | caiso
Average Per Ton | 1-in-10 | May Monthly System Peak Day | All | 8 | Average Per Ton1-in-10May Monthly System Peak DayAll8 | 0.4862 | 0.4862 | 67.5575 | 0 | 0 | 0 | 0 | 0 | 4789 | Non-Residential | caiso
Average Per Premise | 1-in-10 | May Monthly System Peak Day | All | 8 | Average Per Premise1-in-10May Monthly System Peak DayAll8 | 4.4607 | 4.4607 | 67.5575 | 0 | 0 | 0 | 0 | 0 | 4789 | Non-Residential | caiso
Average Per Device | 1-in-10 | May Monthly System Peak Day | All | 8 | Average Per Device1-in-10May Monthly System Peak DayAll8 | 1.8868 | 1.8868 | 67.5575 | 0 | 0 | 0 | 0 | 0 | 4789 | Non-Residential | caiso
Aggregate | 1-in-10 | May Monthly System Peak Day | All | 8 | Aggregate1-in-10May Monthly System Peak DayAll8 | 21.3621 | 21.3621 | 67.5575 | 0 | 0 | 0 | 0 | 0 | 4789 | Non-Residential | caiso
Average Per Ton | 1-in-10 | October Monthly System Peak Day | 30% Cycling | 8 | Average Per Ton1-in-10October Monthly System Peak Day30% Cycling8 | 0.48667 | 0.48667 | 68.1743 | 0 | 0 | 0 | 0 | 0 | 1337 | Non-Residential | caiso
Average Per Premise | 1-in-10 | October Monthly System Peak Day | 30% Cycling | 8 | Average Per Premise1-in-10October Monthly System Peak Day30% Cycling8 | 5.1633 | 5.1633 | 68.1743 | 0 | 0 | 0 | 0 | 0 | 1337 | Non-Residential | caiso
Average Per Device | 1-in-10 | October Monthly System Peak Day | 30% Cycling | 8 | Average Per Device1-in-10October Monthly System Peak Day30% Cycling8 | 1.8908 | 1.8908 | 68.1743 | 0 | 0 | 0 | 0 | 0 | 1337 | Non-Residential | caiso
Aggregate | 1-in-10 | October Monthly System Peak Day | 30% Cycling | 8 | Aggregate1-in-10October Monthly System Peak Day30% Cycling8 | 6.9033 | 6.9033 | 68.1743 | 0 | 0 | 0 | 0 | 0 | 1337 | Non-Residential | caiso
Average Per Ton | 1-in-10 | October Monthly System Peak Day | 50% Cycling | 8 | Average Per Ton1-in-10October Monthly System Peak Day50% Cycling8 | 0.5087 | 0.5087 | 68.396 | 0 | 0 | 0 | 0 | 0 | 3452 | Non-Residential | caiso
Average Per Premise | 1-in-10 | October Monthly System Peak Day | 50% Cycling | 8 | Average Per Premise1-in-10October Monthly System Peak Day50% Cycling8 | 4.3844 | 4.3844 | 68.396 | 0 | 0 | 0 | 0 | 0 | 3452 | Non-Residential | caiso
Average Per Device | 1-in-10 | October Monthly System Peak Day | 50% Cycling | 8 | Average Per Device1-in-10October Monthly System Peak Day50% Cycling8 | 1.973 | 1.973 | 68.396 | 0 | 0 | 0 | 0 | 0 | 3452 | Non-Residential | caiso
Aggregate | 1-in-10 | October Monthly System Peak Day | 50% Cycling | 8 | Aggregate1-in-10October Monthly System Peak Day50% Cycling8 | 15.1348 | 15.1348 | 68.396 | 0 | 0 | 0 | 0 | 0 | 3452 | Non-Residential | caiso
Average Per Ton | 1-in-10 | October Monthly System Peak Day | All | 8 | Average Per Ton1-in-10October Monthly System Peak DayAll8 | 0.50255 | 0.50255 | 68.3341 | 0 | 0 | 0 | 0 | 0 | 4789 | Non-Residential | caiso
Average Per Premise | 1-in-10 | October Monthly System Peak Day | All | 8 | Average Per Premise1-in-10October Monthly System Peak DayAll8 | 4.6106 | 4.6106 | 68.3341 | 0 | 0 | 0 | 0 | 0 | 4789 | Non-Residential | caiso
Average Per Device | 1-in-10 | October Monthly System Peak Day | All | 8 | Average Per Device1-in-10October Monthly System Peak DayAll8 | 1.9502 | 1.9502 | 68.3341 | 0 | 0 | 0 | 0 | 0 | 4789 | Non-Residential | caiso
Aggregate | 1-in-10 | October Monthly System Peak Day | All | 8 | Aggregate1-in-10October Monthly System Peak DayAll8 | 22.0804 | 22.0804 | 68.3341 | 0 | 0 | 0 | 0 | 0 | 4789 | Non-Residential | caiso
Average Per Ton | 1-in-10 | September Monthly System Peak Day | 30% Cycling | 8 | Average Per Ton1-in-10September Monthly System Peak Day30% Cycling8 | 0.59426 | 0.59426 | 73.6785 | 0 | 0 | 0 | 0 | 0 | 1337 | Non-Residential | caiso
Average Per Premise | 1-in-10 | September Monthly System Peak Day | 30% Cycling | 8 | Average Per Premise1-in-10September Monthly System Peak Day30% Cycling8 | 6.3048 | 6.3048 | 73.6785 | 0 | 0 | 0 | 0 | 0 | 1337 | Non-Residential | caiso
Average Per Device | 1-in-10 | September Monthly System Peak Day | 30% Cycling | 8 | Average Per Device1-in-10September Monthly System Peak Day30% Cycling8 | 2.3088 | 2.3088 | 73.6785 | 0 | 0 | 0 | 0 | 0 | 1337 | Non-Residential | caiso
Aggregate | 1-in-10 | September Monthly System Peak Day | 30% Cycling | 8 | Aggregate1-in-10September Monthly System Peak Day30% Cycling8 | 8.4296 | 8.4296 | 73.6785 | 0 | 0 | 0 | 0 | 0 | 1337 | Non-Residential | caiso
Average Per Ton | 1-in-10 | September Monthly System Peak Day | 50% Cycling | 8 | Average Per Ton1-in-10September Monthly System Peak Day50% Cycling8 | 0.55241 | 0.55241 | 73.4907 | 0 | 0 | 0 | 0 | 0 | 3452 | Non-Residential | caiso
Average Per Premise | 1-in-10 | September Monthly System Peak Day | 50% Cycling | 8 | Average Per Premise1-in-10September Monthly System Peak Day50% Cycling8 | 4.761 | 4.761 | 73.4907 | 0 | 0 | 0 | 0 | 0 | 3452 | Non-Residential | caiso
Average Per Device | 1-in-10 | September Monthly System Peak Day | 50% Cycling | 8 | Average Per Device1-in-10September Monthly System Peak Day50% Cycling8 | 2.1425 | 2.1425 | 73.4907 | 0 | 0 | 0 | 0 | 0 | 3452 | Non-Residential | caiso
Aggregate | 1-in-10 | September Monthly System Peak Day | 50% Cycling | 8 | Aggregate1-in-10September Monthly System Peak Day50% Cycling8 | 16.435 | 16.435 | 73.4907 | 0 | 0 | 0 | 0 | 0 | 3452 | Non-Residential | caiso
Average Per Ton | 1-in-10 | September Monthly System Peak Day | All | 8 | Average Per Ton1-in-10September Monthly System Peak DayAll8 | 0.56409 | 0.56409 | 73.5431 | 0 | 0 | 0 | 0 | 0 | 4789 | Non-Residential | caiso
Average Per Premise | 1-in-10 | September Monthly System Peak Day | All | 8 | Average Per Premise1-in-10September Monthly System Peak DayAll8 | 5.1753 | 5.1753 | 73.5431 | 0 | 0 | 0 | 0 | 0 | 4789 | Non-Residential | caiso
Average Per Device | 1-in-10 | September Monthly System Peak Day | All | 8 | Average Per Device1-in-10September Monthly System Peak DayAll8 | 2.189 | 2.189 | 73.5431 | 0 | 0 | 0 | 0 | 0 | 4789 | Non-Residential | caiso
Aggregate | 1-in-10 | September Monthly System Peak Day | All | 8 | Aggregate1-in-10September Monthly System Peak DayAll8 | 24.7843 | 24.7843 | 73.5431 | 0 | 0 | 0 | 0 | 0 | 4789 | Non-Residential | caiso
Average Per Ton | 1-in-10 | August Monthly System Peak Day | 30% Cycling | 9 | Average Per Ton1-in-10August Monthly System Peak Day30% Cycling9 | 0.67921 | 0.67921 | 74.9127 | 0 | 0 | 0 | 0 | 0 | 1337 | Non-Residential | caiso
Average Per Premise | 1-in-10 | August Monthly System Peak Day | 30% Cycling | 9 | Average Per Premise1-in-10August Monthly System Peak Day30% Cycling9 | 7.2061 | 7.2061 | 74.9127 | 0 | 0 | 0 | 0 | 0 | 1337 | Non-Residential | caiso
Average Per Device | 1-in-10 | August Monthly System Peak Day | 30% Cycling | 9 | Average Per Device1-in-10August Monthly System Peak Day30% Cycling9 | 2.6389 | 2.6389 | 74.9127 | 0 | 0 | 0 | 0 | 0 | 1337 | Non-Residential | caiso
Aggregate | 1-in-10 | August Monthly System Peak Day | 30% Cycling | 9 | Aggregate1-in-10August Monthly System Peak Day30% Cycling9 | 9.6346 | 9.6346 | 74.9127 | 0 | 0 | 0 | 0 | 0 | 1337 | Non-Residential | caiso
Average Per Ton | 1-in-10 | August Monthly System Peak Day | 50% Cycling | 9 | Average Per Ton1-in-10August Monthly System Peak Day50% Cycling9 | 0.67293 | 0.67293 | 74.4731 | 0 | 0 | 0 | 0 | 0 | 3452 | Non-Residential | caiso
Average Per Premise | 1-in-10 | August Monthly System Peak Day | 50% Cycling | 9 | Average Per Premise1-in-10August Monthly System Peak Day50% Cycling9 | 5.7997 | 5.7997 | 74.4731 | 0 | 0 | 0 | 0 | 0 | 3452 | Non-Residential | caiso
Average Per Device | 1-in-10 | August Monthly System Peak Day | 50% Cycling | 9 | Average Per Device1-in-10August Monthly System Peak Day50% Cycling9 | 2.6099 | 2.6099 | 74.4731 | 0 | 0 | 0 | 0 | 0 | 3452 | Non-Residential | caiso
Aggregate | 1-in-10 | August Monthly System Peak Day | 50% Cycling | 9 | Aggregate1-in-10August Monthly System Peak Day50% Cycling9 | 20.0207 | 20.0207 | 74.4731 | 0 | 0 | 0 | 0 | 0 | 3452 | Non-Residential | caiso
Average Per Ton | 1-in-10 | August Monthly System Peak Day | All | 9 | Average Per Ton1-in-10August Monthly System Peak DayAll9 | 0.67468 | 0.67468 | 74.5959 | 0 | 0 | 0 | 0 | 0 | 4789 | Non-Residential | caiso
Average Per Premise | 1-in-10 | August Monthly System Peak Day | All | 9 | Average Per Premise1-in-10August Monthly System Peak DayAll9 | 6.1899 | 6.1899 | 74.5959 | 0 | 0 | 0 | 0 | 0 | 4789 | Non-Residential | caiso
Average Per Device | 1-in-10 | August Monthly System Peak Day | All | 9 | Average Per Device1-in-10August Monthly System Peak DayAll9 | 2.6182 | 2.6182 | 74.5959 | 0 | 0 | 0 | 0 | 0 | 4789 | Non-Residential | caiso
Aggregate | 1-in-10 | August Monthly System Peak Day | All | 9 | Aggregate1-in-10August Monthly System Peak DayAll9 | 29.6432 | 29.6432 | 74.5959 | 0 | 0 | 0 | 0 | 0 | 4789 | Non-Residential | caiso
Average Per Ton | 1-in-10 | August Typical Event Day | 30% Cycling | 9 | Average Per Ton1-in-10August Typical Event Day30% Cycling9 | 0.66785 | 0.66785 | 75.3198 | 0 | 0 | 0 | 0 | 0 | 1337 | Non-Residential | caiso
Average Per Premise | 1-in-10 | August Typical Event Day | 30% Cycling | 9 | Average Per Premise1-in-10August Typical Event Day30% Cycling9 | 7.0856 | 7.0856 | 75.3198 | 0 | 0 | 0 | 0 | 0 | 1337 | Non-Residential | caiso
Average Per Device | 1-in-10 | August Typical Event Day | 30% Cycling | 9 | Average Per Device1-in-10August Typical Event Day30% Cycling9 | 2.5948 | 2.5948 | 75.3198 | 0 | 0 | 0 | 0 | 0 | 1337 | Non-Residential | caiso
Aggregate | 1-in-10 | August Typical Event Day | 30% Cycling | 9 | Aggregate1-in-10August Typical Event Day30% Cycling9 | 9.4735 | 9.4735 | 75.3198 | 0 | 0 | 0 | 0 | 0 | 1337 | Non-Residential | caiso
Average Per Ton | 1-in-10 | August Typical Event Day | 50% Cycling | 9 | Average Per Ton1-in-10August Typical Event Day50% Cycling9 | 0.6678 | 0.6678 | 74.6853 | 0 | 0 | 0 | 0 | 0 | 3452 | Non-Residential | caiso
Average Per Premise | 1-in-10 | August Typical Event Day | 50% Cycling | 9 | Average Per Premise1-in-10August Typical Event Day50% Cycling9 | 5.7556 | 5.7556 | 74.6853 | 0 | 0 | 0 | 0 | 0 | 3452 | Non-Residential | caiso
Average Per Device | 1-in-10 | August Typical Event Day | 50% Cycling | 9 | Average Per Device1-in-10August Typical Event Day50% Cycling9 | 2.59 | 2.59 | 74.6853 | 0 | 0 | 0 | 0 | 0 | 3452 | Non-Residential | caiso
Aggregate | 1-in-10 | August Typical Event Day | 50% Cycling | 9 | Aggregate1-in-10August Typical Event Day50% Cycling9 | 19.8682 | 19.8682 | 74.6853 | 0 | 0 | 0 | 0 | 0 | 3452 | Non-Residential | caiso
Average Per Ton | 1-in-10 | August Typical Event Day | All | 9 | Average Per Ton1-in-10August Typical Event DayAll9 | 0.66782 | 0.66782 | 74.8625 | 0 | 0 | 0 | 0 | 0 | 4789 | Non-Residential | caiso
Average Per Premise | 1-in-10 | August Typical Event Day | All | 9 | Average Per Premise1-in-10August Typical Event DayAll9 | 6.1269 | 6.1269 | 74.8625 | 0 | 0 | 0 | 0 | 0 | 4789 | Non-Residential | caiso
Average Per Device | 1-in-10 | August Typical Event Day | All | 9 | Average Per Device1-in-10August Typical Event DayAll9 | 2.5916 | 2.5916 | 74.8625 | 0 | 0 | 0 | 0 | 0 | 4789 | Non-Residential | caiso
Aggregate | 1-in-10 | August Typical Event Day | All | 9 | Aggregate1-in-10August Typical Event DayAll9 | 29.3416 | 29.3416 | 74.8625 | 0 | 0 | 0 | 0 | 0 | 4789 | Non-Residential | caiso
Average Per Ton | 1-in-10 | July Monthly System Peak Day | 30% Cycling | 9 | Average Per Ton1-in-10July Monthly System Peak Day30% Cycling9 | 0.61525 | 0.61525 | 73.7403 | 0 | 0 | 0 | 0 | 0 | 1337 | Non-Residential | caiso
Average Per Premise | 1-in-10 | July Monthly System Peak Day | 30% Cycling | 9 | Average Per Premise1-in-10July Monthly System Peak Day30% Cycling9 | 6.5275 | 6.5275 | 73.7403 | 0 | 0 | 0 | 0 | 0 | 1337 | Non-Residential | caiso
Average Per Device | 1-in-10 | July Monthly System Peak Day | 30% Cycling | 9 | Average Per Device1-in-10July Monthly System Peak Day30% Cycling9 | 2.3904 | 2.3904 | 73.7403 | 0 | 0 | 0 | 0 | 0 | 1337 | Non-Residential | caiso
Aggregate | 1-in-10 | July Monthly System Peak Day | 30% Cycling | 9 | Aggregate1-in-10July Monthly System Peak Day30% Cycling9 | 8.7273 | 8.7273 | 73.7403 | 0 | 0 | 0 | 0 | 0 | 1337 | Non-Residential | caiso
Average Per Ton | 1-in-10 | July Monthly System Peak Day | 50% Cycling | 9 | Average Per Ton1-in-10July Monthly System Peak Day50% Cycling9 | 0.64614 | 0.64614 | 73.0796 | 0 | 0 | 0 | 0 | 0 | 3452 | Non-Residential | caiso
Average Per Premise | 1-in-10 | July Monthly System Peak Day | 50% Cycling | 9 | Average Per Premise1-in-10July Monthly System Peak Day50% Cycling9 | 5.5689 | 5.5689 | 73.0796 | 0 | 0 | 0 | 0 | 0 | 3452 | Non-Residential | caiso
Average Per Device | 1-in-10 | July Monthly System Peak Day | 50% Cycling | 9 | Average Per Device1-in-10July Monthly System Peak Day50% Cycling9 | 2.506 | 2.506 | 73.0796 | 0 | 0 | 0 | 0 | 0 | 3452 | Non-Residential | caiso
Aggregate | 1-in-10 | July Monthly System Peak Day | 50% Cycling | 9 | Aggregate1-in-10July Monthly System Peak Day50% Cycling9 | 19.2238 | 19.2238 | 73.0796 | 0 | 0 | 0 | 0 | 0 | 3452 | Non-Residential | caiso
Average Per Ton | 1-in-10 | July Monthly System Peak Day | All | 9 | Average Per Ton1-in-10July Monthly System Peak DayAll9 | 0.63752 | 0.63752 | 73.2641 | 0 | 0 | 0 | 0 | 0 | 4789 | Non-Residential | caiso
Average Per Premise | 1-in-10 | July Monthly System Peak Day | All | 9 | Average Per Premise1-in-10July Monthly System Peak DayAll9 | 5.8489 | 5.8489 | 73.2641 | 0 | 0 | 0 | 0 | 0 | 4789 | Non-Residential | caiso
Average Per Device | 1-in-10 | July Monthly System Peak Day | All | 9 | Average Per Device1-in-10July Monthly System Peak DayAll9 | 2.474 | 2.474 | 73.2641 | 0 | 0 | 0 | 0 | 0 | 4789 | Non-Residential | caiso
Aggregate | 1-in-10 | July Monthly System Peak Day | All | 9 | Aggregate1-in-10July Monthly System Peak DayAll9 | 28.0104 | 28.0104 | 73.2641 | 0 | 0 | 0 | 0 | 0 | 4789 | Non-Residential | caiso
Average Per Ton | 1-in-10 | June Monthly System Peak Day | 30% Cycling | 9 | Average Per Ton1-in-10June Monthly System Peak Day30% Cycling9 | 0.60083 | 0.60083 | 72.2337 | 0 | 0 | 0 | 0 | 0 | 1337 | Non-Residential | caiso
Average Per Premise | 1-in-10 | June Monthly System Peak Day | 30% Cycling | 9 | Average Per Premise1-in-10June Monthly System Peak Day30% Cycling9 | 6.3746 | 6.3746 | 72.2337 | 0 | 0 | 0 | 0 | 0 | 1337 | Non-Residential | caiso
Average Per Device | 1-in-10 | June Monthly System Peak Day | 30% Cycling | 9 | Average Per Device1-in-10June Monthly System Peak Day30% Cycling9 | 2.3344 | 2.3344 | 72.2337 | 0 | 0 | 0 | 0 | 0 | 1337 | Non-Residential | caiso
Aggregate | 1-in-10 | June Monthly System Peak Day | 30% Cycling | 9 | Aggregate1-in-10June Monthly System Peak Day30% Cycling9 | 8.5228 | 8.5228 | 72.2337 | 0 | 0 | 0 | 0 | 0 | 1337 | Non-Residential | caiso
Average Per Ton | 1-in-10 | June Monthly System Peak Day | 50% Cycling | 9 | Average Per Ton1-in-10June Monthly System Peak Day50% Cycling9 | 0.64013 | 0.64013 | 71.7352 | 0 | 0 | 0 | 0 | 0 | 3452 | Non-Residential | caiso
Average Per Premise | 1-in-10 | June Monthly System Peak Day | 50% Cycling | 9 | Average Per Premise1-in-10June Monthly System Peak Day50% Cycling9 | 5.517 | 5.517 | 71.7352 | 0 | 0 | 0 | 0 | 0 | 3452 | Non-Residential | caiso
Average Per Device | 1-in-10 | June Monthly System Peak Day | 50% Cycling | 9 | Average Per Device1-in-10June Monthly System Peak Day50% Cycling9 | 2.4827 | 2.4827 | 71.7352 | 0 | 0 | 0 | 0 | 0 | 3452 | Non-Residential | caiso
Aggregate | 1-in-10 | June Monthly System Peak Day | 50% Cycling | 9 | Aggregate1-in-10June Monthly System Peak Day50% Cycling9 | 19.0448 | 19.0448 | 71.7352 | 0 | 0 | 0 | 0 | 0 | 3452 | Non-Residential | caiso
Average Per Ton | 1-in-10 | June Monthly System Peak Day | All | 9 | Average Per Ton1-in-10June Monthly System Peak DayAll9 | 0.62915 | 0.62915 | 71.8744 | 0 | 0 | 0 | 0 | 0 | 4789 | Non-Residential | caiso
Average Per Premise | 1-in-10 | June Monthly System Peak Day | All | 9 | Average Per Premise1-in-10June Monthly System Peak DayAll9 | 5.7722 | 5.7722 | 71.8744 | 0 | 0 | 0 | 0 | 0 | 4789 | Non-Residential | caiso
Average Per Device | 1-in-10 | June Monthly System Peak Day | All | 9 | Average Per Device1-in-10June Monthly System Peak DayAll9 | 2.4415 | 2.4415 | 71.8744 | 0 | 0 | 0 | 0 | 0 | 4789 | Non-Residential | caiso
Aggregate | 1-in-10 | June Monthly System Peak Day | All | 9 | Aggregate1-in-10June Monthly System Peak DayAll9 | 27.643 | 27.643 | 71.8744 | 0 | 0 | 0 | 0 | 0 | 4789 | Non-Residential | caiso
Average Per Ton | 1-in-10 | May Monthly System Peak Day | 30% Cycling | 9 | Average Per Ton1-in-10May Monthly System Peak Day30% Cycling9 | 0.60124 | 0.60124 | 74.4998 | 0 | 0 | 0 | 0 | 0 | 1337 | Non-Residential | caiso
Average Per Premise | 1-in-10 | May Monthly System Peak Day | 30% Cycling | 9 | Average Per Premise1-in-10May Monthly System Peak Day30% Cycling9 | 6.3789 | 6.3789 | 74.4998 | 0 | 0 | 0 | 0 | 0 | 1337 | Non-Residential | caiso
Average Per Device | 1-in-10 | May Monthly System Peak Day | 30% Cycling | 9 | Average Per Device1-in-10May Monthly System Peak Day30% Cycling9 | 2.336 | 2.336 | 74.4998 | 0 | 0 | 0 | 0 | 0 | 1337 | Non-Residential | caiso
Aggregate | 1-in-10 | May Monthly System Peak Day | 30% Cycling | 9 | Aggregate1-in-10May Monthly System Peak Day30% Cycling9 | 8.5286 | 8.5286 | 74.4998 | 0 | 0 | 0 | 0 | 0 | 1337 | Non-Residential | caiso
Average Per Ton | 1-in-10 | May Monthly System Peak Day | 50% Cycling | 9 | Average Per Ton1-in-10May Monthly System Peak Day50% Cycling9 | 0.63958 | 0.63958 | 73.8423 | 0 | 0 | 0 | 0 | 0 | 3452 | Non-Residential | caiso
Average Per Premise | 1-in-10 | May Monthly System Peak Day | 50% Cycling | 9 | Average Per Premise1-in-10May Monthly System Peak Day50% Cycling9 | 5.5123 | 5.5123 | 73.8423 | 0 | 0 | 0 | 0 | 0 | 3452 | Non-Residential | caiso
Average Per Device | 1-in-10 | May Monthly System Peak Day | 50% Cycling | 9 | Average Per Device1-in-10May Monthly System Peak Day50% Cycling9 | 2.4806 | 2.4806 | 73.8423 | 0 | 0 | 0 | 0 | 0 | 3452 | Non-Residential | caiso
Aggregate | 1-in-10 | May Monthly System Peak Day | 50% Cycling | 9 | Aggregate1-in-10May Monthly System Peak Day50% Cycling9 | 19.0285 | 19.0285 | 73.8423 | 0 | 0 | 0 | 0 | 0 | 3452 | Non-Residential | caiso
Average Per Ton | 1-in-10 | May Monthly System Peak Day | All | 9 | Average Per Ton1-in-10May Monthly System Peak DayAll9 | 0.62887 | 0.62887 | 74.0259 | 0 | 0 | 0 | 0 | 0 | 4789 | Non-Residential | caiso
Average Per Premise | 1-in-10 | May Monthly System Peak Day | All | 9 | Average Per Premise1-in-10May Monthly System Peak DayAll9 | 5.7696 | 5.7696 | 74.0259 | 0 | 0 | 0 | 0 | 0 | 4789 | Non-Residential | caiso
Average Per Device | 1-in-10 | May Monthly System Peak Day | All | 9 | Average Per Device1-in-10May Monthly System Peak DayAll9 | 2.4404 | 2.4404 | 74.0259 | 0 | 0 | 0 | 0 | 0 | 4789 | Non-Residential | caiso
Aggregate | 1-in-10 | May Monthly System Peak Day | All | 9 | Aggregate1-in-10May Monthly System Peak DayAll9 | 27.6307 | 27.6307 | 74.0259 | 0 | 0 | 0 | 0 | 0 | 4789 | Non-Residential | caiso
Average Per Ton | 1-in-10 | October Monthly System Peak Day | 30% Cycling | 9 | Average Per Ton1-in-10October Monthly System Peak Day30% Cycling9 | 0.6356 | 0.6356 | 72.4384 | 0 | 0 | 0 | 0 | 0 | 1337 | Non-Residential | caiso
Average Per Premise | 1-in-10 | October Monthly System Peak Day | 30% Cycling | 9 | Average Per Premise1-in-10October Monthly System Peak Day30% Cycling9 | 6.7435 | 6.7435 | 72.4384 | 0 | 0 | 0 | 0 | 0 | 1337 | Non-Residential | caiso
Average Per Device | 1-in-10 | October Monthly System Peak Day | 30% Cycling | 9 | Average Per Device1-in-10October Monthly System Peak Day30% Cycling9 | 2.4695 | 2.4695 | 72.4384 | 0 | 0 | 0 | 0 | 0 | 1337 | Non-Residential | caiso
Aggregate | 1-in-10 | October Monthly System Peak Day | 30% Cycling | 9 | Aggregate1-in-10October Monthly System Peak Day30% Cycling9 | 9.016 | 9.016 | 72.4384 | 0 | 0 | 0 | 0 | 0 | 1337 | Non-Residential | caiso
Average Per Ton | 1-in-10 | October Monthly System Peak Day | 50% Cycling | 9 | Average Per Ton1-in-10October Monthly System Peak Day50% Cycling9 | 0.65568 | 0.65568 | 71.8429 | 0 | 0 | 0 | 0 | 0 | 3452 | Non-Residential | caiso
Average Per Premise | 1-in-10 | October Monthly System Peak Day | 50% Cycling | 9 | Average Per Premise1-in-10October Monthly System Peak Day50% Cycling9 | 5.6511 | 5.6511 | 71.8429 | 0 | 0 | 0 | 0 | 0 | 3452 | Non-Residential | caiso
Average Per Device | 1-in-10 | October Monthly System Peak Day | 50% Cycling | 9 | Average Per Device1-in-10October Monthly System Peak Day50% Cycling9 | 2.543 | 2.543 | 71.8429 | 0 | 0 | 0 | 0 | 0 | 3452 | Non-Residential | caiso
Aggregate | 1-in-10 | October Monthly System Peak Day | 50% Cycling | 9 | Aggregate1-in-10October Monthly System Peak Day50% Cycling9 | 19.5075 | 19.5075 | 71.8429 | 0 | 0 | 0 | 0 | 0 | 3452 | Non-Residential | caiso
Average Per Ton | 1-in-10 | October Monthly System Peak Day | All | 9 | Average Per Ton1-in-10October Monthly System Peak DayAll9 | 0.65007 | 0.65007 | 72.0091 | 0 | 0 | 0 | 0 | 0 | 4789 | Non-Residential | caiso
Average Per Premise | 1-in-10 | October Monthly System Peak Day | All | 9 | Average Per Premise1-in-10October Monthly System Peak DayAll9 | 5.9641 | 5.9641 | 72.0091 | 0 | 0 | 0 | 0 | 0 | 4789 | Non-Residential | caiso
Average Per Device | 1-in-10 | October Monthly System Peak Day | All | 9 | Average Per Device1-in-10October Monthly System Peak DayAll9 | 2.5227 | 2.5227 | 72.0091 | 0 | 0 | 0 | 0 | 0 | 4789 | Non-Residential | caiso
Aggregate | 1-in-10 | October Monthly System Peak Day | All | 9 | Aggregate1-in-10October Monthly System Peak DayAll9 | 28.562 | 28.562 | 72.0091 | 0 | 0 | 0 | 0 | 0 | 4789 | Non-Residential | caiso
Average Per Ton | 1-in-10 | September Monthly System Peak Day | 30% Cycling | 9 | Average Per Ton1-in-10September Monthly System Peak Day30% Cycling9 | 0.77612 | 0.77612 | 80.3926 | 0 | 0 | 0 | 0 | 0 | 1337 | Non-Residential | caiso
Average Per Premise | 1-in-10 | September Monthly System Peak Day | 30% Cycling | 9 | Average Per Premise1-in-10September Monthly System Peak Day30% Cycling9 | 8.2344 | 8.2344 | 80.3926 | 0 | 0 | 0 | 0 | 0 | 1337 | Non-Residential | caiso
Average Per Device | 1-in-10 | September Monthly System Peak Day | 30% Cycling | 9 | Average Per Device1-in-10September Monthly System Peak Day30% Cycling9 | 3.0154 | 3.0154 | 80.3926 | 0 | 0 | 0 | 0 | 0 | 1337 | Non-Residential | caiso
Aggregate | 1-in-10 | September Monthly System Peak Day | 30% Cycling | 9 | Aggregate1-in-10September Monthly System Peak Day30% Cycling9 | 11.0093 | 11.0093 | 80.3926 | 0 | 0 | 0 | 0 | 0 | 1337 | Non-Residential | caiso
Average Per Ton | 1-in-10 | September Monthly System Peak Day | 50% Cycling | 9 | Average Per Ton1-in-10September Monthly System Peak Day50% Cycling9 | 0.71201 | 0.71201 | 79.4533 | 0 | 0 | 0 | 0 | 0 | 3452 | Non-Residential | caiso
Average Per Premise | 1-in-10 | September Monthly System Peak Day | 50% Cycling | 9 | Average Per Premise1-in-10September Monthly System Peak Day50% Cycling9 | 6.1366 | 6.1366 | 79.4533 | 0 | 0 | 0 | 0 | 0 | 3452 | Non-Residential | caiso
Average Per Device | 1-in-10 | September Monthly System Peak Day | 50% Cycling | 9 | Average Per Device1-in-10September Monthly System Peak Day50% Cycling9 | 2.7615 | 2.7615 | 79.4533 | 0 | 0 | 0 | 0 | 0 | 3452 | Non-Residential | caiso
Aggregate | 1-in-10 | September Monthly System Peak Day | 50% Cycling | 9 | Aggregate1-in-10September Monthly System Peak Day50% Cycling9 | 21.1834 | 21.1834 | 79.4533 | 0 | 0 | 0 | 0 | 0 | 3452 | Non-Residential | caiso
Average Per Ton | 1-in-10 | September Monthly System Peak Day | All | 9 | Average Per Ton1-in-10September Monthly System Peak DayAll9 | 0.72991 | 0.72991 | 79.7155 | 0 | 0 | 0 | 0 | 0 | 4789 | Non-Residential | caiso
Average Per Premise | 1-in-10 | September Monthly System Peak Day | All | 9 | Average Per Premise1-in-10September Monthly System Peak DayAll9 | 6.6965 | 6.6965 | 79.7155 | 0 | 0 | 0 | 0 | 0 | 4789 | Non-Residential | caiso
Average Per Device | 1-in-10 | September Monthly System Peak Day | All | 9 | Average Per Device1-in-10September Monthly System Peak DayAll9 | 2.8325 | 2.8325 | 79.7155 | 0 | 0 | 0 | 0 | 0 | 4789 | Non-Residential | caiso
Aggregate | 1-in-10 | September Monthly System Peak Day | All | 9 | Aggregate1-in-10September Monthly System Peak DayAll9 | 32.0697 | 32.0697 | 79.7155 | 0 | 0 | 0 | 0 | 0 | 4789 | Non-Residential | caiso
Average Per Ton | 1-in-10 | August Monthly System Peak Day | 30% Cycling | 10 | Average Per Ton1-in-10August Monthly System Peak Day30% Cycling10 | 0.84483 | 0.84483 | 78.8374 | 0 | 0 | 0 | 0 | 0 | 1337 | Non-Residential | caiso
Average Per Premise | 1-in-10 | August Monthly System Peak Day | 30% Cycling | 10 | Average Per Premise1-in-10August Monthly System Peak Day30% Cycling10 | 8.9633 | 8.9633 | 78.8374 | 0 | 0 | 0 | 0 | 0 | 1337 | Non-Residential | caiso
Average Per Device | 1-in-10 | August Monthly System Peak Day | 30% Cycling | 10 | Average Per Device1-in-10August Monthly System Peak Day30% Cycling10 | 3.2824 | 3.2824 | 78.8374 | 0 | 0 | 0 | 0 | 0 | 1337 | Non-Residential | caiso
Aggregate | 1-in-10 | August Monthly System Peak Day | 30% Cycling | 10 | Aggregate1-in-10August Monthly System Peak Day30% Cycling10 | 11.9839 | 11.9839 | 78.8374 | 0 | 0 | 0 | 0 | 0 | 1337 | Non-Residential | caiso
Average Per Ton | 1-in-10 | August Monthly System Peak Day | 50% Cycling | 10 | Average Per Ton1-in-10August Monthly System Peak Day50% Cycling10 | 0.82333 | 0.82333 | 78.2087 | 0 | 0 | 0 | 0 | 0 | 3452 | Non-Residential | caiso
Average Per Premise | 1-in-10 | August Monthly System Peak Day | 50% Cycling | 10 | Average Per Premise1-in-10August Monthly System Peak Day50% Cycling10 | 7.096 | 7.096 | 78.2087 | 0 | 0 | 0 | 0 | 0 | 3452 | Non-Residential | caiso
Average Per Device | 1-in-10 | August Monthly System Peak Day | 50% Cycling | 10 | Average Per Device1-in-10August Monthly System Peak Day50% Cycling10 | 3.1932 | 3.1932 | 78.2087 | 0 | 0 | 0 | 0 | 0 | 3452 | Non-Residential | caiso
Aggregate | 1-in-10 | August Monthly System Peak Day | 50% Cycling | 10 | Aggregate1-in-10August Monthly System Peak Day50% Cycling10 | 24.4953 | 24.4953 | 78.2087 | 0 | 0 | 0 | 0 | 0 | 3452 | Non-Residential | caiso
Average Per Ton | 1-in-10 | August Monthly System Peak Day | All | 10 | Average Per Ton1-in-10August Monthly System Peak DayAll10 | 0.82933 | 0.82933 | 78.3843 | 0 | 0 | 0 | 0 | 0 | 4789 | Non-Residential | caiso
Average Per Premise | 1-in-10 | August Monthly System Peak Day | All | 10 | Average Per Premise1-in-10August Monthly System Peak DayAll10 | 7.6087 | 7.6087 | 78.3843 | 0 | 0 | 0 | 0 | 0 | 4789 | Non-Residential | caiso
Average Per Device | 1-in-10 | August Monthly System Peak Day | All | 10 | Average Per Device1-in-10August Monthly System Peak DayAll10 | 3.2183 | 3.2183 | 78.3843 | 0 | 0 | 0 | 0 | 0 | 4789 | Non-Residential | caiso
Aggregate | 1-in-10 | August Monthly System Peak Day | All | 10 | Aggregate1-in-10August Monthly System Peak DayAll10 | 36.438 | 36.438 | 78.3843 | 0 | 0 | 0 | 0 | 0 | 4789 | Non-Residential | caiso
Average Per Ton | 1-in-10 | August Typical Event Day | 30% Cycling | 10 | Average Per Ton1-in-10August Typical Event Day30% Cycling10 | 0.83071 | 0.83071 | 78.895 | 0 | 0 | 0 | 0 | 0 | 1337 | Non-Residential | caiso
Average Per Premise | 1-in-10 | August Typical Event Day | 30% Cycling | 10 | Average Per Premise1-in-10August Typical Event Day30% Cycling10 | 8.8134 | 8.8134 | 78.895 | 0 | 0 | 0 | 0 | 0 | 1337 | Non-Residential | caiso
Average Per Device | 1-in-10 | August Typical Event Day | 30% Cycling | 10 | Average Per Device1-in-10August Typical Event Day30% Cycling10 | 3.2275 | 3.2275 | 78.895 | 0 | 0 | 0 | 0 | 0 | 1337 | Non-Residential | caiso
Aggregate | 1-in-10 | August Typical Event Day | 30% Cycling | 10 | Aggregate1-in-10August Typical Event Day30% Cycling10 | 11.7836 | 11.7836 | 78.895 | 0 | 0 | 0 | 0 | 0 | 1337 | Non-Residential | caiso
Average Per Ton | 1-in-10 | August Typical Event Day | 50% Cycling | 10 | Average Per Ton1-in-10August Typical Event Day50% Cycling10 | 0.81705 | 0.81705 | 78.2031 | 0 | 0 | 0 | 0 | 0 | 3452 | Non-Residential | caiso
Average Per Premise | 1-in-10 | August Typical Event Day | 50% Cycling | 10 | Average Per Premise1-in-10August Typical Event Day50% Cycling10 | 7.0419 | 7.0419 | 78.2031 | 0 | 0 | 0 | 0 | 0 | 3452 | Non-Residential | caiso
Average Per Device | 1-in-10 | August Typical Event Day | 50% Cycling | 10 | Average Per Device1-in-10August Typical Event Day50% Cycling10 | 3.1689 | 3.1689 | 78.2031 | 0 | 0 | 0 | 0 | 0 | 3452 | Non-Residential | caiso
Aggregate | 1-in-10 | August Typical Event Day | 50% Cycling | 10 | Aggregate1-in-10August Typical Event Day50% Cycling10 | 24.3087 | 24.3087 | 78.2031 | 0 | 0 | 0 | 0 | 0 | 3452 | Non-Residential | caiso
Average Per Ton | 1-in-10 | August Typical Event Day | All | 10 | Average Per Ton1-in-10August Typical Event DayAll10 | 0.82087 | 0.82087 | 78.3963 | 0 | 0 | 0 | 0 | 0 | 4789 | Non-Residential | caiso
Average Per Premise | 1-in-10 | August Typical Event Day | All | 10 | Average Per Premise1-in-10August Typical Event DayAll10 | 7.531 | 7.531 | 78.3963 | 0 | 0 | 0 | 0 | 0 | 4789 | Non-Residential | caiso
Average Per Device | 1-in-10 | August Typical Event Day | All | 10 | Average Per Device1-in-10August Typical Event DayAll10 | 3.1855 | 3.1855 | 78.3963 | 0 | 0 | 0 | 0 | 0 | 4789 | Non-Residential | caiso
Aggregate | 1-in-10 | August Typical Event Day | All | 10 | Aggregate1-in-10August Typical Event DayAll10 | 36.0661 | 36.0661 | 78.3963 | 0 | 0 | 0 | 0 | 0 | 4789 | Non-Residential | caiso
Average Per Ton | 1-in-10 | July Monthly System Peak Day | 30% Cycling | 10 | Average Per Ton1-in-10July Monthly System Peak Day30% Cycling10 | 0.76528 | 0.76528 | 75.5589 | 0 | 0 | 0 | 0 | 0 | 1337 | Non-Residential | caiso
Average Per Premise | 1-in-10 | July Monthly System Peak Day | 30% Cycling | 10 | Average Per Premise1-in-10July Monthly System Peak Day30% Cycling10 | 8.1192 | 8.1192 | 75.5589 | 0 | 0 | 0 | 0 | 0 | 1337 | Non-Residential | caiso
Average Per Device | 1-in-10 | July Monthly System Peak Day | 30% Cycling | 10 | Average Per Device1-in-10July Monthly System Peak Day30% Cycling10 | 2.9733 | 2.9733 | 75.5589 | 0 | 0 | 0 | 0 | 0 | 1337 | Non-Residential | caiso
Aggregate | 1-in-10 | July Monthly System Peak Day | 30% Cycling | 10 | Aggregate1-in-10July Monthly System Peak Day30% Cycling10 | 10.8554 | 10.8554 | 75.5589 | 0 | 0 | 0 | 0 | 0 | 1337 | Non-Residential | caiso
Average Per Ton | 1-in-10 | July Monthly System Peak Day | 50% Cycling | 10 | Average Per Ton1-in-10July Monthly System Peak Day50% Cycling10 | 0.79056 | 0.79056 | 74.9208 | 0 | 0 | 0 | 0 | 0 | 3452 | Non-Residential | caiso
Average Per Premise | 1-in-10 | July Monthly System Peak Day | 50% Cycling | 10 | Average Per Premise1-in-10July Monthly System Peak Day50% Cycling10 | 6.8136 | 6.8136 | 74.9208 | 0 | 0 | 0 | 0 | 0 | 3452 | Non-Residential | caiso
Average Per Device | 1-in-10 | July Monthly System Peak Day | 50% Cycling | 10 | Average Per Device1-in-10July Monthly System Peak Day50% Cycling10 | 3.0661 | 3.0661 | 74.9208 | 0 | 0 | 0 | 0 | 0 | 3452 | Non-Residential | caiso
Aggregate | 1-in-10 | July Monthly System Peak Day | 50% Cycling | 10 | Aggregate1-in-10July Monthly System Peak Day50% Cycling10 | 23.5204 | 23.5204 | 74.9208 | 0 | 0 | 0 | 0 | 0 | 3452 | Non-Residential | caiso
Average Per Ton | 1-in-10 | July Monthly System Peak Day | All | 10 | Average Per Ton1-in-10July Monthly System Peak DayAll10 | 0.7835 | 0.7835 | 75.0989 | 0 | 0 | 0 | 0 | 0 | 4789 | Non-Residential | caiso
Average Per Premise | 1-in-10 | July Monthly System Peak Day | All | 10 | Average Per Premise1-in-10July Monthly System Peak DayAll10 | 7.1882 | 7.1882 | 75.0989 | 0 | 0 | 0 | 0 | 0 | 4789 | Non-Residential | caiso
Average Per Device | 1-in-10 | July Monthly System Peak Day | All | 10 | Average Per Device1-in-10July Monthly System Peak DayAll10 | 3.0405 | 3.0405 | 75.0989 | 0 | 0 | 0 | 0 | 0 | 4789 | Non-Residential | caiso
Aggregate | 1-in-10 | July Monthly System Peak Day | All | 10 | Aggregate1-in-10July Monthly System Peak DayAll10 | 34.4243 | 34.4243 | 75.0989 | 0 | 0 | 0 | 0 | 0 | 4789 | Non-Residential | caiso
Average Per Ton | 1-in-10 | June Monthly System Peak Day | 30% Cycling | 10 | Average Per Ton1-in-10June Monthly System Peak Day30% Cycling10 | 0.74734 | 0.74734 | 75.4818 | 0 | 0 | 0 | 0 | 0 | 1337 | Non-Residential | caiso
Average Per Premise | 1-in-10 | June Monthly System Peak Day | 30% Cycling | 10 | Average Per Premise1-in-10June Monthly System Peak Day30% Cycling10 | 7.9289 | 7.9289 | 75.4818 | 0 | 0 | 0 | 0 | 0 | 1337 | Non-Residential | caiso
Average Per Device | 1-in-10 | June Monthly System Peak Day | 30% Cycling | 10 | Average Per Device1-in-10June Monthly System Peak Day30% Cycling10 | 2.9036 | 2.9036 | 75.4818 | 0 | 0 | 0 | 0 | 0 | 1337 | Non-Residential | caiso
Aggregate | 1-in-10 | June Monthly System Peak Day | 30% Cycling | 10 | Aggregate1-in-10June Monthly System Peak Day30% Cycling10 | 10.601 | 10.601 | 75.4818 | 0 | 0 | 0 | 0 | 0 | 1337 | Non-Residential | caiso
Average Per Ton | 1-in-10 | June Monthly System Peak Day | 50% Cycling | 10 | Average Per Ton1-in-10June Monthly System Peak Day50% Cycling10 | 0.78319 | 0.78319 | 74.9827 | 0 | 0 | 0 | 0 | 0 | 3452 | Non-Residential | caiso
Average Per Premise | 1-in-10 | June Monthly System Peak Day | 50% Cycling | 10 | Average Per Premise1-in-10June Monthly System Peak Day50% Cycling10 | 6.7501 | 6.7501 | 74.9827 | 0 | 0 | 0 | 0 | 0 | 3452 | Non-Residential | caiso
Average Per Device | 1-in-10 | June Monthly System Peak Day | 50% Cycling | 10 | Average Per Device1-in-10June Monthly System Peak Day50% Cycling10 | 3.0376 | 3.0376 | 74.9827 | 0 | 0 | 0 | 0 | 0 | 3452 | Non-Residential | caiso
Aggregate | 1-in-10 | June Monthly System Peak Day | 50% Cycling | 10 | Aggregate1-in-10June Monthly System Peak Day50% Cycling10 | 23.3014 | 23.3014 | 74.9827 | 0 | 0 | 0 | 0 | 0 | 3452 | Non-Residential | caiso
Average Per Ton | 1-in-10 | June Monthly System Peak Day | All | 10 | Average Per Ton1-in-10June Monthly System Peak DayAll10 | 0.77318 | 0.77318 | 75.122 | 0 | 0 | 0 | 0 | 0 | 4789 | Non-Residential | caiso
Average Per Premise | 1-in-10 | June Monthly System Peak Day | All | 10 | Average Per Premise1-in-10June Monthly System Peak DayAll10 | 7.0936 | 7.0936 | 75.122 | 0 | 0 | 0 | 0 | 0 | 4789 | Non-Residential | caiso
Average Per Device | 1-in-10 | June Monthly System Peak Day | All | 10 | Average Per Device1-in-10June Monthly System Peak DayAll10 | 3.0005 | 3.0005 | 75.122 | 0 | 0 | 0 | 0 | 0 | 4789 | Non-Residential | caiso
Aggregate | 1-in-10 | June Monthly System Peak Day | All | 10 | Aggregate1-in-10June Monthly System Peak DayAll10 | 33.9711 | 33.9711 | 75.122 | 0 | 0 | 0 | 0 | 0 | 4789 | Non-Residential | caiso
Average Per Ton | 1-in-10 | May Monthly System Peak Day | 30% Cycling | 10 | Average Per Ton1-in-10May Monthly System Peak Day30% Cycling10 | 0.74785 | 0.74785 | 79.0236 | 0 | 0 | 0 | 0 | 0 | 1337 | Non-Residential | caiso
Average Per Premise | 1-in-10 | May Monthly System Peak Day | 30% Cycling | 10 | Average Per Premise1-in-10May Monthly System Peak Day30% Cycling10 | 7.9344 | 7.9344 | 79.0236 | 0 | 0 | 0 | 0 | 0 | 1337 | Non-Residential | caiso
Average Per Device | 1-in-10 | May Monthly System Peak Day | 30% Cycling | 10 | Average Per Device1-in-10May Monthly System Peak Day30% Cycling10 | 2.9056 | 2.9056 | 79.0236 | 0 | 0 | 0 | 0 | 0 | 1337 | Non-Residential | caiso
Aggregate | 1-in-10 | May Monthly System Peak Day | 30% Cycling | 10 | Aggregate1-in-10May Monthly System Peak Day30% Cycling10 | 10.6083 | 10.6083 | 79.0236 | 0 | 0 | 0 | 0 | 0 | 1337 | Non-Residential | caiso
Average Per Ton | 1-in-10 | May Monthly System Peak Day | 50% Cycling | 10 | Average Per Ton1-in-10May Monthly System Peak Day50% Cycling10 | 0.78252 | 0.78252 | 78.2095 | 0 | 0 | 0 | 0 | 0 | 3452 | Non-Residential | caiso
Average Per Premise | 1-in-10 | May Monthly System Peak Day | 50% Cycling | 10 | Average Per Premise1-in-10May Monthly System Peak Day50% Cycling10 | 6.7443 | 6.7443 | 78.2095 | 0 | 0 | 0 | 0 | 0 | 3452 | Non-Residential | caiso
Average Per Device | 1-in-10 | May Monthly System Peak Day | 50% Cycling | 10 | Average Per Device1-in-10May Monthly System Peak Day50% Cycling10 | 3.035 | 3.035 | 78.2095 | 0 | 0 | 0 | 0 | 0 | 3452 | Non-Residential | caiso
Aggregate | 1-in-10 | May Monthly System Peak Day | 50% Cycling | 10 | Aggregate1-in-10May Monthly System Peak Day50% Cycling10 | 23.2814 | 23.2814 | 78.2095 | 0 | 0 | 0 | 0 | 0 | 3452 | Non-Residential | caiso
Average Per Ton | 1-in-10 | May Monthly System Peak Day | All | 10 | Average Per Ton1-in-10May Monthly System Peak DayAll10 | 0.77284 | 0.77284 | 78.4368 | 0 | 0 | 0 | 0 | 0 | 4789 | Non-Residential | caiso
Average Per Premise | 1-in-10 | May Monthly System Peak Day | All | 10 | Average Per Premise1-in-10May Monthly System Peak DayAll10 | 7.0905 | 7.0905 | 78.4368 | 0 | 0 | 0 | 0 | 0 | 4789 | Non-Residential | caiso
Average Per Device | 1-in-10 | May Monthly System Peak Day | All | 10 | Average Per Device1-in-10May Monthly System Peak DayAll10 | 2.9991 | 2.9991 | 78.4368 | 0 | 0 | 0 | 0 | 0 | 4789 | Non-Residential | caiso
Aggregate | 1-in-10 | May Monthly System Peak Day | All | 10 | Aggregate1-in-10May Monthly System Peak DayAll10 | 33.9562 | 33.9562 | 78.4368 | 0 | 0 | 0 | 0 | 0 | 4789 | Non-Residential | caiso
Average Per Ton | 1-in-10 | October Monthly System Peak Day | 30% Cycling | 10 | Average Per Ton1-in-10October Monthly System Peak Day30% Cycling10 | 0.79059 | 0.79059 | 76.8036 | 0 | 0 | 0 | 0 | 0 | 1337 | Non-Residential | caiso
Average Per Premise | 1-in-10 | October Monthly System Peak Day | 30% Cycling | 10 | Average Per Premise1-in-10October Monthly System Peak Day30% Cycling10 | 8.3878 | 8.3878 | 76.8036 | 0 | 0 | 0 | 0 | 0 | 1337 | Non-Residential | caiso
Average Per Device | 1-in-10 | October Monthly System Peak Day | 30% Cycling | 10 | Average Per Device1-in-10October Monthly System Peak Day30% Cycling10 | 3.0716 | 3.0716 | 76.8036 | 0 | 0 | 0 | 0 | 0 | 1337 | Non-Residential | caiso
Aggregate | 1-in-10 | October Monthly System Peak Day | 30% Cycling | 10 | Aggregate1-in-10October Monthly System Peak Day30% Cycling10 | 11.2145 | 11.2145 | 76.8036 | 0 | 0 | 0 | 0 | 0 | 1337 | Non-Residential | caiso
Average Per Ton | 1-in-10 | October Monthly System Peak Day | 50% Cycling | 10 | Average Per Ton1-in-10October Monthly System Peak Day50% Cycling10 | 0.80222 | 0.80222 | 76.0816 | 0 | 0 | 0 | 0 | 0 | 3452 | Non-Residential | caiso
Average Per Premise | 1-in-10 | October Monthly System Peak Day | 50% Cycling | 10 | Average Per Premise1-in-10October Monthly System Peak Day50% Cycling10 | 6.9141 | 6.9141 | 76.0816 | 0 | 0 | 0 | 0 | 0 | 3452 | Non-Residential | caiso
Average Per Device | 1-in-10 | October Monthly System Peak Day | 50% Cycling | 10 | Average Per Device1-in-10October Monthly System Peak Day50% Cycling10 | 3.1114 | 3.1114 | 76.0816 | 0 | 0 | 0 | 0 | 0 | 3452 | Non-Residential | caiso
Aggregate | 1-in-10 | October Monthly System Peak Day | 50% Cycling | 10 | Aggregate1-in-10October Monthly System Peak Day50% Cycling10 | 23.8675 | 23.8675 | 76.0816 | 0 | 0 | 0 | 0 | 0 | 3452 | Non-Residential | caiso
Average Per Ton | 1-in-10 | October Monthly System Peak Day | All | 10 | Average Per Ton1-in-10October Monthly System Peak DayAll10 | 0.79897 | 0.79897 | 76.2832 | 0 | 0 | 0 | 0 | 0 | 4789 | Non-Residential | caiso
Average Per Premise | 1-in-10 | October Monthly System Peak Day | All | 10 | Average Per Premise1-in-10October Monthly System Peak DayAll10 | 7.3302 | 7.3302 | 76.2832 | 0 | 0 | 0 | 0 | 0 | 4789 | Non-Residential | caiso
Average Per Device | 1-in-10 | October Monthly System Peak Day | All | 10 | Average Per Device1-in-10October Monthly System Peak DayAll10 | 3.1005 | 3.1005 | 76.2832 | 0 | 0 | 0 | 0 | 0 | 4789 | Non-Residential | caiso
Aggregate | 1-in-10 | October Monthly System Peak Day | All | 10 | Aggregate1-in-10October Monthly System Peak DayAll10 | 35.1043 | 35.1043 | 76.2832 | 0 | 0 | 0 | 0 | 0 | 4789 | Non-Residential | caiso
Average Per Ton | 1-in-10 | September Monthly System Peak Day | 30% Cycling | 10 | Average Per Ton1-in-10September Monthly System Peak Day30% Cycling10 | 0.96538 | 0.96538 | 85.7021 | 0 | 0 | 0 | 0 | 0 | 1337 | Non-Residential | caiso
Average Per Premise | 1-in-10 | September Monthly System Peak Day | 30% Cycling | 10 | Average Per Premise1-in-10September Monthly System Peak Day30% Cycling10 | 10.2423 | 10.2423 | 85.7021 | 0 | 0 | 0 | 0 | 0 | 1337 | Non-Residential | caiso
Average Per Device | 1-in-10 | September Monthly System Peak Day | 30% Cycling | 10 | Average Per Device1-in-10September Monthly System Peak Day30% Cycling10 | 3.7507 | 3.7507 | 85.7021 | 0 | 0 | 0 | 0 | 0 | 1337 | Non-Residential | caiso
Aggregate | 1-in-10 | September Monthly System Peak Day | 30% Cycling | 10 | Aggregate1-in-10September Monthly System Peak Day30% Cycling10 | 13.6939 | 13.6939 | 85.7021 | 0 | 0 | 0 | 0 | 0 | 1337 | Non-Residential | caiso
Average Per Ton | 1-in-10 | September Monthly System Peak Day | 50% Cycling | 10 | Average Per Ton1-in-10September Monthly System Peak Day50% Cycling10 | 0.87114 | 0.87114 | 84.7002 | 0 | 0 | 0 | 0 | 0 | 3452 | Non-Residential | caiso
Average Per Premise | 1-in-10 | September Monthly System Peak Day | 50% Cycling | 10 | Average Per Premise1-in-10September Monthly System Peak Day50% Cycling10 | 7.5081 | 7.5081 | 84.7002 | 0 | 0 | 0 | 0 | 0 | 3452 | Non-Residential | caiso
Average Per Device | 1-in-10 | September Monthly System Peak Day | 50% Cycling | 10 | Average Per Device1-in-10September Monthly System Peak Day50% Cycling10 | 3.3787 | 3.3787 | 84.7002 | 0 | 0 | 0 | 0 | 0 | 3452 | Non-Residential | caiso
Aggregate | 1-in-10 | September Monthly System Peak Day | 50% Cycling | 10 | Aggregate1-in-10September Monthly System Peak Day50% Cycling10 | 25.9179 | 25.9179 | 84.7002 | 0 | 0 | 0 | 0 | 0 | 3452 | Non-Residential | caiso
Average Per Ton | 1-in-10 | September Monthly System Peak Day | All | 10 | Average Per Ton1-in-10September Monthly System Peak DayAll10 | 0.89745 | 0.89745 | 84.9799 | 0 | 0 | 0 | 0 | 0 | 4789 | Non-Residential | caiso
Average Per Premise | 1-in-10 | September Monthly System Peak Day | All | 10 | Average Per Premise1-in-10September Monthly System Peak DayAll10 | 8.2337 | 8.2337 | 84.9799 | 0 | 0 | 0 | 0 | 0 | 4789 | Non-Residential | caiso
Average Per Device | 1-in-10 | September Monthly System Peak Day | All | 10 | Average Per Device1-in-10September Monthly System Peak DayAll10 | 3.4827 | 3.4827 | 84.9799 | 0 | 0 | 0 | 0 | 0 | 4789 | Non-Residential | caiso
Aggregate | 1-in-10 | September Monthly System Peak Day | All | 10 | Aggregate1-in-10September Monthly System Peak DayAll10 | 39.431 | 39.431 | 84.9799 | 0 | 0 | 0 | 0 | 0 | 4789 | Non-Residential | caiso
Average Per Ton | 1-in-10 | August Monthly System Peak Day | 30% Cycling | 11 | Average Per Ton1-in-10August Monthly System Peak Day30% Cycling11 | 0.96798 | 0.96798 | 82.9859 | 0 | 0 | 0 | 0 | 0 | 1337 | Non-Residential | caiso
Average Per Premise | 1-in-10 | August Monthly System Peak Day | 30% Cycling | 11 | Average Per Premise1-in-10August Monthly System Peak Day30% Cycling11 | 10.2698 | 10.2698 | 82.9859 | 0 | 0 | 0 | 0 | 0 | 1337 | Non-Residential | caiso
Average Per Device | 1-in-10 | August Monthly System Peak Day | 30% Cycling | 11 | Average Per Device1-in-10August Monthly System Peak Day30% Cycling11 | 3.7608 | 3.7608 | 82.9859 | 0 | 0 | 0 | 0 | 0 | 1337 | Non-Residential | caiso
Aggregate | 1-in-10 | August Monthly System Peak Day | 30% Cycling | 11 | Aggregate1-in-10August Monthly System Peak Day30% Cycling11 | 13.7308 | 13.7308 | 82.9859 | 0 | 0 | 0 | 0 | 0 | 1337 | Non-Residential | caiso
Average Per Ton | 1-in-10 | August Monthly System Peak Day | 50% Cycling | 11 | Average Per Ton1-in-10August Monthly System Peak Day50% Cycling11 | 0.94478 | 0.94478 | 82.0773 | 0 | 0 | 0 | 0 | 0 | 3452 | Non-Residential | caiso
Average Per Premise | 1-in-10 | August Monthly System Peak Day | 50% Cycling | 11 | Average Per Premise1-in-10August Monthly System Peak Day50% Cycling11 | 8.1427 | 8.1427 | 82.0773 | 0 | 0 | 0 | 0 | 0 | 3452 | Non-Residential | caiso
Average Per Device | 1-in-10 | August Monthly System Peak Day | 50% Cycling | 11 | Average Per Device1-in-10August Monthly System Peak Day50% Cycling11 | 3.6643 | 3.6643 | 82.0773 | 0 | 0 | 0 | 0 | 0 | 3452 | Non-Residential | caiso
Aggregate | 1-in-10 | August Monthly System Peak Day | 50% Cycling | 11 | Aggregate1-in-10August Monthly System Peak Day50% Cycling11 | 28.1088 | 28.1088 | 82.0773 | 0 | 0 | 0 | 0 | 0 | 3452 | Non-Residential | caiso
Average Per Ton | 1-in-10 | August Monthly System Peak Day | All | 11 | Average Per Ton1-in-10August Monthly System Peak DayAll11 | 0.95126 | 0.95126 | 82.331 | 0 | 0 | 0 | 0 | 0 | 4789 | Non-Residential | caiso
Average Per Premise | 1-in-10 | August Monthly System Peak Day | All | 11 | Average Per Premise1-in-10August Monthly System Peak DayAll11 | 8.7273 | 8.7273 | 82.331 | 0 | 0 | 0 | 0 | 0 | 4789 | Non-Residential | caiso
Average Per Device | 1-in-10 | August Monthly System Peak Day | All | 11 | Average Per Device1-in-10August Monthly System Peak DayAll11 | 3.6915 | 3.6915 | 82.331 | 0 | 0 | 0 | 0 | 0 | 4789 | Non-Residential | caiso
Aggregate | 1-in-10 | August Monthly System Peak Day | All | 11 | Aggregate1-in-10August Monthly System Peak DayAll11 | 41.795 | 41.795 | 82.331 | 0 | 0 | 0 | 0 | 0 | 4789 | Non-Residential | caiso
Average Per Ton | 1-in-10 | August Typical Event Day | 30% Cycling | 11 | Average Per Ton1-in-10August Typical Event Day30% Cycling11 | 0.95179 | 0.95179 | 82.8241 | 0 | 0 | 0 | 0 | 0 | 1337 | Non-Residential | caiso
Average Per Premise | 1-in-10 | August Typical Event Day | 30% Cycling | 11 | Average Per Premise1-in-10August Typical Event Day30% Cycling11 | 10.0981 | 10.0981 | 82.8241 | 0 | 0 | 0 | 0 | 0 | 1337 | Non-Residential | caiso
Average Per Device | 1-in-10 | August Typical Event Day | 30% Cycling | 11 | Average Per Device1-in-10August Typical Event Day30% Cycling11 | 3.6979 | 3.6979 | 82.8241 | 0 | 0 | 0 | 0 | 0 | 1337 | Non-Residential | caiso
Aggregate | 1-in-10 | August Typical Event Day | 30% Cycling | 11 | Aggregate1-in-10August Typical Event Day30% Cycling11 | 13.5012 | 13.5012 | 82.8241 | 0 | 0 | 0 | 0 | 0 | 1337 | Non-Residential | caiso
Average Per Ton | 1-in-10 | August Typical Event Day | 50% Cycling | 11 | Average Per Ton1-in-10August Typical Event Day50% Cycling11 | 0.93758 | 0.93758 | 81.8418 | 0 | 0 | 0 | 0 | 0 | 3452 | Non-Residential | caiso
Average Per Premise | 1-in-10 | August Typical Event Day | 50% Cycling | 11 | Average Per Premise1-in-10August Typical Event Day50% Cycling11 | 8.0807 | 8.0807 | 81.8418 | 0 | 0 | 0 | 0 | 0 | 3452 | Non-Residential | caiso
Average Per Device | 1-in-10 | August Typical Event Day | 50% Cycling | 11 | Average Per Device1-in-10August Typical Event Day50% Cycling11 | 3.6364 | 3.6364 | 81.8418 | 0 | 0 | 0 | 0 | 0 | 3452 | Non-Residential | caiso
Aggregate | 1-in-10 | August Typical Event Day | 50% Cycling | 11 | Aggregate1-in-10August Typical Event Day50% Cycling11 | 27.8947 | 27.8947 | 81.8418 | 0 | 0 | 0 | 0 | 0 | 3452 | Non-Residential | caiso
Average Per Ton | 1-in-10 | August Typical Event Day | All | 11 | Average Per Ton1-in-10August Typical Event DayAll11 | 0.94155 | 0.94155 | 82.116 | 0 | 0 | 0 | 0 | 0 | 4789 | Non-Residential | caiso
Average Per Premise | 1-in-10 | August Typical Event Day | All | 11 | Average Per Premise1-in-10August Typical Event DayAll11 | 8.6383 | 8.6383 | 82.116 | 0 | 0 | 0 | 0 | 0 | 4789 | Non-Residential | caiso
Average Per Device | 1-in-10 | August Typical Event Day | All | 11 | Average Per Device1-in-10August Typical Event DayAll11 | 3.6538 | 3.6538 | 82.116 | 0 | 0 | 0 | 0 | 0 | 4789 | Non-Residential | caiso
Aggregate | 1-in-10 | August Typical Event Day | All | 11 | Aggregate1-in-10August Typical Event DayAll11 | 41.3686 | 41.3686 | 82.116 | 0 | 0 | 0 | 0 | 0 | 4789 | Non-Residential | caiso
Average Per Ton | 1-in-10 | July Monthly System Peak Day | 30% Cycling | 11 | Average Per Ton1-in-10July Monthly System Peak Day30% Cycling11 | 0.87683 | 0.87683 | 77.3032 | 0 | 0 | 0 | 0 | 0 | 1337 | Non-Residential | caiso
Average Per Premise | 1-in-10 | July Monthly System Peak Day | 30% Cycling | 11 | Average Per Premise1-in-10July Monthly System Peak Day30% Cycling11 | 9.3027 | 9.3027 | 77.3032 | 0 | 0 | 0 | 0 | 0 | 1337 | Non-Residential | caiso
Average Per Device | 1-in-10 | July Monthly System Peak Day | 30% Cycling | 11 | Average Per Device1-in-10July Monthly System Peak Day30% Cycling11 | 3.4067 | 3.4067 | 77.3032 | 0 | 0 | 0 | 0 | 0 | 1337 | Non-Residential | caiso
Aggregate | 1-in-10 | July Monthly System Peak Day | 30% Cycling | 11 | Aggregate1-in-10July Monthly System Peak Day30% Cycling11 | 12.4378 | 12.4378 | 77.3032 | 0 | 0 | 0 | 0 | 0 | 1337 | Non-Residential | caiso
Average Per Ton | 1-in-10 | July Monthly System Peak Day | 50% Cycling | 11 | Average Per Ton1-in-10July Monthly System Peak Day50% Cycling11 | 0.90718 | 0.90718 | 76.6632 | 0 | 0 | 0 | 0 | 0 | 3452 | Non-Residential | caiso
Average Per Premise | 1-in-10 | July Monthly System Peak Day | 50% Cycling | 11 | Average Per Premise1-in-10July Monthly System Peak Day50% Cycling11 | 7.8187 | 7.8187 | 76.6632 | 0 | 0 | 0 | 0 | 0 | 3452 | Non-Residential | caiso
Average Per Device | 1-in-10 | July Monthly System Peak Day | 50% Cycling | 11 | Average Per Device1-in-10July Monthly System Peak Day50% Cycling11 | 3.5184 | 3.5184 | 76.6632 | 0 | 0 | 0 | 0 | 0 | 3452 | Non-Residential | caiso
Aggregate | 1-in-10 | July Monthly System Peak Day | 50% Cycling | 11 | Aggregate1-in-10July Monthly System Peak Day50% Cycling11 | 26.99 | 26.99 | 76.6632 | 0 | 0 | 0 | 0 | 0 | 3452 | Non-Residential | caiso
Average Per Ton | 1-in-10 | July Monthly System Peak Day | All | 11 | Average Per Ton1-in-10July Monthly System Peak DayAll11 | 0.8987 | 0.8987 | 76.8418 | 0 | 0 | 0 | 0 | 0 | 4789 | Non-Residential | caiso
Average Per Premise | 1-in-10 | July Monthly System Peak Day | All | 11 | Average Per Premise1-in-10July Monthly System Peak DayAll11 | 8.2451 | 8.2451 | 76.8418 | 0 | 0 | 0 | 0 | 0 | 4789 | Non-Residential | caiso
Average Per Device | 1-in-10 | July Monthly System Peak Day | All | 11 | Average Per Device1-in-10July Monthly System Peak DayAll11 | 3.4875 | 3.4875 | 76.8418 | 0 | 0 | 0 | 0 | 0 | 4789 | Non-Residential | caiso
Aggregate | 1-in-10 | July Monthly System Peak Day | All | 11 | Aggregate1-in-10July Monthly System Peak DayAll11 | 39.486 | 39.486 | 76.8418 | 0 | 0 | 0 | 0 | 0 | 4789 | Non-Residential | caiso
Average Per Ton | 1-in-10 | June Monthly System Peak Day | 30% Cycling | 11 | Average Per Ton1-in-10June Monthly System Peak Day30% Cycling11 | 0.85628 | 0.85628 | 80.103 | 0 | 0 | 0 | 0 | 0 | 1337 | Non-Residential | caiso
Average Per Premise | 1-in-10 | June Monthly System Peak Day | 30% Cycling | 11 | Average Per Premise1-in-10June Monthly System Peak Day30% Cycling11 | 9.0847 | 9.0847 | 80.103 | 0 | 0 | 0 | 0 | 0 | 1337 | Non-Residential | caiso
Average Per Device | 1-in-10 | June Monthly System Peak Day | 30% Cycling | 11 | Average Per Device1-in-10June Monthly System Peak Day30% Cycling11 | 3.3268 | 3.3268 | 80.103 | 0 | 0 | 0 | 0 | 0 | 1337 | Non-Residential | caiso
Aggregate | 1-in-10 | June Monthly System Peak Day | 30% Cycling | 11 | Aggregate1-in-10June Monthly System Peak Day30% Cycling11 | 12.1463 | 12.1463 | 80.103 | 0 | 0 | 0 | 0 | 0 | 1337 | Non-Residential | caiso
Average Per Ton | 1-in-10 | June Monthly System Peak Day | 50% Cycling | 11 | Average Per Ton1-in-10June Monthly System Peak Day50% Cycling11 | 0.89873 | 0.89873 | 79.0685 | 0 | 0 | 0 | 0 | 0 | 3452 | Non-Residential | caiso
Average Per Premise | 1-in-10 | June Monthly System Peak Day | 50% Cycling | 11 | Average Per Premise1-in-10June Monthly System Peak Day50% Cycling11 | 7.7459 | 7.7459 | 79.0685 | 0 | 0 | 0 | 0 | 0 | 3452 | Non-Residential | caiso
Average Per Device | 1-in-10 | June Monthly System Peak Day | 50% Cycling | 11 | Average Per Device1-in-10June Monthly System Peak Day50% Cycling11 | 3.4857 | 3.4857 | 79.0685 | 0 | 0 | 0 | 0 | 0 | 3452 | Non-Residential | caiso
Aggregate | 1-in-10 | June Monthly System Peak Day | 50% Cycling | 11 | Aggregate1-in-10June Monthly System Peak Day50% Cycling11 | 26.7387 | 26.7387 | 79.0685 | 0 | 0 | 0 | 0 | 0 | 3452 | Non-Residential | caiso
Average Per Ton | 1-in-10 | June Monthly System Peak Day | All | 11 | Average Per Ton1-in-10June Monthly System Peak DayAll11 | 0.88688 | 0.88688 | 79.3574 | 0 | 0 | 0 | 0 | 0 | 4789 | Non-Residential | caiso
Average Per Premise | 1-in-10 | June Monthly System Peak Day | All | 11 | Average Per Premise1-in-10June Monthly System Peak DayAll11 | 8.1366 | 8.1366 | 79.3574 | 0 | 0 | 0 | 0 | 0 | 4789 | Non-Residential | caiso
Average Per Device | 1-in-10 | June Monthly System Peak Day | All | 11 | Average Per Device1-in-10June Monthly System Peak DayAll11 | 3.4417 | 3.4417 | 79.3574 | 0 | 0 | 0 | 0 | 0 | 4789 | Non-Residential | caiso
Aggregate | 1-in-10 | June Monthly System Peak Day | All | 11 | Aggregate1-in-10June Monthly System Peak DayAll11 | 38.9664 | 38.9664 | 79.3574 | 0 | 0 | 0 | 0 | 0 | 4789 | Non-Residential | caiso
Average Per Ton | 1-in-10 | May Monthly System Peak Day | 30% Cycling | 11 | Average Per Ton1-in-10May Monthly System Peak Day30% Cycling11 | 0.85686 | 0.85686 | 82.6068 | 0 | 0 | 0 | 0 | 0 | 1337 | Non-Residential | caiso
Average Per Premise | 1-in-10 | May Monthly System Peak Day | 30% Cycling | 11 | Average Per Premise1-in-10May Monthly System Peak Day30% Cycling11 | 9.0909 | 9.0909 | 82.6068 | 0 | 0 | 0 | 0 | 0 | 1337 | Non-Residential | caiso
Average Per Device | 1-in-10 | May Monthly System Peak Day | 30% Cycling | 11 | Average Per Device1-in-10May Monthly System Peak Day30% Cycling11 | 3.3291 | 3.3291 | 82.6068 | 0 | 0 | 0 | 0 | 0 | 1337 | Non-Residential | caiso
Aggregate | 1-in-10 | May Monthly System Peak Day | 30% Cycling | 11 | Aggregate1-in-10May Monthly System Peak Day30% Cycling11 | 12.1546 | 12.1546 | 82.6068 | 0 | 0 | 0 | 0 | 0 | 1337 | Non-Residential | caiso
Average Per Ton | 1-in-10 | May Monthly System Peak Day | 50% Cycling | 11 | Average Per Ton1-in-10May Monthly System Peak Day50% Cycling11 | 0.89796 | 0.89796 | 81.5736 | 0 | 0 | 0 | 0 | 0 | 3452 | Non-Residential | caiso
Average Per Premise | 1-in-10 | May Monthly System Peak Day | 50% Cycling | 11 | Average Per Premise1-in-10May Monthly System Peak Day50% Cycling11 | 7.7392 | 7.7392 | 81.5736 | 0 | 0 | 0 | 0 | 0 | 3452 | Non-Residential | caiso
Average Per Device | 1-in-10 | May Monthly System Peak Day | 50% Cycling | 11 | Average Per Device1-in-10May Monthly System Peak Day50% Cycling11 | 3.4827 | 3.4827 | 81.5736 | 0 | 0 | 0 | 0 | 0 | 3452 | Non-Residential | caiso
Aggregate | 1-in-10 | May Monthly System Peak Day | 50% Cycling | 11 | Aggregate1-in-10May Monthly System Peak Day50% Cycling11 | 26.7158 | 26.7158 | 81.5736 | 0 | 0 | 0 | 0 | 0 | 3452 | Non-Residential | caiso
Average Per Ton | 1-in-10 | May Monthly System Peak Day | All | 11 | Average Per Ton1-in-10May Monthly System Peak DayAll11 | 0.88648 | 0.88648 | 81.8621 | 0 | 0 | 0 | 0 | 0 | 4789 | Non-Residential | caiso
Average Per Premise | 1-in-10 | May Monthly System Peak Day | All | 11 | Average Per Premise1-in-10May Monthly System Peak DayAll11 | 8.1331 | 8.1331 | 81.8621 | 0 | 0 | 0 | 0 | 0 | 4789 | Non-Residential | caiso
Average Per Device | 1-in-10 | May Monthly System Peak Day | All | 11 | Average Per Device1-in-10May Monthly System Peak DayAll11 | 3.4401 | 3.4401 | 81.8621 | 0 | 0 | 0 | 0 | 0 | 4789 | Non-Residential | caiso
Aggregate | 1-in-10 | May Monthly System Peak Day | All | 11 | Aggregate1-in-10May Monthly System Peak DayAll11 | 38.9492 | 38.9492 | 81.8621 | 0 | 0 | 0 | 0 | 0 | 4789 | Non-Residential | caiso
Average Per Ton | 1-in-10 | October Monthly System Peak Day | 30% Cycling | 11 | Average Per Ton1-in-10October Monthly System Peak Day30% Cycling11 | 0.90583 | 0.90583 | 80.7812 | 0 | 0 | 0 | 0 | 0 | 1337 | Non-Residential | caiso
Average Per Premise | 1-in-10 | October Monthly System Peak Day | 30% Cycling | 11 | Average Per Premise1-in-10October Monthly System Peak Day30% Cycling11 | 9.6105 | 9.6105 | 80.7812 | 0 | 0 | 0 | 0 | 0 | 1337 | Non-Residential | caiso
Average Per Device | 1-in-10 | October Monthly System Peak Day | 30% Cycling | 11 | Average Per Device1-in-10October Monthly System Peak Day30% Cycling11 | 3.5194 | 3.5194 | 80.7812 | 0 | 0 | 0 | 0 | 0 | 1337 | Non-Residential | caiso
Aggregate | 1-in-10 | October Monthly System Peak Day | 30% Cycling | 11 | Aggregate1-in-10October Monthly System Peak Day30% Cycling11 | 12.8492 | 12.8492 | 80.7812 | 0 | 0 | 0 | 0 | 0 | 1337 | Non-Residential | caiso
Average Per Ton | 1-in-10 | October Monthly System Peak Day | 50% Cycling | 11 | Average Per Ton1-in-10October Monthly System Peak Day50% Cycling11 | 0.92056 | 0.92056 | 79.9696 | 0 | 0 | 0 | 0 | 0 | 3452 | Non-Residential | caiso
Average Per Premise | 1-in-10 | October Monthly System Peak Day | 50% Cycling | 11 | Average Per Premise1-in-10October Monthly System Peak Day50% Cycling11 | 7.934 | 7.934 | 79.9696 | 0 | 0 | 0 | 0 | 0 | 3452 | Non-Residential | caiso
Average Per Device | 1-in-10 | October Monthly System Peak Day | 50% Cycling | 11 | Average Per Device1-in-10October Monthly System Peak Day50% Cycling11 | 3.5704 | 3.5704 | 79.9696 | 0 | 0 | 0 | 0 | 0 | 3452 | Non-Residential | caiso
Aggregate | 1-in-10 | October Monthly System Peak Day | 50% Cycling | 11 | Aggregate1-in-10October Monthly System Peak Day50% Cycling11 | 27.3883 | 27.3883 | 79.9696 | 0 | 0 | 0 | 0 | 0 | 3452 | Non-Residential | caiso
Average Per Ton | 1-in-10 | October Monthly System Peak Day | All | 11 | Average Per Ton1-in-10October Monthly System Peak DayAll11 | 0.91645 | 0.91645 | 80.1962 | 0 | 0 | 0 | 0 | 0 | 4789 | Non-Residential | caiso
Average Per Premise | 1-in-10 | October Monthly System Peak Day | All | 11 | Average Per Premise1-in-10October Monthly System Peak DayAll11 | 8.408 | 8.408 | 80.1962 | 0 | 0 | 0 | 0 | 0 | 4789 | Non-Residential | caiso
Average Per Device | 1-in-10 | October Monthly System Peak Day | All | 11 | Average Per Device1-in-10October Monthly System Peak DayAll11 | 3.5564 | 3.5564 | 80.1962 | 0 | 0 | 0 | 0 | 0 | 4789 | Non-Residential | caiso
Aggregate | 1-in-10 | October Monthly System Peak Day | All | 11 | Aggregate1-in-10October Monthly System Peak DayAll11 | 40.2658 | 40.2658 | 80.1962 | 0 | 0 | 0 | 0 | 0 | 4789 | Non-Residential | caiso
Average Per Ton | 1-in-10 | September Monthly System Peak Day | 30% Cycling | 11 | Average Per Ton1-in-10September Monthly System Peak Day30% Cycling11 | 1.1061 | 1.1061 | 90.9044 | 0 | 0 | 0 | 0 | 0 | 1337 | Non-Residential | caiso
Average Per Premise | 1-in-10 | September Monthly System Peak Day | 30% Cycling | 11 | Average Per Premise1-in-10September Monthly System Peak Day30% Cycling11 | 11.7352 | 11.7352 | 90.9044 | 0 | 0 | 0 | 0 | 0 | 1337 | Non-Residential | caiso
Average Per Device | 1-in-10 | September Monthly System Peak Day | 30% Cycling | 11 | Average Per Device1-in-10September Monthly System Peak Day30% Cycling11 | 4.2974 | 4.2974 | 90.9044 | 0 | 0 | 0 | 0 | 0 | 1337 | Non-Residential | caiso
Aggregate | 1-in-10 | September Monthly System Peak Day | 30% Cycling | 11 | Aggregate1-in-10September Monthly System Peak Day30% Cycling11 | 15.69 | 15.69 | 90.9044 | 0 | 0 | 0 | 0 | 0 | 1337 | Non-Residential | caiso
Average Per Ton | 1-in-10 | September Monthly System Peak Day | 50% Cycling | 11 | Average Per Ton1-in-10September Monthly System Peak Day50% Cycling11 | 0.99965 | 0.99965 | 89.558 | 0 | 0 | 0 | 0 | 0 | 3452 | Non-Residential | caiso
Average Per Premise | 1-in-10 | September Monthly System Peak Day | 50% Cycling | 11 | Average Per Premise1-in-10September Monthly System Peak Day50% Cycling11 | 8.6156 | 8.6156 | 89.558 | 0 | 0 | 0 | 0 | 0 | 3452 | Non-Residential | caiso
Average Per Device | 1-in-10 | September Monthly System Peak Day | 50% Cycling | 11 | Average Per Device1-in-10September Monthly System Peak Day50% Cycling11 | 3.8771 | 3.8771 | 89.558 | 0 | 0 | 0 | 0 | 0 | 3452 | Non-Residential | caiso
Aggregate | 1-in-10 | September Monthly System Peak Day | 50% Cycling | 11 | Aggregate1-in-10September Monthly System Peak Day50% Cycling11 | 29.7412 | 29.7412 | 89.558 | 0 | 0 | 0 | 0 | 0 | 3452 | Non-Residential | caiso
Average Per Ton | 1-in-10 | September Monthly System Peak Day | All | 11 | Average Per Ton1-in-10September Monthly System Peak DayAll11 | 1.0294 | 1.0294 | 89.9339 | 0 | 0 | 0 | 0 | 0 | 4789 | Non-Residential | caiso
Average Per Premise | 1-in-10 | September Monthly System Peak Day | All | 11 | Average Per Premise1-in-10September Monthly System Peak DayAll11 | 9.4439 | 9.4439 | 89.9339 | 0 | 0 | 0 | 0 | 0 | 4789 | Non-Residential | caiso
Average Per Device | 1-in-10 | September Monthly System Peak Day | All | 11 | Average Per Device1-in-10September Monthly System Peak DayAll11 | 3.9946 | 3.9946 | 89.9339 | 0 | 0 | 0 | 0 | 0 | 4789 | Non-Residential | caiso
Aggregate | 1-in-10 | September Monthly System Peak Day | All | 11 | Aggregate1-in-10September Monthly System Peak DayAll11 | 45.227 | 45.227 | 89.9339 | 0 | 0 | 0 | 0 | 0 | 4789 | Non-Residential | caiso
Average Per Ton | 1-in-10 | August Monthly System Peak Day | 30% Cycling | 12 | Average Per Ton1-in-10August Monthly System Peak Day30% Cycling12 | 1.036 | 1.036 | 84.3626 | 0 | 0 | 0 | 0 | 0 | 1337 | Non-Residential | caiso
Average Per Premise | 1-in-10 | August Monthly System Peak Day | 30% Cycling | 12 | Average Per Premise1-in-10August Monthly System Peak Day30% Cycling12 | 10.9917 | 10.9917 | 84.3626 | 0 | 0 | 0 | 0 | 0 | 1337 | Non-Residential | caiso
Average Per Device | 1-in-10 | August Monthly System Peak Day | 30% Cycling | 12 | Average Per Device1-in-10August Monthly System Peak Day30% Cycling12 | 4.0252 | 4.0252 | 84.3626 | 0 | 0 | 0 | 0 | 0 | 1337 | Non-Residential | caiso
Aggregate | 1-in-10 | August Monthly System Peak Day | 30% Cycling | 12 | Aggregate1-in-10August Monthly System Peak Day30% Cycling12 | 14.6959 | 14.6959 | 84.3626 | 0 | 0 | 0 | 0 | 0 | 1337 | Non-Residential | caiso
Average Per Ton | 1-in-10 | August Monthly System Peak Day | 50% Cycling | 12 | Average Per Ton1-in-10August Monthly System Peak Day50% Cycling12 | 1.014 | 1.014 | 83.3312 | 0 | 0 | 0 | 0 | 0 | 3452 | Non-Residential | caiso
Average Per Premise | 1-in-10 | August Monthly System Peak Day | 50% Cycling | 12 | Average Per Premise1-in-10August Monthly System Peak Day50% Cycling12 | 8.7396 | 8.7396 | 83.3312 | 0 | 0 | 0 | 0 | 0 | 3452 | Non-Residential | caiso
Average Per Device | 1-in-10 | August Monthly System Peak Day | 50% Cycling | 12 | Average Per Device1-in-10August Monthly System Peak Day50% Cycling12 | 3.9329 | 3.9329 | 83.3312 | 0 | 0 | 0 | 0 | 0 | 3452 | Non-Residential | caiso
Aggregate | 1-in-10 | August Monthly System Peak Day | 50% Cycling | 12 | Aggregate1-in-10August Monthly System Peak Day50% Cycling12 | 30.1691 | 30.1691 | 83.3312 | 0 | 0 | 0 | 0 | 0 | 3452 | Non-Residential | caiso
Average Per Ton | 1-in-10 | August Monthly System Peak Day | All | 12 | Average Per Ton1-in-10August Monthly System Peak DayAll12 | 1.0202 | 1.0202 | 83.6192 | 0 | 0 | 0 | 0 | 0 | 4789 | Non-Residential | caiso
Average Per Premise | 1-in-10 | August Monthly System Peak Day | All | 12 | Average Per Premise1-in-10August Monthly System Peak DayAll12 | 9.3595 | 9.3595 | 83.6192 | 0 | 0 | 0 | 0 | 0 | 4789 | Non-Residential | caiso
Average Per Device | 1-in-10 | August Monthly System Peak Day | All | 12 | Average Per Device1-in-10August Monthly System Peak DayAll12 | 3.9589 | 3.9589 | 83.6192 | 0 | 0 | 0 | 0 | 0 | 4789 | Non-Residential | caiso
Aggregate | 1-in-10 | August Monthly System Peak Day | All | 12 | Aggregate1-in-10August Monthly System Peak DayAll12 | 44.8228 | 44.8228 | 83.6192 | 0 | 0 | 0 | 0 | 0 | 4789 | Non-Residential | caiso
Average Per Ton | 1-in-10 | August Typical Event Day | 30% Cycling | 12 | Average Per Ton1-in-10August Typical Event Day30% Cycling12 | 1.0187 | 1.0187 | 84.5746 | 0 | 0 | 0 | 0 | 0 | 1337 | Non-Residential | caiso
Average Per Premise | 1-in-10 | August Typical Event Day | 30% Cycling | 12 | Average Per Premise1-in-10August Typical Event Day30% Cycling12 | 10.8079 | 10.8079 | 84.5746 | 0 | 0 | 0 | 0 | 0 | 1337 | Non-Residential | caiso
Average Per Device | 1-in-10 | August Typical Event Day | 30% Cycling | 12 | Average Per Device1-in-10August Typical Event Day30% Cycling12 | 3.9579 | 3.9579 | 84.5746 | 0 | 0 | 0 | 0 | 0 | 1337 | Non-Residential | caiso
Aggregate | 1-in-10 | August Typical Event Day | 30% Cycling | 12 | Aggregate1-in-10August Typical Event Day30% Cycling12 | 14.4502 | 14.4502 | 84.5746 | 0 | 0 | 0 | 0 | 0 | 1337 | Non-Residential | caiso
Average Per Ton | 1-in-10 | August Typical Event Day | 50% Cycling | 12 | Average Per Ton1-in-10August Typical Event Day50% Cycling12 | 1.0063 | 1.0063 | 83.5102 | 0 | 0 | 0 | 0 | 0 | 3452 | Non-Residential | caiso
Average Per Premise | 1-in-10 | August Typical Event Day | 50% Cycling | 12 | Average Per Premise1-in-10August Typical Event Day50% Cycling12 | 8.673 | 8.673 | 83.5102 | 0 | 0 | 0 | 0 | 0 | 3452 | Non-Residential | caiso
Average Per Device | 1-in-10 | August Typical Event Day | 50% Cycling | 12 | Average Per Device1-in-10August Typical Event Day50% Cycling12 | 3.9029 | 3.9029 | 83.5102 | 0 | 0 | 0 | 0 | 0 | 3452 | Non-Residential | caiso
Aggregate | 1-in-10 | August Typical Event Day | 50% Cycling | 12 | Aggregate1-in-10August Typical Event Day50% Cycling12 | 29.9393 | 29.9393 | 83.5102 | 0 | 0 | 0 | 0 | 0 | 3452 | Non-Residential | caiso
Average Per Ton | 1-in-10 | August Typical Event Day | All | 12 | Average Per Ton1-in-10August Typical Event DayAll12 | 1.0098 | 1.0098 | 83.8074 | 0 | 0 | 0 | 0 | 0 | 4789 | Non-Residential | caiso
Average Per Premise | 1-in-10 | August Typical Event Day | All | 12 | Average Per Premise1-in-10August Typical Event DayAll12 | 9.2641 | 9.2641 | 83.8074 | 0 | 0 | 0 | 0 | 0 | 4789 | Non-Residential | caiso
Average Per Device | 1-in-10 | August Typical Event Day | All | 12 | Average Per Device1-in-10August Typical Event DayAll12 | 3.9185 | 3.9185 | 83.8074 | 0 | 0 | 0 | 0 | 0 | 4789 | Non-Residential | caiso
Aggregate | 1-in-10 | August Typical Event Day | All | 12 | Aggregate1-in-10August Typical Event DayAll12 | 44.3657 | 44.3657 | 83.8074 | 0 | 0 | 0 | 0 | 0 | 4789 | Non-Residential | caiso
Average Per Ton | 1-in-10 | July Monthly System Peak Day | 30% Cycling | 12 | Average Per Ton1-in-10July Monthly System Peak Day30% Cycling12 | 0.93846 | 0.93846 | 76.9346 | 0 | 0 | 0 | 0 | 0 | 1337 | Non-Residential | caiso
Average Per Premise | 1-in-10 | July Monthly System Peak Day | 30% Cycling | 12 | Average Per Premise1-in-10July Monthly System Peak Day30% Cycling12 | 9.9566 | 9.9566 | 76.9346 | 0 | 0 | 0 | 0 | 0 | 1337 | Non-Residential | caiso
Average Per Device | 1-in-10 | July Monthly System Peak Day | 30% Cycling | 12 | Average Per Device1-in-10July Monthly System Peak Day30% Cycling12 | 3.6461 | 3.6461 | 76.9346 | 0 | 0 | 0 | 0 | 0 | 1337 | Non-Residential | caiso
Aggregate | 1-in-10 | July Monthly System Peak Day | 30% Cycling | 12 | Aggregate1-in-10July Monthly System Peak Day30% Cycling12 | 13.312 | 13.312 | 76.9346 | 0 | 0 | 0 | 0 | 0 | 1337 | Non-Residential | caiso
Average Per Ton | 1-in-10 | July Monthly System Peak Day | 50% Cycling | 12 | Average Per Ton1-in-10July Monthly System Peak Day50% Cycling12 | 0.97367 | 0.97367 | 76.3378 | 0 | 0 | 0 | 0 | 0 | 3452 | Non-Residential | caiso
Average Per Premise | 1-in-10 | July Monthly System Peak Day | 50% Cycling | 12 | Average Per Premise1-in-10July Monthly System Peak Day50% Cycling12 | 8.3918 | 8.3918 | 76.3378 | 0 | 0 | 0 | 0 | 0 | 3452 | Non-Residential | caiso
Average Per Device | 1-in-10 | July Monthly System Peak Day | 50% Cycling | 12 | Average Per Device1-in-10July Monthly System Peak Day50% Cycling12 | 3.7763 | 3.7763 | 76.3378 | 0 | 0 | 0 | 0 | 0 | 3452 | Non-Residential | caiso
Aggregate | 1-in-10 | July Monthly System Peak Day | 50% Cycling | 12 | Aggregate1-in-10July Monthly System Peak Day50% Cycling12 | 28.9683 | 28.9683 | 76.3378 | 0 | 0 | 0 | 0 | 0 | 3452 | Non-Residential | caiso
Average Per Ton | 1-in-10 | July Monthly System Peak Day | All | 12 | Average Per Ton1-in-10July Monthly System Peak DayAll12 | 0.96384 | 0.96384 | 76.5044 | 0 | 0 | 0 | 0 | 0 | 4789 | Non-Residential | caiso
Average Per Premise | 1-in-10 | July Monthly System Peak Day | All | 12 | Average Per Premise1-in-10July Monthly System Peak DayAll12 | 8.8427 | 8.8427 | 76.5044 | 0 | 0 | 0 | 0 | 0 | 4789 | Non-Residential | caiso
Average Per Device | 1-in-10 | July Monthly System Peak Day | All | 12 | Average Per Device1-in-10July Monthly System Peak DayAll12 | 3.7403 | 3.7403 | 76.5044 | 0 | 0 | 0 | 0 | 0 | 4789 | Non-Residential | caiso
Aggregate | 1-in-10 | July Monthly System Peak Day | All | 12 | Aggregate1-in-10July Monthly System Peak DayAll12 | 42.3479 | 42.3479 | 76.5044 | 0 | 0 | 0 | 0 | 0 | 4789 | Non-Residential | caiso
Average Per Ton | 1-in-10 | June Monthly System Peak Day | 30% Cycling | 12 | Average Per Ton1-in-10June Monthly System Peak Day30% Cycling12 | 0.91646 | 0.91646 | 82.6683 | 0 | 0 | 0 | 0 | 0 | 1337 | Non-Residential | caiso
Average Per Premise | 1-in-10 | June Monthly System Peak Day | 30% Cycling | 12 | Average Per Premise1-in-10June Monthly System Peak Day30% Cycling12 | 9.7233 | 9.7233 | 82.6683 | 0 | 0 | 0 | 0 | 0 | 1337 | Non-Residential | caiso
Average Per Device | 1-in-10 | June Monthly System Peak Day | 30% Cycling | 12 | Average Per Device1-in-10June Monthly System Peak Day30% Cycling12 | 3.5607 | 3.5607 | 82.6683 | 0 | 0 | 0 | 0 | 0 | 1337 | Non-Residential | caiso
Aggregate | 1-in-10 | June Monthly System Peak Day | 30% Cycling | 12 | Aggregate1-in-10June Monthly System Peak Day30% Cycling12 | 13 | 13 | 82.6683 | 0 | 0 | 0 | 0 | 0 | 1337 | Non-Residential | caiso
Average Per Ton | 1-in-10 | June Monthly System Peak Day | 50% Cycling | 12 | Average Per Ton1-in-10June Monthly System Peak Day50% Cycling12 | 0.9646 | 0.9646 | 81.573 | 0 | 0 | 0 | 0 | 0 | 3452 | Non-Residential | caiso
Average Per Premise | 1-in-10 | June Monthly System Peak Day | 50% Cycling | 12 | Average Per Premise1-in-10June Monthly System Peak Day50% Cycling12 | 8.3136 | 8.3136 | 81.573 | 0 | 0 | 0 | 0 | 0 | 3452 | Non-Residential | caiso
Average Per Device | 1-in-10 | June Monthly System Peak Day | 50% Cycling | 12 | Average Per Device1-in-10June Monthly System Peak Day50% Cycling12 | 3.7412 | 3.7412 | 81.573 | 0 | 0 | 0 | 0 | 0 | 3452 | Non-Residential | caiso
Aggregate | 1-in-10 | June Monthly System Peak Day | 50% Cycling | 12 | Aggregate1-in-10June Monthly System Peak Day50% Cycling12 | 28.6986 | 28.6986 | 81.573 | 0 | 0 | 0 | 0 | 0 | 3452 | Non-Residential | caiso
Average Per Ton | 1-in-10 | June Monthly System Peak Day | All | 12 | Average Per Ton1-in-10June Monthly System Peak DayAll12 | 0.95116 | 0.95116 | 81.8788 | 0 | 0 | 0 | 0 | 0 | 4789 | Non-Residential | caiso
Average Per Premise | 1-in-10 | June Monthly System Peak Day | All | 12 | Average Per Premise1-in-10June Monthly System Peak DayAll12 | 8.7264 | 8.7264 | 81.8788 | 0 | 0 | 0 | 0 | 0 | 4789 | Non-Residential | caiso
Average Per Device | 1-in-10 | June Monthly System Peak Day | All | 12 | Average Per Device1-in-10June Monthly System Peak DayAll12 | 3.6911 | 3.6911 | 81.8788 | 0 | 0 | 0 | 0 | 0 | 4789 | Non-Residential | caiso
Aggregate | 1-in-10 | June Monthly System Peak Day | All | 12 | Aggregate1-in-10June Monthly System Peak DayAll12 | 41.7909 | 41.7909 | 81.8788 | 0 | 0 | 0 | 0 | 0 | 4789 | Non-Residential | caiso
Average Per Ton | 1-in-10 | May Monthly System Peak Day | 30% Cycling | 12 | Average Per Ton1-in-10May Monthly System Peak Day30% Cycling12 | 0.91709 | 0.91709 | 83.6664 | 0 | 0 | 0 | 0 | 0 | 1337 | Non-Residential | caiso
Average Per Premise | 1-in-10 | May Monthly System Peak Day | 30% Cycling | 12 | Average Per Premise1-in-10May Monthly System Peak Day30% Cycling12 | 9.7299 | 9.7299 | 83.6664 | 0 | 0 | 0 | 0 | 0 | 1337 | Non-Residential | caiso
Average Per Device | 1-in-10 | May Monthly System Peak Day | 30% Cycling | 12 | Average Per Device1-in-10May Monthly System Peak Day30% Cycling12 | 3.5631 | 3.5631 | 83.6664 | 0 | 0 | 0 | 0 | 0 | 1337 | Non-Residential | caiso
Aggregate | 1-in-10 | May Monthly System Peak Day | 30% Cycling | 12 | Aggregate1-in-10May Monthly System Peak Day30% Cycling12 | 13.0089 | 13.0089 | 83.6664 | 0 | 0 | 0 | 0 | 0 | 1337 | Non-Residential | caiso
Average Per Ton | 1-in-10 | May Monthly System Peak Day | 50% Cycling | 12 | Average Per Ton1-in-10May Monthly System Peak Day50% Cycling12 | 0.96378 | 0.96378 | 82.5705 | 0 | 0 | 0 | 0 | 0 | 3452 | Non-Residential | caiso
Average Per Premise | 1-in-10 | May Monthly System Peak Day | 50% Cycling | 12 | Average Per Premise1-in-10May Monthly System Peak Day50% Cycling12 | 8.3065 | 8.3065 | 82.5705 | 0 | 0 | 0 | 0 | 0 | 3452 | Non-Residential | caiso
Average Per Device | 1-in-10 | May Monthly System Peak Day | 50% Cycling | 12 | Average Per Device1-in-10May Monthly System Peak Day50% Cycling12 | 3.738 | 3.738 | 82.5705 | 0 | 0 | 0 | 0 | 0 | 3452 | Non-Residential | caiso
Aggregate | 1-in-10 | May Monthly System Peak Day | 50% Cycling | 12 | Aggregate1-in-10May Monthly System Peak Day50% Cycling12 | 28.674 | 28.674 | 82.5705 | 0 | 0 | 0 | 0 | 0 | 3452 | Non-Residential | caiso
Average Per Ton | 1-in-10 | May Monthly System Peak Day | All | 12 | Average Per Ton1-in-10May Monthly System Peak DayAll12 | 0.95074 | 0.95074 | 82.8765 | 0 | 0 | 0 | 0 | 0 | 4789 | Non-Residential | caiso
Average Per Premise | 1-in-10 | May Monthly System Peak Day | All | 12 | Average Per Premise1-in-10May Monthly System Peak DayAll12 | 8.7226 | 8.7226 | 82.8765 | 0 | 0 | 0 | 0 | 0 | 4789 | Non-Residential | caiso
Average Per Device | 1-in-10 | May Monthly System Peak Day | All | 12 | Average Per Device1-in-10May Monthly System Peak DayAll12 | 3.6895 | 3.6895 | 82.8765 | 0 | 0 | 0 | 0 | 0 | 4789 | Non-Residential | caiso
Aggregate | 1-in-10 | May Monthly System Peak Day | All | 12 | Aggregate1-in-10May Monthly System Peak DayAll12 | 41.7725 | 41.7725 | 82.8765 | 0 | 0 | 0 | 0 | 0 | 4789 | Non-Residential | caiso
Average Per Ton | 1-in-10 | October Monthly System Peak Day | 30% Cycling | 12 | Average Per Ton1-in-10October Monthly System Peak Day30% Cycling12 | 0.9695 | 0.9695 | 82.1251 | 0 | 0 | 0 | 0 | 0 | 1337 | Non-Residential | caiso
Average Per Premise | 1-in-10 | October Monthly System Peak Day | 30% Cycling | 12 | Average Per Premise1-in-10October Monthly System Peak Day30% Cycling12 | 10.286 | 10.286 | 82.1251 | 0 | 0 | 0 | 0 | 0 | 1337 | Non-Residential | caiso
Average Per Device | 1-in-10 | October Monthly System Peak Day | 30% Cycling | 12 | Average Per Device1-in-10October Monthly System Peak Day30% Cycling12 | 3.7667 | 3.7667 | 82.1251 | 0 | 0 | 0 | 0 | 0 | 1337 | Non-Residential | caiso
Aggregate | 1-in-10 | October Monthly System Peak Day | 30% Cycling | 12 | Aggregate1-in-10October Monthly System Peak Day30% Cycling12 | 13.7524 | 13.7524 | 82.1251 | 0 | 0 | 0 | 0 | 0 | 1337 | Non-Residential | caiso
Average Per Ton | 1-in-10 | October Monthly System Peak Day | 50% Cycling | 12 | Average Per Ton1-in-10October Monthly System Peak Day50% Cycling12 | 0.98804 | 0.98804 | 81.5909 | 0 | 0 | 0 | 0 | 0 | 3452 | Non-Residential | caiso
Average Per Premise | 1-in-10 | October Monthly System Peak Day | 50% Cycling | 12 | Average Per Premise1-in-10October Monthly System Peak Day50% Cycling12 | 8.5156 | 8.5156 | 81.5909 | 0 | 0 | 0 | 0 | 0 | 3452 | Non-Residential | caiso
Average Per Device | 1-in-10 | October Monthly System Peak Day | 50% Cycling | 12 | Average Per Device1-in-10October Monthly System Peak Day50% Cycling12 | 3.8321 | 3.8321 | 81.5909 | 0 | 0 | 0 | 0 | 0 | 3452 | Non-Residential | caiso
Aggregate | 1-in-10 | October Monthly System Peak Day | 50% Cycling | 12 | Aggregate1-in-10October Monthly System Peak Day50% Cycling12 | 29.3958 | 29.3958 | 81.5909 | 0 | 0 | 0 | 0 | 0 | 3452 | Non-Residential | caiso
Average Per Ton | 1-in-10 | October Monthly System Peak Day | All | 12 | Average Per Ton1-in-10October Monthly System Peak DayAll12 | 0.98286 | 0.98286 | 81.7401 | 0 | 0 | 0 | 0 | 0 | 4789 | Non-Residential | caiso
Average Per Premise | 1-in-10 | October Monthly System Peak Day | All | 12 | Average Per Premise1-in-10October Monthly System Peak DayAll12 | 9.0173 | 9.0173 | 81.7401 | 0 | 0 | 0 | 0 | 0 | 4789 | Non-Residential | caiso
Average Per Device | 1-in-10 | October Monthly System Peak Day | All | 12 | Average Per Device1-in-10October Monthly System Peak DayAll12 | 3.8141 | 3.8141 | 81.7401 | 0 | 0 | 0 | 0 | 0 | 4789 | Non-Residential | caiso
Aggregate | 1-in-10 | October Monthly System Peak Day | All | 12 | Aggregate1-in-10October Monthly System Peak DayAll12 | 43.1837 | 43.1837 | 81.7401 | 0 | 0 | 0 | 0 | 0 | 4789 | Non-Residential | caiso
Average Per Ton | 1-in-10 | September Monthly System Peak Day | 30% Cycling | 12 | Average Per Ton1-in-10September Monthly System Peak Day30% Cycling12 | 1.1838 | 1.1838 | 94.3329 | 0 | 0 | 0 | 0 | 0 | 1337 | Non-Residential | caiso
Average Per Premise | 1-in-10 | September Monthly System Peak Day | 30% Cycling | 12 | Average Per Premise1-in-10September Monthly System Peak Day30% Cycling12 | 12.5601 | 12.5601 | 94.3329 | 0 | 0 | 0 | 0 | 0 | 1337 | Non-Residential | caiso
Average Per Device | 1-in-10 | September Monthly System Peak Day | 30% Cycling | 12 | Average Per Device1-in-10September Monthly System Peak Day30% Cycling12 | 4.5995 | 4.5995 | 94.3329 | 0 | 0 | 0 | 0 | 0 | 1337 | Non-Residential | caiso
Aggregate | 1-in-10 | September Monthly System Peak Day | 30% Cycling | 12 | Aggregate1-in-10September Monthly System Peak Day30% Cycling12 | 16.7928 | 16.7928 | 94.3329 | 0 | 0 | 0 | 0 | 0 | 1337 | Non-Residential | caiso
Average Per Ton | 1-in-10 | September Monthly System Peak Day | 50% Cycling | 12 | Average Per Ton1-in-10September Monthly System Peak Day50% Cycling12 | 1.0729 | 1.0729 | 92.7987 | 0 | 0 | 0 | 0 | 0 | 3452 | Non-Residential | caiso
Average Per Premise | 1-in-10 | September Monthly System Peak Day | 50% Cycling | 12 | Average Per Premise1-in-10September Monthly System Peak Day50% Cycling12 | 9.2471 | 9.2471 | 92.7987 | 0 | 0 | 0 | 0 | 0 | 3452 | Non-Residential | caiso
Average Per Device | 1-in-10 | September Monthly System Peak Day | 50% Cycling | 12 | Average Per Device1-in-10September Monthly System Peak Day50% Cycling12 | 4.1613 | 4.1613 | 92.7987 | 0 | 0 | 0 | 0 | 0 | 3452 | Non-Residential | caiso
Aggregate | 1-in-10 | September Monthly System Peak Day | 50% Cycling | 12 | Aggregate1-in-10September Monthly System Peak Day50% Cycling12 | 31.9212 | 31.9212 | 92.7987 | 0 | 0 | 0 | 0 | 0 | 3452 | Non-Residential | caiso
Average Per Ton | 1-in-10 | September Monthly System Peak Day | All | 12 | Average Per Ton1-in-10September Monthly System Peak DayAll12 | 1.1039 | 1.1039 | 93.227 | 0 | 0 | 0 | 0 | 0 | 4789 | Non-Residential | caiso
Average Per Premise | 1-in-10 | September Monthly System Peak Day | All | 12 | Average Per Premise1-in-10September Monthly System Peak DayAll12 | 10.1276 | 10.1276 | 93.227 | 0 | 0 | 0 | 0 | 0 | 4789 | Non-Residential | caiso
Average Per Device | 1-in-10 | September Monthly System Peak Day | All | 12 | Average Per Device1-in-10September Monthly System Peak DayAll12 | 4.2838 | 4.2838 | 93.227 | 0 | 0 | 0 | 0 | 0 | 4789 | Non-Residential | caiso
Aggregate | 1-in-10 | September Monthly System Peak Day | All | 12 | Aggregate1-in-10September Monthly System Peak DayAll12 | 48.5012 | 48.5012 | 93.227 | 0 | 0 | 0 | 0 | 0 | 4789 | Non-Residential | caiso
Average Per Ton | 1-in-10 | August Monthly System Peak Day | 30% Cycling | 13 | Average Per Ton1-in-10August Monthly System Peak Day30% Cycling13 | 1.0615 | 1.0615 | 85.8249 | 0 | 0 | 0 | 0 | 0 | 1337 | Non-Residential | caiso
Average Per Premise | 1-in-10 | August Monthly System Peak Day | 30% Cycling | 13 | Average Per Premise1-in-10August Monthly System Peak Day30% Cycling13 | 11.2616 | 11.2616 | 85.8249 | 0 | 0 | 0 | 0 | 0 | 1337 | Non-Residential | caiso
Average Per Device | 1-in-10 | August Monthly System Peak Day | 30% Cycling | 13 | Average Per Device1-in-10August Monthly System Peak Day30% Cycling13 | 4.124 | 4.124 | 85.8249 | 0 | 0 | 0 | 0 | 0 | 1337 | Non-Residential | caiso
Aggregate | 1-in-10 | August Monthly System Peak Day | 30% Cycling | 13 | Aggregate1-in-10August Monthly System Peak Day30% Cycling13 | 15.0568 | 15.0568 | 85.8249 | 0 | 0 | 0 | 0 | 0 | 1337 | Non-Residential | caiso
Average Per Ton | 1-in-10 | August Monthly System Peak Day | 50% Cycling | 13 | Average Per Ton1-in-10August Monthly System Peak Day50% Cycling13 | 1.0318 | 1.0318 | 84.699 | 0 | 0 | 0 | 0 | 0 | 3452 | Non-Residential | caiso
Average Per Premise | 1-in-10 | August Monthly System Peak Day | 50% Cycling | 13 | Average Per Premise1-in-10August Monthly System Peak Day50% Cycling13 | 8.893 | 8.893 | 84.699 | 0 | 0 | 0 | 0 | 0 | 3452 | Non-Residential | caiso
Average Per Device | 1-in-10 | August Monthly System Peak Day | 50% Cycling | 13 | Average Per Device1-in-10August Monthly System Peak Day50% Cycling13 | 4.0019 | 4.0019 | 84.699 | 0 | 0 | 0 | 0 | 0 | 3452 | Non-Residential | caiso
Aggregate | 1-in-10 | August Monthly System Peak Day | 50% Cycling | 13 | Aggregate1-in-10August Monthly System Peak Day50% Cycling13 | 30.6985 | 30.6985 | 84.699 | 0 | 0 | 0 | 0 | 0 | 3452 | Non-Residential | caiso
Average Per Ton | 1-in-10 | August Monthly System Peak Day | All | 13 | Average Per Ton1-in-10August Monthly System Peak DayAll13 | 1.0401 | 1.0401 | 85.0134 | 0 | 0 | 0 | 0 | 0 | 4789 | Non-Residential | caiso
Average Per Premise | 1-in-10 | August Monthly System Peak Day | All | 13 | Average Per Premise1-in-10August Monthly System Peak DayAll13 | 9.5424 | 9.5424 | 85.0134 | 0 | 0 | 0 | 0 | 0 | 4789 | Non-Residential | caiso
Average Per Device | 1-in-10 | August Monthly System Peak Day | All | 13 | Average Per Device1-in-10August Monthly System Peak DayAll13 | 4.0363 | 4.0363 | 85.0134 | 0 | 0 | 0 | 0 | 0 | 4789 | Non-Residential | caiso
Aggregate | 1-in-10 | August Monthly System Peak Day | All | 13 | Aggregate1-in-10August Monthly System Peak DayAll13 | 45.6984 | 45.6984 | 85.0134 | 0 | 0 | 0 | 0 | 0 | 4789 | Non-Residential | caiso
Average Per Ton | 1-in-10 | August Typical Event Day | 30% Cycling | 13 | Average Per Ton1-in-10August Typical Event Day30% Cycling13 | 1.0437 | 1.0437 | 85.3323 | 0 | 0 | 0 | 0 | 0 | 1337 | Non-Residential | caiso
Average Per Premise | 1-in-10 | August Typical Event Day | 30% Cycling | 13 | Average Per Premise1-in-10August Typical Event Day30% Cycling13 | 11.0733 | 11.0733 | 85.3323 | 0 | 0 | 0 | 0 | 0 | 1337 | Non-Residential | caiso
Average Per Device | 1-in-10 | August Typical Event Day | 30% Cycling | 13 | Average Per Device1-in-10August Typical Event Day30% Cycling13 | 4.0551 | 4.0551 | 85.3323 | 0 | 0 | 0 | 0 | 0 | 1337 | Non-Residential | caiso
Aggregate | 1-in-10 | August Typical Event Day | 30% Cycling | 13 | Aggregate1-in-10August Typical Event Day30% Cycling13 | 14.805 | 14.805 | 85.3323 | 0 | 0 | 0 | 0 | 0 | 1337 | Non-Residential | caiso
Average Per Ton | 1-in-10 | August Typical Event Day | 50% Cycling | 13 | Average Per Ton1-in-10August Typical Event Day50% Cycling13 | 1.024 | 1.024 | 84.0855 | 0 | 0 | 0 | 0 | 0 | 3452 | Non-Residential | caiso
Average Per Premise | 1-in-10 | August Typical Event Day | 50% Cycling | 13 | Average Per Premise1-in-10August Typical Event Day50% Cycling13 | 8.8252 | 8.8252 | 84.0855 | 0 | 0 | 0 | 0 | 0 | 3452 | Non-Residential | caiso
Average Per Device | 1-in-10 | August Typical Event Day | 50% Cycling | 13 | Average Per Device1-in-10August Typical Event Day50% Cycling13 | 3.9714 | 3.9714 | 84.0855 | 0 | 0 | 0 | 0 | 0 | 3452 | Non-Residential | caiso
Aggregate | 1-in-10 | August Typical Event Day | 50% Cycling | 13 | Aggregate1-in-10August Typical Event Day50% Cycling13 | 30.4647 | 30.4647 | 84.0855 | 0 | 0 | 0 | 0 | 0 | 3452 | Non-Residential | caiso
Average Per Ton | 1-in-10 | August Typical Event Day | All | 13 | Average Per Ton1-in-10August Typical Event DayAll13 | 1.0295 | 1.0295 | 84.4336 | 0 | 0 | 0 | 0 | 0 | 4789 | Non-Residential | caiso
Average Per Premise | 1-in-10 | August Typical Event Day | All | 13 | Average Per Premise1-in-10August Typical Event DayAll13 | 9.4449 | 9.4449 | 84.4336 | 0 | 0 | 0 | 0 | 0 | 4789 | Non-Residential | caiso
Average Per Device | 1-in-10 | August Typical Event Day | All | 13 | Average Per Device1-in-10August Typical Event DayAll13 | 3.995 | 3.995 | 84.4336 | 0 | 0 | 0 | 0 | 0 | 4789 | Non-Residential | caiso
Aggregate | 1-in-10 | August Typical Event Day | All | 13 | Aggregate1-in-10August Typical Event DayAll13 | 45.2318 | 45.2318 | 84.4336 | 0 | 0 | 0 | 0 | 0 | 4789 | Non-Residential | caiso
Average Per Ton | 1-in-10 | July Monthly System Peak Day | 30% Cycling | 13 | Average Per Ton1-in-10July Monthly System Peak Day30% Cycling13 | 0.9615 | 0.9615 | 78.646 | 0 | 0 | 0 | 0 | 0 | 1337 | Non-Residential | caiso
Average Per Premise | 1-in-10 | July Monthly System Peak Day | 30% Cycling | 13 | Average Per Premise1-in-10July Monthly System Peak Day30% Cycling13 | 10.2011 | 10.2011 | 78.646 | 0 | 0 | 0 | 0 | 0 | 1337 | Non-Residential | caiso
Average Per Device | 1-in-10 | July Monthly System Peak Day | 30% Cycling | 13 | Average Per Device1-in-10July Monthly System Peak Day30% Cycling13 | 3.7357 | 3.7357 | 78.646 | 0 | 0 | 0 | 0 | 0 | 1337 | Non-Residential | caiso
Aggregate | 1-in-10 | July Monthly System Peak Day | 30% Cycling | 13 | Aggregate1-in-10July Monthly System Peak Day30% Cycling13 | 13.6389 | 13.6389 | 78.646 | 0 | 0 | 0 | 0 | 0 | 1337 | Non-Residential | caiso
Average Per Ton | 1-in-10 | July Monthly System Peak Day | 50% Cycling | 13 | Average Per Ton1-in-10July Monthly System Peak Day50% Cycling13 | 0.99076 | 0.99076 | 77.7899 | 0 | 0 | 0 | 0 | 0 | 3452 | Non-Residential | caiso
Average Per Premise | 1-in-10 | July Monthly System Peak Day | 50% Cycling | 13 | Average Per Premise1-in-10July Monthly System Peak Day50% Cycling13 | 8.539 | 8.539 | 77.7899 | 0 | 0 | 0 | 0 | 0 | 3452 | Non-Residential | caiso
Average Per Device | 1-in-10 | July Monthly System Peak Day | 50% Cycling | 13 | Average Per Device1-in-10July Monthly System Peak Day50% Cycling13 | 3.8426 | 3.8426 | 77.7899 | 0 | 0 | 0 | 0 | 0 | 3452 | Non-Residential | caiso
Aggregate | 1-in-10 | July Monthly System Peak Day | 50% Cycling | 13 | Aggregate1-in-10July Monthly System Peak Day50% Cycling13 | 29.4767 | 29.4767 | 77.7899 | 0 | 0 | 0 | 0 | 0 | 3452 | Non-Residential | caiso
Average Per Ton | 1-in-10 | July Monthly System Peak Day | All | 13 | Average Per Ton1-in-10July Monthly System Peak DayAll13 | 0.98259 | 0.98259 | 78.0289 | 0 | 0 | 0 | 0 | 0 | 4789 | Non-Residential | caiso
Average Per Premise | 1-in-10 | July Monthly System Peak Day | All | 13 | Average Per Premise1-in-10July Monthly System Peak DayAll13 | 9.0148 | 9.0148 | 78.0289 | 0 | 0 | 0 | 0 | 0 | 4789 | Non-Residential | caiso
Average Per Device | 1-in-10 | July Monthly System Peak Day | All | 13 | Average Per Device1-in-10July Monthly System Peak DayAll13 | 3.8131 | 3.8131 | 78.0289 | 0 | 0 | 0 | 0 | 0 | 4789 | Non-Residential | caiso
Aggregate | 1-in-10 | July Monthly System Peak Day | All | 13 | Aggregate1-in-10July Monthly System Peak DayAll13 | 43.1717 | 43.1717 | 78.0289 | 0 | 0 | 0 | 0 | 0 | 4789 | Non-Residential | caiso
Average Per Ton | 1-in-10 | June Monthly System Peak Day | 30% Cycling | 13 | Average Per Ton1-in-10June Monthly System Peak Day30% Cycling13 | 0.93897 | 0.93897 | 83.204 | 0 | 0 | 0 | 0 | 0 | 1337 | Non-Residential | caiso
Average Per Premise | 1-in-10 | June Monthly System Peak Day | 30% Cycling | 13 | Average Per Premise1-in-10June Monthly System Peak Day30% Cycling13 | 9.962 | 9.962 | 83.204 | 0 | 0 | 0 | 0 | 0 | 1337 | Non-Residential | caiso
Average Per Device | 1-in-10 | June Monthly System Peak Day | 30% Cycling | 13 | Average Per Device1-in-10June Monthly System Peak Day30% Cycling13 | 3.6481 | 3.6481 | 83.204 | 0 | 0 | 0 | 0 | 0 | 1337 | Non-Residential | caiso
Aggregate | 1-in-10 | June Monthly System Peak Day | 30% Cycling | 13 | Aggregate1-in-10June Monthly System Peak Day30% Cycling13 | 13.3193 | 13.3193 | 83.204 | 0 | 0 | 0 | 0 | 0 | 1337 | Non-Residential | caiso
Average Per Ton | 1-in-10 | June Monthly System Peak Day | 50% Cycling | 13 | Average Per Ton1-in-10June Monthly System Peak Day50% Cycling13 | 0.98153 | 0.98153 | 82.2027 | 0 | 0 | 0 | 0 | 0 | 3452 | Non-Residential | caiso
Average Per Premise | 1-in-10 | June Monthly System Peak Day | 50% Cycling | 13 | Average Per Premise1-in-10June Monthly System Peak Day50% Cycling13 | 8.4595 | 8.4595 | 82.2027 | 0 | 0 | 0 | 0 | 0 | 3452 | Non-Residential | caiso
Average Per Device | 1-in-10 | June Monthly System Peak Day | 50% Cycling | 13 | Average Per Device1-in-10June Monthly System Peak Day50% Cycling13 | 3.8068 | 3.8068 | 82.2027 | 0 | 0 | 0 | 0 | 0 | 3452 | Non-Residential | caiso
Aggregate | 1-in-10 | June Monthly System Peak Day | 50% Cycling | 13 | Aggregate1-in-10June Monthly System Peak Day50% Cycling13 | 29.2022 | 29.2022 | 82.2027 | 0 | 0 | 0 | 0 | 0 | 3452 | Non-Residential | caiso
Average Per Ton | 1-in-10 | June Monthly System Peak Day | All | 13 | Average Per Ton1-in-10June Monthly System Peak DayAll13 | 0.96965 | 0.96965 | 82.4823 | 0 | 0 | 0 | 0 | 0 | 4789 | Non-Residential | caiso
Average Per Premise | 1-in-10 | June Monthly System Peak Day | All | 13 | Average Per Premise1-in-10June Monthly System Peak DayAll13 | 8.896 | 8.896 | 82.4823 | 0 | 0 | 0 | 0 | 0 | 4789 | Non-Residential | caiso
Average Per Device | 1-in-10 | June Monthly System Peak Day | All | 13 | Average Per Device1-in-10June Monthly System Peak DayAll13 | 3.7629 | 3.7629 | 82.4823 | 0 | 0 | 0 | 0 | 0 | 4789 | Non-Residential | caiso
Aggregate | 1-in-10 | June Monthly System Peak Day | All | 13 | Aggregate1-in-10June Monthly System Peak DayAll13 | 42.6031 | 42.6031 | 82.4823 | 0 | 0 | 0 | 0 | 0 | 4789 | Non-Residential | caiso
Average Per Ton | 1-in-10 | May Monthly System Peak Day | 30% Cycling | 13 | Average Per Ton1-in-10May Monthly System Peak Day30% Cycling13 | 0.93961 | 0.93961 | 83.4401 | 0 | 0 | 0 | 0 | 0 | 1337 | Non-Residential | caiso
Average Per Premise | 1-in-10 | May Monthly System Peak Day | 30% Cycling | 13 | Average Per Premise1-in-10May Monthly System Peak Day30% Cycling13 | 9.9689 | 9.9689 | 83.4401 | 0 | 0 | 0 | 0 | 0 | 1337 | Non-Residential | caiso
Average Per Device | 1-in-10 | May Monthly System Peak Day | 30% Cycling | 13 | Average Per Device1-in-10May Monthly System Peak Day30% Cycling13 | 3.6506 | 3.6506 | 83.4401 | 0 | 0 | 0 | 0 | 0 | 1337 | Non-Residential | caiso
Aggregate | 1-in-10 | May Monthly System Peak Day | 30% Cycling | 13 | Aggregate1-in-10May Monthly System Peak Day30% Cycling13 | 13.3284 | 13.3284 | 83.4401 | 0 | 0 | 0 | 0 | 0 | 1337 | Non-Residential | caiso
Average Per Ton | 1-in-10 | May Monthly System Peak Day | 50% Cycling | 13 | Average Per Ton1-in-10May Monthly System Peak Day50% Cycling13 | 0.98069 | 0.98069 | 82.1877 | 0 | 0 | 0 | 0 | 0 | 3452 | Non-Residential | caiso
Average Per Premise | 1-in-10 | May Monthly System Peak Day | 50% Cycling | 13 | Average Per Premise1-in-10May Monthly System Peak Day50% Cycling13 | 8.4523 | 8.4523 | 82.1877 | 0 | 0 | 0 | 0 | 0 | 3452 | Non-Residential | caiso
Average Per Device | 1-in-10 | May Monthly System Peak Day | 50% Cycling | 13 | Average Per Device1-in-10May Monthly System Peak Day50% Cycling13 | 3.8036 | 3.8036 | 82.1877 | 0 | 0 | 0 | 0 | 0 | 3452 | Non-Residential | caiso
Aggregate | 1-in-10 | May Monthly System Peak Day | 50% Cycling | 13 | Aggregate1-in-10May Monthly System Peak Day50% Cycling13 | 29.1772 | 29.1772 | 82.1877 | 0 | 0 | 0 | 0 | 0 | 3452 | Non-Residential | caiso
Average Per Ton | 1-in-10 | May Monthly System Peak Day | All | 13 | Average Per Ton1-in-10May Monthly System Peak DayAll13 | 0.96922 | 0.96922 | 82.5374 | 0 | 0 | 0 | 0 | 0 | 4789 | Non-Residential | caiso
Average Per Premise | 1-in-10 | May Monthly System Peak Day | All | 13 | Average Per Premise1-in-10May Monthly System Peak DayAll13 | 8.8921 | 8.8921 | 82.5374 | 0 | 0 | 0 | 0 | 0 | 4789 | Non-Residential | caiso
Average Per Device | 1-in-10 | May Monthly System Peak Day | All | 13 | Average Per Device1-in-10May Monthly System Peak DayAll13 | 3.7612 | 3.7612 | 82.5374 | 0 | 0 | 0 | 0 | 0 | 4789 | Non-Residential | caiso
Aggregate | 1-in-10 | May Monthly System Peak Day | All | 13 | Aggregate1-in-10May Monthly System Peak DayAll13 | 42.5844 | 42.5844 | 82.5374 | 0 | 0 | 0 | 0 | 0 | 4789 | Non-Residential | caiso
Average Per Ton | 1-in-10 | October Monthly System Peak Day | 30% Cycling | 13 | Average Per Ton1-in-10October Monthly System Peak Day30% Cycling13 | 0.99331 | 0.99331 | 82.5413 | 0 | 0 | 0 | 0 | 0 | 1337 | Non-Residential | caiso
Average Per Premise | 1-in-10 | October Monthly System Peak Day | 30% Cycling | 13 | Average Per Premise1-in-10October Monthly System Peak Day30% Cycling13 | 10.5386 | 10.5386 | 82.5413 | 0 | 0 | 0 | 0 | 0 | 1337 | Non-Residential | caiso
Average Per Device | 1-in-10 | October Monthly System Peak Day | 30% Cycling | 13 | Average Per Device1-in-10October Monthly System Peak Day30% Cycling13 | 3.8592 | 3.8592 | 82.5413 | 0 | 0 | 0 | 0 | 0 | 1337 | Non-Residential | caiso
Aggregate | 1-in-10 | October Monthly System Peak Day | 30% Cycling | 13 | Aggregate1-in-10October Monthly System Peak Day30% Cycling13 | 14.0901 | 14.0901 | 82.5413 | 0 | 0 | 0 | 0 | 0 | 1337 | Non-Residential | caiso
Average Per Ton | 1-in-10 | October Monthly System Peak Day | 50% Cycling | 13 | Average Per Ton1-in-10October Monthly System Peak Day50% Cycling13 | 1.0054 | 1.0054 | 81.9796 | 0 | 0 | 0 | 0 | 0 | 3452 | Non-Residential | caiso
Average Per Premise | 1-in-10 | October Monthly System Peak Day | 50% Cycling | 13 | Average Per Premise1-in-10October Monthly System Peak Day50% Cycling13 | 8.665 | 8.665 | 81.9796 | 0 | 0 | 0 | 0 | 0 | 3452 | Non-Residential | caiso
Average Per Device | 1-in-10 | October Monthly System Peak Day | 50% Cycling | 13 | Average Per Device1-in-10October Monthly System Peak Day50% Cycling13 | 3.8993 | 3.8993 | 81.9796 | 0 | 0 | 0 | 0 | 0 | 3452 | Non-Residential | caiso
Aggregate | 1-in-10 | October Monthly System Peak Day | 50% Cycling | 13 | Aggregate1-in-10October Monthly System Peak Day50% Cycling13 | 29.9116 | 29.9116 | 81.9796 | 0 | 0 | 0 | 0 | 0 | 3452 | Non-Residential | caiso
Average Per Ton | 1-in-10 | October Monthly System Peak Day | All | 13 | Average Per Ton1-in-10October Monthly System Peak DayAll13 | 1.002 | 1.002 | 82.1364 | 0 | 0 | 0 | 0 | 0 | 4789 | Non-Residential | caiso
Average Per Premise | 1-in-10 | October Monthly System Peak Day | All | 13 | Average Per Premise1-in-10October Monthly System Peak DayAll13 | 9.1929 | 9.1929 | 82.1364 | 0 | 0 | 0 | 0 | 0 | 4789 | Non-Residential | caiso
Average Per Device | 1-in-10 | October Monthly System Peak Day | All | 13 | Average Per Device1-in-10October Monthly System Peak DayAll13 | 3.8884 | 3.8884 | 82.1364 | 0 | 0 | 0 | 0 | 0 | 4789 | Non-Residential | caiso
Aggregate | 1-in-10 | October Monthly System Peak Day | All | 13 | Aggregate1-in-10October Monthly System Peak DayAll13 | 44.0249 | 44.0249 | 82.1364 | 0 | 0 | 0 | 0 | 0 | 4789 | Non-Residential | caiso
Average Per Ton | 1-in-10 | September Monthly System Peak Day | 30% Cycling | 13 | Average Per Ton1-in-10September Monthly System Peak Day30% Cycling13 | 1.2129 | 1.2129 | 93.6542 | 0 | 0 | 0 | 0 | 0 | 1337 | Non-Residential | caiso
Average Per Premise | 1-in-10 | September Monthly System Peak Day | 30% Cycling | 13 | Average Per Premise1-in-10September Monthly System Peak Day30% Cycling13 | 12.8685 | 12.8685 | 93.6542 | 0 | 0 | 0 | 0 | 0 | 1337 | Non-Residential | caiso
Average Per Device | 1-in-10 | September Monthly System Peak Day | 30% Cycling | 13 | Average Per Device1-in-10September Monthly System Peak Day30% Cycling13 | 4.7125 | 4.7125 | 93.6542 | 0 | 0 | 0 | 0 | 0 | 1337 | Non-Residential | caiso
Aggregate | 1-in-10 | September Monthly System Peak Day | 30% Cycling | 13 | Aggregate1-in-10September Monthly System Peak Day30% Cycling13 | 17.2052 | 17.2052 | 93.6542 | 0 | 0 | 0 | 0 | 0 | 1337 | Non-Residential | caiso
Average Per Ton | 1-in-10 | September Monthly System Peak Day | 50% Cycling | 13 | Average Per Ton1-in-10September Monthly System Peak Day50% Cycling13 | 1.0917 | 1.0917 | 91.6503 | 0 | 0 | 0 | 0 | 0 | 3452 | Non-Residential | caiso
Average Per Premise | 1-in-10 | September Monthly System Peak Day | 50% Cycling | 13 | Average Per Premise1-in-10September Monthly System Peak Day50% Cycling13 | 9.4094 | 9.4094 | 91.6503 | 0 | 0 | 0 | 0 | 0 | 3452 | Non-Residential | caiso
Average Per Device | 1-in-10 | September Monthly System Peak Day | 50% Cycling | 13 | Average Per Device1-in-10September Monthly System Peak Day50% Cycling13 | 4.2343 | 4.2343 | 91.6503 | 0 | 0 | 0 | 0 | 0 | 3452 | Non-Residential | caiso
Aggregate | 1-in-10 | September Monthly System Peak Day | 50% Cycling | 13 | Aggregate1-in-10September Monthly System Peak Day50% Cycling13 | 32.4813 | 32.4813 | 91.6503 | 0 | 0 | 0 | 0 | 0 | 3452 | Non-Residential | caiso
Average Per Ton | 1-in-10 | September Monthly System Peak Day | All | 13 | Average Per Ton1-in-10September Monthly System Peak DayAll13 | 1.1256 | 1.1256 | 92.2098 | 0 | 0 | 0 | 0 | 0 | 4789 | Non-Residential | caiso
Average Per Premise | 1-in-10 | September Monthly System Peak Day | All | 13 | Average Per Premise1-in-10September Monthly System Peak DayAll13 | 10.3266 | 10.3266 | 92.2098 | 0 | 0 | 0 | 0 | 0 | 4789 | Non-Residential | caiso
Average Per Device | 1-in-10 | September Monthly System Peak Day | All | 13 | Average Per Device1-in-10September Monthly System Peak DayAll13 | 4.368 | 4.368 | 92.2098 | 0 | 0 | 0 | 0 | 0 | 4789 | Non-Residential | caiso
Aggregate | 1-in-10 | September Monthly System Peak Day | All | 13 | Aggregate1-in-10September Monthly System Peak DayAll13 | 49.4541 | 49.4541 | 92.2098 | 0 | 0 | 0 | 0 | 0 | 4789 | Non-Residential | caiso
Average Per Ton | 1-in-10 | August Monthly System Peak Day | 30% Cycling | 14 | Average Per Ton1-in-10August Monthly System Peak Day30% Cycling14 | 1.0069 | 1.0714 | 84.9559 | -0.099353 | -0.0025787 | 0.064447 | 0.13147 | 0.22825 | 1337 | Non-Residential | caiso
Average Per Premise | 1-in-10 | August Monthly System Peak Day | 30% Cycling | 14 | Average Per Premise1-in-10August Monthly System Peak Day30% Cycling14 | 10.6828 | 11.3666 | 84.9559 | -1.0541 | -0.027359 | 0.68375 | 1.3949 | 2.4216 | 1337 | Non-Residential | caiso
Average Per Device | 1-in-10 | August Monthly System Peak Day | 30% Cycling | 14 | Average Per Device1-in-10August Monthly System Peak Day30% Cycling14 | 3.9121 | 4.1625 | 84.9559 | -0.38601 | -0.010019 | 0.25039 | 0.5108 | 0.88679 | 1337 | Non-Residential | caiso
Aggregate | 1-in-10 | August Monthly System Peak Day | 30% Cycling | 14 | Aggregate1-in-10August Monthly System Peak Day30% Cycling14 | 14.2829 | 15.1971 | 84.9559 | -1.4093 | -0.03658 | 0.91418 | 1.8649 | 3.2377 | 1337 | Non-Residential | caiso
Average Per Ton | 1-in-10 | August Monthly System Peak Day | 50% Cycling | 14 | Average Per Ton1-in-10August Monthly System Peak Day50% Cycling14 | 0.95085 | 1.0377 | 83.9552 | -0.14006 | -0.0060265 | 0.086805 | 0.17964 | 0.31367 | 3452 | Non-Residential | caiso
Average Per Premise | 1-in-10 | August Monthly System Peak Day | 50% Cycling | 14 | Average Per Premise1-in-10August Monthly System Peak Day50% Cycling14 | 8.1951 | 8.9433 | 83.9552 | -1.2071 | -0.05194 | 0.74814 | 1.5482 | 2.7034 | 3452 | Non-Residential | caiso
Average Per Device | 1-in-10 | August Monthly System Peak Day | 50% Cycling | 14 | Average Per Device1-in-10August Monthly System Peak Day50% Cycling14 | 3.6879 | 4.0245 | 83.9552 | -0.54322 | -0.023373 | 0.33667 | 0.69671 | 1.2166 | 3452 | Non-Residential | caiso
Aggregate | 1-in-10 | August Monthly System Peak Day | 50% Cycling | 14 | Aggregate1-in-10August Monthly System Peak Day50% Cycling14 | 28.2895 | 30.8721 | 83.9552 | -4.167 | -0.1793 | 2.5826 | 5.3445 | 9.3322 | 3452 | Non-Residential | caiso
Average Per Ton | 1-in-10 | August Monthly System Peak Day | All | 14 | Average Per Ton1-in-10August Monthly System Peak DayAll14 | 0.9665 | 1.0471 | 84.2346 | -0.12869 | -0.0050639 | 0.080562 | 0.16619 | 0.28982 | 4789 | Non-Residential | caiso
Average Per Premise | 1-in-10 | August Monthly System Peak Day | All | 14 | Average Per Premise1-in-10August Monthly System Peak DayAll14 | 8.8672 | 9.6063 | 84.2346 | -1.1807 | -0.046458 | 0.73912 | 1.5247 | 2.659 | 4789 | Non-Residential | caiso
Average Per Device | 1-in-10 | August Monthly System Peak Day | All | 14 | Average Per Device1-in-10August Monthly System Peak DayAll14 | 3.7507 | 4.0633 | 84.2346 | -0.49942 | -0.019651 | 0.31263 | 0.64492 | 1.1247 | 4789 | Non-Residential | caiso
Aggregate | 1-in-10 | August Monthly System Peak Day | All | 14 | Aggregate1-in-10August Monthly System Peak DayAll14 | 42.465 | 46.0046 | 84.2346 | -5.6544 | -0.22249 | 3.5397 | 7.3018 | 12.7337 | 4789 | Non-Residential | caiso
Average Per Ton | 1-in-10 | August Typical Event Day | 30% Cycling | 14 | Average Per Ton1-in-10August Typical Event Day30% Cycling14 | 0.98995 | 1.0534 | 85.5627 | -0.10132 | -0.0039533 | 0.063484 | 0.13092 | 0.22829 | 1337 | Non-Residential | caiso
Average Per Premise | 1-in-10 | August Typical Event Day | 30% Cycling | 14 | Average Per Premise1-in-10August Typical Event Day30% Cycling14 | 10.503 | 11.1765 | 85.5627 | -1.075 | -0.041943 | 0.67354 | 1.389 | 2.4221 | 1337 | Non-Residential | caiso
Average Per Device | 1-in-10 | August Typical Event Day | 30% Cycling | 14 | Average Per Device1-in-10August Typical Event Day30% Cycling14 | 3.8462 | 4.0929 | 85.5627 | -0.39366 | -0.01536 | 0.24665 | 0.50866 | 0.88696 | 1337 | Non-Residential | caiso
Aggregate | 1-in-10 | August Typical Event Day | 30% Cycling | 14 | Aggregate1-in-10August Typical Event Day30% Cycling14 | 14.0425 | 14.943 | 85.5627 | -1.4373 | -0.056078 | 0.90052 | 1.8571 | 3.2383 | 1337 | Non-Residential | caiso
Average Per Ton | 1-in-10 | August Typical Event Day | 50% Cycling | 14 | Average Per Ton1-in-10August Typical Event Day50% Cycling14 | 0.94602 | 1.0298 | 84.4121 | -0.14376 | -0.0093497 | 0.083739 | 0.17683 | 0.31123 | 3452 | Non-Residential | caiso
Average Per Premise | 1-in-10 | August Typical Event Day | 50% Cycling | 14 | Average Per Premise1-in-10August Typical Event Day50% Cycling14 | 8.1534 | 8.8751 | 84.4121 | -1.239 | -0.080582 | 0.72172 | 1.524 | 2.6824 | 3452 | Non-Residential | caiso
Average Per Device | 1-in-10 | August Typical Event Day | 50% Cycling | 14 | Average Per Device1-in-10August Typical Event Day50% Cycling14 | 3.6691 | 3.9939 | 84.4121 | -0.55755 | -0.036263 | 0.32478 | 0.68582 | 1.2071 | 3452 | Non-Residential | caiso
Aggregate | 1-in-10 | August Typical Event Day | 50% Cycling | 14 | Aggregate1-in-10August Typical Event Day50% Cycling14 | 28.1456 | 30.637 | 84.4121 | -4.277 | -0.27817 | 2.4914 | 5.2609 | 9.2597 | 3452 | Non-Residential | caiso
Average Per Ton | 1-in-10 | August Typical Event Day | All | 14 | Average Per Ton1-in-10August Typical Event DayAll14 | 0.95828 | 1.0364 | 84.7334 | -0.13191 | -0.007843 | 0.078084 | 0.16401 | 0.28808 | 4789 | Non-Residential | caiso
Average Per Premise | 1-in-10 | August Typical Event Day | All | 14 | Average Per Premise1-in-10August Typical Event DayAll14 | 8.7918 | 9.5082 | 84.7334 | -1.2102 | -0.071956 | 0.71638 | 1.5047 | 2.643 | 4789 | Non-Residential | caiso
Average Per Device | 1-in-10 | August Typical Event Day | All | 14 | Average Per Device1-in-10August Typical Event DayAll14 | 3.7188 | 4.0218 | 84.7334 | -0.51189 | -0.030436 | 0.30302 | 0.63647 | 1.1179 | 4789 | Non-Residential | caiso
Aggregate | 1-in-10 | August Typical Event Day | All | 14 | Aggregate1-in-10August Typical Event DayAll14 | 42.1038 | 45.5346 | 84.7334 | -5.7956 | -0.3446 | 3.4308 | 7.2061 | 12.6571 | 4789 | Non-Residential | caiso
Average Per Ton | 1-in-10 | July Monthly System Peak Day | 30% Cycling | 14 | Average Per Ton1-in-10July Monthly System Peak Day30% Cycling14 | 0.91144 | 0.97046 | 81.3388 | -0.11343 | -0.011545 | 0.059023 | 0.12959 | 0.23148 | 1337 | Non-Residential | caiso
Average Per Premise | 1-in-10 | July Monthly System Peak Day | 30% Cycling | 14 | Average Per Premise1-in-10July Monthly System Peak Day30% Cycling14 | 9.67 | 10.2962 | 81.3388 | -1.2035 | -0.12248 | 0.62621 | 1.3749 | 2.4559 | 1337 | Non-Residential | caiso
Average Per Device | 1-in-10 | July Monthly System Peak Day | 30% Cycling | 14 | Average Per Device1-in-10July Monthly System Peak Day30% Cycling14 | 3.5412 | 3.7705 | 81.3388 | -0.44071 | -0.044853 | 0.22932 | 0.50349 | 0.89935 | 1337 | Non-Residential | caiso
Aggregate | 1-in-10 | July Monthly System Peak Day | 30% Cycling | 14 | Aggregate1-in-10July Monthly System Peak Day30% Cycling14 | 12.9288 | 13.766 | 81.3388 | -1.609 | -0.16376 | 0.83724 | 1.8382 | 3.2835 | 1337 | Non-Residential | caiso
Average Per Ton | 1-in-10 | July Monthly System Peak Day | 50% Cycling | 14 | Average Per Ton1-in-10July Monthly System Peak Day50% Cycling14 | 0.92557 | 0.99636 | 80.464 | -0.16343 | -0.025052 | 0.070787 | 0.16662 | 0.305 | 3452 | Non-Residential | caiso
Average Per Premise | 1-in-10 | July Monthly System Peak Day | 50% Cycling | 14 | Average Per Premise1-in-10July Monthly System Peak Day50% Cycling14 | 7.9772 | 8.5873 | 80.464 | -1.4085 | -0.21592 | 0.61009 | 1.4361 | 2.6287 | 3452 | Non-Residential | caiso
Average Per Device | 1-in-10 | July Monthly System Peak Day | 50% Cycling | 14 | Average Per Device1-in-10July Monthly System Peak Day50% Cycling14 | 3.5898 | 3.8643 | 80.464 | -0.63385 | -0.097163 | 0.27454 | 0.64625 | 1.1829 | 3452 | Non-Residential | caiso
Aggregate | 1-in-10 | July Monthly System Peak Day | 50% Cycling | 14 | Aggregate1-in-10July Monthly System Peak Day50% Cycling14 | 27.5374 | 29.6434 | 80.464 | -4.8622 | -0.74534 | 2.106 | 4.9574 | 9.0743 | 3452 | Non-Residential | caiso
Average Per Ton | 1-in-10 | July Monthly System Peak Day | All | 14 | Average Per Ton1-in-10July Monthly System Peak DayAll14 | 0.92163 | 0.98913 | 80.7082 | -0.14947 | -0.021281 | 0.067502 | 0.15628 | 0.28447 | 4789 | Non-Residential | caiso
Average Per Premise | 1-in-10 | July Monthly System Peak Day | All | 14 | Average Per Premise1-in-10July Monthly System Peak DayAll14 | 8.4555 | 9.0748 | 80.7082 | -1.3713 | -0.19524 | 0.6193 | 1.4338 | 2.6099 | 4789 | Non-Residential | caiso
Average Per Device | 1-in-10 | July Monthly System Peak Day | All | 14 | Average Per Device1-in-10July Monthly System Peak DayAll14 | 3.5765 | 3.8385 | 80.7082 | -0.58004 | -0.082583 | 0.26195 | 0.60649 | 1.1039 | 4789 | Non-Residential | caiso
Aggregate | 1-in-10 | July Monthly System Peak Day | All | 14 | Aggregate1-in-10July Monthly System Peak DayAll14 | 40.4933 | 43.4591 | 80.7082 | -6.5672 | -0.93501 | 2.9658 | 6.8666 | 12.4988 | 4789 | Non-Residential | caiso
Average Per Ton | 1-in-10 | June Monthly System Peak Day | 30% Cycling | 14 | Average Per Ton1-in-10June Monthly System Peak Day30% Cycling14 | 0.88992 | 0.94772 | 84.0397 | -0.11756 | -0.013954 | 0.0578 | 0.12955 | 0.23315 | 1337 | Non-Residential | caiso
Average Per Premise | 1-in-10 | June Monthly System Peak Day | 30% Cycling | 14 | Average Per Premise1-in-10June Monthly System Peak Day30% Cycling14 | 9.4417 | 10.0549 | 84.0397 | -1.2472 | -0.14805 | 0.61323 | 1.3745 | 2.4737 | 1337 | Non-Residential | caiso
Average Per Device | 1-in-10 | June Monthly System Peak Day | 30% Cycling | 14 | Average Per Device1-in-10June Monthly System Peak Day30% Cycling14 | 3.4575 | 3.6821 | 84.0397 | -0.45673 | -0.054215 | 0.22457 | 0.50335 | 0.90586 | 1337 | Non-Residential | caiso
Aggregate | 1-in-10 | June Monthly System Peak Day | 30% Cycling | 14 | Aggregate1-in-10June Monthly System Peak Day30% Cycling14 | 12.6235 | 13.4434 | 84.0397 | -1.6675 | -0.19794 | 0.81989 | 1.8377 | 3.3073 | 1337 | Non-Residential | caiso
Average Per Ton | 1-in-10 | June Monthly System Peak Day | 50% Cycling | 14 | Average Per Ton1-in-10June Monthly System Peak Day50% Cycling14 | 0.91989 | 0.98708 | 83.0666 | -0.17001 | -0.029871 | 0.067188 | 0.16425 | 0.30438 | 3452 | Non-Residential | caiso
Average Per Premise | 1-in-10 | June Monthly System Peak Day | 50% Cycling | 14 | Average Per Premise1-in-10June Monthly System Peak Day50% Cycling14 | 7.9283 | 8.5074 | 83.0666 | -1.4652 | -0.25744 | 0.57907 | 1.4156 | 2.6234 | 3452 | Non-Residential | caiso
Average Per Device | 1-in-10 | June Monthly System Peak Day | 50% Cycling | 14 | Average Per Device1-in-10June Monthly System Peak Day50% Cycling14 | 3.5678 | 3.8284 | 83.0666 | -0.65937 | -0.11585 | 0.26059 | 0.63702 | 1.1805 | 3452 | Non-Residential | caiso
Aggregate | 1-in-10 | June Monthly System Peak Day | 50% Cycling | 14 | Aggregate1-in-10June Monthly System Peak Day50% Cycling14 | 27.3684 | 29.3674 | 83.0666 | -5.058 | -0.8887 | 1.999 | 4.8866 | 9.0559 | 3452 | Non-Residential | caiso
Average Per Ton | 1-in-10 | June Monthly System Peak Day | All | 14 | Average Per Ton1-in-10June Monthly System Peak DayAll14 | 0.91153 | 0.97609 | 83.3383 | -0.15536 | -0.025427 | 0.064567 | 0.15456 | 0.2845 | 4789 | Non-Residential | caiso
Average Per Premise | 1-in-10 | June Monthly System Peak Day | All | 14 | Average Per Premise1-in-10June Monthly System Peak DayAll14 | 8.3628 | 8.9552 | 83.3383 | -1.4254 | -0.23328 | 0.59237 | 1.418 | 2.6101 | 4789 | Non-Residential | caiso
Average Per Device | 1-in-10 | June Monthly System Peak Day | All | 14 | Average Per Device1-in-10June Monthly System Peak DayAll14 | 3.5373 | 3.7879 | 83.3383 | -0.60291 | -0.098672 | 0.25056 | 0.59979 | 1.104 | 4789 | Non-Residential | caiso
Aggregate | 1-in-10 | June Monthly System Peak Day | All | 14 | Aggregate1-in-10June Monthly System Peak DayAll14 | 40.0494 | 42.8862 | 83.3383 | -6.8261 | -1.1172 | 2.8369 | 6.7909 | 12.4998 | 4789 | Non-Residential | caiso
Average Per Ton | 1-in-10 | May Monthly System Peak Day | 30% Cycling | 14 | Average Per Ton1-in-10May Monthly System Peak Day30% Cycling14 | 0.89053 | 0.94837 | 84.1068 | -0.11743 | -0.013884 | 0.057835 | 0.12955 | 0.2331 | 1337 | Non-Residential | caiso
Average Per Premise | 1-in-10 | May Monthly System Peak Day | 30% Cycling | 14 | Average Per Premise1-in-10May Monthly System Peak Day30% Cycling14 | 9.4482 | 10.0618 | 84.1068 | -1.2459 | -0.1473 | 0.6136 | 1.3745 | 2.4731 | 1337 | Non-Residential | caiso
Average Per Device | 1-in-10 | May Monthly System Peak Day | 30% Cycling | 14 | Average Per Device1-in-10May Monthly System Peak Day30% Cycling14 | 3.4599 | 3.6846 | 84.1068 | -0.45626 | -0.053941 | 0.2247 | 0.50334 | 0.90566 | 1337 | Non-Residential | caiso
Aggregate | 1-in-10 | May Monthly System Peak Day | 30% Cycling | 14 | Aggregate1-in-10May Monthly System Peak Day30% Cycling14 | 12.6322 | 13.4526 | 84.1068 | -1.6658 | -0.19694 | 0.82038 | 1.8377 | 3.3066 | 1337 | Non-Residential | caiso
Average Per Ton | 1-in-10 | May Monthly System Peak Day | 50% Cycling | 14 | Average Per Ton1-in-10May Monthly System Peak Day50% Cycling14 | 0.91938 | 0.98624 | 83.0736 | -0.17063 | -0.030318 | 0.06686 | 0.16404 | 0.30435 | 3452 | Non-Residential | caiso
Average Per Premise | 1-in-10 | May Monthly System Peak Day | 50% Cycling | 14 | Average Per Premise1-in-10May Monthly System Peak Day50% Cycling14 | 7.9238 | 8.5001 | 83.0736 | -1.4706 | -0.2613 | 0.57625 | 1.4138 | 2.6231 | 3452 | Non-Residential | caiso
Average Per Device | 1-in-10 | May Monthly System Peak Day | 50% Cycling | 14 | Average Per Device1-in-10May Monthly System Peak Day50% Cycling14 | 3.5658 | 3.8251 | 83.0736 | -0.66178 | -0.11759 | 0.25932 | 0.63622 | 1.1804 | 3452 | Non-Residential | caiso
Aggregate | 1-in-10 | May Monthly System Peak Day | 50% Cycling | 14 | Aggregate1-in-10May Monthly System Peak Day50% Cycling14 | 27.353 | 29.3422 | 83.0736 | -5.0765 | -0.90202 | 1.9892 | 4.8804 | 9.0549 | 3452 | Non-Residential | caiso
Average Per Ton | 1-in-10 | May Monthly System Peak Day | All | 14 | Average Per Ton1-in-10May Monthly System Peak DayAll14 | 0.91132 | 0.97566 | 83.3621 | -0.15578 | -0.02573 | 0.06434 | 0.15441 | 0.28446 | 4789 | Non-Residential | caiso
Average Per Premise | 1-in-10 | May Monthly System Peak Day | All | 14 | Average Per Premise1-in-10May Monthly System Peak DayAll14 | 8.3609 | 8.9512 | 83.3621 | -1.4292 | -0.23606 | 0.59029 | 1.4166 | 2.6098 | 4789 | Non-Residential | caiso
Average Per Device | 1-in-10 | May Monthly System Peak Day | All | 14 | Average Per Device1-in-10May Monthly System Peak DayAll14 | 3.5365 | 3.7862 | 83.3621 | -0.60451 | -0.099848 | 0.24968 | 0.59921 | 1.1039 | 4789 | Non-Residential | caiso
Aggregate | 1-in-10 | May Monthly System Peak Day | All | 14 | Aggregate1-in-10May Monthly System Peak DayAll14 | 40.0406 | 42.8675 | 83.3621 | -6.8443 | -1.1305 | 2.8269 | 6.7843 | 12.4981 | 4789 | Non-Residential | caiso
Average Per Ton | 1-in-10 | October Monthly System Peak Day | 30% Cycling | 14 | Average Per Ton1-in-10October Monthly System Peak Day30% Cycling14 | 0.94182 | 1.0026 | 83.4479 | -0.10818 | -0.0083767 | 0.060749 | 0.12987 | 0.22968 | 1337 | Non-Residential | caiso
Average Per Premise | 1-in-10 | October Monthly System Peak Day | 30% Cycling | 14 | Average Per Premise1-in-10October Monthly System Peak Day30% Cycling14 | 9.9923 | 10.6368 | 83.4479 | -1.1478 | -0.088873 | 0.64452 | 1.3779 | 2.4368 | 1337 | Non-Residential | caiso
Average Per Device | 1-in-10 | October Monthly System Peak Day | 30% Cycling | 14 | Average Per Device1-in-10October Monthly System Peak Day30% Cycling14 | 3.6592 | 3.8952 | 83.4479 | -0.42032 | -0.032545 | 0.23602 | 0.50459 | 0.89236 | 1337 | Non-Residential | caiso
Aggregate | 1-in-10 | October Monthly System Peak Day | 30% Cycling | 14 | Aggregate1-in-10October Monthly System Peak Day30% Cycling14 | 13.3597 | 14.2214 | 83.4479 | -1.5346 | -0.11882 | 0.86172 | 1.8423 | 3.258 | 1337 | Non-Residential | caiso
Average Per Ton | 1-in-10 | October Monthly System Peak Day | 50% Cycling | 14 | Average Per Ton1-in-10October Monthly System Peak Day50% Cycling14 | 0.93457 | 1.0111 | 82.8555 | -0.15397 | -0.017815 | 0.076489 | 0.17079 | 0.30695 | 3452 | Non-Residential | caiso
Average Per Premise | 1-in-10 | October Monthly System Peak Day | 50% Cycling | 14 | Average Per Premise1-in-10October Monthly System Peak Day50% Cycling14 | 8.0548 | 8.714 | 82.8555 | -1.3271 | -0.15354 | 0.65923 | 1.472 | 2.6455 | 3452 | Non-Residential | caiso
Average Per Device | 1-in-10 | October Monthly System Peak Day | 50% Cycling | 14 | Average Per Device1-in-10October Monthly System Peak Day50% Cycling14 | 3.6247 | 3.9214 | 82.8555 | -0.59718 | -0.069094 | 0.29666 | 0.66241 | 1.1905 | 3452 | Non-Residential | caiso
Aggregate | 1-in-10 | October Monthly System Peak Day | 50% Cycling | 14 | Aggregate1-in-10October Monthly System Peak Day50% Cycling14 | 27.8052 | 30.0808 | 82.8555 | -4.581 | -0.53002 | 2.2757 | 5.0814 | 9.1323 | 3452 | Non-Residential | caiso
Average Per Ton | 1-in-10 | October Monthly System Peak Day | All | 14 | Average Per Ton1-in-10October Monthly System Peak DayAll14 | 0.9366 | 1.0087 | 83.0209 | -0.14119 | -0.01518 | 0.072094 | 0.15937 | 0.28538 | 4789 | Non-Residential | caiso
Average Per Premise | 1-in-10 | October Monthly System Peak Day | All | 14 | Average Per Premise1-in-10October Monthly System Peak DayAll14 | 8.5928 | 9.2542 | 83.0209 | -1.2953 | -0.13927 | 0.66143 | 1.4621 | 2.6182 | 4789 | Non-Residential | caiso
Average Per Device | 1-in-10 | October Monthly System Peak Day | All | 14 | Average Per Device1-in-10October Monthly System Peak DayAll14 | 3.6346 | 3.9144 | 83.0209 | -0.54791 | -0.058907 | 0.27977 | 0.61845 | 1.1075 | 4789 | Non-Residential | caiso
Aggregate | 1-in-10 | October Monthly System Peak Day | All | 14 | Aggregate1-in-10October Monthly System Peak DayAll14 | 41.151 | 44.3186 | 83.0209 | -6.2034 | -0.66694 | 3.1676 | 7.0021 | 12.5386 | 4789 | Non-Residential | caiso
Average Per Ton | 1-in-10 | September Monthly System Peak Day | 30% Cycling | 14 | Average Per Ton1-in-10September Monthly System Peak Day30% Cycling14 | 1.1516 | 1.2242 | 91.9162 | -0.092506 | 0.0050788 | 0.072666 | 0.14025 | 0.23784 | 1337 | Non-Residential | caiso
Average Per Premise | 1-in-10 | September Monthly System Peak Day | 30% Cycling | 14 | Average Per Premise1-in-10September Monthly System Peak Day30% Cycling14 | 12.2175 | 12.9884 | 91.9162 | -0.98145 | 0.053884 | 0.77095 | 1.488 | 2.5234 | 1337 | Non-Residential | caiso
Average Per Device | 1-in-10 | September Monthly System Peak Day | 30% Cycling | 14 | Average Per Device1-in-10September Monthly System Peak Day30% Cycling14 | 4.4741 | 4.7564 | 91.9162 | -0.35941 | 0.019732 | 0.28232 | 0.54492 | 0.92406 | 1337 | Non-Residential | caiso
Aggregate | 1-in-10 | September Monthly System Peak Day | 30% Cycling | 14 | Aggregate1-in-10September Monthly System Peak Day30% Cycling14 | 16.3348 | 17.3655 | 91.9162 | -1.3122 | 0.072042 | 1.0308 | 1.9895 | 3.3737 | 1337 | Non-Residential | caiso
Average Per Ton | 1-in-10 | September Monthly System Peak Day | 50% Cycling | 14 | Average Per Ton1-in-10September Monthly System Peak Day50% Cycling14 | 0.98774 | 1.0979 | 90.1628 | -0.12418 | 0.014279 | 0.11018 | 0.20608 | 0.34454 | 3452 | Non-Residential | caiso
Average Per Premise | 1-in-10 | September Monthly System Peak Day | 50% Cycling | 14 | Average Per Premise1-in-10September Monthly System Peak Day50% Cycling14 | 8.5131 | 9.4626 | 90.1628 | -1.0703 | 0.12307 | 0.94959 | 1.7761 | 2.9695 | 3452 | Non-Residential | caiso
Average Per Device | 1-in-10 | September Monthly System Peak Day | 50% Cycling | 14 | Average Per Device1-in-10September Monthly System Peak Day50% Cycling14 | 3.8309 | 4.2583 | 90.1628 | -0.48164 | 0.05538 | 0.42732 | 0.79926 | 1.3363 | 3452 | Non-Residential | caiso
Aggregate | 1-in-10 | September Monthly System Peak Day | 50% Cycling | 14 | Aggregate1-in-10September Monthly System Peak Day50% Cycling14 | 29.3871 | 32.665 | 90.1628 | -3.6947 | 0.42482 | 3.278 | 6.1311 | 10.2507 | 3452 | Non-Residential | caiso
Average Per Ton | 1-in-10 | September Monthly System Peak Day | All | 14 | Average Per Ton1-in-10September Monthly System Peak DayAll14 | 1.0335 | 1.1332 | 90.6523 | -0.11534 | 0.01171 | 0.099705 | 0.1877 | 0.31475 | 4789 | Non-Residential | caiso
Average Per Premise | 1-in-10 | September Monthly System Peak Day | All | 14 | Average Per Premise1-in-10September Monthly System Peak DayAll14 | 9.4817 | 10.3964 | 90.6523 | -1.0582 | 0.10744 | 0.91474 | 1.722 | 2.8877 | 4789 | Non-Residential | caiso
Average Per Device | 1-in-10 | September Monthly System Peak Day | All | 14 | Average Per Device1-in-10September Monthly System Peak DayAll14 | 4.0106 | 4.3975 | 90.6523 | -0.44759 | 0.045443 | 0.38692 | 0.72839 | 1.2214 | 4789 | Non-Residential | caiso
Aggregate | 1-in-10 | September Monthly System Peak Day | All | 14 | Aggregate1-in-10September Monthly System Peak DayAll14 | 45.4077 | 49.7884 | 90.6523 | -5.0676 | 0.51451 | 4.3807 | 8.2469 | 13.829 | 4789 | Non-Residential | caiso
Average Per Ton | 1-in-10 | August Monthly System Peak Day | 30% Cycling | 15 | Average Per Ton1-in-10August Monthly System Peak Day30% Cycling15 | 0.99968 | 1.0714 | 85.8492 | -0.11061 | -0.0028709 | 0.071748 | 0.14637 | 0.25411 | 1337 | Non-Residential | caiso
Average Per Premise | 1-in-10 | August Monthly System Peak Day | 30% Cycling | 15 | Average Per Premise1-in-10August Monthly System Peak Day30% Cycling15 | 10.6062 | 11.3674 | 85.8492 | -1.1735 | -0.030459 | 0.76122 | 1.5529 | 2.696 | 1337 | Non-Residential | caiso
Average Per Device | 1-in-10 | August Monthly System Peak Day | 30% Cycling | 15 | Average Per Device1-in-10August Monthly System Peak Day30% Cycling15 | 3.884 | 4.1627 | 85.8492 | -0.42974 | -0.011154 | 0.27876 | 0.56867 | 0.98726 | 1337 | Non-Residential | caiso
Aggregate | 1-in-10 | August Monthly System Peak Day | 30% Cycling | 15 | Aggregate1-in-10August Monthly System Peak Day30% Cycling15 | 14.1804 | 15.1982 | 85.8492 | -1.569 | -0.040724 | 1.0177 | 2.0762 | 3.6045 | 1337 | Non-Residential | caiso
Average Per Ton | 1-in-10 | August Monthly System Peak Day | 50% Cycling | 15 | Average Per Ton1-in-10August Monthly System Peak Day50% Cycling15 | 0.94305 | 1.0361 | 84.8135 | -0.15012 | -0.0064594 | 0.09304 | 0.19254 | 0.3362 | 3452 | Non-Residential | caiso
Average Per Premise | 1-in-10 | August Monthly System Peak Day | 50% Cycling | 15 | Average Per Premise1-in-10August Monthly System Peak Day50% Cycling15 | 8.1279 | 8.9297 | 84.8135 | -1.2938 | -0.055671 | 0.80188 | 1.6594 | 2.8976 | 3452 | Non-Residential | caiso
Average Per Device | 1-in-10 | August Monthly System Peak Day | 50% Cycling | 15 | Average Per Device1-in-10August Monthly System Peak Day50% Cycling15 | 3.6576 | 4.0184 | 84.8135 | -0.58224 | -0.025052 | 0.36085 | 0.74676 | 1.3039 | 3452 | Non-Residential | caiso
Aggregate | 1-in-10 | August Monthly System Peak Day | 50% Cycling | 15 | Aggregate1-in-10August Monthly System Peak Day50% Cycling15 | 28.0573 | 30.8254 | 84.8135 | -4.4663 | -0.19218 | 2.7681 | 5.7284 | 10.0025 | 3452 | Non-Residential | caiso
Average Per Ton | 1-in-10 | August Monthly System Peak Day | All | 15 | Average Per Ton1-in-10August Monthly System Peak DayAll15 | 0.95886 | 1.046 | 85.1027 | -0.13909 | -0.0054575 | 0.087095 | 0.17965 | 0.31328 | 4789 | Non-Residential | caiso
Average Per Premise | 1-in-10 | August Monthly System Peak Day | All | 15 | Average Per Premise1-in-10August Monthly System Peak DayAll15 | 8.7971 | 9.5961 | 85.1027 | -1.2761 | -0.05007 | 0.79906 | 1.6482 | 2.8742 | 4789 | Non-Residential | caiso
Average Per Device | 1-in-10 | August Monthly System Peak Day | All | 15 | Average Per Device1-in-10August Monthly System Peak DayAll15 | 3.721 | 4.059 | 85.1027 | -0.53976 | -0.021178 | 0.33799 | 0.69715 | 1.2157 | 4789 | Non-Residential | caiso
Aggregate | 1-in-10 | August Monthly System Peak Day | All | 15 | Aggregate1-in-10August Monthly System Peak DayAll15 | 42.1292 | 45.9558 | 85.1027 | -6.1111 | -0.23978 | 3.8267 | 7.8932 | 13.7645 | 4789 | Non-Residential | caiso
Average Per Ton | 1-in-10 | August Typical Event Day | 30% Cycling | 15 | Average Per Ton1-in-10August Typical Event Day30% Cycling15 | 0.98284 | 1.0535 | 85.5757 | -0.1128 | -0.0044012 | 0.070676 | 0.14575 | 0.25415 | 1337 | Non-Residential | caiso
Average Per Premise | 1-in-10 | August Typical Event Day | 30% Cycling | 15 | Average Per Premise1-in-10August Typical Event Day30% Cycling15 | 10.4275 | 11.1773 | 85.5757 | -1.1968 | -0.046695 | 0.74984 | 1.5464 | 2.6965 | 1337 | Non-Residential | caiso
Average Per Device | 1-in-10 | August Typical Event Day | 30% Cycling | 15 | Average Per Device1-in-10August Typical Event Day30% Cycling15 | 3.8186 | 4.0931 | 85.5757 | -0.43826 | -0.0171 | 0.27459 | 0.56629 | 0.98745 | 1337 | Non-Residential | caiso
Aggregate | 1-in-10 | August Typical Event Day | 30% Cycling | 15 | Aggregate1-in-10August Typical Event Day30% Cycling15 | 13.9415 | 14.9441 | 85.5757 | -1.6001 | -0.062432 | 1.0025 | 2.0675 | 3.6052 | 1337 | Non-Residential | caiso
Average Per Ton | 1-in-10 | August Typical Event Day | 50% Cycling | 15 | Average Per Ton1-in-10August Typical Event Day50% Cycling15 | 0.93844 | 1.0282 | 84.5733 | -0.15408 | -0.010021 | 0.089754 | 0.18953 | 0.33359 | 3452 | Non-Residential | caiso
Average Per Premise | 1-in-10 | August Typical Event Day | 50% Cycling | 15 | Average Per Premise1-in-10August Typical Event Day50% Cycling15 | 8.0882 | 8.8617 | 84.5733 | -1.328 | -0.086371 | 0.77356 | 1.6335 | 2.8751 | 3452 | Non-Residential | caiso
Average Per Device | 1-in-10 | August Typical Event Day | 50% Cycling | 15 | Average Per Device1-in-10August Typical Event Day50% Cycling15 | 3.6397 | 3.9878 | 84.5733 | -0.5976 | -0.038867 | 0.34811 | 0.73509 | 1.2938 | 3452 | Non-Residential | caiso
Aggregate | 1-in-10 | August Typical Event Day | 50% Cycling | 15 | Aggregate1-in-10August Typical Event Day50% Cycling15 | 27.9203 | 30.5906 | 84.5733 | -4.5842 | -0.29815 | 2.6703 | 5.6388 | 9.9249 | 3452 | Non-Residential | caiso
Average Per Ton | 1-in-10 | August Typical Event Day | All | 15 | Average Per Ton1-in-10August Typical Event DayAll15 | 0.95084 | 1.0353 | 84.8531 | -0.14256 | -0.0084522 | 0.084428 | 0.17731 | 0.31141 | 4789 | Non-Residential | caiso
Average Per Premise | 1-in-10 | August Typical Event Day | All | 15 | Average Per Premise1-in-10August Typical Event DayAll15 | 8.7235 | 9.498 | 84.8531 | -1.3079 | -0.077545 | 0.77458 | 1.6267 | 2.857 | 4789 | Non-Residential | caiso
Average Per Device | 1-in-10 | August Typical Event Day | All | 15 | Average Per Device1-in-10August Typical Event DayAll15 | 3.6899 | 4.0175 | 84.8531 | -0.55321 | -0.0328 | 0.32763 | 0.68807 | 1.2085 | 4789 | Non-Residential | caiso
Aggregate | 1-in-10 | August Typical Event Day | All | 15 | Aggregate1-in-10August Typical Event DayAll15 | 41.7767 | 45.4862 | 84.8531 | -6.2634 | -0.37136 | 3.7095 | 7.7903 | 13.6824 | 4789 | Non-Residential | caiso
Average Per Ton | 1-in-10 | July Monthly System Peak Day | 30% Cycling | 15 | Average Per Ton1-in-10July Monthly System Peak Day30% Cycling15 | 0.90482 | 0.97053 | 82.2236 | -0.12628 | -0.012852 | 0.06571 | 0.14427 | 0.2577 | 1337 | Non-Residential | caiso
Average Per Premise | 1-in-10 | July Monthly System Peak Day | 30% Cycling | 15 | Average Per Premise1-in-10July Monthly System Peak Day30% Cycling15 | 9.5998 | 10.2969 | 82.2236 | -1.3398 | -0.13636 | 0.69715 | 1.5307 | 2.7341 | 1337 | Non-Residential | caiso
Average Per Device | 1-in-10 | July Monthly System Peak Day | 30% Cycling | 15 | Average Per Device1-in-10July Monthly System Peak Day30% Cycling15 | 3.5155 | 3.7707 | 82.2236 | -0.49064 | -0.049935 | 0.2553 | 0.56053 | 1.0012 | 1337 | Non-Residential | caiso
Aggregate | 1-in-10 | July Monthly System Peak Day | 30% Cycling | 15 | Aggregate1-in-10July Monthly System Peak Day30% Cycling15 | 12.8349 | 13.767 | 82.2236 | -1.7913 | -0.18231 | 0.93209 | 2.0465 | 3.6555 | 1337 | Non-Residential | caiso
Average Per Ton | 1-in-10 | July Monthly System Peak Day | 50% Cycling | 15 | Average Per Ton1-in-10July Monthly System Peak Day50% Cycling15 | 0.91898 | 0.99485 | 81.4753 | -0.17517 | -0.026852 | 0.075871 | 0.17859 | 0.32691 | 3452 | Non-Residential | caiso
Average Per Premise | 1-in-10 | July Monthly System Peak Day | 50% Cycling | 15 | Average Per Premise1-in-10July Monthly System Peak Day50% Cycling15 | 7.9204 | 8.5743 | 81.4753 | -1.5097 | -0.23142 | 0.65391 | 1.5392 | 2.8175 | 3452 | Non-Residential | caiso
Average Per Device | 1-in-10 | July Monthly System Peak Day | 50% Cycling | 15 | Average Per Device1-in-10July Monthly System Peak Day50% Cycling15 | 3.5642 | 3.8585 | 81.4753 | -0.67938 | -0.10414 | 0.29426 | 0.69267 | 1.2679 | 3452 | Non-Residential | caiso
Aggregate | 1-in-10 | July Monthly System Peak Day | 50% Cycling | 15 | Aggregate1-in-10July Monthly System Peak Day50% Cycling15 | 27.3413 | 29.5986 | 81.4753 | -5.2115 | -0.79888 | 2.2573 | 5.3135 | 9.7261 | 3452 | Non-Residential | caiso
Average Per Ton | 1-in-10 | July Monthly System Peak Day | All | 15 | Average Per Ton1-in-10July Monthly System Peak DayAll15 | 0.91503 | 0.98806 | 81.6842 | -0.16152 | -0.022943 | 0.073034 | 0.16901 | 0.30759 | 4789 | Non-Residential | caiso
Average Per Premise | 1-in-10 | July Monthly System Peak Day | All | 15 | Average Per Premise1-in-10July Monthly System Peak DayAll15 | 8.3949 | 9.065 | 81.6842 | -1.4819 | -0.21049 | 0.67005 | 1.5506 | 2.822 | 4789 | Non-Residential | caiso
Average Per Device | 1-in-10 | July Monthly System Peak Day | All | 15 | Average Per Device1-in-10July Monthly System Peak DayAll15 | 3.5509 | 3.8343 | 81.6842 | -0.6268 | -0.089034 | 0.28342 | 0.65587 | 1.1936 | 4789 | Non-Residential | caiso
Aggregate | 1-in-10 | July Monthly System Peak Day | All | 15 | Aggregate1-in-10July Monthly System Peak DayAll15 | 40.2033 | 43.4122 | 81.6842 | -7.0966 | -1.008 | 3.2089 | 7.4258 | 13.5143 | 4789 | Non-Residential | caiso
Average Per Ton | 1-in-10 | June Monthly System Peak Day | 30% Cycling | 15 | Average Per Ton1-in-10June Monthly System Peak Day30% Cycling15 | 0.88344 | 0.94779 | 82.6112 | -0.13087 | -0.015535 | 0.064348 | 0.14423 | 0.25957 | 1337 | Non-Residential | caiso
Average Per Premise | 1-in-10 | June Monthly System Peak Day | 30% Cycling | 15 | Average Per Premise1-in-10June Monthly System Peak Day30% Cycling15 | 9.3729 | 10.0556 | 82.6112 | -1.3885 | -0.16482 | 0.68271 | 1.5302 | 2.7539 | 1337 | Non-Residential | caiso
Average Per Device | 1-in-10 | June Monthly System Peak Day | 30% Cycling | 15 | Average Per Device1-in-10June Monthly System Peak Day30% Cycling15 | 3.4324 | 3.6824 | 82.6112 | -0.50847 | -0.060357 | 0.25001 | 0.56037 | 1.0085 | 1337 | Non-Residential | caiso
Aggregate | 1-in-10 | June Monthly System Peak Day | 30% Cycling | 15 | Aggregate1-in-10June Monthly System Peak Day30% Cycling15 | 12.5315 | 13.4443 | 82.6112 | -1.8564 | -0.22036 | 0.91278 | 2.0459 | 3.682 | 1337 | Non-Residential | caiso
Average Per Ton | 1-in-10 | June Monthly System Peak Day | 50% Cycling | 15 | Average Per Ton1-in-10June Monthly System Peak Day50% Cycling15 | 0.91357 | 0.98559 | 81.8259 | -0.18222 | -0.032016 | 0.072014 | 0.17604 | 0.32625 | 3452 | Non-Residential | caiso
Average Per Premise | 1-in-10 | June Monthly System Peak Day | 50% Cycling | 15 | Average Per Premise1-in-10June Monthly System Peak Day50% Cycling15 | 7.8738 | 8.4945 | 81.8259 | -1.5705 | -0.27594 | 0.62067 | 1.5173 | 2.8118 | 3452 | Non-Residential | caiso
Average Per Device | 1-in-10 | June Monthly System Peak Day | 50% Cycling | 15 | Average Per Device1-in-10June Monthly System Peak Day50% Cycling15 | 3.5433 | 3.8226 | 81.8259 | -0.70673 | -0.12417 | 0.2793 | 0.68278 | 1.2653 | 3452 | Non-Residential | caiso
Aggregate | 1-in-10 | June Monthly System Peak Day | 50% Cycling | 15 | Aggregate1-in-10June Monthly System Peak Day50% Cycling15 | 27.1804 | 29.3229 | 81.8259 | -5.4213 | -0.95253 | 2.1425 | 5.2376 | 9.7064 | 3452 | Non-Residential | caiso
Average Per Ton | 1-in-10 | June Monthly System Peak Day | All | 15 | Average Per Ton1-in-10June Monthly System Peak DayAll15 | 0.90516 | 0.97503 | 82.0452 | -0.16788 | -0.027415 | 0.069874 | 0.16716 | 0.30763 | 4789 | Non-Residential | caiso
Average Per Premise | 1-in-10 | June Monthly System Peak Day | All | 15 | Average Per Premise1-in-10June Monthly System Peak DayAll15 | 8.3044 | 8.9455 | 82.0452 | -1.5402 | -0.25151 | 0.64106 | 1.5336 | 2.8224 | 4789 | Non-Residential | caiso
Average Per Device | 1-in-10 | June Monthly System Peak Day | All | 15 | Average Per Device1-in-10June Monthly System Peak DayAll15 | 3.5126 | 3.7838 | 82.0452 | -0.6515 | -0.10639 | 0.27116 | 0.6487 | 1.1938 | 4789 | Non-Residential | caiso
Aggregate | 1-in-10 | June Monthly System Peak Day | All | 15 | Aggregate1-in-10June Monthly System Peak DayAll15 | 39.7698 | 42.8398 | 82.0452 | -7.3762 | -1.2045 | 3.07 | 7.3445 | 13.5163 | 4789 | Non-Residential | caiso
Average Per Ton | 1-in-10 | May Monthly System Peak Day | 30% Cycling | 15 | Average Per Ton1-in-10May Monthly System Peak Day30% Cycling15 | 0.88405 | 0.94843 | 83.0116 | -0.13074 | -0.015456 | 0.064387 | 0.14423 | 0.25951 | 1337 | Non-Residential | caiso
Average Per Premise | 1-in-10 | May Monthly System Peak Day | 30% Cycling | 15 | Average Per Premise1-in-10May Monthly System Peak Day30% Cycling15 | 9.3794 | 10.0625 | 83.0116 | -1.3871 | -0.16399 | 0.68312 | 1.5302 | 2.7533 | 1337 | Non-Residential | caiso
Average Per Device | 1-in-10 | May Monthly System Peak Day | 30% Cycling | 15 | Average Per Device1-in-10May Monthly System Peak Day30% Cycling15 | 3.4347 | 3.6849 | 83.0116 | -0.50795 | -0.060052 | 0.25016 | 0.56037 | 1.0083 | 1337 | Non-Residential | caiso
Aggregate | 1-in-10 | May Monthly System Peak Day | 30% Cycling | 15 | Aggregate1-in-10May Monthly System Peak Day30% Cycling15 | 12.5402 | 13.4535 | 83.0116 | -1.8545 | -0.21925 | 0.91333 | 2.0459 | 3.6812 | 1337 | Non-Residential | caiso
Average Per Ton | 1-in-10 | May Monthly System Peak Day | 50% Cycling | 15 | Average Per Ton1-in-10May Monthly System Peak Day50% Cycling15 | 0.91308 | 0.98475 | 81.947 | -0.18289 | -0.032496 | 0.071663 | 0.17582 | 0.32621 | 3452 | Non-Residential | caiso
Average Per Premise | 1-in-10 | May Monthly System Peak Day | 50% Cycling | 15 | Average Per Premise1-in-10May Monthly System Peak Day50% Cycling15 | 7.8696 | 8.4872 | 81.947 | -1.5762 | -0.28007 | 0.61764 | 1.5154 | 2.8115 | 3452 | Non-Residential | caiso
Average Per Device | 1-in-10 | May Monthly System Peak Day | 50% Cycling | 15 | Average Per Device1-in-10May Monthly System Peak Day50% Cycling15 | 3.5414 | 3.8193 | 81.947 | -0.70931 | -0.12604 | 0.27794 | 0.68192 | 1.2652 | 3452 | Non-Residential | caiso
Aggregate | 1-in-10 | May Monthly System Peak Day | 50% Cycling | 15 | Aggregate1-in-10May Monthly System Peak Day50% Cycling15 | 27.1658 | 29.2979 | 81.947 | -5.4412 | -0.96681 | 2.1321 | 5.231 | 9.7053 | 3452 | Non-Residential | caiso
Average Per Ton | 1-in-10 | May Monthly System Peak Day | All | 15 | Average Per Ton1-in-10May Monthly System Peak DayAll15 | 0.90498 | 0.97461 | 82.2443 | -0.16833 | -0.027739 | 0.069632 | 0.167 | 0.30759 | 4789 | Non-Residential | caiso
Average Per Premise | 1-in-10 | May Monthly System Peak Day | All | 15 | Average Per Premise1-in-10May Monthly System Peak DayAll15 | 8.3027 | 8.9415 | 82.2443 | -1.5443 | -0.25449 | 0.63884 | 1.5322 | 2.822 | 4789 | Non-Residential | caiso
Average Per Device | 1-in-10 | May Monthly System Peak Day | All | 15 | Average Per Device1-in-10May Monthly System Peak DayAll15 | 3.5119 | 3.7821 | 82.2443 | -0.65321 | -0.10764 | 0.27022 | 0.64807 | 1.1936 | 4789 | Non-Residential | caiso
Aggregate | 1-in-10 | May Monthly System Peak Day | All | 15 | Aggregate1-in-10May Monthly System Peak DayAll15 | 39.7617 | 42.821 | 82.2443 | -7.3957 | -1.2187 | 3.0594 | 7.3375 | 13.5144 | 4789 | Non-Residential | caiso
Average Per Ton | 1-in-10 | October Monthly System Peak Day | 30% Cycling | 15 | Average Per Ton1-in-10October Monthly System Peak Day30% Cycling15 | 0.93501 | 1.0026 | 82.9046 | -0.12044 | -0.0093257 | 0.067631 | 0.14459 | 0.2557 | 1337 | Non-Residential | caiso
Average Per Premise | 1-in-10 | October Monthly System Peak Day | 30% Cycling | 15 | Average Per Premise1-in-10October Monthly System Peak Day30% Cycling15 | 9.92 | 10.6376 | 82.9046 | -1.2778 | -0.098942 | 0.71754 | 1.534 | 2.7129 | 1337 | Non-Residential | caiso
Average Per Device | 1-in-10 | October Monthly System Peak Day | 30% Cycling | 15 | Average Per Device1-in-10October Monthly System Peak Day30% Cycling15 | 3.6327 | 3.8955 | 82.9046 | -0.46794 | -0.036233 | 0.26276 | 0.56176 | 0.99346 | 1337 | Non-Residential | caiso
Aggregate | 1-in-10 | October Monthly System Peak Day | 30% Cycling | 15 | Aggregate1-in-10October Monthly System Peak Day30% Cycling15 | 13.2631 | 14.2224 | 82.9046 | -1.7084 | -0.13229 | 0.95935 | 2.051 | 3.6271 | 1337 | Non-Residential | caiso
Average Per Ton | 1-in-10 | October Monthly System Peak Day | 50% Cycling | 15 | Average Per Ton1-in-10October Monthly System Peak Day50% Cycling15 | 0.92755 | 1.0095 | 82.2157 | -0.16503 | -0.019094 | 0.081983 | 0.18306 | 0.329 | 3452 | Non-Residential | caiso
Average Per Premise | 1-in-10 | October Monthly System Peak Day | 50% Cycling | 15 | Average Per Premise1-in-10October Monthly System Peak Day50% Cycling15 | 7.9943 | 8.7008 | 82.2157 | -1.4224 | -0.16457 | 0.70659 | 1.5777 | 2.8356 | 3452 | Non-Residential | caiso
Average Per Device | 1-in-10 | October Monthly System Peak Day | 50% Cycling | 15 | Average Per Device1-in-10October Monthly System Peak Day50% Cycling15 | 3.5975 | 3.9154 | 82.2157 | -0.64008 | -0.074057 | 0.31797 | 0.70999 | 1.276 | 3452 | Non-Residential | caiso
Aggregate | 1-in-10 | October Monthly System Peak Day | 50% Cycling | 15 | Aggregate1-in-10October Monthly System Peak Day50% Cycling15 | 27.5962 | 30.0353 | 82.2157 | -4.91 | -0.56809 | 2.4391 | 5.4464 | 9.7883 | 3452 | Non-Residential | caiso
Average Per Ton | 1-in-10 | October Monthly System Peak Day | All | 15 | Average Per Ton1-in-10October Monthly System Peak DayAll15 | 0.92963 | 1.0076 | 82.4081 | -0.15258 | -0.016367 | 0.077976 | 0.17232 | 0.30854 | 4789 | Non-Residential | caiso
Average Per Premise | 1-in-10 | October Monthly System Peak Day | All | 15 | Average Per Premise1-in-10October Monthly System Peak DayAll15 | 8.5289 | 9.2443 | 82.4081 | -1.3999 | -0.15016 | 0.71539 | 1.5809 | 2.8307 | 4789 | Non-Residential | caiso
Average Per Device | 1-in-10 | October Monthly System Peak Day | All | 15 | Average Per Device1-in-10October Monthly System Peak DayAll15 | 3.6076 | 3.9102 | 82.4081 | -0.59212 | -0.063514 | 0.3026 | 0.66871 | 1.1973 | 4789 | Non-Residential | caiso
Aggregate | 1-in-10 | October Monthly System Peak Day | All | 15 | Aggregate1-in-10October Monthly System Peak DayAll15 | 40.845 | 44.271 | 82.4081 | -6.704 | -0.71911 | 3.426 | 7.5711 | 13.556 | 4789 | Non-Residential | caiso
Average Per Ton | 1-in-10 | September Monthly System Peak Day | 30% Cycling | 15 | Average Per Ton1-in-10September Monthly System Peak Day30% Cycling15 | 1.1434 | 1.2243 | 91.6186 | -0.10299 | 0.0056542 | 0.080898 | 0.15614 | 0.26478 | 1337 | Non-Residential | caiso
Average Per Premise | 1-in-10 | September Monthly System Peak Day | 30% Cycling | 15 | Average Per Premise1-in-10September Monthly System Peak Day30% Cycling15 | 12.1311 | 12.9893 | 91.6186 | -1.0926 | 0.059988 | 0.8583 | 1.6566 | 2.8092 | 1337 | Non-Residential | caiso
Average Per Device | 1-in-10 | September Monthly System Peak Day | 30% Cycling | 15 | Average Per Device1-in-10September Monthly System Peak Day30% Cycling15 | 4.4424 | 4.7567 | 91.6186 | -0.40013 | 0.021968 | 0.31431 | 0.60665 | 1.0287 | 1337 | Non-Residential | caiso
Aggregate | 1-in-10 | September Monthly System Peak Day | 30% Cycling | 15 | Aggregate1-in-10September Monthly System Peak Day30% Cycling15 | 16.2192 | 17.3668 | 91.6186 | -1.4609 | 0.080204 | 1.1475 | 2.2149 | 3.756 | 1337 | Non-Residential | caiso
Average Per Ton | 1-in-10 | September Monthly System Peak Day | 50% Cycling | 15 | Average Per Ton1-in-10September Monthly System Peak Day50% Cycling15 | 0.97817 | 1.0963 | 90.1784 | -0.1331 | 0.015305 | 0.11809 | 0.22088 | 0.36929 | 3452 | Non-Residential | caiso
Average Per Premise | 1-in-10 | September Monthly System Peak Day | 50% Cycling | 15 | Average Per Premise1-in-10September Monthly System Peak Day50% Cycling15 | 8.4305 | 9.4483 | 90.1784 | -1.1472 | 0.13191 | 1.0178 | 1.9037 | 3.1828 | 3452 | Non-Residential | caiso
Average Per Device | 1-in-10 | September Monthly System Peak Day | 50% Cycling | 15 | Average Per Device1-in-10September Monthly System Peak Day50% Cycling15 | 3.7938 | 4.2518 | 90.1784 | -0.51624 | 0.059358 | 0.45802 | 0.85667 | 1.4323 | 3452 | Non-Residential | caiso
Aggregate | 1-in-10 | September Monthly System Peak Day | 50% Cycling | 15 | Aggregate1-in-10September Monthly System Peak Day50% Cycling15 | 29.1022 | 32.6156 | 90.1784 | -3.9601 | 0.45534 | 3.5134 | 6.5715 | 10.987 | 3452 | Non-Residential | caiso
Average Per Ton | 1-in-10 | September Monthly System Peak Day | All | 15 | Average Per Ton1-in-10September Monthly System Peak DayAll15 | 1.0243 | 1.132 | 90.5805 | -0.1247 | 0.01261 | 0.10771 | 0.20281 | 0.34011 | 4789 | Non-Residential | caiso
Average Per Premise | 1-in-10 | September Monthly System Peak Day | All | 15 | Average Per Premise1-in-10September Monthly System Peak DayAll15 | 9.3975 | 10.3856 | 90.5805 | -1.144 | 0.11569 | 0.98816 | 1.8606 | 3.1203 | 4789 | Non-Residential | caiso
Average Per Device | 1-in-10 | September Monthly System Peak Day | All | 15 | Average Per Device1-in-10September Monthly System Peak DayAll15 | 3.975 | 4.3929 | 90.5805 | -0.4839 | 0.048936 | 0.41798 | 0.78702 | 1.3198 | 4789 | Non-Residential | caiso
Aggregate | 1-in-10 | September Monthly System Peak Day | All | 15 | Aggregate1-in-10September Monthly System Peak DayAll15 | 45.0045 | 49.7368 | 90.5805 | -5.4787 | 0.55405 | 4.7323 | 8.9106 | 14.9434 | 4789 | Non-Residential | caiso
Average Per Ton | 1-in-10 | August Monthly System Peak Day | 30% Cycling | 16 | Average Per Ton1-in-10August Monthly System Peak Day30% Cycling16 | 0.97866 | 1.0462 | 86.1426 | -0.10418 | -0.002704 | 0.067577 | 0.13786 | 0.23933 | 1337 | Non-Residential | caiso
Average Per Premise | 1-in-10 | August Monthly System Peak Day | 30% Cycling | 16 | Average Per Premise1-in-10August Monthly System Peak Day30% Cycling16 | 10.3832 | 11.1001 | 86.1426 | -1.1053 | -0.028688 | 0.71696 | 1.4626 | 2.5392 | 1337 | Non-Residential | caiso
Average Per Device | 1-in-10 | August Monthly System Peak Day | 30% Cycling | 16 | Average Per Device1-in-10August Monthly System Peak Day30% Cycling16 | 3.8023 | 4.0649 | 86.1426 | -0.40476 | -0.010506 | 0.26255 | 0.53561 | 0.92986 | 1337 | Non-Residential | caiso
Aggregate | 1-in-10 | August Monthly System Peak Day | 30% Cycling | 16 | Aggregate1-in-10August Monthly System Peak Day30% Cycling16 | 13.8823 | 14.8409 | 86.1426 | -1.4778 | -0.038356 | 0.95858 | 1.9555 | 3.3949 | 1337 | Non-Residential | caiso
Average Per Ton | 1-in-10 | August Monthly System Peak Day | 50% Cycling | 16 | Average Per Ton1-in-10August Monthly System Peak Day50% Cycling16 | 0.91242 | 1.0052 | 85.2033 | -0.14968 | -0.0064402 | 0.092765 | 0.19197 | 0.33521 | 3452 | Non-Residential | caiso
Average Per Premise | 1-in-10 | August Monthly System Peak Day | 50% Cycling | 16 | Average Per Premise1-in-10August Monthly System Peak Day50% Cycling16 | 7.8639 | 8.6634 | 85.2033 | -1.29 | -0.055506 | 0.79951 | 1.6545 | 2.889 | 3452 | Non-Residential | caiso
Average Per Device | 1-in-10 | August Monthly System Peak Day | 50% Cycling | 16 | Average Per Device1-in-10August Monthly System Peak Day50% Cycling16 | 3.5388 | 3.8986 | 85.2033 | -0.58051 | -0.024978 | 0.35978 | 0.74455 | 1.3001 | 3452 | Non-Residential | caiso
Aggregate | 1-in-10 | August Monthly System Peak Day | 50% Cycling | 16 | Aggregate1-in-10August Monthly System Peak Day50% Cycling16 | 27.146 | 29.906 | 85.2033 | -4.4531 | -0.19161 | 2.7599 | 5.7114 | 9.9729 | 3452 | Non-Residential | caiso
Average Per Ton | 1-in-10 | August Monthly System Peak Day | All | 16 | Average Per Ton1-in-10August Monthly System Peak DayAll16 | 0.93091 | 1.0166 | 85.4655 | -0.13697 | -0.0053971 | 0.085732 | 0.17686 | 0.30844 | 4789 | Non-Residential | caiso
Average Per Premise | 1-in-10 | August Monthly System Peak Day | All | 16 | Average Per Premise1-in-10August Monthly System Peak DayAll16 | 8.5407 | 9.3272 | 85.4655 | -1.2567 | -0.049515 | 0.78655 | 1.6226 | 2.8298 | 4789 | Non-Residential | caiso
Average Per Device | 1-in-10 | August Monthly System Peak Day | All | 16 | Average Per Device1-in-10August Monthly System Peak DayAll16 | 3.6126 | 3.9452 | 85.4655 | -0.53154 | -0.020944 | 0.3327 | 0.68634 | 1.1969 | 4789 | Non-Residential | caiso
Aggregate | 1-in-10 | August Monthly System Peak Day | All | 16 | Aggregate1-in-10August Monthly System Peak DayAll16 | 40.9013 | 44.6681 | 85.4655 | -6.0182 | -0.23713 | 3.7668 | 7.7707 | 13.5517 | 4789 | Non-Residential | caiso
Average Per Ton | 1-in-10 | August Typical Event Day | 30% Cycling | 16 | Average Per Ton1-in-10August Typical Event Day30% Cycling16 | 0.96218 | 1.0287 | 85.2002 | -0.10624 | -0.0041454 | 0.066567 | 0.13728 | 0.23938 | 1337 | Non-Residential | caiso
Average Per Premise | 1-in-10 | August Typical Event Day | 30% Cycling | 16 | Average Per Premise1-in-10August Typical Event Day30% Cycling16 | 10.2083 | 10.9146 | 85.2002 | -1.1272 | -0.04398 | 0.70625 | 1.4565 | 2.5397 | 1337 | Non-Residential | caiso
Average Per Device | 1-in-10 | August Typical Event Day | 30% Cycling | 16 | Average Per Device1-in-10August Typical Event Day30% Cycling16 | 3.7383 | 3.9969 | 85.2002 | -0.41278 | -0.016106 | 0.25863 | 0.53336 | 0.93004 | 1337 | Non-Residential | caiso
Aggregate | 1-in-10 | August Typical Event Day | 30% Cycling | 16 | Aggregate1-in-10August Typical Event Day30% Cycling16 | 13.6485 | 14.5928 | 85.2002 | -1.5071 | -0.058802 | 0.94425 | 1.9473 | 3.3956 | 1337 | Non-Residential | caiso
Average Per Ton | 1-in-10 | August Typical Event Day | 50% Cycling | 16 | Average Per Ton1-in-10August Typical Event Day50% Cycling16 | 0.90804 | 0.99753 | 84.2798 | -0.15363 | -0.0099916 | 0.089488 | 0.18897 | 0.3326 | 3452 | Non-Residential | caiso
Average Per Premise | 1-in-10 | August Typical Event Day | 50% Cycling | 16 | Average Per Premise1-in-10August Typical Event Day50% Cycling16 | 7.8261 | 8.5974 | 84.2798 | -1.324 | -0.086115 | 0.77127 | 1.6287 | 2.8666 | 3452 | Non-Residential | caiso
Average Per Device | 1-in-10 | August Typical Event Day | 50% Cycling | 16 | Average Per Device1-in-10August Typical Event Day50% Cycling16 | 3.5218 | 3.8689 | 84.2798 | -0.59583 | -0.038752 | 0.34708 | 0.73291 | 1.29 | 3452 | Non-Residential | caiso
Aggregate | 1-in-10 | August Typical Event Day | 50% Cycling | 16 | Aggregate1-in-10August Typical Event Day50% Cycling16 | 27.0157 | 29.6781 | 84.2798 | -4.5706 | -0.29727 | 2.6624 | 5.6221 | 9.8955 | 3452 | Non-Residential | caiso
Average Per Ton | 1-in-10 | August Typical Event Day | All | 16 | Average Per Ton1-in-10August Typical Event DayAll16 | 0.92316 | 1.0062 | 84.5368 | -0.1404 | -0.0083593 | 0.083089 | 0.17454 | 0.30657 | 4789 | Non-Residential | caiso
Average Per Premise | 1-in-10 | August Typical Event Day | All | 16 | Average Per Premise1-in-10August Typical Event DayAll16 | 8.4695 | 9.2318 | 84.5368 | -1.2881 | -0.076693 | 0.7623 | 1.6013 | 2.8127 | 4789 | Non-Residential | caiso
Average Per Device | 1-in-10 | August Typical Event Day | All | 16 | Average Per Device1-in-10August Typical Event DayAll16 | 3.5824 | 3.9049 | 84.5368 | -0.54483 | -0.03244 | 0.32244 | 0.67732 | 1.1897 | 4789 | Non-Residential | caiso
Aggregate | 1-in-10 | August Typical Event Day | All | 16 | Aggregate1-in-10August Typical Event DayAll16 | 40.5604 | 44.211 | 84.5368 | -6.1685 | -0.36728 | 3.6507 | 7.6686 | 13.4698 | 4789 | Non-Residential | caiso
Average Per Ton | 1-in-10 | July Monthly System Peak Day | 30% Cycling | 16 | Average Per Ton1-in-10July Monthly System Peak Day30% Cycling16 | 0.88583 | 0.94772 | 81.4165 | -0.11894 | -0.012105 | 0.061889 | 0.13588 | 0.24272 | 1337 | Non-Residential | caiso
Average Per Premise | 1-in-10 | July Monthly System Peak Day | 30% Cycling | 16 | Average Per Premise1-in-10July Monthly System Peak Day30% Cycling16 | 9.3983 | 10.0549 | 81.4165 | -1.2619 | -0.12843 | 0.65662 | 1.4417 | 2.5752 | 1337 | Non-Residential | caiso
Average Per Device | 1-in-10 | July Monthly System Peak Day | 30% Cycling | 16 | Average Per Device1-in-10July Monthly System Peak Day30% Cycling16 | 3.4416 | 3.6821 | 81.4165 | -0.46212 | -0.047032 | 0.24045 | 0.52794 | 0.94303 | 1337 | Non-Residential | caiso
Aggregate | 1-in-10 | July Monthly System Peak Day | 30% Cycling | 16 | Aggregate1-in-10July Monthly System Peak Day30% Cycling16 | 12.5655 | 13.4434 | 81.4165 | -1.6872 | -0.17171 | 0.8779 | 1.9275 | 3.443 | 1337 | Non-Residential | caiso
Average Per Ton | 1-in-10 | July Monthly System Peak Day | 50% Cycling | 16 | Average Per Ton1-in-10July Monthly System Peak Day50% Cycling16 | 0.88953 | 0.96518 | 80.6493 | -0.17465 | -0.026772 | 0.075646 | 0.17806 | 0.32594 | 3452 | Non-Residential | caiso
Average Per Premise | 1-in-10 | July Monthly System Peak Day | 50% Cycling | 16 | Average Per Premise1-in-10July Monthly System Peak Day50% Cycling16 | 7.6666 | 8.3186 | 80.6493 | -1.5052 | -0.23074 | 0.65197 | 1.5347 | 2.8092 | 3452 | Non-Residential | caiso
Average Per Device | 1-in-10 | July Monthly System Peak Day | 50% Cycling | 16 | Average Per Device1-in-10July Monthly System Peak Day50% Cycling16 | 3.45 | 3.7434 | 80.6493 | -0.67737 | -0.10383 | 0.29339 | 0.69062 | 1.2641 | 3452 | Non-Residential | caiso
Aggregate | 1-in-10 | July Monthly System Peak Day | 50% Cycling | 16 | Aggregate1-in-10July Monthly System Peak Day50% Cycling16 | 26.4651 | 28.7157 | 80.6493 | -5.1961 | -0.79651 | 2.2506 | 5.2977 | 9.6973 | 3452 | Non-Residential | caiso
Average Per Ton | 1-in-10 | July Monthly System Peak Day | All | 16 | Average Per Ton1-in-10July Monthly System Peak DayAll16 | 0.8885 | 0.9603 | 80.8635 | -0.15909 | -0.022677 | 0.071805 | 0.16629 | 0.30271 | 4789 | Non-Residential | caiso
Average Per Premise | 1-in-10 | July Monthly System Peak Day | All | 16 | Average Per Premise1-in-10July Monthly System Peak DayAll16 | 8.1515 | 8.8103 | 80.8635 | -1.4596 | -0.20805 | 0.65878 | 1.5256 | 2.7772 | 4789 | Non-Residential | caiso
Average Per Device | 1-in-10 | July Monthly System Peak Day | All | 16 | Average Per Device1-in-10July Monthly System Peak DayAll16 | 3.4479 | 3.7266 | 80.8635 | -0.61739 | -0.088002 | 0.27865 | 0.6453 | 1.1747 | 4789 | Non-Residential | caiso
Aggregate | 1-in-10 | July Monthly System Peak Day | All | 16 | Aggregate1-in-10July Monthly System Peak DayAll16 | 39.0376 | 42.1925 | 80.8635 | -6.9901 | -0.99635 | 3.1549 | 7.3061 | 13.2999 | 4789 | Non-Residential | caiso
Average Per Ton | 1-in-10 | June Monthly System Peak Day | 30% Cycling | 16 | Average Per Ton1-in-10June Monthly System Peak Day30% Cycling16 | 0.8649 | 0.9255 | 83.1707 | -0.12326 | -0.014632 | 0.060607 | 0.13585 | 0.24448 | 1337 | Non-Residential | caiso
Average Per Premise | 1-in-10 | June Monthly System Peak Day | 30% Cycling | 16 | Average Per Premise1-in-10June Monthly System Peak Day30% Cycling16 | 9.1762 | 9.8192 | 83.1707 | -1.3078 | -0.15524 | 0.64301 | 1.4413 | 2.5938 | 1337 | Non-Residential | caiso
Average Per Device | 1-in-10 | June Monthly System Peak Day | 30% Cycling | 16 | Average Per Device1-in-10June Monthly System Peak Day30% Cycling16 | 3.3603 | 3.5958 | 83.1707 | -0.47891 | -0.056848 | 0.23547 | 0.52779 | 0.94986 | 1337 | Non-Residential | caiso
Aggregate | 1-in-10 | June Monthly System Peak Day | 30% Cycling | 16 | Aggregate1-in-10June Monthly System Peak Day30% Cycling16 | 12.2686 | 13.1283 | 83.1707 | -1.7485 | -0.20755 | 0.85971 | 1.927 | 3.4679 | 1337 | Non-Residential | caiso
Average Per Ton | 1-in-10 | June Monthly System Peak Day | 50% Cycling | 16 | Average Per Ton1-in-10June Monthly System Peak Day50% Cycling16 | 0.88439 | 0.95619 | 82.3228 | -0.18168 | -0.031921 | 0.071801 | 0.17552 | 0.32528 | 3452 | Non-Residential | caiso
Average Per Premise | 1-in-10 | June Monthly System Peak Day | 50% Cycling | 16 | Average Per Premise1-in-10June Monthly System Peak Day50% Cycling16 | 7.6223 | 8.2411 | 82.3228 | -1.5658 | -0.27512 | 0.61883 | 1.5128 | 2.8035 | 3452 | Non-Residential | caiso
Average Per Device | 1-in-10 | June Monthly System Peak Day | 50% Cycling | 16 | Average Per Device1-in-10June Monthly System Peak Day50% Cycling16 | 3.4301 | 3.7085 | 82.3228 | -0.70464 | -0.12381 | 0.27848 | 0.68076 | 1.2616 | 3452 | Non-Residential | caiso
Aggregate | 1-in-10 | June Monthly System Peak Day | 50% Cycling | 16 | Aggregate1-in-10June Monthly System Peak Day50% Cycling16 | 26.3121 | 28.4483 | 82.3228 | -5.4053 | -0.94971 | 2.1362 | 5.2221 | 9.6777 | 3452 | Non-Residential | caiso
Average Per Ton | 1-in-10 | June Monthly System Peak Day | All | 16 | Average Per Ton1-in-10June Monthly System Peak DayAll16 | 0.87895 | 0.94762 | 82.5596 | -0.16537 | -0.027094 | 0.068676 | 0.16444 | 0.30272 | 4789 | Non-Residential | caiso
Average Per Premise | 1-in-10 | June Monthly System Peak Day | All | 16 | Average Per Premise1-in-10June Monthly System Peak DayAll16 | 8.0639 | 8.694 | 82.5596 | -1.5172 | -0.24857 | 0.63006 | 1.5087 | 2.7773 | 4789 | Non-Residential | caiso
Average Per Device | 1-in-10 | June Monthly System Peak Day | All | 16 | Average Per Device1-in-10June Monthly System Peak DayAll16 | 3.4109 | 3.6774 | 82.5596 | -0.64174 | -0.10514 | 0.26651 | 0.63815 | 1.1748 | 4789 | Non-Residential | caiso
Aggregate | 1-in-10 | June Monthly System Peak Day | All | 16 | Aggregate1-in-10June Monthly System Peak DayAll16 | 38.618 | 41.6354 | 82.5596 | -7.2658 | -1.1904 | 3.0174 | 7.2252 | 13.3006 | 4789 | Non-Residential | caiso
Average Per Ton | 1-in-10 | May Monthly System Peak Day | 30% Cycling | 16 | Average Per Ton1-in-10May Monthly System Peak Day30% Cycling16 | 0.86549 | 0.92614 | 81.7498 | -0.12314 | -0.014558 | 0.060644 | 0.13584 | 0.24442 | 1337 | Non-Residential | caiso
Average Per Premise | 1-in-10 | May Monthly System Peak Day | 30% Cycling | 16 | Average Per Premise1-in-10May Monthly System Peak Day30% Cycling16 | 9.1825 | 9.8259 | 81.7498 | -1.3064 | -0.15445 | 0.6434 | 1.4413 | 2.5932 | 1337 | Non-Residential | caiso
Average Per Device | 1-in-10 | May Monthly System Peak Day | 30% Cycling | 16 | Average Per Device1-in-10May Monthly System Peak Day30% Cycling16 | 3.3626 | 3.5983 | 81.7498 | -0.47842 | -0.056561 | 0.23561 | 0.52779 | 0.94964 | 1337 | Non-Residential | caiso
Aggregate | 1-in-10 | May Monthly System Peak Day | 30% Cycling | 16 | Aggregate1-in-10May Monthly System Peak Day30% Cycling16 | 12.277 | 13.1373 | 81.7498 | -1.7467 | -0.2065 | 0.86023 | 1.927 | 3.4672 | 1337 | Non-Residential | caiso
Average Per Ton | 1-in-10 | May Monthly System Peak Day | 50% Cycling | 16 | Average Per Ton1-in-10May Monthly System Peak Day50% Cycling16 | 0.88392 | 0.95537 | 81.0923 | -0.18234 | -0.0324 | 0.071451 | 0.1753 | 0.32525 | 3452 | Non-Residential | caiso
Average Per Premise | 1-in-10 | May Monthly System Peak Day | 50% Cycling | 16 | Average Per Premise1-in-10May Monthly System Peak Day50% Cycling16 | 7.6182 | 8.234 | 81.0923 | -1.5716 | -0.27924 | 0.61581 | 1.5109 | 2.8032 | 3452 | Non-Residential | caiso
Average Per Device | 1-in-10 | May Monthly System Peak Day | 50% Cycling | 16 | Average Per Device1-in-10May Monthly System Peak Day50% Cycling16 | 3.4283 | 3.7054 | 81.0923 | -0.70721 | -0.12566 | 0.27712 | 0.6799 | 1.2615 | 3452 | Non-Residential | caiso
Aggregate | 1-in-10 | May Monthly System Peak Day | 50% Cycling | 16 | Aggregate1-in-10May Monthly System Peak Day50% Cycling16 | 26.2981 | 28.4239 | 81.0923 | -5.425 | -0.96395 | 2.1258 | 5.2155 | 9.6766 | 3452 | Non-Residential | caiso
Average Per Ton | 1-in-10 | May Monthly System Peak Day | All | 16 | Average Per Ton1-in-10May Monthly System Peak DayAll16 | 0.87878 | 0.94721 | 81.2759 | -0.16581 | -0.027418 | 0.068433 | 0.16429 | 0.30268 | 4789 | Non-Residential | caiso
Average Per Premise | 1-in-10 | May Monthly System Peak Day | All | 16 | Average Per Premise1-in-10May Monthly System Peak DayAll16 | 8.0623 | 8.6902 | 81.2759 | -1.5213 | -0.25155 | 0.62784 | 1.5072 | 2.7769 | 4789 | Non-Residential | caiso
Average Per Device | 1-in-10 | May Monthly System Peak Day | All | 16 | Average Per Device1-in-10May Monthly System Peak DayAll16 | 3.4102 | 3.6758 | 81.2759 | -0.64346 | -0.1064 | 0.26557 | 0.63753 | 1.1746 | 4789 | Non-Residential | caiso
Aggregate | 1-in-10 | May Monthly System Peak Day | All | 16 | Aggregate1-in-10May Monthly System Peak DayAll16 | 38.6105 | 41.6173 | 81.2759 | -7.2853 | -1.2047 | 3.0067 | 7.2181 | 13.2988 | 4789 | Non-Residential | caiso
Average Per Ton | 1-in-10 | October Monthly System Peak Day | 30% Cycling | 16 | Average Per Ton1-in-10October Monthly System Peak Day30% Cycling16 | 0.91537 | 0.97907 | 83.1802 | -0.11344 | -0.0087835 | 0.063699 | 0.13618 | 0.24084 | 1337 | Non-Residential | caiso
Average Per Premise | 1-in-10 | October Monthly System Peak Day | 30% Cycling | 16 | Average Per Premise1-in-10October Monthly System Peak Day30% Cycling16 | 9.7117 | 10.3875 | 83.1802 | -1.2035 | -0.093189 | 0.67582 | 1.4448 | 2.5552 | 1337 | Non-Residential | caiso
Average Per Device | 1-in-10 | October Monthly System Peak Day | 30% Cycling | 16 | Average Per Device1-in-10October Monthly System Peak Day30% Cycling16 | 3.5564 | 3.8039 | 83.1802 | -0.44073 | -0.034126 | 0.24749 | 0.5291 | 0.9357 | 1337 | Non-Residential | caiso
Aggregate | 1-in-10 | October Monthly System Peak Day | 30% Cycling | 16 | Aggregate1-in-10October Monthly System Peak Day30% Cycling16 | 12.9845 | 13.8881 | 83.1802 | -1.6091 | -0.12459 | 0.90357 | 1.9317 | 3.4163 | 1337 | Non-Residential | caiso
Average Per Ton | 1-in-10 | October Monthly System Peak Day | 50% Cycling | 16 | Average Per Ton1-in-10October Monthly System Peak Day50% Cycling16 | 0.89768 | 0.97942 | 82.3355 | -0.16455 | -0.019038 | 0.08174 | 0.18252 | 0.32803 | 3452 | Non-Residential | caiso
Average Per Premise | 1-in-10 | October Monthly System Peak Day | 50% Cycling | 16 | Average Per Premise1-in-10October Monthly System Peak Day50% Cycling16 | 7.7368 | 8.4413 | 82.3355 | -1.4182 | -0.16408 | 0.70449 | 1.5731 | 2.8272 | 3452 | Non-Residential | caiso
Average Per Device | 1-in-10 | October Monthly System Peak Day | 50% Cycling | 16 | Average Per Device1-in-10October Monthly System Peak Day50% Cycling16 | 3.4816 | 3.7986 | 82.3355 | -0.63818 | -0.073837 | 0.31703 | 0.70789 | 1.2722 | 3452 | Non-Residential | caiso
Aggregate | 1-in-10 | October Monthly System Peak Day | 50% Cycling | 16 | Aggregate1-in-10October Monthly System Peak Day50% Cycling16 | 26.7075 | 29.1394 | 82.3355 | -4.8955 | -0.56641 | 2.4319 | 5.4302 | 9.7593 | 3452 | Non-Residential | caiso
Average Per Ton | 1-in-10 | October Monthly System Peak Day | All | 16 | Average Per Ton1-in-10October Monthly System Peak DayAll16 | 0.90262 | 0.97932 | 82.5713 | -0.15028 | -0.016175 | 0.076703 | 0.16958 | 0.30368 | 4789 | Non-Residential | caiso
Average Per Premise | 1-in-10 | October Monthly System Peak Day | All | 16 | Average Per Premise1-in-10October Monthly System Peak DayAll16 | 8.2811 | 8.9848 | 82.5713 | -1.3787 | -0.1484 | 0.70371 | 1.5558 | 2.7861 | 4789 | Non-Residential | caiso
Average Per Device | 1-in-10 | October Monthly System Peak Day | All | 16 | Average Per Device1-in-10October Monthly System Peak DayAll16 | 3.5027 | 3.8004 | 82.5713 | -0.58317 | -0.062769 | 0.29766 | 0.65809 | 1.1785 | 4789 | Non-Residential | caiso
Aggregate | 1-in-10 | October Monthly System Peak Day | All | 16 | Aggregate1-in-10October Monthly System Peak DayAll16 | 39.6581 | 43.0282 | 82.5713 | -6.6026 | -0.71067 | 3.3701 | 7.4508 | 13.3428 | 4789 | Non-Residential | caiso
Average Per Ton | 1-in-10 | September Monthly System Peak Day | 30% Cycling | 16 | Average Per Ton1-in-10September Monthly System Peak Day30% Cycling16 | 1.1193 | 1.1955 | 90.0711 | -0.096999 | 0.0053254 | 0.076195 | 0.14706 | 0.24939 | 1337 | Non-Residential | caiso
Average Per Premise | 1-in-10 | September Monthly System Peak Day | 30% Cycling | 16 | Average Per Premise1-in-10September Monthly System Peak Day30% Cycling16 | 11.8756 | 12.684 | 90.0711 | -1.0291 | 0.056501 | 0.8084 | 1.5603 | 2.6459 | 1337 | Non-Residential | caiso
Average Per Device | 1-in-10 | September Monthly System Peak Day | 30% Cycling | 16 | Average Per Device1-in-10September Monthly System Peak Day30% Cycling16 | 4.3489 | 4.6449 | 90.0711 | -0.37686 | 0.020691 | 0.29604 | 0.57138 | 0.96894 | 1337 | Non-Residential | caiso
Aggregate | 1-in-10 | September Monthly System Peak Day | 30% Cycling | 16 | Aggregate1-in-10September Monthly System Peak Day30% Cycling16 | 15.8777 | 16.9585 | 90.0711 | -1.3759 | 0.075541 | 1.0808 | 2.0861 | 3.5376 | 1337 | Non-Residential | caiso
Average Per Ton | 1-in-10 | September Monthly System Peak Day | 50% Cycling | 16 | Average Per Ton1-in-10September Monthly System Peak Day50% Cycling16 | 0.94582 | 1.0636 | 88.9439 | -0.13271 | 0.015259 | 0.11774 | 0.22023 | 0.36819 | 3452 | Non-Residential | caiso
Average Per Premise | 1-in-10 | September Monthly System Peak Day | 50% Cycling | 16 | Average Per Premise1-in-10September Monthly System Peak Day50% Cycling16 | 8.1517 | 9.1665 | 88.9439 | -1.1438 | 0.13151 | 1.0148 | 1.8981 | 3.1734 | 3452 | Non-Residential | caiso
Average Per Device | 1-in-10 | September Monthly System Peak Day | 50% Cycling | 16 | Average Per Device1-in-10September Monthly System Peak Day50% Cycling16 | 3.6683 | 4.125 | 88.9439 | -0.51471 | 0.059183 | 0.45666 | 0.85414 | 1.428 | 3452 | Non-Residential | caiso
Aggregate | 1-in-10 | September Monthly System Peak Day | 50% Cycling | 16 | Aggregate1-in-10September Monthly System Peak Day50% Cycling16 | 28.1397 | 31.6427 | 88.9439 | -3.9483 | 0.45399 | 3.503 | 6.5521 | 10.9544 | 3452 | Non-Residential | caiso
Average Per Ton | 1-in-10 | September Monthly System Peak Day | All | 16 | Average Per Ton1-in-10September Monthly System Peak DayAll16 | 0.99426 | 1.1004 | 89.2586 | -0.12274 | 0.012486 | 0.10614 | 0.1998 | 0.33502 | 4789 | Non-Residential | caiso
Average Per Premise | 1-in-10 | September Monthly System Peak Day | All | 16 | Average Per Premise1-in-10September Monthly System Peak DayAll16 | 9.1219 | 10.0957 | 89.2586 | -1.1261 | 0.11455 | 0.9738 | 1.8331 | 3.0737 | 4789 | Non-Residential | caiso
Average Per Device | 1-in-10 | September Monthly System Peak Day | All | 16 | Average Per Device1-in-10September Monthly System Peak DayAll16 | 3.8584 | 4.2703 | 89.2586 | -0.47631 | 0.048453 | 0.4119 | 0.77535 | 1.3001 | 4789 | Non-Residential | caiso
Aggregate | 1-in-10 | September Monthly System Peak Day | All | 16 | Aggregate1-in-10September Monthly System Peak DayAll16 | 43.6846 | 48.3481 | 89.2586 | -5.3928 | 0.54858 | 4.6635 | 8.7785 | 14.7199 | 4789 | Non-Residential | caiso
Average Per Ton | 1-in-10 | August Monthly System Peak Day | 30% Cycling | 17 | Average Per Ton1-in-10August Monthly System Peak Day30% Cycling17 | 0.92323 | 0.9871 | 85.385 | -0.098464 | -0.0025557 | 0.06387 | 0.1303 | 0.22621 | 1337 | Non-Residential | caiso
Average Per Premise | 1-in-10 | August Monthly System Peak Day | 30% Cycling | 17 | Average Per Premise1-in-10August Monthly System Peak Day30% Cycling17 | 9.7951 | 10.4727 | 85.385 | -1.0447 | -0.027115 | 0.67764 | 1.3824 | 2.3999 | 1337 | Non-Residential | caiso
Average Per Device | 1-in-10 | August Monthly System Peak Day | 30% Cycling | 17 | Average Per Device1-in-10August Monthly System Peak Day30% Cycling17 | 3.587 | 3.8351 | 85.385 | -0.38256 | -0.0099294 | 0.24815 | 0.50623 | 0.87886 | 1337 | Non-Residential | caiso
Aggregate | 1-in-10 | August Monthly System Peak Day | 30% Cycling | 17 | Aggregate1-in-10August Monthly System Peak Day30% Cycling17 | 13.0961 | 14.0021 | 85.385 | -1.3967 | -0.036252 | 0.906 | 1.8483 | 3.2087 | 1337 | Non-Residential | caiso
Average Per Ton | 1-in-10 | August Monthly System Peak Day | 50% Cycling | 17 | Average Per Ton1-in-10August Monthly System Peak Day50% Cycling17 | 0.85094 | 0.94601 | 84.4431 | -0.1534 | -0.0066005 | 0.095073 | 0.19675 | 0.34355 | 3452 | Non-Residential | caiso
Average Per Premise | 1-in-10 | August Monthly System Peak Day | 50% Cycling | 17 | Average Per Premise1-in-10August Monthly System Peak Day50% Cycling17 | 7.334 | 8.1534 | 84.4431 | -1.3221 | -0.056888 | 0.81941 | 1.6957 | 2.9609 | 3452 | Non-Residential | caiso
Average Per Device | 1-in-10 | August Monthly System Peak Day | 50% Cycling | 17 | Average Per Device1-in-10August Monthly System Peak Day50% Cycling17 | 3.3003 | 3.6691 | 84.4431 | -0.59496 | -0.0256 | 0.36874 | 0.76308 | 1.3324 | 3452 | Non-Residential | caiso
Aggregate | 1-in-10 | August Monthly System Peak Day | 50% Cycling | 17 | Aggregate1-in-10August Monthly System Peak Day50% Cycling17 | 25.3169 | 28.1455 | 84.4431 | -4.564 | -0.19638 | 2.8286 | 5.8536 | 10.2211 | 3452 | Non-Residential | caiso
Average Per Ton | 1-in-10 | August Monthly System Peak Day | All | 17 | Average Per Ton1-in-10August Monthly System Peak DayAll17 | 0.87112 | 0.95748 | 84.7061 | -0.13806 | -0.0054712 | 0.086361 | 0.17819 | 0.31079 | 4789 | Non-Residential | caiso
Average Per Premise | 1-in-10 | August Monthly System Peak Day | All | 17 | Average Per Premise1-in-10August Monthly System Peak DayAll17 | 7.9921 | 8.7844 | 84.7061 | -1.2667 | -0.050196 | 0.79232 | 1.6348 | 2.8513 | 4789 | Non-Residential | caiso
Average Per Device | 1-in-10 | August Monthly System Peak Day | All | 17 | Average Per Device1-in-10August Monthly System Peak DayAll17 | 3.3805 | 3.7157 | 84.7061 | -0.53577 | -0.021232 | 0.33514 | 0.69151 | 1.2061 | 4789 | Non-Residential | caiso
Aggregate | 1-in-10 | August Monthly System Peak Day | All | 17 | Aggregate1-in-10August Monthly System Peak DayAll17 | 38.2743 | 42.0687 | 84.7061 | -6.066 | -0.24039 | 3.7944 | 7.8293 | 13.6549 | 4789 | Non-Residential | caiso
Average Per Ton | 1-in-10 | August Typical Event Day | 30% Cycling | 17 | Average Per Ton1-in-10August Typical Event Day30% Cycling17 | 0.90768 | 0.9706 | 85.0677 | -0.10042 | -0.003918 | 0.062916 | 0.12975 | 0.22625 | 1337 | Non-Residential | caiso
Average Per Premise | 1-in-10 | August Typical Event Day | 30% Cycling | 17 | Average Per Premise1-in-10August Typical Event Day30% Cycling17 | 9.6301 | 10.2977 | 85.0677 | -1.0654 | -0.041568 | 0.66751 | 1.3766 | 2.4004 | 1337 | Non-Residential | caiso
Average Per Device | 1-in-10 | August Typical Event Day | 30% Cycling | 17 | Average Per Device1-in-10August Typical Event Day30% Cycling17 | 3.5266 | 3.771 | 85.0677 | -0.39014 | -0.015222 | 0.24444 | 0.50411 | 0.87903 | 1337 | Non-Residential | caiso
Aggregate | 1-in-10 | August Typical Event Day | 30% Cycling | 17 | Aggregate1-in-10August Typical Event Day30% Cycling17 | 12.8755 | 13.768 | 85.0677 | -1.4244 | -0.055577 | 0.89246 | 1.8405 | 3.2093 | 1337 | Non-Residential | caiso
Average Per Ton | 1-in-10 | August Typical Event Day | 50% Cycling | 17 | Average Per Ton1-in-10August Typical Event Day50% Cycling17 | 0.84709 | 0.93881 | 84.2065 | -0.15745 | -0.01024 | 0.091716 | 0.19367 | 0.34088 | 3452 | Non-Residential | caiso
Average Per Premise | 1-in-10 | August Typical Event Day | 50% Cycling | 17 | Average Per Premise1-in-10August Typical Event Day50% Cycling17 | 7.3008 | 8.0913 | 84.2065 | -1.357 | -0.088258 | 0.79047 | 1.6692 | 2.9379 | 3452 | Non-Residential | caiso
Average Per Device | 1-in-10 | August Typical Event Day | 50% Cycling | 17 | Average Per Device1-in-10August Typical Event Day50% Cycling17 | 3.2854 | 3.6411 | 84.2065 | -0.61066 | -0.039717 | 0.35572 | 0.75115 | 1.3221 | 3452 | Non-Residential | caiso
Aggregate | 1-in-10 | August Typical Event Day | 50% Cycling | 17 | Aggregate1-in-10August Typical Event Day50% Cycling17 | 25.2024 | 27.9311 | 84.2065 | -4.6844 | -0.30467 | 2.7287 | 5.7621 | 10.1418 | 3452 | Non-Residential | caiso
Average Per Ton | 1-in-10 | August Typical Event Day | All | 17 | Average Per Ton1-in-10August Typical Event DayAll17 | 0.86401 | 0.94768 | 84.447 | -0.14153 | -0.0084751 | 0.083675 | 0.17582 | 0.30887 | 4789 | Non-Residential | caiso
Average Per Premise | 1-in-10 | August Typical Event Day | All | 17 | Average Per Premise1-in-10August Typical Event DayAll17 | 7.9268 | 8.6945 | 84.447 | -1.2984 | -0.077755 | 0.76768 | 1.6131 | 2.8338 | 4789 | Non-Residential | caiso
Average Per Device | 1-in-10 | August Typical Event Day | All | 17 | Average Per Device1-in-10August Typical Event DayAll17 | 3.3529 | 3.6776 | 84.447 | -0.54921 | -0.032889 | 0.32471 | 0.68231 | 1.1986 | 4789 | Non-Residential | caiso
Aggregate | 1-in-10 | August Typical Event Day | All | 17 | Aggregate1-in-10August Typical Event DayAll17 | 37.9617 | 41.6381 | 84.447 | -6.2181 | -0.37237 | 3.6764 | 7.7252 | 13.5709 | 4789 | Non-Residential | caiso
Average Per Ton | 1-in-10 | July Monthly System Peak Day | 30% Cycling | 17 | Average Per Ton1-in-10July Monthly System Peak Day30% Cycling17 | 0.83566 | 0.89415 | 80.065 | -0.11242 | -0.011441 | 0.058495 | 0.12843 | 0.22941 | 1337 | Non-Residential | caiso
Average Per Premise | 1-in-10 | July Monthly System Peak Day | 30% Cycling | 17 | Average Per Premise1-in-10July Monthly System Peak Day30% Cycling17 | 8.8659 | 9.4866 | 80.065 | -1.1927 | -0.12139 | 0.6206 | 1.3626 | 2.4339 | 1337 | Non-Residential | caiso
Average Per Device | 1-in-10 | July Monthly System Peak Day | 30% Cycling | 17 | Average Per Device1-in-10July Monthly System Peak Day30% Cycling17 | 3.2467 | 3.474 | 80.065 | -0.43677 | -0.044452 | 0.22727 | 0.49898 | 0.8913 | 1337 | Non-Residential | caiso
Aggregate | 1-in-10 | July Monthly System Peak Day | 30% Cycling | 17 | Aggregate1-in-10July Monthly System Peak Day30% Cycling17 | 11.8538 | 12.6835 | 80.065 | -1.5946 | -0.16229 | 0.82975 | 1.8218 | 3.2541 | 1337 | Non-Residential | caiso
Average Per Ton | 1-in-10 | July Monthly System Peak Day | 50% Cycling | 17 | Average Per Ton1-in-10July Monthly System Peak Day50% Cycling17 | 0.83083 | 0.90836 | 79.3468 | -0.17899 | -0.027438 | 0.077529 | 0.1825 | 0.33405 | 3452 | Non-Residential | caiso
Average Per Premise | 1-in-10 | July Monthly System Peak Day | 50% Cycling | 17 | Average Per Premise1-in-10July Monthly System Peak Day50% Cycling17 | 7.1607 | 7.8289 | 79.3468 | -1.5427 | -0.23648 | 0.6682 | 1.5729 | 2.8791 | 3452 | Non-Residential | caiso
Average Per Device | 1-in-10 | July Monthly System Peak Day | 50% Cycling | 17 | Average Per Device1-in-10July Monthly System Peak Day50% Cycling17 | 3.2223 | 3.523 | 79.3468 | -0.69422 | -0.10642 | 0.30069 | 0.70781 | 1.2956 | 3452 | Non-Residential | caiso
Aggregate | 1-in-10 | July Monthly System Peak Day | 50% Cycling | 17 | Aggregate1-in-10July Monthly System Peak Day50% Cycling17 | 24.7186 | 27.0253 | 79.3468 | -5.3254 | -0.81634 | 2.3066 | 5.4296 | 9.9386 | 3452 | Non-Residential | caiso
Average Per Ton | 1-in-10 | July Monthly System Peak Day | All | 17 | Average Per Ton1-in-10July Monthly System Peak DayAll17 | 0.83218 | 0.90439 | 79.5473 | -0.16041 | -0.022972 | 0.072215 | 0.1674 | 0.30484 | 4789 | Non-Residential | caiso
Average Per Premise | 1-in-10 | July Monthly System Peak Day | All | 17 | Average Per Premise1-in-10July Monthly System Peak DayAll17 | 7.6348 | 8.2974 | 79.5473 | -1.4716 | -0.21076 | 0.66253 | 1.5358 | 2.7967 | 4789 | Non-Residential | caiso
Average Per Device | 1-in-10 | July Monthly System Peak Day | All | 17 | Average Per Device1-in-10July Monthly System Peak DayAll17 | 3.2294 | 3.5096 | 79.5473 | -0.62248 | -0.089146 | 0.28024 | 0.64963 | 1.183 | 4789 | Non-Residential | caiso
Aggregate | 1-in-10 | July Monthly System Peak Day | All | 17 | Aggregate1-in-10July Monthly System Peak DayAll17 | 36.5632 | 39.736 | 79.5473 | -7.0477 | -1.0093 | 3.1729 | 7.3551 | 13.3935 | 4789 | Non-Residential | caiso
Average Per Ton | 1-in-10 | June Monthly System Peak Day | 30% Cycling | 17 | Average Per Ton1-in-10June Monthly System Peak Day30% Cycling17 | 0.81591 | 0.87319 | 83.8688 | -0.1165 | -0.013829 | 0.057283 | 0.12839 | 0.23107 | 1337 | Non-Residential | caiso
Average Per Premise | 1-in-10 | June Monthly System Peak Day | 30% Cycling | 17 | Average Per Premise1-in-10June Monthly System Peak Day30% Cycling17 | 8.6565 | 9.2642 | 83.8688 | -1.2361 | -0.14672 | 0.60775 | 1.3622 | 2.4515 | 1337 | Non-Residential | caiso
Average Per Device | 1-in-10 | June Monthly System Peak Day | 30% Cycling | 17 | Average Per Device1-in-10June Monthly System Peak Day30% Cycling17 | 3.17 | 3.3926 | 83.8688 | -0.45264 | -0.05373 | 0.22256 | 0.49884 | 0.89776 | 1337 | Non-Residential | caiso
Aggregate | 1-in-10 | June Monthly System Peak Day | 30% Cycling | 17 | Aggregate1-in-10June Monthly System Peak Day30% Cycling17 | 11.5737 | 12.3863 | 83.8688 | -1.6526 | -0.19617 | 0.81256 | 1.8213 | 3.2777 | 1337 | Non-Residential | caiso
Average Per Ton | 1-in-10 | June Monthly System Peak Day | 50% Cycling | 17 | Average Per Ton1-in-10June Monthly System Peak Day50% Cycling17 | 0.82631 | 0.8999 | 83.0861 | -0.1862 | -0.032716 | 0.073588 | 0.17989 | 0.33338 | 3452 | Non-Residential | caiso
Average Per Premise | 1-in-10 | June Monthly System Peak Day | 50% Cycling | 17 | Average Per Premise1-in-10June Monthly System Peak Day50% Cycling17 | 7.1217 | 7.756 | 83.0861 | -1.6048 | -0.28197 | 0.63423 | 1.5504 | 2.8733 | 3452 | Non-Residential | caiso
Average Per Device | 1-in-10 | June Monthly System Peak Day | 50% Cycling | 17 | Average Per Device1-in-10June Monthly System Peak Day50% Cycling17 | 3.2048 | 3.4902 | 83.0861 | -0.72217 | -0.12689 | 0.28541 | 0.6977 | 1.293 | 3452 | Non-Residential | caiso
Aggregate | 1-in-10 | June Monthly System Peak Day | 50% Cycling | 17 | Aggregate1-in-10June Monthly System Peak Day50% Cycling17 | 24.5842 | 26.7736 | 83.0861 | -5.5398 | -0.97335 | 2.1894 | 5.3521 | 9.9185 | 3452 | Non-Residential | caiso
Average Per Ton | 1-in-10 | June Monthly System Peak Day | All | 17 | Average Per Ton1-in-10June Monthly System Peak DayAll17 | 0.82341 | 0.89244 | 83.3046 | -0.16674 | -0.027443 | 0.069035 | 0.16551 | 0.30481 | 4789 | Non-Residential | caiso
Average Per Premise | 1-in-10 | June Monthly System Peak Day | All | 17 | Average Per Premise1-in-10June Monthly System Peak DayAll17 | 7.5544 | 8.1877 | 83.3046 | -1.5298 | -0.25177 | 0.63337 | 1.5185 | 2.7965 | 4789 | Non-Residential | caiso
Average Per Device | 1-in-10 | June Monthly System Peak Day | All | 17 | Average Per Device1-in-10June Monthly System Peak DayAll17 | 3.1954 | 3.4633 | 83.3046 | -0.64707 | -0.1065 | 0.2679 | 0.6423 | 1.1829 | 4789 | Non-Residential | caiso
Aggregate | 1-in-10 | June Monthly System Peak Day | All | 17 | Aggregate1-in-10June Monthly System Peak DayAll17 | 36.1779 | 39.2111 | 83.3046 | -7.3261 | -1.2057 | 3.0332 | 7.2721 | 13.3925 | 4789 | Non-Residential | caiso
Average Per Ton | 1-in-10 | May Monthly System Peak Day | 30% Cycling | 17 | Average Per Ton1-in-10May Monthly System Peak Day30% Cycling17 | 0.81647 | 0.87379 | 81.4998 | -0.11638 | -0.013759 | 0.057317 | 0.12839 | 0.23102 | 1337 | Non-Residential | caiso
Average Per Premise | 1-in-10 | May Monthly System Peak Day | 30% Cycling | 17 | Average Per Premise1-in-10May Monthly System Peak Day30% Cycling17 | 8.6624 | 9.2705 | 81.4998 | -1.2348 | -0.14598 | 0.60811 | 1.3622 | 2.451 | 1337 | Non-Residential | caiso
Average Per Device | 1-in-10 | May Monthly System Peak Day | 30% Cycling | 17 | Average Per Device1-in-10May Monthly System Peak Day30% Cycling17 | 3.1722 | 3.3949 | 81.4998 | -0.45217 | -0.053458 | 0.22269 | 0.49884 | 0.89756 | 1337 | Non-Residential | caiso
Aggregate | 1-in-10 | May Monthly System Peak Day | 30% Cycling | 17 | Aggregate1-in-10May Monthly System Peak Day30% Cycling17 | 11.5817 | 12.3947 | 81.4998 | -1.6509 | -0.19518 | 0.81305 | 1.8213 | 3.277 | 1337 | Non-Residential | caiso
Average Per Ton | 1-in-10 | May Monthly System Peak Day | 50% Cycling | 17 | Average Per Ton1-in-10May Monthly System Peak Day50% Cycling17 | 0.8259 | 0.89913 | 80.8423 | -0.18688 | -0.033206 | 0.073229 | 0.17966 | 0.33334 | 3452 | Non-Residential | caiso
Average Per Premise | 1-in-10 | May Monthly System Peak Day | 50% Cycling | 17 | Average Per Premise1-in-10May Monthly System Peak Day50% Cycling17 | 7.1182 | 7.7493 | 80.8423 | -1.6107 | -0.28619 | 0.63114 | 1.5485 | 2.873 | 3452 | Non-Residential | caiso
Average Per Device | 1-in-10 | May Monthly System Peak Day | 50% Cycling | 17 | Average Per Device1-in-10May Monthly System Peak Day50% Cycling17 | 3.2032 | 3.4873 | 80.8423 | -0.72482 | -0.12879 | 0.28402 | 0.69682 | 1.2928 | 3452 | Non-Residential | caiso
Aggregate | 1-in-10 | May Monthly System Peak Day | 50% Cycling | 17 | Aggregate1-in-10May Monthly System Peak Day50% Cycling17 | 24.572 | 26.7507 | 80.8423 | -5.5601 | -0.98794 | 2.1787 | 5.3453 | 9.9174 | 3452 | Non-Residential | caiso
Average Per Ton | 1-in-10 | May Monthly System Peak Day | All | 17 | Average Per Ton1-in-10May Monthly System Peak DayAll17 | 0.82327 | 0.89206 | 81.0259 | -0.1672 | -0.027777 | 0.068787 | 0.16535 | 0.30477 | 4789 | Non-Residential | caiso
Average Per Premise | 1-in-10 | May Monthly System Peak Day | All | 17 | Average Per Premise1-in-10May Monthly System Peak DayAll17 | 7.5531 | 8.1842 | 81.0259 | -1.534 | -0.25484 | 0.63108 | 1.517 | 2.7961 | 4789 | Non-Residential | caiso
Average Per Device | 1-in-10 | May Monthly System Peak Day | All | 17 | Average Per Device1-in-10May Monthly System Peak DayAll17 | 3.1948 | 3.4618 | 81.0259 | -0.64884 | -0.10779 | 0.26694 | 0.64166 | 1.1827 | 4789 | Non-Residential | caiso
Aggregate | 1-in-10 | May Monthly System Peak Day | All | 17 | Aggregate1-in-10May Monthly System Peak DayAll17 | 36.1718 | 39.194 | 81.0259 | -7.3462 | -1.2204 | 3.0223 | 7.2649 | 13.3907 | 4789 | Non-Residential | caiso
Average Per Ton | 1-in-10 | October Monthly System Peak Day | 30% Cycling | 17 | Average Per Ton1-in-10October Monthly System Peak Day30% Cycling17 | 0.86352 | 0.92373 | 82.9122 | -0.10722 | -0.0083018 | 0.060205 | 0.12871 | 0.22763 | 1337 | Non-Residential | caiso
Average Per Premise | 1-in-10 | October Monthly System Peak Day | 30% Cycling | 17 | Average Per Premise1-in-10October Monthly System Peak Day30% Cycling17 | 9.1616 | 9.8004 | 82.9122 | -1.1375 | -0.088078 | 0.63875 | 1.3656 | 2.415 | 1337 | Non-Residential | caiso
Average Per Device | 1-in-10 | October Monthly System Peak Day | 30% Cycling | 17 | Average Per Device1-in-10October Monthly System Peak Day30% Cycling17 | 3.355 | 3.5889 | 82.9122 | -0.41656 | -0.032254 | 0.23391 | 0.50008 | 0.88438 | 1337 | Non-Residential | caiso
Aggregate | 1-in-10 | October Monthly System Peak Day | 30% Cycling | 17 | Aggregate1-in-10October Monthly System Peak Day30% Cycling17 | 12.2491 | 13.1031 | 82.9122 | -1.5208 | -0.11776 | 0.85401 | 1.8258 | 3.2289 | 1337 | Non-Residential | caiso
Average Per Ton | 1-in-10 | October Monthly System Peak Day | 50% Cycling | 17 | Average Per Ton1-in-10October Monthly System Peak Day50% Cycling17 | 0.83799 | 0.92176 | 82.2259 | -0.16864 | -0.019512 | 0.083775 | 0.18706 | 0.33619 | 3452 | Non-Residential | caiso
Average Per Premise | 1-in-10 | October Monthly System Peak Day | 50% Cycling | 17 | Average Per Premise1-in-10October Monthly System Peak Day50% Cycling17 | 7.2224 | 7.9444 | 82.2259 | -1.4535 | -0.16816 | 0.72203 | 1.6122 | 2.8975 | 3452 | Non-Residential | caiso
Average Per Device | 1-in-10 | October Monthly System Peak Day | 50% Cycling | 17 | Average Per Device1-in-10October Monthly System Peak Day50% Cycling17 | 3.2501 | 3.575 | 82.2259 | -0.65407 | -0.075675 | 0.32492 | 0.72551 | 1.3039 | 3452 | Non-Residential | caiso
Aggregate | 1-in-10 | October Monthly System Peak Day | 50% Cycling | 17 | Aggregate1-in-10October Monthly System Peak Day50% Cycling17 | 24.9316 | 27.4241 | 82.2259 | -5.0173 | -0.5805 | 2.4924 | 5.5654 | 10.0022 | 3452 | Non-Residential | caiso
Average Per Ton | 1-in-10 | October Monthly System Peak Day | All | 17 | Average Per Ton1-in-10October Monthly System Peak DayAll17 | 0.84512 | 0.92231 | 82.4175 | -0.15149 | -0.016382 | 0.077194 | 0.17077 | 0.30588 | 4789 | Non-Residential | caiso
Average Per Premise | 1-in-10 | October Monthly System Peak Day | All | 17 | Average Per Premise1-in-10October Monthly System Peak DayAll17 | 7.7535 | 8.4618 | 82.4175 | -1.3899 | -0.15029 | 0.70822 | 1.5667 | 2.8063 | 4789 | Non-Residential | caiso
Average Per Device | 1-in-10 | October Monthly System Peak Day | All | 17 | Average Per Device1-in-10October Monthly System Peak DayAll17 | 3.2796 | 3.5792 | 82.4175 | -0.58788 | -0.063572 | 0.29956 | 0.6627 | 1.187 | 4789 | Non-Residential | caiso
Aggregate | 1-in-10 | October Monthly System Peak Day | All | 17 | Aggregate1-in-10October Monthly System Peak DayAll17 | 37.1317 | 40.5234 | 82.4175 | -6.656 | -0.71976 | 3.3917 | 7.5031 | 13.4393 | 4789 | Non-Residential | caiso
Average Per Ton | 1-in-10 | September Monthly System Peak Day | 30% Cycling | 17 | Average Per Ton1-in-10September Monthly System Peak Day30% Cycling17 | 1.0559 | 1.128 | 90.9521 | -0.091679 | 0.0050333 | 0.072016 | 0.139 | 0.23571 | 1337 | Non-Residential | caiso
Average Per Premise | 1-in-10 | September Monthly System Peak Day | 30% Cycling | 17 | Average Per Premise1-in-10September Monthly System Peak Day30% Cycling17 | 11.203 | 11.9671 | 90.9521 | -0.97267 | 0.053401 | 0.76406 | 1.4747 | 2.5008 | 1337 | Non-Residential | caiso
Average Per Device | 1-in-10 | September Monthly System Peak Day | 30% Cycling | 17 | Average Per Device1-in-10September Monthly System Peak Day30% Cycling17 | 4.1026 | 4.3824 | 90.9521 | -0.35619 | 0.019556 | 0.2798 | 0.54004 | 0.91579 | 1337 | Non-Residential | caiso
Aggregate | 1-in-10 | September Monthly System Peak Day | 30% Cycling | 17 | Aggregate1-in-10September Monthly System Peak Day30% Cycling17 | 14.9784 | 16 | 90.9521 | -1.3005 | 0.071398 | 1.0215 | 1.9717 | 3.3436 | 1337 | Non-Residential | caiso
Average Per Ton | 1-in-10 | September Monthly System Peak Day | 50% Cycling | 17 | Average Per Ton1-in-10September Monthly System Peak Day50% Cycling17 | 0.88028 | 1.001 | 89.9502 | -0.13601 | 0.015639 | 0.12067 | 0.22571 | 0.37736 | 3452 | Non-Residential | caiso
Average Per Premise | 1-in-10 | September Monthly System Peak Day | 50% Cycling | 17 | Average Per Premise1-in-10September Monthly System Peak Day50% Cycling17 | 7.5868 | 8.6269 | 89.9502 | -1.1723 | 0.13479 | 1.04 | 1.9453 | 3.2523 | 3452 | Non-Residential | caiso
Average Per Device | 1-in-10 | September Monthly System Peak Day | 50% Cycling | 17 | Average Per Device1-in-10September Monthly System Peak Day50% Cycling17 | 3.4141 | 3.8822 | 89.9502 | -0.52752 | 0.060656 | 0.46803 | 0.8754 | 1.4636 | 3452 | Non-Residential | caiso
Aggregate | 1-in-10 | September Monthly System Peak Day | 50% Cycling | 17 | Aggregate1-in-10September Monthly System Peak Day50% Cycling17 | 26.1898 | 29.78 | 89.9502 | -4.0466 | 0.46529 | 3.5902 | 6.7152 | 11.2271 | 3452 | Non-Residential | caiso
Average Per Ton | 1-in-10 | September Monthly System Peak Day | All | 17 | Average Per Ton1-in-10September Monthly System Peak DayAll17 | 0.92932 | 1.0364 | 90.2299 | -0.12363 | 0.012678 | 0.10709 | 0.2015 | 0.33781 | 4789 | Non-Residential | caiso
Average Per Premise | 1-in-10 | September Monthly System Peak Day | All | 17 | Average Per Premise1-in-10September Monthly System Peak DayAll17 | 8.5261 | 9.5085 | 90.2299 | -1.1343 | 0.11631 | 0.98248 | 1.8486 | 3.0992 | 4789 | Non-Residential | caiso
Average Per Device | 1-in-10 | September Monthly System Peak Day | All | 17 | Average Per Device1-in-10September Monthly System Peak DayAll17 | 3.6064 | 4.0219 | 90.2299 | -0.47978 | 0.049199 | 0.41557 | 0.78194 | 1.3109 | 4789 | Non-Residential | caiso
Aggregate | 1-in-10 | September Monthly System Peak Day | All | 17 | Aggregate1-in-10September Monthly System Peak DayAll17 | 40.8313 | 45.5364 | 90.2299 | -5.4321 | 0.55703 | 4.7051 | 8.8531 | 14.8423 | 4789 | Non-Residential | caiso
Average Per Ton | 1-in-10 | August Monthly System Peak Day | 30% Cycling | 18 | Average Per Ton1-in-10August Monthly System Peak Day30% Cycling18 | 0.81325 | 0.86256 | 85.2897 | -0.076007 | -0.0019728 | 0.049303 | 0.10058 | 0.17461 | 1337 | Non-Residential | caiso
Average Per Premise | 1-in-10 | August Monthly System Peak Day | 30% Cycling | 18 | Average Per Premise1-in-10August Monthly System Peak Day30% Cycling18 | 8.6283 | 9.1514 | 85.2897 | -0.8064 | -0.02093 | 0.52308 | 1.0671 | 1.8526 | 1337 | Non-Residential | caiso
Average Per Device | 1-in-10 | August Monthly System Peak Day | 30% Cycling | 18 | Average Per Device1-in-10August Monthly System Peak Day30% Cycling18 | 3.1597 | 3.3512 | 85.2897 | -0.2953 | -0.0076648 | 0.19155 | 0.39077 | 0.67841 | 1337 | Non-Residential | caiso
Aggregate | 1-in-10 | August Monthly System Peak Day | 30% Cycling | 18 | Aggregate1-in-10August Monthly System Peak Day30% Cycling18 | 11.536 | 12.2354 | 85.2897 | -1.0782 | -0.027984 | 0.69936 | 1.4267 | 2.4769 | 1337 | Non-Residential | caiso
Average Per Ton | 1-in-10 | August Monthly System Peak Day | 50% Cycling | 18 | Average Per Ton1-in-10August Monthly System Peak Day50% Cycling18 | 0.77099 | 0.83354 | 84.3166 | -0.10092 | -0.0043422 | 0.062545 | 0.12943 | 0.22601 | 3452 | Non-Residential | caiso
Average Per Premise | 1-in-10 | August Monthly System Peak Day | 50% Cycling | 18 | Average Per Premise1-in-10August Monthly System Peak Day50% Cycling18 | 6.6449 | 7.184 | 84.3166 | -0.86976 | -0.037424 | 0.53905 | 1.1155 | 1.9479 | 3452 | Non-Residential | caiso
Average Per Device | 1-in-10 | August Monthly System Peak Day | 50% Cycling | 18 | Average Per Device1-in-10August Monthly System Peak Day50% Cycling18 | 2.9903 | 3.2328 | 84.3166 | -0.3914 | -0.016841 | 0.24258 | 0.50199 | 0.87655 | 3452 | Non-Residential | caiso
Aggregate | 1-in-10 | August Monthly System Peak Day | 50% Cycling | 18 | Aggregate1-in-10August Monthly System Peak Day50% Cycling18 | 22.9383 | 24.7991 | 84.3166 | -3.0024 | -0.12919 | 1.8608 | 3.8508 | 6.724 | 3452 | Non-Residential | caiso
Average Per Ton | 1-in-10 | August Monthly System Peak Day | All | 18 | Average Per Ton1-in-10August Monthly System Peak DayAll18 | 0.78279 | 0.84164 | 84.5883 | -0.093961 | -0.0036807 | 0.058847 | 0.12138 | 0.21166 | 4789 | Non-Residential | caiso
Average Per Premise | 1-in-10 | August Monthly System Peak Day | All | 18 | Average Per Premise1-in-10August Monthly System Peak DayAll18 | 7.1817 | 7.7216 | 84.5883 | -0.86205 | -0.033768 | 0.5399 | 1.1136 | 1.9418 | 4789 | Non-Residential | caiso
Average Per Device | 1-in-10 | August Monthly System Peak Day | All | 18 | Average Per Device1-in-10August Monthly System Peak DayAll18 | 3.0377 | 3.2661 | 84.5883 | -0.36463 | -0.014283 | 0.22837 | 0.47102 | 0.82136 | 4789 | Non-Residential | caiso
Aggregate | 1-in-10 | August Monthly System Peak Day | All | 18 | Aggregate1-in-10August Monthly System Peak DayAll18 | 34.3933 | 36.9789 | 84.5883 | -4.1284 | -0.16172 | 2.5856 | 5.3328 | 9.2995 | 4789 | Non-Residential | caiso
Average Per Ton | 1-in-10 | August Typical Event Day | 30% Cycling | 18 | Average Per Ton1-in-10August Typical Event Day30% Cycling18 | 0.79957 | 0.84814 | 84.4132 | -0.077513 | -0.0030244 | 0.048566 | 0.10016 | 0.17465 | 1337 | Non-Residential | caiso
Average Per Premise | 1-in-10 | August Typical Event Day | 30% Cycling | 18 | Average Per Premise1-in-10August Typical Event Day30% Cycling18 | 8.4831 | 8.9984 | 84.4132 | -0.82238 | -0.032087 | 0.51527 | 1.0626 | 1.8529 | 1337 | Non-Residential | caiso
Average Per Device | 1-in-10 | August Typical Event Day | 30% Cycling | 18 | Average Per Device1-in-10August Typical Event Day30% Cycling18 | 3.1065 | 3.2952 | 84.4132 | -0.30116 | -0.01175 | 0.18869 | 0.38913 | 0.67854 | 1337 | Non-Residential | caiso
Aggregate | 1-in-10 | August Typical Event Day | 30% Cycling | 18 | Aggregate1-in-10August Typical Event Day30% Cycling18 | 11.3419 | 12.0308 | 84.4132 | -1.0995 | -0.042901 | 0.68891 | 1.4207 | 2.4773 | 1337 | Non-Residential | caiso
Average Per Ton | 1-in-10 | August Typical Event Day | 50% Cycling | 18 | Average Per Ton1-in-10August Typical Event Day50% Cycling18 | 0.76685 | 0.82719 | 83.6245 | -0.10358 | -0.0067366 | 0.060336 | 0.12741 | 0.22425 | 3452 | Non-Residential | caiso
Average Per Premise | 1-in-10 | August Typical Event Day | 50% Cycling | 18 | Average Per Premise1-in-10August Typical Event Day50% Cycling18 | 6.6093 | 7.1293 | 83.6245 | -0.89271 | -0.058061 | 0.52001 | 1.0981 | 1.9327 | 3452 | Non-Residential | caiso
Average Per Device | 1-in-10 | August Typical Event Day | 50% Cycling | 18 | Average Per Device1-in-10August Typical Event Day50% Cycling18 | 2.9742 | 3.2082 | 83.6245 | -0.40173 | -0.026128 | 0.23401 | 0.49415 | 0.86975 | 3452 | Non-Residential | caiso
Aggregate | 1-in-10 | August Typical Event Day | 50% Cycling | 18 | Aggregate1-in-10August Typical Event Day50% Cycling18 | 22.8151 | 24.6103 | 83.6245 | -3.0816 | -0.20043 | 1.7951 | 3.7906 | 6.6718 | 3452 | Non-Residential | caiso
Average Per Ton | 1-in-10 | August Typical Event Day | All | 18 | Average Per Ton1-in-10August Typical Event DayAll18 | 0.77599 | 0.83304 | 83.8447 | -0.096301 | -0.0057002 | 0.05705 | 0.1198 | 0.2104 | 4789 | Non-Residential | caiso
Average Per Premise | 1-in-10 | August Typical Event Day | All | 18 | Average Per Premise1-in-10August Typical Event DayAll18 | 7.1193 | 7.6427 | 83.8447 | -0.88351 | -0.052296 | 0.5234 | 1.0991 | 1.9303 | 4789 | Non-Residential | caiso
Average Per Device | 1-in-10 | August Typical Event Day | All | 18 | Average Per Device1-in-10August Typical Event DayAll18 | 3.0113 | 3.2327 | 83.8447 | -0.37371 | -0.02212 | 0.22139 | 0.4649 | 0.81649 | 4789 | Non-Residential | caiso
Aggregate | 1-in-10 | August Typical Event Day | All | 18 | Aggregate1-in-10August Typical Event DayAll18 | 34.0943 | 36.6009 | 83.8447 | -4.2311 | -0.25045 | 2.5066 | 5.2636 | 9.2443 | 4789 | Non-Residential | caiso
Average Per Ton | 1-in-10 | July Monthly System Peak Day | 30% Cycling | 18 | Average Per Ton1-in-10July Monthly System Peak Day30% Cycling18 | 0.73618 | 0.78133 | 79.2565 | -0.086778 | -0.0088318 | 0.045153 | 0.099139 | 0.17708 | 1337 | Non-Residential | caiso
Average Per Premise | 1-in-10 | July Monthly System Peak Day | 30% Cycling | 18 | Average Per Premise1-in-10July Monthly System Peak Day30% Cycling18 | 7.8105 | 8.2896 | 79.2565 | -0.92068 | -0.093702 | 0.47906 | 1.0518 | 1.8788 | 1337 | Non-Residential | caiso
Average Per Device | 1-in-10 | July Monthly System Peak Day | 30% Cycling | 18 | Average Per Device1-in-10July Monthly System Peak Day30% Cycling18 | 2.8602 | 3.0357 | 79.2565 | -0.33715 | -0.034314 | 0.17543 | 0.38518 | 0.68802 | 1337 | Non-Residential | caiso
Aggregate | 1-in-10 | July Monthly System Peak Day | 30% Cycling | 18 | Aggregate1-in-10July Monthly System Peak Day30% Cycling18 | 10.4427 | 11.0832 | 79.2565 | -1.2309 | -0.12528 | 0.6405 | 1.4063 | 2.5119 | 1337 | Non-Residential | caiso
Average Per Ton | 1-in-10 | July Monthly System Peak Day | 50% Cycling | 18 | Average Per Ton1-in-10July Monthly System Peak Day50% Cycling18 | 0.74936 | 0.80036 | 78.7656 | -0.11775 | -0.01805 | 0.051003 | 0.12006 | 0.21976 | 3452 | Non-Residential | caiso
Average Per Premise | 1-in-10 | July Monthly System Peak Day | 50% Cycling | 18 | Average Per Premise1-in-10July Monthly System Peak Day50% Cycling18 | 6.4585 | 6.8981 | 78.7656 | -1.0149 | -0.15557 | 0.43958 | 1.0347 | 1.894 | 3452 | Non-Residential | caiso
Average Per Device | 1-in-10 | July Monthly System Peak Day | 50% Cycling | 18 | Average Per Device1-in-10July Monthly System Peak Day50% Cycling18 | 2.9064 | 3.1042 | 78.7656 | -0.4567 | -0.070008 | 0.19781 | 0.46563 | 0.85233 | 3452 | Non-Residential | caiso
Aggregate | 1-in-10 | July Monthly System Peak Day | 50% Cycling | 18 | Aggregate1-in-10July Monthly System Peak Day50% Cycling18 | 22.2947 | 23.8121 | 78.7656 | -3.5033 | -0.53703 | 1.5174 | 3.5719 | 6.5382 | 3452 | Non-Residential | caiso
Average Per Ton | 1-in-10 | July Monthly System Peak Day | All | 18 | Average Per Ton1-in-10July Monthly System Peak DayAll18 | 0.74568 | 0.79505 | 78.9027 | -0.1091 | -0.015477 | 0.04937 | 0.11422 | 0.20784 | 4789 | Non-Residential | caiso
Average Per Premise | 1-in-10 | July Monthly System Peak Day | All | 18 | Average Per Premise1-in-10July Monthly System Peak DayAll18 | 6.8412 | 7.2942 | 78.9027 | -1.001 | -0.14199 | 0.45294 | 1.0479 | 1.9069 | 4789 | Non-Residential | caiso
Average Per Device | 1-in-10 | July Monthly System Peak Day | All | 18 | Average Per Device1-in-10July Monthly System Peak DayAll18 | 2.8937 | 3.0853 | 78.9027 | -0.4234 | -0.060059 | 0.19159 | 0.44323 | 0.80657 | 4789 | Non-Residential | caiso
Aggregate | 1-in-10 | July Monthly System Peak Day | All | 18 | Aggregate1-in-10July Monthly System Peak DayAll18 | 32.7627 | 34.9318 | 78.9027 | -4.7937 | -0.67999 | 2.1691 | 5.0183 | 9.132 | 4789 | Non-Residential | caiso
Average Per Ton | 1-in-10 | June Monthly System Peak Day | 30% Cycling | 18 | Average Per Ton1-in-10June Monthly System Peak Day30% Cycling18 | 0.7188 | 0.76302 | 82.2141 | -0.089932 | -0.010675 | 0.044218 | 0.099111 | 0.17837 | 1337 | Non-Residential | caiso
Average Per Premise | 1-in-10 | June Monthly System Peak Day | 30% Cycling | 18 | Average Per Premise1-in-10June Monthly System Peak Day30% Cycling18 | 7.6262 | 8.0953 | 82.2141 | -0.95414 | -0.11326 | 0.46913 | 1.0515 | 1.8924 | 1337 | Non-Residential | caiso
Average Per Device | 1-in-10 | June Monthly System Peak Day | 30% Cycling | 18 | Average Per Device1-in-10June Monthly System Peak Day30% Cycling18 | 2.7927 | 2.9645 | 82.2141 | -0.34941 | -0.041475 | 0.1718 | 0.38507 | 0.693 | 1337 | Non-Residential | caiso
Aggregate | 1-in-10 | June Monthly System Peak Day | 30% Cycling | 18 | Aggregate1-in-10June Monthly System Peak Day30% Cycling18 | 10.1962 | 10.8234 | 82.2141 | -1.2757 | -0.15143 | 0.62723 | 1.4059 | 2.5301 | 1337 | Non-Residential | caiso
Average Per Ton | 1-in-10 | June Monthly System Peak Day | 50% Cycling | 18 | Average Per Ton1-in-10June Monthly System Peak Day50% Cycling18 | 0.7445 | 0.79291 | 81.4626 | -0.12249 | -0.021522 | 0.04841 | 0.11834 | 0.21931 | 3452 | Non-Residential | caiso
Average Per Premise | 1-in-10 | June Monthly System Peak Day | 50% Cycling | 18 | Average Per Premise1-in-10June Monthly System Peak Day50% Cycling18 | 6.4166 | 6.8338 | 81.4626 | -1.0557 | -0.18549 | 0.41723 | 1.02 | 1.8902 | 3452 | Non-Residential | caiso
Average Per Device | 1-in-10 | June Monthly System Peak Day | 50% Cycling | 18 | Average Per Device1-in-10June Monthly System Peak Day50% Cycling18 | 2.8875 | 3.0753 | 81.4626 | -0.47509 | -0.083473 | 0.18776 | 0.45899 | 0.8506 | 3452 | Non-Residential | caiso
Aggregate | 1-in-10 | June Monthly System Peak Day | 50% Cycling | 18 | Aggregate1-in-10June Monthly System Peak Day50% Cycling18 | 22.1501 | 23.5904 | 81.4626 | -3.6444 | -0.64032 | 1.4403 | 3.5209 | 6.525 | 3452 | Non-Residential | caiso
Average Per Ton | 1-in-10 | June Monthly System Peak Day | All | 18 | Average Per Ton1-in-10June Monthly System Peak DayAll18 | 0.73732 | 0.78456 | 81.6724 | -0.1134 | -0.018494 | 0.04724 | 0.11297 | 0.20788 | 4789 | Non-Residential | caiso
Average Per Premise | 1-in-10 | June Monthly System Peak Day | All | 18 | Average Per Premise1-in-10June Monthly System Peak DayAll18 | 6.7646 | 7.198 | 81.6724 | -1.0404 | -0.16967 | 0.4334 | 1.0365 | 1.9072 | 4789 | Non-Residential | caiso
Average Per Device | 1-in-10 | June Monthly System Peak Day | All | 18 | Average Per Device1-in-10June Monthly System Peak DayAll18 | 2.8613 | 3.0446 | 81.6724 | -0.44007 | -0.071768 | 0.18332 | 0.43841 | 0.80672 | 4789 | Non-Residential | caiso
Aggregate | 1-in-10 | June Monthly System Peak Day | All | 18 | Aggregate1-in-10June Monthly System Peak DayAll18 | 32.3956 | 34.4711 | 81.6724 | -4.9825 | -0.81255 | 2.0756 | 4.9637 | 9.1336 | 4789 | Non-Residential | caiso
Average Per Ton | 1-in-10 | May Monthly System Peak Day | 30% Cycling | 18 | Average Per Ton1-in-10May Monthly System Peak Day30% Cycling18 | 0.7193 | 0.76354 | 81.2856 | -0.089839 | -0.010621 | 0.044244 | 0.09911 | 0.17833 | 1337 | Non-Residential | caiso
Average Per Premise | 1-in-10 | May Monthly System Peak Day | 30% Cycling | 18 | Average Per Premise1-in-10May Monthly System Peak Day30% Cycling18 | 7.6314 | 8.1008 | 81.2856 | -0.95315 | -0.11269 | 0.46942 | 1.0515 | 1.892 | 1337 | Non-Residential | caiso
Average Per Device | 1-in-10 | May Monthly System Peak Day | 30% Cycling | 18 | Average Per Device1-in-10May Monthly System Peak Day30% Cycling18 | 2.7946 | 2.9665 | 81.2856 | -0.34904 | -0.041266 | 0.1719 | 0.38507 | 0.69284 | 1337 | Non-Residential | caiso
Aggregate | 1-in-10 | May Monthly System Peak Day | 30% Cycling | 18 | Aggregate1-in-10May Monthly System Peak Day30% Cycling18 | 10.2032 | 10.8308 | 81.2856 | -1.2744 | -0.15066 | 0.62761 | 1.4059 | 2.5296 | 1337 | Non-Residential | caiso
Average Per Ton | 1-in-10 | May Monthly System Peak Day | 50% Cycling | 18 | Average Per Ton1-in-10May Monthly System Peak Day50% Cycling18 | 0.74406 | 0.79223 | 80.722 | -0.12294 | -0.021845 | 0.048174 | 0.11819 | 0.21929 | 3452 | Non-Residential | caiso
Average Per Premise | 1-in-10 | May Monthly System Peak Day | 50% Cycling | 18 | Average Per Premise1-in-10May Monthly System Peak Day50% Cycling18 | 6.4128 | 6.828 | 80.722 | -1.0596 | -0.18827 | 0.4152 | 1.0187 | 1.89 | 3452 | Non-Residential | caiso
Average Per Device | 1-in-10 | May Monthly System Peak Day | 50% Cycling | 18 | Average Per Device1-in-10May Monthly System Peak Day50% Cycling18 | 2.8858 | 3.0726 | 80.722 | -0.47682 | -0.084725 | 0.18684 | 0.45841 | 0.85051 | 3452 | Non-Residential | caiso
Aggregate | 1-in-10 | May Monthly System Peak Day | 50% Cycling | 18 | Aggregate1-in-10May Monthly System Peak Day50% Cycling18 | 22.1369 | 23.5702 | 80.722 | -3.6577 | -0.64992 | 1.4333 | 3.5165 | 6.5242 | 3452 | Non-Residential | caiso
Average Per Ton | 1-in-10 | May Monthly System Peak Day | All | 18 | Average Per Ton1-in-10May Monthly System Peak DayAll18 | 0.73714 | 0.78422 | 80.8793 | -0.1137 | -0.018711 | 0.047077 | 0.11287 | 0.20785 | 4789 | Non-Residential | caiso
Average Per Premise | 1-in-10 | May Monthly System Peak Day | All | 18 | Average Per Premise1-in-10May Monthly System Peak DayAll18 | 6.7629 | 7.1948 | 80.8793 | -1.0431 | -0.17167 | 0.43191 | 1.0355 | 1.9069 | 4789 | Non-Residential | caiso
Average Per Device | 1-in-10 | May Monthly System Peak Day | All | 18 | Average Per Device1-in-10May Monthly System Peak DayAll18 | 2.8606 | 3.0433 | 80.8793 | -0.44123 | -0.072612 | 0.18269 | 0.43799 | 0.8066 | 4789 | Non-Residential | caiso
Aggregate | 1-in-10 | May Monthly System Peak Day | All | 18 | Aggregate1-in-10May Monthly System Peak DayAll18 | 32.3876 | 34.456 | 80.8793 | -4.9956 | -0.82211 | 2.0684 | 4.9589 | 9.1324 | 4789 | Non-Residential | caiso
Average Per Ton | 1-in-10 | October Monthly System Peak Day | 30% Cycling | 18 | Average Per Ton1-in-10October Monthly System Peak Day30% Cycling18 | 0.76071 | 0.80718 | 80.2542 | -0.082762 | -0.0064083 | 0.046474 | 0.099356 | 0.17571 | 1337 | Non-Residential | caiso
Average Per Premise | 1-in-10 | October Monthly System Peak Day | 30% Cycling | 18 | Average Per Premise1-in-10October Monthly System Peak Day30% Cycling18 | 8.0708 | 8.5638 | 80.2542 | -0.87807 | -0.067989 | 0.49307 | 1.0541 | 1.8642 | 1337 | Non-Residential | caiso
Average Per Device | 1-in-10 | October Monthly System Peak Day | 30% Cycling | 18 | Average Per Device1-in-10October Monthly System Peak Day30% Cycling18 | 2.9555 | 3.1361 | 80.2542 | -0.32155 | -0.024898 | 0.18056 | 0.38602 | 0.68267 | 1337 | Non-Residential | caiso
Aggregate | 1-in-10 | October Monthly System Peak Day | 30% Cycling | 18 | Aggregate1-in-10October Monthly System Peak Day30% Cycling18 | 10.7906 | 11.4498 | 80.2542 | -1.174 | -0.090902 | 0.65923 | 1.4094 | 2.4924 | 1337 | Non-Residential | caiso
Average Per Ton | 1-in-10 | October Monthly System Peak Day | 50% Cycling | 18 | Average Per Ton1-in-10October Monthly System Peak Day50% Cycling18 | 0.75706 | 0.81217 | 79.8446 | -0.11094 | -0.012836 | 0.055112 | 0.12306 | 0.22116 | 3452 | Non-Residential | caiso
Average Per Premise | 1-in-10 | October Monthly System Peak Day | 50% Cycling | 18 | Average Per Premise1-in-10October Monthly System Peak Day50% Cycling18 | 6.5249 | 6.9999 | 79.8446 | -0.95617 | -0.11063 | 0.47499 | 1.0606 | 1.9061 | 3452 | Non-Residential | caiso
Average Per Device | 1-in-10 | October Monthly System Peak Day | 50% Cycling | 18 | Average Per Device1-in-10October Monthly System Peak Day50% Cycling18 | 2.9362 | 3.15 | 79.8446 | -0.43028 | -0.049783 | 0.21375 | 0.47728 | 0.85778 | 3452 | Non-Residential | caiso
Aggregate | 1-in-10 | October Monthly System Peak Day | 50% Cycling | 18 | Aggregate1-in-10October Monthly System Peak Day50% Cycling18 | 22.5238 | 24.1635 | 79.8446 | -3.3007 | -0.38189 | 1.6397 | 3.6612 | 6.58 | 3452 | Non-Residential | caiso
Average Per Ton | 1-in-10 | October Monthly System Peak Day | All | 18 | Average Per Ton1-in-10October Monthly System Peak DayAll18 | 0.75808 | 0.81078 | 79.959 | -0.10307 | -0.011041 | 0.0527 | 0.11644 | 0.20847 | 4789 | Non-Residential | caiso
Average Per Premise | 1-in-10 | October Monthly System Peak Day | All | 18 | Average Per Premise1-in-10October Monthly System Peak DayAll18 | 6.955 | 7.4385 | 79.959 | -0.94565 | -0.1013 | 0.4835 | 1.0683 | 1.9126 | 4789 | Non-Residential | caiso
Average Per Device | 1-in-10 | October Monthly System Peak Day | All | 18 | Average Per Device1-in-10October Monthly System Peak DayAll18 | 2.9418 | 3.1463 | 79.959 | -0.39999 | -0.042847 | 0.20451 | 0.45187 | 0.80901 | 4789 | Non-Residential | caiso
Aggregate | 1-in-10 | October Monthly System Peak Day | All | 18 | Aggregate1-in-10October Monthly System Peak DayAll18 | 33.3074 | 35.6229 | 79.959 | -4.5287 | -0.48512 | 2.3155 | 5.116 | 9.1596 | 4789 | Non-Residential | caiso
Average Per Ton | 1-in-10 | September Monthly System Peak Day | 30% Cycling | 18 | Average Per Ton1-in-10September Monthly System Peak Day30% Cycling18 | 0.93004 | 0.98563 | 90.8926 | -0.070769 | 0.0038853 | 0.055591 | 0.1073 | 0.18195 | 1337 | Non-Residential | caiso
Average Per Premise | 1-in-10 | September Monthly System Peak Day | 30% Cycling | 18 | Average Per Premise1-in-10September Monthly System Peak Day30% Cycling18 | 9.8674 | 10.4572 | 90.8926 | -0.75083 | 0.041222 | 0.58979 | 1.1384 | 1.9304 | 1337 | Non-Residential | caiso
Average Per Device | 1-in-10 | September Monthly System Peak Day | 30% Cycling | 18 | Average Per Device1-in-10September Monthly System Peak Day30% Cycling18 | 3.6134 | 3.8294 | 90.8926 | -0.27495 | 0.015095 | 0.21598 | 0.41687 | 0.70692 | 1337 | Non-Residential | caiso
Aggregate | 1-in-10 | September Monthly System Peak Day | 30% Cycling | 18 | Aggregate1-in-10September Monthly System Peak Day30% Cycling18 | 13.1927 | 13.9812 | 90.8926 | -1.0039 | 0.055114 | 0.78855 | 1.522 | 2.581 | 1337 | Non-Residential | caiso
Average Per Ton | 1-in-10 | September Monthly System Peak Day | 50% Cycling | 18 | Average Per Ton1-in-10September Monthly System Peak Day50% Cycling18 | 0.80256 | 0.88194 | 89.9533 | -0.089477 | 0.010288 | 0.079385 | 0.14848 | 0.24825 | 3452 | Non-Residential | caiso
Average Per Premise | 1-in-10 | September Monthly System Peak Day | 50% Cycling | 18 | Average Per Premise1-in-10September Monthly System Peak Day50% Cycling18 | 6.917 | 7.6012 | 89.9533 | -0.77117 | 0.088671 | 0.6842 | 1.2797 | 2.1396 | 3452 | Non-Residential | caiso
Average Per Device | 1-in-10 | September Monthly System Peak Day | 50% Cycling | 18 | Average Per Device1-in-10September Monthly System Peak Day50% Cycling18 | 3.1127 | 3.4206 | 89.9533 | -0.34703 | 0.039903 | 0.30789 | 0.57588 | 0.96282 | 3452 | Non-Residential | caiso
Aggregate | 1-in-10 | September Monthly System Peak Day | 50% Cycling | 18 | Aggregate1-in-10September Monthly System Peak Day50% Cycling18 | 23.8775 | 26.2394 | 89.9533 | -2.6621 | 0.30609 | 2.3618 | 4.4176 | 7.3858 | 3452 | Non-Residential | caiso
Average Per Ton | 1-in-10 | September Monthly System Peak Day | All | 18 | Average Per Ton1-in-10September Monthly System Peak DayAll18 | 0.83815 | 0.91089 | 90.2155 | -0.084254 | 0.0085006 | 0.072742 | 0.13698 | 0.22974 | 4789 | Non-Residential | caiso
Average Per Premise | 1-in-10 | September Monthly System Peak Day | All | 18 | Average Per Premise1-in-10September Monthly System Peak DayAll18 | 7.6896 | 8.357 | 90.2155 | -0.77299 | 0.077988 | 0.66737 | 1.2568 | 2.1077 | 4789 | Non-Residential | caiso
Average Per Device | 1-in-10 | September Monthly System Peak Day | All | 18 | Average Per Device1-in-10September Monthly System Peak DayAll18 | 3.2526 | 3.5349 | 90.2155 | -0.32696 | 0.032988 | 0.28229 | 0.53158 | 0.89153 | 4789 | Non-Residential | caiso
Aggregate | 1-in-10 | September Monthly System Peak Day | All | 18 | Aggregate1-in-10September Monthly System Peak DayAll18 | 36.8257 | 40.0217 | 90.2155 | -3.7018 | 0.37349 | 3.196 | 6.0186 | 10.0939 | 4789 | Non-Residential | caiso
Average Per Ton | 1-in-10 | August Monthly System Peak Day | 30% Cycling | 19 | Average Per Ton1-in-10August Monthly System Peak Day30% Cycling19 | 0.73981 | 0.73981 | 81.7779 | 0 | 0 | 0 | 0 | 0 | 1337 | Non-Residential | caiso
Average Per Premise | 1-in-10 | August Monthly System Peak Day | 30% Cycling | 19 | Average Per Premise1-in-10August Monthly System Peak Day30% Cycling19 | 7.8491 | 7.8491 | 81.7779 | 0 | 0 | 0 | 0 | 0 | 1337 | Non-Residential | caiso
Average Per Device | 1-in-10 | August Monthly System Peak Day | 30% Cycling | 19 | Average Per Device1-in-10August Monthly System Peak Day30% Cycling19 | 2.8743 | 2.8743 | 81.7779 | 0 | 0 | 0 | 0 | 0 | 1337 | Non-Residential | caiso
Aggregate | 1-in-10 | August Monthly System Peak Day | 30% Cycling | 19 | Aggregate1-in-10August Monthly System Peak Day30% Cycling19 | 10.4942 | 10.4942 | 81.7779 | 0 | 0 | 0 | 0 | 0 | 1337 | Non-Residential | caiso
Average Per Ton | 1-in-10 | August Monthly System Peak Day | 50% Cycling | 19 | Average Per Ton1-in-10August Monthly System Peak Day50% Cycling19 | 0.70999 | 0.70999 | 81.2118 | 0 | 0 | 0 | 0 | 0 | 3452 | Non-Residential | caiso
Average Per Premise | 1-in-10 | August Monthly System Peak Day | 50% Cycling | 19 | Average Per Premise1-in-10August Monthly System Peak Day50% Cycling19 | 6.1192 | 6.1192 | 81.2118 | 0 | 0 | 0 | 0 | 0 | 3452 | Non-Residential | caiso
Average Per Device | 1-in-10 | August Monthly System Peak Day | 50% Cycling | 19 | Average Per Device1-in-10August Monthly System Peak Day50% Cycling19 | 2.7537 | 2.7537 | 81.2118 | 0 | 0 | 0 | 0 | 0 | 3452 | Non-Residential | caiso
Aggregate | 1-in-10 | August Monthly System Peak Day | 50% Cycling | 19 | Aggregate1-in-10August Monthly System Peak Day50% Cycling19 | 21.1233 | 21.1233 | 81.2118 | 0 | 0 | 0 | 0 | 0 | 3452 | Non-Residential | caiso
Average Per Ton | 1-in-10 | August Monthly System Peak Day | All | 19 | Average Per Ton1-in-10August Monthly System Peak DayAll19 | 0.71831 | 0.71831 | 81.3699 | 0 | 0 | 0 | 0 | 0 | 4789 | Non-Residential | caiso
Average Per Premise | 1-in-10 | August Monthly System Peak Day | All | 19 | Average Per Premise1-in-10August Monthly System Peak DayAll19 | 6.5902 | 6.5902 | 81.3699 | 0 | 0 | 0 | 0 | 0 | 4789 | Non-Residential | caiso
Average Per Device | 1-in-10 | August Monthly System Peak Day | All | 19 | Average Per Device1-in-10August Monthly System Peak DayAll19 | 2.7875 | 2.7875 | 81.3699 | 0 | 0 | 0 | 0 | 0 | 4789 | Non-Residential | caiso
Aggregate | 1-in-10 | August Monthly System Peak Day | All | 19 | Aggregate1-in-10August Monthly System Peak DayAll19 | 31.5603 | 31.5603 | 81.3699 | 0 | 0 | 0 | 0 | 0 | 4789 | Non-Residential | caiso
Average Per Ton | 1-in-10 | August Typical Event Day | 30% Cycling | 19 | Average Per Ton1-in-10August Typical Event Day30% Cycling19 | 0.72744 | 0.72744 | 82.2985 | 0 | 0 | 0 | 0 | 0 | 1337 | Non-Residential | caiso
Average Per Premise | 1-in-10 | August Typical Event Day | 30% Cycling | 19 | Average Per Premise1-in-10August Typical Event Day30% Cycling19 | 7.7178 | 7.7178 | 82.2985 | 0 | 0 | 0 | 0 | 0 | 1337 | Non-Residential | caiso
Average Per Device | 1-in-10 | August Typical Event Day | 30% Cycling | 19 | Average Per Device1-in-10August Typical Event Day30% Cycling19 | 2.8263 | 2.8263 | 82.2985 | 0 | 0 | 0 | 0 | 0 | 1337 | Non-Residential | caiso
Aggregate | 1-in-10 | August Typical Event Day | 30% Cycling | 19 | Aggregate1-in-10August Typical Event Day30% Cycling19 | 10.3188 | 10.3188 | 82.2985 | 0 | 0 | 0 | 0 | 0 | 1337 | Non-Residential | caiso
Average Per Ton | 1-in-10 | August Typical Event Day | 50% Cycling | 19 | Average Per Ton1-in-10August Typical Event Day50% Cycling19 | 0.70458 | 0.70458 | 81.7187 | 0 | 0 | 0 | 0 | 0 | 3452 | Non-Residential | caiso
Average Per Premise | 1-in-10 | August Typical Event Day | 50% Cycling | 19 | Average Per Premise1-in-10August Typical Event Day50% Cycling19 | 6.0725 | 6.0725 | 81.7187 | 0 | 0 | 0 | 0 | 0 | 3452 | Non-Residential | caiso
Average Per Device | 1-in-10 | August Typical Event Day | 50% Cycling | 19 | Average Per Device1-in-10August Typical Event Day50% Cycling19 | 2.7327 | 2.7327 | 81.7187 | 0 | 0 | 0 | 0 | 0 | 3452 | Non-Residential | caiso
Aggregate | 1-in-10 | August Typical Event Day | 50% Cycling | 19 | Aggregate1-in-10August Typical Event Day50% Cycling19 | 20.9624 | 20.9624 | 81.7187 | 0 | 0 | 0 | 0 | 0 | 3452 | Non-Residential | caiso
Average Per Ton | 1-in-10 | August Typical Event Day | All | 19 | Average Per Ton1-in-10August Typical Event DayAll19 | 0.71096 | 0.71096 | 81.8806 | 0 | 0 | 0 | 0 | 0 | 4789 | Non-Residential | caiso
Average Per Premise | 1-in-10 | August Typical Event Day | All | 19 | Average Per Premise1-in-10August Typical Event DayAll19 | 6.5227 | 6.5227 | 81.8806 | 0 | 0 | 0 | 0 | 0 | 4789 | Non-Residential | caiso
Average Per Device | 1-in-10 | August Typical Event Day | All | 19 | Average Per Device1-in-10August Typical Event DayAll19 | 2.759 | 2.759 | 81.8806 | 0 | 0 | 0 | 0 | 0 | 4789 | Non-Residential | caiso
Aggregate | 1-in-10 | August Typical Event Day | All | 19 | Aggregate1-in-10August Typical Event DayAll19 | 31.2373 | 31.2373 | 81.8806 | 0 | 0 | 0 | 0 | 0 | 4789 | Non-Residential | caiso
Average Per Ton | 1-in-10 | July Monthly System Peak Day | 30% Cycling | 19 | Average Per Ton1-in-10July Monthly System Peak Day30% Cycling19 | 0.67014 | 0.67014 | 79.4479 | 0 | 0 | 0 | 0 | 0 | 1337 | Non-Residential | caiso
Average Per Premise | 1-in-10 | July Monthly System Peak Day | 30% Cycling | 19 | Average Per Premise1-in-10July Monthly System Peak Day30% Cycling19 | 7.11 | 7.11 | 79.4479 | 0 | 0 | 0 | 0 | 0 | 1337 | Non-Residential | caiso
Average Per Device | 1-in-10 | July Monthly System Peak Day | 30% Cycling | 19 | Average Per Device1-in-10July Monthly System Peak Day30% Cycling19 | 2.6037 | 2.6037 | 79.4479 | 0 | 0 | 0 | 0 | 0 | 1337 | Non-Residential | caiso
Aggregate | 1-in-10 | July Monthly System Peak Day | 30% Cycling | 19 | Aggregate1-in-10July Monthly System Peak Day30% Cycling19 | 9.506 | 9.506 | 79.4479 | 0 | 0 | 0 | 0 | 0 | 1337 | Non-Residential | caiso
Average Per Ton | 1-in-10 | July Monthly System Peak Day | 50% Cycling | 19 | Average Per Ton1-in-10July Monthly System Peak Day50% Cycling19 | 0.68173 | 0.68173 | 78.8555 | 0 | 0 | 0 | 0 | 0 | 3452 | Non-Residential | caiso
Average Per Premise | 1-in-10 | July Monthly System Peak Day | 50% Cycling | 19 | Average Per Premise1-in-10July Monthly System Peak Day50% Cycling19 | 5.8756 | 5.8756 | 78.8555 | 0 | 0 | 0 | 0 | 0 | 3452 | Non-Residential | caiso
Average Per Device | 1-in-10 | July Monthly System Peak Day | 50% Cycling | 19 | Average Per Device1-in-10July Monthly System Peak Day50% Cycling19 | 2.6441 | 2.6441 | 78.8555 | 0 | 0 | 0 | 0 | 0 | 3452 | Non-Residential | caiso
Aggregate | 1-in-10 | July Monthly System Peak Day | 50% Cycling | 19 | Aggregate1-in-10July Monthly System Peak Day50% Cycling19 | 20.2826 | 20.2826 | 78.8555 | 0 | 0 | 0 | 0 | 0 | 3452 | Non-Residential | caiso
Average Per Ton | 1-in-10 | July Monthly System Peak Day | All | 19 | Average Per Ton1-in-10July Monthly System Peak DayAll19 | 0.67849 | 0.67849 | 79.0209 | 0 | 0 | 0 | 0 | 0 | 4789 | Non-Residential | caiso
Average Per Premise | 1-in-10 | July Monthly System Peak Day | All | 19 | Average Per Premise1-in-10July Monthly System Peak DayAll19 | 6.2249 | 6.2249 | 79.0209 | 0 | 0 | 0 | 0 | 0 | 4789 | Non-Residential | caiso
Average Per Device | 1-in-10 | July Monthly System Peak Day | All | 19 | Average Per Device1-in-10July Monthly System Peak DayAll19 | 2.633 | 2.633 | 79.0209 | 0 | 0 | 0 | 0 | 0 | 4789 | Non-Residential | caiso
Aggregate | 1-in-10 | July Monthly System Peak Day | All | 19 | Aggregate1-in-10July Monthly System Peak DayAll19 | 29.8108 | 29.8108 | 79.0209 | 0 | 0 | 0 | 0 | 0 | 4789 | Non-Residential | caiso
Average Per Ton | 1-in-10 | June Monthly System Peak Day | 30% Cycling | 19 | Average Per Ton1-in-10June Monthly System Peak Day30% Cycling19 | 0.65444 | 0.65444 | 80.2184 | 0 | 0 | 0 | 0 | 0 | 1337 | Non-Residential | caiso
Average Per Premise | 1-in-10 | June Monthly System Peak Day | 30% Cycling | 19 | Average Per Premise1-in-10June Monthly System Peak Day30% Cycling19 | 6.9433 | 6.9433 | 80.2184 | 0 | 0 | 0 | 0 | 0 | 1337 | Non-Residential | caiso
Average Per Device | 1-in-10 | June Monthly System Peak Day | 30% Cycling | 19 | Average Per Device1-in-10June Monthly System Peak Day30% Cycling19 | 2.5426 | 2.5426 | 80.2184 | 0 | 0 | 0 | 0 | 0 | 1337 | Non-Residential | caiso
Aggregate | 1-in-10 | June Monthly System Peak Day | 30% Cycling | 19 | Aggregate1-in-10June Monthly System Peak Day30% Cycling19 | 9.2832 | 9.2832 | 80.2184 | 0 | 0 | 0 | 0 | 0 | 1337 | Non-Residential | caiso
Average Per Ton | 1-in-10 | June Monthly System Peak Day | 50% Cycling | 19 | Average Per Ton1-in-10June Monthly System Peak Day50% Cycling19 | 0.67538 | 0.67538 | 79.715 | 0 | 0 | 0 | 0 | 0 | 3452 | Non-Residential | caiso
Average Per Premise | 1-in-10 | June Monthly System Peak Day | 50% Cycling | 19 | Average Per Premise1-in-10June Monthly System Peak Day50% Cycling19 | 5.8209 | 5.8209 | 79.715 | 0 | 0 | 0 | 0 | 0 | 3452 | Non-Residential | caiso
Average Per Device | 1-in-10 | June Monthly System Peak Day | 50% Cycling | 19 | Average Per Device1-in-10June Monthly System Peak Day50% Cycling19 | 2.6194 | 2.6194 | 79.715 | 0 | 0 | 0 | 0 | 0 | 3452 | Non-Residential | caiso
Aggregate | 1-in-10 | June Monthly System Peak Day | 50% Cycling | 19 | Aggregate1-in-10June Monthly System Peak Day50% Cycling19 | 20.0937 | 20.0937 | 79.715 | 0 | 0 | 0 | 0 | 0 | 3452 | Non-Residential | caiso
Average Per Ton | 1-in-10 | June Monthly System Peak Day | All | 19 | Average Per Ton1-in-10June Monthly System Peak DayAll19 | 0.66953 | 0.66953 | 79.8555 | 0 | 0 | 0 | 0 | 0 | 4789 | Non-Residential | caiso
Average Per Premise | 1-in-10 | June Monthly System Peak Day | All | 19 | Average Per Premise1-in-10June Monthly System Peak DayAll19 | 6.1426 | 6.1426 | 79.8555 | 0 | 0 | 0 | 0 | 0 | 4789 | Non-Residential | caiso
Average Per Device | 1-in-10 | June Monthly System Peak Day | All | 19 | Average Per Device1-in-10June Monthly System Peak DayAll19 | 2.5982 | 2.5982 | 79.8555 | 0 | 0 | 0 | 0 | 0 | 4789 | Non-Residential | caiso
Aggregate | 1-in-10 | June Monthly System Peak Day | All | 19 | Aggregate1-in-10June Monthly System Peak DayAll19 | 29.4171 | 29.4171 | 79.8555 | 0 | 0 | 0 | 0 | 0 | 4789 | Non-Residential | caiso
Average Per Ton | 1-in-10 | May Monthly System Peak Day | 30% Cycling | 19 | Average Per Ton1-in-10May Monthly System Peak Day30% Cycling19 | 0.65489 | 0.65489 | 81.6428 | 0 | 0 | 0 | 0 | 0 | 1337 | Non-Residential | caiso
Average Per Premise | 1-in-10 | May Monthly System Peak Day | 30% Cycling | 19 | Average Per Premise1-in-10May Monthly System Peak Day30% Cycling19 | 6.9481 | 6.9481 | 81.6428 | 0 | 0 | 0 | 0 | 0 | 1337 | Non-Residential | caiso
Average Per Device | 1-in-10 | May Monthly System Peak Day | 30% Cycling | 19 | Average Per Device1-in-10May Monthly System Peak Day30% Cycling19 | 2.5444 | 2.5444 | 81.6428 | 0 | 0 | 0 | 0 | 0 | 1337 | Non-Residential | caiso
Aggregate | 1-in-10 | May Monthly System Peak Day | 30% Cycling | 19 | Aggregate1-in-10May Monthly System Peak Day30% Cycling19 | 9.2896 | 9.2896 | 81.6428 | 0 | 0 | 0 | 0 | 0 | 1337 | Non-Residential | caiso
Average Per Ton | 1-in-10 | May Monthly System Peak Day | 50% Cycling | 19 | Average Per Ton1-in-10May Monthly System Peak Day50% Cycling19 | 0.6748 | 0.6748 | 81.361 | 0 | 0 | 0 | 0 | 0 | 3452 | Non-Residential | caiso
Average Per Premise | 1-in-10 | May Monthly System Peak Day | 50% Cycling | 19 | Average Per Premise1-in-10May Monthly System Peak Day50% Cycling19 | 5.8159 | 5.8159 | 81.361 | 0 | 0 | 0 | 0 | 0 | 3452 | Non-Residential | caiso
Average Per Device | 1-in-10 | May Monthly System Peak Day | 50% Cycling | 19 | Average Per Device1-in-10May Monthly System Peak Day50% Cycling19 | 2.6172 | 2.6172 | 81.361 | 0 | 0 | 0 | 0 | 0 | 3452 | Non-Residential | caiso
Aggregate | 1-in-10 | May Monthly System Peak Day | 50% Cycling | 19 | Aggregate1-in-10May Monthly System Peak Day50% Cycling19 | 20.0765 | 20.0765 | 81.361 | 0 | 0 | 0 | 0 | 0 | 3452 | Non-Residential | caiso
Average Per Ton | 1-in-10 | May Monthly System Peak Day | All | 19 | Average Per Ton1-in-10May Monthly System Peak DayAll19 | 0.66924 | 0.66924 | 81.4397 | 0 | 0 | 0 | 0 | 0 | 4789 | Non-Residential | caiso
Average Per Premise | 1-in-10 | May Monthly System Peak Day | All | 19 | Average Per Premise1-in-10May Monthly System Peak DayAll19 | 6.14 | 6.14 | 81.4397 | 0 | 0 | 0 | 0 | 0 | 4789 | Non-Residential | caiso
Average Per Device | 1-in-10 | May Monthly System Peak Day | All | 19 | Average Per Device1-in-10May Monthly System Peak DayAll19 | 2.5971 | 2.5971 | 81.4397 | 0 | 0 | 0 | 0 | 0 | 4789 | Non-Residential | caiso
Aggregate | 1-in-10 | May Monthly System Peak Day | All | 19 | Aggregate1-in-10May Monthly System Peak DayAll19 | 29.4043 | 29.4043 | 81.4397 | 0 | 0 | 0 | 0 | 0 | 4789 | Non-Residential | caiso
Average Per Ton | 1-in-10 | October Monthly System Peak Day | 30% Cycling | 19 | Average Per Ton1-in-10October Monthly System Peak Day30% Cycling19 | 0.69231 | 0.69231 | 77.0795 | 0 | 0 | 0 | 0 | 0 | 1337 | Non-Residential | caiso
Average Per Premise | 1-in-10 | October Monthly System Peak Day | 30% Cycling | 19 | Average Per Premise1-in-10October Monthly System Peak Day30% Cycling19 | 7.3452 | 7.3452 | 77.0795 | 0 | 0 | 0 | 0 | 0 | 1337 | Non-Residential | caiso
Average Per Device | 1-in-10 | October Monthly System Peak Day | 30% Cycling | 19 | Average Per Device1-in-10October Monthly System Peak Day30% Cycling19 | 2.6898 | 2.6898 | 77.0795 | 0 | 0 | 0 | 0 | 0 | 1337 | Non-Residential | caiso
Aggregate | 1-in-10 | October Monthly System Peak Day | 30% Cycling | 19 | Aggregate1-in-10October Monthly System Peak Day30% Cycling19 | 9.8205 | 9.8205 | 77.0795 | 0 | 0 | 0 | 0 | 0 | 1337 | Non-Residential | caiso
Average Per Ton | 1-in-10 | October Monthly System Peak Day | 50% Cycling | 19 | Average Per Ton1-in-10October Monthly System Peak Day50% Cycling19 | 0.69179 | 0.69179 | 76.859 | 0 | 0 | 0 | 0 | 0 | 3452 | Non-Residential | caiso
Average Per Premise | 1-in-10 | October Monthly System Peak Day | 50% Cycling | 19 | Average Per Premise1-in-10October Monthly System Peak Day50% Cycling19 | 5.9623 | 5.9623 | 76.859 | 0 | 0 | 0 | 0 | 0 | 3452 | Non-Residential | caiso
Average Per Device | 1-in-10 | October Monthly System Peak Day | 50% Cycling | 19 | Average Per Device1-in-10October Monthly System Peak Day50% Cycling19 | 2.6831 | 2.6831 | 76.859 | 0 | 0 | 0 | 0 | 0 | 3452 | Non-Residential | caiso
Aggregate | 1-in-10 | October Monthly System Peak Day | 50% Cycling | 19 | Aggregate1-in-10October Monthly System Peak Day50% Cycling19 | 20.5819 | 20.5819 | 76.859 | 0 | 0 | 0 | 0 | 0 | 3452 | Non-Residential | caiso
Average Per Ton | 1-in-10 | October Monthly System Peak Day | All | 19 | Average Per Ton1-in-10October Monthly System Peak DayAll19 | 0.69194 | 0.69194 | 76.9206 | 0 | 0 | 0 | 0 | 0 | 4789 | Non-Residential | caiso
Average Per Premise | 1-in-10 | October Monthly System Peak Day | All | 19 | Average Per Premise1-in-10October Monthly System Peak DayAll19 | 6.3482 | 6.3482 | 76.9206 | 0 | 0 | 0 | 0 | 0 | 4789 | Non-Residential | caiso
Average Per Device | 1-in-10 | October Monthly System Peak Day | All | 19 | Average Per Device1-in-10October Monthly System Peak DayAll19 | 2.6852 | 2.6852 | 76.9206 | 0 | 0 | 0 | 0 | 0 | 4789 | Non-Residential | caiso
Aggregate | 1-in-10 | October Monthly System Peak Day | All | 19 | Aggregate1-in-10October Monthly System Peak DayAll19 | 30.4014 | 30.4014 | 76.9206 | 0 | 0 | 0 | 0 | 0 | 4789 | Non-Residential | caiso
Average Per Ton | 1-in-10 | September Monthly System Peak Day | 30% Cycling | 19 | Average Per Ton1-in-10September Monthly System Peak Day30% Cycling19 | 0.84537 | 0.84537 | 87.7498 | 0 | 0 | 0 | 0 | 0 | 1337 | Non-Residential | caiso
Average Per Premise | 1-in-10 | September Monthly System Peak Day | 30% Cycling | 19 | Average Per Premise1-in-10September Monthly System Peak Day30% Cycling19 | 8.969 | 8.969 | 87.7498 | 0 | 0 | 0 | 0 | 0 | 1337 | Non-Residential | caiso
Average Per Device | 1-in-10 | September Monthly System Peak Day | 30% Cycling | 19 | Average Per Device1-in-10September Monthly System Peak Day30% Cycling19 | 3.2845 | 3.2845 | 87.7498 | 0 | 0 | 0 | 0 | 0 | 1337 | Non-Residential | caiso
Aggregate | 1-in-10 | September Monthly System Peak Day | 30% Cycling | 19 | Aggregate1-in-10September Monthly System Peak Day30% Cycling19 | 11.9916 | 11.9916 | 87.7498 | 0 | 0 | 0 | 0 | 0 | 1337 | Non-Residential | caiso
Average Per Ton | 1-in-10 | September Monthly System Peak Day | 50% Cycling | 19 | Average Per Ton1-in-10September Monthly System Peak Day50% Cycling19 | 0.75122 | 0.75122 | 87.0923 | 0 | 0 | 0 | 0 | 0 | 3452 | Non-Residential | caiso
Average Per Premise | 1-in-10 | September Monthly System Peak Day | 50% Cycling | 19 | Average Per Premise1-in-10September Monthly System Peak Day50% Cycling19 | 6.4745 | 6.4745 | 87.0923 | 0 | 0 | 0 | 0 | 0 | 3452 | Non-Residential | caiso
Average Per Device | 1-in-10 | September Monthly System Peak Day | 50% Cycling | 19 | Average Per Device1-in-10September Monthly System Peak Day50% Cycling19 | 2.9136 | 2.9136 | 87.0923 | 0 | 0 | 0 | 0 | 0 | 3452 | Non-Residential | caiso
Aggregate | 1-in-10 | September Monthly System Peak Day | 50% Cycling | 19 | Aggregate1-in-10September Monthly System Peak Day50% Cycling19 | 22.35 | 22.35 | 87.0923 | 0 | 0 | 0 | 0 | 0 | 3452 | Non-Residential | caiso
Average Per Ton | 1-in-10 | September Monthly System Peak Day | All | 19 | Average Per Ton1-in-10September Monthly System Peak DayAll19 | 0.77751 | 0.77751 | 87.2759 | 0 | 0 | 0 | 0 | 0 | 4789 | Non-Residential | caiso
Average Per Premise | 1-in-10 | September Monthly System Peak Day | All | 19 | Average Per Premise1-in-10September Monthly System Peak DayAll19 | 7.1332 | 7.1332 | 87.2759 | 0 | 0 | 0 | 0 | 0 | 4789 | Non-Residential | caiso
Average Per Device | 1-in-10 | September Monthly System Peak Day | All | 19 | Average Per Device1-in-10September Monthly System Peak DayAll19 | 3.0172 | 3.0172 | 87.2759 | 0 | 0 | 0 | 0 | 0 | 4789 | Non-Residential | caiso
Aggregate | 1-in-10 | September Monthly System Peak Day | All | 19 | Aggregate1-in-10September Monthly System Peak DayAll19 | 34.1611 | 34.1611 | 87.2759 | 0 | 0 | 0 | 0 | 0 | 4789 | Non-Residential | caiso
Average Per Ton | 1-in-10 | August Monthly System Peak Day | 30% Cycling | 20 | Average Per Ton1-in-10August Monthly System Peak Day30% Cycling20 | 0.67856 | 0.67856 | 79.1627 | 0 | 0 | 0 | 0 | 0 | 1337 | Non-Residential | caiso
Average Per Premise | 1-in-10 | August Monthly System Peak Day | 30% Cycling | 20 | Average Per Premise1-in-10August Monthly System Peak Day30% Cycling20 | 7.1992 | 7.1992 | 79.1627 | 0 | 0 | 0 | 0 | 0 | 1337 | Non-Residential | caiso
Average Per Device | 1-in-10 | August Monthly System Peak Day | 30% Cycling | 20 | Average Per Device1-in-10August Monthly System Peak Day30% Cycling20 | 2.6364 | 2.6364 | 79.1627 | 0 | 0 | 0 | 0 | 0 | 1337 | Non-Residential | caiso
Aggregate | 1-in-10 | August Monthly System Peak Day | 30% Cycling | 20 | Aggregate1-in-10August Monthly System Peak Day30% Cycling20 | 9.6254 | 9.6254 | 79.1627 | 0 | 0 | 0 | 0 | 0 | 1337 | Non-Residential | caiso
Average Per Ton | 1-in-10 | August Monthly System Peak Day | 50% Cycling | 20 | Average Per Ton1-in-10August Monthly System Peak Day50% Cycling20 | 0.65146 | 0.65146 | 78.7231 | 0 | 0 | 0 | 0 | 0 | 3452 | Non-Residential | caiso
Average Per Premise | 1-in-10 | August Monthly System Peak Day | 50% Cycling | 20 | Average Per Premise1-in-10August Monthly System Peak Day50% Cycling20 | 5.6147 | 5.6147 | 78.7231 | 0 | 0 | 0 | 0 | 0 | 3452 | Non-Residential | caiso
Average Per Device | 1-in-10 | August Monthly System Peak Day | 50% Cycling | 20 | Average Per Device1-in-10August Monthly System Peak Day50% Cycling20 | 2.5267 | 2.5267 | 78.7231 | 0 | 0 | 0 | 0 | 0 | 3452 | Non-Residential | caiso
Aggregate | 1-in-10 | August Monthly System Peak Day | 50% Cycling | 20 | Aggregate1-in-10August Monthly System Peak Day50% Cycling20 | 19.3819 | 19.3819 | 78.7231 | 0 | 0 | 0 | 0 | 0 | 3452 | Non-Residential | caiso
Average Per Ton | 1-in-10 | August Monthly System Peak Day | All | 20 | Average Per Ton1-in-10August Monthly System Peak DayAll20 | 0.65902 | 0.65902 | 78.8459 | 0 | 0 | 0 | 0 | 0 | 4789 | Non-Residential | caiso
Average Per Premise | 1-in-10 | August Monthly System Peak Day | All | 20 | Average Per Premise1-in-10August Monthly System Peak DayAll20 | 6.0462 | 6.0462 | 78.8459 | 0 | 0 | 0 | 0 | 0 | 4789 | Non-Residential | caiso
Average Per Device | 1-in-10 | August Monthly System Peak Day | All | 20 | Average Per Device1-in-10August Monthly System Peak DayAll20 | 2.5574 | 2.5574 | 78.8459 | 0 | 0 | 0 | 0 | 0 | 4789 | Non-Residential | caiso
Aggregate | 1-in-10 | August Monthly System Peak Day | All | 20 | Aggregate1-in-10August Monthly System Peak DayAll20 | 28.9553 | 28.9553 | 78.8459 | 0 | 0 | 0 | 0 | 0 | 4789 | Non-Residential | caiso
Average Per Ton | 1-in-10 | August Typical Event Day | 30% Cycling | 20 | Average Per Ton1-in-10August Typical Event Day30% Cycling20 | 0.66721 | 0.66721 | 79.3186 | 0 | 0 | 0 | 0 | 0 | 1337 | Non-Residential | caiso
Average Per Premise | 1-in-10 | August Typical Event Day | 30% Cycling | 20 | Average Per Premise1-in-10August Typical Event Day30% Cycling20 | 7.0789 | 7.0789 | 79.3186 | 0 | 0 | 0 | 0 | 0 | 1337 | Non-Residential | caiso
Average Per Device | 1-in-10 | August Typical Event Day | 30% Cycling | 20 | Average Per Device1-in-10August Typical Event Day30% Cycling20 | 2.5923 | 2.5923 | 79.3186 | 0 | 0 | 0 | 0 | 0 | 1337 | Non-Residential | caiso
Aggregate | 1-in-10 | August Typical Event Day | 30% Cycling | 20 | Aggregate1-in-10August Typical Event Day30% Cycling20 | 9.4644 | 9.4644 | 79.3186 | 0 | 0 | 0 | 0 | 0 | 1337 | Non-Residential | caiso
Average Per Ton | 1-in-10 | August Typical Event Day | 50% Cycling | 20 | Average Per Ton1-in-10August Typical Event Day50% Cycling20 | 0.64649 | 0.64649 | 78.9919 | 0 | 0 | 0 | 0 | 0 | 3452 | Non-Residential | caiso
Average Per Premise | 1-in-10 | August Typical Event Day | 50% Cycling | 20 | Average Per Premise1-in-10August Typical Event Day50% Cycling20 | 5.5719 | 5.5719 | 78.9919 | 0 | 0 | 0 | 0 | 0 | 3452 | Non-Residential | caiso
Average Per Device | 1-in-10 | August Typical Event Day | 50% Cycling | 20 | Average Per Device1-in-10August Typical Event Day50% Cycling20 | 2.5074 | 2.5074 | 78.9919 | 0 | 0 | 0 | 0 | 0 | 3452 | Non-Residential | caiso
Aggregate | 1-in-10 | August Typical Event Day | 50% Cycling | 20 | Aggregate1-in-10August Typical Event Day50% Cycling20 | 19.2343 | 19.2343 | 78.9919 | 0 | 0 | 0 | 0 | 0 | 3452 | Non-Residential | caiso
Average Per Ton | 1-in-10 | August Typical Event Day | All | 20 | Average Per Ton1-in-10August Typical Event DayAll20 | 0.65228 | 0.65228 | 79.0831 | 0 | 0 | 0 | 0 | 0 | 4789 | Non-Residential | caiso
Average Per Premise | 1-in-10 | August Typical Event Day | All | 20 | Average Per Premise1-in-10August Typical Event DayAll20 | 5.9843 | 5.9843 | 79.0831 | 0 | 0 | 0 | 0 | 0 | 4789 | Non-Residential | caiso
Average Per Device | 1-in-10 | August Typical Event Day | All | 20 | Average Per Device1-in-10August Typical Event DayAll20 | 2.5313 | 2.5313 | 79.0831 | 0 | 0 | 0 | 0 | 0 | 4789 | Non-Residential | caiso
Aggregate | 1-in-10 | August Typical Event Day | All | 20 | Aggregate1-in-10August Typical Event DayAll20 | 28.659 | 28.659 | 79.0831 | 0 | 0 | 0 | 0 | 0 | 4789 | Non-Residential | caiso
Average Per Ton | 1-in-10 | July Monthly System Peak Day | 30% Cycling | 20 | Average Per Ton1-in-10July Monthly System Peak Day30% Cycling20 | 0.61466 | 0.61466 | 76.4033 | 0 | 0 | 0 | 0 | 0 | 1337 | Non-Residential | caiso
Average Per Premise | 1-in-10 | July Monthly System Peak Day | 30% Cycling | 20 | Average Per Premise1-in-10July Monthly System Peak Day30% Cycling20 | 6.5213 | 6.5213 | 76.4033 | 0 | 0 | 0 | 0 | 0 | 1337 | Non-Residential | caiso
Average Per Device | 1-in-10 | July Monthly System Peak Day | 30% Cycling | 20 | Average Per Device1-in-10July Monthly System Peak Day30% Cycling20 | 2.3881 | 2.3881 | 76.4033 | 0 | 0 | 0 | 0 | 0 | 1337 | Non-Residential | caiso
Aggregate | 1-in-10 | July Monthly System Peak Day | 30% Cycling | 20 | Aggregate1-in-10July Monthly System Peak Day30% Cycling20 | 8.719 | 8.719 | 76.4033 | 0 | 0 | 0 | 0 | 0 | 1337 | Non-Residential | caiso
Average Per Ton | 1-in-10 | July Monthly System Peak Day | 50% Cycling | 20 | Average Per Ton1-in-10July Monthly System Peak Day50% Cycling20 | 0.62553 | 0.62553 | 76.2893 | 0 | 0 | 0 | 0 | 0 | 3452 | Non-Residential | caiso
Average Per Premise | 1-in-10 | July Monthly System Peak Day | 50% Cycling | 20 | Average Per Premise1-in-10July Monthly System Peak Day50% Cycling20 | 5.3912 | 5.3912 | 76.2893 | 0 | 0 | 0 | 0 | 0 | 3452 | Non-Residential | caiso
Average Per Device | 1-in-10 | July Monthly System Peak Day | 50% Cycling | 20 | Average Per Device1-in-10July Monthly System Peak Day50% Cycling20 | 2.4261 | 2.4261 | 76.2893 | 0 | 0 | 0 | 0 | 0 | 3452 | Non-Residential | caiso
Aggregate | 1-in-10 | July Monthly System Peak Day | 50% Cycling | 20 | Aggregate1-in-10July Monthly System Peak Day50% Cycling20 | 18.6105 | 18.6105 | 76.2893 | 0 | 0 | 0 | 0 | 0 | 3452 | Non-Residential | caiso
Average Per Ton | 1-in-10 | July Monthly System Peak Day | All | 20 | Average Per Ton1-in-10July Monthly System Peak DayAll20 | 0.62249 | 0.62249 | 76.3211 | 0 | 0 | 0 | 0 | 0 | 4789 | Non-Residential | caiso
Average Per Premise | 1-in-10 | July Monthly System Peak Day | All | 20 | Average Per Premise1-in-10July Monthly System Peak DayAll20 | 5.7111 | 5.7111 | 76.3211 | 0 | 0 | 0 | 0 | 0 | 4789 | Non-Residential | caiso
Average Per Device | 1-in-10 | July Monthly System Peak Day | All | 20 | Average Per Device1-in-10July Monthly System Peak DayAll20 | 2.4157 | 2.4157 | 76.3211 | 0 | 0 | 0 | 0 | 0 | 4789 | Non-Residential | caiso
Aggregate | 1-in-10 | July Monthly System Peak Day | All | 20 | Aggregate1-in-10July Monthly System Peak DayAll20 | 27.3503 | 27.3503 | 76.3211 | 0 | 0 | 0 | 0 | 0 | 4789 | Non-Residential | caiso
Average Per Ton | 1-in-10 | June Monthly System Peak Day | 30% Cycling | 20 | Average Per Ton1-in-10June Monthly System Peak Day30% Cycling20 | 0.60025 | 0.60025 | 77.8513 | 0 | 0 | 0 | 0 | 0 | 1337 | Non-Residential | caiso
Average Per Premise | 1-in-10 | June Monthly System Peak Day | 30% Cycling | 20 | Average Per Premise1-in-10June Monthly System Peak Day30% Cycling20 | 6.3684 | 6.3684 | 77.8513 | 0 | 0 | 0 | 0 | 0 | 1337 | Non-Residential | caiso
Average Per Device | 1-in-10 | June Monthly System Peak Day | 30% Cycling | 20 | Average Per Device1-in-10June Monthly System Peak Day30% Cycling20 | 2.3321 | 2.3321 | 77.8513 | 0 | 0 | 0 | 0 | 0 | 1337 | Non-Residential | caiso
Aggregate | 1-in-10 | June Monthly System Peak Day | 30% Cycling | 20 | Aggregate1-in-10June Monthly System Peak Day30% Cycling20 | 8.5146 | 8.5146 | 77.8513 | 0 | 0 | 0 | 0 | 0 | 1337 | Non-Residential | caiso
Average Per Ton | 1-in-10 | June Monthly System Peak Day | 50% Cycling | 20 | Average Per Ton1-in-10June Monthly System Peak Day50% Cycling20 | 0.6197 | 0.6197 | 77.4737 | 0 | 0 | 0 | 0 | 0 | 3452 | Non-Residential | caiso
Average Per Premise | 1-in-10 | June Monthly System Peak Day | 50% Cycling | 20 | Average Per Premise1-in-10June Monthly System Peak Day50% Cycling20 | 5.341 | 5.341 | 77.4737 | 0 | 0 | 0 | 0 | 0 | 3452 | Non-Residential | caiso
Average Per Device | 1-in-10 | June Monthly System Peak Day | 50% Cycling | 20 | Average Per Device1-in-10June Monthly System Peak Day50% Cycling20 | 2.4035 | 2.4035 | 77.4737 | 0 | 0 | 0 | 0 | 0 | 3452 | Non-Residential | caiso
Aggregate | 1-in-10 | June Monthly System Peak Day | 50% Cycling | 20 | Aggregate1-in-10June Monthly System Peak Day50% Cycling20 | 18.4372 | 18.4372 | 77.4737 | 0 | 0 | 0 | 0 | 0 | 3452 | Non-Residential | caiso
Average Per Ton | 1-in-10 | June Monthly System Peak Day | All | 20 | Average Per Ton1-in-10June Monthly System Peak DayAll20 | 0.61427 | 0.61427 | 77.5791 | 0 | 0 | 0 | 0 | 0 | 4789 | Non-Residential | caiso
Average Per Premise | 1-in-10 | June Monthly System Peak Day | All | 20 | Average Per Premise1-in-10June Monthly System Peak DayAll20 | 5.6357 | 5.6357 | 77.5791 | 0 | 0 | 0 | 0 | 0 | 4789 | Non-Residential | caiso
Average Per Device | 1-in-10 | June Monthly System Peak Day | All | 20 | Average Per Device1-in-10June Monthly System Peak DayAll20 | 2.3838 | 2.3838 | 77.5791 | 0 | 0 | 0 | 0 | 0 | 4789 | Non-Residential | caiso
Aggregate | 1-in-10 | June Monthly System Peak Day | All | 20 | Aggregate1-in-10June Monthly System Peak DayAll20 | 26.9891 | 26.9891 | 77.5791 | 0 | 0 | 0 | 0 | 0 | 4789 | Non-Residential | caiso
Average Per Ton | 1-in-10 | May Monthly System Peak Day | 30% Cycling | 20 | Average Per Ton1-in-10May Monthly System Peak Day30% Cycling20 | 0.60066 | 0.60066 | 78.3928 | 0 | 0 | 0 | 0 | 0 | 1337 | Non-Residential | caiso
Average Per Premise | 1-in-10 | May Monthly System Peak Day | 30% Cycling | 20 | Average Per Premise1-in-10May Monthly System Peak Day30% Cycling20 | 6.3728 | 6.3728 | 78.3928 | 0 | 0 | 0 | 0 | 0 | 1337 | Non-Residential | caiso
Average Per Device | 1-in-10 | May Monthly System Peak Day | 30% Cycling | 20 | Average Per Device1-in-10May Monthly System Peak Day30% Cycling20 | 2.3337 | 2.3337 | 78.3928 | 0 | 0 | 0 | 0 | 0 | 1337 | Non-Residential | caiso
Aggregate | 1-in-10 | May Monthly System Peak Day | 30% Cycling | 20 | Aggregate1-in-10May Monthly System Peak Day30% Cycling20 | 8.5204 | 8.5204 | 78.3928 | 0 | 0 | 0 | 0 | 0 | 1337 | Non-Residential | caiso
Average Per Ton | 1-in-10 | May Monthly System Peak Day | 50% Cycling | 20 | Average Per Ton1-in-10May Monthly System Peak Day50% Cycling20 | 0.61917 | 0.61917 | 78.111 | 0 | 0 | 0 | 0 | 0 | 3452 | Non-Residential | caiso
Average Per Premise | 1-in-10 | May Monthly System Peak Day | 50% Cycling | 20 | Average Per Premise1-in-10May Monthly System Peak Day50% Cycling20 | 5.3365 | 5.3365 | 78.111 | 0 | 0 | 0 | 0 | 0 | 3452 | Non-Residential | caiso
Average Per Device | 1-in-10 | May Monthly System Peak Day | 50% Cycling | 20 | Average Per Device1-in-10May Monthly System Peak Day50% Cycling20 | 2.4014 | 2.4014 | 78.111 | 0 | 0 | 0 | 0 | 0 | 3452 | Non-Residential | caiso
Aggregate | 1-in-10 | May Monthly System Peak Day | 50% Cycling | 20 | Aggregate1-in-10May Monthly System Peak Day50% Cycling20 | 18.4215 | 18.4215 | 78.111 | 0 | 0 | 0 | 0 | 0 | 3452 | Non-Residential | caiso
Average Per Ton | 1-in-10 | May Monthly System Peak Day | All | 20 | Average Per Ton1-in-10May Monthly System Peak DayAll20 | 0.61401 | 0.61401 | 78.1897 | 0 | 0 | 0 | 0 | 0 | 4789 | Non-Residential | caiso
Average Per Premise | 1-in-10 | May Monthly System Peak Day | All | 20 | Average Per Premise1-in-10May Monthly System Peak DayAll20 | 5.6332 | 5.6332 | 78.1897 | 0 | 0 | 0 | 0 | 0 | 4789 | Non-Residential | caiso
Average Per Device | 1-in-10 | May Monthly System Peak Day | All | 20 | Average Per Device1-in-10May Monthly System Peak DayAll20 | 2.3827 | 2.3827 | 78.1897 | 0 | 0 | 0 | 0 | 0 | 4789 | Non-Residential | caiso
Aggregate | 1-in-10 | May Monthly System Peak Day | All | 20 | Aggregate1-in-10May Monthly System Peak DayAll20 | 26.9774 | 26.9774 | 78.1897 | 0 | 0 | 0 | 0 | 0 | 4789 | Non-Residential | caiso
Average Per Ton | 1-in-10 | October Monthly System Peak Day | 30% Cycling | 20 | Average Per Ton1-in-10October Monthly System Peak Day30% Cycling20 | 0.63499 | 0.63499 | 74.3196 | 0 | 0 | 0 | 0 | 0 | 1337 | Non-Residential | caiso
Average Per Premise | 1-in-10 | October Monthly System Peak Day | 30% Cycling | 20 | Average Per Premise1-in-10October Monthly System Peak Day30% Cycling20 | 6.737 | 6.737 | 74.3196 | 0 | 0 | 0 | 0 | 0 | 1337 | Non-Residential | caiso
Average Per Device | 1-in-10 | October Monthly System Peak Day | 30% Cycling | 20 | Average Per Device1-in-10October Monthly System Peak Day30% Cycling20 | 2.4671 | 2.4671 | 74.3196 | 0 | 0 | 0 | 0 | 0 | 1337 | Non-Residential | caiso
Aggregate | 1-in-10 | October Monthly System Peak Day | 30% Cycling | 20 | Aggregate1-in-10October Monthly System Peak Day30% Cycling20 | 9.0074 | 9.0074 | 74.3196 | 0 | 0 | 0 | 0 | 0 | 1337 | Non-Residential | caiso
Average Per Ton | 1-in-10 | October Monthly System Peak Day | 50% Cycling | 20 | Average Per Ton1-in-10October Monthly System Peak Day50% Cycling20 | 0.63476 | 0.63476 | 74.5068 | 0 | 0 | 0 | 0 | 0 | 3452 | Non-Residential | caiso
Average Per Premise | 1-in-10 | October Monthly System Peak Day | 50% Cycling | 20 | Average Per Premise1-in-10October Monthly System Peak Day50% Cycling20 | 5.4708 | 5.4708 | 74.5068 | 0 | 0 | 0 | 0 | 0 | 3452 | Non-Residential | caiso
Average Per Device | 1-in-10 | October Monthly System Peak Day | 50% Cycling | 20 | Average Per Device1-in-10October Monthly System Peak Day50% Cycling20 | 2.4619 | 2.4619 | 74.5068 | 0 | 0 | 0 | 0 | 0 | 3452 | Non-Residential | caiso
Aggregate | 1-in-10 | October Monthly System Peak Day | 50% Cycling | 20 | Aggregate1-in-10October Monthly System Peak Day50% Cycling20 | 18.8851 | 18.8851 | 74.5068 | 0 | 0 | 0 | 0 | 0 | 3452 | Non-Residential | caiso
Average Per Ton | 1-in-10 | October Monthly System Peak Day | All | 20 | Average Per Ton1-in-10October Monthly System Peak DayAll20 | 0.63482 | 0.63482 | 74.4545 | 0 | 0 | 0 | 0 | 0 | 4789 | Non-Residential | caiso
Average Per Premise | 1-in-10 | October Monthly System Peak Day | All | 20 | Average Per Premise1-in-10October Monthly System Peak DayAll20 | 5.8242 | 5.8242 | 74.4545 | 0 | 0 | 0 | 0 | 0 | 4789 | Non-Residential | caiso
Average Per Device | 1-in-10 | October Monthly System Peak Day | All | 20 | Average Per Device1-in-10October Monthly System Peak DayAll20 | 2.4635 | 2.4635 | 74.4545 | 0 | 0 | 0 | 0 | 0 | 4789 | Non-Residential | caiso
Aggregate | 1-in-10 | October Monthly System Peak Day | All | 20 | Aggregate1-in-10October Monthly System Peak DayAll20 | 27.8921 | 27.8921 | 74.4545 | 0 | 0 | 0 | 0 | 0 | 4789 | Non-Residential | caiso
Average Per Ton | 1-in-10 | September Monthly System Peak Day | 30% Cycling | 20 | Average Per Ton1-in-10September Monthly System Peak Day30% Cycling20 | 0.77538 | 0.77538 | 83.857 | 0 | 0 | 0 | 0 | 0 | 1337 | Non-Residential | caiso
Average Per Premise | 1-in-10 | September Monthly System Peak Day | 30% Cycling | 20 | Average Per Premise1-in-10September Monthly System Peak Day30% Cycling20 | 8.2265 | 8.2265 | 83.857 | 0 | 0 | 0 | 0 | 0 | 1337 | Non-Residential | caiso
Average Per Device | 1-in-10 | September Monthly System Peak Day | 30% Cycling | 20 | Average Per Device1-in-10September Monthly System Peak Day30% Cycling20 | 3.0125 | 3.0125 | 83.857 | 0 | 0 | 0 | 0 | 0 | 1337 | Non-Residential | caiso
Aggregate | 1-in-10 | September Monthly System Peak Day | 30% Cycling | 20 | Aggregate1-in-10September Monthly System Peak Day30% Cycling20 | 10.9988 | 10.9988 | 83.857 | 0 | 0 | 0 | 0 | 0 | 1337 | Non-Residential | caiso
Average Per Ton | 1-in-10 | September Monthly System Peak Day | 50% Cycling | 20 | Average Per Ton1-in-10September Monthly System Peak Day50% Cycling20 | 0.68929 | 0.68929 | 83.4813 | 0 | 0 | 0 | 0 | 0 | 3452 | Non-Residential | caiso
Average Per Premise | 1-in-10 | September Monthly System Peak Day | 50% Cycling | 20 | Average Per Premise1-in-10September Monthly System Peak Day50% Cycling20 | 5.9408 | 5.9408 | 83.4813 | 0 | 0 | 0 | 0 | 0 | 3452 | Non-Residential | caiso
Average Per Device | 1-in-10 | September Monthly System Peak Day | 50% Cycling | 20 | Average Per Device1-in-10September Monthly System Peak Day50% Cycling20 | 2.6734 | 2.6734 | 83.4813 | 0 | 0 | 0 | 0 | 0 | 3452 | Non-Residential | caiso
Aggregate | 1-in-10 | September Monthly System Peak Day | 50% Cycling | 20 | Aggregate1-in-10September Monthly System Peak Day50% Cycling20 | 20.5075 | 20.5075 | 83.4813 | 0 | 0 | 0 | 0 | 0 | 3452 | Non-Residential | caiso
Average Per Ton | 1-in-10 | September Monthly System Peak Day | All | 20 | Average Per Ton1-in-10September Monthly System Peak DayAll20 | 0.71333 | 0.71333 | 83.5862 | 0 | 0 | 0 | 0 | 0 | 4789 | Non-Residential | caiso
Average Per Premise | 1-in-10 | September Monthly System Peak Day | All | 20 | Average Per Premise1-in-10September Monthly System Peak DayAll20 | 6.5444 | 6.5444 | 83.5862 | 0 | 0 | 0 | 0 | 0 | 4789 | Non-Residential | caiso
Average Per Device | 1-in-10 | September Monthly System Peak Day | All | 20 | Average Per Device1-in-10September Monthly System Peak DayAll20 | 2.7682 | 2.7682 | 83.5862 | 0 | 0 | 0 | 0 | 0 | 4789 | Non-Residential | caiso
Aggregate | 1-in-10 | September Monthly System Peak Day | All | 20 | Aggregate1-in-10September Monthly System Peak DayAll20 | 31.3412 | 31.3412 | 83.5862 | 0 | 0 | 0 | 0 | 0 | 4789 | Non-Residential | caiso
Average Per Ton | 1-in-10 | August Monthly System Peak Day | 30% Cycling | 21 | Average Per Ton1-in-10August Monthly System Peak Day30% Cycling21 | 0.61765 | 0.61765 | 76.0295 | 0 | 0 | 0 | 0 | 0 | 1337 | Non-Residential | caiso
Average Per Premise | 1-in-10 | August Monthly System Peak Day | 30% Cycling | 21 | Average Per Premise1-in-10August Monthly System Peak Day30% Cycling21 | 6.553 | 6.553 | 76.0295 | 0 | 0 | 0 | 0 | 0 | 1337 | Non-Residential | caiso
Average Per Device | 1-in-10 | August Monthly System Peak Day | 30% Cycling | 21 | Average Per Device1-in-10August Monthly System Peak Day30% Cycling21 | 2.3997 | 2.3997 | 76.0295 | 0 | 0 | 0 | 0 | 0 | 1337 | Non-Residential | caiso
Aggregate | 1-in-10 | August Monthly System Peak Day | 30% Cycling | 21 | Aggregate1-in-10August Monthly System Peak Day30% Cycling21 | 8.7614 | 8.7614 | 76.0295 | 0 | 0 | 0 | 0 | 0 | 1337 | Non-Residential | caiso
Average Per Ton | 1-in-10 | August Monthly System Peak Day | 50% Cycling | 21 | Average Per Ton1-in-10August Monthly System Peak Day50% Cycling21 | 0.58705 | 0.58705 | 75.8748 | 0 | 0 | 0 | 0 | 0 | 3452 | Non-Residential | caiso
Average Per Premise | 1-in-10 | August Monthly System Peak Day | 50% Cycling | 21 | Average Per Premise1-in-10August Monthly System Peak Day50% Cycling21 | 5.0596 | 5.0596 | 75.8748 | 0 | 0 | 0 | 0 | 0 | 3452 | Non-Residential | caiso
Average Per Device | 1-in-10 | August Monthly System Peak Day | 50% Cycling | 21 | Average Per Device1-in-10August Monthly System Peak Day50% Cycling21 | 2.2769 | 2.2769 | 75.8748 | 0 | 0 | 0 | 0 | 0 | 3452 | Non-Residential | caiso
Aggregate | 1-in-10 | August Monthly System Peak Day | 50% Cycling | 21 | Aggregate1-in-10August Monthly System Peak Day50% Cycling21 | 17.4658 | 17.4658 | 75.8748 | 0 | 0 | 0 | 0 | 0 | 3452 | Non-Residential | caiso
Average Per Ton | 1-in-10 | August Monthly System Peak Day | All | 21 | Average Per Ton1-in-10August Monthly System Peak DayAll21 | 0.5956 | 0.5956 | 75.918 | 0 | 0 | 0 | 0 | 0 | 4789 | Non-Residential | caiso
Average Per Premise | 1-in-10 | August Monthly System Peak Day | All | 21 | Average Per Premise1-in-10August Monthly System Peak DayAll21 | 5.4643 | 5.4643 | 75.918 | 0 | 0 | 0 | 0 | 0 | 4789 | Non-Residential | caiso
Average Per Device | 1-in-10 | August Monthly System Peak Day | All | 21 | Average Per Device1-in-10August Monthly System Peak DayAll21 | 2.3113 | 2.3113 | 75.918 | 0 | 0 | 0 | 0 | 0 | 4789 | Non-Residential | caiso
Aggregate | 1-in-10 | August Monthly System Peak Day | All | 21 | Aggregate1-in-10August Monthly System Peak DayAll21 | 26.1686 | 26.1686 | 75.918 | 0 | 0 | 0 | 0 | 0 | 4789 | Non-Residential | caiso
Average Per Ton | 1-in-10 | August Typical Event Day | 30% Cycling | 21 | Average Per Ton1-in-10August Typical Event Day30% Cycling21 | 0.60733 | 0.60733 | 76.2939 | 0 | 0 | 0 | 0 | 0 | 1337 | Non-Residential | caiso
Average Per Premise | 1-in-10 | August Typical Event Day | 30% Cycling | 21 | Average Per Premise1-in-10August Typical Event Day30% Cycling21 | 6.4435 | 6.4435 | 76.2939 | 0 | 0 | 0 | 0 | 0 | 1337 | Non-Residential | caiso
Average Per Device | 1-in-10 | August Typical Event Day | 30% Cycling | 21 | Average Per Device1-in-10August Typical Event Day30% Cycling21 | 2.3596 | 2.3596 | 76.2939 | 0 | 0 | 0 | 0 | 0 | 1337 | Non-Residential | caiso
Aggregate | 1-in-10 | August Typical Event Day | 30% Cycling | 21 | Aggregate1-in-10August Typical Event Day30% Cycling21 | 8.6149 | 8.6149 | 76.2939 | 0 | 0 | 0 | 0 | 0 | 1337 | Non-Residential | caiso
Average Per Ton | 1-in-10 | August Typical Event Day | 50% Cycling | 21 | Average Per Ton1-in-10August Typical Event Day50% Cycling21 | 0.58258 | 0.58258 | 76.2056 | 0 | 0 | 0 | 0 | 0 | 3452 | Non-Residential | caiso
Average Per Premise | 1-in-10 | August Typical Event Day | 50% Cycling | 21 | Average Per Premise1-in-10August Typical Event Day50% Cycling21 | 5.0211 | 5.0211 | 76.2056 | 0 | 0 | 0 | 0 | 0 | 3452 | Non-Residential | caiso
Average Per Device | 1-in-10 | August Typical Event Day | 50% Cycling | 21 | Average Per Device1-in-10August Typical Event Day50% Cycling21 | 2.2595 | 2.2595 | 76.2056 | 0 | 0 | 0 | 0 | 0 | 3452 | Non-Residential | caiso
Aggregate | 1-in-10 | August Typical Event Day | 50% Cycling | 21 | Aggregate1-in-10August Typical Event Day50% Cycling21 | 17.3328 | 17.3328 | 76.2056 | 0 | 0 | 0 | 0 | 0 | 3452 | Non-Residential | caiso
Average Per Ton | 1-in-10 | August Typical Event Day | All | 21 | Average Per Ton1-in-10August Typical Event DayAll21 | 0.58949 | 0.58949 | 76.2303 | 0 | 0 | 0 | 0 | 0 | 4789 | Non-Residential | caiso
Average Per Premise | 1-in-10 | August Typical Event Day | All | 21 | Average Per Premise1-in-10August Typical Event DayAll21 | 5.4083 | 5.4083 | 76.2303 | 0 | 0 | 0 | 0 | 0 | 4789 | Non-Residential | caiso
Average Per Device | 1-in-10 | August Typical Event Day | All | 21 | Average Per Device1-in-10August Typical Event DayAll21 | 2.2876 | 2.2876 | 76.2303 | 0 | 0 | 0 | 0 | 0 | 4789 | Non-Residential | caiso
Aggregate | 1-in-10 | August Typical Event Day | All | 21 | Aggregate1-in-10August Typical Event DayAll21 | 25.9003 | 25.9003 | 76.2303 | 0 | 0 | 0 | 0 | 0 | 4789 | Non-Residential | caiso
Average Per Ton | 1-in-10 | July Monthly System Peak Day | 30% Cycling | 21 | Average Per Ton1-in-10July Monthly System Peak Day30% Cycling21 | 0.55949 | 0.55949 | 74.1167 | 0 | 0 | 0 | 0 | 0 | 1337 | Non-Residential | caiso
Average Per Premise | 1-in-10 | July Monthly System Peak Day | 30% Cycling | 21 | Average Per Premise1-in-10July Monthly System Peak Day30% Cycling21 | 5.936 | 5.936 | 74.1167 | 0 | 0 | 0 | 0 | 0 | 1337 | Non-Residential | caiso
Average Per Device | 1-in-10 | July Monthly System Peak Day | 30% Cycling | 21 | Average Per Device1-in-10July Monthly System Peak Day30% Cycling21 | 2.1738 | 2.1738 | 74.1167 | 0 | 0 | 0 | 0 | 0 | 1337 | Non-Residential | caiso
Aggregate | 1-in-10 | July Monthly System Peak Day | 30% Cycling | 21 | Aggregate1-in-10July Monthly System Peak Day30% Cycling21 | 7.9364 | 7.9364 | 74.1167 | 0 | 0 | 0 | 0 | 0 | 1337 | Non-Residential | caiso
Average Per Ton | 1-in-10 | July Monthly System Peak Day | 50% Cycling | 21 | Average Per Ton1-in-10July Monthly System Peak Day50% Cycling21 | 0.56369 | 0.56369 | 74.0728 | 0 | 0 | 0 | 0 | 0 | 3452 | Non-Residential | caiso
Average Per Premise | 1-in-10 | July Monthly System Peak Day | 50% Cycling | 21 | Average Per Premise1-in-10July Monthly System Peak Day50% Cycling21 | 4.8583 | 4.8583 | 74.0728 | 0 | 0 | 0 | 0 | 0 | 3452 | Non-Residential | caiso
Average Per Device | 1-in-10 | July Monthly System Peak Day | 50% Cycling | 21 | Average Per Device1-in-10July Monthly System Peak Day50% Cycling21 | 2.1862 | 2.1862 | 74.0728 | 0 | 0 | 0 | 0 | 0 | 3452 | Non-Residential | caiso
Aggregate | 1-in-10 | July Monthly System Peak Day | 50% Cycling | 21 | Aggregate1-in-10July Monthly System Peak Day50% Cycling21 | 16.7707 | 16.7707 | 74.0728 | 0 | 0 | 0 | 0 | 0 | 3452 | Non-Residential | caiso
Average Per Ton | 1-in-10 | July Monthly System Peak Day | All | 21 | Average Per Ton1-in-10July Monthly System Peak DayAll21 | 0.56252 | 0.56252 | 74.0851 | 0 | 0 | 0 | 0 | 0 | 4789 | Non-Residential | caiso
Average Per Premise | 1-in-10 | July Monthly System Peak Day | All | 21 | Average Per Premise1-in-10July Monthly System Peak DayAll21 | 5.1608 | 5.1608 | 74.0851 | 0 | 0 | 0 | 0 | 0 | 4789 | Non-Residential | caiso
Average Per Device | 1-in-10 | July Monthly System Peak Day | All | 21 | Average Per Device1-in-10July Monthly System Peak DayAll21 | 2.1829 | 2.1829 | 74.0851 | 0 | 0 | 0 | 0 | 0 | 4789 | Non-Residential | caiso
Aggregate | 1-in-10 | July Monthly System Peak Day | All | 21 | Aggregate1-in-10July Monthly System Peak DayAll21 | 24.7151 | 24.7151 | 74.0851 | 0 | 0 | 0 | 0 | 0 | 4789 | Non-Residential | caiso
Average Per Ton | 1-in-10 | June Monthly System Peak Day | 30% Cycling | 21 | Average Per Ton1-in-10June Monthly System Peak Day30% Cycling21 | 0.54638 | 0.54638 | 74.5652 | 0 | 0 | 0 | 0 | 0 | 1337 | Non-Residential | caiso
Average Per Premise | 1-in-10 | June Monthly System Peak Day | 30% Cycling | 21 | Average Per Premise1-in-10June Monthly System Peak Day30% Cycling21 | 5.7968 | 5.7968 | 74.5652 | 0 | 0 | 0 | 0 | 0 | 1337 | Non-Residential | caiso
Average Per Device | 1-in-10 | June Monthly System Peak Day | 30% Cycling | 21 | Average Per Device1-in-10June Monthly System Peak Day30% Cycling21 | 2.1228 | 2.1228 | 74.5652 | 0 | 0 | 0 | 0 | 0 | 1337 | Non-Residential | caiso
Aggregate | 1-in-10 | June Monthly System Peak Day | 30% Cycling | 21 | Aggregate1-in-10June Monthly System Peak Day30% Cycling21 | 7.7504 | 7.7504 | 74.5652 | 0 | 0 | 0 | 0 | 0 | 1337 | Non-Residential | caiso
Average Per Ton | 1-in-10 | June Monthly System Peak Day | 50% Cycling | 21 | Average Per Ton1-in-10June Monthly System Peak Day50% Cycling21 | 0.55844 | 0.55844 | 74.5045 | 0 | 0 | 0 | 0 | 0 | 3452 | Non-Residential | caiso
Average Per Premise | 1-in-10 | June Monthly System Peak Day | 50% Cycling | 21 | Average Per Premise1-in-10June Monthly System Peak Day50% Cycling21 | 4.813 | 4.813 | 74.5045 | 0 | 0 | 0 | 0 | 0 | 3452 | Non-Residential | caiso
Average Per Device | 1-in-10 | June Monthly System Peak Day | 50% Cycling | 21 | Average Per Device1-in-10June Monthly System Peak Day50% Cycling21 | 2.1659 | 2.1659 | 74.5045 | 0 | 0 | 0 | 0 | 0 | 3452 | Non-Residential | caiso
Aggregate | 1-in-10 | June Monthly System Peak Day | 50% Cycling | 21 | Aggregate1-in-10June Monthly System Peak Day50% Cycling21 | 16.6145 | 16.6145 | 74.5045 | 0 | 0 | 0 | 0 | 0 | 3452 | Non-Residential | caiso
Average Per Ton | 1-in-10 | June Monthly System Peak Day | All | 21 | Average Per Ton1-in-10June Monthly System Peak DayAll21 | 0.55507 | 0.55507 | 74.5214 | 0 | 0 | 0 | 0 | 0 | 4789 | Non-Residential | caiso
Average Per Premise | 1-in-10 | June Monthly System Peak Day | All | 21 | Average Per Premise1-in-10June Monthly System Peak DayAll21 | 5.0925 | 5.0925 | 74.5214 | 0 | 0 | 0 | 0 | 0 | 4789 | Non-Residential | caiso
Average Per Device | 1-in-10 | June Monthly System Peak Day | All | 21 | Average Per Device1-in-10June Monthly System Peak DayAll21 | 2.154 | 2.154 | 74.5214 | 0 | 0 | 0 | 0 | 0 | 4789 | Non-Residential | caiso
Aggregate | 1-in-10 | June Monthly System Peak Day | All | 21 | Aggregate1-in-10June Monthly System Peak DayAll21 | 24.388 | 24.388 | 74.5214 | 0 | 0 | 0 | 0 | 0 | 4789 | Non-Residential | caiso
Average Per Ton | 1-in-10 | May Monthly System Peak Day | 30% Cycling | 21 | Average Per Ton1-in-10May Monthly System Peak Day30% Cycling21 | 0.54675 | 0.54675 | 74.9285 | 0 | 0 | 0 | 0 | 0 | 1337 | Non-Residential | caiso
Average Per Premise | 1-in-10 | May Monthly System Peak Day | 30% Cycling | 21 | Average Per Premise1-in-10May Monthly System Peak Day30% Cycling21 | 5.8008 | 5.8008 | 74.9285 | 0 | 0 | 0 | 0 | 0 | 1337 | Non-Residential | caiso
Average Per Device | 1-in-10 | May Monthly System Peak Day | 30% Cycling | 21 | Average Per Device1-in-10May Monthly System Peak Day30% Cycling21 | 2.1243 | 2.1243 | 74.9285 | 0 | 0 | 0 | 0 | 0 | 1337 | Non-Residential | caiso
Aggregate | 1-in-10 | May Monthly System Peak Day | 30% Cycling | 21 | Aggregate1-in-10May Monthly System Peak Day30% Cycling21 | 7.7557 | 7.7557 | 74.9285 | 0 | 0 | 0 | 0 | 0 | 1337 | Non-Residential | caiso
Average Per Ton | 1-in-10 | May Monthly System Peak Day | 50% Cycling | 21 | Average Per Ton1-in-10May Monthly System Peak Day50% Cycling21 | 0.55796 | 0.55796 | 74.7407 | 0 | 0 | 0 | 0 | 0 | 3452 | Non-Residential | caiso
Average Per Premise | 1-in-10 | May Monthly System Peak Day | 50% Cycling | 21 | Average Per Premise1-in-10May Monthly System Peak Day50% Cycling21 | 4.8089 | 4.8089 | 74.7407 | 0 | 0 | 0 | 0 | 0 | 3452 | Non-Residential | caiso
Average Per Device | 1-in-10 | May Monthly System Peak Day | 50% Cycling | 21 | Average Per Device1-in-10May Monthly System Peak Day50% Cycling21 | 2.164 | 2.164 | 74.7407 | 0 | 0 | 0 | 0 | 0 | 3452 | Non-Residential | caiso
Aggregate | 1-in-10 | May Monthly System Peak Day | 50% Cycling | 21 | Aggregate1-in-10May Monthly System Peak Day50% Cycling21 | 16.6003 | 16.6003 | 74.7407 | 0 | 0 | 0 | 0 | 0 | 3452 | Non-Residential | caiso
Average Per Ton | 1-in-10 | May Monthly System Peak Day | All | 21 | Average Per Ton1-in-10May Monthly System Peak DayAll21 | 0.55483 | 0.55483 | 74.7931 | 0 | 0 | 0 | 0 | 0 | 4789 | Non-Residential | caiso
Average Per Premise | 1-in-10 | May Monthly System Peak Day | All | 21 | Average Per Premise1-in-10May Monthly System Peak DayAll21 | 5.0903 | 5.0903 | 74.7931 | 0 | 0 | 0 | 0 | 0 | 4789 | Non-Residential | caiso
Average Per Device | 1-in-10 | May Monthly System Peak Day | All | 21 | Average Per Device1-in-10May Monthly System Peak DayAll21 | 2.1531 | 2.1531 | 74.7931 | 0 | 0 | 0 | 0 | 0 | 4789 | Non-Residential | caiso
Aggregate | 1-in-10 | May Monthly System Peak Day | All | 21 | Aggregate1-in-10May Monthly System Peak DayAll21 | 24.3775 | 24.3775 | 74.7931 | 0 | 0 | 0 | 0 | 0 | 4789 | Non-Residential | caiso
Average Per Ton | 1-in-10 | October Monthly System Peak Day | 30% Cycling | 21 | Average Per Ton1-in-10October Monthly System Peak Day30% Cycling21 | 0.578 | 0.578 | 73.0196 | 0 | 0 | 0 | 0 | 0 | 1337 | Non-Residential | caiso
Average Per Premise | 1-in-10 | October Monthly System Peak Day | 30% Cycling | 21 | Average Per Premise1-in-10October Monthly System Peak Day30% Cycling21 | 6.1323 | 6.1323 | 73.0196 | 0 | 0 | 0 | 0 | 0 | 1337 | Non-Residential | caiso
Average Per Device | 1-in-10 | October Monthly System Peak Day | 30% Cycling | 21 | Average Per Device1-in-10October Monthly System Peak Day30% Cycling21 | 2.2457 | 2.2457 | 73.0196 | 0 | 0 | 0 | 0 | 0 | 1337 | Non-Residential | caiso
Aggregate | 1-in-10 | October Monthly System Peak Day | 30% Cycling | 21 | Aggregate1-in-10October Monthly System Peak Day30% Cycling21 | 8.1989 | 8.1989 | 73.0196 | 0 | 0 | 0 | 0 | 0 | 1337 | Non-Residential | caiso
Average Per Ton | 1-in-10 | October Monthly System Peak Day | 50% Cycling | 21 | Average Per Ton1-in-10October Monthly System Peak Day50% Cycling21 | 0.57201 | 0.57201 | 73.2726 | 0 | 0 | 0 | 0 | 0 | 3452 | Non-Residential | caiso
Average Per Premise | 1-in-10 | October Monthly System Peak Day | 50% Cycling | 21 | Average Per Premise1-in-10October Monthly System Peak Day50% Cycling21 | 4.9299 | 4.9299 | 73.2726 | 0 | 0 | 0 | 0 | 0 | 3452 | Non-Residential | caiso
Average Per Device | 1-in-10 | October Monthly System Peak Day | 50% Cycling | 21 | Average Per Device1-in-10October Monthly System Peak Day50% Cycling21 | 2.2185 | 2.2185 | 73.2726 | 0 | 0 | 0 | 0 | 0 | 3452 | Non-Residential | caiso
Aggregate | 1-in-10 | October Monthly System Peak Day | 50% Cycling | 21 | Aggregate1-in-10October Monthly System Peak Day50% Cycling21 | 17.0182 | 17.0182 | 73.2726 | 0 | 0 | 0 | 0 | 0 | 3452 | Non-Residential | caiso
Average Per Ton | 1-in-10 | October Monthly System Peak Day | All | 21 | Average Per Ton1-in-10October Monthly System Peak DayAll21 | 0.57368 | 0.57368 | 73.202 | 0 | 0 | 0 | 0 | 0 | 4789 | Non-Residential | caiso
Average Per Premise | 1-in-10 | October Monthly System Peak Day | All | 21 | Average Per Premise1-in-10October Monthly System Peak DayAll21 | 5.2632 | 5.2632 | 73.202 | 0 | 0 | 0 | 0 | 0 | 4789 | Non-Residential | caiso
Average Per Device | 1-in-10 | October Monthly System Peak Day | All | 21 | Average Per Device1-in-10October Monthly System Peak DayAll21 | 2.2262 | 2.2262 | 73.202 | 0 | 0 | 0 | 0 | 0 | 4789 | Non-Residential | caiso
Aggregate | 1-in-10 | October Monthly System Peak Day | All | 21 | Aggregate1-in-10October Monthly System Peak DayAll21 | 25.2056 | 25.2056 | 73.202 | 0 | 0 | 0 | 0 | 0 | 4789 | Non-Residential | caiso
Average Per Ton | 1-in-10 | September Monthly System Peak Day | 30% Cycling | 21 | Average Per Ton1-in-10September Monthly System Peak Day30% Cycling21 | 0.70578 | 0.70578 | 80.4643 | 0 | 0 | 0 | 0 | 0 | 1337 | Non-Residential | caiso
Average Per Premise | 1-in-10 | September Monthly System Peak Day | 30% Cycling | 21 | Average Per Premise1-in-10September Monthly System Peak Day30% Cycling21 | 7.4881 | 7.4881 | 80.4643 | 0 | 0 | 0 | 0 | 0 | 1337 | Non-Residential | caiso
Average Per Device | 1-in-10 | September Monthly System Peak Day | 30% Cycling | 21 | Average Per Device1-in-10September Monthly System Peak Day30% Cycling21 | 2.7421 | 2.7421 | 80.4643 | 0 | 0 | 0 | 0 | 0 | 1337 | Non-Residential | caiso
Aggregate | 1-in-10 | September Monthly System Peak Day | 30% Cycling | 21 | Aggregate1-in-10September Monthly System Peak Day30% Cycling21 | 10.0116 | 10.0116 | 80.4643 | 0 | 0 | 0 | 0 | 0 | 1337 | Non-Residential | caiso
Average Per Ton | 1-in-10 | September Monthly System Peak Day | 50% Cycling | 21 | Average Per Ton1-in-10September Monthly System Peak Day50% Cycling21 | 0.62115 | 0.62115 | 80.3703 | 0 | 0 | 0 | 0 | 0 | 3452 | Non-Residential | caiso
Average Per Premise | 1-in-10 | September Monthly System Peak Day | 50% Cycling | 21 | Average Per Premise1-in-10September Monthly System Peak Day50% Cycling21 | 5.3535 | 5.3535 | 80.3703 | 0 | 0 | 0 | 0 | 0 | 3452 | Non-Residential | caiso
Average Per Device | 1-in-10 | September Monthly System Peak Day | 50% Cycling | 21 | Average Per Device1-in-10September Monthly System Peak Day50% Cycling21 | 2.4091 | 2.4091 | 80.3703 | 0 | 0 | 0 | 0 | 0 | 3452 | Non-Residential | caiso
Aggregate | 1-in-10 | September Monthly System Peak Day | 50% Cycling | 21 | Aggregate1-in-10September Monthly System Peak Day50% Cycling21 | 18.4802 | 18.4802 | 80.3703 | 0 | 0 | 0 | 0 | 0 | 3452 | Non-Residential | caiso
Average Per Ton | 1-in-10 | September Monthly System Peak Day | All | 21 | Average Per Ton1-in-10September Monthly System Peak DayAll21 | 0.64478 | 0.64478 | 80.3966 | 0 | 0 | 0 | 0 | 0 | 4789 | Non-Residential | caiso
Average Per Premise | 1-in-10 | September Monthly System Peak Day | All | 21 | Average Per Premise1-in-10September Monthly System Peak DayAll21 | 5.9155 | 5.9155 | 80.3966 | 0 | 0 | 0 | 0 | 0 | 4789 | Non-Residential | caiso
Average Per Device | 1-in-10 | September Monthly System Peak Day | All | 21 | Average Per Device1-in-10September Monthly System Peak DayAll21 | 2.5022 | 2.5022 | 80.3966 | 0 | 0 | 0 | 0 | 0 | 4789 | Non-Residential | caiso
Aggregate | 1-in-10 | September Monthly System Peak Day | All | 21 | Aggregate1-in-10September Monthly System Peak DayAll21 | 28.3294 | 28.3294 | 80.3966 | 0 | 0 | 0 | 0 | 0 | 4789 | Non-Residential | caiso
Average Per Ton | 1-in-10 | August Monthly System Peak Day | 30% Cycling | 22 | Average Per Ton1-in-10August Monthly System Peak Day30% Cycling22 | 0.53786 | 0.53786 | 74.3019 | 0 | 0 | 0 | 0 | 0 | 1337 | Non-Residential | caiso
Average Per Premise | 1-in-10 | August Monthly System Peak Day | 30% Cycling | 22 | Average Per Premise1-in-10August Monthly System Peak Day30% Cycling22 | 5.7065 | 5.7065 | 74.3019 | 0 | 0 | 0 | 0 | 0 | 1337 | Non-Residential | caiso
Average Per Device | 1-in-10 | August Monthly System Peak Day | 30% Cycling | 22 | Average Per Device1-in-10August Monthly System Peak Day30% Cycling22 | 2.0897 | 2.0897 | 74.3019 | 0 | 0 | 0 | 0 | 0 | 1337 | Non-Residential | caiso
Aggregate | 1-in-10 | August Monthly System Peak Day | 30% Cycling | 22 | Aggregate1-in-10August Monthly System Peak Day30% Cycling22 | 7.6296 | 7.6296 | 74.3019 | 0 | 0 | 0 | 0 | 0 | 1337 | Non-Residential | caiso
Average Per Ton | 1-in-10 | August Monthly System Peak Day | 50% Cycling | 22 | Average Per Ton1-in-10August Monthly System Peak Day50% Cycling22 | 0.50711 | 0.50711 | 74.2368 | 0 | 0 | 0 | 0 | 0 | 3452 | Non-Residential | caiso
Average Per Premise | 1-in-10 | August Monthly System Peak Day | 50% Cycling | 22 | Average Per Premise1-in-10August Monthly System Peak Day50% Cycling22 | 4.3706 | 4.3706 | 74.2368 | 0 | 0 | 0 | 0 | 0 | 3452 | Non-Residential | caiso
Average Per Device | 1-in-10 | August Monthly System Peak Day | 50% Cycling | 22 | Average Per Device1-in-10August Monthly System Peak Day50% Cycling22 | 1.9668 | 1.9668 | 74.2368 | 0 | 0 | 0 | 0 | 0 | 3452 | Non-Residential | caiso
Aggregate | 1-in-10 | August Monthly System Peak Day | 50% Cycling | 22 | Aggregate1-in-10August Monthly System Peak Day50% Cycling22 | 15.0874 | 15.0874 | 74.2368 | 0 | 0 | 0 | 0 | 0 | 3452 | Non-Residential | caiso
Average Per Ton | 1-in-10 | August Monthly System Peak Day | All | 22 | Average Per Ton1-in-10August Monthly System Peak DayAll22 | 0.5157 | 0.5157 | 74.2549 | 0 | 0 | 0 | 0 | 0 | 4789 | Non-Residential | caiso
Average Per Premise | 1-in-10 | August Monthly System Peak Day | All | 22 | Average Per Premise1-in-10August Monthly System Peak DayAll22 | 4.7313 | 4.7313 | 74.2549 | 0 | 0 | 0 | 0 | 0 | 4789 | Non-Residential | caiso
Average Per Device | 1-in-10 | August Monthly System Peak Day | All | 22 | Average Per Device1-in-10August Monthly System Peak DayAll22 | 2.0012 | 2.0012 | 74.2549 | 0 | 0 | 0 | 0 | 0 | 4789 | Non-Residential | caiso
Aggregate | 1-in-10 | August Monthly System Peak Day | All | 22 | Aggregate1-in-10August Monthly System Peak DayAll22 | 22.658 | 22.658 | 74.2549 | 0 | 0 | 0 | 0 | 0 | 4789 | Non-Residential | caiso
Average Per Ton | 1-in-10 | August Typical Event Day | 30% Cycling | 22 | Average Per Ton1-in-10August Typical Event Day30% Cycling22 | 0.52887 | 0.52887 | 74.6632 | 0 | 0 | 0 | 0 | 0 | 1337 | Non-Residential | caiso
Average Per Premise | 1-in-10 | August Typical Event Day | 30% Cycling | 22 | Average Per Premise1-in-10August Typical Event Day30% Cycling22 | 5.6111 | 5.6111 | 74.6632 | 0 | 0 | 0 | 0 | 0 | 1337 | Non-Residential | caiso
Average Per Device | 1-in-10 | August Typical Event Day | 30% Cycling | 22 | Average Per Device1-in-10August Typical Event Day30% Cycling22 | 2.0548 | 2.0548 | 74.6632 | 0 | 0 | 0 | 0 | 0 | 1337 | Non-Residential | caiso
Aggregate | 1-in-10 | August Typical Event Day | 30% Cycling | 22 | Aggregate1-in-10August Typical Event Day30% Cycling22 | 7.502 | 7.502 | 74.6632 | 0 | 0 | 0 | 0 | 0 | 1337 | Non-Residential | caiso
Average Per Ton | 1-in-10 | August Typical Event Day | 50% Cycling | 22 | Average Per Ton1-in-10August Typical Event Day50% Cycling22 | 0.50325 | 0.50325 | 74.6552 | 0 | 0 | 0 | 0 | 0 | 3452 | Non-Residential | caiso
Average Per Premise | 1-in-10 | August Typical Event Day | 50% Cycling | 22 | Average Per Premise1-in-10August Typical Event Day50% Cycling22 | 4.3373 | 4.3373 | 74.6552 | 0 | 0 | 0 | 0 | 0 | 3452 | Non-Residential | caiso
Average Per Device | 1-in-10 | August Typical Event Day | 50% Cycling | 22 | Average Per Device1-in-10August Typical Event Day50% Cycling22 | 1.9518 | 1.9518 | 74.6552 | 0 | 0 | 0 | 0 | 0 | 3452 | Non-Residential | caiso
Aggregate | 1-in-10 | August Typical Event Day | 50% Cycling | 22 | Aggregate1-in-10August Typical Event Day50% Cycling22 | 14.9725 | 14.9725 | 74.6552 | 0 | 0 | 0 | 0 | 0 | 3452 | Non-Residential | caiso
Average Per Ton | 1-in-10 | August Typical Event Day | All | 22 | Average Per Ton1-in-10August Typical Event DayAll22 | 0.5104 | 0.5104 | 74.6575 | 0 | 0 | 0 | 0 | 0 | 4789 | Non-Residential | caiso
Average Per Premise | 1-in-10 | August Typical Event Day | All | 22 | Average Per Premise1-in-10August Typical Event DayAll22 | 4.6827 | 4.6827 | 74.6575 | 0 | 0 | 0 | 0 | 0 | 4789 | Non-Residential | caiso
Average Per Device | 1-in-10 | August Typical Event Day | All | 22 | Average Per Device1-in-10August Typical Event DayAll22 | 1.9807 | 1.9807 | 74.6575 | 0 | 0 | 0 | 0 | 0 | 4789 | Non-Residential | caiso
Aggregate | 1-in-10 | August Typical Event Day | All | 22 | Aggregate1-in-10August Typical Event DayAll22 | 22.4253 | 22.4253 | 74.6575 | 0 | 0 | 0 | 0 | 0 | 4789 | Non-Residential | caiso
Average Per Ton | 1-in-10 | July Monthly System Peak Day | 30% Cycling | 22 | Average Per Ton1-in-10July Monthly System Peak Day30% Cycling22 | 0.48721 | 0.48721 | 72.9124 | 0 | 0 | 0 | 0 | 0 | 1337 | Non-Residential | caiso
Average Per Premise | 1-in-10 | July Monthly System Peak Day | 30% Cycling | 22 | Average Per Premise1-in-10July Monthly System Peak Day30% Cycling22 | 5.1691 | 5.1691 | 72.9124 | 0 | 0 | 0 | 0 | 0 | 1337 | Non-Residential | caiso
Average Per Device | 1-in-10 | July Monthly System Peak Day | 30% Cycling | 22 | Average Per Device1-in-10July Monthly System Peak Day30% Cycling22 | 1.8929 | 1.8929 | 72.9124 | 0 | 0 | 0 | 0 | 0 | 1337 | Non-Residential | caiso
Aggregate | 1-in-10 | July Monthly System Peak Day | 30% Cycling | 22 | Aggregate1-in-10July Monthly System Peak Day30% Cycling22 | 6.9111 | 6.9111 | 72.9124 | 0 | 0 | 0 | 0 | 0 | 1337 | Non-Residential | caiso
Average Per Ton | 1-in-10 | July Monthly System Peak Day | 50% Cycling | 22 | Average Per Ton1-in-10July Monthly System Peak Day50% Cycling22 | 0.48693 | 0.48693 | 72.8836 | 0 | 0 | 0 | 0 | 0 | 3452 | Non-Residential | caiso
Average Per Premise | 1-in-10 | July Monthly System Peak Day | 50% Cycling | 22 | Average Per Premise1-in-10July Monthly System Peak Day50% Cycling22 | 4.1967 | 4.1967 | 72.8836 | 0 | 0 | 0 | 0 | 0 | 3452 | Non-Residential | caiso
Average Per Device | 1-in-10 | July Monthly System Peak Day | 50% Cycling | 22 | Average Per Device1-in-10July Monthly System Peak Day50% Cycling22 | 1.8885 | 1.8885 | 72.8836 | 0 | 0 | 0 | 0 | 0 | 3452 | Non-Residential | caiso
Aggregate | 1-in-10 | July Monthly System Peak Day | 50% Cycling | 22 | Aggregate1-in-10July Monthly System Peak Day50% Cycling22 | 14.4869 | 14.4869 | 72.8836 | 0 | 0 | 0 | 0 | 0 | 3452 | Non-Residential | caiso
Average Per Ton | 1-in-10 | July Monthly System Peak Day | All | 22 | Average Per Ton1-in-10July Monthly System Peak DayAll22 | 0.48701 | 0.48701 | 72.8916 | 0 | 0 | 0 | 0 | 0 | 4789 | Non-Residential | caiso
Average Per Premise | 1-in-10 | July Monthly System Peak Day | All | 22 | Average Per Premise1-in-10July Monthly System Peak DayAll22 | 4.468 | 4.468 | 72.8916 | 0 | 0 | 0 | 0 | 0 | 4789 | Non-Residential | caiso
Average Per Device | 1-in-10 | July Monthly System Peak Day | All | 22 | Average Per Device1-in-10July Monthly System Peak DayAll22 | 1.8899 | 1.8899 | 72.8916 | 0 | 0 | 0 | 0 | 0 | 4789 | Non-Residential | caiso
Aggregate | 1-in-10 | July Monthly System Peak Day | All | 22 | Aggregate1-in-10July Monthly System Peak DayAll22 | 21.3975 | 21.3975 | 72.8916 | 0 | 0 | 0 | 0 | 0 | 4789 | Non-Residential | caiso
Average Per Ton | 1-in-10 | June Monthly System Peak Day | 30% Cycling | 22 | Average Per Ton1-in-10June Monthly System Peak Day30% Cycling22 | 0.47579 | 0.47579 | 71.8791 | 0 | 0 | 0 | 0 | 0 | 1337 | Non-Residential | caiso
Average Per Premise | 1-in-10 | June Monthly System Peak Day | 30% Cycling | 22 | Average Per Premise1-in-10June Monthly System Peak Day30% Cycling22 | 5.048 | 5.048 | 71.8791 | 0 | 0 | 0 | 0 | 0 | 1337 | Non-Residential | caiso
Average Per Device | 1-in-10 | June Monthly System Peak Day | 30% Cycling | 22 | Average Per Device1-in-10June Monthly System Peak Day30% Cycling22 | 1.8486 | 1.8486 | 71.8791 | 0 | 0 | 0 | 0 | 0 | 1337 | Non-Residential | caiso
Aggregate | 1-in-10 | June Monthly System Peak Day | 30% Cycling | 22 | Aggregate1-in-10June Monthly System Peak Day30% Cycling22 | 6.7491 | 6.7491 | 71.8791 | 0 | 0 | 0 | 0 | 0 | 1337 | Non-Residential | caiso
Average Per Ton | 1-in-10 | June Monthly System Peak Day | 50% Cycling | 22 | Average Per Ton1-in-10June Monthly System Peak Day50% Cycling22 | 0.48239 | 0.48239 | 72.0037 | 0 | 0 | 0 | 0 | 0 | 3452 | Non-Residential | caiso
Average Per Premise | 1-in-10 | June Monthly System Peak Day | 50% Cycling | 22 | Average Per Premise1-in-10June Monthly System Peak Day50% Cycling22 | 4.1576 | 4.1576 | 72.0037 | 0 | 0 | 0 | 0 | 0 | 3452 | Non-Residential | caiso
Average Per Device | 1-in-10 | June Monthly System Peak Day | 50% Cycling | 22 | Average Per Device1-in-10June Monthly System Peak Day50% Cycling22 | 1.8709 | 1.8709 | 72.0037 | 0 | 0 | 0 | 0 | 0 | 3452 | Non-Residential | caiso
Aggregate | 1-in-10 | June Monthly System Peak Day | 50% Cycling | 22 | Aggregate1-in-10June Monthly System Peak Day50% Cycling22 | 14.352 | 14.352 | 72.0037 | 0 | 0 | 0 | 0 | 0 | 3452 | Non-Residential | caiso
Average Per Ton | 1-in-10 | June Monthly System Peak Day | All | 22 | Average Per Ton1-in-10June Monthly System Peak DayAll22 | 0.48055 | 0.48055 | 71.9689 | 0 | 0 | 0 | 0 | 0 | 4789 | Non-Residential | caiso
Average Per Premise | 1-in-10 | June Monthly System Peak Day | All | 22 | Average Per Premise1-in-10June Monthly System Peak DayAll22 | 4.4088 | 4.4088 | 71.9689 | 0 | 0 | 0 | 0 | 0 | 4789 | Non-Residential | caiso
Average Per Device | 1-in-10 | June Monthly System Peak Day | All | 22 | Average Per Device1-in-10June Monthly System Peak DayAll22 | 1.8648 | 1.8648 | 71.9689 | 0 | 0 | 0 | 0 | 0 | 4789 | Non-Residential | caiso
Aggregate | 1-in-10 | June Monthly System Peak Day | All | 22 | Aggregate1-in-10June Monthly System Peak DayAll22 | 21.1138 | 21.1138 | 71.9689 | 0 | 0 | 0 | 0 | 0 | 4789 | Non-Residential | caiso
Average Per Ton | 1-in-10 | May Monthly System Peak Day | 30% Cycling | 22 | Average Per Ton1-in-10May Monthly System Peak Day30% Cycling22 | 0.47612 | 0.47612 | 71.7857 | 0 | 0 | 0 | 0 | 0 | 1337 | Non-Residential | caiso
Average Per Premise | 1-in-10 | May Monthly System Peak Day | 30% Cycling | 22 | Average Per Premise1-in-10May Monthly System Peak Day30% Cycling22 | 5.0514 | 5.0514 | 71.7857 | 0 | 0 | 0 | 0 | 0 | 1337 | Non-Residential | caiso
Average Per Device | 1-in-10 | May Monthly System Peak Day | 30% Cycling | 22 | Average Per Device1-in-10May Monthly System Peak Day30% Cycling22 | 1.8498 | 1.8498 | 71.7857 | 0 | 0 | 0 | 0 | 0 | 1337 | Non-Residential | caiso
Aggregate | 1-in-10 | May Monthly System Peak Day | 30% Cycling | 22 | Aggregate1-in-10May Monthly System Peak Day30% Cycling22 | 6.7537 | 6.7537 | 71.7857 | 0 | 0 | 0 | 0 | 0 | 1337 | Non-Residential | caiso
Average Per Ton | 1-in-10 | May Monthly System Peak Day | 50% Cycling | 22 | Average Per Ton1-in-10May Monthly System Peak Day50% Cycling22 | 0.48198 | 0.48198 | 71.8797 | 0 | 0 | 0 | 0 | 0 | 3452 | Non-Residential | caiso
Average Per Premise | 1-in-10 | May Monthly System Peak Day | 50% Cycling | 22 | Average Per Premise1-in-10May Monthly System Peak Day50% Cycling22 | 4.154 | 4.154 | 71.8797 | 0 | 0 | 0 | 0 | 0 | 3452 | Non-Residential | caiso
Average Per Device | 1-in-10 | May Monthly System Peak Day | 50% Cycling | 22 | Average Per Device1-in-10May Monthly System Peak Day50% Cycling22 | 1.8693 | 1.8693 | 71.8797 | 0 | 0 | 0 | 0 | 0 | 3452 | Non-Residential | caiso
Aggregate | 1-in-10 | May Monthly System Peak Day | 50% Cycling | 22 | Aggregate1-in-10May Monthly System Peak Day50% Cycling22 | 14.3397 | 14.3397 | 71.8797 | 0 | 0 | 0 | 0 | 0 | 3452 | Non-Residential | caiso
Average Per Ton | 1-in-10 | May Monthly System Peak Day | All | 22 | Average Per Ton1-in-10May Monthly System Peak DayAll22 | 0.48034 | 0.48034 | 71.8534 | 0 | 0 | 0 | 0 | 0 | 4789 | Non-Residential | caiso
Average Per Premise | 1-in-10 | May Monthly System Peak Day | All | 22 | Average Per Premise1-in-10May Monthly System Peak DayAll22 | 4.4069 | 4.4069 | 71.8534 | 0 | 0 | 0 | 0 | 0 | 4789 | Non-Residential | caiso
Average Per Device | 1-in-10 | May Monthly System Peak Day | All | 22 | Average Per Device1-in-10May Monthly System Peak DayAll22 | 1.864 | 1.864 | 71.8534 | 0 | 0 | 0 | 0 | 0 | 4789 | Non-Residential | caiso
Aggregate | 1-in-10 | May Monthly System Peak Day | All | 22 | Aggregate1-in-10May Monthly System Peak DayAll22 | 21.1047 | 21.1047 | 71.8534 | 0 | 0 | 0 | 0 | 0 | 4789 | Non-Residential | caiso
Average Per Ton | 1-in-10 | October Monthly System Peak Day | 30% Cycling | 22 | Average Per Ton1-in-10October Monthly System Peak Day30% Cycling22 | 0.50333 | 0.50333 | 71.1863 | 0 | 0 | 0 | 0 | 0 | 1337 | Non-Residential | caiso
Average Per Premise | 1-in-10 | October Monthly System Peak Day | 30% Cycling | 22 | Average Per Premise1-in-10October Monthly System Peak Day30% Cycling22 | 5.3401 | 5.3401 | 71.1863 | 0 | 0 | 0 | 0 | 0 | 1337 | Non-Residential | caiso
Average Per Device | 1-in-10 | October Monthly System Peak Day | 30% Cycling | 22 | Average Per Device1-in-10October Monthly System Peak Day30% Cycling22 | 1.9556 | 1.9556 | 71.1863 | 0 | 0 | 0 | 0 | 0 | 1337 | Non-Residential | caiso
Aggregate | 1-in-10 | October Monthly System Peak Day | 30% Cycling | 22 | Aggregate1-in-10October Monthly System Peak Day30% Cycling22 | 7.1397 | 7.1397 | 71.1863 | 0 | 0 | 0 | 0 | 0 | 1337 | Non-Residential | caiso
Average Per Ton | 1-in-10 | October Monthly System Peak Day | 50% Cycling | 22 | Average Per Ton1-in-10October Monthly System Peak Day50% Cycling22 | 0.49411 | 0.49411 | 71.6585 | 0 | 0 | 0 | 0 | 0 | 3452 | Non-Residential | caiso
Average Per Premise | 1-in-10 | October Monthly System Peak Day | 50% Cycling | 22 | Average Per Premise1-in-10October Monthly System Peak Day50% Cycling22 | 4.2586 | 4.2586 | 71.6585 | 0 | 0 | 0 | 0 | 0 | 3452 | Non-Residential | caiso
Average Per Device | 1-in-10 | October Monthly System Peak Day | 50% Cycling | 22 | Average Per Device1-in-10October Monthly System Peak Day50% Cycling22 | 1.9164 | 1.9164 | 71.6585 | 0 | 0 | 0 | 0 | 0 | 3452 | Non-Residential | caiso
Aggregate | 1-in-10 | October Monthly System Peak Day | 50% Cycling | 22 | Aggregate1-in-10October Monthly System Peak Day50% Cycling22 | 14.7007 | 14.7007 | 71.6585 | 0 | 0 | 0 | 0 | 0 | 3452 | Non-Residential | caiso
Average Per Ton | 1-in-10 | October Monthly System Peak Day | All | 22 | Average Per Ton1-in-10October Monthly System Peak DayAll22 | 0.49669 | 0.49669 | 71.5267 | 0 | 0 | 0 | 0 | 0 | 4789 | Non-Residential | caiso
Average Per Premise | 1-in-10 | October Monthly System Peak Day | All | 22 | Average Per Premise1-in-10October Monthly System Peak DayAll22 | 4.5568 | 4.5568 | 71.5267 | 0 | 0 | 0 | 0 | 0 | 4789 | Non-Residential | caiso
Average Per Device | 1-in-10 | October Monthly System Peak Day | All | 22 | Average Per Device1-in-10October Monthly System Peak DayAll22 | 1.9275 | 1.9275 | 71.5267 | 0 | 0 | 0 | 0 | 0 | 4789 | Non-Residential | caiso
Aggregate | 1-in-10 | October Monthly System Peak Day | All | 22 | Aggregate1-in-10October Monthly System Peak DayAll22 | 21.8227 | 21.8227 | 71.5267 | 0 | 0 | 0 | 0 | 0 | 4789 | Non-Residential | caiso
Average Per Ton | 1-in-10 | September Monthly System Peak Day | 30% Cycling | 22 | Average Per Ton1-in-10September Monthly System Peak Day30% Cycling22 | 0.61461 | 0.61461 | 79.5595 | 0 | 0 | 0 | 0 | 0 | 1337 | Non-Residential | caiso
Average Per Premise | 1-in-10 | September Monthly System Peak Day | 30% Cycling | 22 | Average Per Premise1-in-10September Monthly System Peak Day30% Cycling22 | 6.5207 | 6.5207 | 79.5595 | 0 | 0 | 0 | 0 | 0 | 1337 | Non-Residential | caiso
Average Per Device | 1-in-10 | September Monthly System Peak Day | 30% Cycling | 22 | Average Per Device1-in-10September Monthly System Peak Day30% Cycling22 | 2.3879 | 2.3879 | 79.5595 | 0 | 0 | 0 | 0 | 0 | 1337 | Non-Residential | caiso
Aggregate | 1-in-10 | September Monthly System Peak Day | 30% Cycling | 22 | Aggregate1-in-10September Monthly System Peak Day30% Cycling22 | 8.7182 | 8.7182 | 79.5595 | 0 | 0 | 0 | 0 | 0 | 1337 | Non-Residential | caiso
Average Per Ton | 1-in-10 | September Monthly System Peak Day | 50% Cycling | 22 | Average Per Ton1-in-10September Monthly System Peak Day50% Cycling22 | 0.53656 | 0.53656 | 79.4969 | 0 | 0 | 0 | 0 | 0 | 3452 | Non-Residential | caiso
Average Per Premise | 1-in-10 | September Monthly System Peak Day | 50% Cycling | 22 | Average Per Premise1-in-10September Monthly System Peak Day50% Cycling22 | 4.6244 | 4.6244 | 79.4969 | 0 | 0 | 0 | 0 | 0 | 3452 | Non-Residential | caiso
Average Per Device | 1-in-10 | September Monthly System Peak Day | 50% Cycling | 22 | Average Per Device1-in-10September Monthly System Peak Day50% Cycling22 | 2.081 | 2.081 | 79.4969 | 0 | 0 | 0 | 0 | 0 | 3452 | Non-Residential | caiso
Aggregate | 1-in-10 | September Monthly System Peak Day | 50% Cycling | 22 | Aggregate1-in-10September Monthly System Peak Day50% Cycling22 | 15.9636 | 15.9636 | 79.4969 | 0 | 0 | 0 | 0 | 0 | 3452 | Non-Residential | caiso
Average Per Ton | 1-in-10 | September Monthly System Peak Day | All | 22 | Average Per Ton1-in-10September Monthly System Peak DayAll22 | 0.55835 | 0.55835 | 79.5144 | 0 | 0 | 0 | 0 | 0 | 4789 | Non-Residential | caiso
Average Per Premise | 1-in-10 | September Monthly System Peak Day | All | 22 | Average Per Premise1-in-10September Monthly System Peak DayAll22 | 5.1226 | 5.1226 | 79.5144 | 0 | 0 | 0 | 0 | 0 | 4789 | Non-Residential | caiso
Average Per Device | 1-in-10 | September Monthly System Peak Day | All | 22 | Average Per Device1-in-10September Monthly System Peak DayAll22 | 2.1668 | 2.1668 | 79.5144 | 0 | 0 | 0 | 0 | 0 | 4789 | Non-Residential | caiso
Aggregate | 1-in-10 | September Monthly System Peak Day | All | 22 | Aggregate1-in-10September Monthly System Peak DayAll22 | 24.5321 | 24.5321 | 79.5144 | 0 | 0 | 0 | 0 | 0 | 4789 | Non-Residential | caiso
Average Per Ton | 1-in-10 | August Monthly System Peak Day | 30% Cycling | 23 | Average Per Ton1-in-10August Monthly System Peak Day30% Cycling23 | 0.45756 | 0.45756 | 73.6471 | 0 | 0 | 0 | 0 | 0 | 1337 | Non-Residential | caiso
Average Per Premise | 1-in-10 | August Monthly System Peak Day | 30% Cycling | 23 | Average Per Premise1-in-10August Monthly System Peak Day30% Cycling23 | 4.8545 | 4.8545 | 73.6471 | 0 | 0 | 0 | 0 | 0 | 1337 | Non-Residential | caiso
Average Per Device | 1-in-10 | August Monthly System Peak Day | 30% Cycling | 23 | Average Per Device1-in-10August Monthly System Peak Day30% Cycling23 | 1.7777 | 1.7777 | 73.6471 | 0 | 0 | 0 | 0 | 0 | 1337 | Non-Residential | caiso
Aggregate | 1-in-10 | August Monthly System Peak Day | 30% Cycling | 23 | Aggregate1-in-10August Monthly System Peak Day30% Cycling23 | 6.4905 | 6.4905 | 73.6471 | 0 | 0 | 0 | 0 | 0 | 1337 | Non-Residential | caiso
Average Per Ton | 1-in-10 | August Monthly System Peak Day | 50% Cycling | 23 | Average Per Ton1-in-10August Monthly System Peak Day50% Cycling23 | 0.4438 | 0.4438 | 73.6133 | 0 | 0 | 0 | 0 | 0 | 3452 | Non-Residential | caiso
Average Per Premise | 1-in-10 | August Monthly System Peak Day | 50% Cycling | 23 | Average Per Premise1-in-10August Monthly System Peak Day50% Cycling23 | 3.825 | 3.825 | 73.6133 | 0 | 0 | 0 | 0 | 0 | 3452 | Non-Residential | caiso
Average Per Device | 1-in-10 | August Monthly System Peak Day | 50% Cycling | 23 | Average Per Device1-in-10August Monthly System Peak Day50% Cycling23 | 1.7213 | 1.7213 | 73.6133 | 0 | 0 | 0 | 0 | 0 | 3452 | Non-Residential | caiso
Aggregate | 1-in-10 | August Monthly System Peak Day | 50% Cycling | 23 | Aggregate1-in-10August Monthly System Peak Day50% Cycling23 | 13.2039 | 13.2039 | 73.6133 | 0 | 0 | 0 | 0 | 0 | 3452 | Non-Residential | caiso
Average Per Ton | 1-in-10 | August Monthly System Peak Day | All | 23 | Average Per Ton1-in-10August Monthly System Peak DayAll23 | 0.44764 | 0.44764 | 73.6228 | 0 | 0 | 0 | 0 | 0 | 4789 | Non-Residential | caiso
Average Per Premise | 1-in-10 | August Monthly System Peak Day | All | 23 | Average Per Premise1-in-10August Monthly System Peak DayAll23 | 4.1069 | 4.1069 | 73.6228 | 0 | 0 | 0 | 0 | 0 | 4789 | Non-Residential | caiso
Average Per Device | 1-in-10 | August Monthly System Peak Day | All | 23 | Average Per Device1-in-10August Monthly System Peak DayAll23 | 1.7371 | 1.7371 | 73.6228 | 0 | 0 | 0 | 0 | 0 | 4789 | Non-Residential | caiso
Aggregate | 1-in-10 | August Monthly System Peak Day | All | 23 | Aggregate1-in-10August Monthly System Peak DayAll23 | 19.668 | 19.668 | 73.6228 | 0 | 0 | 0 | 0 | 0 | 4789 | Non-Residential | caiso
Average Per Ton | 1-in-10 | August Typical Event Day | 30% Cycling | 23 | Average Per Ton1-in-10August Typical Event Day30% Cycling23 | 0.44991 | 0.44991 | 73.7517 | 0 | 0 | 0 | 0 | 0 | 1337 | Non-Residential | caiso
Average Per Premise | 1-in-10 | August Typical Event Day | 30% Cycling | 23 | Average Per Premise1-in-10August Typical Event Day30% Cycling23 | 4.7733 | 4.7733 | 73.7517 | 0 | 0 | 0 | 0 | 0 | 1337 | Non-Residential | caiso
Average Per Device | 1-in-10 | August Typical Event Day | 30% Cycling | 23 | Average Per Device1-in-10August Typical Event Day30% Cycling23 | 1.748 | 1.748 | 73.7517 | 0 | 0 | 0 | 0 | 0 | 1337 | Non-Residential | caiso
Aggregate | 1-in-10 | August Typical Event Day | 30% Cycling | 23 | Aggregate1-in-10August Typical Event Day30% Cycling23 | 6.3819 | 6.3819 | 73.7517 | 0 | 0 | 0 | 0 | 0 | 1337 | Non-Residential | caiso
Average Per Ton | 1-in-10 | August Typical Event Day | 50% Cycling | 23 | Average Per Ton1-in-10August Typical Event Day50% Cycling23 | 0.44042 | 0.44042 | 73.7933 | 0 | 0 | 0 | 0 | 0 | 3452 | Non-Residential | caiso
Average Per Premise | 1-in-10 | August Typical Event Day | 50% Cycling | 23 | Average Per Premise1-in-10August Typical Event Day50% Cycling23 | 3.7959 | 3.7959 | 73.7933 | 0 | 0 | 0 | 0 | 0 | 3452 | Non-Residential | caiso
Average Per Device | 1-in-10 | August Typical Event Day | 50% Cycling | 23 | Average Per Device1-in-10August Typical Event Day50% Cycling23 | 1.7082 | 1.7082 | 73.7933 | 0 | 0 | 0 | 0 | 0 | 3452 | Non-Residential | caiso
Aggregate | 1-in-10 | August Typical Event Day | 50% Cycling | 23 | Aggregate1-in-10August Typical Event Day50% Cycling23 | 13.1033 | 13.1033 | 73.7933 | 0 | 0 | 0 | 0 | 0 | 3452 | Non-Residential | caiso
Average Per Ton | 1-in-10 | August Typical Event Day | All | 23 | Average Per Ton1-in-10August Typical Event DayAll23 | 0.44307 | 0.44307 | 73.7817 | 0 | 0 | 0 | 0 | 0 | 4789 | Non-Residential | caiso
Average Per Premise | 1-in-10 | August Typical Event Day | All | 23 | Average Per Premise1-in-10August Typical Event DayAll23 | 4.065 | 4.065 | 73.7817 | 0 | 0 | 0 | 0 | 0 | 4789 | Non-Residential | caiso
Average Per Device | 1-in-10 | August Typical Event Day | All | 23 | Average Per Device1-in-10August Typical Event DayAll23 | 1.7194 | 1.7194 | 73.7817 | 0 | 0 | 0 | 0 | 0 | 4789 | Non-Residential | caiso
Aggregate | 1-in-10 | August Typical Event Day | All | 23 | Aggregate1-in-10August Typical Event DayAll23 | 19.4671 | 19.4671 | 73.7817 | 0 | 0 | 0 | 0 | 0 | 4789 | Non-Residential | caiso
Average Per Ton | 1-in-10 | July Monthly System Peak Day | 30% Cycling | 23 | Average Per Ton1-in-10July Monthly System Peak Day30% Cycling23 | 0.41447 | 0.41447 | 72.2662 | 0 | 0 | 0 | 0 | 0 | 1337 | Non-Residential | caiso
Average Per Premise | 1-in-10 | July Monthly System Peak Day | 30% Cycling | 23 | Average Per Premise1-in-10July Monthly System Peak Day30% Cycling23 | 4.3974 | 4.3974 | 72.2662 | 0 | 0 | 0 | 0 | 0 | 1337 | Non-Residential | caiso
Average Per Device | 1-in-10 | July Monthly System Peak Day | 30% Cycling | 23 | Average Per Device1-in-10July Monthly System Peak Day30% Cycling23 | 1.6103 | 1.6103 | 72.2662 | 0 | 0 | 0 | 0 | 0 | 1337 | Non-Residential | caiso
Aggregate | 1-in-10 | July Monthly System Peak Day | 30% Cycling | 23 | Aggregate1-in-10July Monthly System Peak Day30% Cycling23 | 5.8793 | 5.8793 | 72.2662 | 0 | 0 | 0 | 0 | 0 | 1337 | Non-Residential | caiso
Average Per Ton | 1-in-10 | July Monthly System Peak Day | 50% Cycling | 23 | Average Per Ton1-in-10July Monthly System Peak Day50% Cycling23 | 0.42614 | 0.42614 | 72.4359 | 0 | 0 | 0 | 0 | 0 | 3452 | Non-Residential | caiso
Average Per Premise | 1-in-10 | July Monthly System Peak Day | 50% Cycling | 23 | Average Per Premise1-in-10July Monthly System Peak Day50% Cycling23 | 3.6728 | 3.6728 | 72.4359 | 0 | 0 | 0 | 0 | 0 | 3452 | Non-Residential | caiso
Average Per Device | 1-in-10 | July Monthly System Peak Day | 50% Cycling | 23 | Average Per Device1-in-10July Monthly System Peak Day50% Cycling23 | 1.6528 | 1.6528 | 72.4359 | 0 | 0 | 0 | 0 | 0 | 3452 | Non-Residential | caiso
Aggregate | 1-in-10 | July Monthly System Peak Day | 50% Cycling | 23 | Aggregate1-in-10July Monthly System Peak Day50% Cycling23 | 12.6784 | 12.6784 | 72.4359 | 0 | 0 | 0 | 0 | 0 | 3452 | Non-Residential | caiso
Average Per Ton | 1-in-10 | July Monthly System Peak Day | All | 23 | Average Per Ton1-in-10July Monthly System Peak DayAll23 | 0.42288 | 0.42288 | 72.3886 | 0 | 0 | 0 | 0 | 0 | 4789 | Non-Residential | caiso
Average Per Premise | 1-in-10 | July Monthly System Peak Day | All | 23 | Average Per Premise1-in-10July Monthly System Peak DayAll23 | 3.8797 | 3.8797 | 72.3886 | 0 | 0 | 0 | 0 | 0 | 4789 | Non-Residential | caiso
Average Per Device | 1-in-10 | July Monthly System Peak Day | All | 23 | Average Per Device1-in-10July Monthly System Peak DayAll23 | 1.6411 | 1.6411 | 72.3886 | 0 | 0 | 0 | 0 | 0 | 4789 | Non-Residential | caiso
Aggregate | 1-in-10 | July Monthly System Peak Day | All | 23 | Aggregate1-in-10July Monthly System Peak DayAll23 | 18.58 | 18.58 | 72.3886 | 0 | 0 | 0 | 0 | 0 | 4789 | Non-Residential | caiso
Average Per Ton | 1-in-10 | June Monthly System Peak Day | 30% Cycling | 23 | Average Per Ton1-in-10June Monthly System Peak Day30% Cycling23 | 0.40476 | 0.40476 | 70.7243 | 0 | 0 | 0 | 0 | 0 | 1337 | Non-Residential | caiso
Average Per Premise | 1-in-10 | June Monthly System Peak Day | 30% Cycling | 23 | Average Per Premise1-in-10June Monthly System Peak Day30% Cycling23 | 4.2943 | 4.2943 | 70.7243 | 0 | 0 | 0 | 0 | 0 | 1337 | Non-Residential | caiso
Average Per Device | 1-in-10 | June Monthly System Peak Day | 30% Cycling | 23 | Average Per Device1-in-10June Monthly System Peak Day30% Cycling23 | 1.5726 | 1.5726 | 70.7243 | 0 | 0 | 0 | 0 | 0 | 1337 | Non-Residential | caiso
Aggregate | 1-in-10 | June Monthly System Peak Day | 30% Cycling | 23 | Aggregate1-in-10June Monthly System Peak Day30% Cycling23 | 5.7415 | 5.7415 | 70.7243 | 0 | 0 | 0 | 0 | 0 | 1337 | Non-Residential | caiso
Average Per Ton | 1-in-10 | June Monthly System Peak Day | 50% Cycling | 23 | Average Per Ton1-in-10June Monthly System Peak Day50% Cycling23 | 0.42217 | 0.42217 | 70.8803 | 0 | 0 | 0 | 0 | 0 | 3452 | Non-Residential | caiso
Average Per Premise | 1-in-10 | June Monthly System Peak Day | 50% Cycling | 23 | Average Per Premise1-in-10June Monthly System Peak Day50% Cycling23 | 3.6386 | 3.6386 | 70.8803 | 0 | 0 | 0 | 0 | 0 | 3452 | Non-Residential | caiso
Average Per Device | 1-in-10 | June Monthly System Peak Day | 50% Cycling | 23 | Average Per Device1-in-10June Monthly System Peak Day50% Cycling23 | 1.6374 | 1.6374 | 70.8803 | 0 | 0 | 0 | 0 | 0 | 3452 | Non-Residential | caiso
Aggregate | 1-in-10 | June Monthly System Peak Day | 50% Cycling | 23 | Aggregate1-in-10June Monthly System Peak Day50% Cycling23 | 12.5603 | 12.5603 | 70.8803 | 0 | 0 | 0 | 0 | 0 | 3452 | Non-Residential | caiso
Average Per Ton | 1-in-10 | June Monthly System Peak Day | All | 23 | Average Per Ton1-in-10June Monthly System Peak DayAll23 | 0.41731 | 0.41731 | 70.8367 | 0 | 0 | 0 | 0 | 0 | 4789 | Non-Residential | caiso
Average Per Premise | 1-in-10 | June Monthly System Peak Day | All | 23 | Average Per Premise1-in-10June Monthly System Peak DayAll23 | 3.8286 | 3.8286 | 70.8367 | 0 | 0 | 0 | 0 | 0 | 4789 | Non-Residential | caiso
Average Per Device | 1-in-10 | June Monthly System Peak Day | All | 23 | Average Per Device1-in-10June Monthly System Peak DayAll23 | 1.6194 | 1.6194 | 70.8367 | 0 | 0 | 0 | 0 | 0 | 4789 | Non-Residential | caiso
Aggregate | 1-in-10 | June Monthly System Peak Day | All | 23 | Aggregate1-in-10June Monthly System Peak DayAll23 | 18.3352 | 18.3352 | 70.8367 | 0 | 0 | 0 | 0 | 0 | 4789 | Non-Residential | caiso
Average Per Ton | 1-in-10 | May Monthly System Peak Day | 30% Cycling | 23 | Average Per Ton1-in-10May Monthly System Peak Day30% Cycling23 | 0.40503 | 0.40503 | 71.0952 | 0 | 0 | 0 | 0 | 0 | 1337 | Non-Residential | caiso
Average Per Premise | 1-in-10 | May Monthly System Peak Day | 30% Cycling | 23 | Average Per Premise1-in-10May Monthly System Peak Day30% Cycling23 | 4.2972 | 4.2972 | 71.0952 | 0 | 0 | 0 | 0 | 0 | 1337 | Non-Residential | caiso
Average Per Device | 1-in-10 | May Monthly System Peak Day | 30% Cycling | 23 | Average Per Device1-in-10May Monthly System Peak Day30% Cycling23 | 1.5736 | 1.5736 | 71.0952 | 0 | 0 | 0 | 0 | 0 | 1337 | Non-Residential | caiso
Aggregate | 1-in-10 | May Monthly System Peak Day | 30% Cycling | 23 | Aggregate1-in-10May Monthly System Peak Day30% Cycling23 | 5.7454 | 5.7454 | 71.0952 | 0 | 0 | 0 | 0 | 0 | 1337 | Non-Residential | caiso
Average Per Ton | 1-in-10 | May Monthly System Peak Day | 50% Cycling | 23 | Average Per Ton1-in-10May Monthly System Peak Day50% Cycling23 | 0.42181 | 0.42181 | 71.1266 | 0 | 0 | 0 | 0 | 0 | 3452 | Non-Residential | caiso
Average Per Premise | 1-in-10 | May Monthly System Peak Day | 50% Cycling | 23 | Average Per Premise1-in-10May Monthly System Peak Day50% Cycling23 | 3.6354 | 3.6354 | 71.1266 | 0 | 0 | 0 | 0 | 0 | 3452 | Non-Residential | caiso
Average Per Device | 1-in-10 | May Monthly System Peak Day | 50% Cycling | 23 | Average Per Device1-in-10May Monthly System Peak Day50% Cycling23 | 1.636 | 1.636 | 71.1266 | 0 | 0 | 0 | 0 | 0 | 3452 | Non-Residential | caiso
Aggregate | 1-in-10 | May Monthly System Peak Day | 50% Cycling | 23 | Aggregate1-in-10May Monthly System Peak Day50% Cycling23 | 12.5495 | 12.5495 | 71.1266 | 0 | 0 | 0 | 0 | 0 | 3452 | Non-Residential | caiso
Average Per Ton | 1-in-10 | May Monthly System Peak Day | All | 23 | Average Per Ton1-in-10May Monthly System Peak DayAll23 | 0.41713 | 0.41713 | 71.1178 | 0 | 0 | 0 | 0 | 0 | 4789 | Non-Residential | caiso
Average Per Premise | 1-in-10 | May Monthly System Peak Day | All | 23 | Average Per Premise1-in-10May Monthly System Peak DayAll23 | 3.8269 | 3.8269 | 71.1178 | 0 | 0 | 0 | 0 | 0 | 4789 | Non-Residential | caiso
Average Per Device | 1-in-10 | May Monthly System Peak Day | All | 23 | Average Per Device1-in-10May Monthly System Peak DayAll23 | 1.6187 | 1.6187 | 71.1178 | 0 | 0 | 0 | 0 | 0 | 4789 | Non-Residential | caiso
Aggregate | 1-in-10 | May Monthly System Peak Day | All | 23 | Aggregate1-in-10May Monthly System Peak DayAll23 | 18.3271 | 18.3271 | 71.1178 | 0 | 0 | 0 | 0 | 0 | 4789 | Non-Residential | caiso
Average Per Ton | 1-in-10 | October Monthly System Peak Day | 30% Cycling | 23 | Average Per Ton1-in-10October Monthly System Peak Day30% Cycling23 | 0.42818 | 0.42818 | 70.1268 | 0 | 0 | 0 | 0 | 0 | 1337 | Non-Residential | caiso
Average Per Premise | 1-in-10 | October Monthly System Peak Day | 30% Cycling | 23 | Average Per Premise1-in-10October Monthly System Peak Day30% Cycling23 | 4.5428 | 4.5428 | 70.1268 | 0 | 0 | 0 | 0 | 0 | 1337 | Non-Residential | caiso
Average Per Device | 1-in-10 | October Monthly System Peak Day | 30% Cycling | 23 | Average Per Device1-in-10October Monthly System Peak Day30% Cycling23 | 1.6636 | 1.6636 | 70.1268 | 0 | 0 | 0 | 0 | 0 | 1337 | Non-Residential | caiso
Aggregate | 1-in-10 | October Monthly System Peak Day | 30% Cycling | 23 | Aggregate1-in-10October Monthly System Peak Day30% Cycling23 | 6.0738 | 6.0738 | 70.1268 | 0 | 0 | 0 | 0 | 0 | 1337 | Non-Residential | caiso
Average Per Ton | 1-in-10 | October Monthly System Peak Day | 50% Cycling | 23 | Average Per Ton1-in-10October Monthly System Peak Day50% Cycling23 | 0.43243 | 0.43243 | 70.6616 | 0 | 0 | 0 | 0 | 0 | 3452 | Non-Residential | caiso
Average Per Premise | 1-in-10 | October Monthly System Peak Day | 50% Cycling | 23 | Average Per Premise1-in-10October Monthly System Peak Day50% Cycling23 | 3.727 | 3.727 | 70.6616 | 0 | 0 | 0 | 0 | 0 | 3452 | Non-Residential | caiso
Average Per Device | 1-in-10 | October Monthly System Peak Day | 50% Cycling | 23 | Average Per Device1-in-10October Monthly System Peak Day50% Cycling23 | 1.6772 | 1.6772 | 70.6616 | 0 | 0 | 0 | 0 | 0 | 3452 | Non-Residential | caiso
Aggregate | 1-in-10 | October Monthly System Peak Day | 50% Cycling | 23 | Aggregate1-in-10October Monthly System Peak Day50% Cycling23 | 12.8654 | 12.8654 | 70.6616 | 0 | 0 | 0 | 0 | 0 | 3452 | Non-Residential | caiso
Average Per Ton | 1-in-10 | October Monthly System Peak Day | All | 23 | Average Per Ton1-in-10October Monthly System Peak DayAll23 | 0.43124 | 0.43124 | 70.5123 | 0 | 0 | 0 | 0 | 0 | 4789 | Non-Residential | caiso
Average Per Premise | 1-in-10 | October Monthly System Peak Day | All | 23 | Average Per Premise1-in-10October Monthly System Peak DayAll23 | 3.9564 | 3.9564 | 70.5123 | 0 | 0 | 0 | 0 | 0 | 4789 | Non-Residential | caiso
Average Per Device | 1-in-10 | October Monthly System Peak Day | All | 23 | Average Per Device1-in-10October Monthly System Peak DayAll23 | 1.6735 | 1.6735 | 70.5123 | 0 | 0 | 0 | 0 | 0 | 4789 | Non-Residential | caiso
Aggregate | 1-in-10 | October Monthly System Peak Day | All | 23 | Aggregate1-in-10October Monthly System Peak DayAll23 | 18.9473 | 18.9473 | 70.5123 | 0 | 0 | 0 | 0 | 0 | 4789 | Non-Residential | caiso
Average Per Ton | 1-in-10 | September Monthly System Peak Day | 30% Cycling | 23 | Average Per Ton1-in-10September Monthly System Peak Day30% Cycling23 | 0.52284 | 0.52284 | 78.369 | 0 | 0 | 0 | 0 | 0 | 1337 | Non-Residential | caiso
Average Per Premise | 1-in-10 | September Monthly System Peak Day | 30% Cycling | 23 | Average Per Premise1-in-10September Monthly System Peak Day30% Cycling23 | 5.5472 | 5.5472 | 78.369 | 0 | 0 | 0 | 0 | 0 | 1337 | Non-Residential | caiso
Average Per Device | 1-in-10 | September Monthly System Peak Day | 30% Cycling | 23 | Average Per Device1-in-10September Monthly System Peak Day30% Cycling23 | 2.0314 | 2.0314 | 78.369 | 0 | 0 | 0 | 0 | 0 | 1337 | Non-Residential | caiso
Aggregate | 1-in-10 | September Monthly System Peak Day | 30% Cycling | 23 | Aggregate1-in-10September Monthly System Peak Day30% Cycling23 | 7.4166 | 7.4166 | 78.369 | 0 | 0 | 0 | 0 | 0 | 1337 | Non-Residential | caiso
Average Per Ton | 1-in-10 | September Monthly System Peak Day | 50% Cycling | 23 | Average Per Ton1-in-10September Monthly System Peak Day50% Cycling23 | 0.46958 | 0.46958 | 78.2438 | 0 | 0 | 0 | 0 | 0 | 3452 | Non-Residential | caiso
Average Per Premise | 1-in-10 | September Monthly System Peak Day | 50% Cycling | 23 | Average Per Premise1-in-10September Monthly System Peak Day50% Cycling23 | 4.0471 | 4.0471 | 78.2438 | 0 | 0 | 0 | 0 | 0 | 3452 | Non-Residential | caiso
Average Per Device | 1-in-10 | September Monthly System Peak Day | 50% Cycling | 23 | Average Per Device1-in-10September Monthly System Peak Day50% Cycling23 | 1.8212 | 1.8212 | 78.2438 | 0 | 0 | 0 | 0 | 0 | 3452 | Non-Residential | caiso
Aggregate | 1-in-10 | September Monthly System Peak Day | 50% Cycling | 23 | Aggregate1-in-10September Monthly System Peak Day50% Cycling23 | 13.9707 | 13.9707 | 78.2438 | 0 | 0 | 0 | 0 | 0 | 3452 | Non-Residential | caiso
Average Per Ton | 1-in-10 | September Monthly System Peak Day | All | 23 | Average Per Ton1-in-10September Monthly System Peak DayAll23 | 0.48445 | 0.48445 | 78.2787 | 0 | 0 | 0 | 0 | 0 | 4789 | Non-Residential | caiso
Average Per Premise | 1-in-10 | September Monthly System Peak Day | All | 23 | Average Per Premise1-in-10September Monthly System Peak DayAll23 | 4.4446 | 4.4446 | 78.2787 | 0 | 0 | 0 | 0 | 0 | 4789 | Non-Residential | caiso
Average Per Device | 1-in-10 | September Monthly System Peak Day | All | 23 | Average Per Device1-in-10September Monthly System Peak DayAll23 | 1.88 | 1.88 | 78.2787 | 0 | 0 | 0 | 0 | 0 | 4789 | Non-Residential | caiso
Aggregate | 1-in-10 | September Monthly System Peak Day | All | 23 | Aggregate1-in-10September Monthly System Peak DayAll23 | 21.2851 | 21.2851 | 78.2787 | 0 | 0 | 0 | 0 | 0 | 4789 | Non-Residential | caiso
Average Per Ton | 1-in-10 | August Monthly System Peak Day | 30% Cycling | 24 | Average Per Ton1-in-10August Monthly System Peak Day30% Cycling24 | 0.40936 | 0.40936 | 73.2776 | 0 | 0 | 0 | 0 | 0 | 1337 | Non-Residential | caiso
Average Per Premise | 1-in-10 | August Monthly System Peak Day | 30% Cycling | 24 | Average Per Premise1-in-10August Monthly System Peak Day30% Cycling24 | 4.3431 | 4.3431 | 73.2776 | 0 | 0 | 0 | 0 | 0 | 1337 | Non-Residential | caiso
Average Per Device | 1-in-10 | August Monthly System Peak Day | 30% Cycling | 24 | Average Per Device1-in-10August Monthly System Peak Day30% Cycling24 | 1.5905 | 1.5905 | 73.2776 | 0 | 0 | 0 | 0 | 0 | 1337 | Non-Residential | caiso
Aggregate | 1-in-10 | August Monthly System Peak Day | 30% Cycling | 24 | Aggregate1-in-10August Monthly System Peak Day30% Cycling24 | 5.8068 | 5.8068 | 73.2776 | 0 | 0 | 0 | 0 | 0 | 1337 | Non-Residential | caiso
Average Per Ton | 1-in-10 | August Monthly System Peak Day | 50% Cycling | 24 | Average Per Ton1-in-10August Monthly System Peak Day50% Cycling24 | 0.39963 | 0.39963 | 73.1223 | 0 | 0 | 0 | 0 | 0 | 3452 | Non-Residential | caiso
Average Per Premise | 1-in-10 | August Monthly System Peak Day | 50% Cycling | 24 | Average Per Premise1-in-10August Monthly System Peak Day50% Cycling24 | 3.4443 | 3.4443 | 73.1223 | 0 | 0 | 0 | 0 | 0 | 3452 | Non-Residential | caiso
Average Per Device | 1-in-10 | August Monthly System Peak Day | 50% Cycling | 24 | Average Per Device1-in-10August Monthly System Peak Day50% Cycling24 | 1.55 | 1.55 | 73.1223 | 0 | 0 | 0 | 0 | 0 | 3452 | Non-Residential | caiso
Aggregate | 1-in-10 | August Monthly System Peak Day | 50% Cycling | 24 | Aggregate1-in-10August Monthly System Peak Day50% Cycling24 | 11.8897 | 11.8897 | 73.1223 | 0 | 0 | 0 | 0 | 0 | 3452 | Non-Residential | caiso
Average Per Ton | 1-in-10 | August Monthly System Peak Day | All | 24 | Average Per Ton1-in-10August Monthly System Peak DayAll24 | 0.40235 | 0.40235 | 73.1656 | 0 | 0 | 0 | 0 | 0 | 4789 | Non-Residential | caiso
Average Per Premise | 1-in-10 | August Monthly System Peak Day | All | 24 | Average Per Premise1-in-10August Monthly System Peak DayAll24 | 3.6913 | 3.6913 | 73.1656 | 0 | 0 | 0 | 0 | 0 | 4789 | Non-Residential | caiso
Average Per Device | 1-in-10 | August Monthly System Peak Day | All | 24 | Average Per Device1-in-10August Monthly System Peak DayAll24 | 1.5614 | 1.5614 | 73.1656 | 0 | 0 | 0 | 0 | 0 | 4789 | Non-Residential | caiso
Aggregate | 1-in-10 | August Monthly System Peak Day | All | 24 | Aggregate1-in-10August Monthly System Peak DayAll24 | 17.6778 | 17.6778 | 73.1656 | 0 | 0 | 0 | 0 | 0 | 4789 | Non-Residential | caiso
Average Per Ton | 1-in-10 | August Typical Event Day | 30% Cycling | 24 | Average Per Ton1-in-10August Typical Event Day30% Cycling24 | 0.40252 | 0.40252 | 72.4241 | 0 | 0 | 0 | 0 | 0 | 1337 | Non-Residential | caiso
Average Per Premise | 1-in-10 | August Typical Event Day | 30% Cycling | 24 | Average Per Premise1-in-10August Typical Event Day30% Cycling24 | 4.2705 | 4.2705 | 72.4241 | 0 | 0 | 0 | 0 | 0 | 1337 | Non-Residential | caiso
Average Per Device | 1-in-10 | August Typical Event Day | 30% Cycling | 24 | Average Per Device1-in-10August Typical Event Day30% Cycling24 | 1.5639 | 1.5639 | 72.4241 | 0 | 0 | 0 | 0 | 0 | 1337 | Non-Residential | caiso
Aggregate | 1-in-10 | August Typical Event Day | 30% Cycling | 24 | Aggregate1-in-10August Typical Event Day30% Cycling24 | 5.7097 | 5.7097 | 72.4241 | 0 | 0 | 0 | 0 | 0 | 1337 | Non-Residential | caiso
Average Per Ton | 1-in-10 | August Typical Event Day | 50% Cycling | 24 | Average Per Ton1-in-10August Typical Event Day50% Cycling24 | 0.39659 | 0.39659 | 72.5224 | 0 | 0 | 0 | 0 | 0 | 3452 | Non-Residential | caiso
Average Per Premise | 1-in-10 | August Typical Event Day | 50% Cycling | 24 | Average Per Premise1-in-10August Typical Event Day50% Cycling24 | 3.4181 | 3.4181 | 72.5224 | 0 | 0 | 0 | 0 | 0 | 3452 | Non-Residential | caiso
Average Per Device | 1-in-10 | August Typical Event Day | 50% Cycling | 24 | Average Per Device1-in-10August Typical Event Day50% Cycling24 | 1.5381 | 1.5381 | 72.5224 | 0 | 0 | 0 | 0 | 0 | 3452 | Non-Residential | caiso
Aggregate | 1-in-10 | August Typical Event Day | 50% Cycling | 24 | Aggregate1-in-10August Typical Event Day50% Cycling24 | 11.7991 | 11.7991 | 72.5224 | 0 | 0 | 0 | 0 | 0 | 3452 | Non-Residential | caiso
Average Per Ton | 1-in-10 | August Typical Event Day | All | 24 | Average Per Ton1-in-10August Typical Event DayAll24 | 0.39824 | 0.39824 | 72.4949 | 0 | 0 | 0 | 0 | 0 | 4789 | Non-Residential | caiso
Average Per Premise | 1-in-10 | August Typical Event Day | All | 24 | Average Per Premise1-in-10August Typical Event DayAll24 | 3.6537 | 3.6537 | 72.4949 | 0 | 0 | 0 | 0 | 0 | 4789 | Non-Residential | caiso
Average Per Device | 1-in-10 | August Typical Event Day | All | 24 | Average Per Device1-in-10August Typical Event DayAll24 | 1.5454 | 1.5454 | 72.4949 | 0 | 0 | 0 | 0 | 0 | 4789 | Non-Residential | caiso
Aggregate | 1-in-10 | August Typical Event Day | All | 24 | Aggregate1-in-10August Typical Event DayAll24 | 17.4975 | 17.4975 | 72.4949 | 0 | 0 | 0 | 0 | 0 | 4789 | Non-Residential | caiso
Average Per Ton | 1-in-10 | July Monthly System Peak Day | 30% Cycling | 24 | Average Per Ton1-in-10July Monthly System Peak Day30% Cycling24 | 0.37081 | 0.37081 | 71.9919 | 0 | 0 | 0 | 0 | 0 | 1337 | Non-Residential | caiso
Average Per Premise | 1-in-10 | July Monthly System Peak Day | 30% Cycling | 24 | Average Per Premise1-in-10July Monthly System Peak Day30% Cycling24 | 3.9342 | 3.9342 | 71.9919 | 0 | 0 | 0 | 0 | 0 | 1337 | Non-Residential | caiso
Average Per Device | 1-in-10 | July Monthly System Peak Day | 30% Cycling | 24 | Average Per Device1-in-10July Monthly System Peak Day30% Cycling24 | 1.4407 | 1.4407 | 71.9919 | 0 | 0 | 0 | 0 | 0 | 1337 | Non-Residential | caiso
Aggregate | 1-in-10 | July Monthly System Peak Day | 30% Cycling | 24 | Aggregate1-in-10July Monthly System Peak Day30% Cycling24 | 5.26 | 5.26 | 71.9919 | 0 | 0 | 0 | 0 | 0 | 1337 | Non-Residential | caiso
Average Per Ton | 1-in-10 | July Monthly System Peak Day | 50% Cycling | 24 | Average Per Ton1-in-10July Monthly System Peak Day50% Cycling24 | 0.38373 | 0.38373 | 72.0715 | 0 | 0 | 0 | 0 | 0 | 3452 | Non-Residential | caiso
Average Per Premise | 1-in-10 | July Monthly System Peak Day | 50% Cycling | 24 | Average Per Premise1-in-10July Monthly System Peak Day50% Cycling24 | 3.3072 | 3.3072 | 72.0715 | 0 | 0 | 0 | 0 | 0 | 3452 | Non-Residential | caiso
Average Per Device | 1-in-10 | July Monthly System Peak Day | 50% Cycling | 24 | Average Per Device1-in-10July Monthly System Peak Day50% Cycling24 | 1.4883 | 1.4883 | 72.0715 | 0 | 0 | 0 | 0 | 0 | 3452 | Non-Residential | caiso
Aggregate | 1-in-10 | July Monthly System Peak Day | 50% Cycling | 24 | Aggregate1-in-10July Monthly System Peak Day50% Cycling24 | 11.4165 | 11.4165 | 72.0715 | 0 | 0 | 0 | 0 | 0 | 3452 | Non-Residential | caiso
Average Per Ton | 1-in-10 | July Monthly System Peak Day | All | 24 | Average Per Ton1-in-10July Monthly System Peak DayAll24 | 0.38012 | 0.38012 | 72.0493 | 0 | 0 | 0 | 0 | 0 | 4789 | Non-Residential | caiso
Average Per Premise | 1-in-10 | July Monthly System Peak Day | All | 24 | Average Per Premise1-in-10July Monthly System Peak DayAll24 | 3.4874 | 3.4874 | 72.0493 | 0 | 0 | 0 | 0 | 0 | 4789 | Non-Residential | caiso
Average Per Device | 1-in-10 | July Monthly System Peak Day | All | 24 | Average Per Device1-in-10July Monthly System Peak DayAll24 | 1.4751 | 1.4751 | 72.0493 | 0 | 0 | 0 | 0 | 0 | 4789 | Non-Residential | caiso
Aggregate | 1-in-10 | July Monthly System Peak Day | All | 24 | Aggregate1-in-10July Monthly System Peak DayAll24 | 16.7012 | 16.7012 | 72.0493 | 0 | 0 | 0 | 0 | 0 | 4789 | Non-Residential | caiso
Average Per Ton | 1-in-10 | June Monthly System Peak Day | 30% Cycling | 24 | Average Per Ton1-in-10June Monthly System Peak Day30% Cycling24 | 0.36212 | 0.36212 | 69.2363 | 0 | 0 | 0 | 0 | 0 | 1337 | Non-Residential | caiso
Average Per Premise | 1-in-10 | June Monthly System Peak Day | 30% Cycling | 24 | Average Per Premise1-in-10June Monthly System Peak Day30% Cycling24 | 3.842 | 3.842 | 69.2363 | 0 | 0 | 0 | 0 | 0 | 1337 | Non-Residential | caiso
Average Per Device | 1-in-10 | June Monthly System Peak Day | 30% Cycling | 24 | Average Per Device1-in-10June Monthly System Peak Day30% Cycling24 | 1.4069 | 1.4069 | 69.2363 | 0 | 0 | 0 | 0 | 0 | 1337 | Non-Residential | caiso
Aggregate | 1-in-10 | June Monthly System Peak Day | 30% Cycling | 24 | Aggregate1-in-10June Monthly System Peak Day30% Cycling24 | 5.1367 | 5.1367 | 69.2363 | 0 | 0 | 0 | 0 | 0 | 1337 | Non-Residential | caiso
Average Per Ton | 1-in-10 | June Monthly System Peak Day | 50% Cycling | 24 | Average Per Ton1-in-10June Monthly System Peak Day50% Cycling24 | 0.38015 | 0.38015 | 69.6427 | 0 | 0 | 0 | 0 | 0 | 3452 | Non-Residential | caiso
Average Per Premise | 1-in-10 | June Monthly System Peak Day | 50% Cycling | 24 | Average Per Premise1-in-10June Monthly System Peak Day50% Cycling24 | 3.2764 | 3.2764 | 69.6427 | 0 | 0 | 0 | 0 | 0 | 3452 | Non-Residential | caiso
Average Per Device | 1-in-10 | June Monthly System Peak Day | 50% Cycling | 24 | Average Per Device1-in-10June Monthly System Peak Day50% Cycling24 | 1.4744 | 1.4744 | 69.6427 | 0 | 0 | 0 | 0 | 0 | 3452 | Non-Residential | caiso
Aggregate | 1-in-10 | June Monthly System Peak Day | 50% Cycling | 24 | Aggregate1-in-10June Monthly System Peak Day50% Cycling24 | 11.3102 | 11.3102 | 69.6427 | 0 | 0 | 0 | 0 | 0 | 3452 | Non-Residential | caiso
Average Per Ton | 1-in-10 | June Monthly System Peak Day | All | 24 | Average Per Ton1-in-10June Monthly System Peak DayAll24 | 0.37512 | 0.37512 | 69.5292 | 0 | 0 | 0 | 0 | 0 | 4789 | Non-Residential | caiso
Average Per Premise | 1-in-10 | June Monthly System Peak Day | All | 24 | Average Per Premise1-in-10June Monthly System Peak DayAll24 | 3.4415 | 3.4415 | 69.5292 | 0 | 0 | 0 | 0 | 0 | 4789 | Non-Residential | caiso
Average Per Device | 1-in-10 | June Monthly System Peak Day | All | 24 | Average Per Device1-in-10June Monthly System Peak DayAll24 | 1.4557 | 1.4557 | 69.5292 | 0 | 0 | 0 | 0 | 0 | 4789 | Non-Residential | caiso
Aggregate | 1-in-10 | June Monthly System Peak Day | All | 24 | Aggregate1-in-10June Monthly System Peak DayAll24 | 16.4814 | 16.4814 | 69.5292 | 0 | 0 | 0 | 0 | 0 | 4789 | Non-Residential | caiso
Average Per Ton | 1-in-10 | May Monthly System Peak Day | 30% Cycling | 24 | Average Per Ton1-in-10May Monthly System Peak Day30% Cycling24 | 0.36237 | 0.36237 | 69.3335 | 0 | 0 | 0 | 0 | 0 | 1337 | Non-Residential | caiso
Average Per Premise | 1-in-10 | May Monthly System Peak Day | 30% Cycling | 24 | Average Per Premise1-in-10May Monthly System Peak Day30% Cycling24 | 3.8446 | 3.8446 | 69.3335 | 0 | 0 | 0 | 0 | 0 | 1337 | Non-Residential | caiso
Average Per Device | 1-in-10 | May Monthly System Peak Day | 30% Cycling | 24 | Average Per Device1-in-10May Monthly System Peak Day30% Cycling24 | 1.4079 | 1.4079 | 69.3335 | 0 | 0 | 0 | 0 | 0 | 1337 | Non-Residential | caiso
Aggregate | 1-in-10 | May Monthly System Peak Day | 30% Cycling | 24 | Aggregate1-in-10May Monthly System Peak Day30% Cycling24 | 5.1402 | 5.1402 | 69.3335 | 0 | 0 | 0 | 0 | 0 | 1337 | Non-Residential | caiso
Average Per Ton | 1-in-10 | May Monthly System Peak Day | 50% Cycling | 24 | Average Per Ton1-in-10May Monthly System Peak Day50% Cycling24 | 0.37983 | 0.37983 | 69.7718 | 0 | 0 | 0 | 0 | 0 | 3452 | Non-Residential | caiso
Average Per Premise | 1-in-10 | May Monthly System Peak Day | 50% Cycling | 24 | Average Per Premise1-in-10May Monthly System Peak Day50% Cycling24 | 3.2736 | 3.2736 | 69.7718 | 0 | 0 | 0 | 0 | 0 | 3452 | Non-Residential | caiso
Average Per Device | 1-in-10 | May Monthly System Peak Day | 50% Cycling | 24 | Average Per Device1-in-10May Monthly System Peak Day50% Cycling24 | 1.4731 | 1.4731 | 69.7718 | 0 | 0 | 0 | 0 | 0 | 3452 | Non-Residential | caiso
Aggregate | 1-in-10 | May Monthly System Peak Day | 50% Cycling | 24 | Aggregate1-in-10May Monthly System Peak Day50% Cycling24 | 11.3005 | 11.3005 | 69.7718 | 0 | 0 | 0 | 0 | 0 | 3452 | Non-Residential | caiso
Average Per Ton | 1-in-10 | May Monthly System Peak Day | All | 24 | Average Per Ton1-in-10May Monthly System Peak DayAll24 | 0.37495 | 0.37495 | 69.6494 | 0 | 0 | 0 | 0 | 0 | 4789 | Non-Residential | caiso
Average Per Premise | 1-in-10 | May Monthly System Peak Day | All | 24 | Average Per Premise1-in-10May Monthly System Peak DayAll24 | 3.44 | 3.44 | 69.6494 | 0 | 0 | 0 | 0 | 0 | 4789 | Non-Residential | caiso
Average Per Device | 1-in-10 | May Monthly System Peak Day | All | 24 | Average Per Device1-in-10May Monthly System Peak DayAll24 | 1.4551 | 1.4551 | 69.6494 | 0 | 0 | 0 | 0 | 0 | 4789 | Non-Residential | caiso
Aggregate | 1-in-10 | May Monthly System Peak Day | All | 24 | Aggregate1-in-10May Monthly System Peak DayAll24 | 16.4742 | 16.4742 | 69.6494 | 0 | 0 | 0 | 0 | 0 | 4789 | Non-Residential | caiso
Average Per Ton | 1-in-10 | October Monthly System Peak Day | 30% Cycling | 24 | Average Per Ton1-in-10October Monthly System Peak Day30% Cycling24 | 0.38308 | 0.38308 | 69.5316 | 0 | 0 | 0 | 0 | 0 | 1337 | Non-Residential | caiso
Average Per Premise | 1-in-10 | October Monthly System Peak Day | 30% Cycling | 24 | Average Per Premise1-in-10October Monthly System Peak Day30% Cycling24 | 4.0643 | 4.0643 | 69.5316 | 0 | 0 | 0 | 0 | 0 | 1337 | Non-Residential | caiso
Average Per Device | 1-in-10 | October Monthly System Peak Day | 30% Cycling | 24 | Average Per Device1-in-10October Monthly System Peak Day30% Cycling24 | 1.4884 | 1.4884 | 69.5316 | 0 | 0 | 0 | 0 | 0 | 1337 | Non-Residential | caiso
Aggregate | 1-in-10 | October Monthly System Peak Day | 30% Cycling | 24 | Aggregate1-in-10October Monthly System Peak Day30% Cycling24 | 5.434 | 5.434 | 69.5316 | 0 | 0 | 0 | 0 | 0 | 1337 | Non-Residential | caiso
Average Per Ton | 1-in-10 | October Monthly System Peak Day | 50% Cycling | 24 | Average Per Ton1-in-10October Monthly System Peak Day50% Cycling24 | 0.38939 | 0.38939 | 70.035 | 0 | 0 | 0 | 0 | 0 | 3452 | Non-Residential | caiso
Average Per Premise | 1-in-10 | October Monthly System Peak Day | 50% Cycling | 24 | Average Per Premise1-in-10October Monthly System Peak Day50% Cycling24 | 3.356 | 3.356 | 70.035 | 0 | 0 | 0 | 0 | 0 | 3452 | Non-Residential | caiso
Average Per Device | 1-in-10 | October Monthly System Peak Day | 50% Cycling | 24 | Average Per Device1-in-10October Monthly System Peak Day50% Cycling24 | 1.5102 | 1.5102 | 70.035 | 0 | 0 | 0 | 0 | 0 | 3452 | Non-Residential | caiso
Aggregate | 1-in-10 | October Monthly System Peak Day | 50% Cycling | 24 | Aggregate1-in-10October Monthly System Peak Day50% Cycling24 | 11.5849 | 11.5849 | 70.035 | 0 | 0 | 0 | 0 | 0 | 3452 | Non-Residential | caiso
Average Per Ton | 1-in-10 | October Monthly System Peak Day | All | 24 | Average Per Ton1-in-10October Monthly System Peak DayAll24 | 0.38763 | 0.38763 | 69.8945 | 0 | 0 | 0 | 0 | 0 | 4789 | Non-Residential | caiso
Average Per Premise | 1-in-10 | October Monthly System Peak Day | All | 24 | Average Per Premise1-in-10October Monthly System Peak DayAll24 | 3.5563 | 3.5563 | 69.8945 | 0 | 0 | 0 | 0 | 0 | 4789 | Non-Residential | caiso
Average Per Device | 1-in-10 | October Monthly System Peak Day | All | 24 | Average Per Device1-in-10October Monthly System Peak DayAll24 | 1.5042 | 1.5042 | 69.8945 | 0 | 0 | 0 | 0 | 0 | 4789 | Non-Residential | caiso
Aggregate | 1-in-10 | October Monthly System Peak Day | All | 24 | Aggregate1-in-10October Monthly System Peak DayAll24 | 17.031 | 17.031 | 69.8945 | 0 | 0 | 0 | 0 | 0 | 4789 | Non-Residential | caiso
Average Per Ton | 1-in-10 | September Monthly System Peak Day | 30% Cycling | 24 | Average Per Ton1-in-10September Monthly System Peak Day30% Cycling24 | 0.46777 | 0.46777 | 75.1905 | 0 | 0 | 0 | 0 | 0 | 1337 | Non-Residential | caiso
Average Per Premise | 1-in-10 | September Monthly System Peak Day | 30% Cycling | 24 | Average Per Premise1-in-10September Monthly System Peak Day30% Cycling24 | 4.9629 | 4.9629 | 75.1905 | 0 | 0 | 0 | 0 | 0 | 1337 | Non-Residential | caiso
Average Per Device | 1-in-10 | September Monthly System Peak Day | 30% Cycling | 24 | Average Per Device1-in-10September Monthly System Peak Day30% Cycling24 | 1.8174 | 1.8174 | 75.1905 | 0 | 0 | 0 | 0 | 0 | 1337 | Non-Residential | caiso
Aggregate | 1-in-10 | September Monthly System Peak Day | 30% Cycling | 24 | Aggregate1-in-10September Monthly System Peak Day30% Cycling24 | 6.6353 | 6.6353 | 75.1905 | 0 | 0 | 0 | 0 | 0 | 1337 | Non-Residential | caiso
Average Per Ton | 1-in-10 | September Monthly System Peak Day | 50% Cycling | 24 | Average Per Ton1-in-10September Monthly System Peak Day50% Cycling24 | 0.42284 | 0.42284 | 75.2531 | 0 | 0 | 0 | 0 | 0 | 3452 | Non-Residential | caiso
Average Per Premise | 1-in-10 | September Monthly System Peak Day | 50% Cycling | 24 | Average Per Premise1-in-10September Monthly System Peak Day50% Cycling24 | 3.6443 | 3.6443 | 75.2531 | 0 | 0 | 0 | 0 | 0 | 3452 | Non-Residential | caiso
Average Per Device | 1-in-10 | September Monthly System Peak Day | 50% Cycling | 24 | Average Per Device1-in-10September Monthly System Peak Day50% Cycling24 | 1.64 | 1.64 | 75.2531 | 0 | 0 | 0 | 0 | 0 | 3452 | Non-Residential | caiso
Aggregate | 1-in-10 | September Monthly System Peak Day | 50% Cycling | 24 | Aggregate1-in-10September Monthly System Peak Day50% Cycling24 | 12.5802 | 12.5802 | 75.2531 | 0 | 0 | 0 | 0 | 0 | 3452 | Non-Residential | caiso
Average Per Ton | 1-in-10 | September Monthly System Peak Day | All | 24 | Average Per Ton1-in-10September Monthly System Peak DayAll24 | 0.43538 | 0.43538 | 75.2356 | 0 | 0 | 0 | 0 | 0 | 4789 | Non-Residential | caiso
Average Per Premise | 1-in-10 | September Monthly System Peak Day | All | 24 | Average Per Premise1-in-10September Monthly System Peak DayAll24 | 3.9944 | 3.9944 | 75.2356 | 0 | 0 | 0 | 0 | 0 | 4789 | Non-Residential | caiso
Average Per Device | 1-in-10 | September Monthly System Peak Day | All | 24 | Average Per Device1-in-10September Monthly System Peak DayAll24 | 1.6896 | 1.6896 | 75.2356 | 0 | 0 | 0 | 0 | 0 | 4789 | Non-Residential | caiso
Aggregate | 1-in-10 | September Monthly System Peak Day | All | 24 | Aggregate1-in-10September Monthly System Peak DayAll24 | 19.1294 | 19.1294 | 75.2356 | 0 | 0 | 0 | 0 | 0 | 4789 | Non-Residential | caiso
Average Per Ton | 1-in-2 | August Monthly System Peak Day | 30% Cycling | 1 | Average Per Ton1-in-2August Monthly System Peak Day30% Cycling1 | 0.35007 | 0.35007 | 70.6148 | 0 | 0 | 0 | 0 | 0 | 1337 | Non-Residential | caiso
Average Per Premise | 1-in-2 | August Monthly System Peak Day | 30% Cycling | 1 | Average Per Premise1-in-2August Monthly System Peak Day30% Cycling1 | 3.7141 | 3.7141 | 70.6148 | 0 | 0 | 0 | 0 | 0 | 1337 | Non-Residential | caiso
Average Per Device | 1-in-2 | August Monthly System Peak Day | 30% Cycling | 1 | Average Per Device1-in-2August Monthly System Peak Day30% Cycling1 | 1.3601 | 1.3601 | 70.6148 | 0 | 0 | 0 | 0 | 0 | 1337 | Non-Residential | caiso
Aggregate | 1-in-2 | August Monthly System Peak Day | 30% Cycling | 1 | Aggregate1-in-2August Monthly System Peak Day30% Cycling1 | 4.9658 | 4.9658 | 70.6148 | 0 | 0 | 0 | 0 | 0 | 1337 | Non-Residential | caiso
Average Per Ton | 1-in-2 | August Monthly System Peak Day | 50% Cycling | 1 | Average Per Ton1-in-2August Monthly System Peak Day50% Cycling1 | 0.35864 | 0.35864 | 70.8991 | 0 | 0 | 0 | 0 | 0 | 3452 | Non-Residential | caiso
Average Per Premise | 1-in-2 | August Monthly System Peak Day | 50% Cycling | 1 | Average Per Premise1-in-2August Monthly System Peak Day50% Cycling1 | 3.091 | 3.091 | 70.8991 | 0 | 0 | 0 | 0 | 0 | 3452 | Non-Residential | caiso
Average Per Device | 1-in-2 | August Monthly System Peak Day | 50% Cycling | 1 | Average Per Device1-in-2August Monthly System Peak Day50% Cycling1 | 1.391 | 1.391 | 70.8991 | 0 | 0 | 0 | 0 | 0 | 3452 | Non-Residential | caiso
Aggregate | 1-in-2 | August Monthly System Peak Day | 50% Cycling | 1 | Aggregate1-in-2August Monthly System Peak Day50% Cycling1 | 10.6702 | 10.6702 | 70.8991 | 0 | 0 | 0 | 0 | 0 | 3452 | Non-Residential | caiso
Average Per Ton | 1-in-2 | August Monthly System Peak Day | All | 1 | Average Per Ton1-in-2August Monthly System Peak DayAll1 | 0.35625 | 0.35625 | 70.8198 | 0 | 0 | 0 | 0 | 0 | 4789 | Non-Residential | caiso
Average Per Premise | 1-in-2 | August Monthly System Peak Day | All | 1 | Average Per Premise1-in-2August Monthly System Peak DayAll1 | 3.2684 | 3.2684 | 70.8198 | 0 | 0 | 0 | 0 | 0 | 4789 | Non-Residential | caiso
Average Per Device | 1-in-2 | August Monthly System Peak Day | All | 1 | Average Per Device1-in-2August Monthly System Peak DayAll1 | 1.3825 | 1.3825 | 70.8198 | 0 | 0 | 0 | 0 | 0 | 4789 | Non-Residential | caiso
Aggregate | 1-in-2 | August Monthly System Peak Day | All | 1 | Aggregate1-in-2August Monthly System Peak DayAll1 | 15.6524 | 15.6524 | 70.8198 | 0 | 0 | 0 | 0 | 0 | 4789 | Non-Residential | caiso
Average Per Ton | 1-in-2 | August Typical Event Day | 30% Cycling | 1 | Average Per Ton1-in-2August Typical Event Day30% Cycling1 | 0.31765 | 0.31765 | 67.8556 | 0 | 0 | 0 | 0 | 0 | 1337 | Non-Residential | caiso
Average Per Premise | 1-in-2 | August Typical Event Day | 30% Cycling | 1 | Average Per Premise1-in-2August Typical Event Day30% Cycling1 | 3.3702 | 3.3702 | 67.8556 | 0 | 0 | 0 | 0 | 0 | 1337 | Non-Residential | caiso
Average Per Device | 1-in-2 | August Typical Event Day | 30% Cycling | 1 | Average Per Device1-in-2August Typical Event Day30% Cycling1 | 1.2342 | 1.2342 | 67.8556 | 0 | 0 | 0 | 0 | 0 | 1337 | Non-Residential | caiso
Aggregate | 1-in-2 | August Typical Event Day | 30% Cycling | 1 | Aggregate1-in-2August Typical Event Day30% Cycling1 | 4.5059 | 4.5059 | 67.8556 | 0 | 0 | 0 | 0 | 0 | 1337 | Non-Residential | caiso
Average Per Ton | 1-in-2 | August Typical Event Day | 50% Cycling | 1 | Average Per Ton1-in-2August Typical Event Day50% Cycling1 | 0.34473 | 0.34473 | 68.1779 | 0 | 0 | 0 | 0 | 0 | 3452 | Non-Residential | caiso
Average Per Premise | 1-in-2 | August Typical Event Day | 50% Cycling | 1 | Average Per Premise1-in-2August Typical Event Day50% Cycling1 | 2.9711 | 2.9711 | 68.1779 | 0 | 0 | 0 | 0 | 0 | 3452 | Non-Residential | caiso
Average Per Device | 1-in-2 | August Typical Event Day | 50% Cycling | 1 | Average Per Device1-in-2August Typical Event Day50% Cycling1 | 1.337 | 1.337 | 68.1779 | 0 | 0 | 0 | 0 | 0 | 3452 | Non-Residential | caiso
Aggregate | 1-in-2 | August Typical Event Day | 50% Cycling | 1 | Aggregate1-in-2August Typical Event Day50% Cycling1 | 10.2562 | 10.2562 | 68.1779 | 0 | 0 | 0 | 0 | 0 | 3452 | Non-Residential | caiso
Average Per Ton | 1-in-2 | August Typical Event Day | All | 1 | Average Per Ton1-in-2August Typical Event DayAll1 | 0.33717 | 0.33717 | 68.0879 | 0 | 0 | 0 | 0 | 0 | 4789 | Non-Residential | caiso
Average Per Premise | 1-in-2 | August Typical Event Day | All | 1 | Average Per Premise1-in-2August Typical Event DayAll1 | 3.0933 | 3.0933 | 68.0879 | 0 | 0 | 0 | 0 | 0 | 4789 | Non-Residential | caiso
Average Per Device | 1-in-2 | August Typical Event Day | All | 1 | Average Per Device1-in-2August Typical Event DayAll1 | 1.3084 | 1.3084 | 68.0879 | 0 | 0 | 0 | 0 | 0 | 4789 | Non-Residential | caiso
Aggregate | 1-in-2 | August Typical Event Day | All | 1 | Aggregate1-in-2August Typical Event DayAll1 | 14.814 | 14.814 | 68.0879 | 0 | 0 | 0 | 0 | 0 | 4789 | Non-Residential | caiso
Average Per Ton | 1-in-2 | July Monthly System Peak Day | 30% Cycling | 1 | Average Per Ton1-in-2July Monthly System Peak Day30% Cycling1 | 0.29763 | 0.29763 | 67.2281 | 0 | 0 | 0 | 0 | 0 | 1337 | Non-Residential | caiso
Average Per Premise | 1-in-2 | July Monthly System Peak Day | 30% Cycling | 1 | Average Per Premise1-in-2July Monthly System Peak Day30% Cycling1 | 3.1577 | 3.1577 | 67.2281 | 0 | 0 | 0 | 0 | 0 | 1337 | Non-Residential | caiso
Average Per Device | 1-in-2 | July Monthly System Peak Day | 30% Cycling | 1 | Average Per Device1-in-2July Monthly System Peak Day30% Cycling1 | 1.1564 | 1.1564 | 67.2281 | 0 | 0 | 0 | 0 | 0 | 1337 | Non-Residential | caiso
Aggregate | 1-in-2 | July Monthly System Peak Day | 30% Cycling | 1 | Aggregate1-in-2July Monthly System Peak Day30% Cycling1 | 4.2218 | 4.2218 | 67.2281 | 0 | 0 | 0 | 0 | 0 | 1337 | Non-Residential | caiso
Average Per Ton | 1-in-2 | July Monthly System Peak Day | 50% Cycling | 1 | Average Per Ton1-in-2July Monthly System Peak Day50% Cycling1 | 0.33655 | 0.33655 | 67.3853 | 0 | 0 | 0 | 0 | 0 | 3452 | Non-Residential | caiso
Average Per Premise | 1-in-2 | July Monthly System Peak Day | 50% Cycling | 1 | Average Per Premise1-in-2July Monthly System Peak Day50% Cycling1 | 2.9006 | 2.9006 | 67.3853 | 0 | 0 | 0 | 0 | 0 | 3452 | Non-Residential | caiso
Average Per Device | 1-in-2 | July Monthly System Peak Day | 50% Cycling | 1 | Average Per Device1-in-2July Monthly System Peak Day50% Cycling1 | 1.3053 | 1.3053 | 67.3853 | 0 | 0 | 0 | 0 | 0 | 3452 | Non-Residential | caiso
Aggregate | 1-in-2 | July Monthly System Peak Day | 50% Cycling | 1 | Aggregate1-in-2July Monthly System Peak Day50% Cycling1 | 10.013 | 10.013 | 67.3853 | 0 | 0 | 0 | 0 | 0 | 3452 | Non-Residential | caiso
Average Per Ton | 1-in-2 | July Monthly System Peak Day | All | 1 | Average Per Ton1-in-2July Monthly System Peak DayAll1 | 0.32568 | 0.32568 | 67.3414 | 0 | 0 | 0 | 0 | 0 | 4789 | Non-Residential | caiso
Average Per Premise | 1-in-2 | July Monthly System Peak Day | All | 1 | Average Per Premise1-in-2July Monthly System Peak DayAll1 | 2.988 | 2.988 | 67.3414 | 0 | 0 | 0 | 0 | 0 | 4789 | Non-Residential | caiso
Average Per Device | 1-in-2 | July Monthly System Peak Day | All | 1 | Average Per Device1-in-2July Monthly System Peak DayAll1 | 1.2639 | 1.2639 | 67.3414 | 0 | 0 | 0 | 0 | 0 | 4789 | Non-Residential | caiso
Aggregate | 1-in-2 | July Monthly System Peak Day | All | 1 | Aggregate1-in-2July Monthly System Peak DayAll1 | 14.3095 | 14.3095 | 67.3414 | 0 | 0 | 0 | 0 | 0 | 4789 | Non-Residential | caiso
Average Per Ton | 1-in-2 | June Monthly System Peak Day | 30% Cycling | 1 | Average Per Ton1-in-2June Monthly System Peak Day30% Cycling1 | 0.26645 | 0.26645 | 63.2816 | 0 | 0 | 0 | 0 | 0 | 1337 | Non-Residential | caiso
Average Per Premise | 1-in-2 | June Monthly System Peak Day | 30% Cycling | 1 | Average Per Premise1-in-2June Monthly System Peak Day30% Cycling1 | 2.8269 | 2.8269 | 63.2816 | 0 | 0 | 0 | 0 | 0 | 1337 | Non-Residential | caiso
Average Per Device | 1-in-2 | June Monthly System Peak Day | 30% Cycling | 1 | Average Per Device1-in-2June Monthly System Peak Day30% Cycling1 | 1.0352 | 1.0352 | 63.2816 | 0 | 0 | 0 | 0 | 0 | 1337 | Non-Residential | caiso
Aggregate | 1-in-2 | June Monthly System Peak Day | 30% Cycling | 1 | Aggregate1-in-2June Monthly System Peak Day30% Cycling1 | 3.7796 | 3.7796 | 63.2816 | 0 | 0 | 0 | 0 | 0 | 1337 | Non-Residential | caiso
Average Per Ton | 1-in-2 | June Monthly System Peak Day | 50% Cycling | 1 | Average Per Ton1-in-2June Monthly System Peak Day50% Cycling1 | 0.32281 | 0.32281 | 63.785 | 0 | 0 | 0 | 0 | 0 | 3452 | Non-Residential | caiso
Average Per Premise | 1-in-2 | June Monthly System Peak Day | 50% Cycling | 1 | Average Per Premise1-in-2June Monthly System Peak Day50% Cycling1 | 2.7822 | 2.7822 | 63.785 | 0 | 0 | 0 | 0 | 0 | 3452 | Non-Residential | caiso
Average Per Device | 1-in-2 | June Monthly System Peak Day | 50% Cycling | 1 | Average Per Device1-in-2June Monthly System Peak Day50% Cycling1 | 1.252 | 1.252 | 63.785 | 0 | 0 | 0 | 0 | 0 | 3452 | Non-Residential | caiso
Aggregate | 1-in-2 | June Monthly System Peak Day | 50% Cycling | 1 | Aggregate1-in-2June Monthly System Peak Day50% Cycling1 | 9.6042 | 9.6042 | 63.785 | 0 | 0 | 0 | 0 | 0 | 3452 | Non-Residential | caiso
Average Per Ton | 1-in-2 | June Monthly System Peak Day | All | 1 | Average Per Ton1-in-2June Monthly System Peak DayAll1 | 0.30708 | 0.30708 | 63.6445 | 0 | 0 | 0 | 0 | 0 | 4789 | Non-Residential | caiso
Average Per Premise | 1-in-2 | June Monthly System Peak Day | All | 1 | Average Per Premise1-in-2June Monthly System Peak DayAll1 | 2.8173 | 2.8173 | 63.6445 | 0 | 0 | 0 | 0 | 0 | 4789 | Non-Residential | caiso
Average Per Device | 1-in-2 | June Monthly System Peak Day | All | 1 | Average Per Device1-in-2June Monthly System Peak DayAll1 | 1.1917 | 1.1917 | 63.6445 | 0 | 0 | 0 | 0 | 0 | 4789 | Non-Residential | caiso
Aggregate | 1-in-2 | June Monthly System Peak Day | All | 1 | Aggregate1-in-2June Monthly System Peak DayAll1 | 13.4919 | 13.4919 | 63.6445 | 0 | 0 | 0 | 0 | 0 | 4789 | Non-Residential | caiso
Average Per Ton | 1-in-2 | May Monthly System Peak Day | 30% Cycling | 1 | Average Per Ton1-in-2May Monthly System Peak Day30% Cycling1 | 0.22106 | 0.22106 | 60.0515 | 0 | 0 | 0 | 0 | 0 | 1337 | Non-Residential | caiso
Average Per Premise | 1-in-2 | May Monthly System Peak Day | 30% Cycling | 1 | Average Per Premise1-in-2May Monthly System Peak Day30% Cycling1 | 2.3454 | 2.3454 | 60.0515 | 0 | 0 | 0 | 0 | 0 | 1337 | Non-Residential | caiso
Average Per Device | 1-in-2 | May Monthly System Peak Day | 30% Cycling | 1 | Average Per Device1-in-2May Monthly System Peak Day30% Cycling1 | 0.85888 | 0.85888 | 60.0515 | 0 | 0 | 0 | 0 | 0 | 1337 | Non-Residential | caiso
Aggregate | 1-in-2 | May Monthly System Peak Day | 30% Cycling | 1 | Aggregate1-in-2May Monthly System Peak Day30% Cycling1 | 3.1358 | 3.1358 | 60.0515 | 0 | 0 | 0 | 0 | 0 | 1337 | Non-Residential | caiso
Average Per Ton | 1-in-2 | May Monthly System Peak Day | 50% Cycling | 1 | Average Per Ton1-in-2May Monthly System Peak Day50% Cycling1 | 0.30258 | 0.30258 | 60.3972 | 0 | 0 | 0 | 0 | 0 | 3452 | Non-Residential | caiso
Average Per Premise | 1-in-2 | May Monthly System Peak Day | 50% Cycling | 1 | Average Per Premise1-in-2May Monthly System Peak Day50% Cycling1 | 2.6078 | 2.6078 | 60.3972 | 0 | 0 | 0 | 0 | 0 | 3452 | Non-Residential | caiso
Average Per Device | 1-in-2 | May Monthly System Peak Day | 50% Cycling | 1 | Average Per Device1-in-2May Monthly System Peak Day50% Cycling1 | 1.1735 | 1.1735 | 60.3972 | 0 | 0 | 0 | 0 | 0 | 3452 | Non-Residential | caiso
Aggregate | 1-in-2 | May Monthly System Peak Day | 50% Cycling | 1 | Aggregate1-in-2May Monthly System Peak Day50% Cycling1 | 9.0022 | 9.0022 | 60.3972 | 0 | 0 | 0 | 0 | 0 | 3452 | Non-Residential | caiso
Average Per Ton | 1-in-2 | May Monthly System Peak Day | All | 1 | Average Per Ton1-in-2May Monthly System Peak DayAll1 | 0.27982 | 0.27982 | 60.3007 | 0 | 0 | 0 | 0 | 0 | 4789 | Non-Residential | caiso
Average Per Premise | 1-in-2 | May Monthly System Peak Day | All | 1 | Average Per Premise1-in-2May Monthly System Peak DayAll1 | 2.5672 | 2.5672 | 60.3007 | 0 | 0 | 0 | 0 | 0 | 4789 | Non-Residential | caiso
Average Per Device | 1-in-2 | May Monthly System Peak Day | All | 1 | Average Per Device1-in-2May Monthly System Peak DayAll1 | 1.0859 | 1.0859 | 60.3007 | 0 | 0 | 0 | 0 | 0 | 4789 | Non-Residential | caiso
Aggregate | 1-in-2 | May Monthly System Peak Day | All | 1 | Aggregate1-in-2May Monthly System Peak DayAll1 | 12.2943 | 12.2943 | 60.3007 | 0 | 0 | 0 | 0 | 0 | 4789 | Non-Residential | caiso
Average Per Ton | 1-in-2 | October Monthly System Peak Day | 30% Cycling | 1 | Average Per Ton1-in-2October Monthly System Peak Day30% Cycling1 | 0.25859 | 0.25859 | 63.8411 | 0 | 0 | 0 | 0 | 0 | 1337 | Non-Residential | caiso
Average Per Premise | 1-in-2 | October Monthly System Peak Day | 30% Cycling | 1 | Average Per Premise1-in-2October Monthly System Peak Day30% Cycling1 | 2.7435 | 2.7435 | 63.8411 | 0 | 0 | 0 | 0 | 0 | 1337 | Non-Residential | caiso
Average Per Device | 1-in-2 | October Monthly System Peak Day | 30% Cycling | 1 | Average Per Device1-in-2October Monthly System Peak Day30% Cycling1 | 1.0047 | 1.0047 | 63.8411 | 0 | 0 | 0 | 0 | 0 | 1337 | Non-Residential | caiso
Aggregate | 1-in-2 | October Monthly System Peak Day | 30% Cycling | 1 | Aggregate1-in-2October Monthly System Peak Day30% Cycling1 | 3.6681 | 3.6681 | 63.8411 | 0 | 0 | 0 | 0 | 0 | 1337 | Non-Residential | caiso
Average Per Ton | 1-in-2 | October Monthly System Peak Day | 50% Cycling | 1 | Average Per Ton1-in-2October Monthly System Peak Day50% Cycling1 | 0.32023 | 0.32023 | 64.2819 | 0 | 0 | 0 | 0 | 0 | 3452 | Non-Residential | caiso
Average Per Premise | 1-in-2 | October Monthly System Peak Day | 50% Cycling | 1 | Average Per Premise1-in-2October Monthly System Peak Day50% Cycling1 | 2.76 | 2.76 | 64.2819 | 0 | 0 | 0 | 0 | 0 | 3452 | Non-Residential | caiso
Average Per Device | 1-in-2 | October Monthly System Peak Day | 50% Cycling | 1 | Average Per Device1-in-2October Monthly System Peak Day50% Cycling1 | 1.242 | 1.242 | 64.2819 | 0 | 0 | 0 | 0 | 0 | 3452 | Non-Residential | caiso
Aggregate | 1-in-2 | October Monthly System Peak Day | 50% Cycling | 1 | Aggregate1-in-2October Monthly System Peak Day50% Cycling1 | 9.5274 | 9.5274 | 64.2819 | 0 | 0 | 0 | 0 | 0 | 3452 | Non-Residential | caiso
Average Per Ton | 1-in-2 | October Monthly System Peak Day | All | 1 | Average Per Ton1-in-2October Monthly System Peak DayAll1 | 0.30302 | 0.30302 | 64.1588 | 0 | 0 | 0 | 0 | 0 | 4789 | Non-Residential | caiso
Average Per Premise | 1-in-2 | October Monthly System Peak Day | All | 1 | Average Per Premise1-in-2October Monthly System Peak DayAll1 | 2.7801 | 2.7801 | 64.1588 | 0 | 0 | 0 | 0 | 0 | 4789 | Non-Residential | caiso
Average Per Device | 1-in-2 | October Monthly System Peak Day | All | 1 | Average Per Device1-in-2October Monthly System Peak DayAll1 | 1.1759 | 1.1759 | 64.1588 | 0 | 0 | 0 | 0 | 0 | 4789 | Non-Residential | caiso
Aggregate | 1-in-2 | October Monthly System Peak Day | All | 1 | Aggregate1-in-2October Monthly System Peak DayAll1 | 13.3137 | 13.3137 | 64.1588 | 0 | 0 | 0 | 0 | 0 | 4789 | Non-Residential | caiso
Average Per Ton | 1-in-2 | September Monthly System Peak Day | 30% Cycling | 1 | Average Per Ton1-in-2September Monthly System Peak Day30% Cycling1 | 0.35646 | 0.35646 | 70.2977 | 0 | 0 | 0 | 0 | 0 | 1337 | Non-Residential | caiso
Average Per Premise | 1-in-2 | September Monthly System Peak Day | 30% Cycling | 1 | Average Per Premise1-in-2September Monthly System Peak Day30% Cycling1 | 3.7819 | 3.7819 | 70.2977 | 0 | 0 | 0 | 0 | 0 | 1337 | Non-Residential | caiso
Average Per Device | 1-in-2 | September Monthly System Peak Day | 30% Cycling | 1 | Average Per Device1-in-2September Monthly System Peak Day30% Cycling1 | 1.3849 | 1.3849 | 70.2977 | 0 | 0 | 0 | 0 | 0 | 1337 | Non-Residential | caiso
Aggregate | 1-in-2 | September Monthly System Peak Day | 30% Cycling | 1 | Aggregate1-in-2September Monthly System Peak Day30% Cycling1 | 5.0564 | 5.0564 | 70.2977 | 0 | 0 | 0 | 0 | 0 | 1337 | Non-Residential | caiso
Average Per Ton | 1-in-2 | September Monthly System Peak Day | 50% Cycling | 1 | Average Per Ton1-in-2September Monthly System Peak Day50% Cycling1 | 0.3609 | 0.3609 | 70.6421 | 0 | 0 | 0 | 0 | 0 | 3452 | Non-Residential | caiso
Average Per Premise | 1-in-2 | September Monthly System Peak Day | 50% Cycling | 1 | Average Per Premise1-in-2September Monthly System Peak Day50% Cycling1 | 3.1105 | 3.1105 | 70.6421 | 0 | 0 | 0 | 0 | 0 | 3452 | Non-Residential | caiso
Average Per Device | 1-in-2 | September Monthly System Peak Day | 50% Cycling | 1 | Average Per Device1-in-2September Monthly System Peak Day50% Cycling1 | 1.3997 | 1.3997 | 70.6421 | 0 | 0 | 0 | 0 | 0 | 3452 | Non-Residential | caiso
Aggregate | 1-in-2 | September Monthly System Peak Day | 50% Cycling | 1 | Aggregate1-in-2September Monthly System Peak Day50% Cycling1 | 10.7374 | 10.7374 | 70.6421 | 0 | 0 | 0 | 0 | 0 | 3452 | Non-Residential | caiso
Average Per Ton | 1-in-2 | September Monthly System Peak Day | All | 1 | Average Per Ton1-in-2September Monthly System Peak DayAll1 | 0.35966 | 0.35966 | 70.546 | 0 | 0 | 0 | 0 | 0 | 4789 | Non-Residential | caiso
Average Per Premise | 1-in-2 | September Monthly System Peak Day | All | 1 | Average Per Premise1-in-2September Monthly System Peak DayAll1 | 3.2997 | 3.2997 | 70.546 | 0 | 0 | 0 | 0 | 0 | 4789 | Non-Residential | caiso
Average Per Device | 1-in-2 | September Monthly System Peak Day | All | 1 | Average Per Device1-in-2September Monthly System Peak DayAll1 | 1.3957 | 1.3957 | 70.546 | 0 | 0 | 0 | 0 | 0 | 4789 | Non-Residential | caiso
Aggregate | 1-in-2 | September Monthly System Peak Day | All | 1 | Aggregate1-in-2September Monthly System Peak DayAll1 | 15.8024 | 15.8024 | 70.546 | 0 | 0 | 0 | 0 | 0 | 4789 | Non-Residential | caiso
Average Per Ton | 1-in-2 | August Monthly System Peak Day | 30% Cycling | 2 | Average Per Ton1-in-2August Monthly System Peak Day30% Cycling2 | 0.33348 | 0.33348 | 69.762 | 0 | 0 | 0 | 0 | 0 | 1337 | Non-Residential | caiso
Average Per Premise | 1-in-2 | August Monthly System Peak Day | 30% Cycling | 2 | Average Per Premise1-in-2August Monthly System Peak Day30% Cycling2 | 3.5381 | 3.5381 | 69.762 | 0 | 0 | 0 | 0 | 0 | 1337 | Non-Residential | caiso
Average Per Device | 1-in-2 | August Monthly System Peak Day | 30% Cycling | 2 | Average Per Device1-in-2August Monthly System Peak Day30% Cycling2 | 1.2957 | 1.2957 | 69.762 | 0 | 0 | 0 | 0 | 0 | 1337 | Non-Residential | caiso
Aggregate | 1-in-2 | August Monthly System Peak Day | 30% Cycling | 2 | Aggregate1-in-2August Monthly System Peak Day30% Cycling2 | 4.7304 | 4.7304 | 69.762 | 0 | 0 | 0 | 0 | 0 | 1337 | Non-Residential | caiso
Average Per Ton | 1-in-2 | August Monthly System Peak Day | 50% Cycling | 2 | Average Per Ton1-in-2August Monthly System Peak Day50% Cycling2 | 0.34727 | 0.34727 | 70.0125 | 0 | 0 | 0 | 0 | 0 | 3452 | Non-Residential | caiso
Average Per Premise | 1-in-2 | August Monthly System Peak Day | 50% Cycling | 2 | Average Per Premise1-in-2August Monthly System Peak Day50% Cycling2 | 2.993 | 2.993 | 70.0125 | 0 | 0 | 0 | 0 | 0 | 3452 | Non-Residential | caiso
Average Per Device | 1-in-2 | August Monthly System Peak Day | 50% Cycling | 2 | Average Per Device1-in-2August Monthly System Peak Day50% Cycling2 | 1.3469 | 1.3469 | 70.0125 | 0 | 0 | 0 | 0 | 0 | 3452 | Non-Residential | caiso
Aggregate | 1-in-2 | August Monthly System Peak Day | 50% Cycling | 2 | Aggregate1-in-2August Monthly System Peak Day50% Cycling2 | 10.3318 | 10.3318 | 70.0125 | 0 | 0 | 0 | 0 | 0 | 3452 | Non-Residential | caiso
Average Per Ton | 1-in-2 | August Monthly System Peak Day | All | 2 | Average Per Ton1-in-2August Monthly System Peak DayAll2 | 0.34342 | 0.34342 | 69.9425 | 0 | 0 | 0 | 0 | 0 | 4789 | Non-Residential | caiso
Average Per Premise | 1-in-2 | August Monthly System Peak Day | All | 2 | Average Per Premise1-in-2August Monthly System Peak DayAll2 | 3.1507 | 3.1507 | 69.9425 | 0 | 0 | 0 | 0 | 0 | 4789 | Non-Residential | caiso
Average Per Device | 1-in-2 | August Monthly System Peak Day | All | 2 | Average Per Device1-in-2August Monthly System Peak DayAll2 | 1.3327 | 1.3327 | 69.9425 | 0 | 0 | 0 | 0 | 0 | 4789 | Non-Residential | caiso
Aggregate | 1-in-2 | August Monthly System Peak Day | All | 2 | Aggregate1-in-2August Monthly System Peak DayAll2 | 15.0886 | 15.0886 | 69.9425 | 0 | 0 | 0 | 0 | 0 | 4789 | Non-Residential | caiso
Average Per Ton | 1-in-2 | August Typical Event Day | 30% Cycling | 2 | Average Per Ton1-in-2August Typical Event Day30% Cycling2 | 0.3026 | 0.3026 | 67.3155 | 0 | 0 | 0 | 0 | 0 | 1337 | Non-Residential | caiso
Average Per Premise | 1-in-2 | August Typical Event Day | 30% Cycling | 2 | Average Per Premise1-in-2August Typical Event Day30% Cycling2 | 3.2105 | 3.2105 | 67.3155 | 0 | 0 | 0 | 0 | 0 | 1337 | Non-Residential | caiso
Average Per Device | 1-in-2 | August Typical Event Day | 30% Cycling | 2 | Average Per Device1-in-2August Typical Event Day30% Cycling2 | 1.1757 | 1.1757 | 67.3155 | 0 | 0 | 0 | 0 | 0 | 1337 | Non-Residential | caiso
Aggregate | 1-in-2 | August Typical Event Day | 30% Cycling | 2 | Aggregate1-in-2August Typical Event Day30% Cycling2 | 4.2924 | 4.2924 | 67.3155 | 0 | 0 | 0 | 0 | 0 | 1337 | Non-Residential | caiso
Average Per Ton | 1-in-2 | August Typical Event Day | 50% Cycling | 2 | Average Per Ton1-in-2August Typical Event Day50% Cycling2 | 0.33379 | 0.33379 | 67.6451 | 0 | 0 | 0 | 0 | 0 | 3452 | Non-Residential | caiso
Average Per Premise | 1-in-2 | August Typical Event Day | 50% Cycling | 2 | Average Per Premise1-in-2August Typical Event Day50% Cycling2 | 2.8769 | 2.8769 | 67.6451 | 0 | 0 | 0 | 0 | 0 | 3452 | Non-Residential | caiso
Average Per Device | 1-in-2 | August Typical Event Day | 50% Cycling | 2 | Average Per Device1-in-2August Typical Event Day50% Cycling2 | 1.2946 | 1.2946 | 67.6451 | 0 | 0 | 0 | 0 | 0 | 3452 | Non-Residential | caiso
Aggregate | 1-in-2 | August Typical Event Day | 50% Cycling | 2 | Aggregate1-in-2August Typical Event Day50% Cycling2 | 9.9309 | 9.9309 | 67.6451 | 0 | 0 | 0 | 0 | 0 | 3452 | Non-Residential | caiso
Average Per Ton | 1-in-2 | August Typical Event Day | All | 2 | Average Per Ton1-in-2August Typical Event DayAll2 | 0.32508 | 0.32508 | 67.5531 | 0 | 0 | 0 | 0 | 0 | 4789 | Non-Residential | caiso
Average Per Premise | 1-in-2 | August Typical Event Day | All | 2 | Average Per Premise1-in-2August Typical Event DayAll2 | 2.9825 | 2.9825 | 67.5531 | 0 | 0 | 0 | 0 | 0 | 4789 | Non-Residential | caiso
Average Per Device | 1-in-2 | August Typical Event Day | All | 2 | Average Per Device1-in-2August Typical Event DayAll2 | 1.2615 | 1.2615 | 67.5531 | 0 | 0 | 0 | 0 | 0 | 4789 | Non-Residential | caiso
Aggregate | 1-in-2 | August Typical Event Day | All | 2 | Aggregate1-in-2August Typical Event DayAll2 | 14.2831 | 14.2831 | 67.5531 | 0 | 0 | 0 | 0 | 0 | 4789 | Non-Residential | caiso
Average Per Ton | 1-in-2 | July Monthly System Peak Day | 30% Cycling | 2 | Average Per Ton1-in-2July Monthly System Peak Day30% Cycling2 | 0.28352 | 0.28352 | 66.8848 | 0 | 0 | 0 | 0 | 0 | 1337 | Non-Residential | caiso
Average Per Premise | 1-in-2 | July Monthly System Peak Day | 30% Cycling | 2 | Average Per Premise1-in-2July Monthly System Peak Day30% Cycling2 | 3.0081 | 3.0081 | 66.8848 | 0 | 0 | 0 | 0 | 0 | 1337 | Non-Residential | caiso
Average Per Device | 1-in-2 | July Monthly System Peak Day | 30% Cycling | 2 | Average Per Device1-in-2July Monthly System Peak Day30% Cycling2 | 1.1016 | 1.1016 | 66.8848 | 0 | 0 | 0 | 0 | 0 | 1337 | Non-Residential | caiso
Aggregate | 1-in-2 | July Monthly System Peak Day | 30% Cycling | 2 | Aggregate1-in-2July Monthly System Peak Day30% Cycling2 | 4.0218 | 4.0218 | 66.8848 | 0 | 0 | 0 | 0 | 0 | 1337 | Non-Residential | caiso
Average Per Ton | 1-in-2 | July Monthly System Peak Day | 50% Cycling | 2 | Average Per Ton1-in-2July Monthly System Peak Day50% Cycling2 | 0.32588 | 0.32588 | 67.0113 | 0 | 0 | 0 | 0 | 0 | 3452 | Non-Residential | caiso
Average Per Premise | 1-in-2 | July Monthly System Peak Day | 50% Cycling | 2 | Average Per Premise1-in-2July Monthly System Peak Day50% Cycling2 | 2.8086 | 2.8086 | 67.0113 | 0 | 0 | 0 | 0 | 0 | 3452 | Non-Residential | caiso
Average Per Device | 1-in-2 | July Monthly System Peak Day | 50% Cycling | 2 | Average Per Device1-in-2July Monthly System Peak Day50% Cycling2 | 1.2639 | 1.2639 | 67.0113 | 0 | 0 | 0 | 0 | 0 | 3452 | Non-Residential | caiso
Aggregate | 1-in-2 | July Monthly System Peak Day | 50% Cycling | 2 | Aggregate1-in-2July Monthly System Peak Day50% Cycling2 | 9.6954 | 9.6954 | 67.0113 | 0 | 0 | 0 | 0 | 0 | 3452 | Non-Residential | caiso
Average Per Ton | 1-in-2 | July Monthly System Peak Day | All | 2 | Average Per Ton1-in-2July Monthly System Peak DayAll2 | 0.31405 | 0.31405 | 66.976 | 0 | 0 | 0 | 0 | 0 | 4789 | Non-Residential | caiso
Average Per Premise | 1-in-2 | July Monthly System Peak Day | All | 2 | Average Per Premise1-in-2July Monthly System Peak DayAll2 | 2.8813 | 2.8813 | 66.976 | 0 | 0 | 0 | 0 | 0 | 4789 | Non-Residential | caiso
Average Per Device | 1-in-2 | July Monthly System Peak Day | All | 2 | Average Per Device1-in-2July Monthly System Peak DayAll2 | 1.2187 | 1.2187 | 66.976 | 0 | 0 | 0 | 0 | 0 | 4789 | Non-Residential | caiso
Aggregate | 1-in-2 | July Monthly System Peak Day | All | 2 | Aggregate1-in-2July Monthly System Peak DayAll2 | 13.7984 | 13.7984 | 66.976 | 0 | 0 | 0 | 0 | 0 | 4789 | Non-Residential | caiso
Average Per Ton | 1-in-2 | June Monthly System Peak Day | 30% Cycling | 2 | Average Per Ton1-in-2June Monthly System Peak Day30% Cycling2 | 0.25382 | 0.25382 | 62.8768 | 0 | 0 | 0 | 0 | 0 | 1337 | Non-Residential | caiso
Average Per Premise | 1-in-2 | June Monthly System Peak Day | 30% Cycling | 2 | Average Per Premise1-in-2June Monthly System Peak Day30% Cycling2 | 2.693 | 2.693 | 62.8768 | 0 | 0 | 0 | 0 | 0 | 1337 | Non-Residential | caiso
Average Per Device | 1-in-2 | June Monthly System Peak Day | 30% Cycling | 2 | Average Per Device1-in-2June Monthly System Peak Day30% Cycling2 | 0.98617 | 0.98617 | 62.8768 | 0 | 0 | 0 | 0 | 0 | 1337 | Non-Residential | caiso
Aggregate | 1-in-2 | June Monthly System Peak Day | 30% Cycling | 2 | Aggregate1-in-2June Monthly System Peak Day30% Cycling2 | 3.6005 | 3.6005 | 62.8768 | 0 | 0 | 0 | 0 | 0 | 1337 | Non-Residential | caiso
Average Per Ton | 1-in-2 | June Monthly System Peak Day | 50% Cycling | 2 | Average Per Ton1-in-2June Monthly System Peak Day50% Cycling2 | 0.31258 | 0.31258 | 63.4116 | 0 | 0 | 0 | 0 | 0 | 3452 | Non-Residential | caiso
Average Per Premise | 1-in-2 | June Monthly System Peak Day | 50% Cycling | 2 | Average Per Premise1-in-2June Monthly System Peak Day50% Cycling2 | 2.694 | 2.694 | 63.4116 | 0 | 0 | 0 | 0 | 0 | 3452 | Non-Residential | caiso
Average Per Device | 1-in-2 | June Monthly System Peak Day | 50% Cycling | 2 | Average Per Device1-in-2June Monthly System Peak Day50% Cycling2 | 1.2123 | 1.2123 | 63.4116 | 0 | 0 | 0 | 0 | 0 | 3452 | Non-Residential | caiso
Aggregate | 1-in-2 | June Monthly System Peak Day | 50% Cycling | 2 | Aggregate1-in-2June Monthly System Peak Day50% Cycling2 | 9.2996 | 9.2996 | 63.4116 | 0 | 0 | 0 | 0 | 0 | 3452 | Non-Residential | caiso
Average Per Ton | 1-in-2 | June Monthly System Peak Day | All | 2 | Average Per Ton1-in-2June Monthly System Peak DayAll2 | 0.29617 | 0.29617 | 63.2623 | 0 | 0 | 0 | 0 | 0 | 4789 | Non-Residential | caiso
Average Per Premise | 1-in-2 | June Monthly System Peak Day | All | 2 | Average Per Premise1-in-2June Monthly System Peak DayAll2 | 2.7172 | 2.7172 | 63.2623 | 0 | 0 | 0 | 0 | 0 | 4789 | Non-Residential | caiso
Average Per Device | 1-in-2 | June Monthly System Peak Day | All | 2 | Average Per Device1-in-2June Monthly System Peak DayAll2 | 1.1493 | 1.1493 | 63.2623 | 0 | 0 | 0 | 0 | 0 | 4789 | Non-Residential | caiso
Aggregate | 1-in-2 | June Monthly System Peak Day | All | 2 | Aggregate1-in-2June Monthly System Peak DayAll2 | 13.0128 | 13.0128 | 63.2623 | 0 | 0 | 0 | 0 | 0 | 4789 | Non-Residential | caiso
Average Per Ton | 1-in-2 | May Monthly System Peak Day | 30% Cycling | 2 | Average Per Ton1-in-2May Monthly System Peak Day30% Cycling2 | 0.21059 | 0.21059 | 60.1801 | 0 | 0 | 0 | 0 | 0 | 1337 | Non-Residential | caiso
Average Per Premise | 1-in-2 | May Monthly System Peak Day | 30% Cycling | 2 | Average Per Premise1-in-2May Monthly System Peak Day30% Cycling2 | 2.2342 | 2.2342 | 60.1801 | 0 | 0 | 0 | 0 | 0 | 1337 | Non-Residential | caiso
Average Per Device | 1-in-2 | May Monthly System Peak Day | 30% Cycling | 2 | Average Per Device1-in-2May Monthly System Peak Day30% Cycling2 | 0.81818 | 0.81818 | 60.1801 | 0 | 0 | 0 | 0 | 0 | 1337 | Non-Residential | caiso
Aggregate | 1-in-2 | May Monthly System Peak Day | 30% Cycling | 2 | Aggregate1-in-2May Monthly System Peak Day30% Cycling2 | 2.9872 | 2.9872 | 60.1801 | 0 | 0 | 0 | 0 | 0 | 1337 | Non-Residential | caiso
Average Per Ton | 1-in-2 | May Monthly System Peak Day | 50% Cycling | 2 | Average Per Ton1-in-2May Monthly System Peak Day50% Cycling2 | 0.29298 | 0.29298 | 60.4036 | 0 | 0 | 0 | 0 | 0 | 3452 | Non-Residential | caiso
Average Per Premise | 1-in-2 | May Monthly System Peak Day | 50% Cycling | 2 | Average Per Premise1-in-2May Monthly System Peak Day50% Cycling2 | 2.5251 | 2.5251 | 60.4036 | 0 | 0 | 0 | 0 | 0 | 3452 | Non-Residential | caiso
Average Per Device | 1-in-2 | May Monthly System Peak Day | 50% Cycling | 2 | Average Per Device1-in-2May Monthly System Peak Day50% Cycling2 | 1.1363 | 1.1363 | 60.4036 | 0 | 0 | 0 | 0 | 0 | 3452 | Non-Residential | caiso
Aggregate | 1-in-2 | May Monthly System Peak Day | 50% Cycling | 2 | Aggregate1-in-2May Monthly System Peak Day50% Cycling2 | 8.7167 | 8.7167 | 60.4036 | 0 | 0 | 0 | 0 | 0 | 3452 | Non-Residential | caiso
Average Per Ton | 1-in-2 | May Monthly System Peak Day | All | 2 | Average Per Ton1-in-2May Monthly System Peak DayAll2 | 0.26998 | 0.26998 | 60.3412 | 0 | 0 | 0 | 0 | 0 | 4789 | Non-Residential | caiso
Average Per Premise | 1-in-2 | May Monthly System Peak Day | All | 2 | Average Per Premise1-in-2May Monthly System Peak DayAll2 | 2.4769 | 2.4769 | 60.3412 | 0 | 0 | 0 | 0 | 0 | 4789 | Non-Residential | caiso
Average Per Device | 1-in-2 | May Monthly System Peak Day | All | 2 | Average Per Device1-in-2May Monthly System Peak DayAll2 | 1.0477 | 1.0477 | 60.3412 | 0 | 0 | 0 | 0 | 0 | 4789 | Non-Residential | caiso
Aggregate | 1-in-2 | May Monthly System Peak Day | All | 2 | Aggregate1-in-2May Monthly System Peak DayAll2 | 11.8619 | 11.8619 | 60.3412 | 0 | 0 | 0 | 0 | 0 | 4789 | Non-Residential | caiso
Average Per Ton | 1-in-2 | October Monthly System Peak Day | 30% Cycling | 2 | Average Per Ton1-in-2October Monthly System Peak Day30% Cycling2 | 0.24633 | 0.24633 | 63.9525 | 0 | 0 | 0 | 0 | 0 | 1337 | Non-Residential | caiso
Average Per Premise | 1-in-2 | October Monthly System Peak Day | 30% Cycling | 2 | Average Per Premise1-in-2October Monthly System Peak Day30% Cycling2 | 2.6135 | 2.6135 | 63.9525 | 0 | 0 | 0 | 0 | 0 | 1337 | Non-Residential | caiso
Average Per Device | 1-in-2 | October Monthly System Peak Day | 30% Cycling | 2 | Average Per Device1-in-2October Monthly System Peak Day30% Cycling2 | 0.95707 | 0.95707 | 63.9525 | 0 | 0 | 0 | 0 | 0 | 1337 | Non-Residential | caiso
Aggregate | 1-in-2 | October Monthly System Peak Day | 30% Cycling | 2 | Aggregate1-in-2October Monthly System Peak Day30% Cycling2 | 3.4943 | 3.4943 | 63.9525 | 0 | 0 | 0 | 0 | 0 | 1337 | Non-Residential | caiso
Average Per Ton | 1-in-2 | October Monthly System Peak Day | 50% Cycling | 2 | Average Per Ton1-in-2October Monthly System Peak Day50% Cycling2 | 0.31008 | 0.31008 | 64.2656 | 0 | 0 | 0 | 0 | 0 | 3452 | Non-Residential | caiso
Average Per Premise | 1-in-2 | October Monthly System Peak Day | 50% Cycling | 2 | Average Per Premise1-in-2October Monthly System Peak Day50% Cycling2 | 2.6724 | 2.6724 | 64.2656 | 0 | 0 | 0 | 0 | 0 | 3452 | Non-Residential | caiso
Average Per Device | 1-in-2 | October Monthly System Peak Day | 50% Cycling | 2 | Average Per Device1-in-2October Monthly System Peak Day50% Cycling2 | 1.2026 | 1.2026 | 64.2656 | 0 | 0 | 0 | 0 | 0 | 3452 | Non-Residential | caiso
Aggregate | 1-in-2 | October Monthly System Peak Day | 50% Cycling | 2 | Aggregate1-in-2October Monthly System Peak Day50% Cycling2 | 9.2253 | 9.2253 | 64.2656 | 0 | 0 | 0 | 0 | 0 | 3452 | Non-Residential | caiso
Average Per Ton | 1-in-2 | October Monthly System Peak Day | All | 2 | Average Per Ton1-in-2October Monthly System Peak DayAll2 | 0.29228 | 0.29228 | 64.1782 | 0 | 0 | 0 | 0 | 0 | 4789 | Non-Residential | caiso
Average Per Premise | 1-in-2 | October Monthly System Peak Day | All | 2 | Average Per Premise1-in-2October Monthly System Peak DayAll2 | 2.6815 | 2.6815 | 64.1782 | 0 | 0 | 0 | 0 | 0 | 4789 | Non-Residential | caiso
Average Per Device | 1-in-2 | October Monthly System Peak Day | All | 2 | Average Per Device1-in-2October Monthly System Peak DayAll2 | 1.1342 | 1.1342 | 64.1782 | 0 | 0 | 0 | 0 | 0 | 4789 | Non-Residential | caiso
Aggregate | 1-in-2 | October Monthly System Peak Day | All | 2 | Aggregate1-in-2October Monthly System Peak DayAll2 | 12.8418 | 12.8418 | 64.1782 | 0 | 0 | 0 | 0 | 0 | 4789 | Non-Residential | caiso
Average Per Ton | 1-in-2 | September Monthly System Peak Day | 30% Cycling | 2 | Average Per Ton1-in-2September Monthly System Peak Day30% Cycling2 | 0.33957 | 0.33957 | 69.7382 | 0 | 0 | 0 | 0 | 0 | 1337 | Non-Residential | caiso
Average Per Premise | 1-in-2 | September Monthly System Peak Day | 30% Cycling | 2 | Average Per Premise1-in-2September Monthly System Peak Day30% Cycling2 | 3.6027 | 3.6027 | 69.7382 | 0 | 0 | 0 | 0 | 0 | 1337 | Non-Residential | caiso
Average Per Device | 1-in-2 | September Monthly System Peak Day | 30% Cycling | 2 | Average Per Device1-in-2September Monthly System Peak Day30% Cycling2 | 1.3193 | 1.3193 | 69.7382 | 0 | 0 | 0 | 0 | 0 | 1337 | Non-Residential | caiso
Aggregate | 1-in-2 | September Monthly System Peak Day | 30% Cycling | 2 | Aggregate1-in-2September Monthly System Peak Day30% Cycling2 | 4.8168 | 4.8168 | 69.7382 | 0 | 0 | 0 | 0 | 0 | 1337 | Non-Residential | caiso
Average Per Ton | 1-in-2 | September Monthly System Peak Day | 50% Cycling | 2 | Average Per Ton1-in-2September Monthly System Peak Day50% Cycling2 | 0.34946 | 0.34946 | 70.1452 | 0 | 0 | 0 | 0 | 0 | 3452 | Non-Residential | caiso
Average Per Premise | 1-in-2 | September Monthly System Peak Day | 50% Cycling | 2 | Average Per Premise1-in-2September Monthly System Peak Day50% Cycling2 | 3.0118 | 3.0118 | 70.1452 | 0 | 0 | 0 | 0 | 0 | 3452 | Non-Residential | caiso
Average Per Device | 1-in-2 | September Monthly System Peak Day | 50% Cycling | 2 | Average Per Device1-in-2September Monthly System Peak Day50% Cycling2 | 1.3554 | 1.3554 | 70.1452 | 0 | 0 | 0 | 0 | 0 | 3452 | Non-Residential | caiso
Aggregate | 1-in-2 | September Monthly System Peak Day | 50% Cycling | 2 | Aggregate1-in-2September Monthly System Peak Day50% Cycling2 | 10.3969 | 10.3969 | 70.1452 | 0 | 0 | 0 | 0 | 0 | 3452 | Non-Residential | caiso
Average Per Ton | 1-in-2 | September Monthly System Peak Day | All | 2 | Average Per Ton1-in-2September Monthly System Peak DayAll2 | 0.3467 | 0.3467 | 70.0316 | 0 | 0 | 0 | 0 | 0 | 4789 | Non-Residential | caiso
Average Per Premise | 1-in-2 | September Monthly System Peak Day | All | 2 | Average Per Premise1-in-2September Monthly System Peak DayAll2 | 3.1808 | 3.1808 | 70.0316 | 0 | 0 | 0 | 0 | 0 | 4789 | Non-Residential | caiso
Average Per Device | 1-in-2 | September Monthly System Peak Day | All | 2 | Average Per Device1-in-2September Monthly System Peak DayAll2 | 1.3454 | 1.3454 | 70.0316 | 0 | 0 | 0 | 0 | 0 | 4789 | Non-Residential | caiso
Aggregate | 1-in-2 | September Monthly System Peak Day | All | 2 | Aggregate1-in-2September Monthly System Peak DayAll2 | 15.2327 | 15.2327 | 70.0316 | 0 | 0 | 0 | 0 | 0 | 4789 | Non-Residential | caiso
Average Per Ton | 1-in-2 | August Monthly System Peak Day | 30% Cycling | 3 | Average Per Ton1-in-2August Monthly System Peak Day30% Cycling3 | 0.32046 | 0.32046 | 68.9525 | 0 | 0 | 0 | 0 | 0 | 1337 | Non-Residential | caiso
Average Per Premise | 1-in-2 | August Monthly System Peak Day | 30% Cycling | 3 | Average Per Premise1-in-2August Monthly System Peak Day30% Cycling3 | 3.3999 | 3.3999 | 68.9525 | 0 | 0 | 0 | 0 | 0 | 1337 | Non-Residential | caiso
Average Per Device | 1-in-2 | August Monthly System Peak Day | 30% Cycling | 3 | Average Per Device1-in-2August Monthly System Peak Day30% Cycling3 | 1.245 | 1.245 | 68.9525 | 0 | 0 | 0 | 0 | 0 | 1337 | Non-Residential | caiso
Aggregate | 1-in-2 | August Monthly System Peak Day | 30% Cycling | 3 | Aggregate1-in-2August Monthly System Peak Day30% Cycling3 | 4.5457 | 4.5457 | 68.9525 | 0 | 0 | 0 | 0 | 0 | 1337 | Non-Residential | caiso
Average Per Ton | 1-in-2 | August Monthly System Peak Day | 50% Cycling | 3 | Average Per Ton1-in-2August Monthly System Peak Day50% Cycling3 | 0.33723 | 0.33723 | 69.2656 | 0 | 0 | 0 | 0 | 0 | 3452 | Non-Residential | caiso
Average Per Premise | 1-in-2 | August Monthly System Peak Day | 50% Cycling | 3 | Average Per Premise1-in-2August Monthly System Peak Day50% Cycling3 | 2.9065 | 2.9065 | 69.2656 | 0 | 0 | 0 | 0 | 0 | 3452 | Non-Residential | caiso
Average Per Device | 1-in-2 | August Monthly System Peak Day | 50% Cycling | 3 | Average Per Device1-in-2August Monthly System Peak Day50% Cycling3 | 1.3079 | 1.3079 | 69.2656 | 0 | 0 | 0 | 0 | 0 | 3452 | Non-Residential | caiso
Aggregate | 1-in-2 | August Monthly System Peak Day | 50% Cycling | 3 | Aggregate1-in-2August Monthly System Peak Day50% Cycling3 | 10.0332 | 10.0332 | 69.2656 | 0 | 0 | 0 | 0 | 0 | 3452 | Non-Residential | caiso
Average Per Ton | 1-in-2 | August Monthly System Peak Day | All | 3 | Average Per Ton1-in-2August Monthly System Peak DayAll3 | 0.33255 | 0.33255 | 69.1782 | 0 | 0 | 0 | 0 | 0 | 4789 | Non-Residential | caiso
Average Per Premise | 1-in-2 | August Monthly System Peak Day | All | 3 | Average Per Premise1-in-2August Monthly System Peak DayAll3 | 3.051 | 3.051 | 69.1782 | 0 | 0 | 0 | 0 | 0 | 4789 | Non-Residential | caiso
Average Per Device | 1-in-2 | August Monthly System Peak Day | All | 3 | Average Per Device1-in-2August Monthly System Peak DayAll3 | 1.2905 | 1.2905 | 69.1782 | 0 | 0 | 0 | 0 | 0 | 4789 | Non-Residential | caiso
Aggregate | 1-in-2 | August Monthly System Peak Day | All | 3 | Aggregate1-in-2August Monthly System Peak DayAll3 | 14.611 | 14.611 | 69.1782 | 0 | 0 | 0 | 0 | 0 | 4789 | Non-Residential | caiso
Average Per Ton | 1-in-2 | August Typical Event Day | 30% Cycling | 3 | Average Per Ton1-in-2August Typical Event Day30% Cycling3 | 0.29078 | 0.29078 | 66.8744 | 0 | 0 | 0 | 0 | 0 | 1337 | Non-Residential | caiso
Average Per Premise | 1-in-2 | August Typical Event Day | 30% Cycling | 3 | Average Per Premise1-in-2August Typical Event Day30% Cycling3 | 3.085 | 3.085 | 66.8744 | 0 | 0 | 0 | 0 | 0 | 1337 | Non-Residential | caiso
Average Per Device | 1-in-2 | August Typical Event Day | 30% Cycling | 3 | Average Per Device1-in-2August Typical Event Day30% Cycling3 | 1.1297 | 1.1297 | 66.8744 | 0 | 0 | 0 | 0 | 0 | 1337 | Non-Residential | caiso
Aggregate | 1-in-2 | August Typical Event Day | 30% Cycling | 3 | Aggregate1-in-2August Typical Event Day30% Cycling3 | 4.1247 | 4.1247 | 66.8744 | 0 | 0 | 0 | 0 | 0 | 1337 | Non-Residential | caiso
Average Per Ton | 1-in-2 | August Typical Event Day | 50% Cycling | 3 | Average Per Ton1-in-2August Typical Event Day50% Cycling3 | 0.32415 | 0.32415 | 67.244 | 0 | 0 | 0 | 0 | 0 | 3452 | Non-Residential | caiso
Average Per Premise | 1-in-2 | August Typical Event Day | 50% Cycling | 3 | Average Per Premise1-in-2August Typical Event Day50% Cycling3 | 2.7937 | 2.7937 | 67.244 | 0 | 0 | 0 | 0 | 0 | 3452 | Non-Residential | caiso
Average Per Device | 1-in-2 | August Typical Event Day | 50% Cycling | 3 | Average Per Device1-in-2August Typical Event Day50% Cycling3 | 1.2572 | 1.2572 | 67.244 | 0 | 0 | 0 | 0 | 0 | 3452 | Non-Residential | caiso
Aggregate | 1-in-2 | August Typical Event Day | 50% Cycling | 3 | Aggregate1-in-2August Typical Event Day50% Cycling3 | 9.6439 | 9.6439 | 67.244 | 0 | 0 | 0 | 0 | 0 | 3452 | Non-Residential | caiso
Average Per Ton | 1-in-2 | August Typical Event Day | All | 3 | Average Per Ton1-in-2August Typical Event DayAll3 | 0.31483 | 0.31483 | 67.1408 | 0 | 0 | 0 | 0 | 0 | 4789 | Non-Residential | caiso
Average Per Premise | 1-in-2 | August Typical Event Day | All | 3 | Average Per Premise1-in-2August Typical Event DayAll3 | 2.8884 | 2.8884 | 67.1408 | 0 | 0 | 0 | 0 | 0 | 4789 | Non-Residential | caiso
Average Per Device | 1-in-2 | August Typical Event Day | All | 3 | Average Per Device1-in-2August Typical Event DayAll3 | 1.2217 | 1.2217 | 67.1408 | 0 | 0 | 0 | 0 | 0 | 4789 | Non-Residential | caiso
Aggregate | 1-in-2 | August Typical Event Day | All | 3 | Aggregate1-in-2August Typical Event DayAll3 | 13.8326 | 13.8326 | 67.1408 | 0 | 0 | 0 | 0 | 0 | 4789 | Non-Residential | caiso
Average Per Ton | 1-in-2 | July Monthly System Peak Day | 30% Cycling | 3 | Average Per Ton1-in-2July Monthly System Peak Day30% Cycling3 | 0.27245 | 0.27245 | 66.3687 | 0 | 0 | 0 | 0 | 0 | 1337 | Non-Residential | caiso
Average Per Premise | 1-in-2 | July Monthly System Peak Day | 30% Cycling | 3 | Average Per Premise1-in-2July Monthly System Peak Day30% Cycling3 | 2.8906 | 2.8906 | 66.3687 | 0 | 0 | 0 | 0 | 0 | 1337 | Non-Residential | caiso
Average Per Device | 1-in-2 | July Monthly System Peak Day | 30% Cycling | 3 | Average Per Device1-in-2July Monthly System Peak Day30% Cycling3 | 1.0585 | 1.0585 | 66.3687 | 0 | 0 | 0 | 0 | 0 | 1337 | Non-Residential | caiso
Aggregate | 1-in-2 | July Monthly System Peak Day | 30% Cycling | 3 | Aggregate1-in-2July Monthly System Peak Day30% Cycling3 | 3.8647 | 3.8647 | 66.3687 | 0 | 0 | 0 | 0 | 0 | 1337 | Non-Residential | caiso
Average Per Ton | 1-in-2 | July Monthly System Peak Day | 50% Cycling | 3 | Average Per Ton1-in-2July Monthly System Peak Day50% Cycling3 | 0.31646 | 0.31646 | 66.6542 | 0 | 0 | 0 | 0 | 0 | 3452 | Non-Residential | caiso
Average Per Premise | 1-in-2 | July Monthly System Peak Day | 50% Cycling | 3 | Average Per Premise1-in-2July Monthly System Peak Day50% Cycling3 | 2.7275 | 2.7275 | 66.6542 | 0 | 0 | 0 | 0 | 0 | 3452 | Non-Residential | caiso
Average Per Device | 1-in-2 | July Monthly System Peak Day | 50% Cycling | 3 | Average Per Device1-in-2July Monthly System Peak Day50% Cycling3 | 1.2274 | 1.2274 | 66.6542 | 0 | 0 | 0 | 0 | 0 | 3452 | Non-Residential | caiso
Aggregate | 1-in-2 | July Monthly System Peak Day | 50% Cycling | 3 | Aggregate1-in-2July Monthly System Peak Day50% Cycling3 | 9.4152 | 9.4152 | 66.6542 | 0 | 0 | 0 | 0 | 0 | 3452 | Non-Residential | caiso
Average Per Ton | 1-in-2 | July Monthly System Peak Day | All | 3 | Average Per Ton1-in-2July Monthly System Peak DayAll3 | 0.30417 | 0.30417 | 66.5745 | 0 | 0 | 0 | 0 | 0 | 4789 | Non-Residential | caiso
Average Per Premise | 1-in-2 | July Monthly System Peak Day | All | 3 | Average Per Premise1-in-2July Monthly System Peak DayAll3 | 2.7906 | 2.7906 | 66.5745 | 0 | 0 | 0 | 0 | 0 | 4789 | Non-Residential | caiso
Average Per Device | 1-in-2 | July Monthly System Peak Day | All | 3 | Average Per Device1-in-2July Monthly System Peak DayAll3 | 1.1804 | 1.1804 | 66.5745 | 0 | 0 | 0 | 0 | 0 | 4789 | Non-Residential | caiso
Aggregate | 1-in-2 | July Monthly System Peak Day | All | 3 | Aggregate1-in-2July Monthly System Peak DayAll3 | 13.3643 | 13.3643 | 66.5745 | 0 | 0 | 0 | 0 | 0 | 4789 | Non-Residential | caiso
Average Per Ton | 1-in-2 | June Monthly System Peak Day | 30% Cycling | 3 | Average Per Ton1-in-2June Monthly System Peak Day30% Cycling3 | 0.24391 | 0.24391 | 62.5335 | 0 | 0 | 0 | 0 | 0 | 1337 | Non-Residential | caiso
Average Per Premise | 1-in-2 | June Monthly System Peak Day | 30% Cycling | 3 | Average Per Premise1-in-2June Monthly System Peak Day30% Cycling3 | 2.5878 | 2.5878 | 62.5335 | 0 | 0 | 0 | 0 | 0 | 1337 | Non-Residential | caiso
Average Per Device | 1-in-2 | June Monthly System Peak Day | 30% Cycling | 3 | Average Per Device1-in-2June Monthly System Peak Day30% Cycling3 | 0.94765 | 0.94765 | 62.5335 | 0 | 0 | 0 | 0 | 0 | 1337 | Non-Residential | caiso
Aggregate | 1-in-2 | June Monthly System Peak Day | 30% Cycling | 3 | Aggregate1-in-2June Monthly System Peak Day30% Cycling3 | 3.4599 | 3.4599 | 62.5335 | 0 | 0 | 0 | 0 | 0 | 1337 | Non-Residential | caiso
Average Per Ton | 1-in-2 | June Monthly System Peak Day | 50% Cycling | 3 | Average Per Ton1-in-2June Monthly System Peak Day50% Cycling3 | 0.30354 | 0.30354 | 63.0376 | 0 | 0 | 0 | 0 | 0 | 3452 | Non-Residential | caiso
Average Per Premise | 1-in-2 | June Monthly System Peak Day | 50% Cycling | 3 | Average Per Premise1-in-2June Monthly System Peak Day50% Cycling3 | 2.6161 | 2.6161 | 63.0376 | 0 | 0 | 0 | 0 | 0 | 3452 | Non-Residential | caiso
Average Per Device | 1-in-2 | June Monthly System Peak Day | 50% Cycling | 3 | Average Per Device1-in-2June Monthly System Peak Day50% Cycling3 | 1.1773 | 1.1773 | 63.0376 | 0 | 0 | 0 | 0 | 0 | 3452 | Non-Residential | caiso
Aggregate | 1-in-2 | June Monthly System Peak Day | 50% Cycling | 3 | Aggregate1-in-2June Monthly System Peak Day50% Cycling3 | 9.0309 | 9.0309 | 63.0376 | 0 | 0 | 0 | 0 | 0 | 3452 | Non-Residential | caiso
Average Per Ton | 1-in-2 | June Monthly System Peak Day | All | 3 | Average Per Ton1-in-2June Monthly System Peak DayAll3 | 0.28689 | 0.28689 | 62.8968 | 0 | 0 | 0 | 0 | 0 | 4789 | Non-Residential | caiso
Average Per Premise | 1-in-2 | June Monthly System Peak Day | All | 3 | Average Per Premise1-in-2June Monthly System Peak DayAll3 | 2.6321 | 2.6321 | 62.8968 | 0 | 0 | 0 | 0 | 0 | 4789 | Non-Residential | caiso
Average Per Device | 1-in-2 | June Monthly System Peak Day | All | 3 | Average Per Device1-in-2June Monthly System Peak DayAll3 | 1.1133 | 1.1133 | 62.8968 | 0 | 0 | 0 | 0 | 0 | 4789 | Non-Residential | caiso
Aggregate | 1-in-2 | June Monthly System Peak Day | All | 3 | Aggregate1-in-2June Monthly System Peak DayAll3 | 12.6051 | 12.6051 | 62.8968 | 0 | 0 | 0 | 0 | 0 | 4789 | Non-Residential | caiso
Average Per Ton | 1-in-2 | May Monthly System Peak Day | 30% Cycling | 3 | Average Per Ton1-in-2May Monthly System Peak Day30% Cycling3 | 0.20236 | 0.20236 | 60.2396 | 0 | 0 | 0 | 0 | 0 | 1337 | Non-Residential | caiso
Average Per Premise | 1-in-2 | May Monthly System Peak Day | 30% Cycling | 3 | Average Per Premise1-in-2May Monthly System Peak Day30% Cycling3 | 2.147 | 2.147 | 60.2396 | 0 | 0 | 0 | 0 | 0 | 1337 | Non-Residential | caiso
Average Per Device | 1-in-2 | May Monthly System Peak Day | 30% Cycling | 3 | Average Per Device1-in-2May Monthly System Peak Day30% Cycling3 | 0.78622 | 0.78622 | 60.2396 | 0 | 0 | 0 | 0 | 0 | 1337 | Non-Residential | caiso
Aggregate | 1-in-2 | May Monthly System Peak Day | 30% Cycling | 3 | Aggregate1-in-2May Monthly System Peak Day30% Cycling3 | 2.8705 | 2.8705 | 60.2396 | 0 | 0 | 0 | 0 | 0 | 1337 | Non-Residential | caiso
Average Per Ton | 1-in-2 | May Monthly System Peak Day | 50% Cycling | 3 | Average Per Ton1-in-2May Monthly System Peak Day50% Cycling3 | 0.28452 | 0.28452 | 60.4005 | 0 | 0 | 0 | 0 | 0 | 3452 | Non-Residential | caiso
Average Per Premise | 1-in-2 | May Monthly System Peak Day | 50% Cycling | 3 | Average Per Premise1-in-2May Monthly System Peak Day50% Cycling3 | 2.4521 | 2.4521 | 60.4005 | 0 | 0 | 0 | 0 | 0 | 3452 | Non-Residential | caiso
Average Per Device | 1-in-2 | May Monthly System Peak Day | 50% Cycling | 3 | Average Per Device1-in-2May Monthly System Peak Day50% Cycling3 | 1.1035 | 1.1035 | 60.4005 | 0 | 0 | 0 | 0 | 0 | 3452 | Non-Residential | caiso
Aggregate | 1-in-2 | May Monthly System Peak Day | 50% Cycling | 3 | Aggregate1-in-2May Monthly System Peak Day50% Cycling3 | 8.4648 | 8.4648 | 60.4005 | 0 | 0 | 0 | 0 | 0 | 3452 | Non-Residential | caiso
Average Per Ton | 1-in-2 | May Monthly System Peak Day | All | 3 | Average Per Ton1-in-2May Monthly System Peak DayAll3 | 0.26158 | 0.26158 | 60.3556 | 0 | 0 | 0 | 0 | 0 | 4789 | Non-Residential | caiso
Average Per Premise | 1-in-2 | May Monthly System Peak Day | All | 3 | Average Per Premise1-in-2May Monthly System Peak DayAll3 | 2.3998 | 2.3998 | 60.3556 | 0 | 0 | 0 | 0 | 0 | 4789 | Non-Residential | caiso
Average Per Device | 1-in-2 | May Monthly System Peak Day | All | 3 | Average Per Device1-in-2May Monthly System Peak DayAll3 | 1.0151 | 1.0151 | 60.3556 | 0 | 0 | 0 | 0 | 0 | 4789 | Non-Residential | caiso
Aggregate | 1-in-2 | May Monthly System Peak Day | All | 3 | Aggregate1-in-2May Monthly System Peak DayAll3 | 11.4929 | 11.4929 | 60.3556 | 0 | 0 | 0 | 0 | 0 | 4789 | Non-Residential | caiso
Average Per Ton | 1-in-2 | October Monthly System Peak Day | 30% Cycling | 3 | Average Per Ton1-in-2October Monthly System Peak Day30% Cycling3 | 0.23671 | 0.23671 | 63.6686 | 0 | 0 | 0 | 0 | 0 | 1337 | Non-Residential | caiso
Average Per Premise | 1-in-2 | October Monthly System Peak Day | 30% Cycling | 3 | Average Per Premise1-in-2October Monthly System Peak Day30% Cycling3 | 2.5114 | 2.5114 | 63.6686 | 0 | 0 | 0 | 0 | 0 | 1337 | Non-Residential | caiso
Average Per Device | 1-in-2 | October Monthly System Peak Day | 30% Cycling | 3 | Average Per Device1-in-2October Monthly System Peak Day30% Cycling3 | 0.91968 | 0.91968 | 63.6686 | 0 | 0 | 0 | 0 | 0 | 1337 | Non-Residential | caiso
Aggregate | 1-in-2 | October Monthly System Peak Day | 30% Cycling | 3 | Aggregate1-in-2October Monthly System Peak Day30% Cycling3 | 3.3578 | 3.3578 | 63.6686 | 0 | 0 | 0 | 0 | 0 | 1337 | Non-Residential | caiso
Average Per Ton | 1-in-2 | October Monthly System Peak Day | 50% Cycling | 3 | Average Per Ton1-in-2October Monthly System Peak Day50% Cycling3 | 0.30111 | 0.30111 | 63.8884 | 0 | 0 | 0 | 0 | 0 | 3452 | Non-Residential | caiso
Average Per Premise | 1-in-2 | October Monthly System Peak Day | 50% Cycling | 3 | Average Per Premise1-in-2October Monthly System Peak Day50% Cycling3 | 2.5952 | 2.5952 | 63.8884 | 0 | 0 | 0 | 0 | 0 | 3452 | Non-Residential | caiso
Average Per Device | 1-in-2 | October Monthly System Peak Day | 50% Cycling | 3 | Average Per Device1-in-2October Monthly System Peak Day50% Cycling3 | 1.1679 | 1.1679 | 63.8884 | 0 | 0 | 0 | 0 | 0 | 3452 | Non-Residential | caiso
Aggregate | 1-in-2 | October Monthly System Peak Day | 50% Cycling | 3 | Aggregate1-in-2October Monthly System Peak Day50% Cycling3 | 8.9587 | 8.9587 | 63.8884 | 0 | 0 | 0 | 0 | 0 | 3452 | Non-Residential | caiso
Average Per Ton | 1-in-2 | October Monthly System Peak Day | All | 3 | Average Per Ton1-in-2October Monthly System Peak DayAll3 | 0.28313 | 0.28313 | 63.8271 | 0 | 0 | 0 | 0 | 0 | 4789 | Non-Residential | caiso
Average Per Premise | 1-in-2 | October Monthly System Peak Day | All | 3 | Average Per Premise1-in-2October Monthly System Peak DayAll3 | 2.5976 | 2.5976 | 63.8271 | 0 | 0 | 0 | 0 | 0 | 4789 | Non-Residential | caiso
Average Per Device | 1-in-2 | October Monthly System Peak Day | All | 3 | Average Per Device1-in-2October Monthly System Peak DayAll3 | 1.0987 | 1.0987 | 63.8271 | 0 | 0 | 0 | 0 | 0 | 4789 | Non-Residential | caiso
Aggregate | 1-in-2 | October Monthly System Peak Day | All | 3 | Aggregate1-in-2October Monthly System Peak DayAll3 | 12.4399 | 12.4399 | 63.8271 | 0 | 0 | 0 | 0 | 0 | 4789 | Non-Residential | caiso
Average Per Ton | 1-in-2 | September Monthly System Peak Day | 30% Cycling | 3 | Average Per Ton1-in-2September Monthly System Peak Day30% Cycling3 | 0.32631 | 0.32631 | 69.643 | 0 | 0 | 0 | 0 | 0 | 1337 | Non-Residential | caiso
Average Per Premise | 1-in-2 | September Monthly System Peak Day | 30% Cycling | 3 | Average Per Premise1-in-2September Monthly System Peak Day30% Cycling3 | 3.462 | 3.462 | 69.643 | 0 | 0 | 0 | 0 | 0 | 1337 | Non-Residential | caiso
Average Per Device | 1-in-2 | September Monthly System Peak Day | 30% Cycling | 3 | Average Per Device1-in-2September Monthly System Peak Day30% Cycling3 | 1.2678 | 1.2678 | 69.643 | 0 | 0 | 0 | 0 | 0 | 1337 | Non-Residential | caiso
Aggregate | 1-in-2 | September Monthly System Peak Day | 30% Cycling | 3 | Aggregate1-in-2September Monthly System Peak Day30% Cycling3 | 4.6287 | 4.6287 | 69.643 | 0 | 0 | 0 | 0 | 0 | 1337 | Non-Residential | caiso
Average Per Ton | 1-in-2 | September Monthly System Peak Day | 50% Cycling | 3 | Average Per Ton1-in-2September Monthly System Peak Day50% Cycling3 | 0.33936 | 0.33936 | 70.0187 | 0 | 0 | 0 | 0 | 0 | 3452 | Non-Residential | caiso
Average Per Premise | 1-in-2 | September Monthly System Peak Day | 50% Cycling | 3 | Average Per Premise1-in-2September Monthly System Peak Day50% Cycling3 | 2.9248 | 2.9248 | 70.0187 | 0 | 0 | 0 | 0 | 0 | 3452 | Non-Residential | caiso
Average Per Device | 1-in-2 | September Monthly System Peak Day | 50% Cycling | 3 | Average Per Device1-in-2September Monthly System Peak Day50% Cycling3 | 1.3162 | 1.3162 | 70.0187 | 0 | 0 | 0 | 0 | 0 | 3452 | Non-Residential | caiso
Aggregate | 1-in-2 | September Monthly System Peak Day | 50% Cycling | 3 | Aggregate1-in-2September Monthly System Peak Day50% Cycling3 | 10.0964 | 10.0964 | 70.0187 | 0 | 0 | 0 | 0 | 0 | 3452 | Non-Residential | caiso
Average Per Ton | 1-in-2 | September Monthly System Peak Day | All | 3 | Average Per Ton1-in-2September Monthly System Peak DayAll3 | 0.33571 | 0.33571 | 69.9138 | 0 | 0 | 0 | 0 | 0 | 4789 | Non-Residential | caiso
Average Per Premise | 1-in-2 | September Monthly System Peak Day | All | 3 | Average Per Premise1-in-2September Monthly System Peak DayAll3 | 3.08 | 3.08 | 69.9138 | 0 | 0 | 0 | 0 | 0 | 4789 | Non-Residential | caiso
Average Per Device | 1-in-2 | September Monthly System Peak Day | All | 3 | Average Per Device1-in-2September Monthly System Peak DayAll3 | 1.3028 | 1.3028 | 69.9138 | 0 | 0 | 0 | 0 | 0 | 4789 | Non-Residential | caiso
Aggregate | 1-in-2 | September Monthly System Peak Day | All | 3 | Aggregate1-in-2September Monthly System Peak DayAll3 | 14.7501 | 14.7501 | 69.9138 | 0 | 0 | 0 | 0 | 0 | 4789 | Non-Residential | caiso
Average Per Ton | 1-in-2 | August Monthly System Peak Day | 30% Cycling | 4 | Average Per Ton1-in-2August Monthly System Peak Day30% Cycling4 | 0.31699 | 0.31699 | 67.6787 | 0 | 0 | 0 | 0 | 0 | 1337 | Non-Residential | caiso
Average Per Premise | 1-in-2 | August Monthly System Peak Day | 30% Cycling | 4 | Average Per Premise1-in-2August Monthly System Peak Day30% Cycling4 | 3.3631 | 3.3631 | 67.6787 | 0 | 0 | 0 | 0 | 0 | 1337 | Non-Residential | caiso
Average Per Device | 1-in-2 | August Monthly System Peak Day | 30% Cycling | 4 | Average Per Device1-in-2August Monthly System Peak Day30% Cycling4 | 1.2316 | 1.2316 | 67.6787 | 0 | 0 | 0 | 0 | 0 | 1337 | Non-Residential | caiso
Aggregate | 1-in-2 | August Monthly System Peak Day | 30% Cycling | 4 | Aggregate1-in-2August Monthly System Peak Day30% Cycling4 | 4.4964 | 4.4964 | 67.6787 | 0 | 0 | 0 | 0 | 0 | 1337 | Non-Residential | caiso
Average Per Ton | 1-in-2 | August Monthly System Peak Day | 50% Cycling | 4 | Average Per Ton1-in-2August Monthly System Peak Day50% Cycling4 | 0.33451 | 0.33451 | 68.1484 | 0 | 0 | 0 | 0 | 0 | 3452 | Non-Residential | caiso
Average Per Premise | 1-in-2 | August Monthly System Peak Day | 50% Cycling | 4 | Average Per Premise1-in-2August Monthly System Peak Day50% Cycling4 | 2.883 | 2.883 | 68.1484 | 0 | 0 | 0 | 0 | 0 | 3452 | Non-Residential | caiso
Average Per Device | 1-in-2 | August Monthly System Peak Day | 50% Cycling | 4 | Average Per Device1-in-2August Monthly System Peak Day50% Cycling4 | 1.2974 | 1.2974 | 68.1484 | 0 | 0 | 0 | 0 | 0 | 3452 | Non-Residential | caiso
Aggregate | 1-in-2 | August Monthly System Peak Day | 50% Cycling | 4 | Aggregate1-in-2August Monthly System Peak Day50% Cycling4 | 9.9522 | 9.9522 | 68.1484 | 0 | 0 | 0 | 0 | 0 | 3452 | Non-Residential | caiso
Average Per Ton | 1-in-2 | August Monthly System Peak Day | All | 4 | Average Per Ton1-in-2August Monthly System Peak DayAll4 | 0.32962 | 0.32962 | 68.0172 | 0 | 0 | 0 | 0 | 0 | 4789 | Non-Residential | caiso
Average Per Premise | 1-in-2 | August Monthly System Peak Day | All | 4 | Average Per Premise1-in-2August Monthly System Peak DayAll4 | 3.0241 | 3.0241 | 68.0172 | 0 | 0 | 0 | 0 | 0 | 4789 | Non-Residential | caiso
Average Per Device | 1-in-2 | August Monthly System Peak Day | All | 4 | Average Per Device1-in-2August Monthly System Peak DayAll4 | 1.2791 | 1.2791 | 68.0172 | 0 | 0 | 0 | 0 | 0 | 4789 | Non-Residential | caiso
Aggregate | 1-in-2 | August Monthly System Peak Day | All | 4 | Aggregate1-in-2August Monthly System Peak DayAll4 | 14.4822 | 14.4822 | 68.0172 | 0 | 0 | 0 | 0 | 0 | 4789 | Non-Residential | caiso
Average Per Ton | 1-in-2 | August Typical Event Day | 30% Cycling | 4 | Average Per Ton1-in-2August Typical Event Day30% Cycling4 | 0.28763 | 0.28763 | 66.3319 | 0 | 0 | 0 | 0 | 0 | 1337 | Non-Residential | caiso
Average Per Premise | 1-in-2 | August Typical Event Day | 30% Cycling | 4 | Average Per Premise1-in-2August Typical Event Day30% Cycling4 | 3.0516 | 3.0516 | 66.3319 | 0 | 0 | 0 | 0 | 0 | 1337 | Non-Residential | caiso
Average Per Device | 1-in-2 | August Typical Event Day | 30% Cycling | 4 | Average Per Device1-in-2August Typical Event Day30% Cycling4 | 1.1175 | 1.1175 | 66.3319 | 0 | 0 | 0 | 0 | 0 | 1337 | Non-Residential | caiso
Aggregate | 1-in-2 | August Typical Event Day | 30% Cycling | 4 | Aggregate1-in-2August Typical Event Day30% Cycling4 | 4.08 | 4.08 | 66.3319 | 0 | 0 | 0 | 0 | 0 | 1337 | Non-Residential | caiso
Average Per Ton | 1-in-2 | August Typical Event Day | 50% Cycling | 4 | Average Per Ton1-in-2August Typical Event Day50% Cycling4 | 0.32153 | 0.32153 | 66.7081 | 0 | 0 | 0 | 0 | 0 | 3452 | Non-Residential | caiso
Average Per Premise | 1-in-2 | August Typical Event Day | 50% Cycling | 4 | Average Per Premise1-in-2August Typical Event Day50% Cycling4 | 2.7712 | 2.7712 | 66.7081 | 0 | 0 | 0 | 0 | 0 | 3452 | Non-Residential | caiso
Average Per Device | 1-in-2 | August Typical Event Day | 50% Cycling | 4 | Average Per Device1-in-2August Typical Event Day50% Cycling4 | 1.247 | 1.247 | 66.7081 | 0 | 0 | 0 | 0 | 0 | 3452 | Non-Residential | caiso
Aggregate | 1-in-2 | August Typical Event Day | 50% Cycling | 4 | Aggregate1-in-2August Typical Event Day50% Cycling4 | 9.5661 | 9.5661 | 66.7081 | 0 | 0 | 0 | 0 | 0 | 3452 | Non-Residential | caiso
Average Per Ton | 1-in-2 | August Typical Event Day | All | 4 | Average Per Ton1-in-2August Typical Event DayAll4 | 0.31207 | 0.31207 | 66.6031 | 0 | 0 | 0 | 0 | 0 | 4789 | Non-Residential | caiso
Average Per Premise | 1-in-2 | August Typical Event Day | All | 4 | Average Per Premise1-in-2August Typical Event DayAll4 | 2.863 | 2.863 | 66.6031 | 0 | 0 | 0 | 0 | 0 | 4789 | Non-Residential | caiso
Average Per Device | 1-in-2 | August Typical Event Day | All | 4 | Average Per Device1-in-2August Typical Event DayAll4 | 1.211 | 1.211 | 66.6031 | 0 | 0 | 0 | 0 | 0 | 4789 | Non-Residential | caiso
Aggregate | 1-in-2 | August Typical Event Day | All | 4 | Aggregate1-in-2August Typical Event DayAll4 | 13.7111 | 13.7111 | 66.6031 | 0 | 0 | 0 | 0 | 0 | 4789 | Non-Residential | caiso
Average Per Ton | 1-in-2 | July Monthly System Peak Day | 30% Cycling | 4 | Average Per Ton1-in-2July Monthly System Peak Day30% Cycling4 | 0.2695 | 0.2695 | 66.3772 | 0 | 0 | 0 | 0 | 0 | 1337 | Non-Residential | caiso
Average Per Premise | 1-in-2 | July Monthly System Peak Day | 30% Cycling | 4 | Average Per Premise1-in-2July Monthly System Peak Day30% Cycling4 | 2.8593 | 2.8593 | 66.3772 | 0 | 0 | 0 | 0 | 0 | 1337 | Non-Residential | caiso
Average Per Device | 1-in-2 | July Monthly System Peak Day | 30% Cycling | 4 | Average Per Device1-in-2July Monthly System Peak Day30% Cycling4 | 1.0471 | 1.0471 | 66.3772 | 0 | 0 | 0 | 0 | 0 | 1337 | Non-Residential | caiso
Aggregate | 1-in-2 | July Monthly System Peak Day | 30% Cycling | 4 | Aggregate1-in-2July Monthly System Peak Day30% Cycling4 | 3.8228 | 3.8228 | 66.3772 | 0 | 0 | 0 | 0 | 0 | 1337 | Non-Residential | caiso
Average Per Ton | 1-in-2 | July Monthly System Peak Day | 50% Cycling | 4 | Average Per Ton1-in-2July Monthly System Peak Day50% Cycling4 | 0.3139 | 0.3139 | 66.5012 | 0 | 0 | 0 | 0 | 0 | 3452 | Non-Residential | caiso
Average Per Premise | 1-in-2 | July Monthly System Peak Day | 50% Cycling | 4 | Average Per Premise1-in-2July Monthly System Peak Day50% Cycling4 | 2.7054 | 2.7054 | 66.5012 | 0 | 0 | 0 | 0 | 0 | 3452 | Non-Residential | caiso
Average Per Device | 1-in-2 | July Monthly System Peak Day | 50% Cycling | 4 | Average Per Device1-in-2July Monthly System Peak Day50% Cycling4 | 1.2175 | 1.2175 | 66.5012 | 0 | 0 | 0 | 0 | 0 | 3452 | Non-Residential | caiso
Aggregate | 1-in-2 | July Monthly System Peak Day | 50% Cycling | 4 | Aggregate1-in-2July Monthly System Peak Day50% Cycling4 | 9.3392 | 9.3392 | 66.5012 | 0 | 0 | 0 | 0 | 0 | 3452 | Non-Residential | caiso
Average Per Ton | 1-in-2 | July Monthly System Peak Day | All | 4 | Average Per Ton1-in-2July Monthly System Peak DayAll4 | 0.30151 | 0.30151 | 66.4665 | 0 | 0 | 0 | 0 | 0 | 4789 | Non-Residential | caiso
Average Per Premise | 1-in-2 | July Monthly System Peak Day | All | 4 | Average Per Premise1-in-2July Monthly System Peak DayAll4 | 2.7662 | 2.7662 | 66.4665 | 0 | 0 | 0 | 0 | 0 | 4789 | Non-Residential | caiso
Average Per Device | 1-in-2 | July Monthly System Peak Day | All | 4 | Average Per Device1-in-2July Monthly System Peak DayAll4 | 1.17 | 1.17 | 66.4665 | 0 | 0 | 0 | 0 | 0 | 4789 | Non-Residential | caiso
Aggregate | 1-in-2 | July Monthly System Peak Day | All | 4 | Aggregate1-in-2July Monthly System Peak DayAll4 | 13.2472 | 13.2472 | 66.4665 | 0 | 0 | 0 | 0 | 0 | 4789 | Non-Residential | caiso
Average Per Ton | 1-in-2 | June Monthly System Peak Day | 30% Cycling | 4 | Average Per Ton1-in-2June Monthly System Peak Day30% Cycling4 | 0.24127 | 0.24127 | 62.593 | 0 | 0 | 0 | 0 | 0 | 1337 | Non-Residential | caiso
Average Per Premise | 1-in-2 | June Monthly System Peak Day | 30% Cycling | 4 | Average Per Premise1-in-2June Monthly System Peak Day30% Cycling4 | 2.5598 | 2.5598 | 62.593 | 0 | 0 | 0 | 0 | 0 | 1337 | Non-Residential | caiso
Average Per Device | 1-in-2 | June Monthly System Peak Day | 30% Cycling | 4 | Average Per Device1-in-2June Monthly System Peak Day30% Cycling4 | 0.93738 | 0.93738 | 62.593 | 0 | 0 | 0 | 0 | 0 | 1337 | Non-Residential | caiso
Aggregate | 1-in-2 | June Monthly System Peak Day | 30% Cycling | 4 | Aggregate1-in-2June Monthly System Peak Day30% Cycling4 | 3.4224 | 3.4224 | 62.593 | 0 | 0 | 0 | 0 | 0 | 1337 | Non-Residential | caiso
Average Per Ton | 1-in-2 | June Monthly System Peak Day | 50% Cycling | 4 | Average Per Ton1-in-2June Monthly System Peak Day50% Cycling4 | 0.30109 | 0.30109 | 63.0345 | 0 | 0 | 0 | 0 | 0 | 3452 | Non-Residential | caiso
Average Per Premise | 1-in-2 | June Monthly System Peak Day | 50% Cycling | 4 | Average Per Premise1-in-2June Monthly System Peak Day50% Cycling4 | 2.595 | 2.595 | 63.0345 | 0 | 0 | 0 | 0 | 0 | 3452 | Non-Residential | caiso
Average Per Device | 1-in-2 | June Monthly System Peak Day | 50% Cycling | 4 | Average Per Device1-in-2June Monthly System Peak Day50% Cycling4 | 1.1678 | 1.1678 | 63.0345 | 0 | 0 | 0 | 0 | 0 | 3452 | Non-Residential | caiso
Aggregate | 1-in-2 | June Monthly System Peak Day | 50% Cycling | 4 | Aggregate1-in-2June Monthly System Peak Day50% Cycling4 | 8.958 | 8.958 | 63.0345 | 0 | 0 | 0 | 0 | 0 | 3452 | Non-Residential | caiso
Average Per Ton | 1-in-2 | June Monthly System Peak Day | All | 4 | Average Per Ton1-in-2June Monthly System Peak DayAll4 | 0.28439 | 0.28439 | 62.9112 | 0 | 0 | 0 | 0 | 0 | 4789 | Non-Residential | caiso
Average Per Premise | 1-in-2 | June Monthly System Peak Day | All | 4 | Average Per Premise1-in-2June Monthly System Peak DayAll4 | 2.6091 | 2.6091 | 62.9112 | 0 | 0 | 0 | 0 | 0 | 4789 | Non-Residential | caiso
Average Per Device | 1-in-2 | June Monthly System Peak Day | All | 4 | Average Per Device1-in-2June Monthly System Peak DayAll4 | 1.1036 | 1.1036 | 62.9112 | 0 | 0 | 0 | 0 | 0 | 4789 | Non-Residential | caiso
Aggregate | 1-in-2 | June Monthly System Peak Day | All | 4 | Aggregate1-in-2June Monthly System Peak DayAll4 | 12.4951 | 12.4951 | 62.9112 | 0 | 0 | 0 | 0 | 0 | 4789 | Non-Residential | caiso
Average Per Ton | 1-in-2 | May Monthly System Peak Day | 30% Cycling | 4 | Average Per Ton1-in-2May Monthly System Peak Day30% Cycling4 | 0.20017 | 0.20017 | 60.3348 | 0 | 0 | 0 | 0 | 0 | 1337 | Non-Residential | caiso
Average Per Premise | 1-in-2 | May Monthly System Peak Day | 30% Cycling | 4 | Average Per Premise1-in-2May Monthly System Peak Day30% Cycling4 | 2.1237 | 2.1237 | 60.3348 | 0 | 0 | 0 | 0 | 0 | 1337 | Non-Residential | caiso
Average Per Device | 1-in-2 | May Monthly System Peak Day | 30% Cycling | 4 | Average Per Device1-in-2May Monthly System Peak Day30% Cycling4 | 0.77771 | 0.77771 | 60.3348 | 0 | 0 | 0 | 0 | 0 | 1337 | Non-Residential | caiso
Aggregate | 1-in-2 | May Monthly System Peak Day | 30% Cycling | 4 | Aggregate1-in-2May Monthly System Peak Day30% Cycling4 | 2.8394 | 2.8394 | 60.3348 | 0 | 0 | 0 | 0 | 0 | 1337 | Non-Residential | caiso
Average Per Ton | 1-in-2 | May Monthly System Peak Day | 50% Cycling | 4 | Average Per Ton1-in-2May Monthly System Peak Day50% Cycling4 | 0.28222 | 0.28222 | 60.5271 | 0 | 0 | 0 | 0 | 0 | 3452 | Non-Residential | caiso
Average Per Premise | 1-in-2 | May Monthly System Peak Day | 50% Cycling | 4 | Average Per Premise1-in-2May Monthly System Peak Day50% Cycling4 | 2.4324 | 2.4323 | 60.5271 | 0 | 0 | 0 | 0 | 0 | 3452 | Non-Residential | caiso
Average Per Device | 1-in-2 | May Monthly System Peak Day | 50% Cycling | 4 | Average Per Device1-in-2May Monthly System Peak Day50% Cycling4 | 1.0946 | 1.0946 | 60.5271 | 0 | 0 | 0 | 0 | 0 | 3452 | Non-Residential | caiso
Aggregate | 1-in-2 | May Monthly System Peak Day | 50% Cycling | 4 | Aggregate1-in-2May Monthly System Peak Day50% Cycling4 | 8.3965 | 8.3965 | 60.5271 | 0 | 0 | 0 | 0 | 0 | 3452 | Non-Residential | caiso
Average Per Ton | 1-in-2 | May Monthly System Peak Day | All | 4 | Average Per Ton1-in-2May Monthly System Peak DayAll4 | 0.25931 | 0.25931 | 60.4734 | 0 | 0 | 0 | 0 | 0 | 4789 | Non-Residential | caiso
Average Per Premise | 1-in-2 | May Monthly System Peak Day | All | 4 | Average Per Premise1-in-2May Monthly System Peak DayAll4 | 2.379 | 2.379 | 60.4734 | 0 | 0 | 0 | 0 | 0 | 4789 | Non-Residential | caiso
Average Per Device | 1-in-2 | May Monthly System Peak Day | All | 4 | Average Per Device1-in-2May Monthly System Peak DayAll4 | 1.0063 | 1.0063 | 60.4734 | 0 | 0 | 0 | 0 | 0 | 4789 | Non-Residential | caiso
Aggregate | 1-in-2 | May Monthly System Peak Day | All | 4 | Aggregate1-in-2May Monthly System Peak DayAll4 | 11.3933 | 11.3933 | 60.4734 | 0 | 0 | 0 | 0 | 0 | 4789 | Non-Residential | caiso
Average Per Ton | 1-in-2 | October Monthly System Peak Day | 30% Cycling | 4 | Average Per Ton1-in-2October Monthly System Peak Day30% Cycling4 | 0.23415 | 0.23415 | 62.173 | 0 | 0 | 0 | 0 | 0 | 1337 | Non-Residential | caiso
Average Per Premise | 1-in-2 | October Monthly System Peak Day | 30% Cycling | 4 | Average Per Premise1-in-2October Monthly System Peak Day30% Cycling4 | 2.4842 | 2.4842 | 62.173 | 0 | 0 | 0 | 0 | 0 | 1337 | Non-Residential | caiso
Average Per Device | 1-in-2 | October Monthly System Peak Day | 30% Cycling | 4 | Average Per Device1-in-2October Monthly System Peak Day30% Cycling4 | 0.90972 | 0.90972 | 62.173 | 0 | 0 | 0 | 0 | 0 | 1337 | Non-Residential | caiso
Aggregate | 1-in-2 | October Monthly System Peak Day | 30% Cycling | 4 | Aggregate1-in-2October Monthly System Peak Day30% Cycling4 | 3.3214 | 3.3214 | 62.173 | 0 | 0 | 0 | 0 | 0 | 1337 | Non-Residential | caiso
Average Per Ton | 1-in-2 | October Monthly System Peak Day | 50% Cycling | 4 | Average Per Ton1-in-2October Monthly System Peak Day50% Cycling4 | 0.29868 | 0.29868 | 62.6408 | 0 | 0 | 0 | 0 | 0 | 3452 | Non-Residential | caiso
Average Per Premise | 1-in-2 | October Monthly System Peak Day | 50% Cycling | 4 | Average Per Premise1-in-2October Monthly System Peak Day50% Cycling4 | 2.5743 | 2.5743 | 62.6408 | 0 | 0 | 0 | 0 | 0 | 3452 | Non-Residential | caiso
Average Per Device | 1-in-2 | October Monthly System Peak Day | 50% Cycling | 4 | Average Per Device1-in-2October Monthly System Peak Day50% Cycling4 | 1.1584 | 1.1584 | 62.6408 | 0 | 0 | 0 | 0 | 0 | 3452 | Non-Residential | caiso
Aggregate | 1-in-2 | October Monthly System Peak Day | 50% Cycling | 4 | Aggregate1-in-2October Monthly System Peak Day50% Cycling4 | 8.8863 | 8.8863 | 62.6408 | 0 | 0 | 0 | 0 | 0 | 3452 | Non-Residential | caiso
Average Per Ton | 1-in-2 | October Monthly System Peak Day | All | 4 | Average Per Ton1-in-2October Monthly System Peak DayAll4 | 0.28067 | 0.28067 | 62.5102 | 0 | 0 | 0 | 0 | 0 | 4789 | Non-Residential | caiso
Average Per Premise | 1-in-2 | October Monthly System Peak Day | All | 4 | Average Per Premise1-in-2October Monthly System Peak DayAll4 | 2.575 | 2.575 | 62.5102 | 0 | 0 | 0 | 0 | 0 | 4789 | Non-Residential | caiso
Average Per Device | 1-in-2 | October Monthly System Peak Day | All | 4 | Average Per Device1-in-2October Monthly System Peak DayAll4 | 1.0892 | 1.0892 | 62.5102 | 0 | 0 | 0 | 0 | 0 | 4789 | Non-Residential | caiso
Aggregate | 1-in-2 | October Monthly System Peak Day | All | 4 | Aggregate1-in-2October Monthly System Peak DayAll4 | 12.3315 | 12.3315 | 62.5102 | 0 | 0 | 0 | 0 | 0 | 4789 | Non-Residential | caiso
Average Per Ton | 1-in-2 | September Monthly System Peak Day | 30% Cycling | 4 | Average Per Ton1-in-2September Monthly System Peak Day30% Cycling4 | 0.32277 | 0.32277 | 68.6787 | 0 | 0 | 0 | 0 | 0 | 1337 | Non-Residential | caiso
Average Per Premise | 1-in-2 | September Monthly System Peak Day | 30% Cycling | 4 | Average Per Premise1-in-2September Monthly System Peak Day30% Cycling4 | 3.4245 | 3.4245 | 68.6787 | 0 | 0 | 0 | 0 | 0 | 1337 | Non-Residential | caiso
Average Per Device | 1-in-2 | September Monthly System Peak Day | 30% Cycling | 4 | Average Per Device1-in-2September Monthly System Peak Day30% Cycling4 | 1.2541 | 1.2541 | 68.6787 | 0 | 0 | 0 | 0 | 0 | 1337 | Non-Residential | caiso
Aggregate | 1-in-2 | September Monthly System Peak Day | 30% Cycling | 4 | Aggregate1-in-2September Monthly System Peak Day30% Cycling4 | 4.5785 | 4.5785 | 68.6787 | 0 | 0 | 0 | 0 | 0 | 1337 | Non-Residential | caiso
Average Per Ton | 1-in-2 | September Monthly System Peak Day | 50% Cycling | 4 | Average Per Ton1-in-2September Monthly System Peak Day50% Cycling4 | 0.33662 | 0.33662 | 69.1484 | 0 | 0 | 0 | 0 | 0 | 3452 | Non-Residential | caiso
Average Per Premise | 1-in-2 | September Monthly System Peak Day | 50% Cycling | 4 | Average Per Premise1-in-2September Monthly System Peak Day50% Cycling4 | 2.9012 | 2.9012 | 69.1484 | 0 | 0 | 0 | 0 | 0 | 3452 | Non-Residential | caiso
Average Per Device | 1-in-2 | September Monthly System Peak Day | 50% Cycling | 4 | Average Per Device1-in-2September Monthly System Peak Day50% Cycling4 | 1.3056 | 1.3056 | 69.1484 | 0 | 0 | 0 | 0 | 0 | 3452 | Non-Residential | caiso
Aggregate | 1-in-2 | September Monthly System Peak Day | 50% Cycling | 4 | Aggregate1-in-2September Monthly System Peak Day50% Cycling4 | 10.0149 | 10.0149 | 69.1484 | 0 | 0 | 0 | 0 | 0 | 3452 | Non-Residential | caiso
Average Per Ton | 1-in-2 | September Monthly System Peak Day | All | 4 | Average Per Ton1-in-2September Monthly System Peak DayAll4 | 0.33275 | 0.33275 | 69.0172 | 0 | 0 | 0 | 0 | 0 | 4789 | Non-Residential | caiso
Average Per Premise | 1-in-2 | September Monthly System Peak Day | All | 4 | Average Per Premise1-in-2September Monthly System Peak DayAll4 | 3.0528 | 3.0528 | 69.0172 | 0 | 0 | 0 | 0 | 0 | 4789 | Non-Residential | caiso
Average Per Device | 1-in-2 | September Monthly System Peak Day | All | 4 | Average Per Device1-in-2September Monthly System Peak DayAll4 | 1.2913 | 1.2913 | 69.0172 | 0 | 0 | 0 | 0 | 0 | 4789 | Non-Residential | caiso
Aggregate | 1-in-2 | September Monthly System Peak Day | All | 4 | Aggregate1-in-2September Monthly System Peak DayAll4 | 14.62 | 14.62 | 69.0172 | 0 | 0 | 0 | 0 | 0 | 4789 | Non-Residential | caiso
Average Per Ton | 1-in-2 | August Monthly System Peak Day | 30% Cycling | 5 | Average Per Ton1-in-2August Monthly System Peak Day30% Cycling5 | 0.32266 | 0.32266 | 68.2544 | 0 | 0 | 0 | 0 | 0 | 1337 | Non-Residential | caiso
Average Per Premise | 1-in-2 | August Monthly System Peak Day | 30% Cycling | 5 | Average Per Premise1-in-2August Monthly System Peak Day30% Cycling5 | 3.4233 | 3.4233 | 68.2544 | 0 | 0 | 0 | 0 | 0 | 1337 | Non-Residential | caiso
Average Per Device | 1-in-2 | August Monthly System Peak Day | 30% Cycling | 5 | Average Per Device1-in-2August Monthly System Peak Day30% Cycling5 | 1.2536 | 1.2536 | 68.2544 | 0 | 0 | 0 | 0 | 0 | 1337 | Non-Residential | caiso
Aggregate | 1-in-2 | August Monthly System Peak Day | 30% Cycling | 5 | Aggregate1-in-2August Monthly System Peak Day30% Cycling5 | 4.5769 | 4.5769 | 68.2544 | 0 | 0 | 0 | 0 | 0 | 1337 | Non-Residential | caiso
Average Per Ton | 1-in-2 | August Monthly System Peak Day | 50% Cycling | 5 | Average Per Ton1-in-2August Monthly System Peak Day50% Cycling5 | 0.33816 | 0.33816 | 68.5023 | 0 | 0 | 0 | 0 | 0 | 3452 | Non-Residential | caiso
Average Per Premise | 1-in-2 | August Monthly System Peak Day | 50% Cycling | 5 | Average Per Premise1-in-2August Monthly System Peak Day50% Cycling5 | 2.9145 | 2.9145 | 68.5023 | 0 | 0 | 0 | 0 | 0 | 3452 | Non-Residential | caiso
Average Per Device | 1-in-2 | August Monthly System Peak Day | 50% Cycling | 5 | Average Per Device1-in-2August Monthly System Peak Day50% Cycling5 | 1.3115 | 1.3115 | 68.5023 | 0 | 0 | 0 | 0 | 0 | 3452 | Non-Residential | caiso
Aggregate | 1-in-2 | August Monthly System Peak Day | 50% Cycling | 5 | Aggregate1-in-2August Monthly System Peak Day50% Cycling5 | 10.0607 | 10.0607 | 68.5023 | 0 | 0 | 0 | 0 | 0 | 3452 | Non-Residential | caiso
Average Per Ton | 1-in-2 | August Monthly System Peak Day | All | 5 | Average Per Ton1-in-2August Monthly System Peak DayAll5 | 0.33383 | 0.33383 | 68.4331 | 0 | 0 | 0 | 0 | 0 | 4789 | Non-Residential | caiso
Average Per Premise | 1-in-2 | August Monthly System Peak Day | All | 5 | Average Per Premise1-in-2August Monthly System Peak DayAll5 | 3.0627 | 3.0627 | 68.4331 | 0 | 0 | 0 | 0 | 0 | 4789 | Non-Residential | caiso
Average Per Device | 1-in-2 | August Monthly System Peak Day | All | 5 | Average Per Device1-in-2August Monthly System Peak DayAll5 | 1.2955 | 1.2955 | 68.4331 | 0 | 0 | 0 | 0 | 0 | 4789 | Non-Residential | caiso
Aggregate | 1-in-2 | August Monthly System Peak Day | All | 5 | Aggregate1-in-2August Monthly System Peak DayAll5 | 14.6673 | 14.6673 | 68.4331 | 0 | 0 | 0 | 0 | 0 | 4789 | Non-Residential | caiso
Average Per Ton | 1-in-2 | August Typical Event Day | 30% Cycling | 5 | Average Per Ton1-in-2August Typical Event Day30% Cycling5 | 0.29278 | 0.29278 | 66.2605 | 0 | 0 | 0 | 0 | 0 | 1337 | Non-Residential | caiso
Average Per Premise | 1-in-2 | August Typical Event Day | 30% Cycling | 5 | Average Per Premise1-in-2August Typical Event Day30% Cycling5 | 3.1063 | 3.1063 | 66.2605 | 0 | 0 | 0 | 0 | 0 | 1337 | Non-Residential | caiso
Average Per Device | 1-in-2 | August Typical Event Day | 30% Cycling | 5 | Average Per Device1-in-2August Typical Event Day30% Cycling5 | 1.1375 | 1.1375 | 66.2605 | 0 | 0 | 0 | 0 | 0 | 1337 | Non-Residential | caiso
Aggregate | 1-in-2 | August Typical Event Day | 30% Cycling | 5 | Aggregate1-in-2August Typical Event Day30% Cycling5 | 4.1531 | 4.1531 | 66.2605 | 0 | 0 | 0 | 0 | 0 | 1337 | Non-Residential | caiso
Average Per Ton | 1-in-2 | August Typical Event Day | 50% Cycling | 5 | Average Per Ton1-in-2August Typical Event Day50% Cycling5 | 0.32504 | 0.32504 | 66.6132 | 0 | 0 | 0 | 0 | 0 | 3452 | Non-Residential | caiso
Average Per Premise | 1-in-2 | August Typical Event Day | 50% Cycling | 5 | Average Per Premise1-in-2August Typical Event Day50% Cycling5 | 2.8014 | 2.8014 | 66.6132 | 0 | 0 | 0 | 0 | 0 | 3452 | Non-Residential | caiso
Average Per Device | 1-in-2 | August Typical Event Day | 50% Cycling | 5 | Average Per Device1-in-2August Typical Event Day50% Cycling5 | 1.2606 | 1.2606 | 66.6132 | 0 | 0 | 0 | 0 | 0 | 3452 | Non-Residential | caiso
Aggregate | 1-in-2 | August Typical Event Day | 50% Cycling | 5 | Aggregate1-in-2August Typical Event Day50% Cycling5 | 9.6704 | 9.6704 | 66.6132 | 0 | 0 | 0 | 0 | 0 | 3452 | Non-Residential | caiso
Average Per Ton | 1-in-2 | August Typical Event Day | All | 5 | Average Per Ton1-in-2August Typical Event DayAll5 | 0.31603 | 0.31603 | 66.5147 | 0 | 0 | 0 | 0 | 0 | 4789 | Non-Residential | caiso
Average Per Premise | 1-in-2 | August Typical Event Day | All | 5 | Average Per Premise1-in-2August Typical Event DayAll5 | 2.8994 | 2.8994 | 66.5147 | 0 | 0 | 0 | 0 | 0 | 4789 | Non-Residential | caiso
Average Per Device | 1-in-2 | August Typical Event Day | All | 5 | Average Per Device1-in-2August Typical Event DayAll5 | 1.2264 | 1.2264 | 66.5147 | 0 | 0 | 0 | 0 | 0 | 4789 | Non-Residential | caiso
Aggregate | 1-in-2 | August Typical Event Day | All | 5 | Aggregate1-in-2August Typical Event DayAll5 | 13.8853 | 13.8853 | 66.5147 | 0 | 0 | 0 | 0 | 0 | 4789 | Non-Residential | caiso
Average Per Ton | 1-in-2 | July Monthly System Peak Day | 30% Cycling | 5 | Average Per Ton1-in-2July Monthly System Peak Day30% Cycling5 | 0.27432 | 0.27432 | 66.2139 | 0 | 0 | 0 | 0 | 0 | 1337 | Non-Residential | caiso
Average Per Premise | 1-in-2 | July Monthly System Peak Day | 30% Cycling | 5 | Average Per Premise1-in-2July Monthly System Peak Day30% Cycling5 | 2.9104 | 2.9104 | 66.2139 | 0 | 0 | 0 | 0 | 0 | 1337 | Non-Residential | caiso
Average Per Device | 1-in-2 | July Monthly System Peak Day | 30% Cycling | 5 | Average Per Device1-in-2July Monthly System Peak Day30% Cycling5 | 1.0658 | 1.0658 | 66.2139 | 0 | 0 | 0 | 0 | 0 | 1337 | Non-Residential | caiso
Aggregate | 1-in-2 | July Monthly System Peak Day | 30% Cycling | 5 | Aggregate1-in-2July Monthly System Peak Day30% Cycling5 | 3.8912 | 3.8912 | 66.2139 | 0 | 0 | 0 | 0 | 0 | 1337 | Non-Residential | caiso
Average Per Ton | 1-in-2 | July Monthly System Peak Day | 50% Cycling | 5 | Average Per Ton1-in-2July Monthly System Peak Day50% Cycling5 | 0.31733 | 0.31733 | 66.5308 | 0 | 0 | 0 | 0 | 0 | 3452 | Non-Residential | caiso
Average Per Premise | 1-in-2 | July Monthly System Peak Day | 50% Cycling | 5 | Average Per Premise1-in-2July Monthly System Peak Day50% Cycling5 | 2.7349 | 2.7349 | 66.5308 | 0 | 0 | 0 | 0 | 0 | 3452 | Non-Residential | caiso
Average Per Device | 1-in-2 | July Monthly System Peak Day | 50% Cycling | 5 | Average Per Device1-in-2July Monthly System Peak Day50% Cycling5 | 1.2307 | 1.2307 | 66.5308 | 0 | 0 | 0 | 0 | 0 | 3452 | Non-Residential | caiso
Aggregate | 1-in-2 | July Monthly System Peak Day | 50% Cycling | 5 | Aggregate1-in-2July Monthly System Peak Day50% Cycling5 | 9.441 | 9.441 | 66.5308 | 0 | 0 | 0 | 0 | 0 | 3452 | Non-Residential | caiso
Average Per Ton | 1-in-2 | July Monthly System Peak Day | All | 5 | Average Per Ton1-in-2July Monthly System Peak DayAll5 | 0.30532 | 0.30532 | 66.4423 | 0 | 0 | 0 | 0 | 0 | 4789 | Non-Residential | caiso
Average Per Premise | 1-in-2 | July Monthly System Peak Day | All | 5 | Average Per Premise1-in-2July Monthly System Peak DayAll5 | 2.8012 | 2.8012 | 66.4423 | 0 | 0 | 0 | 0 | 0 | 4789 | Non-Residential | caiso
Average Per Device | 1-in-2 | July Monthly System Peak Day | All | 5 | Average Per Device1-in-2July Monthly System Peak DayAll5 | 1.1848 | 1.1848 | 66.4423 | 0 | 0 | 0 | 0 | 0 | 4789 | Non-Residential | caiso
Aggregate | 1-in-2 | July Monthly System Peak Day | All | 5 | Aggregate1-in-2July Monthly System Peak DayAll5 | 13.4148 | 13.4148 | 66.4423 | 0 | 0 | 0 | 0 | 0 | 4789 | Non-Residential | caiso
Average Per Ton | 1-in-2 | June Monthly System Peak Day | 30% Cycling | 5 | Average Per Ton1-in-2June Monthly System Peak Day30% Cycling5 | 0.24559 | 0.24559 | 62.1806 | 0 | 0 | 0 | 0 | 0 | 1337 | Non-Residential | caiso
Average Per Premise | 1-in-2 | June Monthly System Peak Day | 30% Cycling | 5 | Average Per Premise1-in-2June Monthly System Peak Day30% Cycling5 | 2.6056 | 2.6056 | 62.1806 | 0 | 0 | 0 | 0 | 0 | 1337 | Non-Residential | caiso
Average Per Device | 1-in-2 | June Monthly System Peak Day | 30% Cycling | 5 | Average Per Device1-in-2June Monthly System Peak Day30% Cycling5 | 0.95416 | 0.95416 | 62.1806 | 0 | 0 | 0 | 0 | 0 | 1337 | Non-Residential | caiso
Aggregate | 1-in-2 | June Monthly System Peak Day | 30% Cycling | 5 | Aggregate1-in-2June Monthly System Peak Day30% Cycling5 | 3.4836 | 3.4836 | 62.1806 | 0 | 0 | 0 | 0 | 0 | 1337 | Non-Residential | caiso
Average Per Ton | 1-in-2 | June Monthly System Peak Day | 50% Cycling | 5 | Average Per Ton1-in-2June Monthly System Peak Day50% Cycling5 | 0.30437 | 0.30437 | 62.6509 | 0 | 0 | 0 | 0 | 0 | 3452 | Non-Residential | caiso
Average Per Premise | 1-in-2 | June Monthly System Peak Day | 50% Cycling | 5 | Average Per Premise1-in-2June Monthly System Peak Day50% Cycling5 | 2.6233 | 2.6233 | 62.6509 | 0 | 0 | 0 | 0 | 0 | 3452 | Non-Residential | caiso
Average Per Device | 1-in-2 | June Monthly System Peak Day | 50% Cycling | 5 | Average Per Device1-in-2June Monthly System Peak Day50% Cycling5 | 1.1805 | 1.1805 | 62.6509 | 0 | 0 | 0 | 0 | 0 | 3452 | Non-Residential | caiso
Aggregate | 1-in-2 | June Monthly System Peak Day | 50% Cycling | 5 | Aggregate1-in-2June Monthly System Peak Day50% Cycling5 | 9.0557 | 9.0557 | 62.6509 | 0 | 0 | 0 | 0 | 0 | 3452 | Non-Residential | caiso
Average Per Ton | 1-in-2 | June Monthly System Peak Day | All | 5 | Average Per Ton1-in-2June Monthly System Peak DayAll5 | 0.28796 | 0.28796 | 62.5196 | 0 | 0 | 0 | 0 | 0 | 4789 | Non-Residential | caiso
Average Per Premise | 1-in-2 | June Monthly System Peak Day | All | 5 | Average Per Premise1-in-2June Monthly System Peak DayAll5 | 2.6419 | 2.6419 | 62.5196 | 0 | 0 | 0 | 0 | 0 | 4789 | Non-Residential | caiso
Average Per Device | 1-in-2 | June Monthly System Peak Day | All | 5 | Average Per Device1-in-2June Monthly System Peak DayAll5 | 1.1175 | 1.1175 | 62.5196 | 0 | 0 | 0 | 0 | 0 | 4789 | Non-Residential | caiso
Aggregate | 1-in-2 | June Monthly System Peak Day | All | 5 | Aggregate1-in-2June Monthly System Peak DayAll5 | 12.652 | 12.652 | 62.5196 | 0 | 0 | 0 | 0 | 0 | 4789 | Non-Residential | caiso
Average Per Ton | 1-in-2 | May Monthly System Peak Day | 30% Cycling | 5 | Average Per Ton1-in-2May Monthly System Peak Day30% Cycling5 | 0.20375 | 0.20375 | 60.3177 | 0 | 0 | 0 | 0 | 0 | 1337 | Non-Residential | caiso
Average Per Premise | 1-in-2 | May Monthly System Peak Day | 30% Cycling | 5 | Average Per Premise1-in-2May Monthly System Peak Day30% Cycling5 | 2.1617 | 2.1617 | 60.3177 | 0 | 0 | 0 | 0 | 0 | 1337 | Non-Residential | caiso
Average Per Device | 1-in-2 | May Monthly System Peak Day | 30% Cycling | 5 | Average Per Device1-in-2May Monthly System Peak Day30% Cycling5 | 0.79163 | 0.79163 | 60.3177 | 0 | 0 | 0 | 0 | 0 | 1337 | Non-Residential | caiso
Aggregate | 1-in-2 | May Monthly System Peak Day | 30% Cycling | 5 | Aggregate1-in-2May Monthly System Peak Day30% Cycling5 | 2.8902 | 2.8902 | 60.3177 | 0 | 0 | 0 | 0 | 0 | 1337 | Non-Residential | caiso
Average Per Ton | 1-in-2 | May Monthly System Peak Day | 50% Cycling | 5 | Average Per Ton1-in-2May Monthly System Peak Day50% Cycling5 | 0.2853 | 0.2853 | 60.5043 | 0 | 0 | 0 | 0 | 0 | 3452 | Non-Residential | caiso
Average Per Premise | 1-in-2 | May Monthly System Peak Day | 50% Cycling | 5 | Average Per Premise1-in-2May Monthly System Peak Day50% Cycling5 | 2.4589 | 2.4589 | 60.5043 | 0 | 0 | 0 | 0 | 0 | 3452 | Non-Residential | caiso
Average Per Device | 1-in-2 | May Monthly System Peak Day | 50% Cycling | 5 | Average Per Device1-in-2May Monthly System Peak Day50% Cycling5 | 1.1065 | 1.1065 | 60.5043 | 0 | 0 | 0 | 0 | 0 | 3452 | Non-Residential | caiso
Aggregate | 1-in-2 | May Monthly System Peak Day | 50% Cycling | 5 | Aggregate1-in-2May Monthly System Peak Day50% Cycling5 | 8.488 | 8.488 | 60.5043 | 0 | 0 | 0 | 0 | 0 | 3452 | Non-Residential | caiso
Average Per Ton | 1-in-2 | May Monthly System Peak Day | All | 5 | Average Per Ton1-in-2May Monthly System Peak DayAll5 | 0.26253 | 0.26253 | 60.4522 | 0 | 0 | 0 | 0 | 0 | 4789 | Non-Residential | caiso
Average Per Premise | 1-in-2 | May Monthly System Peak Day | All | 5 | Average Per Premise1-in-2May Monthly System Peak DayAll5 | 2.4086 | 2.4086 | 60.4522 | 0 | 0 | 0 | 0 | 0 | 4789 | Non-Residential | caiso
Average Per Device | 1-in-2 | May Monthly System Peak Day | All | 5 | Average Per Device1-in-2May Monthly System Peak DayAll5 | 1.0188 | 1.0188 | 60.4522 | 0 | 0 | 0 | 0 | 0 | 4789 | Non-Residential | caiso
Aggregate | 1-in-2 | May Monthly System Peak Day | All | 5 | Aggregate1-in-2May Monthly System Peak DayAll5 | 11.5346 | 11.5346 | 60.4522 | 0 | 0 | 0 | 0 | 0 | 4789 | Non-Residential | caiso
Average Per Ton | 1-in-2 | October Monthly System Peak Day | 30% Cycling | 5 | Average Per Ton1-in-2October Monthly System Peak Day30% Cycling5 | 0.23834 | 0.23834 | 60.7202 | 0 | 0 | 0 | 0 | 0 | 1337 | Non-Residential | caiso
Average Per Premise | 1-in-2 | October Monthly System Peak Day | 30% Cycling | 5 | Average Per Premise1-in-2October Monthly System Peak Day30% Cycling5 | 2.5287 | 2.5287 | 60.7202 | 0 | 0 | 0 | 0 | 0 | 1337 | Non-Residential | caiso
Average Per Device | 1-in-2 | October Monthly System Peak Day | 30% Cycling | 5 | Average Per Device1-in-2October Monthly System Peak Day30% Cycling5 | 0.926 | 0.926 | 60.7202 | 0 | 0 | 0 | 0 | 0 | 1337 | Non-Residential | caiso
Aggregate | 1-in-2 | October Monthly System Peak Day | 30% Cycling | 5 | Aggregate1-in-2October Monthly System Peak Day30% Cycling5 | 3.3808 | 3.3808 | 60.7202 | 0 | 0 | 0 | 0 | 0 | 1337 | Non-Residential | caiso
Average Per Ton | 1-in-2 | October Monthly System Peak Day | 50% Cycling | 5 | Average Per Ton1-in-2October Monthly System Peak Day50% Cycling5 | 0.30194 | 0.30194 | 61.2856 | 0 | 0 | 0 | 0 | 0 | 3452 | Non-Residential | caiso
Average Per Premise | 1-in-2 | October Monthly System Peak Day | 50% Cycling | 5 | Average Per Premise1-in-2October Monthly System Peak Day50% Cycling5 | 2.6023 | 2.6023 | 61.2856 | 0 | 0 | 0 | 0 | 0 | 3452 | Non-Residential | caiso
Average Per Device | 1-in-2 | October Monthly System Peak Day | 50% Cycling | 5 | Average Per Device1-in-2October Monthly System Peak Day50% Cycling5 | 1.1711 | 1.1711 | 61.2856 | 0 | 0 | 0 | 0 | 0 | 3452 | Non-Residential | caiso
Aggregate | 1-in-2 | October Monthly System Peak Day | 50% Cycling | 5 | Aggregate1-in-2October Monthly System Peak Day50% Cycling5 | 8.9832 | 8.9832 | 61.2856 | 0 | 0 | 0 | 0 | 0 | 3452 | Non-Residential | caiso
Average Per Ton | 1-in-2 | October Monthly System Peak Day | All | 5 | Average Per Ton1-in-2October Monthly System Peak DayAll5 | 0.28418 | 0.28418 | 61.1278 | 0 | 0 | 0 | 0 | 0 | 4789 | Non-Residential | caiso
Average Per Premise | 1-in-2 | October Monthly System Peak Day | All | 5 | Average Per Premise1-in-2October Monthly System Peak DayAll5 | 2.6072 | 2.6072 | 61.1278 | 0 | 0 | 0 | 0 | 0 | 4789 | Non-Residential | caiso
Average Per Device | 1-in-2 | October Monthly System Peak Day | All | 5 | Average Per Device1-in-2October Monthly System Peak DayAll5 | 1.1028 | 1.1028 | 61.1278 | 0 | 0 | 0 | 0 | 0 | 4789 | Non-Residential | caiso
Aggregate | 1-in-2 | October Monthly System Peak Day | All | 5 | Aggregate1-in-2October Monthly System Peak DayAll5 | 12.4861 | 12.4861 | 61.1278 | 0 | 0 | 0 | 0 | 0 | 4789 | Non-Residential | caiso
Average Per Ton | 1-in-2 | September Monthly System Peak Day | 30% Cycling | 5 | Average Per Ton1-in-2September Monthly System Peak Day30% Cycling5 | 0.32855 | 0.32855 | 68.393 | 0 | 0 | 0 | 0 | 0 | 1337 | Non-Residential | caiso
Average Per Premise | 1-in-2 | September Monthly System Peak Day | 30% Cycling | 5 | Average Per Premise1-in-2September Monthly System Peak Day30% Cycling5 | 3.4858 | 3.4858 | 68.393 | 0 | 0 | 0 | 0 | 0 | 1337 | Non-Residential | caiso
Average Per Device | 1-in-2 | September Monthly System Peak Day | 30% Cycling | 5 | Average Per Device1-in-2September Monthly System Peak Day30% Cycling5 | 1.2765 | 1.2765 | 68.393 | 0 | 0 | 0 | 0 | 0 | 1337 | Non-Residential | caiso
Aggregate | 1-in-2 | September Monthly System Peak Day | 30% Cycling | 5 | Aggregate1-in-2September Monthly System Peak Day30% Cycling5 | 4.6605 | 4.6605 | 68.393 | 0 | 0 | 0 | 0 | 0 | 1337 | Non-Residential | caiso
Average Per Ton | 1-in-2 | September Monthly System Peak Day | 50% Cycling | 5 | Average Per Ton1-in-2September Monthly System Peak Day50% Cycling5 | 0.34029 | 0.34029 | 68.7687 | 0 | 0 | 0 | 0 | 0 | 3452 | Non-Residential | caiso
Average Per Premise | 1-in-2 | September Monthly System Peak Day | 50% Cycling | 5 | Average Per Premise1-in-2September Monthly System Peak Day50% Cycling5 | 2.9328 | 2.9328 | 68.7687 | 0 | 0 | 0 | 0 | 0 | 3452 | Non-Residential | caiso
Average Per Device | 1-in-2 | September Monthly System Peak Day | 50% Cycling | 5 | Average Per Device1-in-2September Monthly System Peak Day50% Cycling5 | 1.3198 | 1.3198 | 68.7687 | 0 | 0 | 0 | 0 | 0 | 3452 | Non-Residential | caiso
Aggregate | 1-in-2 | September Monthly System Peak Day | 50% Cycling | 5 | Aggregate1-in-2September Monthly System Peak Day50% Cycling5 | 10.1241 | 10.1241 | 68.7687 | 0 | 0 | 0 | 0 | 0 | 3452 | Non-Residential | caiso
Average Per Ton | 1-in-2 | September Monthly System Peak Day | All | 5 | Average Per Ton1-in-2September Monthly System Peak DayAll5 | 0.33701 | 0.33701 | 68.6638 | 0 | 0 | 0 | 0 | 0 | 4789 | Non-Residential | caiso
Average Per Premise | 1-in-2 | September Monthly System Peak Day | All | 5 | Average Per Premise1-in-2September Monthly System Peak DayAll5 | 3.0919 | 3.0919 | 68.6638 | 0 | 0 | 0 | 0 | 0 | 4789 | Non-Residential | caiso
Average Per Device | 1-in-2 | September Monthly System Peak Day | All | 5 | Average Per Device1-in-2September Monthly System Peak DayAll5 | 1.3078 | 1.3078 | 68.6638 | 0 | 0 | 0 | 0 | 0 | 4789 | Non-Residential | caiso
Aggregate | 1-in-2 | September Monthly System Peak Day | All | 5 | Aggregate1-in-2September Monthly System Peak DayAll5 | 14.8071 | 14.8071 | 68.6638 | 0 | 0 | 0 | 0 | 0 | 4789 | Non-Residential | caiso
Average Per Ton | 1-in-2 | August Monthly System Peak Day | 30% Cycling | 6 | Average Per Ton1-in-2August Monthly System Peak Day30% Cycling6 | 0.36297 | 0.36297 | 68.0044 | 0 | 0 | 0 | 0 | 0 | 1337 | Non-Residential | caiso
Average Per Premise | 1-in-2 | August Monthly System Peak Day | 30% Cycling | 6 | Average Per Premise1-in-2August Monthly System Peak Day30% Cycling6 | 3.851 | 3.851 | 68.0044 | 0 | 0 | 0 | 0 | 0 | 1337 | Non-Residential | caiso
Average Per Device | 1-in-2 | August Monthly System Peak Day | 30% Cycling | 6 | Average Per Device1-in-2August Monthly System Peak Day30% Cycling6 | 1.4102 | 1.4102 | 68.0044 | 0 | 0 | 0 | 0 | 0 | 1337 | Non-Residential | caiso
Aggregate | 1-in-2 | August Monthly System Peak Day | 30% Cycling | 6 | Aggregate1-in-2August Monthly System Peak Day30% Cycling6 | 5.1488 | 5.1488 | 68.0044 | 0 | 0 | 0 | 0 | 0 | 1337 | Non-Residential | caiso
Average Per Ton | 1-in-2 | August Monthly System Peak Day | 50% Cycling | 6 | Average Per Ton1-in-2August Monthly System Peak Day50% Cycling6 | 0.36451 | 0.36451 | 68.2523 | 0 | 0 | 0 | 0 | 0 | 3452 | Non-Residential | caiso
Average Per Premise | 1-in-2 | August Monthly System Peak Day | 50% Cycling | 6 | Average Per Premise1-in-2August Monthly System Peak Day50% Cycling6 | 3.1416 | 3.1416 | 68.2523 | 0 | 0 | 0 | 0 | 0 | 3452 | Non-Residential | caiso
Average Per Device | 1-in-2 | August Monthly System Peak Day | 50% Cycling | 6 | Average Per Device1-in-2August Monthly System Peak Day50% Cycling6 | 1.4137 | 1.4137 | 68.2523 | 0 | 0 | 0 | 0 | 0 | 3452 | Non-Residential | caiso
Aggregate | 1-in-2 | August Monthly System Peak Day | 50% Cycling | 6 | Aggregate1-in-2August Monthly System Peak Day50% Cycling6 | 10.8447 | 10.8447 | 68.2523 | 0 | 0 | 0 | 0 | 0 | 3452 | Non-Residential | caiso
Average Per Ton | 1-in-2 | August Monthly System Peak Day | All | 6 | Average Per Ton1-in-2August Monthly System Peak DayAll6 | 0.36408 | 0.36408 | 68.1831 | 0 | 0 | 0 | 0 | 0 | 4789 | Non-Residential | caiso
Average Per Premise | 1-in-2 | August Monthly System Peak Day | All | 6 | Average Per Premise1-in-2August Monthly System Peak DayAll6 | 3.3402 | 3.3402 | 68.1831 | 0 | 0 | 0 | 0 | 0 | 4789 | Non-Residential | caiso
Average Per Device | 1-in-2 | August Monthly System Peak Day | All | 6 | Average Per Device1-in-2August Monthly System Peak DayAll6 | 1.4129 | 1.4129 | 68.1831 | 0 | 0 | 0 | 0 | 0 | 4789 | Non-Residential | caiso
Aggregate | 1-in-2 | August Monthly System Peak Day | All | 6 | Aggregate1-in-2August Monthly System Peak DayAll6 | 15.9964 | 15.9964 | 68.1831 | 0 | 0 | 0 | 0 | 0 | 4789 | Non-Residential | caiso
Average Per Ton | 1-in-2 | August Typical Event Day | 30% Cycling | 6 | Average Per Ton1-in-2August Typical Event Day30% Cycling6 | 0.32936 | 0.32936 | 66.1267 | 0 | 0 | 0 | 0 | 0 | 1337 | Non-Residential | caiso
Average Per Premise | 1-in-2 | August Typical Event Day | 30% Cycling | 6 | Average Per Premise1-in-2August Typical Event Day30% Cycling6 | 3.4944 | 3.4944 | 66.1267 | 0 | 0 | 0 | 0 | 0 | 1337 | Non-Residential | caiso
Average Per Device | 1-in-2 | August Typical Event Day | 30% Cycling | 6 | Average Per Device1-in-2August Typical Event Day30% Cycling6 | 1.2796 | 1.2796 | 66.1267 | 0 | 0 | 0 | 0 | 0 | 1337 | Non-Residential | caiso
Aggregate | 1-in-2 | August Typical Event Day | 30% Cycling | 6 | Aggregate1-in-2August Typical Event Day30% Cycling6 | 4.672 | 4.672 | 66.1267 | 0 | 0 | 0 | 0 | 0 | 1337 | Non-Residential | caiso
Average Per Ton | 1-in-2 | August Typical Event Day | 50% Cycling | 6 | Average Per Ton1-in-2August Typical Event Day50% Cycling6 | 0.35037 | 0.35037 | 66.415 | 0 | 0 | 0 | 0 | 0 | 3452 | Non-Residential | caiso
Average Per Premise | 1-in-2 | August Typical Event Day | 50% Cycling | 6 | Average Per Premise1-in-2August Typical Event Day50% Cycling6 | 3.0197 | 3.0197 | 66.415 | 0 | 0 | 0 | 0 | 0 | 3452 | Non-Residential | caiso
Average Per Device | 1-in-2 | August Typical Event Day | 50% Cycling | 6 | Average Per Device1-in-2August Typical Event Day50% Cycling6 | 1.3589 | 1.3589 | 66.415 | 0 | 0 | 0 | 0 | 0 | 3452 | Non-Residential | caiso
Aggregate | 1-in-2 | August Typical Event Day | 50% Cycling | 6 | Aggregate1-in-2August Typical Event Day50% Cycling6 | 10.424 | 10.424 | 66.415 | 0 | 0 | 0 | 0 | 0 | 3452 | Non-Residential | caiso
Average Per Ton | 1-in-2 | August Typical Event Day | All | 6 | Average Per Ton1-in-2August Typical Event DayAll6 | 0.3445 | 0.3445 | 66.3345 | 0 | 0 | 0 | 0 | 0 | 4789 | Non-Residential | caiso
Average Per Premise | 1-in-2 | August Typical Event Day | All | 6 | Average Per Premise1-in-2August Typical Event DayAll6 | 3.1606 | 3.1606 | 66.3345 | 0 | 0 | 0 | 0 | 0 | 4789 | Non-Residential | caiso
Average Per Device | 1-in-2 | August Typical Event Day | All | 6 | Average Per Device1-in-2August Typical Event DayAll6 | 1.3369 | 1.3369 | 66.3345 | 0 | 0 | 0 | 0 | 0 | 4789 | Non-Residential | caiso
Aggregate | 1-in-2 | August Typical Event Day | All | 6 | Aggregate1-in-2August Typical Event DayAll6 | 15.1363 | 15.1363 | 66.3345 | 0 | 0 | 0 | 0 | 0 | 4789 | Non-Residential | caiso
Average Per Ton | 1-in-2 | July Monthly System Peak Day | 30% Cycling | 6 | Average Per Ton1-in-2July Monthly System Peak Day30% Cycling6 | 0.3086 | 0.3086 | 65.9129 | 0 | 0 | 0 | 0 | 0 | 1337 | Non-Residential | caiso
Average Per Premise | 1-in-2 | July Monthly System Peak Day | 30% Cycling | 6 | Average Per Premise1-in-2July Monthly System Peak Day30% Cycling6 | 3.2741 | 3.2741 | 65.9129 | 0 | 0 | 0 | 0 | 0 | 1337 | Non-Residential | caiso
Average Per Device | 1-in-2 | July Monthly System Peak Day | 30% Cycling | 6 | Average Per Device1-in-2July Monthly System Peak Day30% Cycling6 | 1.199 | 1.199 | 65.9129 | 0 | 0 | 0 | 0 | 0 | 1337 | Non-Residential | caiso
Aggregate | 1-in-2 | July Monthly System Peak Day | 30% Cycling | 6 | Aggregate1-in-2July Monthly System Peak Day30% Cycling6 | 4.3774 | 4.3774 | 65.9129 | 0 | 0 | 0 | 0 | 0 | 1337 | Non-Residential | caiso
Average Per Ton | 1-in-2 | July Monthly System Peak Day | 50% Cycling | 6 | Average Per Ton1-in-2July Monthly System Peak Day50% Cycling6 | 0.34206 | 0.34206 | 66.1308 | 0 | 0 | 0 | 0 | 0 | 3452 | Non-Residential | caiso
Average Per Premise | 1-in-2 | July Monthly System Peak Day | 50% Cycling | 6 | Average Per Premise1-in-2July Monthly System Peak Day50% Cycling6 | 2.9481 | 2.9481 | 66.1308 | 0 | 0 | 0 | 0 | 0 | 3452 | Non-Residential | caiso
Average Per Device | 1-in-2 | July Monthly System Peak Day | 50% Cycling | 6 | Average Per Device1-in-2July Monthly System Peak Day50% Cycling6 | 1.3267 | 1.3267 | 66.1308 | 0 | 0 | 0 | 0 | 0 | 3452 | Non-Residential | caiso
Aggregate | 1-in-2 | July Monthly System Peak Day | 50% Cycling | 6 | Aggregate1-in-2July Monthly System Peak Day50% Cycling6 | 10.1768 | 10.1768 | 66.1308 | 0 | 0 | 0 | 0 | 0 | 3452 | Non-Residential | caiso
Average Per Ton | 1-in-2 | July Monthly System Peak Day | All | 6 | Average Per Ton1-in-2July Monthly System Peak DayAll6 | 0.33271 | 0.33271 | 66.07 | 0 | 0 | 0 | 0 | 0 | 4789 | Non-Residential | caiso
Average Per Premise | 1-in-2 | July Monthly System Peak Day | All | 6 | Average Per Premise1-in-2July Monthly System Peak DayAll6 | 3.0525 | 3.0525 | 66.07 | 0 | 0 | 0 | 0 | 0 | 4789 | Non-Residential | caiso
Average Per Device | 1-in-2 | July Monthly System Peak Day | All | 6 | Average Per Device1-in-2July Monthly System Peak DayAll6 | 1.2911 | 1.2911 | 66.07 | 0 | 0 | 0 | 0 | 0 | 4789 | Non-Residential | caiso
Aggregate | 1-in-2 | July Monthly System Peak Day | All | 6 | Aggregate1-in-2July Monthly System Peak DayAll6 | 14.6184 | 14.6184 | 66.07 | 0 | 0 | 0 | 0 | 0 | 4789 | Non-Residential | caiso
Average Per Ton | 1-in-2 | June Monthly System Peak Day | 30% Cycling | 6 | Average Per Ton1-in-2June Monthly System Peak Day30% Cycling6 | 0.27627 | 0.27627 | 62.3872 | 0 | 0 | 0 | 0 | 0 | 1337 | Non-Residential | caiso
Average Per Premise | 1-in-2 | June Monthly System Peak Day | 30% Cycling | 6 | Average Per Premise1-in-2June Monthly System Peak Day30% Cycling6 | 2.9311 | 2.9311 | 62.3872 | 0 | 0 | 0 | 0 | 0 | 1337 | Non-Residential | caiso
Average Per Device | 1-in-2 | June Monthly System Peak Day | 30% Cycling | 6 | Average Per Device1-in-2June Monthly System Peak Day30% Cycling6 | 1.0734 | 1.0734 | 62.3872 | 0 | 0 | 0 | 0 | 0 | 1337 | Non-Residential | caiso
Aggregate | 1-in-2 | June Monthly System Peak Day | 30% Cycling | 6 | Aggregate1-in-2June Monthly System Peak Day30% Cycling6 | 3.9189 | 3.9189 | 62.3872 | 0 | 0 | 0 | 0 | 0 | 1337 | Non-Residential | caiso
Average Per Ton | 1-in-2 | June Monthly System Peak Day | 50% Cycling | 6 | Average Per Ton1-in-2June Monthly System Peak Day50% Cycling6 | 0.32809 | 0.32809 | 62.7611 | 0 | 0 | 0 | 0 | 0 | 3452 | Non-Residential | caiso
Average Per Premise | 1-in-2 | June Monthly System Peak Day | 50% Cycling | 6 | Average Per Premise1-in-2June Monthly System Peak Day50% Cycling6 | 2.8277 | 2.8277 | 62.7611 | 0 | 0 | 0 | 0 | 0 | 3452 | Non-Residential | caiso
Average Per Device | 1-in-2 | June Monthly System Peak Day | 50% Cycling | 6 | Average Per Device1-in-2June Monthly System Peak Day50% Cycling6 | 1.2725 | 1.2725 | 62.7611 | 0 | 0 | 0 | 0 | 0 | 3452 | Non-Residential | caiso
Aggregate | 1-in-2 | June Monthly System Peak Day | 50% Cycling | 6 | Aggregate1-in-2June Monthly System Peak Day50% Cycling6 | 9.7614 | 9.7614 | 62.7611 | 0 | 0 | 0 | 0 | 0 | 3452 | Non-Residential | caiso
Average Per Ton | 1-in-2 | June Monthly System Peak Day | All | 6 | Average Per Ton1-in-2June Monthly System Peak DayAll6 | 0.31363 | 0.31363 | 62.6567 | 0 | 0 | 0 | 0 | 0 | 4789 | Non-Residential | caiso
Average Per Premise | 1-in-2 | June Monthly System Peak Day | All | 6 | Average Per Premise1-in-2June Monthly System Peak DayAll6 | 2.8774 | 2.8774 | 62.6567 | 0 | 0 | 0 | 0 | 0 | 4789 | Non-Residential | caiso
Average Per Device | 1-in-2 | June Monthly System Peak Day | All | 6 | Average Per Device1-in-2June Monthly System Peak DayAll6 | 1.2171 | 1.2171 | 62.6567 | 0 | 0 | 0 | 0 | 0 | 4789 | Non-Residential | caiso
Aggregate | 1-in-2 | June Monthly System Peak Day | All | 6 | Aggregate1-in-2June Monthly System Peak DayAll6 | 13.7797 | 13.7797 | 62.6567 | 0 | 0 | 0 | 0 | 0 | 4789 | Non-Residential | caiso
Average Per Ton | 1-in-2 | May Monthly System Peak Day | 30% Cycling | 6 | Average Per Ton1-in-2May Monthly System Peak Day30% Cycling6 | 0.22921 | 0.22921 | 60.3867 | 0 | 0 | 0 | 0 | 0 | 1337 | Non-Residential | caiso
Average Per Premise | 1-in-2 | May Monthly System Peak Day | 30% Cycling | 6 | Average Per Premise1-in-2May Monthly System Peak Day30% Cycling6 | 2.4318 | 2.4318 | 60.3867 | 0 | 0 | 0 | 0 | 0 | 1337 | Non-Residential | caiso
Average Per Device | 1-in-2 | May Monthly System Peak Day | 30% Cycling | 6 | Average Per Device1-in-2May Monthly System Peak Day30% Cycling6 | 0.89054 | 0.89054 | 60.3867 | 0 | 0 | 0 | 0 | 0 | 1337 | Non-Residential | caiso
Aggregate | 1-in-2 | May Monthly System Peak Day | 30% Cycling | 6 | Aggregate1-in-2May Monthly System Peak Day30% Cycling6 | 3.2514 | 3.2514 | 60.3867 | 0 | 0 | 0 | 0 | 0 | 1337 | Non-Residential | caiso
Average Per Ton | 1-in-2 | May Monthly System Peak Day | 50% Cycling | 6 | Average Per Ton1-in-2May Monthly System Peak Day50% Cycling6 | 0.30753 | 0.30753 | 60.5138 | 0 | 0 | 0 | 0 | 0 | 3452 | Non-Residential | caiso
Average Per Premise | 1-in-2 | May Monthly System Peak Day | 50% Cycling | 6 | Average Per Premise1-in-2May Monthly System Peak Day50% Cycling6 | 2.6505 | 2.6505 | 60.5138 | 0 | 0 | 0 | 0 | 0 | 3452 | Non-Residential | caiso
Average Per Device | 1-in-2 | May Monthly System Peak Day | 50% Cycling | 6 | Average Per Device1-in-2May Monthly System Peak Day50% Cycling6 | 1.1927 | 1.1927 | 60.5138 | 0 | 0 | 0 | 0 | 0 | 3452 | Non-Residential | caiso
Aggregate | 1-in-2 | May Monthly System Peak Day | 50% Cycling | 6 | Aggregate1-in-2May Monthly System Peak Day50% Cycling6 | 9.1495 | 9.1495 | 60.5138 | 0 | 0 | 0 | 0 | 0 | 3452 | Non-Residential | caiso
Average Per Ton | 1-in-2 | May Monthly System Peak Day | All | 6 | Average Per Ton1-in-2May Monthly System Peak DayAll6 | 0.28566 | 0.28566 | 60.4783 | 0 | 0 | 0 | 0 | 0 | 4789 | Non-Residential | caiso
Average Per Premise | 1-in-2 | May Monthly System Peak Day | All | 6 | Average Per Premise1-in-2May Monthly System Peak DayAll6 | 2.6208 | 2.6208 | 60.4783 | 0 | 0 | 0 | 0 | 0 | 4789 | Non-Residential | caiso
Average Per Device | 1-in-2 | May Monthly System Peak Day | All | 6 | Average Per Device1-in-2May Monthly System Peak DayAll6 | 1.1086 | 1.1086 | 60.4783 | 0 | 0 | 0 | 0 | 0 | 4789 | Non-Residential | caiso
Aggregate | 1-in-2 | May Monthly System Peak Day | All | 6 | Aggregate1-in-2May Monthly System Peak DayAll6 | 12.5511 | 12.5511 | 60.4783 | 0 | 0 | 0 | 0 | 0 | 4789 | Non-Residential | caiso
Average Per Ton | 1-in-2 | October Monthly System Peak Day | 30% Cycling | 6 | Average Per Ton1-in-2October Monthly System Peak Day30% Cycling6 | 0.26812 | 0.26812 | 60.3768 | 0 | 0 | 0 | 0 | 0 | 1337 | Non-Residential | caiso
Average Per Premise | 1-in-2 | October Monthly System Peak Day | 30% Cycling | 6 | Average Per Premise1-in-2October Monthly System Peak Day30% Cycling6 | 2.8446 | 2.8446 | 60.3768 | 0 | 0 | 0 | 0 | 0 | 1337 | Non-Residential | caiso
Average Per Device | 1-in-2 | October Monthly System Peak Day | 30% Cycling | 6 | Average Per Device1-in-2October Monthly System Peak Day30% Cycling6 | 1.0417 | 1.0417 | 60.3768 | 0 | 0 | 0 | 0 | 0 | 1337 | Non-Residential | caiso
Aggregate | 1-in-2 | October Monthly System Peak Day | 30% Cycling | 6 | Aggregate1-in-2October Monthly System Peak Day30% Cycling6 | 3.8033 | 3.8033 | 60.3768 | 0 | 0 | 0 | 0 | 0 | 1337 | Non-Residential | caiso
Average Per Ton | 1-in-2 | October Monthly System Peak Day | 50% Cycling | 6 | Average Per Ton1-in-2October Monthly System Peak Day50% Cycling6 | 0.32547 | 0.32547 | 60.9116 | 0 | 0 | 0 | 0 | 0 | 3452 | Non-Residential | caiso
Average Per Premise | 1-in-2 | October Monthly System Peak Day | 50% Cycling | 6 | Average Per Premise1-in-2October Monthly System Peak Day50% Cycling6 | 2.8051 | 2.8051 | 60.9116 | 0 | 0 | 0 | 0 | 0 | 3452 | Non-Residential | caiso
Average Per Device | 1-in-2 | October Monthly System Peak Day | 50% Cycling | 6 | Average Per Device1-in-2October Monthly System Peak Day50% Cycling6 | 1.2623 | 1.2623 | 60.9116 | 0 | 0 | 0 | 0 | 0 | 3452 | Non-Residential | caiso
Aggregate | 1-in-2 | October Monthly System Peak Day | 50% Cycling | 6 | Aggregate1-in-2October Monthly System Peak Day50% Cycling6 | 9.6833 | 9.6833 | 60.9116 | 0 | 0 | 0 | 0 | 0 | 3452 | Non-Residential | caiso
Average Per Ton | 1-in-2 | October Monthly System Peak Day | All | 6 | Average Per Ton1-in-2October Monthly System Peak DayAll6 | 0.30946 | 0.30946 | 60.7623 | 0 | 0 | 0 | 0 | 0 | 4789 | Non-Residential | caiso
Average Per Premise | 1-in-2 | October Monthly System Peak Day | All | 6 | Average Per Premise1-in-2October Monthly System Peak DayAll6 | 2.8391 | 2.8391 | 60.7623 | 0 | 0 | 0 | 0 | 0 | 4789 | Non-Residential | caiso
Average Per Device | 1-in-2 | October Monthly System Peak Day | All | 6 | Average Per Device1-in-2October Monthly System Peak DayAll6 | 1.2009 | 1.2009 | 60.7623 | 0 | 0 | 0 | 0 | 0 | 4789 | Non-Residential | caiso
Aggregate | 1-in-2 | October Monthly System Peak Day | All | 6 | Aggregate1-in-2October Monthly System Peak DayAll6 | 13.5965 | 13.5965 | 60.7623 | 0 | 0 | 0 | 0 | 0 | 4789 | Non-Residential | caiso
Average Per Ton | 1-in-2 | September Monthly System Peak Day | 30% Cycling | 6 | Average Per Ton1-in-2September Monthly System Peak Day30% Cycling6 | 0.3696 | 0.3696 | 68.2025 | 0 | 0 | 0 | 0 | 0 | 1337 | Non-Residential | caiso
Average Per Premise | 1-in-2 | September Monthly System Peak Day | 30% Cycling | 6 | Average Per Premise1-in-2September Monthly System Peak Day30% Cycling6 | 3.9213 | 3.9213 | 68.2025 | 0 | 0 | 0 | 0 | 0 | 1337 | Non-Residential | caiso
Average Per Device | 1-in-2 | September Monthly System Peak Day | 30% Cycling | 6 | Average Per Device1-in-2September Monthly System Peak Day30% Cycling6 | 1.436 | 1.436 | 68.2025 | 0 | 0 | 0 | 0 | 0 | 1337 | Non-Residential | caiso
Aggregate | 1-in-2 | September Monthly System Peak Day | 30% Cycling | 6 | Aggregate1-in-2September Monthly System Peak Day30% Cycling6 | 5.2428 | 5.2428 | 68.2025 | 0 | 0 | 0 | 0 | 0 | 1337 | Non-Residential | caiso
Average Per Ton | 1-in-2 | September Monthly System Peak Day | 50% Cycling | 6 | Average Per Ton1-in-2September Monthly System Peak Day50% Cycling6 | 0.36681 | 0.36681 | 68.5156 | 0 | 0 | 0 | 0 | 0 | 3452 | Non-Residential | caiso
Average Per Premise | 1-in-2 | September Monthly System Peak Day | 50% Cycling | 6 | Average Per Premise1-in-2September Monthly System Peak Day50% Cycling6 | 3.1614 | 3.1614 | 68.5156 | 0 | 0 | 0 | 0 | 0 | 3452 | Non-Residential | caiso
Average Per Device | 1-in-2 | September Monthly System Peak Day | 50% Cycling | 6 | Average Per Device1-in-2September Monthly System Peak Day50% Cycling6 | 1.4226 | 1.4226 | 68.5156 | 0 | 0 | 0 | 0 | 0 | 3452 | Non-Residential | caiso
Aggregate | 1-in-2 | September Monthly System Peak Day | 50% Cycling | 6 | Aggregate1-in-2September Monthly System Peak Day50% Cycling6 | 10.9131 | 10.9131 | 68.5156 | 0 | 0 | 0 | 0 | 0 | 3452 | Non-Residential | caiso
Average Per Ton | 1-in-2 | September Monthly System Peak Day | All | 6 | Average Per Ton1-in-2September Monthly System Peak DayAll6 | 0.36759 | 0.36759 | 68.4282 | 0 | 0 | 0 | 0 | 0 | 4789 | Non-Residential | caiso
Average Per Premise | 1-in-2 | September Monthly System Peak Day | All | 6 | Average Per Premise1-in-2September Monthly System Peak DayAll6 | 3.3724 | 3.3724 | 68.4282 | 0 | 0 | 0 | 0 | 0 | 4789 | Non-Residential | caiso
Average Per Device | 1-in-2 | September Monthly System Peak Day | All | 6 | Average Per Device1-in-2September Monthly System Peak DayAll6 | 1.4265 | 1.4265 | 68.4282 | 0 | 0 | 0 | 0 | 0 | 4789 | Non-Residential | caiso
Aggregate | 1-in-2 | September Monthly System Peak Day | All | 6 | Aggregate1-in-2September Monthly System Peak DayAll6 | 16.1505 | 16.1505 | 68.4282 | 0 | 0 | 0 | 0 | 0 | 4789 | Non-Residential | caiso
Average Per Ton | 1-in-2 | August Monthly System Peak Day | 30% Cycling | 7 | Average Per Ton1-in-2August Monthly System Peak Day30% Cycling7 | 0.41764 | 0.41764 | 68.3496 | 0 | 0 | 0 | 0 | 0 | 1337 | Non-Residential | caiso
Average Per Premise | 1-in-2 | August Monthly System Peak Day | 30% Cycling | 7 | Average Per Premise1-in-2August Monthly System Peak Day30% Cycling7 | 4.431 | 4.431 | 68.3496 | 0 | 0 | 0 | 0 | 0 | 1337 | Non-Residential | caiso
Average Per Device | 1-in-2 | August Monthly System Peak Day | 30% Cycling | 7 | Average Per Device1-in-2August Monthly System Peak Day30% Cycling7 | 1.6226 | 1.6226 | 68.3496 | 0 | 0 | 0 | 0 | 0 | 1337 | Non-Residential | caiso
Aggregate | 1-in-2 | August Monthly System Peak Day | 30% Cycling | 7 | Aggregate1-in-2August Monthly System Peak Day30% Cycling7 | 5.9243 | 5.9243 | 68.3496 | 0 | 0 | 0 | 0 | 0 | 1337 | Non-Residential | caiso
Average Per Ton | 1-in-2 | August Monthly System Peak Day | 50% Cycling | 7 | Average Per Ton1-in-2August Monthly System Peak Day50% Cycling7 | 0.41295 | 0.41295 | 68.6289 | 0 | 0 | 0 | 0 | 0 | 3452 | Non-Residential | caiso
Average Per Premise | 1-in-2 | August Monthly System Peak Day | 50% Cycling | 7 | Average Per Premise1-in-2August Monthly System Peak Day50% Cycling7 | 3.5591 | 3.5591 | 68.6289 | 0 | 0 | 0 | 0 | 0 | 3452 | Non-Residential | caiso
Average Per Device | 1-in-2 | August Monthly System Peak Day | 50% Cycling | 7 | Average Per Device1-in-2August Monthly System Peak Day50% Cycling7 | 1.6016 | 1.6016 | 68.6289 | 0 | 0 | 0 | 0 | 0 | 3452 | Non-Residential | caiso
Aggregate | 1-in-2 | August Monthly System Peak Day | 50% Cycling | 7 | Aggregate1-in-2August Monthly System Peak Day50% Cycling7 | 12.286 | 12.286 | 68.6289 | 0 | 0 | 0 | 0 | 0 | 3452 | Non-Residential | caiso
Average Per Ton | 1-in-2 | August Monthly System Peak Day | All | 7 | Average Per Ton1-in-2August Monthly System Peak DayAll7 | 0.41426 | 0.41426 | 68.5509 | 0 | 0 | 0 | 0 | 0 | 4789 | Non-Residential | caiso
Average Per Premise | 1-in-2 | August Monthly System Peak Day | All | 7 | Average Per Premise1-in-2August Monthly System Peak DayAll7 | 3.8007 | 3.8007 | 68.5509 | 0 | 0 | 0 | 0 | 0 | 4789 | Non-Residential | caiso
Average Per Device | 1-in-2 | August Monthly System Peak Day | All | 7 | Average Per Device1-in-2August Monthly System Peak DayAll7 | 1.6076 | 1.6076 | 68.5509 | 0 | 0 | 0 | 0 | 0 | 4789 | Non-Residential | caiso
Aggregate | 1-in-2 | August Monthly System Peak Day | All | 7 | Aggregate1-in-2August Monthly System Peak DayAll7 | 18.2013 | 18.2013 | 68.5509 | 0 | 0 | 0 | 0 | 0 | 4789 | Non-Residential | caiso
Average Per Ton | 1-in-2 | August Typical Event Day | 30% Cycling | 7 | Average Per Ton1-in-2August Typical Event Day30% Cycling7 | 0.37897 | 0.37897 | 66.9588 | 0 | 0 | 0 | 0 | 0 | 1337 | Non-Residential | caiso
Average Per Premise | 1-in-2 | August Typical Event Day | 30% Cycling | 7 | Average Per Premise1-in-2August Typical Event Day30% Cycling7 | 4.0207 | 4.0207 | 66.9588 | 0 | 0 | 0 | 0 | 0 | 1337 | Non-Residential | caiso
Average Per Device | 1-in-2 | August Typical Event Day | 30% Cycling | 7 | Average Per Device1-in-2August Typical Event Day30% Cycling7 | 1.4724 | 1.4724 | 66.9588 | 0 | 0 | 0 | 0 | 0 | 1337 | Non-Residential | caiso
Aggregate | 1-in-2 | August Typical Event Day | 30% Cycling | 7 | Aggregate1-in-2August Typical Event Day30% Cycling7 | 5.3757 | 5.3757 | 66.9588 | 0 | 0 | 0 | 0 | 0 | 1337 | Non-Residential | caiso
Average Per Ton | 1-in-2 | August Typical Event Day | 50% Cycling | 7 | Average Per Ton1-in-2August Typical Event Day50% Cycling7 | 0.39693 | 0.39693 | 67.0686 | 0 | 0 | 0 | 0 | 0 | 3452 | Non-Residential | caiso
Average Per Premise | 1-in-2 | August Typical Event Day | 50% Cycling | 7 | Average Per Premise1-in-2August Typical Event Day50% Cycling7 | 3.421 | 3.421 | 67.0686 | 0 | 0 | 0 | 0 | 0 | 3452 | Non-Residential | caiso
Average Per Device | 1-in-2 | August Typical Event Day | 50% Cycling | 7 | Average Per Device1-in-2August Typical Event Day50% Cycling7 | 1.5395 | 1.5395 | 67.0686 | 0 | 0 | 0 | 0 | 0 | 3452 | Non-Residential | caiso
Aggregate | 1-in-2 | August Typical Event Day | 50% Cycling | 7 | Aggregate1-in-2August Typical Event Day50% Cycling7 | 11.8094 | 11.8094 | 67.0686 | 0 | 0 | 0 | 0 | 0 | 3452 | Non-Residential | caiso
Average Per Ton | 1-in-2 | August Typical Event Day | All | 7 | Average Per Ton1-in-2August Typical Event DayAll7 | 0.39192 | 0.39192 | 67.0379 | 0 | 0 | 0 | 0 | 0 | 4789 | Non-Residential | caiso
Average Per Premise | 1-in-2 | August Typical Event Day | All | 7 | Average Per Premise1-in-2August Typical Event DayAll7 | 3.5956 | 3.5956 | 67.0379 | 0 | 0 | 0 | 0 | 0 | 4789 | Non-Residential | caiso
Average Per Device | 1-in-2 | August Typical Event Day | All | 7 | Average Per Device1-in-2August Typical Event DayAll7 | 1.5209 | 1.5209 | 67.0379 | 0 | 0 | 0 | 0 | 0 | 4789 | Non-Residential | caiso
Aggregate | 1-in-2 | August Typical Event Day | All | 7 | Aggregate1-in-2August Typical Event DayAll7 | 17.2195 | 17.2195 | 67.0379 | 0 | 0 | 0 | 0 | 0 | 4789 | Non-Residential | caiso
Average Per Ton | 1-in-2 | July Monthly System Peak Day | 30% Cycling | 7 | Average Per Ton1-in-2July Monthly System Peak Day30% Cycling7 | 0.35508 | 0.35508 | 67.3152 | 0 | 0 | 0 | 0 | 0 | 1337 | Non-Residential | caiso
Average Per Premise | 1-in-2 | July Monthly System Peak Day | 30% Cycling | 7 | Average Per Premise1-in-2July Monthly System Peak Day30% Cycling7 | 3.7672 | 3.7672 | 67.3152 | 0 | 0 | 0 | 0 | 0 | 1337 | Non-Residential | caiso
Average Per Device | 1-in-2 | July Monthly System Peak Day | 30% Cycling | 7 | Average Per Device1-in-2July Monthly System Peak Day30% Cycling7 | 1.3796 | 1.3796 | 67.3152 | 0 | 0 | 0 | 0 | 0 | 1337 | Non-Residential | caiso
Aggregate | 1-in-2 | July Monthly System Peak Day | 30% Cycling | 7 | Aggregate1-in-2July Monthly System Peak Day30% Cycling7 | 5.0368 | 5.0368 | 67.3152 | 0 | 0 | 0 | 0 | 0 | 1337 | Non-Residential | caiso
Average Per Ton | 1-in-2 | July Monthly System Peak Day | 50% Cycling | 7 | Average Per Ton1-in-2July Monthly System Peak Day50% Cycling7 | 0.38752 | 0.38752 | 67.2545 | 0 | 0 | 0 | 0 | 0 | 3452 | Non-Residential | caiso
Average Per Premise | 1-in-2 | July Monthly System Peak Day | 50% Cycling | 7 | Average Per Premise1-in-2July Monthly System Peak Day50% Cycling7 | 3.3399 | 3.3399 | 67.2545 | 0 | 0 | 0 | 0 | 0 | 3452 | Non-Residential | caiso
Average Per Device | 1-in-2 | July Monthly System Peak Day | 50% Cycling | 7 | Average Per Device1-in-2July Monthly System Peak Day50% Cycling7 | 1.503 | 1.503 | 67.2545 | 0 | 0 | 0 | 0 | 0 | 3452 | Non-Residential | caiso
Aggregate | 1-in-2 | July Monthly System Peak Day | 50% Cycling | 7 | Aggregate1-in-2July Monthly System Peak Day50% Cycling7 | 11.5293 | 11.5293 | 67.2545 | 0 | 0 | 0 | 0 | 0 | 3452 | Non-Residential | caiso
Average Per Ton | 1-in-2 | July Monthly System Peak Day | All | 7 | Average Per Ton1-in-2July Monthly System Peak DayAll7 | 0.37846 | 0.37846 | 67.2714 | 0 | 0 | 0 | 0 | 0 | 4789 | Non-Residential | caiso
Average Per Premise | 1-in-2 | July Monthly System Peak Day | All | 7 | Average Per Premise1-in-2July Monthly System Peak DayAll7 | 3.4722 | 3.4722 | 67.2714 | 0 | 0 | 0 | 0 | 0 | 4789 | Non-Residential | caiso
Average Per Device | 1-in-2 | July Monthly System Peak Day | All | 7 | Average Per Device1-in-2July Monthly System Peak DayAll7 | 1.4687 | 1.4687 | 67.2714 | 0 | 0 | 0 | 0 | 0 | 4789 | Non-Residential | caiso
Aggregate | 1-in-2 | July Monthly System Peak Day | All | 7 | Aggregate1-in-2July Monthly System Peak DayAll7 | 16.6283 | 16.6283 | 67.2714 | 0 | 0 | 0 | 0 | 0 | 4789 | Non-Residential | caiso
Average Per Ton | 1-in-2 | June Monthly System Peak Day | 30% Cycling | 7 | Average Per Ton1-in-2June Monthly System Peak Day30% Cycling7 | 0.31788 | 0.31788 | 63.1348 | 0 | 0 | 0 | 0 | 0 | 1337 | Non-Residential | caiso
Average Per Premise | 1-in-2 | June Monthly System Peak Day | 30% Cycling | 7 | Average Per Premise1-in-2June Monthly System Peak Day30% Cycling7 | 3.3726 | 3.3726 | 63.1348 | 0 | 0 | 0 | 0 | 0 | 1337 | Non-Residential | caiso
Average Per Device | 1-in-2 | June Monthly System Peak Day | 30% Cycling | 7 | Average Per Device1-in-2June Monthly System Peak Day30% Cycling7 | 1.2351 | 1.2351 | 63.1348 | 0 | 0 | 0 | 0 | 0 | 1337 | Non-Residential | caiso
Aggregate | 1-in-2 | June Monthly System Peak Day | 30% Cycling | 7 | Aggregate1-in-2June Monthly System Peak Day30% Cycling7 | 4.5092 | 4.5092 | 63.1348 | 0 | 0 | 0 | 0 | 0 | 1337 | Non-Residential | caiso
Average Per Ton | 1-in-2 | June Monthly System Peak Day | 50% Cycling | 7 | Average Per Ton1-in-2June Monthly System Peak Day50% Cycling7 | 0.3717 | 0.3717 | 63.2613 | 0 | 0 | 0 | 0 | 0 | 3452 | Non-Residential | caiso
Average Per Premise | 1-in-2 | June Monthly System Peak Day | 50% Cycling | 7 | Average Per Premise1-in-2June Monthly System Peak Day50% Cycling7 | 3.2036 | 3.2036 | 63.2613 | 0 | 0 | 0 | 0 | 0 | 3452 | Non-Residential | caiso
Average Per Device | 1-in-2 | June Monthly System Peak Day | 50% Cycling | 7 | Average Per Device1-in-2June Monthly System Peak Day50% Cycling7 | 1.4416 | 1.4416 | 63.2613 | 0 | 0 | 0 | 0 | 0 | 3452 | Non-Residential | caiso
Aggregate | 1-in-2 | June Monthly System Peak Day | 50% Cycling | 7 | Aggregate1-in-2June Monthly System Peak Day50% Cycling7 | 11.0587 | 11.0587 | 63.2613 | 0 | 0 | 0 | 0 | 0 | 3452 | Non-Residential | caiso
Average Per Ton | 1-in-2 | June Monthly System Peak Day | All | 7 | Average Per Ton1-in-2June Monthly System Peak DayAll7 | 0.35667 | 0.35667 | 63.226 | 0 | 0 | 0 | 0 | 0 | 4789 | Non-Residential | caiso
Average Per Premise | 1-in-2 | June Monthly System Peak Day | All | 7 | Average Per Premise1-in-2June Monthly System Peak DayAll7 | 3.2723 | 3.2723 | 63.226 | 0 | 0 | 0 | 0 | 0 | 4789 | Non-Residential | caiso
Average Per Device | 1-in-2 | June Monthly System Peak Day | All | 7 | Average Per Device1-in-2June Monthly System Peak DayAll7 | 1.3841 | 1.3841 | 63.226 | 0 | 0 | 0 | 0 | 0 | 4789 | Non-Residential | caiso
Aggregate | 1-in-2 | June Monthly System Peak Day | All | 7 | Aggregate1-in-2June Monthly System Peak DayAll7 | 15.6711 | 15.6711 | 63.226 | 0 | 0 | 0 | 0 | 0 | 4789 | Non-Residential | caiso
Average Per Ton | 1-in-2 | May Monthly System Peak Day | 30% Cycling | 7 | Average Per Ton1-in-2May Monthly System Peak Day30% Cycling7 | 0.26373 | 0.26373 | 61.0319 | 0 | 0 | 0 | 0 | 0 | 1337 | Non-Residential | caiso
Average Per Premise | 1-in-2 | May Monthly System Peak Day | 30% Cycling | 7 | Average Per Premise1-in-2May Monthly System Peak Day30% Cycling7 | 2.7981 | 2.7981 | 61.0319 | 0 | 0 | 0 | 0 | 0 | 1337 | Non-Residential | caiso
Average Per Device | 1-in-2 | May Monthly System Peak Day | 30% Cycling | 7 | Average Per Device1-in-2May Monthly System Peak Day30% Cycling7 | 1.0247 | 1.0247 | 61.0319 | 0 | 0 | 0 | 0 | 0 | 1337 | Non-Residential | caiso
Aggregate | 1-in-2 | May Monthly System Peak Day | 30% Cycling | 7 | Aggregate1-in-2May Monthly System Peak Day30% Cycling7 | 3.7411 | 3.7411 | 61.0319 | 0 | 0 | 0 | 0 | 0 | 1337 | Non-Residential | caiso
Average Per Ton | 1-in-2 | May Monthly System Peak Day | 50% Cycling | 7 | Average Per Ton1-in-2May Monthly System Peak Day50% Cycling7 | 0.3484 | 0.3484 | 61.1246 | 0 | 0 | 0 | 0 | 0 | 3452 | Non-Residential | caiso
Average Per Premise | 1-in-2 | May Monthly System Peak Day | 50% Cycling | 7 | Average Per Premise1-in-2May Monthly System Peak Day50% Cycling7 | 3.0028 | 3.0028 | 61.1246 | 0 | 0 | 0 | 0 | 0 | 3452 | Non-Residential | caiso
Average Per Device | 1-in-2 | May Monthly System Peak Day | 50% Cycling | 7 | Average Per Device1-in-2May Monthly System Peak Day50% Cycling7 | 1.3513 | 1.3513 | 61.1246 | 0 | 0 | 0 | 0 | 0 | 3452 | Non-Residential | caiso
Aggregate | 1-in-2 | May Monthly System Peak Day | 50% Cycling | 7 | Aggregate1-in-2May Monthly System Peak Day50% Cycling7 | 10.3655 | 10.3655 | 61.1246 | 0 | 0 | 0 | 0 | 0 | 3452 | Non-Residential | caiso
Average Per Ton | 1-in-2 | May Monthly System Peak Day | All | 7 | Average Per Ton1-in-2May Monthly System Peak DayAll7 | 0.32476 | 0.32476 | 61.0987 | 0 | 0 | 0 | 0 | 0 | 4789 | Non-Residential | caiso
Average Per Premise | 1-in-2 | May Monthly System Peak Day | All | 7 | Average Per Premise1-in-2May Monthly System Peak DayAll7 | 2.9795 | 2.9795 | 61.0987 | 0 | 0 | 0 | 0 | 0 | 4789 | Non-Residential | caiso
Average Per Device | 1-in-2 | May Monthly System Peak Day | All | 7 | Average Per Device1-in-2May Monthly System Peak DayAll7 | 1.2603 | 1.2603 | 61.0987 | 0 | 0 | 0 | 0 | 0 | 4789 | Non-Residential | caiso
Aggregate | 1-in-2 | May Monthly System Peak Day | All | 7 | Aggregate1-in-2May Monthly System Peak DayAll7 | 14.269 | 14.269 | 61.0987 | 0 | 0 | 0 | 0 | 0 | 4789 | Non-Residential | caiso
Average Per Ton | 1-in-2 | October Monthly System Peak Day | 30% Cycling | 7 | Average Per Ton1-in-2October Monthly System Peak Day30% Cycling7 | 0.3085 | 0.3085 | 60.0578 | 0 | 0 | 0 | 0 | 0 | 1337 | Non-Residential | caiso
Average Per Premise | 1-in-2 | October Monthly System Peak Day | 30% Cycling | 7 | Average Per Premise1-in-2October Monthly System Peak Day30% Cycling7 | 3.2731 | 3.2731 | 60.0578 | 0 | 0 | 0 | 0 | 0 | 1337 | Non-Residential | caiso
Average Per Device | 1-in-2 | October Monthly System Peak Day | 30% Cycling | 7 | Average Per Device1-in-2October Monthly System Peak Day30% Cycling7 | 1.1986 | 1.1986 | 60.0578 | 0 | 0 | 0 | 0 | 0 | 1337 | Non-Residential | caiso
Aggregate | 1-in-2 | October Monthly System Peak Day | 30% Cycling | 7 | Aggregate1-in-2October Monthly System Peak Day30% Cycling7 | 4.3761 | 4.3761 | 60.0578 | 0 | 0 | 0 | 0 | 0 | 1337 | Non-Residential | caiso
Average Per Ton | 1-in-2 | October Monthly System Peak Day | 50% Cycling | 7 | Average Per Ton1-in-2October Monthly System Peak Day50% Cycling7 | 0.36873 | 0.36873 | 60.6521 | 0 | 0 | 0 | 0 | 0 | 3452 | Non-Residential | caiso
Average Per Premise | 1-in-2 | October Monthly System Peak Day | 50% Cycling | 7 | Average Per Premise1-in-2October Monthly System Peak Day50% Cycling7 | 3.1779 | 3.1779 | 60.6521 | 0 | 0 | 0 | 0 | 0 | 3452 | Non-Residential | caiso
Average Per Device | 1-in-2 | October Monthly System Peak Day | 50% Cycling | 7 | Average Per Device1-in-2October Monthly System Peak Day50% Cycling7 | 1.4301 | 1.4301 | 60.6521 | 0 | 0 | 0 | 0 | 0 | 3452 | Non-Residential | caiso
Aggregate | 1-in-2 | October Monthly System Peak Day | 50% Cycling | 7 | Aggregate1-in-2October Monthly System Peak Day50% Cycling7 | 10.9703 | 10.9703 | 60.6521 | 0 | 0 | 0 | 0 | 0 | 3452 | Non-Residential | caiso
Average Per Ton | 1-in-2 | October Monthly System Peak Day | All | 7 | Average Per Ton1-in-2October Monthly System Peak DayAll7 | 0.35191 | 0.35191 | 60.4861 | 0 | 0 | 0 | 0 | 0 | 4789 | Non-Residential | caiso
Average Per Premise | 1-in-2 | October Monthly System Peak Day | All | 7 | Average Per Premise1-in-2October Monthly System Peak DayAll7 | 3.2286 | 3.2286 | 60.4861 | 0 | 0 | 0 | 0 | 0 | 4789 | Non-Residential | caiso
Average Per Device | 1-in-2 | October Monthly System Peak Day | All | 7 | Average Per Device1-in-2October Monthly System Peak DayAll7 | 1.3656 | 1.3656 | 60.4861 | 0 | 0 | 0 | 0 | 0 | 4789 | Non-Residential | caiso
Aggregate | 1-in-2 | October Monthly System Peak Day | All | 7 | Aggregate1-in-2October Monthly System Peak DayAll7 | 15.4619 | 15.4619 | 60.4861 | 0 | 0 | 0 | 0 | 0 | 4789 | Non-Residential | caiso
Average Per Ton | 1-in-2 | September Monthly System Peak Day | 30% Cycling | 7 | Average Per Ton1-in-2September Monthly System Peak Day30% Cycling7 | 0.42527 | 0.42527 | 69.0357 | 0 | 0 | 0 | 0 | 0 | 1337 | Non-Residential | caiso
Average Per Premise | 1-in-2 | September Monthly System Peak Day | 30% Cycling | 7 | Average Per Premise1-in-2September Monthly System Peak Day30% Cycling7 | 4.5119 | 4.5119 | 69.0357 | 0 | 0 | 0 | 0 | 0 | 1337 | Non-Residential | caiso
Average Per Device | 1-in-2 | September Monthly System Peak Day | 30% Cycling | 7 | Average Per Device1-in-2September Monthly System Peak Day30% Cycling7 | 1.6523 | 1.6523 | 69.0357 | 0 | 0 | 0 | 0 | 0 | 1337 | Non-Residential | caiso
Aggregate | 1-in-2 | September Monthly System Peak Day | 30% Cycling | 7 | Aggregate1-in-2September Monthly System Peak Day30% Cycling7 | 6.0325 | 6.0325 | 69.0357 | 0 | 0 | 0 | 0 | 0 | 1337 | Non-Residential | caiso
Average Per Ton | 1-in-2 | September Monthly System Peak Day | 50% Cycling | 7 | Average Per Ton1-in-2September Monthly System Peak Day50% Cycling7 | 0.41556 | 0.41556 | 69.1297 | 0 | 0 | 0 | 0 | 0 | 3452 | Non-Residential | caiso
Average Per Premise | 1-in-2 | September Monthly System Peak Day | 50% Cycling | 7 | Average Per Premise1-in-2September Monthly System Peak Day50% Cycling7 | 3.5815 | 3.5815 | 69.1297 | 0 | 0 | 0 | 0 | 0 | 3452 | Non-Residential | caiso
Average Per Device | 1-in-2 | September Monthly System Peak Day | 50% Cycling | 7 | Average Per Device1-in-2September Monthly System Peak Day50% Cycling7 | 1.6117 | 1.6117 | 69.1297 | 0 | 0 | 0 | 0 | 0 | 3452 | Non-Residential | caiso
Aggregate | 1-in-2 | September Monthly System Peak Day | 50% Cycling | 7 | Aggregate1-in-2September Monthly System Peak Day50% Cycling7 | 12.3635 | 12.3635 | 69.1297 | 0 | 0 | 0 | 0 | 0 | 3452 | Non-Residential | caiso
Average Per Ton | 1-in-2 | September Monthly System Peak Day | All | 7 | Average Per Ton1-in-2September Monthly System Peak DayAll7 | 0.41827 | 0.41827 | 69.1034 | 0 | 0 | 0 | 0 | 0 | 4789 | Non-Residential | caiso
Average Per Premise | 1-in-2 | September Monthly System Peak Day | All | 7 | Average Per Premise1-in-2September Monthly System Peak DayAll7 | 3.8374 | 3.8374 | 69.1034 | 0 | 0 | 0 | 0 | 0 | 4789 | Non-Residential | caiso
Average Per Device | 1-in-2 | September Monthly System Peak Day | All | 7 | Average Per Device1-in-2September Monthly System Peak DayAll7 | 1.6232 | 1.6232 | 69.1034 | 0 | 0 | 0 | 0 | 0 | 4789 | Non-Residential | caiso
Aggregate | 1-in-2 | September Monthly System Peak Day | All | 7 | Aggregate1-in-2September Monthly System Peak DayAll7 | 18.3773 | 18.3773 | 69.1034 | 0 | 0 | 0 | 0 | 0 | 4789 | Non-Residential | caiso
Average Per Ton | 1-in-2 | August Monthly System Peak Day | 30% Cycling | 8 | Average Per Ton1-in-2August Monthly System Peak Day30% Cycling8 | 0.51014 | 0.51014 | 69.5876 | 0 | 0 | 0 | 0 | 0 | 1337 | Non-Residential | caiso
Average Per Premise | 1-in-2 | August Monthly System Peak Day | 30% Cycling | 8 | Average Per Premise1-in-2August Monthly System Peak Day30% Cycling8 | 5.4124 | 5.4124 | 69.5876 | 0 | 0 | 0 | 0 | 0 | 1337 | Non-Residential | caiso
Average Per Device | 1-in-2 | August Monthly System Peak Day | 30% Cycling | 8 | Average Per Device1-in-2August Monthly System Peak Day30% Cycling8 | 1.982 | 1.982 | 69.5876 | 0 | 0 | 0 | 0 | 0 | 1337 | Non-Residential | caiso
Aggregate | 1-in-2 | August Monthly System Peak Day | 30% Cycling | 8 | Aggregate1-in-2August Monthly System Peak Day30% Cycling8 | 7.2364 | 7.2364 | 69.5876 | 0 | 0 | 0 | 0 | 0 | 1337 | Non-Residential | caiso
Average Per Ton | 1-in-2 | August Monthly System Peak Day | 50% Cycling | 8 | Average Per Ton1-in-2August Monthly System Peak Day50% Cycling8 | 0.51804 | 0.51804 | 69.6164 | 0 | 0 | 0 | 0 | 0 | 3452 | Non-Residential | caiso
Average Per Premise | 1-in-2 | August Monthly System Peak Day | 50% Cycling | 8 | Average Per Premise1-in-2August Monthly System Peak Day50% Cycling8 | 4.4648 | 4.4648 | 69.6164 | 0 | 0 | 0 | 0 | 0 | 3452 | Non-Residential | caiso
Average Per Device | 1-in-2 | August Monthly System Peak Day | 50% Cycling | 8 | Average Per Device1-in-2August Monthly System Peak Day50% Cycling8 | 2.0092 | 2.0092 | 69.6164 | 0 | 0 | 0 | 0 | 0 | 3452 | Non-Residential | caiso
Aggregate | 1-in-2 | August Monthly System Peak Day | 50% Cycling | 8 | Aggregate1-in-2August Monthly System Peak Day50% Cycling8 | 15.4125 | 15.4125 | 69.6164 | 0 | 0 | 0 | 0 | 0 | 3452 | Non-Residential | caiso
Average Per Ton | 1-in-2 | August Monthly System Peak Day | All | 8 | Average Per Ton1-in-2August Monthly System Peak DayAll8 | 0.51583 | 0.51583 | 69.6084 | 0 | 0 | 0 | 0 | 0 | 4789 | Non-Residential | caiso
Average Per Premise | 1-in-2 | August Monthly System Peak Day | All | 8 | Average Per Premise1-in-2August Monthly System Peak DayAll8 | 4.7325 | 4.7325 | 69.6084 | 0 | 0 | 0 | 0 | 0 | 4789 | Non-Residential | caiso
Average Per Device | 1-in-2 | August Monthly System Peak Day | All | 8 | Average Per Device1-in-2August Monthly System Peak DayAll8 | 2.0018 | 2.0018 | 69.6084 | 0 | 0 | 0 | 0 | 0 | 4789 | Non-Residential | caiso
Aggregate | 1-in-2 | August Monthly System Peak Day | All | 8 | Aggregate1-in-2August Monthly System Peak DayAll8 | 22.6641 | 22.6641 | 69.6084 | 0 | 0 | 0 | 0 | 0 | 4789 | Non-Residential | caiso
Average Per Ton | 1-in-2 | August Typical Event Day | 30% Cycling | 8 | Average Per Ton1-in-2August Typical Event Day30% Cycling8 | 0.4629 | 0.4629 | 68.2852 | 0 | 0 | 0 | 0 | 0 | 1337 | Non-Residential | caiso
Average Per Premise | 1-in-2 | August Typical Event Day | 30% Cycling | 8 | Average Per Premise1-in-2August Typical Event Day30% Cycling8 | 4.9112 | 4.9112 | 68.2852 | 0 | 0 | 0 | 0 | 0 | 1337 | Non-Residential | caiso
Average Per Device | 1-in-2 | August Typical Event Day | 30% Cycling | 8 | Average Per Device1-in-2August Typical Event Day30% Cycling8 | 1.7985 | 1.7985 | 68.2852 | 0 | 0 | 0 | 0 | 0 | 1337 | Non-Residential | caiso
Aggregate | 1-in-2 | August Typical Event Day | 30% Cycling | 8 | Aggregate1-in-2August Typical Event Day30% Cycling8 | 6.5663 | 6.5663 | 68.2852 | 0 | 0 | 0 | 0 | 0 | 1337 | Non-Residential | caiso
Average Per Ton | 1-in-2 | August Typical Event Day | 50% Cycling | 8 | Average Per Ton1-in-2August Typical Event Day50% Cycling8 | 0.49794 | 0.49794 | 68.2146 | 0 | 0 | 0 | 0 | 0 | 3452 | Non-Residential | caiso
Average Per Premise | 1-in-2 | August Typical Event Day | 50% Cycling | 8 | Average Per Premise1-in-2August Typical Event Day50% Cycling8 | 4.2916 | 4.2916 | 68.2146 | 0 | 0 | 0 | 0 | 0 | 3452 | Non-Residential | caiso
Average Per Device | 1-in-2 | August Typical Event Day | 50% Cycling | 8 | Average Per Device1-in-2August Typical Event Day50% Cycling8 | 1.9312 | 1.9312 | 68.2146 | 0 | 0 | 0 | 0 | 0 | 3452 | Non-Residential | caiso
Aggregate | 1-in-2 | August Typical Event Day | 50% Cycling | 8 | Aggregate1-in-2August Typical Event Day50% Cycling8 | 14.8146 | 14.8146 | 68.2146 | 0 | 0 | 0 | 0 | 0 | 3452 | Non-Residential | caiso
Average Per Ton | 1-in-2 | August Typical Event Day | All | 8 | Average Per Ton1-in-2August Typical Event DayAll8 | 0.48816 | 0.48816 | 68.2343 | 0 | 0 | 0 | 0 | 0 | 4789 | Non-Residential | caiso
Average Per Premise | 1-in-2 | August Typical Event Day | All | 8 | Average Per Premise1-in-2August Typical Event DayAll8 | 4.4786 | 4.4786 | 68.2343 | 0 | 0 | 0 | 0 | 0 | 4789 | Non-Residential | caiso
Average Per Device | 1-in-2 | August Typical Event Day | All | 8 | Average Per Device1-in-2August Typical Event DayAll8 | 1.8944 | 1.8944 | 68.2343 | 0 | 0 | 0 | 0 | 0 | 4789 | Non-Residential | caiso
Aggregate | 1-in-2 | August Typical Event Day | All | 8 | Aggregate1-in-2August Typical Event DayAll8 | 21.4481 | 21.4481 | 68.2343 | 0 | 0 | 0 | 0 | 0 | 4789 | Non-Residential | caiso
Average Per Ton | 1-in-2 | July Monthly System Peak Day | 30% Cycling | 8 | Average Per Ton1-in-2July Monthly System Peak Day30% Cycling8 | 0.43372 | 0.43372 | 68.1228 | 0 | 0 | 0 | 0 | 0 | 1337 | Non-Residential | caiso
Average Per Premise | 1-in-2 | July Monthly System Peak Day | 30% Cycling | 8 | Average Per Premise1-in-2July Monthly System Peak Day30% Cycling8 | 4.6016 | 4.6016 | 68.1228 | 0 | 0 | 0 | 0 | 0 | 1337 | Non-Residential | caiso
Average Per Device | 1-in-2 | July Monthly System Peak Day | 30% Cycling | 8 | Average Per Device1-in-2July Monthly System Peak Day30% Cycling8 | 1.6851 | 1.6851 | 68.1228 | 0 | 0 | 0 | 0 | 0 | 1337 | Non-Residential | caiso
Aggregate | 1-in-2 | July Monthly System Peak Day | 30% Cycling | 8 | Aggregate1-in-2July Monthly System Peak Day30% Cycling8 | 6.1523 | 6.1523 | 68.1228 | 0 | 0 | 0 | 0 | 0 | 1337 | Non-Residential | caiso
Average Per Ton | 1-in-2 | July Monthly System Peak Day | 50% Cycling | 8 | Average Per Ton1-in-2July Monthly System Peak Day50% Cycling8 | 0.48613 | 0.48613 | 67.9988 | 0 | 0 | 0 | 0 | 0 | 3452 | Non-Residential | caiso
Average Per Premise | 1-in-2 | July Monthly System Peak Day | 50% Cycling | 8 | Average Per Premise1-in-2July Monthly System Peak Day50% Cycling8 | 4.1898 | 4.1898 | 67.9988 | 0 | 0 | 0 | 0 | 0 | 3452 | Non-Residential | caiso
Average Per Device | 1-in-2 | July Monthly System Peak Day | 50% Cycling | 8 | Average Per Device1-in-2July Monthly System Peak Day50% Cycling8 | 1.8854 | 1.8854 | 67.9988 | 0 | 0 | 0 | 0 | 0 | 3452 | Non-Residential | caiso
Aggregate | 1-in-2 | July Monthly System Peak Day | 50% Cycling | 8 | Aggregate1-in-2July Monthly System Peak Day50% Cycling8 | 14.4632 | 14.4632 | 67.9988 | 0 | 0 | 0 | 0 | 0 | 3452 | Non-Residential | caiso
Average Per Ton | 1-in-2 | July Monthly System Peak Day | All | 8 | Average Per Ton1-in-2July Monthly System Peak DayAll8 | 0.4715 | 0.4715 | 68.0335 | 0 | 0 | 0 | 0 | 0 | 4789 | Non-Residential | caiso
Average Per Premise | 1-in-2 | July Monthly System Peak Day | All | 8 | Average Per Premise1-in-2July Monthly System Peak DayAll8 | 4.3258 | 4.3258 | 68.0335 | 0 | 0 | 0 | 0 | 0 | 4789 | Non-Residential | caiso
Average Per Device | 1-in-2 | July Monthly System Peak Day | All | 8 | Average Per Device1-in-2July Monthly System Peak DayAll8 | 1.8297 | 1.8297 | 68.0335 | 0 | 0 | 0 | 0 | 0 | 4789 | Non-Residential | caiso
Aggregate | 1-in-2 | July Monthly System Peak Day | All | 8 | Aggregate1-in-2July Monthly System Peak DayAll8 | 20.7161 | 20.7161 | 68.0335 | 0 | 0 | 0 | 0 | 0 | 4789 | Non-Residential | caiso
Average Per Ton | 1-in-2 | June Monthly System Peak Day | 30% Cycling | 8 | Average Per Ton1-in-2June Monthly System Peak Day30% Cycling8 | 0.38829 | 0.38829 | 65.3352 | 0 | 0 | 0 | 0 | 0 | 1337 | Non-Residential | caiso
Average Per Premise | 1-in-2 | June Monthly System Peak Day | 30% Cycling | 8 | Average Per Premise1-in-2June Monthly System Peak Day30% Cycling8 | 4.1196 | 4.1196 | 65.3352 | 0 | 0 | 0 | 0 | 0 | 1337 | Non-Residential | caiso
Average Per Device | 1-in-2 | June Monthly System Peak Day | 30% Cycling | 8 | Average Per Device1-in-2June Monthly System Peak Day30% Cycling8 | 1.5086 | 1.5086 | 65.3352 | 0 | 0 | 0 | 0 | 0 | 1337 | Non-Residential | caiso
Aggregate | 1-in-2 | June Monthly System Peak Day | 30% Cycling | 8 | Aggregate1-in-2June Monthly System Peak Day30% Cycling8 | 5.5079 | 5.5079 | 65.3352 | 0 | 0 | 0 | 0 | 0 | 1337 | Non-Residential | caiso
Average Per Ton | 1-in-2 | June Monthly System Peak Day | 50% Cycling | 8 | Average Per Ton1-in-2June Monthly System Peak Day50% Cycling8 | 0.46629 | 0.46629 | 65.1166 | 0 | 0 | 0 | 0 | 0 | 3452 | Non-Residential | caiso
Average Per Premise | 1-in-2 | June Monthly System Peak Day | 50% Cycling | 8 | Average Per Premise1-in-2June Monthly System Peak Day50% Cycling8 | 4.0188 | 4.0188 | 65.1166 | 0 | 0 | 0 | 0 | 0 | 3452 | Non-Residential | caiso
Average Per Device | 1-in-2 | June Monthly System Peak Day | 50% Cycling | 8 | Average Per Device1-in-2June Monthly System Peak Day50% Cycling8 | 1.8085 | 1.8085 | 65.1166 | 0 | 0 | 0 | 0 | 0 | 3452 | Non-Residential | caiso
Aggregate | 1-in-2 | June Monthly System Peak Day | 50% Cycling | 8 | Aggregate1-in-2June Monthly System Peak Day50% Cycling8 | 13.8728 | 13.8729 | 65.1166 | 0 | 0 | 0 | 0 | 0 | 3452 | Non-Residential | caiso
Average Per Ton | 1-in-2 | June Monthly System Peak Day | All | 8 | Average Per Ton1-in-2June Monthly System Peak DayAll8 | 0.44451 | 0.44451 | 65.1776 | 0 | 0 | 0 | 0 | 0 | 4789 | Non-Residential | caiso
Average Per Premise | 1-in-2 | June Monthly System Peak Day | All | 8 | Average Per Premise1-in-2June Monthly System Peak DayAll8 | 4.0782 | 4.0782 | 65.1776 | 0 | 0 | 0 | 0 | 0 | 4789 | Non-Residential | caiso
Average Per Device | 1-in-2 | June Monthly System Peak Day | All | 8 | Average Per Device1-in-2June Monthly System Peak DayAll8 | 1.725 | 1.725 | 65.1776 | 0 | 0 | 0 | 0 | 0 | 4789 | Non-Residential | caiso
Aggregate | 1-in-2 | June Monthly System Peak Day | All | 8 | Aggregate1-in-2June Monthly System Peak DayAll8 | 19.5303 | 19.5303 | 65.1776 | 0 | 0 | 0 | 0 | 0 | 4789 | Non-Residential | caiso
Average Per Ton | 1-in-2 | May Monthly System Peak Day | 30% Cycling | 8 | Average Per Ton1-in-2May Monthly System Peak Day30% Cycling8 | 0.32215 | 0.32215 | 61.1867 | 0 | 0 | 0 | 0 | 0 | 1337 | Non-Residential | caiso
Average Per Premise | 1-in-2 | May Monthly System Peak Day | 30% Cycling | 8 | Average Per Premise1-in-2May Monthly System Peak Day30% Cycling8 | 3.4178 | 3.4178 | 61.1867 | 0 | 0 | 0 | 0 | 0 | 1337 | Non-Residential | caiso
Average Per Device | 1-in-2 | May Monthly System Peak Day | 30% Cycling | 8 | Average Per Device1-in-2May Monthly System Peak Day30% Cycling8 | 1.2516 | 1.2516 | 61.1867 | 0 | 0 | 0 | 0 | 0 | 1337 | Non-Residential | caiso
Aggregate | 1-in-2 | May Monthly System Peak Day | 30% Cycling | 8 | Aggregate1-in-2May Monthly System Peak Day30% Cycling8 | 4.5697 | 4.5697 | 61.1867 | 0 | 0 | 0 | 0 | 0 | 1337 | Non-Residential | caiso
Average Per Ton | 1-in-2 | May Monthly System Peak Day | 50% Cycling | 8 | Average Per Ton1-in-2May Monthly System Peak Day50% Cycling8 | 0.43706 | 0.43706 | 61.2481 | 0 | 0 | 0 | 0 | 0 | 3452 | Non-Residential | caiso
Average Per Premise | 1-in-2 | May Monthly System Peak Day | 50% Cycling | 8 | Average Per Premise1-in-2May Monthly System Peak Day50% Cycling8 | 3.7669 | 3.7669 | 61.2481 | 0 | 0 | 0 | 0 | 0 | 3452 | Non-Residential | caiso
Average Per Device | 1-in-2 | May Monthly System Peak Day | 50% Cycling | 8 | Average Per Device1-in-2May Monthly System Peak Day50% Cycling8 | 1.6951 | 1.6951 | 61.2481 | 0 | 0 | 0 | 0 | 0 | 3452 | Non-Residential | caiso
Aggregate | 1-in-2 | May Monthly System Peak Day | 50% Cycling | 8 | Aggregate1-in-2May Monthly System Peak Day50% Cycling8 | 13.0033 | 13.0033 | 61.2481 | 0 | 0 | 0 | 0 | 0 | 3452 | Non-Residential | caiso
Average Per Ton | 1-in-2 | May Monthly System Peak Day | All | 8 | Average Per Ton1-in-2May Monthly System Peak DayAll8 | 0.40498 | 0.40498 | 61.2309 | 0 | 0 | 0 | 0 | 0 | 4789 | Non-Residential | caiso
Average Per Premise | 1-in-2 | May Monthly System Peak Day | All | 8 | Average Per Premise1-in-2May Monthly System Peak DayAll8 | 3.7155 | 3.7155 | 61.2309 | 0 | 0 | 0 | 0 | 0 | 4789 | Non-Residential | caiso
Average Per Device | 1-in-2 | May Monthly System Peak Day | All | 8 | Average Per Device1-in-2May Monthly System Peak DayAll8 | 1.5716 | 1.5716 | 61.2309 | 0 | 0 | 0 | 0 | 0 | 4789 | Non-Residential | caiso
Aggregate | 1-in-2 | May Monthly System Peak Day | All | 8 | Aggregate1-in-2May Monthly System Peak DayAll8 | 17.7933 | 17.7933 | 61.2309 | 0 | 0 | 0 | 0 | 0 | 4789 | Non-Residential | caiso
Average Per Ton | 1-in-2 | October Monthly System Peak Day | 30% Cycling | 8 | Average Per Ton1-in-2October Monthly System Peak Day30% Cycling8 | 0.37683 | 0.37683 | 61.0196 | 0 | 0 | 0 | 0 | 0 | 1337 | Non-Residential | caiso
Average Per Premise | 1-in-2 | October Monthly System Peak Day | 30% Cycling | 8 | Average Per Premise1-in-2October Monthly System Peak Day30% Cycling8 | 3.998 | 3.998 | 61.0196 | 0 | 0 | 0 | 0 | 0 | 1337 | Non-Residential | caiso
Average Per Device | 1-in-2 | October Monthly System Peak Day | 30% Cycling | 8 | Average Per Device1-in-2October Monthly System Peak Day30% Cycling8 | 1.4641 | 1.4641 | 61.0196 | 0 | 0 | 0 | 0 | 0 | 1337 | Non-Residential | caiso
Aggregate | 1-in-2 | October Monthly System Peak Day | 30% Cycling | 8 | Aggregate1-in-2October Monthly System Peak Day30% Cycling8 | 5.3453 | 5.3453 | 61.0196 | 0 | 0 | 0 | 0 | 0 | 1337 | Non-Residential | caiso
Average Per Ton | 1-in-2 | October Monthly System Peak Day | 50% Cycling | 8 | Average Per Ton1-in-2October Monthly System Peak Day50% Cycling8 | 0.46256 | 0.46256 | 61.2726 | 0 | 0 | 0 | 0 | 0 | 3452 | Non-Residential | caiso
Average Per Premise | 1-in-2 | October Monthly System Peak Day | 50% Cycling | 8 | Average Per Premise1-in-2October Monthly System Peak Day50% Cycling8 | 3.9866 | 3.9866 | 61.2726 | 0 | 0 | 0 | 0 | 0 | 3452 | Non-Residential | caiso
Average Per Device | 1-in-2 | October Monthly System Peak Day | 50% Cycling | 8 | Average Per Device1-in-2October Monthly System Peak Day50% Cycling8 | 1.794 | 1.794 | 61.2726 | 0 | 0 | 0 | 0 | 0 | 3452 | Non-Residential | caiso
Aggregate | 1-in-2 | October Monthly System Peak Day | 50% Cycling | 8 | Aggregate1-in-2October Monthly System Peak Day50% Cycling8 | 13.7619 | 13.7619 | 61.2726 | 0 | 0 | 0 | 0 | 0 | 3452 | Non-Residential | caiso
Average Per Ton | 1-in-2 | October Monthly System Peak Day | All | 8 | Average Per Ton1-in-2October Monthly System Peak DayAll8 | 0.43862 | 0.43862 | 61.202 | 0 | 0 | 0 | 0 | 0 | 4789 | Non-Residential | caiso
Average Per Premise | 1-in-2 | October Monthly System Peak Day | All | 8 | Average Per Premise1-in-2October Monthly System Peak DayAll8 | 4.0241 | 4.0241 | 61.202 | 0 | 0 | 0 | 0 | 0 | 4789 | Non-Residential | caiso
Average Per Device | 1-in-2 | October Monthly System Peak Day | All | 8 | Average Per Device1-in-2October Monthly System Peak DayAll8 | 1.7021 | 1.7021 | 61.202 | 0 | 0 | 0 | 0 | 0 | 4789 | Non-Residential | caiso
Aggregate | 1-in-2 | October Monthly System Peak Day | All | 8 | Aggregate1-in-2October Monthly System Peak DayAll8 | 19.2717 | 19.2717 | 61.202 | 0 | 0 | 0 | 0 | 0 | 4789 | Non-Residential | caiso
Average Per Ton | 1-in-2 | September Monthly System Peak Day | 30% Cycling | 8 | Average Per Ton1-in-2September Monthly System Peak Day30% Cycling8 | 0.51946 | 0.51946 | 70.0952 | 0 | 0 | 0 | 0 | 0 | 1337 | Non-Residential | caiso
Average Per Premise | 1-in-2 | September Monthly System Peak Day | 30% Cycling | 8 | Average Per Premise1-in-2September Monthly System Peak Day30% Cycling8 | 5.5113 | 5.5113 | 70.0952 | 0 | 0 | 0 | 0 | 0 | 1337 | Non-Residential | caiso
Average Per Device | 1-in-2 | September Monthly System Peak Day | 30% Cycling | 8 | Average Per Device1-in-2September Monthly System Peak Day30% Cycling8 | 2.0182 | 2.0182 | 70.0952 | 0 | 0 | 0 | 0 | 0 | 1337 | Non-Residential | caiso
Aggregate | 1-in-2 | September Monthly System Peak Day | 30% Cycling | 8 | Aggregate1-in-2September Monthly System Peak Day30% Cycling8 | 7.3686 | 7.3686 | 70.0952 | 0 | 0 | 0 | 0 | 0 | 1337 | Non-Residential | caiso
Average Per Ton | 1-in-2 | September Monthly System Peak Day | 50% Cycling | 8 | Average Per Ton1-in-2September Monthly System Peak Day50% Cycling8 | 0.5213 | 0.5213 | 70.1266 | 0 | 0 | 0 | 0 | 0 | 3452 | Non-Residential | caiso
Average Per Premise | 1-in-2 | September Monthly System Peak Day | 50% Cycling | 8 | Average Per Premise1-in-2September Monthly System Peak Day50% Cycling8 | 4.493 | 4.493 | 70.1266 | 0 | 0 | 0 | 0 | 0 | 3452 | Non-Residential | caiso
Average Per Device | 1-in-2 | September Monthly System Peak Day | 50% Cycling | 8 | Average Per Device1-in-2September Monthly System Peak Day50% Cycling8 | 2.0219 | 2.0219 | 70.1266 | 0 | 0 | 0 | 0 | 0 | 3452 | Non-Residential | caiso
Aggregate | 1-in-2 | September Monthly System Peak Day | 50% Cycling | 8 | Aggregate1-in-2September Monthly System Peak Day50% Cycling8 | 15.5097 | 15.5097 | 70.1266 | 0 | 0 | 0 | 0 | 0 | 3452 | Non-Residential | caiso
Average Per Ton | 1-in-2 | September Monthly System Peak Day | All | 8 | Average Per Ton1-in-2September Monthly System Peak DayAll8 | 0.52079 | 0.52079 | 70.1178 | 0 | 0 | 0 | 0 | 0 | 4789 | Non-Residential | caiso
Average Per Premise | 1-in-2 | September Monthly System Peak Day | All | 8 | Average Per Premise1-in-2September Monthly System Peak DayAll8 | 4.778 | 4.778 | 70.1178 | 0 | 0 | 0 | 0 | 0 | 4789 | Non-Residential | caiso
Average Per Device | 1-in-2 | September Monthly System Peak Day | All | 8 | Average Per Device1-in-2September Monthly System Peak DayAll8 | 2.021 | 2.021 | 70.1178 | 0 | 0 | 0 | 0 | 0 | 4789 | Non-Residential | caiso
Aggregate | 1-in-2 | September Monthly System Peak Day | All | 8 | Aggregate1-in-2September Monthly System Peak DayAll8 | 22.8818 | 22.8818 | 70.1178 | 0 | 0 | 0 | 0 | 0 | 4789 | Non-Residential | caiso
Average Per Ton | 1-in-2 | August Monthly System Peak Day | 30% Cycling | 9 | Average Per Ton1-in-2August Monthly System Peak Day30% Cycling9 | 0.66627 | 0.66627 | 74.4004 | 0 | 0 | 0 | 0 | 0 | 1337 | Non-Residential | caiso
Average Per Premise | 1-in-2 | August Monthly System Peak Day | 30% Cycling | 9 | Average Per Premise1-in-2August Monthly System Peak Day30% Cycling9 | 7.0688 | 7.0688 | 74.4004 | 0 | 0 | 0 | 0 | 0 | 1337 | Non-Residential | caiso
Average Per Device | 1-in-2 | August Monthly System Peak Day | 30% Cycling | 9 | Average Per Device1-in-2August Monthly System Peak Day30% Cycling9 | 2.5886 | 2.5886 | 74.4004 | 0 | 0 | 0 | 0 | 0 | 1337 | Non-Residential | caiso
Aggregate | 1-in-2 | August Monthly System Peak Day | 30% Cycling | 9 | Aggregate1-in-2August Monthly System Peak Day30% Cycling9 | 9.451 | 9.451 | 74.4004 | 0 | 0 | 0 | 0 | 0 | 1337 | Non-Residential | caiso
Average Per Ton | 1-in-2 | August Monthly System Peak Day | 50% Cycling | 9 | Average Per Ton1-in-2August Monthly System Peak Day50% Cycling9 | 0.66771 | 0.66771 | 74.1211 | 0 | 0 | 0 | 0 | 0 | 3452 | Non-Residential | caiso
Average Per Premise | 1-in-2 | August Monthly System Peak Day | 50% Cycling | 9 | Average Per Premise1-in-2August Monthly System Peak Day50% Cycling9 | 5.7548 | 5.7548 | 74.1211 | 0 | 0 | 0 | 0 | 0 | 3452 | Non-Residential | caiso
Average Per Device | 1-in-2 | August Monthly System Peak Day | 50% Cycling | 9 | Average Per Device1-in-2August Monthly System Peak Day50% Cycling9 | 2.5897 | 2.5897 | 74.1211 | 0 | 0 | 0 | 0 | 0 | 3452 | Non-Residential | caiso
Aggregate | 1-in-2 | August Monthly System Peak Day | 50% Cycling | 9 | Aggregate1-in-2August Monthly System Peak Day50% Cycling9 | 19.8655 | 19.8655 | 74.1211 | 0 | 0 | 0 | 0 | 0 | 3452 | Non-Residential | caiso
Average Per Ton | 1-in-2 | August Monthly System Peak Day | All | 9 | Average Per Ton1-in-2August Monthly System Peak DayAll9 | 0.66731 | 0.66731 | 74.1991 | 0 | 0 | 0 | 0 | 0 | 4789 | Non-Residential | caiso
Average Per Premise | 1-in-2 | August Monthly System Peak Day | All | 9 | Average Per Premise1-in-2August Monthly System Peak DayAll9 | 6.1222 | 6.1222 | 74.1991 | 0 | 0 | 0 | 0 | 0 | 4789 | Non-Residential | caiso
Average Per Device | 1-in-2 | August Monthly System Peak Day | All | 9 | Average Per Device1-in-2August Monthly System Peak DayAll9 | 2.5896 | 2.5896 | 74.1991 | 0 | 0 | 0 | 0 | 0 | 4789 | Non-Residential | caiso
Aggregate | 1-in-2 | August Monthly System Peak Day | All | 9 | Aggregate1-in-2August Monthly System Peak DayAll9 | 29.3193 | 29.3193 | 74.1991 | 0 | 0 | 0 | 0 | 0 | 4789 | Non-Residential | caiso
Average Per Ton | 1-in-2 | August Typical Event Day | 30% Cycling | 9 | Average Per Ton1-in-2August Typical Event Day30% Cycling9 | 0.60457 | 0.60457 | 71.4954 | 0 | 0 | 0 | 0 | 0 | 1337 | Non-Residential | caiso
Average Per Premise | 1-in-2 | August Typical Event Day | 30% Cycling | 9 | Average Per Premise1-in-2August Typical Event Day30% Cycling9 | 6.4142 | 6.4142 | 71.4954 | 0 | 0 | 0 | 0 | 0 | 1337 | Non-Residential | caiso
Average Per Device | 1-in-2 | August Typical Event Day | 30% Cycling | 9 | Average Per Device1-in-2August Typical Event Day30% Cycling9 | 2.3489 | 2.3489 | 71.4954 | 0 | 0 | 0 | 0 | 0 | 1337 | Non-Residential | caiso
Aggregate | 1-in-2 | August Typical Event Day | 30% Cycling | 9 | Aggregate1-in-2August Typical Event Day30% Cycling9 | 8.5758 | 8.5758 | 71.4954 | 0 | 0 | 0 | 0 | 0 | 1337 | Non-Residential | caiso
Average Per Ton | 1-in-2 | August Typical Event Day | 50% Cycling | 9 | Average Per Ton1-in-2August Typical Event Day50% Cycling9 | 0.6418 | 0.6418 | 71.2062 | 0 | 0 | 0 | 0 | 0 | 3452 | Non-Residential | caiso
Average Per Premise | 1-in-2 | August Typical Event Day | 50% Cycling | 9 | Average Per Premise1-in-2August Typical Event Day50% Cycling9 | 5.5315 | 5.5315 | 71.2062 | 0 | 0 | 0 | 0 | 0 | 3452 | Non-Residential | caiso
Average Per Device | 1-in-2 | August Typical Event Day | 50% Cycling | 9 | Average Per Device1-in-2August Typical Event Day50% Cycling9 | 2.4892 | 2.4892 | 71.2062 | 0 | 0 | 0 | 0 | 0 | 3452 | Non-Residential | caiso
Aggregate | 1-in-2 | August Typical Event Day | 50% Cycling | 9 | Aggregate1-in-2August Typical Event Day50% Cycling9 | 19.0948 | 19.0948 | 71.2062 | 0 | 0 | 0 | 0 | 0 | 3452 | Non-Residential | caiso
Average Per Ton | 1-in-2 | August Typical Event Day | All | 9 | Average Per Ton1-in-2August Typical Event DayAll9 | 0.63141 | 0.63141 | 71.287 | 0 | 0 | 0 | 0 | 0 | 4789 | Non-Residential | caiso
Average Per Premise | 1-in-2 | August Typical Event Day | All | 9 | Average Per Premise1-in-2August Typical Event DayAll9 | 5.7929 | 5.7929 | 71.287 | 0 | 0 | 0 | 0 | 0 | 4789 | Non-Residential | caiso
Average Per Device | 1-in-2 | August Typical Event Day | All | 9 | Average Per Device1-in-2August Typical Event DayAll9 | 2.4503 | 2.4503 | 71.287 | 0 | 0 | 0 | 0 | 0 | 4789 | Non-Residential | caiso
Aggregate | 1-in-2 | August Typical Event Day | All | 9 | Aggregate1-in-2August Typical Event DayAll9 | 27.742 | 27.742 | 71.287 | 0 | 0 | 0 | 0 | 0 | 4789 | Non-Residential | caiso
Average Per Ton | 1-in-2 | July Monthly System Peak Day | 30% Cycling | 9 | Average Per Ton1-in-2July Monthly System Peak Day30% Cycling9 | 0.56646 | 0.56646 | 70.7042 | 0 | 0 | 0 | 0 | 0 | 1337 | Non-Residential | caiso
Average Per Premise | 1-in-2 | July Monthly System Peak Day | 30% Cycling | 9 | Average Per Premise1-in-2July Monthly System Peak Day30% Cycling9 | 6.0099 | 6.0099 | 70.7042 | 0 | 0 | 0 | 0 | 0 | 1337 | Non-Residential | caiso
Average Per Device | 1-in-2 | July Monthly System Peak Day | 30% Cycling | 9 | Average Per Device1-in-2July Monthly System Peak Day30% Cycling9 | 2.2008 | 2.2008 | 70.7042 | 0 | 0 | 0 | 0 | 0 | 1337 | Non-Residential | caiso
Aggregate | 1-in-2 | July Monthly System Peak Day | 30% Cycling | 9 | Aggregate1-in-2July Monthly System Peak Day30% Cycling9 | 8.0352 | 8.0352 | 70.7042 | 0 | 0 | 0 | 0 | 0 | 1337 | Non-Residential | caiso
Average Per Ton | 1-in-2 | July Monthly System Peak Day | 50% Cycling | 9 | Average Per Ton1-in-2July Monthly System Peak Day50% Cycling9 | 0.62658 | 0.62658 | 70.3604 | 0 | 0 | 0 | 0 | 0 | 3452 | Non-Residential | caiso
Average Per Premise | 1-in-2 | July Monthly System Peak Day | 50% Cycling | 9 | Average Per Premise1-in-2July Monthly System Peak Day50% Cycling9 | 5.4003 | 5.4003 | 70.3604 | 0 | 0 | 0 | 0 | 0 | 3452 | Non-Residential | caiso
Average Per Device | 1-in-2 | July Monthly System Peak Day | 50% Cycling | 9 | Average Per Device1-in-2July Monthly System Peak Day50% Cycling9 | 2.4302 | 2.4302 | 70.3604 | 0 | 0 | 0 | 0 | 0 | 3452 | Non-Residential | caiso
Aggregate | 1-in-2 | July Monthly System Peak Day | 50% Cycling | 9 | Aggregate1-in-2July Monthly System Peak Day50% Cycling9 | 18.6419 | 18.6419 | 70.3604 | 0 | 0 | 0 | 0 | 0 | 3452 | Non-Residential | caiso
Average Per Ton | 1-in-2 | July Monthly System Peak Day | All | 9 | Average Per Ton1-in-2July Monthly System Peak DayAll9 | 0.6098 | 0.6098 | 70.4564 | 0 | 0 | 0 | 0 | 0 | 4789 | Non-Residential | caiso
Average Per Premise | 1-in-2 | July Monthly System Peak Day | All | 9 | Average Per Premise1-in-2July Monthly System Peak DayAll9 | 5.5946 | 5.5946 | 70.4564 | 0 | 0 | 0 | 0 | 0 | 4789 | Non-Residential | caiso
Average Per Device | 1-in-2 | July Monthly System Peak Day | All | 9 | Average Per Device1-in-2July Monthly System Peak DayAll9 | 2.3664 | 2.3664 | 70.4564 | 0 | 0 | 0 | 0 | 0 | 4789 | Non-Residential | caiso
Aggregate | 1-in-2 | July Monthly System Peak Day | All | 9 | Aggregate1-in-2July Monthly System Peak DayAll9 | 26.7924 | 26.7924 | 70.4564 | 0 | 0 | 0 | 0 | 0 | 4789 | Non-Residential | caiso
Average Per Ton | 1-in-2 | June Monthly System Peak Day | 30% Cycling | 9 | Average Per Ton1-in-2June Monthly System Peak Day30% Cycling9 | 0.50712 | 0.50712 | 67.6985 | 0 | 0 | 0 | 0 | 0 | 1337 | Non-Residential | caiso
Average Per Premise | 1-in-2 | June Monthly System Peak Day | 30% Cycling | 9 | Average Per Premise1-in-2June Monthly System Peak Day30% Cycling9 | 5.3803 | 5.3803 | 67.6985 | 0 | 0 | 0 | 0 | 0 | 1337 | Non-Residential | caiso
Average Per Device | 1-in-2 | June Monthly System Peak Day | 30% Cycling | 9 | Average Per Device1-in-2June Monthly System Peak Day30% Cycling9 | 1.9703 | 1.9703 | 67.6985 | 0 | 0 | 0 | 0 | 0 | 1337 | Non-Residential | caiso
Aggregate | 1-in-2 | June Monthly System Peak Day | 30% Cycling | 9 | Aggregate1-in-2June Monthly System Peak Day30% Cycling9 | 7.1935 | 7.1935 | 67.6985 | 0 | 0 | 0 | 0 | 0 | 1337 | Non-Residential | caiso
Average Per Ton | 1-in-2 | June Monthly System Peak Day | 50% Cycling | 9 | Average Per Ton1-in-2June Monthly System Peak Day50% Cycling9 | 0.60101 | 0.60101 | 67.3528 | 0 | 0 | 0 | 0 | 0 | 3452 | Non-Residential | caiso
Average Per Premise | 1-in-2 | June Monthly System Peak Day | 50% Cycling | 9 | Average Per Premise1-in-2June Monthly System Peak Day50% Cycling9 | 5.1799 | 5.1799 | 67.3528 | 0 | 0 | 0 | 0 | 0 | 3452 | Non-Residential | caiso
Average Per Device | 1-in-2 | June Monthly System Peak Day | 50% Cycling | 9 | Average Per Device1-in-2June Monthly System Peak Day50% Cycling9 | 2.331 | 2.331 | 67.3528 | 0 | 0 | 0 | 0 | 0 | 3452 | Non-Residential | caiso
Aggregate | 1-in-2 | June Monthly System Peak Day | 50% Cycling | 9 | Aggregate1-in-2June Monthly System Peak Day50% Cycling9 | 17.881 | 17.881 | 67.3528 | 0 | 0 | 0 | 0 | 0 | 3452 | Non-Residential | caiso
Average Per Ton | 1-in-2 | June Monthly System Peak Day | All | 9 | Average Per Ton1-in-2June Monthly System Peak DayAll9 | 0.57479 | 0.57479 | 67.4493 | 0 | 0 | 0 | 0 | 0 | 4789 | Non-Residential | caiso
Average Per Premise | 1-in-2 | June Monthly System Peak Day | All | 9 | Average Per Premise1-in-2June Monthly System Peak DayAll9 | 5.2734 | 5.2734 | 67.4493 | 0 | 0 | 0 | 0 | 0 | 4789 | Non-Residential | caiso
Average Per Device | 1-in-2 | June Monthly System Peak Day | All | 9 | Average Per Device1-in-2June Monthly System Peak DayAll9 | 2.2306 | 2.2306 | 67.4493 | 0 | 0 | 0 | 0 | 0 | 4789 | Non-Residential | caiso
Aggregate | 1-in-2 | June Monthly System Peak Day | All | 9 | Aggregate1-in-2June Monthly System Peak DayAll9 | 25.2545 | 25.2545 | 67.4493 | 0 | 0 | 0 | 0 | 0 | 4789 | Non-Residential | caiso
Average Per Ton | 1-in-2 | May Monthly System Peak Day | 30% Cycling | 9 | Average Per Ton1-in-2May Monthly System Peak Day30% Cycling9 | 0.42074 | 0.42074 | 63.5852 | 0 | 0 | 0 | 0 | 0 | 1337 | Non-Residential | caiso
Average Per Premise | 1-in-2 | May Monthly System Peak Day | 30% Cycling | 9 | Average Per Premise1-in-2May Monthly System Peak Day30% Cycling9 | 4.4638 | 4.4638 | 63.5852 | 0 | 0 | 0 | 0 | 0 | 1337 | Non-Residential | caiso
Average Per Device | 1-in-2 | May Monthly System Peak Day | 30% Cycling | 9 | Average Per Device1-in-2May Monthly System Peak Day30% Cycling9 | 1.6347 | 1.6347 | 63.5852 | 0 | 0 | 0 | 0 | 0 | 1337 | Non-Residential | caiso
Aggregate | 1-in-2 | May Monthly System Peak Day | 30% Cycling | 9 | Aggregate1-in-2May Monthly System Peak Day30% Cycling9 | 5.9682 | 5.9682 | 63.5852 | 0 | 0 | 0 | 0 | 0 | 1337 | Non-Residential | caiso
Average Per Ton | 1-in-2 | May Monthly System Peak Day | 50% Cycling | 9 | Average Per Ton1-in-2May Monthly System Peak Day50% Cycling9 | 0.56333 | 0.56333 | 63.3666 | 0 | 0 | 0 | 0 | 0 | 3452 | Non-Residential | caiso
Average Per Premise | 1-in-2 | May Monthly System Peak Day | 50% Cycling | 9 | Average Per Premise1-in-2May Monthly System Peak Day50% Cycling9 | 4.8552 | 4.8552 | 63.3666 | 0 | 0 | 0 | 0 | 0 | 3452 | Non-Residential | caiso
Average Per Device | 1-in-2 | May Monthly System Peak Day | 50% Cycling | 9 | Average Per Device1-in-2May Monthly System Peak Day50% Cycling9 | 2.1849 | 2.1849 | 63.3666 | 0 | 0 | 0 | 0 | 0 | 3452 | Non-Residential | caiso
Aggregate | 1-in-2 | May Monthly System Peak Day | 50% Cycling | 9 | Aggregate1-in-2May Monthly System Peak Day50% Cycling9 | 16.7601 | 16.7601 | 63.3666 | 0 | 0 | 0 | 0 | 0 | 3452 | Non-Residential | caiso
Average Per Ton | 1-in-2 | May Monthly System Peak Day | All | 9 | Average Per Ton1-in-2May Monthly System Peak DayAll9 | 0.52352 | 0.52352 | 63.4276 | 0 | 0 | 0 | 0 | 0 | 4789 | Non-Residential | caiso
Average Per Premise | 1-in-2 | May Monthly System Peak Day | All | 9 | Average Per Premise1-in-2May Monthly System Peak DayAll9 | 4.803 | 4.803 | 63.4276 | 0 | 0 | 0 | 0 | 0 | 4789 | Non-Residential | caiso
Average Per Device | 1-in-2 | May Monthly System Peak Day | All | 9 | Average Per Device1-in-2May Monthly System Peak DayAll9 | 2.0316 | 2.0316 | 63.4276 | 0 | 0 | 0 | 0 | 0 | 4789 | Non-Residential | caiso
Aggregate | 1-in-2 | May Monthly System Peak Day | All | 9 | Aggregate1-in-2May Monthly System Peak DayAll9 | 23.0018 | 23.0018 | 63.4276 | 0 | 0 | 0 | 0 | 0 | 4789 | Non-Residential | caiso
Average Per Ton | 1-in-2 | October Monthly System Peak Day | 30% Cycling | 9 | Average Per Ton1-in-2October Monthly System Peak Day30% Cycling9 | 0.49216 | 0.49216 | 63.5972 | 0 | 0 | 0 | 0 | 0 | 1337 | Non-Residential | caiso
Average Per Premise | 1-in-2 | October Monthly System Peak Day | 30% Cycling | 9 | Average Per Premise1-in-2October Monthly System Peak Day30% Cycling9 | 5.2216 | 5.2216 | 63.5972 | 0 | 0 | 0 | 0 | 0 | 1337 | Non-Residential | caiso
Average Per Device | 1-in-2 | October Monthly System Peak Day | 30% Cycling | 9 | Average Per Device1-in-2October Monthly System Peak Day30% Cycling9 | 1.9121 | 1.9121 | 63.5972 | 0 | 0 | 0 | 0 | 0 | 1337 | Non-Residential | caiso
Aggregate | 1-in-2 | October Monthly System Peak Day | 30% Cycling | 9 | Aggregate1-in-2October Monthly System Peak Day30% Cycling9 | 6.9812 | 6.9812 | 63.5972 | 0 | 0 | 0 | 0 | 0 | 1337 | Non-Residential | caiso
Average Per Ton | 1-in-2 | October Monthly System Peak Day | 50% Cycling | 9 | Average Per Ton1-in-2October Monthly System Peak Day50% Cycling9 | 0.5962 | 0.5962 | 63.6291 | 0 | 0 | 0 | 0 | 0 | 3452 | Non-Residential | caiso
Average Per Premise | 1-in-2 | October Monthly System Peak Day | 50% Cycling | 9 | Average Per Premise1-in-2October Monthly System Peak Day50% Cycling9 | 5.1385 | 5.1385 | 63.6291 | 0 | 0 | 0 | 0 | 0 | 3452 | Non-Residential | caiso
Average Per Device | 1-in-2 | October Monthly System Peak Day | 50% Cycling | 9 | Average Per Device1-in-2October Monthly System Peak Day50% Cycling9 | 2.3123 | 2.3123 | 63.6291 | 0 | 0 | 0 | 0 | 0 | 3452 | Non-Residential | caiso
Aggregate | 1-in-2 | October Monthly System Peak Day | 50% Cycling | 9 | Aggregate1-in-2October Monthly System Peak Day50% Cycling9 | 17.738 | 17.738 | 63.6291 | 0 | 0 | 0 | 0 | 0 | 3452 | Non-Residential | caiso
Average Per Ton | 1-in-2 | October Monthly System Peak Day | All | 9 | Average Per Ton1-in-2October Monthly System Peak DayAll9 | 0.56715 | 0.56715 | 63.6202 | 0 | 0 | 0 | 0 | 0 | 4789 | Non-Residential | caiso
Average Per Premise | 1-in-2 | October Monthly System Peak Day | All | 9 | Average Per Premise1-in-2October Monthly System Peak DayAll9 | 5.2033 | 5.2033 | 63.6202 | 0 | 0 | 0 | 0 | 0 | 4789 | Non-Residential | caiso
Average Per Device | 1-in-2 | October Monthly System Peak Day | All | 9 | Average Per Device1-in-2October Monthly System Peak DayAll9 | 2.2009 | 2.2009 | 63.6202 | 0 | 0 | 0 | 0 | 0 | 4789 | Non-Residential | caiso
Aggregate | 1-in-2 | October Monthly System Peak Day | All | 9 | Aggregate1-in-2October Monthly System Peak DayAll9 | 24.9187 | 24.9187 | 63.6202 | 0 | 0 | 0 | 0 | 0 | 4789 | Non-Residential | caiso
Average Per Ton | 1-in-2 | September Monthly System Peak Day | 30% Cycling | 9 | Average Per Ton1-in-2September Monthly System Peak Day30% Cycling9 | 0.67844 | 0.67844 | 73.1785 | 0 | 0 | 0 | 0 | 0 | 1337 | Non-Residential | caiso
Average Per Premise | 1-in-2 | September Monthly System Peak Day | 30% Cycling | 9 | Average Per Premise1-in-2September Monthly System Peak Day30% Cycling9 | 7.1979 | 7.1979 | 73.1785 | 0 | 0 | 0 | 0 | 0 | 1337 | Non-Residential | caiso
Average Per Device | 1-in-2 | September Monthly System Peak Day | 30% Cycling | 9 | Average Per Device1-in-2September Monthly System Peak Day30% Cycling9 | 2.6359 | 2.6359 | 73.1785 | 0 | 0 | 0 | 0 | 0 | 1337 | Non-Residential | caiso
Aggregate | 1-in-2 | September Monthly System Peak Day | 30% Cycling | 9 | Aggregate1-in-2September Monthly System Peak Day30% Cycling9 | 9.6236 | 9.6236 | 73.1785 | 0 | 0 | 0 | 0 | 0 | 1337 | Non-Residential | caiso
Average Per Ton | 1-in-2 | September Monthly System Peak Day | 50% Cycling | 9 | Average Per Ton1-in-2September Monthly System Peak Day50% Cycling9 | 0.67192 | 0.67192 | 72.9907 | 0 | 0 | 0 | 0 | 0 | 3452 | Non-Residential | caiso
Average Per Premise | 1-in-2 | September Monthly System Peak Day | 50% Cycling | 9 | Average Per Premise1-in-2September Monthly System Peak Day50% Cycling9 | 5.7911 | 5.7911 | 72.9907 | 0 | 0 | 0 | 0 | 0 | 3452 | Non-Residential | caiso
Average Per Device | 1-in-2 | September Monthly System Peak Day | 50% Cycling | 9 | Average Per Device1-in-2September Monthly System Peak Day50% Cycling9 | 2.606 | 2.606 | 72.9907 | 0 | 0 | 0 | 0 | 0 | 3452 | Non-Residential | caiso
Aggregate | 1-in-2 | September Monthly System Peak Day | 50% Cycling | 9 | Aggregate1-in-2September Monthly System Peak Day50% Cycling9 | 19.9907 | 19.9907 | 72.9907 | 0 | 0 | 0 | 0 | 0 | 3452 | Non-Residential | caiso
Average Per Ton | 1-in-2 | September Monthly System Peak Day | All | 9 | Average Per Ton1-in-2September Monthly System Peak DayAll9 | 0.67374 | 0.67374 | 73.0431 | 0 | 0 | 0 | 0 | 0 | 4789 | Non-Residential | caiso
Average Per Premise | 1-in-2 | September Monthly System Peak Day | All | 9 | Average Per Premise1-in-2September Monthly System Peak DayAll9 | 6.1812 | 6.1812 | 73.0431 | 0 | 0 | 0 | 0 | 0 | 4789 | Non-Residential | caiso
Average Per Device | 1-in-2 | September Monthly System Peak Day | All | 9 | Average Per Device1-in-2September Monthly System Peak DayAll9 | 2.6145 | 2.6145 | 73.0431 | 0 | 0 | 0 | 0 | 0 | 4789 | Non-Residential | caiso
Aggregate | 1-in-2 | September Monthly System Peak Day | All | 9 | Aggregate1-in-2September Monthly System Peak DayAll9 | 29.6019 | 29.6019 | 73.0431 | 0 | 0 | 0 | 0 | 0 | 4789 | Non-Residential | caiso
Average Per Ton | 1-in-2 | August Monthly System Peak Day | 30% Cycling | 10 | Average Per Ton1-in-2August Monthly System Peak Day30% Cycling10 | 0.82874 | 0.82874 | 79.4622 | 0 | 0 | 0 | 0 | 0 | 1337 | Non-Residential | caiso
Average Per Premise | 1-in-2 | August Monthly System Peak Day | 30% Cycling | 10 | Average Per Premise1-in-2August Monthly System Peak Day30% Cycling10 | 8.7925 | 8.7925 | 79.4622 | 0 | 0 | 0 | 0 | 0 | 1337 | Non-Residential | caiso
Average Per Device | 1-in-2 | August Monthly System Peak Day | 30% Cycling | 10 | Average Per Device1-in-2August Monthly System Peak Day30% Cycling10 | 3.2198 | 3.2198 | 79.4622 | 0 | 0 | 0 | 0 | 0 | 1337 | Non-Residential | caiso
Aggregate | 1-in-2 | August Monthly System Peak Day | 30% Cycling | 10 | Aggregate1-in-2August Monthly System Peak Day30% Cycling10 | 11.7556 | 11.7556 | 79.4622 | 0 | 0 | 0 | 0 | 0 | 1337 | Non-Residential | caiso
Average Per Ton | 1-in-2 | August Monthly System Peak Day | 50% Cycling | 10 | Average Per Ton1-in-2August Monthly System Peak Day50% Cycling10 | 0.81694 | 0.81694 | 78.7101 | 0 | 0 | 0 | 0 | 0 | 3452 | Non-Residential | caiso
Average Per Premise | 1-in-2 | August Monthly System Peak Day | 50% Cycling | 10 | Average Per Premise1-in-2August Monthly System Peak Day50% Cycling10 | 7.041 | 7.041 | 78.7101 | 0 | 0 | 0 | 0 | 0 | 3452 | Non-Residential | caiso
Average Per Device | 1-in-2 | August Monthly System Peak Day | 50% Cycling | 10 | Average Per Device1-in-2August Monthly System Peak Day50% Cycling10 | 3.1685 | 3.1685 | 78.7101 | 0 | 0 | 0 | 0 | 0 | 3452 | Non-Residential | caiso
Aggregate | 1-in-2 | August Monthly System Peak Day | 50% Cycling | 10 | Aggregate1-in-2August Monthly System Peak Day50% Cycling10 | 24.3055 | 24.3055 | 78.7101 | 0 | 0 | 0 | 0 | 0 | 3452 | Non-Residential | caiso
Average Per Ton | 1-in-2 | August Monthly System Peak Day | All | 10 | Average Per Ton1-in-2August Monthly System Peak DayAll10 | 0.82024 | 0.82024 | 78.9201 | 0 | 0 | 0 | 0 | 0 | 4789 | Non-Residential | caiso
Average Per Premise | 1-in-2 | August Monthly System Peak Day | All | 10 | Average Per Premise1-in-2August Monthly System Peak DayAll10 | 7.5253 | 7.5253 | 78.9201 | 0 | 0 | 0 | 0 | 0 | 4789 | Non-Residential | caiso
Average Per Device | 1-in-2 | August Monthly System Peak Day | All | 10 | Average Per Device1-in-2August Monthly System Peak DayAll10 | 3.183 | 3.183 | 78.9201 | 0 | 0 | 0 | 0 | 0 | 4789 | Non-Residential | caiso
Aggregate | 1-in-2 | August Monthly System Peak Day | All | 10 | Aggregate1-in-2August Monthly System Peak DayAll10 | 36.0385 | 36.0385 | 78.9201 | 0 | 0 | 0 | 0 | 0 | 4789 | Non-Residential | caiso
Average Per Ton | 1-in-2 | August Typical Event Day | 30% Cycling | 10 | Average Per Ton1-in-2August Typical Event Day30% Cycling10 | 0.75199 | 0.75199 | 75.2856 | 0 | 0 | 0 | 0 | 0 | 1337 | Non-Residential | caiso
Average Per Premise | 1-in-2 | August Typical Event Day | 30% Cycling | 10 | Average Per Premise1-in-2August Typical Event Day30% Cycling10 | 7.9783 | 7.9783 | 75.2856 | 0 | 0 | 0 | 0 | 0 | 1337 | Non-Residential | caiso
Average Per Device | 1-in-2 | August Typical Event Day | 30% Cycling | 10 | Average Per Device1-in-2August Typical Event Day30% Cycling10 | 2.9217 | 2.9217 | 75.2856 | 0 | 0 | 0 | 0 | 0 | 1337 | Non-Residential | caiso
Aggregate | 1-in-2 | August Typical Event Day | 30% Cycling | 10 | Aggregate1-in-2August Typical Event Day30% Cycling10 | 10.667 | 10.667 | 75.2856 | 0 | 0 | 0 | 0 | 0 | 1337 | Non-Residential | caiso
Average Per Ton | 1-in-2 | August Typical Event Day | 50% Cycling | 10 | Average Per Ton1-in-2August Typical Event Day50% Cycling10 | 0.78525 | 0.78525 | 74.722 | 0 | 0 | 0 | 0 | 0 | 3452 | Non-Residential | caiso
Average Per Premise | 1-in-2 | August Typical Event Day | 50% Cycling | 10 | Average Per Premise1-in-2August Typical Event Day50% Cycling10 | 6.7678 | 6.7678 | 74.722 | 0 | 0 | 0 | 0 | 0 | 3452 | Non-Residential | caiso
Average Per Device | 1-in-2 | August Typical Event Day | 50% Cycling | 10 | Average Per Device1-in-2August Typical Event Day50% Cycling10 | 3.0456 | 3.0456 | 74.722 | 0 | 0 | 0 | 0 | 0 | 3452 | Non-Residential | caiso
Aggregate | 1-in-2 | August Typical Event Day | 50% Cycling | 10 | Aggregate1-in-2August Typical Event Day50% Cycling10 | 23.3625 | 23.3625 | 74.722 | 0 | 0 | 0 | 0 | 0 | 3452 | Non-Residential | caiso
Average Per Ton | 1-in-2 | August Typical Event Day | All | 10 | Average Per Ton1-in-2August Typical Event DayAll10 | 0.77596 | 0.77596 | 74.8793 | 0 | 0 | 0 | 0 | 0 | 4789 | Non-Residential | caiso
Average Per Premise | 1-in-2 | August Typical Event Day | All | 10 | Average Per Premise1-in-2August Typical Event DayAll10 | 7.1191 | 7.1191 | 74.8793 | 0 | 0 | 0 | 0 | 0 | 4789 | Non-Residential | caiso
Average Per Device | 1-in-2 | August Typical Event Day | All | 10 | Average Per Device1-in-2August Typical Event DayAll10 | 3.0112 | 3.0112 | 74.8793 | 0 | 0 | 0 | 0 | 0 | 4789 | Non-Residential | caiso
Aggregate | 1-in-2 | August Typical Event Day | All | 10 | Aggregate1-in-2August Typical Event DayAll10 | 34.0933 | 34.0933 | 74.8793 | 0 | 0 | 0 | 0 | 0 | 4789 | Non-Residential | caiso
Average Per Ton | 1-in-2 | July Monthly System Peak Day | 30% Cycling | 10 | Average Per Ton1-in-2July Monthly System Peak Day30% Cycling10 | 0.70458 | 0.70458 | 71.9504 | 0 | 0 | 0 | 0 | 0 | 1337 | Non-Residential | caiso
Average Per Premise | 1-in-2 | July Monthly System Peak Day | 30% Cycling | 10 | Average Per Premise1-in-2July Monthly System Peak Day30% Cycling10 | 7.4753 | 7.4753 | 71.9504 | 0 | 0 | 0 | 0 | 0 | 1337 | Non-Residential | caiso
Average Per Device | 1-in-2 | July Monthly System Peak Day | 30% Cycling | 10 | Average Per Device1-in-2July Monthly System Peak Day30% Cycling10 | 2.7375 | 2.7375 | 71.9504 | 0 | 0 | 0 | 0 | 0 | 1337 | Non-Residential | caiso
Aggregate | 1-in-2 | July Monthly System Peak Day | 30% Cycling | 10 | Aggregate1-in-2July Monthly System Peak Day30% Cycling10 | 9.9945 | 9.9945 | 71.9504 | 0 | 0 | 0 | 0 | 0 | 1337 | Non-Residential | caiso
Average Per Ton | 1-in-2 | July Monthly System Peak Day | 50% Cycling | 10 | Average Per Ton1-in-2July Monthly System Peak Day50% Cycling10 | 0.76663 | 0.76663 | 71.6053 | 0 | 0 | 0 | 0 | 0 | 3452 | Non-Residential | caiso
Average Per Premise | 1-in-2 | July Monthly System Peak Day | 50% Cycling | 10 | Average Per Premise1-in-2July Monthly System Peak Day50% Cycling10 | 6.6073 | 6.6073 | 71.6053 | 0 | 0 | 0 | 0 | 0 | 3452 | Non-Residential | caiso
Average Per Device | 1-in-2 | July Monthly System Peak Day | 50% Cycling | 10 | Average Per Device1-in-2July Monthly System Peak Day50% Cycling10 | 2.9733 | 2.9733 | 71.6053 | 0 | 0 | 0 | 0 | 0 | 3452 | Non-Residential | caiso
Aggregate | 1-in-2 | July Monthly System Peak Day | 50% Cycling | 10 | Aggregate1-in-2July Monthly System Peak Day50% Cycling10 | 22.8084 | 22.8084 | 71.6053 | 0 | 0 | 0 | 0 | 0 | 3452 | Non-Residential | caiso
Average Per Ton | 1-in-2 | July Monthly System Peak Day | All | 10 | Average Per Ton1-in-2July Monthly System Peak DayAll10 | 0.7493 | 0.7493 | 71.7017 | 0 | 0 | 0 | 0 | 0 | 4789 | Non-Residential | caiso
Average Per Premise | 1-in-2 | July Monthly System Peak Day | All | 10 | Average Per Premise1-in-2July Monthly System Peak DayAll10 | 6.8745 | 6.8745 | 71.7017 | 0 | 0 | 0 | 0 | 0 | 4789 | Non-Residential | caiso
Average Per Device | 1-in-2 | July Monthly System Peak Day | All | 10 | Average Per Device1-in-2July Monthly System Peak DayAll10 | 2.9078 | 2.9078 | 71.7017 | 0 | 0 | 0 | 0 | 0 | 4789 | Non-Residential | caiso
Aggregate | 1-in-2 | July Monthly System Peak Day | All | 10 | Aggregate1-in-2July Monthly System Peak DayAll10 | 32.9219 | 32.9219 | 71.7017 | 0 | 0 | 0 | 0 | 0 | 4789 | Non-Residential | caiso
Average Per Ton | 1-in-2 | June Monthly System Peak Day | 30% Cycling | 10 | Average Per Ton1-in-2June Monthly System Peak Day30% Cycling10 | 0.63078 | 0.63078 | 72.0989 | 0 | 0 | 0 | 0 | 0 | 1337 | Non-Residential | caiso
Average Per Premise | 1-in-2 | June Monthly System Peak Day | 30% Cycling | 10 | Average Per Premise1-in-2June Monthly System Peak Day30% Cycling10 | 6.6923 | 6.6923 | 72.0989 | 0 | 0 | 0 | 0 | 0 | 1337 | Non-Residential | caiso
Average Per Device | 1-in-2 | June Monthly System Peak Day | 30% Cycling | 10 | Average Per Device1-in-2June Monthly System Peak Day30% Cycling10 | 2.4507 | 2.4507 | 72.0989 | 0 | 0 | 0 | 0 | 0 | 1337 | Non-Residential | caiso
Aggregate | 1-in-2 | June Monthly System Peak Day | 30% Cycling | 10 | Aggregate1-in-2June Monthly System Peak Day30% Cycling10 | 8.9476 | 8.9476 | 72.0989 | 0 | 0 | 0 | 0 | 0 | 1337 | Non-Residential | caiso
Average Per Ton | 1-in-2 | June Monthly System Peak Day | 50% Cycling | 10 | Average Per Ton1-in-2June Monthly System Peak Day50% Cycling10 | 0.73533 | 0.73533 | 71.4739 | 0 | 0 | 0 | 0 | 0 | 3452 | Non-Residential | caiso
Average Per Premise | 1-in-2 | June Monthly System Peak Day | 50% Cycling | 10 | Average Per Premise1-in-2June Monthly System Peak Day50% Cycling10 | 6.3376 | 6.3376 | 71.4739 | 0 | 0 | 0 | 0 | 0 | 3452 | Non-Residential | caiso
Average Per Device | 1-in-2 | June Monthly System Peak Day | 50% Cycling | 10 | Average Per Device1-in-2June Monthly System Peak Day50% Cycling10 | 2.852 | 2.852 | 71.4739 | 0 | 0 | 0 | 0 | 0 | 3452 | Non-Residential | caiso
Aggregate | 1-in-2 | June Monthly System Peak Day | 50% Cycling | 10 | Aggregate1-in-2June Monthly System Peak Day50% Cycling10 | 21.8774 | 21.8774 | 71.4739 | 0 | 0 | 0 | 0 | 0 | 3452 | Non-Residential | caiso
Average Per Ton | 1-in-2 | June Monthly System Peak Day | All | 10 | Average Per Ton1-in-2June Monthly System Peak DayAll10 | 0.70614 | 0.70614 | 71.6484 | 0 | 0 | 0 | 0 | 0 | 4789 | Non-Residential | caiso
Average Per Premise | 1-in-2 | June Monthly System Peak Day | All | 10 | Average Per Premise1-in-2June Monthly System Peak DayAll10 | 6.4785 | 6.4785 | 71.6484 | 0 | 0 | 0 | 0 | 0 | 4789 | Non-Residential | caiso
Average Per Device | 1-in-2 | June Monthly System Peak Day | All | 10 | Average Per Device1-in-2June Monthly System Peak DayAll10 | 2.7403 | 2.7403 | 71.6484 | 0 | 0 | 0 | 0 | 0 | 4789 | Non-Residential | caiso
Aggregate | 1-in-2 | June Monthly System Peak Day | All | 10 | Aggregate1-in-2June Monthly System Peak DayAll10 | 31.0255 | 31.0255 | 71.6484 | 0 | 0 | 0 | 0 | 0 | 4789 | Non-Residential | caiso
Average Per Ton | 1-in-2 | May Monthly System Peak Day | 30% Cycling | 10 | Average Per Ton1-in-2May Monthly System Peak Day30% Cycling10 | 0.52333 | 0.52333 | 65.4937 | 0 | 0 | 0 | 0 | 0 | 1337 | Non-Residential | caiso
Average Per Premise | 1-in-2 | May Monthly System Peak Day | 30% Cycling | 10 | Average Per Premise1-in-2May Monthly System Peak Day30% Cycling10 | 5.5523 | 5.5523 | 65.4937 | 0 | 0 | 0 | 0 | 0 | 1337 | Non-Residential | caiso
Average Per Device | 1-in-2 | May Monthly System Peak Day | 30% Cycling | 10 | Average Per Device1-in-2May Monthly System Peak Day30% Cycling10 | 2.0333 | 2.0333 | 65.4937 | 0 | 0 | 0 | 0 | 0 | 1337 | Non-Residential | caiso
Aggregate | 1-in-2 | May Monthly System Peak Day | 30% Cycling | 10 | Aggregate1-in-2May Monthly System Peak Day30% Cycling10 | 7.4235 | 7.4235 | 65.4937 | 0 | 0 | 0 | 0 | 0 | 1337 | Non-Residential | caiso
Average Per Ton | 1-in-2 | May Monthly System Peak Day | 50% Cycling | 10 | Average Per Ton1-in-2May Monthly System Peak Day50% Cycling10 | 0.68924 | 0.68924 | 65.2451 | 0 | 0 | 0 | 0 | 0 | 3452 | Non-Residential | caiso
Average Per Premise | 1-in-2 | May Monthly System Peak Day | 50% Cycling | 10 | Average Per Premise1-in-2May Monthly System Peak Day50% Cycling10 | 5.9403 | 5.9403 | 65.2451 | 0 | 0 | 0 | 0 | 0 | 3452 | Non-Residential | caiso
Average Per Device | 1-in-2 | May Monthly System Peak Day | 50% Cycling | 10 | Average Per Device1-in-2May Monthly System Peak Day50% Cycling10 | 2.6732 | 2.6732 | 65.2451 | 0 | 0 | 0 | 0 | 0 | 3452 | Non-Residential | caiso
Aggregate | 1-in-2 | May Monthly System Peak Day | 50% Cycling | 10 | Aggregate1-in-2May Monthly System Peak Day50% Cycling10 | 20.5061 | 20.5061 | 65.2451 | 0 | 0 | 0 | 0 | 0 | 3452 | Non-Residential | caiso
Average Per Ton | 1-in-2 | May Monthly System Peak Day | All | 10 | Average Per Ton1-in-2May Monthly System Peak DayAll10 | 0.64292 | 0.64292 | 65.3145 | 0 | 0 | 0 | 0 | 0 | 4789 | Non-Residential | caiso
Average Per Premise | 1-in-2 | May Monthly System Peak Day | All | 10 | Average Per Premise1-in-2May Monthly System Peak DayAll10 | 5.8985 | 5.8985 | 65.3145 | 0 | 0 | 0 | 0 | 0 | 4789 | Non-Residential | caiso
Average Per Device | 1-in-2 | May Monthly System Peak Day | All | 10 | Average Per Device1-in-2May Monthly System Peak DayAll10 | 2.4949 | 2.4949 | 65.3145 | 0 | 0 | 0 | 0 | 0 | 4789 | Non-Residential | caiso
Aggregate | 1-in-2 | May Monthly System Peak Day | All | 10 | Aggregate1-in-2May Monthly System Peak DayAll10 | 28.2477 | 28.2477 | 65.3145 | 0 | 0 | 0 | 0 | 0 | 4789 | Non-Residential | caiso
Average Per Ton | 1-in-2 | October Monthly System Peak Day | 30% Cycling | 10 | Average Per Ton1-in-2October Monthly System Peak Day30% Cycling10 | 0.61216 | 0.61216 | 68.2937 | 0 | 0 | 0 | 0 | 0 | 1337 | Non-Residential | caiso
Average Per Premise | 1-in-2 | October Monthly System Peak Day | 30% Cycling | 10 | Average Per Premise1-in-2October Monthly System Peak Day30% Cycling10 | 6.4948 | 6.4948 | 68.2937 | 0 | 0 | 0 | 0 | 0 | 1337 | Non-Residential | caiso
Average Per Device | 1-in-2 | October Monthly System Peak Day | 30% Cycling | 10 | Average Per Device1-in-2October Monthly System Peak Day30% Cycling10 | 2.3784 | 2.3784 | 68.2937 | 0 | 0 | 0 | 0 | 0 | 1337 | Non-Residential | caiso
Aggregate | 1-in-2 | October Monthly System Peak Day | 30% Cycling | 10 | Aggregate1-in-2October Monthly System Peak Day30% Cycling10 | 8.6836 | 8.6836 | 68.2937 | 0 | 0 | 0 | 0 | 0 | 1337 | Non-Residential | caiso
Average Per Ton | 1-in-2 | October Monthly System Peak Day | 50% Cycling | 10 | Average Per Ton1-in-2October Monthly System Peak Day50% Cycling10 | 0.72945 | 0.72945 | 67.9794 | 0 | 0 | 0 | 0 | 0 | 3452 | Non-Residential | caiso
Average Per Premise | 1-in-2 | October Monthly System Peak Day | 50% Cycling | 10 | Average Per Premise1-in-2October Monthly System Peak Day50% Cycling10 | 6.2869 | 6.2869 | 67.9794 | 0 | 0 | 0 | 0 | 0 | 3452 | Non-Residential | caiso
Average Per Device | 1-in-2 | October Monthly System Peak Day | 50% Cycling | 10 | Average Per Device1-in-2October Monthly System Peak Day50% Cycling10 | 2.8292 | 2.8292 | 67.9794 | 0 | 0 | 0 | 0 | 0 | 3452 | Non-Residential | caiso
Aggregate | 1-in-2 | October Monthly System Peak Day | 50% Cycling | 10 | Aggregate1-in-2October Monthly System Peak Day50% Cycling10 | 21.7024 | 21.7024 | 67.9794 | 0 | 0 | 0 | 0 | 0 | 3452 | Non-Residential | caiso
Average Per Ton | 1-in-2 | October Monthly System Peak Day | All | 10 | Average Per Ton1-in-2October Monthly System Peak DayAll10 | 0.6967 | 0.6967 | 68.0671 | 0 | 0 | 0 | 0 | 0 | 4789 | Non-Residential | caiso
Average Per Premise | 1-in-2 | October Monthly System Peak Day | All | 10 | Average Per Premise1-in-2October Monthly System Peak DayAll10 | 6.3919 | 6.3919 | 68.0671 | 0 | 0 | 0 | 0 | 0 | 4789 | Non-Residential | caiso
Average Per Device | 1-in-2 | October Monthly System Peak Day | All | 10 | Average Per Device1-in-2October Monthly System Peak DayAll10 | 2.7037 | 2.7037 | 68.0671 | 0 | 0 | 0 | 0 | 0 | 4789 | Non-Residential | caiso
Aggregate | 1-in-2 | October Monthly System Peak Day | All | 10 | Aggregate1-in-2October Monthly System Peak DayAll10 | 30.6109 | 30.6109 | 68.0671 | 0 | 0 | 0 | 0 | 0 | 4789 | Non-Residential | caiso
Average Per Ton | 1-in-2 | September Monthly System Peak Day | 30% Cycling | 10 | Average Per Ton1-in-2September Monthly System Peak Day30% Cycling10 | 0.84387 | 0.84387 | 77.6308 | 0 | 0 | 0 | 0 | 0 | 1337 | Non-Residential | caiso
Average Per Premise | 1-in-2 | September Monthly System Peak Day | 30% Cycling | 10 | Average Per Premise1-in-2September Monthly System Peak Day30% Cycling10 | 8.9531 | 8.9531 | 77.6308 | 0 | 0 | 0 | 0 | 0 | 1337 | Non-Residential | caiso
Average Per Device | 1-in-2 | September Monthly System Peak Day | 30% Cycling | 10 | Average Per Device1-in-2September Monthly System Peak Day30% Cycling10 | 3.2786 | 3.2786 | 77.6308 | 0 | 0 | 0 | 0 | 0 | 1337 | Non-Residential | caiso
Aggregate | 1-in-2 | September Monthly System Peak Day | 30% Cycling | 10 | Aggregate1-in-2September Monthly System Peak Day30% Cycling10 | 11.9703 | 11.9703 | 77.6308 | 0 | 0 | 0 | 0 | 0 | 1337 | Non-Residential | caiso
Average Per Ton | 1-in-2 | September Monthly System Peak Day | 50% Cycling | 10 | Average Per Ton1-in-2September Monthly System Peak Day50% Cycling10 | 0.82209 | 0.82209 | 77.0985 | 0 | 0 | 0 | 0 | 0 | 3452 | Non-Residential | caiso
Average Per Premise | 1-in-2 | September Monthly System Peak Day | 50% Cycling | 10 | Average Per Premise1-in-2September Monthly System Peak Day50% Cycling10 | 7.0854 | 7.0854 | 77.0985 | 0 | 0 | 0 | 0 | 0 | 3452 | Non-Residential | caiso
Average Per Device | 1-in-2 | September Monthly System Peak Day | 50% Cycling | 10 | Average Per Device1-in-2September Monthly System Peak Day50% Cycling10 | 3.1885 | 3.1885 | 77.0985 | 0 | 0 | 0 | 0 | 0 | 3452 | Non-Residential | caiso
Aggregate | 1-in-2 | September Monthly System Peak Day | 50% Cycling | 10 | Aggregate1-in-2September Monthly System Peak Day50% Cycling10 | 24.4587 | 24.4587 | 77.0985 | 0 | 0 | 0 | 0 | 0 | 3452 | Non-Residential | caiso
Average Per Ton | 1-in-2 | September Monthly System Peak Day | All | 10 | Average Per Ton1-in-2September Monthly System Peak DayAll10 | 0.82817 | 0.82817 | 77.2471 | 0 | 0 | 0 | 0 | 0 | 4789 | Non-Residential | caiso
Average Per Premise | 1-in-2 | September Monthly System Peak Day | All | 10 | Average Per Premise1-in-2September Monthly System Peak DayAll10 | 7.5981 | 7.5981 | 77.2471 | 0 | 0 | 0 | 0 | 0 | 4789 | Non-Residential | caiso
Average Per Device | 1-in-2 | September Monthly System Peak Day | All | 10 | Average Per Device1-in-2September Monthly System Peak DayAll10 | 3.2139 | 3.2138 | 77.2471 | 0 | 0 | 0 | 0 | 0 | 4789 | Non-Residential | caiso
Aggregate | 1-in-2 | September Monthly System Peak Day | All | 10 | Aggregate1-in-2September Monthly System Peak DayAll10 | 36.3872 | 36.3872 | 77.2471 | 0 | 0 | 0 | 0 | 0 | 4789 | Non-Residential | caiso
Average Per Ton | 1-in-2 | August Monthly System Peak Day | 30% Cycling | 11 | Average Per Ton1-in-2August Monthly System Peak Day30% Cycling11 | 0.94954 | 0.94954 | 83.6464 | 0 | 0 | 0 | 0 | 0 | 1337 | Non-Residential | caiso
Average Per Premise | 1-in-2 | August Monthly System Peak Day | 30% Cycling | 11 | Average Per Premise1-in-2August Monthly System Peak Day30% Cycling11 | 10.0742 | 10.0742 | 83.6464 | 0 | 0 | 0 | 0 | 0 | 1337 | Non-Residential | caiso
Average Per Device | 1-in-2 | August Monthly System Peak Day | 30% Cycling | 11 | Average Per Device1-in-2August Monthly System Peak Day30% Cycling11 | 3.6892 | 3.6892 | 83.6464 | 0 | 0 | 0 | 0 | 0 | 1337 | Non-Residential | caiso
Aggregate | 1-in-2 | August Monthly System Peak Day | 30% Cycling | 11 | Aggregate1-in-2August Monthly System Peak Day30% Cycling11 | 13.4692 | 13.4692 | 83.6464 | 0 | 0 | 0 | 0 | 0 | 1337 | Non-Residential | caiso
Average Per Ton | 1-in-2 | August Monthly System Peak Day | 50% Cycling | 11 | Average Per Ton1-in-2August Monthly System Peak Day50% Cycling11 | 0.93746 | 0.93746 | 82.7083 | 0 | 0 | 0 | 0 | 0 | 3452 | Non-Residential | caiso
Average Per Premise | 1-in-2 | August Monthly System Peak Day | 50% Cycling | 11 | Average Per Premise1-in-2August Monthly System Peak Day50% Cycling11 | 8.0796 | 8.0796 | 82.7083 | 0 | 0 | 0 | 0 | 0 | 3452 | Non-Residential | caiso
Average Per Device | 1-in-2 | August Monthly System Peak Day | 50% Cycling | 11 | Average Per Device1-in-2August Monthly System Peak Day50% Cycling11 | 3.6359 | 3.6359 | 82.7083 | 0 | 0 | 0 | 0 | 0 | 3452 | Non-Residential | caiso
Aggregate | 1-in-2 | August Monthly System Peak Day | 50% Cycling | 11 | Aggregate1-in-2August Monthly System Peak Day50% Cycling11 | 27.8909 | 27.8909 | 82.7083 | 0 | 0 | 0 | 0 | 0 | 3452 | Non-Residential | caiso
Average Per Ton | 1-in-2 | August Monthly System Peak Day | All | 11 | Average Per Ton1-in-2August Monthly System Peak DayAll11 | 0.94083 | 0.94083 | 82.9702 | 0 | 0 | 0 | 0 | 0 | 4789 | Non-Residential | caiso
Average Per Premise | 1-in-2 | August Monthly System Peak Day | All | 11 | Average Per Premise1-in-2August Monthly System Peak DayAll11 | 8.6316 | 8.6316 | 82.9702 | 0 | 0 | 0 | 0 | 0 | 4789 | Non-Residential | caiso
Average Per Device | 1-in-2 | August Monthly System Peak Day | All | 11 | Average Per Device1-in-2August Monthly System Peak DayAll11 | 3.651 | 3.651 | 82.9702 | 0 | 0 | 0 | 0 | 0 | 4789 | Non-Residential | caiso
Aggregate | 1-in-2 | August Monthly System Peak Day | All | 11 | Aggregate1-in-2August Monthly System Peak DayAll11 | 41.3369 | 41.3369 | 82.9702 | 0 | 0 | 0 | 0 | 0 | 4789 | Non-Residential | caiso
Average Per Ton | 1-in-2 | August Typical Event Day | 30% Cycling | 11 | Average Per Ton1-in-2August Typical Event Day30% Cycling11 | 0.86161 | 0.86161 | 79.0286 | 0 | 0 | 0 | 0 | 0 | 1337 | Non-Residential | caiso
Average Per Premise | 1-in-2 | August Typical Event Day | 30% Cycling | 11 | Average Per Premise1-in-2August Typical Event Day30% Cycling11 | 9.1413 | 9.1413 | 79.0286 | 0 | 0 | 0 | 0 | 0 | 1337 | Non-Residential | caiso
Average Per Device | 1-in-2 | August Typical Event Day | 30% Cycling | 11 | Average Per Device1-in-2August Typical Event Day30% Cycling11 | 3.3475 | 3.3475 | 79.0286 | 0 | 0 | 0 | 0 | 0 | 1337 | Non-Residential | caiso
Aggregate | 1-in-2 | August Typical Event Day | 30% Cycling | 11 | Aggregate1-in-2August Typical Event Day30% Cycling11 | 12.2219 | 12.2219 | 79.0286 | 0 | 0 | 0 | 0 | 0 | 1337 | Non-Residential | caiso
Average Per Ton | 1-in-2 | August Typical Event Day | 50% Cycling | 11 | Average Per Ton1-in-2August Typical Event Day50% Cycling11 | 0.90109 | 0.90109 | 78.175 | 0 | 0 | 0 | 0 | 0 | 3452 | Non-Residential | caiso
Average Per Premise | 1-in-2 | August Typical Event Day | 50% Cycling | 11 | Average Per Premise1-in-2August Typical Event Day50% Cycling11 | 7.7662 | 7.7662 | 78.175 | 0 | 0 | 0 | 0 | 0 | 3452 | Non-Residential | caiso
Average Per Device | 1-in-2 | August Typical Event Day | 50% Cycling | 11 | Average Per Device1-in-2August Typical Event Day50% Cycling11 | 3.4948 | 3.4948 | 78.175 | 0 | 0 | 0 | 0 | 0 | 3452 | Non-Residential | caiso
Aggregate | 1-in-2 | August Typical Event Day | 50% Cycling | 11 | Aggregate1-in-2August Typical Event Day50% Cycling11 | 26.8088 | 26.8088 | 78.175 | 0 | 0 | 0 | 0 | 0 | 3452 | Non-Residential | caiso
Average Per Ton | 1-in-2 | August Typical Event Day | All | 11 | Average Per Ton1-in-2August Typical Event DayAll11 | 0.89006 | 0.89006 | 78.4133 | 0 | 0 | 0 | 0 | 0 | 4789 | Non-Residential | caiso
Average Per Premise | 1-in-2 | August Typical Event Day | All | 11 | Average Per Premise1-in-2August Typical Event DayAll11 | 8.1659 | 8.1659 | 78.4133 | 0 | 0 | 0 | 0 | 0 | 4789 | Non-Residential | caiso
Average Per Device | 1-in-2 | August Typical Event Day | All | 11 | Average Per Device1-in-2August Typical Event DayAll11 | 3.454 | 3.454 | 78.4133 | 0 | 0 | 0 | 0 | 0 | 4789 | Non-Residential | caiso
Aggregate | 1-in-2 | August Typical Event Day | All | 11 | Aggregate1-in-2August Typical Event DayAll11 | 39.1064 | 39.1064 | 78.4133 | 0 | 0 | 0 | 0 | 0 | 4789 | Non-Residential | caiso
Average Per Ton | 1-in-2 | July Monthly System Peak Day | 30% Cycling | 11 | Average Per Ton1-in-2July Monthly System Peak Day30% Cycling11 | 0.80729 | 0.80729 | 73.8099 | 0 | 0 | 0 | 0 | 0 | 1337 | Non-Residential | caiso
Average Per Premise | 1-in-2 | July Monthly System Peak Day | 30% Cycling | 11 | Average Per Premise1-in-2July Monthly System Peak Day30% Cycling11 | 8.565 | 8.565 | 73.8099 | 0 | 0 | 0 | 0 | 0 | 1337 | Non-Residential | caiso
Average Per Device | 1-in-2 | July Monthly System Peak Day | 30% Cycling | 11 | Average Per Device1-in-2July Monthly System Peak Day30% Cycling11 | 3.1365 | 3.1365 | 73.8099 | 0 | 0 | 0 | 0 | 0 | 1337 | Non-Residential | caiso
Aggregate | 1-in-2 | July Monthly System Peak Day | 30% Cycling | 11 | Aggregate1-in-2July Monthly System Peak Day30% Cycling11 | 11.4513 | 11.4513 | 73.8099 | 0 | 0 | 0 | 0 | 0 | 1337 | Non-Residential | caiso
Average Per Ton | 1-in-2 | July Monthly System Peak Day | 50% Cycling | 11 | Average Per Ton1-in-2July Monthly System Peak Day50% Cycling11 | 0.87972 | 0.87972 | 73.3364 | 0 | 0 | 0 | 0 | 0 | 3452 | Non-Residential | caiso
Average Per Premise | 1-in-2 | July Monthly System Peak Day | 50% Cycling | 11 | Average Per Premise1-in-2July Monthly System Peak Day50% Cycling11 | 7.582 | 7.582 | 73.3364 | 0 | 0 | 0 | 0 | 0 | 3452 | Non-Residential | caiso
Average Per Device | 1-in-2 | July Monthly System Peak Day | 50% Cycling | 11 | Average Per Device1-in-2July Monthly System Peak Day50% Cycling11 | 3.4119 | 3.4119 | 73.3364 | 0 | 0 | 0 | 0 | 0 | 3452 | Non-Residential | caiso
Aggregate | 1-in-2 | July Monthly System Peak Day | 50% Cycling | 11 | Aggregate1-in-2July Monthly System Peak Day50% Cycling11 | 26.173 | 26.173 | 73.3364 | 0 | 0 | 0 | 0 | 0 | 3452 | Non-Residential | caiso
Average Per Ton | 1-in-2 | July Monthly System Peak Day | All | 11 | Average Per Ton1-in-2July Monthly System Peak DayAll11 | 0.85949 | 0.85949 | 73.4686 | 0 | 0 | 0 | 0 | 0 | 4789 | Non-Residential | caiso
Average Per Premise | 1-in-2 | July Monthly System Peak Day | All | 11 | Average Per Premise1-in-2July Monthly System Peak DayAll11 | 7.8854 | 7.8854 | 73.4686 | 0 | 0 | 0 | 0 | 0 | 4789 | Non-Residential | caiso
Average Per Device | 1-in-2 | July Monthly System Peak Day | All | 11 | Average Per Device1-in-2July Monthly System Peak DayAll11 | 3.3354 | 3.3354 | 73.4686 | 0 | 0 | 0 | 0 | 0 | 4789 | Non-Residential | caiso
Aggregate | 1-in-2 | July Monthly System Peak Day | All | 11 | Aggregate1-in-2July Monthly System Peak DayAll11 | 37.7633 | 37.7633 | 73.4686 | 0 | 0 | 0 | 0 | 0 | 4789 | Non-Residential | caiso
Average Per Ton | 1-in-2 | June Monthly System Peak Day | 30% Cycling | 11 | Average Per Ton1-in-2June Monthly System Peak Day30% Cycling11 | 0.72272 | 0.72272 | 75.3726 | 0 | 0 | 0 | 0 | 0 | 1337 | Non-Residential | caiso
Average Per Premise | 1-in-2 | June Monthly System Peak Day | 30% Cycling | 11 | Average Per Premise1-in-2June Monthly System Peak Day30% Cycling11 | 7.6678 | 7.6678 | 75.3726 | 0 | 0 | 0 | 0 | 0 | 1337 | Non-Residential | caiso
Average Per Device | 1-in-2 | June Monthly System Peak Day | 30% Cycling | 11 | Average Per Device1-in-2June Monthly System Peak Day30% Cycling11 | 2.808 | 2.808 | 75.3726 | 0 | 0 | 0 | 0 | 0 | 1337 | Non-Residential | caiso
Aggregate | 1-in-2 | June Monthly System Peak Day | 30% Cycling | 11 | Aggregate1-in-2June Monthly System Peak Day30% Cycling11 | 10.2518 | 10.2518 | 75.3726 | 0 | 0 | 0 | 0 | 0 | 1337 | Non-Residential | caiso
Average Per Ton | 1-in-2 | June Monthly System Peak Day | 50% Cycling | 11 | Average Per Ton1-in-2June Monthly System Peak Day50% Cycling11 | 0.84381 | 0.84381 | 74.5911 | 0 | 0 | 0 | 0 | 0 | 3452 | Non-Residential | caiso
Average Per Premise | 1-in-2 | June Monthly System Peak Day | 50% Cycling | 11 | Average Per Premise1-in-2June Monthly System Peak Day50% Cycling11 | 7.2725 | 7.2725 | 74.5911 | 0 | 0 | 0 | 0 | 0 | 3452 | Non-Residential | caiso
Average Per Device | 1-in-2 | June Monthly System Peak Day | 50% Cycling | 11 | Average Per Device1-in-2June Monthly System Peak Day50% Cycling11 | 3.2727 | 3.2727 | 74.5911 | 0 | 0 | 0 | 0 | 0 | 3452 | Non-Residential | caiso
Aggregate | 1-in-2 | June Monthly System Peak Day | 50% Cycling | 11 | Aggregate1-in-2June Monthly System Peak Day50% Cycling11 | 25.1047 | 25.1047 | 74.5911 | 0 | 0 | 0 | 0 | 0 | 3452 | Non-Residential | caiso
Average Per Ton | 1-in-2 | June Monthly System Peak Day | All | 11 | Average Per Ton1-in-2June Monthly System Peak DayAll11 | 0.81 | 0.81 | 74.8093 | 0 | 0 | 0 | 0 | 0 | 4789 | Non-Residential | caiso
Average Per Premise | 1-in-2 | June Monthly System Peak Day | All | 11 | Average Per Premise1-in-2June Monthly System Peak DayAll11 | 7.4313 | 7.4313 | 74.8093 | 0 | 0 | 0 | 0 | 0 | 4789 | Non-Residential | caiso
Average Per Device | 1-in-2 | June Monthly System Peak Day | All | 11 | Average Per Device1-in-2June Monthly System Peak DayAll11 | 3.1433 | 3.1433 | 74.8093 | 0 | 0 | 0 | 0 | 0 | 4789 | Non-Residential | caiso
Aggregate | 1-in-2 | June Monthly System Peak Day | All | 11 | Aggregate1-in-2June Monthly System Peak DayAll11 | 35.5887 | 35.5887 | 74.8093 | 0 | 0 | 0 | 0 | 0 | 4789 | Non-Residential | caiso
Average Per Ton | 1-in-2 | May Monthly System Peak Day | 30% Cycling | 11 | Average Per Ton1-in-2May Monthly System Peak Day30% Cycling11 | 0.59962 | 0.59962 | 68.5989 | 0 | 0 | 0 | 0 | 0 | 1337 | Non-Residential | caiso
Average Per Premise | 1-in-2 | May Monthly System Peak Day | 30% Cycling | 11 | Average Per Premise1-in-2May Monthly System Peak Day30% Cycling11 | 6.3617 | 6.3617 | 68.5989 | 0 | 0 | 0 | 0 | 0 | 1337 | Non-Residential | caiso
Average Per Device | 1-in-2 | May Monthly System Peak Day | 30% Cycling | 11 | Average Per Device1-in-2May Monthly System Peak Day30% Cycling11 | 2.3296 | 2.3296 | 68.5989 | 0 | 0 | 0 | 0 | 0 | 1337 | Non-Residential | caiso
Aggregate | 1-in-2 | May Monthly System Peak Day | 30% Cycling | 11 | Aggregate1-in-2May Monthly System Peak Day30% Cycling11 | 8.5055 | 8.5055 | 68.5989 | 0 | 0 | 0 | 0 | 0 | 1337 | Non-Residential | caiso
Average Per Ton | 1-in-2 | May Monthly System Peak Day | 50% Cycling | 11 | Average Per Ton1-in-2May Monthly System Peak Day50% Cycling11 | 0.79091 | 0.79091 | 67.9739 | 0 | 0 | 0 | 0 | 0 | 3452 | Non-Residential | caiso
Average Per Premise | 1-in-2 | May Monthly System Peak Day | 50% Cycling | 11 | Average Per Premise1-in-2May Monthly System Peak Day50% Cycling11 | 6.8166 | 6.8166 | 67.9739 | 0 | 0 | 0 | 0 | 0 | 3452 | Non-Residential | caiso
Average Per Device | 1-in-2 | May Monthly System Peak Day | 50% Cycling | 11 | Average Per Device1-in-2May Monthly System Peak Day50% Cycling11 | 3.0675 | 3.0675 | 67.9739 | 0 | 0 | 0 | 0 | 0 | 3452 | Non-Residential | caiso
Aggregate | 1-in-2 | May Monthly System Peak Day | 50% Cycling | 11 | Aggregate1-in-2May Monthly System Peak Day50% Cycling11 | 23.531 | 23.531 | 67.9739 | 0 | 0 | 0 | 0 | 0 | 3452 | Non-Residential | caiso
Average Per Ton | 1-in-2 | May Monthly System Peak Day | All | 11 | Average Per Ton1-in-2May Monthly System Peak DayAll11 | 0.7375 | 0.7375 | 68.1484 | 0 | 0 | 0 | 0 | 0 | 4789 | Non-Residential | caiso
Average Per Premise | 1-in-2 | May Monthly System Peak Day | All | 11 | Average Per Premise1-in-2May Monthly System Peak DayAll11 | 6.7662 | 6.7662 | 68.1484 | 0 | 0 | 0 | 0 | 0 | 4789 | Non-Residential | caiso
Average Per Device | 1-in-2 | May Monthly System Peak Day | All | 11 | Average Per Device1-in-2May Monthly System Peak DayAll11 | 2.862 | 2.862 | 68.1484 | 0 | 0 | 0 | 0 | 0 | 4789 | Non-Residential | caiso
Aggregate | 1-in-2 | May Monthly System Peak Day | All | 11 | Aggregate1-in-2May Monthly System Peak DayAll11 | 32.4034 | 32.4034 | 68.1484 | 0 | 0 | 0 | 0 | 0 | 4789 | Non-Residential | caiso
Average Per Ton | 1-in-2 | October Monthly System Peak Day | 30% Cycling | 11 | Average Per Ton1-in-2October Monthly System Peak Day30% Cycling11 | 0.7014 | 0.7014 | 71.9409 | 0 | 0 | 0 | 0 | 0 | 1337 | Non-Residential | caiso
Average Per Premise | 1-in-2 | October Monthly System Peak Day | 30% Cycling | 11 | Average Per Premise1-in-2October Monthly System Peak Day30% Cycling11 | 7.4415 | 7.4415 | 71.9409 | 0 | 0 | 0 | 0 | 0 | 1337 | Non-Residential | caiso
Average Per Device | 1-in-2 | October Monthly System Peak Day | 30% Cycling | 11 | Average Per Device1-in-2October Monthly System Peak Day30% Cycling11 | 2.7251 | 2.7251 | 71.9409 | 0 | 0 | 0 | 0 | 0 | 1337 | Non-Residential | caiso
Aggregate | 1-in-2 | October Monthly System Peak Day | 30% Cycling | 11 | Aggregate1-in-2October Monthly System Peak Day30% Cycling11 | 9.9493 | 9.9493 | 71.9409 | 0 | 0 | 0 | 0 | 0 | 1337 | Non-Residential | caiso
Average Per Ton | 1-in-2 | October Monthly System Peak Day | 50% Cycling | 11 | Average Per Ton1-in-2October Monthly System Peak Day50% Cycling11 | 0.83706 | 0.83706 | 71.5927 | 0 | 0 | 0 | 0 | 0 | 3452 | Non-Residential | caiso
Average Per Premise | 1-in-2 | October Monthly System Peak Day | 50% Cycling | 11 | Average Per Premise1-in-2October Monthly System Peak Day50% Cycling11 | 7.2143 | 7.2143 | 71.5927 | 0 | 0 | 0 | 0 | 0 | 3452 | Non-Residential | caiso
Average Per Device | 1-in-2 | October Monthly System Peak Day | 50% Cycling | 11 | Average Per Device1-in-2October Monthly System Peak Day50% Cycling11 | 3.2465 | 3.2465 | 71.5927 | 0 | 0 | 0 | 0 | 0 | 3452 | Non-Residential | caiso
Aggregate | 1-in-2 | October Monthly System Peak Day | 50% Cycling | 11 | Aggregate1-in-2October Monthly System Peak Day50% Cycling11 | 24.9039 | 24.9039 | 71.5927 | 0 | 0 | 0 | 0 | 0 | 3452 | Non-Residential | caiso
Average Per Ton | 1-in-2 | October Monthly System Peak Day | All | 11 | Average Per Ton1-in-2October Monthly System Peak DayAll11 | 0.79918 | 0.79918 | 71.6899 | 0 | 0 | 0 | 0 | 0 | 4789 | Non-Residential | caiso
Average Per Premise | 1-in-2 | October Monthly System Peak Day | All | 11 | Average Per Premise1-in-2October Monthly System Peak DayAll11 | 7.3321 | 7.3321 | 71.6899 | 0 | 0 | 0 | 0 | 0 | 4789 | Non-Residential | caiso
Average Per Device | 1-in-2 | October Monthly System Peak Day | All | 11 | Average Per Device1-in-2October Monthly System Peak DayAll11 | 3.1013 | 3.1013 | 71.6899 | 0 | 0 | 0 | 0 | 0 | 4789 | Non-Residential | caiso
Aggregate | 1-in-2 | October Monthly System Peak Day | All | 11 | Aggregate1-in-2October Monthly System Peak DayAll11 | 35.1134 | 35.1134 | 71.6899 | 0 | 0 | 0 | 0 | 0 | 4789 | Non-Residential | caiso
Average Per Ton | 1-in-2 | September Monthly System Peak Day | 30% Cycling | 11 | Average Per Ton1-in-2September Monthly System Peak Day30% Cycling11 | 0.96688 | 0.96688 | 83.2854 | 0 | 0 | 0 | 0 | 0 | 1337 | Non-Residential | caiso
Average Per Premise | 1-in-2 | September Monthly System Peak Day | 30% Cycling | 11 | Average Per Premise1-in-2September Monthly System Peak Day30% Cycling11 | 10.2581 | 10.2581 | 83.2854 | 0 | 0 | 0 | 0 | 0 | 1337 | Non-Residential | caiso
Average Per Device | 1-in-2 | September Monthly System Peak Day | 30% Cycling | 11 | Average Per Device1-in-2September Monthly System Peak Day30% Cycling11 | 3.7565 | 3.7565 | 83.2854 | 0 | 0 | 0 | 0 | 0 | 1337 | Non-Residential | caiso
Aggregate | 1-in-2 | September Monthly System Peak Day | 30% Cycling | 11 | Aggregate1-in-2September Monthly System Peak Day30% Cycling11 | 13.7151 | 13.7151 | 83.2854 | 0 | 0 | 0 | 0 | 0 | 1337 | Non-Residential | caiso
Average Per Ton | 1-in-2 | September Monthly System Peak Day | 50% Cycling | 11 | Average Per Ton1-in-2September Monthly System Peak Day50% Cycling11 | 0.94337 | 0.94337 | 82.0643 | 0 | 0 | 0 | 0 | 0 | 3452 | Non-Residential | caiso
Average Per Premise | 1-in-2 | September Monthly System Peak Day | 50% Cycling | 11 | Average Per Premise1-in-2September Monthly System Peak Day50% Cycling11 | 8.1306 | 8.1306 | 82.0643 | 0 | 0 | 0 | 0 | 0 | 3452 | Non-Residential | caiso
Average Per Device | 1-in-2 | September Monthly System Peak Day | 50% Cycling | 11 | Average Per Device1-in-2September Monthly System Peak Day50% Cycling11 | 3.6588 | 3.6588 | 82.0643 | 0 | 0 | 0 | 0 | 0 | 3452 | Non-Residential | caiso
Aggregate | 1-in-2 | September Monthly System Peak Day | 50% Cycling | 11 | Aggregate1-in-2September Monthly System Peak Day50% Cycling11 | 28.0667 | 28.0667 | 82.0643 | 0 | 0 | 0 | 0 | 0 | 3452 | Non-Residential | caiso
Average Per Ton | 1-in-2 | September Monthly System Peak Day | All | 11 | Average Per Ton1-in-2September Monthly System Peak DayAll11 | 0.94993 | 0.94993 | 82.4052 | 0 | 0 | 0 | 0 | 0 | 4789 | Non-Residential | caiso
Average Per Premise | 1-in-2 | September Monthly System Peak Day | All | 11 | Average Per Premise1-in-2September Monthly System Peak DayAll11 | 8.7151 | 8.7151 | 82.4052 | 0 | 0 | 0 | 0 | 0 | 4789 | Non-Residential | caiso
Average Per Device | 1-in-2 | September Monthly System Peak Day | All | 11 | Average Per Device1-in-2September Monthly System Peak DayAll11 | 3.6863 | 3.6863 | 82.4052 | 0 | 0 | 0 | 0 | 0 | 4789 | Non-Residential | caiso
Aggregate | 1-in-2 | September Monthly System Peak Day | All | 11 | Aggregate1-in-2September Monthly System Peak DayAll11 | 41.7368 | 41.7368 | 82.4052 | 0 | 0 | 0 | 0 | 0 | 4789 | Non-Residential | caiso
Average Per Ton | 1-in-2 | August Monthly System Peak Day | 30% Cycling | 12 | Average Per Ton1-in-2August Monthly System Peak Day30% Cycling12 | 1.0163 | 1.0163 | 85.5416 | 0 | 0 | 0 | 0 | 0 | 1337 | Non-Residential | caiso
Average Per Premise | 1-in-2 | August Monthly System Peak Day | 30% Cycling | 12 | Average Per Premise1-in-2August Monthly System Peak Day30% Cycling12 | 10.7823 | 10.7823 | 85.5416 | 0 | 0 | 0 | 0 | 0 | 1337 | Non-Residential | caiso
Average Per Device | 1-in-2 | August Monthly System Peak Day | 30% Cycling | 12 | Average Per Device1-in-2August Monthly System Peak Day30% Cycling12 | 3.9485 | 3.9485 | 85.5416 | 0 | 0 | 0 | 0 | 0 | 1337 | Non-Residential | caiso
Aggregate | 1-in-2 | August Monthly System Peak Day | 30% Cycling | 12 | Aggregate1-in-2August Monthly System Peak Day30% Cycling12 | 14.4159 | 14.4159 | 85.5416 | 0 | 0 | 0 | 0 | 0 | 1337 | Non-Residential | caiso
Average Per Ton | 1-in-2 | August Monthly System Peak Day | 50% Cycling | 12 | Average Per Ton1-in-2August Monthly System Peak Day50% Cycling12 | 1.0062 | 1.0062 | 84.5691 | 0 | 0 | 0 | 0 | 0 | 3452 | Non-Residential | caiso
Average Per Premise | 1-in-2 | August Monthly System Peak Day | 50% Cycling | 12 | Average Per Premise1-in-2August Monthly System Peak Day50% Cycling12 | 8.6719 | 8.6719 | 84.5691 | 0 | 0 | 0 | 0 | 0 | 3452 | Non-Residential | caiso
Average Per Device | 1-in-2 | August Monthly System Peak Day | 50% Cycling | 12 | Average Per Device1-in-2August Monthly System Peak Day50% Cycling12 | 3.9024 | 3.9024 | 84.5691 | 0 | 0 | 0 | 0 | 0 | 3452 | Non-Residential | caiso
Aggregate | 1-in-2 | August Monthly System Peak Day | 50% Cycling | 12 | Aggregate1-in-2August Monthly System Peak Day50% Cycling12 | 29.9353 | 29.9353 | 84.5691 | 0 | 0 | 0 | 0 | 0 | 3452 | Non-Residential | caiso
Average Per Ton | 1-in-2 | August Monthly System Peak Day | All | 12 | Average Per Ton1-in-2August Monthly System Peak DayAll12 | 1.009 | 1.009 | 84.8406 | 0 | 0 | 0 | 0 | 0 | 4789 | Non-Residential | caiso
Average Per Premise | 1-in-2 | August Monthly System Peak Day | All | 12 | Average Per Premise1-in-2August Monthly System Peak DayAll12 | 9.257 | 9.257 | 84.8406 | 0 | 0 | 0 | 0 | 0 | 4789 | Non-Residential | caiso
Average Per Device | 1-in-2 | August Monthly System Peak Day | All | 12 | Average Per Device1-in-2August Monthly System Peak DayAll12 | 3.9155 | 3.9155 | 84.8406 | 0 | 0 | 0 | 0 | 0 | 4789 | Non-Residential | caiso
Aggregate | 1-in-2 | August Monthly System Peak Day | All | 12 | Aggregate1-in-2August Monthly System Peak DayAll12 | 44.3318 | 44.3318 | 84.8406 | 0 | 0 | 0 | 0 | 0 | 4789 | Non-Residential | caiso
Average Per Ton | 1-in-2 | August Typical Event Day | 30% Cycling | 12 | Average Per Ton1-in-2August Typical Event Day30% Cycling12 | 0.92217 | 0.92217 | 80.5125 | 0 | 0 | 0 | 0 | 0 | 1337 | Non-Residential | caiso
Average Per Premise | 1-in-2 | August Typical Event Day | 30% Cycling | 12 | Average Per Premise1-in-2August Typical Event Day30% Cycling12 | 9.7838 | 9.7838 | 80.5125 | 0 | 0 | 0 | 0 | 0 | 1337 | Non-Residential | caiso
Average Per Device | 1-in-2 | August Typical Event Day | 30% Cycling | 12 | Average Per Device1-in-2August Typical Event Day30% Cycling12 | 3.5828 | 3.5828 | 80.5125 | 0 | 0 | 0 | 0 | 0 | 1337 | Non-Residential | caiso
Aggregate | 1-in-2 | August Typical Event Day | 30% Cycling | 12 | Aggregate1-in-2August Typical Event Day30% Cycling12 | 13.0809 | 13.0809 | 80.5125 | 0 | 0 | 0 | 0 | 0 | 1337 | Non-Residential | caiso
Average Per Ton | 1-in-2 | August Typical Event Day | 50% Cycling | 12 | Average Per Ton1-in-2August Typical Event Day50% Cycling12 | 0.96713 | 0.96713 | 79.5509 | 0 | 0 | 0 | 0 | 0 | 3452 | Non-Residential | caiso
Average Per Premise | 1-in-2 | August Typical Event Day | 50% Cycling | 12 | Average Per Premise1-in-2August Typical Event Day50% Cycling12 | 8.3354 | 8.3354 | 79.5509 | 0 | 0 | 0 | 0 | 0 | 3452 | Non-Residential | caiso
Average Per Device | 1-in-2 | August Typical Event Day | 50% Cycling | 12 | Average Per Device1-in-2August Typical Event Day50% Cycling12 | 3.751 | 3.751 | 79.5509 | 0 | 0 | 0 | 0 | 0 | 3452 | Non-Residential | caiso
Aggregate | 1-in-2 | August Typical Event Day | 50% Cycling | 12 | Aggregate1-in-2August Typical Event Day50% Cycling12 | 28.7739 | 28.7739 | 79.5509 | 0 | 0 | 0 | 0 | 0 | 3452 | Non-Residential | caiso
Average Per Ton | 1-in-2 | August Typical Event Day | All | 12 | Average Per Ton1-in-2August Typical Event DayAll12 | 0.95458 | 0.95458 | 79.8194 | 0 | 0 | 0 | 0 | 0 | 4789 | Non-Residential | caiso
Average Per Premise | 1-in-2 | August Typical Event Day | All | 12 | Average Per Premise1-in-2August Typical Event DayAll12 | 8.7578 | 8.7578 | 79.8194 | 0 | 0 | 0 | 0 | 0 | 4789 | Non-Residential | caiso
Average Per Device | 1-in-2 | August Typical Event Day | All | 12 | Average Per Device1-in-2August Typical Event DayAll12 | 3.7044 | 3.7044 | 79.8194 | 0 | 0 | 0 | 0 | 0 | 4789 | Non-Residential | caiso
Aggregate | 1-in-2 | August Typical Event Day | All | 12 | Aggregate1-in-2August Typical Event DayAll12 | 41.941 | 41.941 | 79.8194 | 0 | 0 | 0 | 0 | 0 | 4789 | Non-Residential | caiso
Average Per Ton | 1-in-2 | July Monthly System Peak Day | 30% Cycling | 12 | Average Per Ton1-in-2July Monthly System Peak Day30% Cycling12 | 0.86403 | 0.86403 | 75.4498 | 0 | 0 | 0 | 0 | 0 | 1337 | Non-Residential | caiso
Average Per Premise | 1-in-2 | July Monthly System Peak Day | 30% Cycling | 12 | Average Per Premise1-in-2July Monthly System Peak Day30% Cycling12 | 9.167 | 9.167 | 75.4498 | 0 | 0 | 0 | 0 | 0 | 1337 | Non-Residential | caiso
Average Per Device | 1-in-2 | July Monthly System Peak Day | 30% Cycling | 12 | Average Per Device1-in-2July Monthly System Peak Day30% Cycling12 | 3.357 | 3.357 | 75.4498 | 0 | 0 | 0 | 0 | 0 | 1337 | Non-Residential | caiso
Aggregate | 1-in-2 | July Monthly System Peak Day | 30% Cycling | 12 | Aggregate1-in-2July Monthly System Peak Day30% Cycling12 | 12.2563 | 12.2563 | 75.4498 | 0 | 0 | 0 | 0 | 0 | 1337 | Non-Residential | caiso
Average Per Ton | 1-in-2 | July Monthly System Peak Day | 50% Cycling | 12 | Average Per Ton1-in-2July Monthly System Peak Day50% Cycling12 | 0.9442 | 0.9442 | 74.8581 | 0 | 0 | 0 | 0 | 0 | 3452 | Non-Residential | caiso
Average Per Premise | 1-in-2 | July Monthly System Peak Day | 50% Cycling | 12 | Average Per Premise1-in-2July Monthly System Peak Day50% Cycling12 | 8.1377 | 8.1377 | 74.8581 | 0 | 0 | 0 | 0 | 0 | 3452 | Non-Residential | caiso
Average Per Device | 1-in-2 | July Monthly System Peak Day | 50% Cycling | 12 | Average Per Device1-in-2July Monthly System Peak Day50% Cycling12 | 3.662 | 3.662 | 74.8581 | 0 | 0 | 0 | 0 | 0 | 3452 | Non-Residential | caiso
Aggregate | 1-in-2 | July Monthly System Peak Day | 50% Cycling | 12 | Aggregate1-in-2July Monthly System Peak Day50% Cycling12 | 28.0915 | 28.0915 | 74.8581 | 0 | 0 | 0 | 0 | 0 | 3452 | Non-Residential | caiso
Average Per Ton | 1-in-2 | July Monthly System Peak Day | All | 12 | Average Per Ton1-in-2July Monthly System Peak DayAll12 | 0.92181 | 0.92181 | 75.0233 | 0 | 0 | 0 | 0 | 0 | 4789 | Non-Residential | caiso
Average Per Premise | 1-in-2 | July Monthly System Peak Day | All | 12 | Average Per Premise1-in-2July Monthly System Peak DayAll12 | 8.4572 | 8.4572 | 75.0233 | 0 | 0 | 0 | 0 | 0 | 4789 | Non-Residential | caiso
Average Per Device | 1-in-2 | July Monthly System Peak Day | All | 12 | Average Per Device1-in-2July Monthly System Peak DayAll12 | 3.5772 | 3.5772 | 75.0233 | 0 | 0 | 0 | 0 | 0 | 4789 | Non-Residential | caiso
Aggregate | 1-in-2 | July Monthly System Peak Day | All | 12 | Aggregate1-in-2July Monthly System Peak DayAll12 | 40.5015 | 40.5015 | 75.0233 | 0 | 0 | 0 | 0 | 0 | 4789 | Non-Residential | caiso
Average Per Ton | 1-in-2 | June Monthly System Peak Day | 30% Cycling | 12 | Average Per Ton1-in-2June Monthly System Peak Day30% Cycling12 | 0.77352 | 0.77352 | 75.666 | 0 | 0 | 0 | 0 | 0 | 1337 | Non-Residential | caiso
Average Per Premise | 1-in-2 | June Monthly System Peak Day | 30% Cycling | 12 | Average Per Premise1-in-2June Monthly System Peak Day30% Cycling12 | 8.2068 | 8.2068 | 75.666 | 0 | 0 | 0 | 0 | 0 | 1337 | Non-Residential | caiso
Average Per Device | 1-in-2 | June Monthly System Peak Day | 30% Cycling | 12 | Average Per Device1-in-2June Monthly System Peak Day30% Cycling12 | 3.0053 | 3.0053 | 75.666 | 0 | 0 | 0 | 0 | 0 | 1337 | Non-Residential | caiso
Aggregate | 1-in-2 | June Monthly System Peak Day | 30% Cycling | 12 | Aggregate1-in-2June Monthly System Peak Day30% Cycling12 | 10.9724 | 10.9724 | 75.666 | 0 | 0 | 0 | 0 | 0 | 1337 | Non-Residential | caiso
Average Per Ton | 1-in-2 | June Monthly System Peak Day | 50% Cycling | 12 | Average Per Ton1-in-2June Monthly System Peak Day50% Cycling12 | 0.90566 | 0.90566 | 74.9809 | 0 | 0 | 0 | 0 | 0 | 3452 | Non-Residential | caiso
Average Per Premise | 1-in-2 | June Monthly System Peak Day | 50% Cycling | 12 | Average Per Premise1-in-2June Monthly System Peak Day50% Cycling12 | 7.8056 | 7.8056 | 74.9809 | 0 | 0 | 0 | 0 | 0 | 3452 | Non-Residential | caiso
Average Per Device | 1-in-2 | June Monthly System Peak Day | 50% Cycling | 12 | Average Per Device1-in-2June Monthly System Peak Day50% Cycling12 | 3.5126 | 3.5126 | 74.9809 | 0 | 0 | 0 | 0 | 0 | 3452 | Non-Residential | caiso
Aggregate | 1-in-2 | June Monthly System Peak Day | 50% Cycling | 12 | Aggregate1-in-2June Monthly System Peak Day50% Cycling12 | 26.9448 | 26.9448 | 74.9809 | 0 | 0 | 0 | 0 | 0 | 3452 | Non-Residential | caiso
Average Per Ton | 1-in-2 | June Monthly System Peak Day | All | 12 | Average Per Ton1-in-2June Monthly System Peak DayAll12 | 0.86876 | 0.86876 | 75.1722 | 0 | 0 | 0 | 0 | 0 | 4789 | Non-Residential | caiso
Average Per Premise | 1-in-2 | June Monthly System Peak Day | All | 12 | Average Per Premise1-in-2June Monthly System Peak DayAll12 | 7.9705 | 7.9705 | 75.1722 | 0 | 0 | 0 | 0 | 0 | 4789 | Non-Residential | caiso
Average Per Device | 1-in-2 | June Monthly System Peak Day | All | 12 | Average Per Device1-in-2June Monthly System Peak DayAll12 | 3.3714 | 3.3714 | 75.1722 | 0 | 0 | 0 | 0 | 0 | 4789 | Non-Residential | caiso
Aggregate | 1-in-2 | June Monthly System Peak Day | All | 12 | Aggregate1-in-2June Monthly System Peak DayAll12 | 38.1706 | 38.1706 | 75.1722 | 0 | 0 | 0 | 0 | 0 | 4789 | Non-Residential | caiso
Average Per Ton | 1-in-2 | May Monthly System Peak Day | 30% Cycling | 12 | Average Per Ton1-in-2May Monthly System Peak Day30% Cycling12 | 0.64176 | 0.64176 | 70.3536 | 0 | 0 | 0 | 0 | 0 | 1337 | Non-Residential | caiso
Average Per Premise | 1-in-2 | May Monthly System Peak Day | 30% Cycling | 12 | Average Per Premise1-in-2May Monthly System Peak Day30% Cycling12 | 6.8088 | 6.8088 | 70.3536 | 0 | 0 | 0 | 0 | 0 | 1337 | Non-Residential | caiso
Average Per Device | 1-in-2 | May Monthly System Peak Day | 30% Cycling | 12 | Average Per Device1-in-2May Monthly System Peak Day30% Cycling12 | 2.4934 | 2.4934 | 70.3536 | 0 | 0 | 0 | 0 | 0 | 1337 | Non-Residential | caiso
Aggregate | 1-in-2 | May Monthly System Peak Day | 30% Cycling | 12 | Aggregate1-in-2May Monthly System Peak Day30% Cycling12 | 9.1034 | 9.1034 | 70.3536 | 0 | 0 | 0 | 0 | 0 | 1337 | Non-Residential | caiso
Average Per Ton | 1-in-2 | May Monthly System Peak Day | 50% Cycling | 12 | Average Per Ton1-in-2May Monthly System Peak Day50% Cycling12 | 0.84889 | 0.84889 | 69.5658 | 0 | 0 | 0 | 0 | 0 | 3452 | Non-Residential | caiso
Average Per Premise | 1-in-2 | May Monthly System Peak Day | 50% Cycling | 12 | Average Per Premise1-in-2May Monthly System Peak Day50% Cycling12 | 7.3163 | 7.3163 | 69.5658 | 0 | 0 | 0 | 0 | 0 | 3452 | Non-Residential | caiso
Average Per Device | 1-in-2 | May Monthly System Peak Day | 50% Cycling | 12 | Average Per Device1-in-2May Monthly System Peak Day50% Cycling12 | 3.2924 | 3.2924 | 69.5658 | 0 | 0 | 0 | 0 | 0 | 3452 | Non-Residential | caiso
Aggregate | 1-in-2 | May Monthly System Peak Day | 50% Cycling | 12 | Aggregate1-in-2May Monthly System Peak Day50% Cycling12 | 25.2558 | 25.2558 | 69.5658 | 0 | 0 | 0 | 0 | 0 | 3452 | Non-Residential | caiso
Average Per Ton | 1-in-2 | May Monthly System Peak Day | All | 12 | Average Per Ton1-in-2May Monthly System Peak DayAll12 | 0.79106 | 0.79106 | 69.7858 | 0 | 0 | 0 | 0 | 0 | 4789 | Non-Residential | caiso
Average Per Premise | 1-in-2 | May Monthly System Peak Day | All | 12 | Average Per Premise1-in-2May Monthly System Peak DayAll12 | 7.2576 | 7.2576 | 69.7858 | 0 | 0 | 0 | 0 | 0 | 4789 | Non-Residential | caiso
Average Per Device | 1-in-2 | May Monthly System Peak Day | All | 12 | Average Per Device1-in-2May Monthly System Peak DayAll12 | 3.0698 | 3.0698 | 69.7858 | 0 | 0 | 0 | 0 | 0 | 4789 | Non-Residential | caiso
Aggregate | 1-in-2 | May Monthly System Peak Day | All | 12 | Aggregate1-in-2May Monthly System Peak DayAll12 | 34.7564 | 34.7564 | 69.7858 | 0 | 0 | 0 | 0 | 0 | 4789 | Non-Residential | caiso
Average Per Ton | 1-in-2 | October Monthly System Peak Day | 30% Cycling | 12 | Average Per Ton1-in-2October Monthly System Peak Day30% Cycling12 | 0.7507 | 0.7507 | 75.8884 | 0 | 0 | 0 | 0 | 0 | 1337 | Non-Residential | caiso
Average Per Premise | 1-in-2 | October Monthly System Peak Day | 30% Cycling | 12 | Average Per Premise1-in-2October Monthly System Peak Day30% Cycling12 | 7.9646 | 7.9646 | 75.8884 | 0 | 0 | 0 | 0 | 0 | 1337 | Non-Residential | caiso
Average Per Device | 1-in-2 | October Monthly System Peak Day | 30% Cycling | 12 | Average Per Device1-in-2October Monthly System Peak Day30% Cycling12 | 2.9166 | 2.9166 | 75.8884 | 0 | 0 | 0 | 0 | 0 | 1337 | Non-Residential | caiso
Aggregate | 1-in-2 | October Monthly System Peak Day | 30% Cycling | 12 | Aggregate1-in-2October Monthly System Peak Day30% Cycling12 | 10.6486 | 10.6486 | 75.8884 | 0 | 0 | 0 | 0 | 0 | 1337 | Non-Residential | caiso
Average Per Ton | 1-in-2 | October Monthly System Peak Day | 50% Cycling | 12 | Average Per Ton1-in-2October Monthly System Peak Day50% Cycling12 | 0.89841 | 0.89841 | 75.3587 | 0 | 0 | 0 | 0 | 0 | 3452 | Non-Residential | caiso
Average Per Premise | 1-in-2 | October Monthly System Peak Day | 50% Cycling | 12 | Average Per Premise1-in-2October Monthly System Peak Day50% Cycling12 | 7.7431 | 7.7431 | 75.3587 | 0 | 0 | 0 | 0 | 0 | 3452 | Non-Residential | caiso
Average Per Device | 1-in-2 | October Monthly System Peak Day | 50% Cycling | 12 | Average Per Device1-in-2October Monthly System Peak Day50% Cycling12 | 3.4845 | 3.4845 | 75.3587 | 0 | 0 | 0 | 0 | 0 | 3452 | Non-Residential | caiso
Aggregate | 1-in-2 | October Monthly System Peak Day | 50% Cycling | 12 | Aggregate1-in-2October Monthly System Peak Day50% Cycling12 | 26.7293 | 26.7293 | 75.3587 | 0 | 0 | 0 | 0 | 0 | 3452 | Non-Residential | caiso
Average Per Ton | 1-in-2 | October Monthly System Peak Day | All | 12 | Average Per Ton1-in-2October Monthly System Peak DayAll12 | 0.85717 | 0.85717 | 75.5066 | 0 | 0 | 0 | 0 | 0 | 4789 | Non-Residential | caiso
Average Per Premise | 1-in-2 | October Monthly System Peak Day | All | 12 | Average Per Premise1-in-2October Monthly System Peak DayAll12 | 7.8641 | 7.8641 | 75.5066 | 0 | 0 | 0 | 0 | 0 | 4789 | Non-Residential | caiso
Average Per Device | 1-in-2 | October Monthly System Peak Day | All | 12 | Average Per Device1-in-2October Monthly System Peak DayAll12 | 3.3264 | 3.3264 | 75.5066 | 0 | 0 | 0 | 0 | 0 | 4789 | Non-Residential | caiso
Aggregate | 1-in-2 | October Monthly System Peak Day | All | 12 | Aggregate1-in-2October Monthly System Peak DayAll12 | 37.6612 | 37.6612 | 75.5066 | 0 | 0 | 0 | 0 | 0 | 4789 | Non-Residential | caiso
Average Per Ton | 1-in-2 | September Monthly System Peak Day | 30% Cycling | 12 | Average Per Ton1-in-2September Monthly System Peak Day30% Cycling12 | 1.0348 | 1.0348 | 85.3924 | 0 | 0 | 0 | 0 | 0 | 1337 | Non-Residential | caiso
Average Per Premise | 1-in-2 | September Monthly System Peak Day | 30% Cycling | 12 | Average Per Premise1-in-2September Monthly System Peak Day30% Cycling12 | 10.9792 | 10.9792 | 85.3924 | 0 | 0 | 0 | 0 | 0 | 1337 | Non-Residential | caiso
Average Per Device | 1-in-2 | September Monthly System Peak Day | 30% Cycling | 12 | Average Per Device1-in-2September Monthly System Peak Day30% Cycling12 | 4.0206 | 4.0206 | 85.3924 | 0 | 0 | 0 | 0 | 0 | 1337 | Non-Residential | caiso
Aggregate | 1-in-2 | September Monthly System Peak Day | 30% Cycling | 12 | Aggregate1-in-2September Monthly System Peak Day30% Cycling12 | 14.6792 | 14.6792 | 85.3924 | 0 | 0 | 0 | 0 | 0 | 1337 | Non-Residential | caiso
Average Per Ton | 1-in-2 | September Monthly System Peak Day | 50% Cycling | 12 | Average Per Ton1-in-2September Monthly System Peak Day50% Cycling12 | 1.0125 | 1.0125 | 83.7956 | 0 | 0 | 0 | 0 | 0 | 3452 | Non-Residential | caiso
Average Per Premise | 1-in-2 | September Monthly System Peak Day | 50% Cycling | 12 | Average Per Premise1-in-2September Monthly System Peak Day50% Cycling12 | 8.7265 | 8.7265 | 83.7956 | 0 | 0 | 0 | 0 | 0 | 3452 | Non-Residential | caiso
Average Per Device | 1-in-2 | September Monthly System Peak Day | 50% Cycling | 12 | Average Per Device1-in-2September Monthly System Peak Day50% Cycling12 | 3.927 | 3.927 | 83.7956 | 0 | 0 | 0 | 0 | 0 | 3452 | Non-Residential | caiso
Aggregate | 1-in-2 | September Monthly System Peak Day | 50% Cycling | 12 | Aggregate1-in-2September Monthly System Peak Day50% Cycling12 | 30.124 | 30.124 | 83.7956 | 0 | 0 | 0 | 0 | 0 | 3452 | Non-Residential | caiso
Average Per Ton | 1-in-2 | September Monthly System Peak Day | All | 12 | Average Per Ton1-in-2September Monthly System Peak DayAll12 | 1.0187 | 1.0187 | 84.2414 | 0 | 0 | 0 | 0 | 0 | 4789 | Non-Residential | caiso
Average Per Premise | 1-in-2 | September Monthly System Peak Day | All | 12 | Average Per Premise1-in-2September Monthly System Peak DayAll12 | 9.3465 | 9.3465 | 84.2414 | 0 | 0 | 0 | 0 | 0 | 4789 | Non-Residential | caiso
Average Per Device | 1-in-2 | September Monthly System Peak Day | All | 12 | Average Per Device1-in-2September Monthly System Peak DayAll12 | 3.9534 | 3.9534 | 84.2414 | 0 | 0 | 0 | 0 | 0 | 4789 | Non-Residential | caiso
Aggregate | 1-in-2 | September Monthly System Peak Day | All | 12 | Aggregate1-in-2September Monthly System Peak DayAll12 | 44.7603 | 44.7603 | 84.2414 | 0 | 0 | 0 | 0 | 0 | 4789 | Non-Residential | caiso
Average Per Ton | 1-in-2 | August Monthly System Peak Day | 30% Cycling | 13 | Average Per Ton1-in-2August Monthly System Peak Day30% Cycling13 | 1.0412 | 1.0412 | 86.8154 | 0 | 0 | 0 | 0 | 0 | 1337 | Non-Residential | caiso
Average Per Premise | 1-in-2 | August Monthly System Peak Day | 30% Cycling | 13 | Average Per Premise1-in-2August Monthly System Peak Day30% Cycling13 | 11.0471 | 11.0471 | 86.8154 | 0 | 0 | 0 | 0 | 0 | 1337 | Non-Residential | caiso
Average Per Device | 1-in-2 | August Monthly System Peak Day | 30% Cycling | 13 | Average Per Device1-in-2August Monthly System Peak Day30% Cycling13 | 4.0454 | 4.0454 | 86.8154 | 0 | 0 | 0 | 0 | 0 | 1337 | Non-Residential | caiso
Aggregate | 1-in-2 | August Monthly System Peak Day | 30% Cycling | 13 | Aggregate1-in-2August Monthly System Peak Day30% Cycling13 | 14.7699 | 14.7699 | 86.8154 | 0 | 0 | 0 | 0 | 0 | 1337 | Non-Residential | caiso
Average Per Ton | 1-in-2 | August Monthly System Peak Day | 50% Cycling | 13 | Average Per Ton1-in-2August Monthly System Peak Day50% Cycling13 | 1.0238 | 1.0238 | 85.6863 | 0 | 0 | 0 | 0 | 0 | 3452 | Non-Residential | caiso
Average Per Premise | 1-in-2 | August Monthly System Peak Day | 50% Cycling | 13 | Average Per Premise1-in-2August Monthly System Peak Day50% Cycling13 | 8.824 | 8.824 | 85.6863 | 0 | 0 | 0 | 0 | 0 | 3452 | Non-Residential | caiso
Average Per Device | 1-in-2 | August Monthly System Peak Day | 50% Cycling | 13 | Average Per Device1-in-2August Monthly System Peak Day50% Cycling13 | 3.9709 | 3.9709 | 85.6863 | 0 | 0 | 0 | 0 | 0 | 3452 | Non-Residential | caiso
Aggregate | 1-in-2 | August Monthly System Peak Day | 50% Cycling | 13 | Aggregate1-in-2August Monthly System Peak Day50% Cycling13 | 30.4606 | 30.4606 | 85.6863 | 0 | 0 | 0 | 0 | 0 | 3452 | Non-Residential | caiso
Average Per Ton | 1-in-2 | August Monthly System Peak Day | All | 13 | Average Per Ton1-in-2August Monthly System Peak DayAll13 | 1.0287 | 1.0287 | 86.0016 | 0 | 0 | 0 | 0 | 0 | 4789 | Non-Residential | caiso
Average Per Premise | 1-in-2 | August Monthly System Peak Day | All | 13 | Average Per Premise1-in-2August Monthly System Peak DayAll13 | 9.4377 | 9.4377 | 86.0016 | 0 | 0 | 0 | 0 | 0 | 4789 | Non-Residential | caiso
Average Per Device | 1-in-2 | August Monthly System Peak Day | All | 13 | Average Per Device1-in-2August Monthly System Peak DayAll13 | 3.992 | 3.992 | 86.0016 | 0 | 0 | 0 | 0 | 0 | 4789 | Non-Residential | caiso
Aggregate | 1-in-2 | August Monthly System Peak Day | All | 13 | Aggregate1-in-2August Monthly System Peak DayAll13 | 45.1971 | 45.1971 | 86.0016 | 0 | 0 | 0 | 0 | 0 | 4789 | Non-Residential | caiso
Average Per Ton | 1-in-2 | August Typical Event Day | 30% Cycling | 13 | Average Per Ton1-in-2August Typical Event Day30% Cycling13 | 0.94481 | 0.94481 | 82.0033 | 0 | 0 | 0 | 0 | 0 | 1337 | Non-Residential | caiso
Average Per Premise | 1-in-2 | August Typical Event Day | 30% Cycling | 13 | Average Per Premise1-in-2August Typical Event Day30% Cycling13 | 10.0241 | 10.0241 | 82.0033 | 0 | 0 | 0 | 0 | 0 | 1337 | Non-Residential | caiso
Average Per Device | 1-in-2 | August Typical Event Day | 30% Cycling | 13 | Average Per Device1-in-2August Typical Event Day30% Cycling13 | 3.6708 | 3.6708 | 82.0033 | 0 | 0 | 0 | 0 | 0 | 1337 | Non-Residential | caiso
Aggregate | 1-in-2 | August Typical Event Day | 30% Cycling | 13 | Aggregate1-in-2August Typical Event Day30% Cycling13 | 13.4022 | 13.4022 | 82.0033 | 0 | 0 | 0 | 0 | 0 | 1337 | Non-Residential | caiso
Average Per Ton | 1-in-2 | August Typical Event Day | 50% Cycling | 13 | Average Per Ton1-in-2August Typical Event Day50% Cycling13 | 0.9841 | 0.9841 | 80.9771 | 0 | 0 | 0 | 0 | 0 | 3452 | Non-Residential | caiso
Average Per Premise | 1-in-2 | August Typical Event Day | 50% Cycling | 13 | Average Per Premise1-in-2August Typical Event Day50% Cycling13 | 8.4817 | 8.4817 | 80.9771 | 0 | 0 | 0 | 0 | 0 | 3452 | Non-Residential | caiso
Average Per Device | 1-in-2 | August Typical Event Day | 50% Cycling | 13 | Average Per Device1-in-2August Typical Event Day50% Cycling13 | 3.8168 | 3.8168 | 80.9771 | 0 | 0 | 0 | 0 | 0 | 3452 | Non-Residential | caiso
Aggregate | 1-in-2 | August Typical Event Day | 50% Cycling | 13 | Aggregate1-in-2August Typical Event Day50% Cycling13 | 29.2788 | 29.2788 | 80.9771 | 0 | 0 | 0 | 0 | 0 | 3452 | Non-Residential | caiso
Average Per Ton | 1-in-2 | August Typical Event Day | All | 13 | Average Per Ton1-in-2August Typical Event DayAll13 | 0.97313 | 0.97313 | 81.2636 | 0 | 0 | 0 | 0 | 0 | 4789 | Non-Residential | caiso
Average Per Premise | 1-in-2 | August Typical Event Day | All | 13 | Average Per Premise1-in-2August Typical Event DayAll13 | 8.928 | 8.928 | 81.2636 | 0 | 0 | 0 | 0 | 0 | 4789 | Non-Residential | caiso
Average Per Device | 1-in-2 | August Typical Event Day | All | 13 | Average Per Device1-in-2August Typical Event DayAll13 | 3.7764 | 3.7764 | 81.2636 | 0 | 0 | 0 | 0 | 0 | 4789 | Non-Residential | caiso
Aggregate | 1-in-2 | August Typical Event Day | All | 13 | Aggregate1-in-2August Typical Event DayAll13 | 42.7563 | 42.7563 | 81.2636 | 0 | 0 | 0 | 0 | 0 | 4789 | Non-Residential | caiso
Average Per Ton | 1-in-2 | July Monthly System Peak Day | 30% Cycling | 13 | Average Per Ton1-in-2July Monthly System Peak Day30% Cycling13 | 0.88525 | 0.88525 | 76.558 | 0 | 0 | 0 | 0 | 0 | 1337 | Non-Residential | caiso
Average Per Premise | 1-in-2 | July Monthly System Peak Day | 30% Cycling | 13 | Average Per Premise1-in-2July Monthly System Peak Day30% Cycling13 | 9.3921 | 9.3921 | 76.558 | 0 | 0 | 0 | 0 | 0 | 1337 | Non-Residential | caiso
Average Per Device | 1-in-2 | July Monthly System Peak Day | 30% Cycling | 13 | Average Per Device1-in-2July Monthly System Peak Day30% Cycling13 | 3.4394 | 3.4394 | 76.558 | 0 | 0 | 0 | 0 | 0 | 1337 | Non-Residential | caiso
Aggregate | 1-in-2 | July Monthly System Peak Day | 30% Cycling | 13 | Aggregate1-in-2July Monthly System Peak Day30% Cycling13 | 12.5572 | 12.5572 | 76.558 | 0 | 0 | 0 | 0 | 0 | 1337 | Non-Residential | caiso
Average Per Ton | 1-in-2 | July Monthly System Peak Day | 50% Cycling | 13 | Average Per Ton1-in-2July Monthly System Peak Day50% Cycling13 | 0.96077 | 0.96077 | 76.0839 | 0 | 0 | 0 | 0 | 0 | 3452 | Non-Residential | caiso
Average Per Premise | 1-in-2 | July Monthly System Peak Day | 50% Cycling | 13 | Average Per Premise1-in-2July Monthly System Peak Day50% Cycling13 | 8.2805 | 8.2805 | 76.0839 | 0 | 0 | 0 | 0 | 0 | 3452 | Non-Residential | caiso
Average Per Device | 1-in-2 | July Monthly System Peak Day | 50% Cycling | 13 | Average Per Device1-in-2July Monthly System Peak Day50% Cycling13 | 3.7263 | 3.7263 | 76.0839 | 0 | 0 | 0 | 0 | 0 | 3452 | Non-Residential | caiso
Aggregate | 1-in-2 | July Monthly System Peak Day | 50% Cycling | 13 | Aggregate1-in-2July Monthly System Peak Day50% Cycling13 | 28.5844 | 28.5844 | 76.0839 | 0 | 0 | 0 | 0 | 0 | 3452 | Non-Residential | caiso
Average Per Ton | 1-in-2 | July Monthly System Peak Day | All | 13 | Average Per Ton1-in-2July Monthly System Peak DayAll13 | 0.93968 | 0.93968 | 76.2163 | 0 | 0 | 0 | 0 | 0 | 4789 | Non-Residential | caiso
Average Per Premise | 1-in-2 | July Monthly System Peak Day | All | 13 | Average Per Premise1-in-2July Monthly System Peak DayAll13 | 8.6211 | 8.6211 | 76.2163 | 0 | 0 | 0 | 0 | 0 | 4789 | Non-Residential | caiso
Average Per Device | 1-in-2 | July Monthly System Peak Day | All | 13 | Average Per Device1-in-2July Monthly System Peak DayAll13 | 3.6466 | 3.6466 | 76.2163 | 0 | 0 | 0 | 0 | 0 | 4789 | Non-Residential | caiso
Aggregate | 1-in-2 | July Monthly System Peak Day | All | 13 | Aggregate1-in-2July Monthly System Peak DayAll13 | 41.2865 | 41.2865 | 76.2163 | 0 | 0 | 0 | 0 | 0 | 4789 | Non-Residential | caiso
Average Per Ton | 1-in-2 | June Monthly System Peak Day | 30% Cycling | 13 | Average Per Ton1-in-2June Monthly System Peak Day30% Cycling13 | 0.79252 | 0.79252 | 77.4021 | 0 | 0 | 0 | 0 | 0 | 1337 | Non-Residential | caiso
Average Per Premise | 1-in-2 | June Monthly System Peak Day | 30% Cycling | 13 | Average Per Premise1-in-2June Monthly System Peak Day30% Cycling13 | 8.4083 | 8.4083 | 77.4021 | 0 | 0 | 0 | 0 | 0 | 1337 | Non-Residential | caiso
Average Per Device | 1-in-2 | June Monthly System Peak Day | 30% Cycling | 13 | Average Per Device1-in-2June Monthly System Peak Day30% Cycling13 | 3.0791 | 3.0791 | 77.4021 | 0 | 0 | 0 | 0 | 0 | 1337 | Non-Residential | caiso
Aggregate | 1-in-2 | June Monthly System Peak Day | 30% Cycling | 13 | Aggregate1-in-2June Monthly System Peak Day30% Cycling13 | 11.2419 | 11.2419 | 77.4021 | 0 | 0 | 0 | 0 | 0 | 1337 | Non-Residential | caiso
Average Per Ton | 1-in-2 | June Monthly System Peak Day | 50% Cycling | 13 | Average Per Ton1-in-2June Monthly System Peak Day50% Cycling13 | 0.92155 | 0.92155 | 76.4659 | 0 | 0 | 0 | 0 | 0 | 3452 | Non-Residential | caiso
Average Per Premise | 1-in-2 | June Monthly System Peak Day | 50% Cycling | 13 | Average Per Premise1-in-2June Monthly System Peak Day50% Cycling13 | 7.9425 | 7.9425 | 76.4659 | 0 | 0 | 0 | 0 | 0 | 3452 | Non-Residential | caiso
Average Per Device | 1-in-2 | June Monthly System Peak Day | 50% Cycling | 13 | Average Per Device1-in-2June Monthly System Peak Day50% Cycling13 | 3.5742 | 3.5742 | 76.4659 | 0 | 0 | 0 | 0 | 0 | 3452 | Non-Residential | caiso
Aggregate | 1-in-2 | June Monthly System Peak Day | 50% Cycling | 13 | Aggregate1-in-2June Monthly System Peak Day50% Cycling13 | 27.4176 | 27.4176 | 76.4659 | 0 | 0 | 0 | 0 | 0 | 3452 | Non-Residential | caiso
Average Per Ton | 1-in-2 | June Monthly System Peak Day | All | 13 | Average Per Ton1-in-2June Monthly System Peak DayAll13 | 0.88552 | 0.88552 | 76.7273 | 0 | 0 | 0 | 0 | 0 | 4789 | Non-Residential | caiso
Average Per Premise | 1-in-2 | June Monthly System Peak Day | All | 13 | Average Per Premise1-in-2June Monthly System Peak DayAll13 | 8.1242 | 8.1242 | 76.7273 | 0 | 0 | 0 | 0 | 0 | 4789 | Non-Residential | caiso
Average Per Device | 1-in-2 | June Monthly System Peak Day | All | 13 | Average Per Device1-in-2June Monthly System Peak DayAll13 | 3.4364 | 3.4364 | 76.7273 | 0 | 0 | 0 | 0 | 0 | 4789 | Non-Residential | caiso
Aggregate | 1-in-2 | June Monthly System Peak Day | All | 13 | Aggregate1-in-2June Monthly System Peak DayAll13 | 38.907 | 38.907 | 76.7273 | 0 | 0 | 0 | 0 | 0 | 4789 | Non-Residential | caiso
Average Per Ton | 1-in-2 | May Monthly System Peak Day | 30% Cycling | 13 | Average Per Ton1-in-2May Monthly System Peak Day30% Cycling13 | 0.65752 | 0.65752 | 70.6622 | 0 | 0 | 0 | 0 | 0 | 1337 | Non-Residential | caiso
Average Per Premise | 1-in-2 | May Monthly System Peak Day | 30% Cycling | 13 | Average Per Premise1-in-2May Monthly System Peak Day30% Cycling13 | 6.976 | 6.976 | 70.6622 | 0 | 0 | 0 | 0 | 0 | 1337 | Non-Residential | caiso
Average Per Device | 1-in-2 | May Monthly System Peak Day | 30% Cycling | 13 | Average Per Device1-in-2May Monthly System Peak Day30% Cycling13 | 2.5546 | 2.5546 | 70.6622 | 0 | 0 | 0 | 0 | 0 | 1337 | Non-Residential | caiso
Aggregate | 1-in-2 | May Monthly System Peak Day | 30% Cycling | 13 | Aggregate1-in-2May Monthly System Peak Day30% Cycling13 | 9.3269 | 9.3269 | 70.6622 | 0 | 0 | 0 | 0 | 0 | 1337 | Non-Residential | caiso
Average Per Ton | 1-in-2 | May Monthly System Peak Day | 50% Cycling | 13 | Average Per Ton1-in-2May Monthly System Peak Day50% Cycling13 | 0.86378 | 0.86378 | 69.9759 | 0 | 0 | 0 | 0 | 0 | 3452 | Non-Residential | caiso
Average Per Premise | 1-in-2 | May Monthly System Peak Day | 50% Cycling | 13 | Average Per Premise1-in-2May Monthly System Peak Day50% Cycling13 | 7.4447 | 7.4447 | 69.9759 | 0 | 0 | 0 | 0 | 0 | 3452 | Non-Residential | caiso
Average Per Device | 1-in-2 | May Monthly System Peak Day | 50% Cycling | 13 | Average Per Device1-in-2May Monthly System Peak Day50% Cycling13 | 3.3501 | 3.3501 | 69.9759 | 0 | 0 | 0 | 0 | 0 | 3452 | Non-Residential | caiso
Aggregate | 1-in-2 | May Monthly System Peak Day | 50% Cycling | 13 | Aggregate1-in-2May Monthly System Peak Day50% Cycling13 | 25.699 | 25.699 | 69.9759 | 0 | 0 | 0 | 0 | 0 | 3452 | Non-Residential | caiso
Average Per Ton | 1-in-2 | May Monthly System Peak Day | All | 13 | Average Per Ton1-in-2May Monthly System Peak DayAll13 | 0.80619 | 0.80619 | 70.1675 | 0 | 0 | 0 | 0 | 0 | 4789 | Non-Residential | caiso
Average Per Premise | 1-in-2 | May Monthly System Peak Day | All | 13 | Average Per Premise1-in-2May Monthly System Peak DayAll13 | 7.3964 | 7.3964 | 70.1675 | 0 | 0 | 0 | 0 | 0 | 4789 | Non-Residential | caiso
Average Per Device | 1-in-2 | May Monthly System Peak Day | All | 13 | Average Per Device1-in-2May Monthly System Peak DayAll13 | 3.1286 | 3.1286 | 70.1675 | 0 | 0 | 0 | 0 | 0 | 4789 | Non-Residential | caiso
Aggregate | 1-in-2 | May Monthly System Peak Day | All | 13 | Aggregate1-in-2May Monthly System Peak DayAll13 | 35.4215 | 35.4215 | 70.1675 | 0 | 0 | 0 | 0 | 0 | 4789 | Non-Residential | caiso
Average Per Ton | 1-in-2 | October Monthly System Peak Day | 30% Cycling | 13 | Average Per Ton1-in-2October Monthly System Peak Day30% Cycling13 | 0.76913 | 0.76913 | 78.3827 | 0 | 0 | 0 | 0 | 0 | 1337 | Non-Residential | caiso
Average Per Premise | 1-in-2 | October Monthly System Peak Day | 30% Cycling | 13 | Average Per Premise1-in-2October Monthly System Peak Day30% Cycling13 | 8.1602 | 8.1602 | 78.3827 | 0 | 0 | 0 | 0 | 0 | 1337 | Non-Residential | caiso
Average Per Device | 1-in-2 | October Monthly System Peak Day | 30% Cycling | 13 | Average Per Device1-in-2October Monthly System Peak Day30% Cycling13 | 2.9883 | 2.9883 | 78.3827 | 0 | 0 | 0 | 0 | 0 | 1337 | Non-Residential | caiso
Aggregate | 1-in-2 | October Monthly System Peak Day | 30% Cycling | 13 | Aggregate1-in-2October Monthly System Peak Day30% Cycling13 | 10.9101 | 10.9101 | 78.3827 | 0 | 0 | 0 | 0 | 0 | 1337 | Non-Residential | caiso
Average Per Ton | 1-in-2 | October Monthly System Peak Day | 50% Cycling | 13 | Average Per Ton1-in-2October Monthly System Peak Day50% Cycling13 | 0.91418 | 0.91418 | 77.8511 | 0 | 0 | 0 | 0 | 0 | 3452 | Non-Residential | caiso
Average Per Premise | 1-in-2 | October Monthly System Peak Day | 50% Cycling | 13 | Average Per Premise1-in-2October Monthly System Peak Day50% Cycling13 | 7.879 | 7.879 | 77.8511 | 0 | 0 | 0 | 0 | 0 | 3452 | Non-Residential | caiso
Average Per Device | 1-in-2 | October Monthly System Peak Day | 50% Cycling | 13 | Average Per Device1-in-2October Monthly System Peak Day50% Cycling13 | 3.5456 | 3.5456 | 77.8511 | 0 | 0 | 0 | 0 | 0 | 3452 | Non-Residential | caiso
Aggregate | 1-in-2 | October Monthly System Peak Day | 50% Cycling | 13 | Aggregate1-in-2October Monthly System Peak Day50% Cycling13 | 27.1983 | 27.1983 | 77.8511 | 0 | 0 | 0 | 0 | 0 | 3452 | Non-Residential | caiso
Average Per Ton | 1-in-2 | October Monthly System Peak Day | All | 13 | Average Per Ton1-in-2October Monthly System Peak DayAll13 | 0.87368 | 0.87368 | 77.9995 | 0 | 0 | 0 | 0 | 0 | 4789 | Non-Residential | caiso
Average Per Premise | 1-in-2 | October Monthly System Peak Day | All | 13 | Average Per Premise1-in-2October Monthly System Peak DayAll13 | 8.0156 | 8.0156 | 77.9995 | 0 | 0 | 0 | 0 | 0 | 4789 | Non-Residential | caiso
Average Per Device | 1-in-2 | October Monthly System Peak Day | All | 13 | Average Per Device1-in-2October Monthly System Peak DayAll13 | 3.3904 | 3.3904 | 77.9995 | 0 | 0 | 0 | 0 | 0 | 4789 | Non-Residential | caiso
Aggregate | 1-in-2 | October Monthly System Peak Day | All | 13 | Aggregate1-in-2October Monthly System Peak DayAll13 | 38.3866 | 38.3866 | 77.9995 | 0 | 0 | 0 | 0 | 0 | 4789 | Non-Residential | caiso
Average Per Ton | 1-in-2 | September Monthly System Peak Day | 30% Cycling | 13 | Average Per Ton1-in-2September Monthly System Peak Day30% Cycling13 | 1.0602 | 1.0602 | 87.2376 | 0 | 0 | 0 | 0 | 0 | 1337 | Non-Residential | caiso
Average Per Premise | 1-in-2 | September Monthly System Peak Day | 30% Cycling | 13 | Average Per Premise1-in-2September Monthly System Peak Day30% Cycling13 | 11.2488 | 11.2488 | 87.2376 | 0 | 0 | 0 | 0 | 0 | 1337 | Non-Residential | caiso
Average Per Device | 1-in-2 | September Monthly System Peak Day | 30% Cycling | 13 | Average Per Device1-in-2September Monthly System Peak Day30% Cycling13 | 4.1193 | 4.1193 | 87.2376 | 0 | 0 | 0 | 0 | 0 | 1337 | Non-Residential | caiso
Aggregate | 1-in-2 | September Monthly System Peak Day | 30% Cycling | 13 | Aggregate1-in-2September Monthly System Peak Day30% Cycling13 | 15.0396 | 15.0396 | 87.2376 | 0 | 0 | 0 | 0 | 0 | 1337 | Non-Residential | caiso
Average Per Ton | 1-in-2 | September Monthly System Peak Day | 50% Cycling | 13 | Average Per Ton1-in-2September Monthly System Peak Day50% Cycling13 | 1.0303 | 1.0303 | 85.6721 | 0 | 0 | 0 | 0 | 0 | 3452 | Non-Residential | caiso
Average Per Premise | 1-in-2 | September Monthly System Peak Day | 50% Cycling | 13 | Average Per Premise1-in-2September Monthly System Peak Day50% Cycling13 | 8.8797 | 8.8797 | 85.6721 | 0 | 0 | 0 | 0 | 0 | 3452 | Non-Residential | caiso
Average Per Device | 1-in-2 | September Monthly System Peak Day | 50% Cycling | 13 | Average Per Device1-in-2September Monthly System Peak Day50% Cycling13 | 3.9959 | 3.9959 | 85.6721 | 0 | 0 | 0 | 0 | 0 | 3452 | Non-Residential | caiso
Aggregate | 1-in-2 | September Monthly System Peak Day | 50% Cycling | 13 | Aggregate1-in-2September Monthly System Peak Day50% Cycling13 | 30.6526 | 30.6526 | 85.6721 | 0 | 0 | 0 | 0 | 0 | 3452 | Non-Residential | caiso
Average Per Ton | 1-in-2 | September Monthly System Peak Day | All | 13 | Average Per Ton1-in-2September Monthly System Peak DayAll13 | 1.0386 | 1.0386 | 86.1092 | 0 | 0 | 0 | 0 | 0 | 4789 | Non-Residential | caiso
Average Per Premise | 1-in-2 | September Monthly System Peak Day | All | 13 | Average Per Premise1-in-2September Monthly System Peak DayAll13 | 9.5291 | 9.5291 | 86.1092 | 0 | 0 | 0 | 0 | 0 | 4789 | Non-Residential | caiso
Average Per Device | 1-in-2 | September Monthly System Peak Day | All | 13 | Average Per Device1-in-2September Monthly System Peak DayAll13 | 4.0306 | 4.0306 | 86.1092 | 0 | 0 | 0 | 0 | 0 | 4789 | Non-Residential | caiso
Aggregate | 1-in-2 | September Monthly System Peak Day | All | 13 | Aggregate1-in-2September Monthly System Peak DayAll13 | 45.6347 | 45.6347 | 86.1092 | 0 | 0 | 0 | 0 | 0 | 4789 | Non-Residential | caiso
Average Per Ton | 1-in-2 | August Monthly System Peak Day | 30% Cycling | 14 | Average Per Ton1-in-2August Monthly System Peak Day30% Cycling14 | 0.98759 | 1.0509 | 85.8749 | -0.10162 | -0.0041529 | 0.063349 | 0.13085 | 0.22831 | 1337 | Non-Residential | caiso
Average Per Premise | 1-in-2 | August Monthly System Peak Day | 30% Cycling | 14 | Average Per Premise1-in-2August Monthly System Peak Day30% Cycling14 | 10.4779 | 11.15 | 85.8749 | -1.0781 | -0.04406 | 0.67211 | 1.3883 | 2.4223 | 1337 | Non-Residential | caiso
Average Per Device | 1-in-2 | August Monthly System Peak Day | 30% Cycling | 14 | Average Per Device1-in-2August Monthly System Peak Day30% Cycling14 | 3.837 | 4.0831 | 85.8749 | -0.3948 | -0.016135 | 0.24613 | 0.50839 | 0.88706 | 1337 | Non-Residential | caiso
Aggregate | 1-in-2 | August Monthly System Peak Day | 30% Cycling | 14 | Aggregate1-in-2August Monthly System Peak Day30% Cycling14 | 14.009 | 14.9076 | 85.8749 | -1.4414 | -0.058908 | 0.89861 | 1.8561 | 3.2386 | 1337 | Non-Residential | caiso
Average Per Ton | 1-in-2 | August Monthly System Peak Day | 50% Cycling | 14 | Average Per Ton1-in-2August Monthly System Peak Day50% Cycling14 | 0.94593 | 1.0296 | 84.6832 | -0.14382 | -0.0094094 | 0.083686 | 0.17678 | 0.31119 | 3452 | Non-Residential | caiso
Average Per Premise | 1-in-2 | August Monthly System Peak Day | 50% Cycling | 14 | Average Per Premise1-in-2August Monthly System Peak Day50% Cycling14 | 8.1527 | 8.8739 | 84.6832 | -1.2396 | -0.081096 | 0.72126 | 1.5236 | 2.6821 | 3452 | Non-Residential | caiso
Average Per Device | 1-in-2 | August Monthly System Peak Day | 50% Cycling | 14 | Average Per Device1-in-2August Monthly System Peak Day50% Cycling14 | 3.6688 | 3.9933 | 84.6832 | -0.55781 | -0.036494 | 0.32457 | 0.68564 | 1.207 | 3452 | Non-Residential | caiso
Aggregate | 1-in-2 | August Monthly System Peak Day | 50% Cycling | 14 | Aggregate1-in-2August Monthly System Peak Day50% Cycling14 | 28.1431 | 30.6329 | 84.6832 | -4.279 | -0.27994 | 2.4898 | 5.2595 | 9.2586 | 3452 | Non-Residential | caiso
Average Per Ton | 1-in-2 | August Monthly System Peak Day | All | 14 | Average Per Ton1-in-2August Monthly System Peak DayAll14 | 0.95756 | 1.0356 | 85.0159 | -0.13204 | -0.0079417 | 0.078008 | 0.16396 | 0.28805 | 4789 | Non-Residential | caiso
Average Per Premise | 1-in-2 | August Monthly System Peak Day | All | 14 | Average Per Premise1-in-2August Monthly System Peak DayAll14 | 8.7852 | 9.5008 | 85.0159 | -1.2114 | -0.072862 | 0.71568 | 1.5042 | 2.6428 | 4789 | Non-Residential | caiso
Average Per Device | 1-in-2 | August Monthly System Peak Day | All | 14 | Average Per Device1-in-2August Monthly System Peak DayAll14 | 3.716 | 4.0187 | 85.0159 | -0.5124 | -0.030819 | 0.30272 | 0.63626 | 1.1178 | 4789 | Non-Residential | caiso
Aggregate | 1-in-2 | August Monthly System Peak Day | All | 14 | Aggregate1-in-2August Monthly System Peak DayAll14 | 42.0721 | 45.4995 | 85.0159 | -5.8014 | -0.34893 | 3.4274 | 7.2037 | 12.6562 | 4789 | Non-Residential | caiso
Average Per Ton | 1-in-2 | August Typical Event Day | 30% Cycling | 14 | Average Per Ton1-in-2August Typical Event Day30% Cycling14 | 0.8955 | 0.95362 | 82.2344 | -0.11645 | -0.013316 | 0.058117 | 0.12955 | 0.23269 | 1337 | Non-Residential | caiso
Average Per Premise | 1-in-2 | August Typical Event Day | 30% Cycling | 14 | Average Per Premise1-in-2August Typical Event Day30% Cycling14 | 9.5009 | 10.1175 | 82.2344 | -1.2355 | -0.14128 | 0.6166 | 1.3745 | 2.4687 | 1337 | Non-Residential | caiso
Average Per Device | 1-in-2 | August Typical Event Day | 30% Cycling | 14 | Average Per Device1-in-2August Typical Event Day30% Cycling14 | 3.4792 | 3.705 | 82.2344 | -0.45245 | -0.051737 | 0.2258 | 0.50333 | 0.90405 | 1337 | Non-Residential | caiso
Aggregate | 1-in-2 | August Typical Event Day | 30% Cycling | 14 | Aggregate1-in-2August Typical Event Day30% Cycling14 | 12.7027 | 13.5271 | 82.2344 | -1.6519 | -0.18889 | 0.82439 | 1.8377 | 3.3007 | 1337 | Non-Residential | caiso
Average Per Ton | 1-in-2 | August Typical Event Day | 50% Cycling | 14 | Average Per Ton1-in-2August Typical Event Day50% Cycling14 | 0.92148 | 0.98967 | 81.2636 | -0.16812 | -0.028507 | 0.068192 | 0.16489 | 0.30451 | 3452 | Non-Residential | caiso
Average Per Premise | 1-in-2 | August Typical Event Day | 50% Cycling | 14 | Average Per Premise1-in-2August Typical Event Day50% Cycling14 | 7.9419 | 8.5297 | 81.2636 | -1.449 | -0.24569 | 0.58773 | 1.4211 | 2.6245 | 3452 | Non-Residential | caiso
Average Per Device | 1-in-2 | August Typical Event Day | 50% Cycling | 14 | Average Per Device1-in-2August Typical Event Day50% Cycling14 | 3.5739 | 3.8384 | 81.2636 | -0.65207 | -0.11056 | 0.26448 | 0.63952 | 1.181 | 3452 | Non-Residential | caiso
Aggregate | 1-in-2 | August Typical Event Day | 50% Cycling | 14 | Aggregate1-in-2August Typical Event Day50% Cycling14 | 27.4156 | 29.4444 | 81.2636 | -5.002 | -0.84812 | 2.0288 | 4.9058 | 9.0597 | 3452 | Non-Residential | caiso
Average Per Ton | 1-in-2 | August Typical Event Day | All | 14 | Average Per Ton1-in-2August Typical Event DayAll14 | 0.91423 | 0.97961 | 81.5346 | -0.1537 | -0.024266 | 0.065379 | 0.15502 | 0.28446 | 4789 | Non-Residential | caiso
Average Per Premise | 1-in-2 | August Typical Event Day | All | 14 | Average Per Premise1-in-2August Typical Event DayAll14 | 8.3876 | 8.9874 | 81.5346 | -1.4101 | -0.22262 | 0.59982 | 1.4223 | 2.6098 | 4789 | Non-Residential | caiso
Average Per Device | 1-in-2 | August Typical Event Day | All | 14 | Average Per Device1-in-2August Typical Event DayAll14 | 3.5478 | 3.8015 | 81.5346 | -0.59645 | -0.094166 | 0.25371 | 0.60159 | 1.1039 | 4789 | Non-Residential | caiso
Aggregate | 1-in-2 | August Typical Event Day | All | 14 | Aggregate1-in-2August Typical Event DayAll14 | 40.1681 | 43.0406 | 81.5346 | -6.753 | -1.0661 | 2.8725 | 6.8112 | 12.4981 | 4789 | Non-Residential | caiso
Average Per Ton | 1-in-2 | July Monthly System Peak Day | 30% Cycling | 14 | Average Per Ton1-in-2July Monthly System Peak Day30% Cycling14 | 0.83861 | 0.8935 | 78.4365 | -0.12863 | -0.020207 | 0.054885 | 0.12998 | 0.2384 | 1337 | Non-Residential | caiso
Average Per Premise | 1-in-2 | July Monthly System Peak Day | 30% Cycling | 14 | Average Per Premise1-in-2July Monthly System Peak Day30% Cycling14 | 8.8973 | 9.4796 | 78.4365 | -1.3647 | -0.21439 | 0.5823 | 1.379 | 2.5293 | 1337 | Non-Residential | caiso
Average Per Device | 1-in-2 | July Monthly System Peak Day | 30% Cycling | 14 | Average Per Device1-in-2July Monthly System Peak Day30% Cycling14 | 3.2582 | 3.4715 | 78.4365 | -0.49975 | -0.078508 | 0.21324 | 0.50499 | 0.92623 | 1337 | Non-Residential | caiso
Aggregate | 1-in-2 | July Monthly System Peak Day | 30% Cycling | 14 | Aggregate1-in-2July Monthly System Peak Day30% Cycling14 | 11.8957 | 12.6743 | 78.4365 | -1.8246 | -0.28663 | 0.77854 | 1.8437 | 3.3816 | 1337 | Non-Residential | caiso
Average Per Ton | 1-in-2 | July Monthly System Peak Day | 50% Cycling | 14 | Average Per Ton1-in-2July Monthly System Peak Day50% Cycling14 | 0.90711 | 0.9662 | 77.8403 | -0.18645 | -0.041384 | 0.059089 | 0.15956 | 0.30463 | 3452 | Non-Residential | caiso
Average Per Premise | 1-in-2 | July Monthly System Peak Day | 50% Cycling | 14 | Average Per Premise1-in-2July Monthly System Peak Day50% Cycling14 | 7.8181 | 8.3274 | 77.8403 | -1.607 | -0.35668 | 0.50927 | 1.3752 | 2.6255 | 3452 | Non-Residential | caiso
Average Per Device | 1-in-2 | July Monthly System Peak Day | 50% Cycling | 14 | Average Per Device1-in-2July Monthly System Peak Day50% Cycling14 | 3.5182 | 3.7474 | 77.8403 | -0.72314 | -0.16051 | 0.22917 | 0.61885 | 1.1815 | 3452 | Non-Residential | caiso
Aggregate | 1-in-2 | July Monthly System Peak Day | 50% Cycling | 14 | Aggregate1-in-2July Monthly System Peak Day50% Cycling14 | 26.9881 | 28.7461 | 77.8403 | -5.5472 | -1.2312 | 1.758 | 4.7472 | 9.0632 | 3452 | Non-Residential | caiso
Average Per Ton | 1-in-2 | July Monthly System Peak Day | All | 14 | Average Per Ton1-in-2July Monthly System Peak DayAll14 | 0.88799 | 0.9459 | 78.0068 | -0.17031 | -0.035471 | 0.057915 | 0.1513 | 0.28614 | 4789 | Non-Residential | caiso
Average Per Premise | 1-in-2 | July Monthly System Peak Day | All | 14 | Average Per Premise1-in-2July Monthly System Peak DayAll14 | 8.1468 | 8.6782 | 78.0068 | -1.5625 | -0.32543 | 0.53134 | 1.3881 | 2.6252 | 4789 | Non-Residential | caiso
Average Per Device | 1-in-2 | July Monthly System Peak Day | All | 14 | Average Per Device1-in-2July Monthly System Peak DayAll14 | 3.446 | 3.6707 | 78.0068 | -0.6609 | -0.13765 | 0.22475 | 0.58715 | 1.1104 | 4789 | Non-Residential | caiso
Aggregate | 1-in-2 | July Monthly System Peak Day | All | 14 | Aggregate1-in-2July Monthly System Peak DayAll14 | 39.0152 | 41.5598 | 78.0068 | -7.4827 | -1.5585 | 2.5446 | 6.6477 | 12.5719 | 4789 | Non-Residential | caiso
Average Per Ton | 1-in-2 | June Monthly System Peak Day | 30% Cycling | 14 | Average Per Ton1-in-2June Monthly System Peak Day30% Cycling14 | 0.75005 | 0.79991 | 76.9122 | -0.1513 | -0.032458 | 0.049853 | 0.13216 | 0.25101 | 1337 | Non-Residential | caiso
Average Per Premise | 1-in-2 | June Monthly System Peak Day | 30% Cycling | 14 | Average Per Premise1-in-2June Monthly System Peak Day30% Cycling14 | 7.9577 | 8.4867 | 76.9122 | -1.6052 | -0.34437 | 0.52891 | 1.4022 | 2.6631 | 1337 | Non-Residential | caiso
Average Per Device | 1-in-2 | June Monthly System Peak Day | 30% Cycling | 14 | Average Per Device1-in-2June Monthly System Peak Day30% Cycling14 | 2.9141 | 3.1078 | 76.9122 | -0.58784 | -0.12611 | 0.19369 | 0.51348 | 0.97522 | 1337 | Non-Residential | caiso
Aggregate | 1-in-2 | June Monthly System Peak Day | 30% Cycling | 14 | Aggregate1-in-2June Monthly System Peak Day30% Cycling14 | 10.6395 | 11.3467 | 76.9122 | -2.1462 | -0.46042 | 0.70716 | 1.8747 | 3.5605 | 1337 | Non-Residential | caiso
Average Per Ton | 1-in-2 | June Monthly System Peak Day | 50% Cycling | 14 | Average Per Ton1-in-2June Monthly System Peak Day50% Cycling14 | 0.88297 | 0.92676 | 76.2259 | -0.22297 | -0.065366 | 0.043792 | 0.15295 | 0.31055 | 3452 | Non-Residential | caiso
Average Per Premise | 1-in-2 | June Monthly System Peak Day | 50% Cycling | 14 | Average Per Premise1-in-2June Monthly System Peak Day50% Cycling14 | 7.61 | 7.9875 | 76.2259 | -1.9217 | -0.56337 | 0.37743 | 1.3182 | 2.6766 | 3452 | Non-Residential | caiso
Average Per Device | 1-in-2 | June Monthly System Peak Day | 50% Cycling | 14 | Average Per Device1-in-2June Monthly System Peak Day50% Cycling14 | 3.4246 | 3.5944 | 76.2259 | -0.86479 | -0.25352 | 0.16984 | 0.59321 | 1.2045 | 3452 | Non-Residential | caiso
Aggregate | 1-in-2 | June Monthly System Peak Day | 50% Cycling | 14 | Aggregate1-in-2June Monthly System Peak Day50% Cycling14 | 26.2698 | 27.5727 | 76.2259 | -6.6338 | -1.9447 | 1.3029 | 4.5505 | 9.2395 | 3452 | Non-Residential | caiso
Average Per Ton | 1-in-2 | June Monthly System Peak Day | All | 14 | Average Per Ton1-in-2June Monthly System Peak DayAll14 | 0.84586 | 0.89134 | 76.4175 | -0.20296 | -0.056178 | 0.045484 | 0.14715 | 0.29393 | 4789 | Non-Residential | caiso
Average Per Premise | 1-in-2 | June Monthly System Peak Day | All | 14 | Average Per Premise1-in-2June Monthly System Peak DayAll14 | 7.7603 | 8.1776 | 76.4175 | -1.8621 | -0.5154 | 0.41729 | 1.35 | 2.6967 | 4789 | Non-Residential | caiso
Average Per Device | 1-in-2 | June Monthly System Peak Day | All | 14 | Average Per Device1-in-2June Monthly System Peak DayAll14 | 3.2825 | 3.459 | 76.4175 | -0.78762 | -0.21801 | 0.17651 | 0.57102 | 1.1406 | 4789 | Non-Residential | caiso
Aggregate | 1-in-2 | June Monthly System Peak Day | All | 14 | Aggregate1-in-2June Monthly System Peak DayAll14 | 37.1642 | 39.1626 | 76.4175 | -8.9175 | -2.4683 | 1.9984 | 6.4651 | 12.9143 | 4789 | Non-Residential | caiso
Average Per Ton | 1-in-2 | May Monthly System Peak Day | 30% Cycling | 14 | Average Per Ton1-in-2May Monthly System Peak Day30% Cycling14 | 0.62112 | 0.66365 | 70.9641 | -0.19043 | -0.052796 | 0.042527 | 0.13785 | 0.27548 | 1337 | Non-Residential | caiso
Average Per Premise | 1-in-2 | May Monthly System Peak Day | 30% Cycling | 14 | Average Per Premise1-in-2May Monthly System Peak Day30% Cycling14 | 6.5899 | 7.041 | 70.9641 | -2.0204 | -0.56015 | 0.45119 | 1.4625 | 2.9227 | 1337 | Non-Residential | caiso
Average Per Device | 1-in-2 | May Monthly System Peak Day | 30% Cycling | 14 | Average Per Device1-in-2May Monthly System Peak Day30% Cycling14 | 2.4132 | 2.5784 | 70.9641 | -0.73986 | -0.20513 | 0.16523 | 0.53558 | 1.0703 | 1337 | Non-Residential | caiso
Aggregate | 1-in-2 | May Monthly System Peak Day | 30% Cycling | 14 | Aggregate1-in-2May Monthly System Peak Day30% Cycling14 | 8.8106 | 9.4139 | 70.9641 | -2.7012 | -0.74892 | 0.60324 | 1.9554 | 3.9077 | 1337 | Non-Residential | caiso
Average Per Ton | 1-in-2 | May Monthly System Peak Day | 50% Cycling | 14 | Average Per Ton1-in-2May Monthly System Peak Day50% Cycling14 | 0.84741 | 0.86867 | 70.2126 | -0.28689 | -0.10483 | 0.02126 | 0.14735 | 0.32941 | 3452 | Non-Residential | caiso
Average Per Premise | 1-in-2 | May Monthly System Peak Day | 50% Cycling | 14 | Average Per Premise1-in-2May Monthly System Peak Day50% Cycling14 | 7.3035 | 7.4868 | 70.2126 | -2.4726 | -0.90352 | 0.18323 | 1.27 | 2.8391 | 3452 | Non-Residential | caiso
Average Per Device | 1-in-2 | May Monthly System Peak Day | 50% Cycling | 14 | Average Per Device1-in-2May Monthly System Peak Day50% Cycling14 | 3.2866 | 3.3691 | 70.2126 | -1.1127 | -0.40659 | 0.082457 | 0.5715 | 1.2776 | 3452 | Non-Residential | caiso
Aggregate | 1-in-2 | May Monthly System Peak Day | 50% Cycling | 14 | Aggregate1-in-2May Monthly System Peak Day50% Cycling14 | 25.2118 | 25.8444 | 70.2126 | -8.5355 | -3.1189 | 0.63252 | 4.384 | 9.8005 | 3452 | Non-Residential | caiso
Average Per Ton | 1-in-2 | May Monthly System Peak Day | All | 14 | Average Per Ton1-in-2May Monthly System Peak DayAll14 | 0.78423 | 0.81143 | 70.4224 | -0.25996 | -0.090304 | 0.027198 | 0.1447 | 0.31435 | 4789 | Non-Residential | caiso
Average Per Premise | 1-in-2 | May Monthly System Peak Day | All | 14 | Average Per Premise1-in-2May Monthly System Peak DayAll14 | 7.1949 | 7.4444 | 70.4224 | -2.385 | -0.82849 | 0.24953 | 1.3275 | 2.884 | 4789 | Non-Residential | caiso
Average Per Device | 1-in-2 | May Monthly System Peak Day | All | 14 | Average Per Device1-in-2May Monthly System Peak DayAll14 | 3.0433 | 3.1489 | 70.4224 | -1.0088 | -0.35044 | 0.10554 | 0.56153 | 1.2199 | 4789 | Non-Residential | caiso
Aggregate | 1-in-2 | May Monthly System Peak Day | All | 14 | Aggregate1-in-2May Monthly System Peak DayAll14 | 34.4564 | 35.6514 | 70.4224 | -11.4217 | -3.9677 | 1.195 | 6.3576 | 13.8116 | 4789 | Non-Residential | caiso
Average Per Ton | 1-in-2 | October Monthly System Peak Day | 30% Cycling | 14 | Average Per Ton1-in-2October Monthly System Peak Day30% Cycling14 | 0.72772 | 0.7763 | 77.9703 | -0.15762 | -0.035795 | 0.048583 | 0.13296 | 0.25479 | 1337 | Non-Residential | caiso
Average Per Premise | 1-in-2 | October Monthly System Peak Day | 30% Cycling | 14 | Average Per Premise1-in-2October Monthly System Peak Day30% Cycling14 | 7.7208 | 8.2362 | 77.9703 | -1.6723 | -0.37977 | 0.51545 | 1.4107 | 2.7032 | 1337 | Non-Residential | caiso
Average Per Device | 1-in-2 | October Monthly System Peak Day | 30% Cycling | 14 | Average Per Device1-in-2October Monthly System Peak Day30% Cycling14 | 2.8274 | 3.0161 | 77.9703 | -0.6124 | -0.13907 | 0.18876 | 0.51659 | 0.98992 | 1337 | Non-Residential | caiso
Aggregate | 1-in-2 | October Monthly System Peak Day | 30% Cycling | 14 | Aggregate1-in-2October Monthly System Peak Day30% Cycling14 | 10.3227 | 11.0118 | 77.9703 | -2.2359 | -0.50775 | 0.68916 | 1.8861 | 3.6142 | 1337 | Non-Residential | caiso
Average Per Ton | 1-in-2 | October Monthly System Peak Day | 50% Cycling | 14 | Average Per Ton1-in-2October Monthly System Peak Day50% Cycling14 | 0.87843 | 0.91935 | 77.4675 | -0.23053 | -0.070157 | 0.040917 | 0.15199 | 0.31236 | 3452 | Non-Residential | caiso
Average Per Premise | 1-in-2 | October Monthly System Peak Day | 50% Cycling | 14 | Average Per Premise1-in-2October Monthly System Peak Day50% Cycling14 | 7.5709 | 7.9236 | 77.4675 | -1.9869 | -0.60466 | 0.35265 | 1.31 | 2.6922 | 3452 | Non-Residential | caiso
Average Per Device | 1-in-2 | October Monthly System Peak Day | 50% Cycling | 14 | Average Per Device1-in-2October Monthly System Peak Day50% Cycling14 | 3.407 | 3.5657 | 77.4675 | -0.8941 | -0.2721 | 0.15869 | 0.58949 | 1.2115 | 3452 | Non-Residential | caiso
Aggregate | 1-in-2 | October Monthly System Peak Day | 50% Cycling | 14 | Aggregate1-in-2October Monthly System Peak Day50% Cycling14 | 26.1348 | 27.3522 | 77.4675 | -6.8586 | -2.0873 | 1.2173 | 4.522 | 9.2933 | 3452 | Non-Residential | caiso
Average Per Ton | 1-in-2 | October Monthly System Peak Day | All | 14 | Average Per Ton1-in-2October Monthly System Peak DayAll14 | 0.83635 | 0.87941 | 77.6079 | -0.21017 | -0.060563 | 0.043057 | 0.14668 | 0.29629 | 4789 | Non-Residential | caiso
Average Per Premise | 1-in-2 | October Monthly System Peak Day | All | 14 | Average Per Premise1-in-2October Monthly System Peak DayAll14 | 7.6731 | 8.0681 | 77.6079 | -1.9282 | -0.55564 | 0.39503 | 1.3457 | 2.7183 | 4789 | Non-Residential | caiso
Average Per Device | 1-in-2 | October Monthly System Peak Day | All | 14 | Average Per Device1-in-2October Monthly System Peak DayAll14 | 3.2456 | 3.4127 | 77.6079 | -0.81561 | -0.23502 | 0.16709 | 0.5692 | 1.1498 | 4789 | Non-Residential | caiso
Aggregate | 1-in-2 | October Monthly System Peak Day | All | 14 | Aggregate1-in-2October Monthly System Peak DayAll14 | 36.7465 | 38.6383 | 77.6079 | -9.2344 | -2.6609 | 1.8918 | 6.4445 | 13.0179 | 4789 | Non-Residential | caiso
Average Per Ton | 1-in-2 | September Monthly System Peak Day | 30% Cycling | 14 | Average Per Ton1-in-2September Monthly System Peak Day30% Cycling14 | 1.0057 | 1.0701 | 87.7139 | -0.09948 | -0.0026693 | 0.064381 | 0.13143 | 0.22824 | 1337 | Non-Residential | caiso
Average Per Premise | 1-in-2 | September Monthly System Peak Day | 30% Cycling | 14 | Average Per Premise1-in-2September Monthly System Peak Day30% Cycling14 | 10.6706 | 11.3536 | 87.7139 | -1.0554 | -0.02832 | 0.68306 | 1.3944 | 2.4216 | 1337 | Non-Residential | caiso
Average Per Device | 1-in-2 | September Monthly System Peak Day | 30% Cycling | 14 | Average Per Device1-in-2September Monthly System Peak Day30% Cycling14 | 3.9076 | 4.1577 | 87.7139 | -0.3865 | -0.010371 | 0.25014 | 0.51064 | 0.88678 | 1337 | Non-Residential | caiso
Aggregate | 1-in-2 | September Monthly System Peak Day | 30% Cycling | 14 | Aggregate1-in-2September Monthly System Peak Day30% Cycling14 | 14.2666 | 15.1798 | 87.7139 | -1.4111 | -0.037863 | 0.91325 | 1.8644 | 3.2376 | 1337 | Non-Residential | caiso
Average Per Ton | 1-in-2 | September Monthly System Peak Day | 50% Cycling | 14 | Average Per Ton1-in-2September Monthly System Peak Day50% Cycling14 | 0.9499 | 1.0361 | 86.3049 | -0.14076 | -0.0066668 | 0.086203 | 0.17907 | 0.31316 | 3452 | Non-Residential | caiso
Average Per Premise | 1-in-2 | September Monthly System Peak Day | 50% Cycling | 14 | Average Per Premise1-in-2September Monthly System Peak Day50% Cycling14 | 8.1869 | 8.9299 | 86.3049 | -1.2131 | -0.057459 | 0.74296 | 1.5434 | 2.699 | 3452 | Non-Residential | caiso
Average Per Device | 1-in-2 | September Monthly System Peak Day | 50% Cycling | 14 | Average Per Device1-in-2September Monthly System Peak Day50% Cycling14 | 3.6842 | 4.0185 | 86.3049 | -0.54592 | -0.025857 | 0.33434 | 0.69453 | 1.2146 | 3452 | Non-Residential | caiso
Aggregate | 1-in-2 | September Monthly System Peak Day | 50% Cycling | 14 | Aggregate1-in-2September Monthly System Peak Day50% Cycling14 | 28.2613 | 30.826 | 86.3049 | -4.1877 | -0.19835 | 2.5647 | 5.3277 | 9.3171 | 3452 | Non-Residential | caiso
Average Per Ton | 1-in-2 | September Monthly System Peak Day | All | 14 | Average Per Ton1-in-2September Monthly System Peak DayAll14 | 0.9655 | 1.0456 | 86.6983 | -0.12923 | -0.0055507 | 0.08011 | 0.16577 | 0.28945 | 4789 | Non-Residential | caiso
Average Per Premise | 1-in-2 | September Monthly System Peak Day | All | 14 | Average Per Premise1-in-2September Monthly System Peak DayAll14 | 8.858 | 9.5929 | 86.6983 | -1.1856 | -0.050925 | 0.73497 | 1.5209 | 2.6556 | 4789 | Non-Residential | caiso
Average Per Device | 1-in-2 | September Monthly System Peak Day | All | 14 | Average Per Device1-in-2September Monthly System Peak DayAll14 | 3.7468 | 4.0576 | 86.6983 | -0.5015 | -0.02154 | 0.31088 | 0.6433 | 1.1233 | 4789 | Non-Residential | caiso
Aggregate | 1-in-2 | September Monthly System Peak Day | All | 14 | Aggregate1-in-2September Monthly System Peak DayAll14 | 42.4207 | 45.9405 | 86.6983 | -5.678 | -0.24388 | 3.5198 | 7.2835 | 12.7176 | 4789 | Non-Residential | caiso
Average Per Ton | 1-in-2 | August Monthly System Peak Day | 30% Cycling | 15 | Average Per Ton1-in-2August Monthly System Peak Day30% Cycling15 | 0.98049 | 1.051 | 84.9821 | -0.11313 | -0.0046233 | 0.070527 | 0.14568 | 0.25418 | 1337 | Non-Residential | caiso
Average Per Premise | 1-in-2 | August Monthly System Peak Day | 30% Cycling | 15 | Average Per Premise1-in-2August Monthly System Peak Day30% Cycling15 | 10.4025 | 11.1508 | 84.9821 | -1.2002 | -0.049052 | 0.74826 | 1.5456 | 2.6968 | 1337 | Non-Residential | caiso
Average Per Device | 1-in-2 | August Monthly System Peak Day | 30% Cycling | 15 | Average Per Device1-in-2August Monthly System Peak Day30% Cycling15 | 3.8094 | 4.0834 | 84.9821 | -0.43953 | -0.017963 | 0.27401 | 0.56599 | 0.98755 | 1337 | Non-Residential | caiso
Aggregate | 1-in-2 | August Monthly System Peak Day | 30% Cycling | 15 | Aggregate1-in-2August Monthly System Peak Day30% Cycling15 | 13.9082 | 14.9086 | 84.9821 | -1.6047 | -0.065582 | 1.0004 | 2.0664 | 3.6056 | 1337 | Non-Residential | caiso
Average Per Ton | 1-in-2 | August Monthly System Peak Day | 50% Cycling | 15 | Average Per Ton1-in-2August Monthly System Peak Day50% Cycling15 | 0.93836 | 1.0281 | 84.0722 | -0.15415 | -0.010085 | 0.089697 | 0.18948 | 0.33355 | 3452 | Non-Residential | caiso
Average Per Premise | 1-in-2 | August Monthly System Peak Day | 50% Cycling | 15 | Average Per Premise1-in-2August Monthly System Peak Day50% Cycling15 | 8.0875 | 8.8605 | 84.0722 | -1.3286 | -0.086921 | 0.77307 | 1.6331 | 2.8747 | 3452 | Non-Residential | caiso
Average Per Device | 1-in-2 | August Monthly System Peak Day | 50% Cycling | 15 | Average Per Device1-in-2August Monthly System Peak Day50% Cycling15 | 3.6394 | 3.9873 | 84.0722 | -0.59788 | -0.039115 | 0.34789 | 0.73489 | 1.2937 | 3452 | Non-Residential | caiso
Aggregate | 1-in-2 | August Monthly System Peak Day | 50% Cycling | 15 | Aggregate1-in-2August Monthly System Peak Day50% Cycling15 | 27.9179 | 30.5865 | 84.0722 | -4.5864 | -0.30005 | 2.6686 | 5.6373 | 9.9236 | 3452 | Non-Residential | caiso
Average Per Ton | 1-in-2 | August Monthly System Peak Day | All | 15 | Average Per Ton1-in-2August Monthly System Peak DayAll15 | 0.95012 | 1.0345 | 84.3263 | -0.1427 | -0.0085603 | 0.084344 | 0.17725 | 0.31139 | 4789 | Non-Residential | caiso
Average Per Premise | 1-in-2 | August Monthly System Peak Day | All | 15 | Average Per Premise1-in-2August Monthly System Peak DayAll15 | 8.7169 | 9.4907 | 84.3263 | -1.3092 | -0.078536 | 0.77382 | 1.6262 | 2.8568 | 4789 | Non-Residential | caiso
Average Per Device | 1-in-2 | August Monthly System Peak Day | All | 15 | Average Per Device1-in-2August Monthly System Peak DayAll15 | 3.6871 | 4.0144 | 84.3263 | -0.55377 | -0.033219 | 0.32731 | 0.68784 | 1.2084 | 4789 | Non-Residential | caiso
Aggregate | 1-in-2 | August Monthly System Peak Day | All | 15 | Aggregate1-in-2August Monthly System Peak DayAll15 | 41.7453 | 45.4511 | 84.3263 | -6.2698 | -0.37611 | 3.7058 | 7.7877 | 13.6814 | 4789 | Non-Residential | caiso
Average Per Ton | 1-in-2 | August Typical Event Day | 30% Cycling | 15 | Average Per Ton1-in-2August Typical Event Day30% Cycling15 | 0.88898 | 0.95369 | 82.0405 | -0.12965 | -0.014825 | 0.064701 | 0.14423 | 0.25905 | 1337 | Non-Residential | caiso
Average Per Premise | 1-in-2 | August Typical Event Day | 30% Cycling | 15 | Average Per Premise1-in-2August Typical Event Day30% Cycling15 | 9.4317 | 10.1182 | 82.0405 | -1.3755 | -0.15729 | 0.68645 | 1.5302 | 2.7484 | 1337 | Non-Residential | caiso
Average Per Device | 1-in-2 | August Typical Event Day | 30% Cycling | 15 | Average Per Device1-in-2August Typical Event Day30% Cycling15 | 3.4539 | 3.7053 | 82.0405 | -0.50371 | -0.057599 | 0.25138 | 0.56036 | 1.0065 | 1337 | Non-Residential | caiso
Aggregate | 1-in-2 | August Typical Event Day | 30% Cycling | 15 | Aggregate1-in-2August Typical Event Day30% Cycling15 | 12.6102 | 13.528 | 82.0405 | -1.8391 | -0.21029 | 0.91779 | 2.0459 | 3.6746 | 1337 | Non-Residential | caiso
Average Per Ton | 1-in-2 | August Typical Event Day | 50% Cycling | 15 | Average Per Ton1-in-2August Typical Event Day50% Cycling15 | 0.91508 | 0.98817 | 81.2731 | -0.1802 | -0.030554 | 0.073091 | 0.17674 | 0.32638 | 3452 | Non-Residential | caiso
Average Per Premise | 1-in-2 | August Typical Event Day | 50% Cycling | 15 | Average Per Premise1-in-2August Typical Event Day50% Cycling15 | 7.8868 | 8.5168 | 81.2731 | -1.5531 | -0.26334 | 0.62994 | 1.5232 | 2.813 | 3452 | Non-Residential | caiso
Average Per Device | 1-in-2 | August Typical Event Day | 50% Cycling | 15 | Average Per Device1-in-2August Typical Event Day50% Cycling15 | 3.5491 | 3.8326 | 81.2731 | -0.6989 | -0.1185 | 0.28348 | 0.68546 | 1.2659 | 3452 | Non-Residential | caiso
Aggregate | 1-in-2 | August Typical Event Day | 50% Cycling | 15 | Aggregate1-in-2August Typical Event Day50% Cycling15 | 27.2253 | 29.3999 | 81.2731 | -5.3613 | -0.90904 | 2.1746 | 5.2582 | 9.7104 | 3452 | Non-Residential | caiso
Average Per Ton | 1-in-2 | August Typical Event Day | All | 15 | Average Per Ton1-in-2August Typical Event DayAll15 | 0.9078 | 0.97854 | 81.4873 | -0.16609 | -0.026163 | 0.070748 | 0.16766 | 0.30758 | 4789 | Non-Residential | caiso
Average Per Premise | 1-in-2 | August Typical Event Day | All | 15 | Average Per Premise1-in-2August Typical Event DayAll15 | 8.3286 | 8.9777 | 81.4873 | -1.5238 | -0.24003 | 0.64908 | 1.5382 | 2.8219 | 4789 | Non-Residential | caiso
Average Per Device | 1-in-2 | August Typical Event Day | All | 15 | Average Per Device1-in-2August Typical Event DayAll15 | 3.5228 | 3.7974 | 81.4873 | -0.64452 | -0.10153 | 0.27455 | 0.65063 | 1.1936 | 4789 | Non-Residential | caiso
Aggregate | 1-in-2 | August Typical Event Day | All | 15 | Aggregate1-in-2August Typical Event DayAll15 | 39.8856 | 42.994 | 81.4873 | -7.2973 | -1.1495 | 3.1084 | 7.3664 | 13.5142 | 4789 | Non-Residential | caiso
Average Per Ton | 1-in-2 | July Monthly System Peak Day | 30% Cycling | 15 | Average Per Ton1-in-2July Monthly System Peak Day30% Cycling15 | 0.83246 | 0.89356 | 79.2585 | -0.1432 | -0.022496 | 0.061103 | 0.1447 | 0.2654 | 1337 | Non-Residential | caiso
Average Per Premise | 1-in-2 | July Monthly System Peak Day | 30% Cycling | 15 | Average Per Premise1-in-2July Monthly System Peak Day30% Cycling15 | 8.832 | 9.4803 | 79.2585 | -1.5193 | -0.23867 | 0.64827 | 1.5352 | 2.8158 | 1337 | Non-Residential | caiso
Average Per Device | 1-in-2 | July Monthly System Peak Day | 30% Cycling | 15 | Average Per Device1-in-2July Monthly System Peak Day30% Cycling15 | 3.2343 | 3.4717 | 79.2585 | -0.55636 | -0.087403 | 0.2374 | 0.5622 | 1.0312 | 1337 | Non-Residential | caiso
Aggregate | 1-in-2 | July Monthly System Peak Day | 30% Cycling | 15 | Aggregate1-in-2July Monthly System Peak Day30% Cycling15 | 11.8084 | 12.6752 | 79.2585 | -2.0313 | -0.31911 | 0.86674 | 2.0526 | 3.7648 | 1337 | Non-Residential | caiso
Average Per Ton | 1-in-2 | July Monthly System Peak Day | 50% Cycling | 15 | Average Per Ton1-in-2July Monthly System Peak Day50% Cycling15 | 0.90141 | 0.96474 | 79.097 | -0.19984 | -0.044357 | 0.063333 | 0.17102 | 0.32651 | 3452 | Non-Residential | caiso
Average Per Premise | 1-in-2 | July Monthly System Peak Day | 50% Cycling | 15 | Average Per Premise1-in-2July Monthly System Peak Day50% Cycling15 | 7.7689 | 8.3148 | 79.097 | -1.7224 | -0.3823 | 0.54585 | 1.474 | 2.8141 | 3452 | Non-Residential | caiso
Average Per Device | 1-in-2 | July Monthly System Peak Day | 50% Cycling | 15 | Average Per Device1-in-2July Monthly System Peak Day50% Cycling15 | 3.4961 | 3.7417 | 79.097 | -0.77508 | -0.17204 | 0.24563 | 0.66331 | 1.2664 | 3452 | Non-Residential | caiso
Aggregate | 1-in-2 | July Monthly System Peak Day | 50% Cycling | 15 | Aggregate1-in-2July Monthly System Peak Day50% Cycling15 | 26.8183 | 28.7026 | 79.097 | -5.9457 | -1.3197 | 1.8843 | 5.0882 | 9.7142 | 3452 | Non-Residential | caiso
Average Per Ton | 1-in-2 | July Monthly System Peak Day | All | 15 | Average Per Ton1-in-2July Monthly System Peak DayAll15 | 0.88216 | 0.94487 | 79.1421 | -0.18403 | -0.038253 | 0.06271 | 0.16367 | 0.30945 | 4789 | Non-Residential | caiso
Average Per Premise | 1-in-2 | July Monthly System Peak Day | All | 15 | Average Per Premise1-in-2July Monthly System Peak DayAll15 | 8.0933 | 8.6687 | 79.1421 | -1.6884 | -0.35095 | 0.57534 | 1.5016 | 2.839 | 4789 | Non-Residential | caiso
Average Per Device | 1-in-2 | July Monthly System Peak Day | All | 15 | Average Per Device1-in-2July Monthly System Peak DayAll15 | 3.4233 | 3.6667 | 79.1421 | -0.71415 | -0.14845 | 0.24336 | 0.63516 | 1.2009 | 4789 | Non-Residential | caiso
Aggregate | 1-in-2 | July Monthly System Peak Day | All | 15 | Aggregate1-in-2July Monthly System Peak DayAll15 | 38.759 | 41.5143 | 79.1421 | -8.0856 | -1.6807 | 2.7553 | 7.1913 | 13.5962 | 4789 | Non-Residential | caiso
Average Per Ton | 1-in-2 | June Monthly System Peak Day | 30% Cycling | 15 | Average Per Ton1-in-2June Monthly System Peak Day30% Cycling15 | 0.74446 | 0.79996 | 75.6122 | -0.16844 | -0.036135 | 0.055501 | 0.14714 | 0.27944 | 1337 | Non-Residential | caiso
Average Per Premise | 1-in-2 | June Monthly System Peak Day | 30% Cycling | 15 | Average Per Premise1-in-2June Monthly System Peak Day30% Cycling15 | 7.8984 | 8.4873 | 75.6122 | -1.7871 | -0.38338 | 0.58884 | 1.5611 | 2.9648 | 1337 | Non-Residential | caiso
Average Per Device | 1-in-2 | June Monthly System Peak Day | 30% Cycling | 15 | Average Per Device1-in-2June Monthly System Peak Day30% Cycling15 | 2.8924 | 3.108 | 75.6122 | -0.65444 | -0.14039 | 0.21563 | 0.57166 | 1.0857 | 1337 | Non-Residential | caiso
Aggregate | 1-in-2 | June Monthly System Peak Day | 30% Cycling | 15 | Aggregate1-in-2June Monthly System Peak Day30% Cycling15 | 10.5602 | 11.3475 | 75.6122 | -2.3894 | -0.51258 | 0.78727 | 2.0871 | 3.9639 | 1337 | Non-Residential | caiso
Average Per Ton | 1-in-2 | June Monthly System Peak Day | 50% Cycling | 15 | Average Per Ton1-in-2June Monthly System Peak Day50% Cycling15 | 0.87842 | 0.92536 | 74.9916 | -0.23899 | -0.070061 | 0.046937 | 0.16394 | 0.33286 | 3452 | Non-Residential | caiso
Average Per Premise | 1-in-2 | June Monthly System Peak Day | 50% Cycling | 15 | Average Per Premise1-in-2June Monthly System Peak Day50% Cycling15 | 7.5708 | 7.9754 | 74.9916 | -2.0598 | -0.60383 | 0.40454 | 1.4129 | 2.8688 | 3452 | Non-Residential | caiso
Average Per Device | 1-in-2 | June Monthly System Peak Day | 50% Cycling | 15 | Average Per Device1-in-2June Monthly System Peak Day50% Cycling15 | 3.4069 | 3.589 | 74.9916 | -0.92691 | -0.27173 | 0.18204 | 0.63582 | 1.291 | 3452 | Non-Residential | caiso
Aggregate | 1-in-2 | June Monthly System Peak Day | 50% Cycling | 15 | Aggregate1-in-2June Monthly System Peak Day50% Cycling15 | 26.1345 | 27.531 | 74.9916 | -7.1103 | -2.0844 | 1.3965 | 4.8774 | 9.9032 | 3452 | Non-Residential | caiso
Average Per Ton | 1-in-2 | June Monthly System Peak Day | All | 15 | Average Per Ton1-in-2June Monthly System Peak DayAll15 | 0.84102 | 0.89035 | 75.1649 | -0.21929 | -0.060589 | 0.049328 | 0.15925 | 0.31795 | 4789 | Non-Residential | caiso
Average Per Premise | 1-in-2 | June Monthly System Peak Day | All | 15 | Average Per Premise1-in-2June Monthly System Peak DayAll15 | 7.7159 | 8.1685 | 75.1649 | -2.0119 | -0.55587 | 0.45256 | 1.461 | 2.917 | 4789 | Non-Residential | caiso
Average Per Device | 1-in-2 | June Monthly System Peak Day | All | 15 | Average Per Device1-in-2June Monthly System Peak DayAll15 | 3.2637 | 3.4551 | 75.1649 | -0.85099 | -0.23512 | 0.19142 | 0.61797 | 1.2338 | 4789 | Non-Residential | caiso
Aggregate | 1-in-2 | June Monthly System Peak Day | All | 15 | Aggregate1-in-2June Monthly System Peak DayAll15 | 36.9516 | 39.1189 | 75.1649 | -9.635 | -2.6621 | 2.1673 | 6.9967 | 13.9696 | 4789 | Non-Residential | caiso
Average Per Ton | 1-in-2 | May Monthly System Peak Day | 30% Cycling | 15 | Average Per Ton1-in-2May Monthly System Peak Day30% Cycling15 | 0.61635 | 0.6637 | 70.4226 | -0.212 | -0.058778 | 0.047345 | 0.15347 | 0.30669 | 1337 | Non-Residential | caiso
Average Per Premise | 1-in-2 | May Monthly System Peak Day | 30% Cycling | 15 | Average Per Premise1-in-2May Monthly System Peak Day30% Cycling15 | 6.5392 | 7.0415 | 70.4226 | -2.2492 | -0.62361 | 0.50231 | 1.6282 | 3.2539 | 1337 | Non-Residential | caiso
Average Per Device | 1-in-2 | May Monthly System Peak Day | 30% Cycling | 15 | Average Per Device1-in-2May Monthly System Peak Day30% Cycling15 | 2.3947 | 2.5786 | 70.4226 | -0.82368 | -0.22837 | 0.18395 | 0.59626 | 1.1916 | 1337 | Non-Residential | caiso
Aggregate | 1-in-2 | May Monthly System Peak Day | 30% Cycling | 15 | Aggregate1-in-2May Monthly System Peak Day30% Cycling15 | 8.743 | 9.4145 | 70.4226 | -3.0072 | -0.83376 | 0.67158 | 2.1769 | 4.3504 | 1337 | Non-Residential | caiso
Average Per Ton | 1-in-2 | May Monthly System Peak Day | 50% Cycling | 15 | Average Per Ton1-in-2May Monthly System Peak Day50% Cycling15 | 0.84457 | 0.86735 | 69.5754 | -0.3075 | -0.11236 | 0.022787 | 0.15794 | 0.35307 | 3452 | Non-Residential | caiso
Average Per Premise | 1-in-2 | May Monthly System Peak Day | 50% Cycling | 15 | Average Per Premise1-in-2May Monthly System Peak Day50% Cycling15 | 7.2791 | 7.4755 | 69.5754 | -2.6502 | -0.96842 | 0.1964 | 1.3612 | 3.043 | 3452 | Non-Residential | caiso
Average Per Device | 1-in-2 | May Monthly System Peak Day | 50% Cycling | 15 | Average Per Device1-in-2May Monthly System Peak Day50% Cycling15 | 3.2756 | 3.364 | 69.5754 | -1.1926 | -0.43579 | 0.088379 | 0.61255 | 1.3694 | 3452 | Non-Residential | caiso
Aggregate | 1-in-2 | May Monthly System Peak Day | 50% Cycling | 15 | Aggregate1-in-2May Monthly System Peak Day50% Cycling15 | 25.1273 | 25.8053 | 69.5754 | -9.1486 | -3.343 | 0.67796 | 4.6989 | 10.5045 | 3452 | Non-Residential | caiso
Average Per Ton | 1-in-2 | May Monthly System Peak Day | All | 15 | Average Per Ton1-in-2May Monthly System Peak DayAll15 | 0.78085 | 0.81049 | 69.8119 | -0.28083 | -0.097402 | 0.029644 | 0.15669 | 0.34012 | 4789 | Non-Residential | caiso
Average Per Premise | 1-in-2 | May Monthly System Peak Day | All | 15 | Average Per Premise1-in-2May Monthly System Peak DayAll15 | 7.1639 | 7.4359 | 69.8119 | -2.5765 | -0.89361 | 0.27197 | 1.4375 | 3.1205 | 4789 | Non-Residential | caiso
Average Per Device | 1-in-2 | May Monthly System Peak Day | All | 15 | Average Per Device1-in-2May Monthly System Peak DayAll15 | 3.0302 | 3.1452 | 69.8119 | -1.0898 | -0.37798 | 0.11504 | 0.60805 | 1.3199 | 4789 | Non-Residential | caiso
Aggregate | 1-in-2 | May Monthly System Peak Day | All | 15 | Aggregate1-in-2May Monthly System Peak DayAll15 | 34.3079 | 35.6104 | 69.8119 | -12.339 | -4.2795 | 1.3024 | 6.8844 | 14.9438 | 4789 | Non-Residential | caiso
Average Per Ton | 1-in-2 | October Monthly System Peak Day | 30% Cycling | 15 | Average Per Ton1-in-2October Monthly System Peak Day30% Cycling15 | 0.72227 | 0.77636 | 77.1804 | -0.17548 | -0.03985 | 0.054088 | 0.14803 | 0.28366 | 1337 | Non-Residential | caiso
Average Per Premise | 1-in-2 | October Monthly System Peak Day | 30% Cycling | 15 | Average Per Premise1-in-2October Monthly System Peak Day30% Cycling15 | 7.663 | 8.2368 | 77.1804 | -1.8618 | -0.42279 | 0.57385 | 1.5705 | 3.0095 | 1337 | Non-Residential | caiso
Average Per Device | 1-in-2 | October Monthly System Peak Day | 30% Cycling | 15 | Average Per Device1-in-2October Monthly System Peak Day30% Cycling15 | 2.8062 | 3.0163 | 77.1804 | -0.68178 | -0.15483 | 0.21014 | 0.57511 | 1.1021 | 1337 | Non-Residential | caiso
Aggregate | 1-in-2 | October Monthly System Peak Day | 30% Cycling | 15 | Aggregate1-in-2October Monthly System Peak Day30% Cycling15 | 10.2454 | 11.0126 | 77.1804 | -2.4892 | -0.56527 | 0.76723 | 2.0997 | 4.0237 | 1337 | Non-Residential | caiso
Average Per Ton | 1-in-2 | October Monthly System Peak Day | 50% Cycling | 15 | Average Per Ton1-in-2October Monthly System Peak Day50% Cycling15 | 0.8741 | 0.91796 | 76.9932 | -0.24709 | -0.075196 | 0.043856 | 0.16291 | 0.3348 | 3452 | Non-Residential | caiso
Average Per Premise | 1-in-2 | October Monthly System Peak Day | 50% Cycling | 15 | Average Per Premise1-in-2October Monthly System Peak Day50% Cycling15 | 7.5336 | 7.9116 | 76.9932 | -2.1296 | -0.64809 | 0.37798 | 1.4041 | 2.8855 | 3452 | Non-Residential | caiso
Average Per Device | 1-in-2 | October Monthly System Peak Day | 50% Cycling | 15 | Average Per Device1-in-2October Monthly System Peak Day50% Cycling15 | 3.3902 | 3.5603 | 76.9932 | -0.95832 | -0.29165 | 0.17009 | 0.63183 | 1.2985 | 3452 | Non-Residential | caiso
Aggregate | 1-in-2 | October Monthly System Peak Day | 50% Cycling | 15 | Aggregate1-in-2October Monthly System Peak Day50% Cycling15 | 26.006 | 27.3108 | 76.9932 | -7.3513 | -2.2372 | 1.3048 | 4.8468 | 9.9609 | 3452 | Non-Residential | caiso
Average Per Ton | 1-in-2 | October Monthly System Peak Day | All | 15 | Average Per Ton1-in-2October Monthly System Peak DayAll15 | 0.83171 | 0.87842 | 77.0455 | -0.2271 | -0.065328 | 0.046712 | 0.15875 | 0.32052 | 4789 | Non-Residential | caiso
Average Per Premise | 1-in-2 | October Monthly System Peak Day | All | 15 | Average Per Premise1-in-2October Monthly System Peak DayAll15 | 7.6305 | 8.0591 | 77.0455 | -2.0835 | -0.59935 | 0.42856 | 1.4565 | 2.9406 | 4789 | Non-Residential | caiso
Average Per Device | 1-in-2 | October Monthly System Peak Day | All | 15 | Average Per Device1-in-2October Monthly System Peak DayAll15 | 3.2276 | 3.4088 | 77.0455 | -0.88128 | -0.25351 | 0.18127 | 0.61606 | 1.2438 | 4789 | Non-Residential | caiso
Aggregate | 1-in-2 | October Monthly System Peak Day | All | 15 | Aggregate1-in-2October Monthly System Peak DayAll15 | 36.5426 | 38.595 | 77.0455 | -9.9778 | -2.8703 | 2.0524 | 6.9751 | 14.0826 | 4789 | Non-Residential | caiso
Average Per Ton | 1-in-2 | September Monthly System Peak Day | 30% Cycling | 15 | Average Per Ton1-in-2September Monthly System Peak Day30% Cycling15 | 0.99853 | 1.0702 | 88.3091 | -0.11075 | -0.0029717 | 0.071675 | 0.14632 | 0.2541 | 1337 | Non-Residential | caiso
Average Per Premise | 1-in-2 | September Monthly System Peak Day | 30% Cycling | 15 | Average Per Premise1-in-2September Monthly System Peak Day30% Cycling15 | 10.594 | 11.3544 | 88.3091 | -1.175 | -0.031528 | 0.76044 | 1.5524 | 2.6959 | 1337 | Non-Residential | caiso
Average Per Device | 1-in-2 | September Monthly System Peak Day | 30% Cycling | 15 | Average Per Device1-in-2September Monthly System Peak Day30% Cycling15 | 3.8795 | 4.158 | 88.3091 | -0.43029 | -0.011546 | 0.27848 | 0.5685 | 0.98724 | 1337 | Non-Residential | caiso
Aggregate | 1-in-2 | September Monthly System Peak Day | 30% Cycling | 15 | Aggregate1-in-2September Monthly System Peak Day30% Cycling15 | 14.1642 | 15.1809 | 88.3091 | -1.571 | -0.042153 | 1.0167 | 2.0756 | 3.6044 | 1337 | Non-Residential | caiso
Average Per Ton | 1-in-2 | September Monthly System Peak Day | 50% Cycling | 15 | Average Per Ton1-in-2September Monthly System Peak Day50% Cycling15 | 0.94215 | 1.0345 | 86.9315 | -0.15087 | -0.0071457 | 0.092395 | 0.19194 | 0.33566 | 3452 | Non-Residential | caiso
Average Per Premise | 1-in-2 | September Monthly System Peak Day | 50% Cycling | 15 | Average Per Premise1-in-2September Monthly System Peak Day50% Cycling15 | 8.1201 | 8.9164 | 86.9315 | -1.3003 | -0.061586 | 0.79632 | 1.6542 | 2.8929 | 3452 | Non-Residential | caiso
Average Per Device | 1-in-2 | September Monthly System Peak Day | 50% Cycling | 15 | Average Per Device1-in-2September Monthly System Peak Day50% Cycling15 | 3.6541 | 4.0124 | 86.9315 | -0.58513 | -0.027714 | 0.35835 | 0.74442 | 1.3018 | 3452 | Non-Residential | caiso
Aggregate | 1-in-2 | September Monthly System Peak Day | 50% Cycling | 15 | Aggregate1-in-2September Monthly System Peak Day50% Cycling15 | 28.0304 | 30.7793 | 86.9315 | -4.4885 | -0.2126 | 2.7489 | 5.7104 | 9.9864 | 3452 | Non-Residential | caiso
Average Per Ton | 1-in-2 | September Monthly System Peak Day | All | 15 | Average Per Ton1-in-2September Monthly System Peak DayAll15 | 0.95789 | 1.0445 | 87.3161 | -0.13967 | -0.0059803 | 0.08661 | 0.1792 | 0.31289 | 4789 | Non-Residential | caiso
Average Per Premise | 1-in-2 | September Monthly System Peak Day | All | 15 | Average Per Premise1-in-2September Monthly System Peak DayAll15 | 8.7881 | 9.5828 | 87.3161 | -1.2814 | -0.054866 | 0.7946 | 1.6441 | 2.8706 | 4789 | Non-Residential | caiso
Average Per Device | 1-in-2 | September Monthly System Peak Day | All | 15 | Average Per Device1-in-2September Monthly System Peak DayAll15 | 3.7172 | 4.0533 | 87.3161 | -0.54199 | -0.023207 | 0.3361 | 0.69541 | 1.2142 | 4789 | Non-Residential | caiso
Aggregate | 1-in-2 | September Monthly System Peak Day | All | 15 | Aggregate1-in-2September Monthly System Peak DayAll15 | 42.0864 | 45.8918 | 87.3161 | -6.1365 | -0.26275 | 3.8054 | 7.8735 | 13.7472 | 4789 | Non-Residential | caiso
Average Per Ton | 1-in-2 | August Monthly System Peak Day | 30% Cycling | 16 | Average Per Ton1-in-2August Monthly System Peak Day30% Cycling16 | 0.95988 | 1.0263 | 85.5992 | -0.10655 | -0.0043545 | 0.066426 | 0.13721 | 0.2394 | 1337 | Non-Residential | caiso
Average Per Premise | 1-in-2 | August Monthly System Peak Day | 30% Cycling | 16 | Average Per Premise1-in-2August Monthly System Peak Day30% Cycling16 | 10.1839 | 10.8887 | 85.5992 | -1.1305 | -0.0462 | 0.70475 | 1.4557 | 2.54 | 1337 | Non-Residential | caiso
Average Per Device | 1-in-2 | August Monthly System Peak Day | 30% Cycling | 16 | Average Per Device1-in-2August Monthly System Peak Day30% Cycling16 | 3.7294 | 3.9874 | 85.5992 | -0.41397 | -0.016918 | 0.25808 | 0.53308 | 0.93014 | 1337 | Non-Residential | caiso
Aggregate | 1-in-2 | August Monthly System Peak Day | 30% Cycling | 16 | Aggregate1-in-2August Monthly System Peak Day30% Cycling16 | 13.6159 | 14.5581 | 85.5992 | -1.5114 | -0.061769 | 0.94226 | 1.9463 | 3.3959 | 1337 | Non-Residential | caiso
Average Per Ton | 1-in-2 | August Monthly System Peak Day | 50% Cycling | 16 | Average Per Ton1-in-2August Monthly System Peak Day50% Cycling16 | 0.90796 | 0.99739 | 84.5635 | -0.1537 | -0.010055 | 0.089431 | 0.18892 | 0.33256 | 3452 | Non-Residential | caiso
Average Per Premise | 1-in-2 | August Monthly System Peak Day | 50% Cycling | 16 | Average Per Premise1-in-2August Monthly System Peak Day50% Cycling16 | 7.8254 | 8.5962 | 84.5635 | -1.3247 | -0.086664 | 0.77078 | 1.6282 | 2.8662 | 3452 | Non-Residential | caiso
Average Per Device | 1-in-2 | August Monthly System Peak Day | 50% Cycling | 16 | Average Per Device1-in-2August Monthly System Peak Day50% Cycling16 | 3.5215 | 3.8684 | 84.5635 | -0.59611 | -0.038999 | 0.34686 | 0.73271 | 1.2898 | 3452 | Non-Residential | caiso
Aggregate | 1-in-2 | August Monthly System Peak Day | 50% Cycling | 16 | Aggregate1-in-2August Monthly System Peak Day50% Cycling16 | 27.0134 | 29.6742 | 84.5635 | -4.5728 | -0.29916 | 2.6607 | 5.6206 | 9.8942 | 3452 | Non-Residential | caiso
Average Per Ton | 1-in-2 | August Monthly System Peak Day | All | 16 | Average Per Ton1-in-2August Monthly System Peak DayAll16 | 0.92246 | 1.0055 | 84.8527 | -0.14053 | -0.0084637 | 0.083008 | 0.17448 | 0.30655 | 4789 | Non-Residential | caiso
Average Per Premise | 1-in-2 | August Monthly System Peak Day | All | 16 | Average Per Premise1-in-2August Monthly System Peak DayAll16 | 8.4631 | 9.2247 | 84.8527 | -1.2893 | -0.07765 | 0.76156 | 1.6008 | 2.8125 | 4789 | Non-Residential | caiso
Average Per Device | 1-in-2 | August Monthly System Peak Day | All | 16 | Average Per Device1-in-2August Monthly System Peak DayAll16 | 3.5797 | 3.9019 | 84.8527 | -0.54536 | -0.032845 | 0.32213 | 0.6771 | 1.1896 | 4789 | Non-Residential | caiso
Aggregate | 1-in-2 | August Monthly System Peak Day | All | 16 | Aggregate1-in-2August Monthly System Peak DayAll16 | 40.5297 | 44.1769 | 84.8527 | -6.1746 | -0.37187 | 3.6471 | 7.6661 | 13.4688 | 4789 | Non-Residential | caiso
Average Per Ton | 1-in-2 | August Typical Event Day | 30% Cycling | 16 | Average Per Ton1-in-2August Typical Event Day30% Cycling16 | 0.87033 | 0.93127 | 82.2936 | -0.12211 | -0.013963 | 0.06094 | 0.13584 | 0.24399 | 1337 | Non-Residential | caiso
Average Per Premise | 1-in-2 | August Typical Event Day | 30% Cycling | 16 | Average Per Premise1-in-2August Typical Event Day30% Cycling16 | 9.2338 | 9.8803 | 82.2936 | -1.2955 | -0.14814 | 0.64654 | 1.4412 | 2.5886 | 1337 | Non-Residential | caiso
Average Per Device | 1-in-2 | August Typical Event Day | 30% Cycling | 16 | Average Per Device1-in-2August Typical Event Day30% Cycling16 | 3.3814 | 3.6182 | 82.2936 | -0.47443 | -0.05425 | 0.23676 | 0.52778 | 0.94796 | 1337 | Non-Residential | caiso
Aggregate | 1-in-2 | August Typical Event Day | 30% Cycling | 16 | Aggregate1-in-2August Typical Event Day30% Cycling16 | 12.3456 | 13.21 | 82.2936 | -1.7321 | -0.19807 | 0.86443 | 1.9269 | 3.461 | 1337 | Non-Residential | caiso
Average Per Ton | 1-in-2 | August Typical Event Day | 50% Cycling | 16 | Average Per Ton1-in-2August Typical Event Day50% Cycling16 | 0.88582 | 0.9587 | 81.4861 | -0.17967 | -0.030464 | 0.072874 | 0.17621 | 0.32542 | 3452 | Non-Residential | caiso
Average Per Premise | 1-in-2 | August Typical Event Day | 50% Cycling | 16 | Average Per Premise1-in-2August Typical Event Day50% Cycling16 | 7.6346 | 8.2627 | 81.4861 | -1.5485 | -0.26256 | 0.62808 | 1.5187 | 2.8047 | 3452 | Non-Residential | caiso
Average Per Device | 1-in-2 | August Typical Event Day | 50% Cycling | 16 | Average Per Device1-in-2August Typical Event Day50% Cycling16 | 3.4356 | 3.7183 | 81.4861 | -0.69683 | -0.11815 | 0.28264 | 0.68343 | 1.2621 | 3452 | Non-Residential | caiso
Aggregate | 1-in-2 | August Typical Event Day | 50% Cycling | 16 | Aggregate1-in-2August Typical Event Day50% Cycling16 | 26.3548 | 28.5229 | 81.4861 | -5.3454 | -0.90635 | 2.1681 | 5.2426 | 9.6817 | 3452 | Non-Residential | caiso
Average Per Ton | 1-in-2 | August Typical Event Day | All | 16 | Average Per Ton1-in-2August Typical Event DayAll16 | 0.8815 | 0.95104 | 81.7115 | -0.1636 | -0.025857 | 0.069542 | 0.16494 | 0.30268 | 4789 | Non-Residential | caiso
Average Per Premise | 1-in-2 | August Typical Event Day | All | 16 | Average Per Premise1-in-2August Typical Event DayAll16 | 8.0873 | 8.7253 | 81.7115 | -1.5009 | -0.23722 | 0.63801 | 1.5132 | 2.777 | 4789 | Non-Residential | caiso
Average Per Device | 1-in-2 | August Typical Event Day | All | 16 | Average Per Device1-in-2August Typical Event DayAll16 | 3.4208 | 3.6906 | 81.7115 | -0.63486 | -0.10034 | 0.26987 | 0.64008 | 1.1746 | 4789 | Non-Residential | caiso
Aggregate | 1-in-2 | August Typical Event Day | All | 16 | Aggregate1-in-2August Typical Event DayAll16 | 38.7301 | 41.7855 | 81.7115 | -7.1879 | -1.1361 | 3.0554 | 7.2469 | 13.2988 | 4789 | Non-Residential | caiso
Average Per Ton | 1-in-2 | July Monthly System Peak Day | 30% Cycling | 16 | Average Per Ton1-in-2July Monthly System Peak Day30% Cycling16 | 0.815 | 0.87255 | 80.1352 | -0.13487 | -0.021188 | 0.05755 | 0.13629 | 0.24997 | 1337 | Non-Residential | caiso
Average Per Premise | 1-in-2 | July Monthly System Peak Day | 30% Cycling | 16 | Average Per Premise1-in-2July Monthly System Peak Day30% Cycling16 | 8.6469 | 9.2574 | 80.1352 | -1.431 | -0.2248 | 0.61058 | 1.446 | 2.6521 | 1337 | Non-Residential | caiso
Average Per Device | 1-in-2 | July Monthly System Peak Day | 30% Cycling | 16 | Average Per Device1-in-2July Monthly System Peak Day30% Cycling16 | 3.1665 | 3.3901 | 80.1352 | -0.52402 | -0.082322 | 0.2236 | 0.52951 | 0.97121 | 1337 | Non-Residential | caiso
Aggregate | 1-in-2 | July Monthly System Peak Day | 30% Cycling | 16 | Aggregate1-in-2July Monthly System Peak Day30% Cycling16 | 11.5608 | 12.3772 | 80.1352 | -1.9132 | -0.30056 | 0.81635 | 1.9333 | 3.5459 | 1337 | Non-Residential | caiso
Average Per Ton | 1-in-2 | July Monthly System Peak Day | 50% Cycling | 16 | Average Per Ton1-in-2July Monthly System Peak Day50% Cycling16 | 0.87282 | 0.93596 | 79.8509 | -0.19925 | -0.044225 | 0.063145 | 0.17052 | 0.32554 | 3452 | Non-Residential | caiso
Average Per Premise | 1-in-2 | July Monthly System Peak Day | 50% Cycling | 16 | Average Per Premise1-in-2July Monthly System Peak Day50% Cycling16 | 7.5225 | 8.0668 | 79.8509 | -1.7173 | -0.38116 | 0.54423 | 1.4696 | 2.8057 | 3452 | Non-Residential | caiso
Average Per Device | 1-in-2 | July Monthly System Peak Day | 50% Cycling | 16 | Average Per Device1-in-2July Monthly System Peak Day50% Cycling16 | 3.3852 | 3.6301 | 79.8509 | -0.77279 | -0.17153 | 0.24491 | 0.66134 | 1.2626 | 3452 | Non-Residential | caiso
Aggregate | 1-in-2 | July Monthly System Peak Day | 50% Cycling | 16 | Aggregate1-in-2July Monthly System Peak Day50% Cycling16 | 25.9677 | 27.8464 | 79.8509 | -5.9281 | -1.3158 | 1.8787 | 5.0731 | 9.6854 | 3452 | Non-Residential | caiso
Average Per Ton | 1-in-2 | July Monthly System Peak Day | All | 16 | Average Per Ton1-in-2July Monthly System Peak DayAll16 | 0.85667 | 0.91826 | 79.9302 | -0.18128 | -0.037793 | 0.061583 | 0.16096 | 0.30444 | 4789 | Non-Residential | caiso
Average Per Premise | 1-in-2 | July Monthly System Peak Day | All | 16 | Average Per Premise1-in-2July Monthly System Peak DayAll16 | 7.8596 | 8.4246 | 79.9302 | -1.6631 | -0.34673 | 0.565 | 1.4767 | 2.7931 | 4789 | Non-Residential | caiso
Average Per Device | 1-in-2 | July Monthly System Peak Day | All | 16 | Average Per Device1-in-2July Monthly System Peak DayAll16 | 3.3245 | 3.5634 | 79.9302 | -0.70347 | -0.14666 | 0.23898 | 0.62463 | 1.1814 | 4789 | Non-Residential | caiso
Aggregate | 1-in-2 | July Monthly System Peak Day | All | 16 | Aggregate1-in-2July Monthly System Peak DayAll16 | 37.6395 | 40.3452 | 79.9302 | -7.9647 | -1.6605 | 2.7058 | 7.072 | 13.3763 | 4789 | Non-Residential | caiso
Average Per Ton | 1-in-2 | June Monthly System Peak Day | 30% Cycling | 16 | Average Per Ton1-in-2June Monthly System Peak Day30% Cycling16 | 0.72888 | 0.78116 | 74.8808 | -0.15865 | -0.034035 | 0.052274 | 0.13858 | 0.2632 | 1337 | Non-Residential | caiso
Average Per Premise | 1-in-2 | June Monthly System Peak Day | 30% Cycling | 16 | Average Per Premise1-in-2June Monthly System Peak Day30% Cycling16 | 7.7331 | 8.2877 | 74.8808 | -1.6832 | -0.36109 | 0.5546 | 1.4703 | 2.7924 | 1337 | Non-Residential | caiso
Average Per Device | 1-in-2 | June Monthly System Peak Day | 30% Cycling | 16 | Average Per Device1-in-2June Monthly System Peak Day30% Cycling16 | 2.8319 | 3.035 | 74.8808 | -0.61639 | -0.13223 | 0.2031 | 0.53842 | 1.0226 | 1337 | Non-Residential | caiso
Aggregate | 1-in-2 | June Monthly System Peak Day | 30% Cycling | 16 | Aggregate1-in-2June Monthly System Peak Day30% Cycling16 | 10.3392 | 11.0807 | 74.8808 | -2.2504 | -0.48278 | 0.7415 | 1.9658 | 3.7335 | 1337 | Non-Residential | caiso
Average Per Ton | 1-in-2 | June Monthly System Peak Day | 50% Cycling | 16 | Average Per Ton1-in-2June Monthly System Peak Day50% Cycling16 | 0.85096 | 0.89776 | 74.3485 | -0.23828 | -0.069853 | 0.046798 | 0.16345 | 0.33188 | 3452 | Non-Residential | caiso
Average Per Premise | 1-in-2 | June Monthly System Peak Day | 50% Cycling | 16 | Average Per Premise1-in-2June Monthly System Peak Day50% Cycling16 | 7.3341 | 7.7375 | 74.3485 | -2.0537 | -0.60205 | 0.40334 | 1.4087 | 2.8603 | 3452 | Non-Residential | caiso
Average Per Device | 1-in-2 | June Monthly System Peak Day | 50% Cycling | 16 | Average Per Device1-in-2June Monthly System Peak Day50% Cycling16 | 3.3004 | 3.4819 | 74.3485 | -0.92416 | -0.27092 | 0.18151 | 0.63393 | 1.2872 | 3452 | Non-Residential | caiso
Aggregate | 1-in-2 | June Monthly System Peak Day | 50% Cycling | 16 | Aggregate1-in-2June Monthly System Peak Day50% Cycling16 | 25.3174 | 26.7098 | 74.3485 | -7.0892 | -2.0783 | 1.3923 | 4.8629 | 9.8739 | 3452 | Non-Residential | caiso
Average Per Ton | 1-in-2 | June Monthly System Peak Day | All | 16 | Average Per Ton1-in-2June Monthly System Peak DayAll16 | 0.81687 | 0.8652 | 74.4971 | -0.21605 | -0.059853 | 0.048327 | 0.15651 | 0.3127 | 4789 | Non-Residential | caiso
Average Per Premise | 1-in-2 | June Monthly System Peak Day | All | 16 | Average Per Premise1-in-2June Monthly System Peak DayAll16 | 7.4944 | 7.9378 | 74.4971 | -1.9821 | -0.54912 | 0.44338 | 1.4359 | 2.8689 | 4789 | Non-Residential | caiso
Average Per Device | 1-in-2 | June Monthly System Peak Day | All | 16 | Average Per Device1-in-2June Monthly System Peak DayAll16 | 3.17 | 3.3575 | 74.4971 | -0.8384 | -0.23227 | 0.18754 | 0.60735 | 1.2135 | 4789 | Non-Residential | caiso
Aggregate | 1-in-2 | June Monthly System Peak Day | All | 16 | Aggregate1-in-2June Monthly System Peak DayAll16 | 35.8908 | 38.0141 | 74.4971 | -9.4924 | -2.6297 | 2.1233 | 6.8764 | 13.7391 | 4789 | Non-Residential | caiso
Average Per Ton | 1-in-2 | May Monthly System Peak Day | 30% Cycling | 16 | Average Per Ton1-in-2May Monthly System Peak Day30% Cycling16 | 0.6035 | 0.64809 | 70.3451 | -0.19968 | -0.05536 | 0.044592 | 0.14454 | 0.28886 | 1337 | Non-Residential | caiso
Average Per Premise | 1-in-2 | May Monthly System Peak Day | 30% Cycling | 16 | Average Per Premise1-in-2May Monthly System Peak Day30% Cycling16 | 6.4029 | 6.876 | 70.3451 | -2.1185 | -0.58735 | 0.4731 | 1.5336 | 3.0647 | 1337 | Non-Residential | caiso
Average Per Device | 1-in-2 | May Monthly System Peak Day | 30% Cycling | 16 | Average Per Device1-in-2May Monthly System Peak Day30% Cycling16 | 2.3447 | 2.518 | 70.3451 | -0.77579 | -0.21509 | 0.17325 | 0.56159 | 1.1223 | 1337 | Non-Residential | caiso
Aggregate | 1-in-2 | May Monthly System Peak Day | 30% Cycling | 16 | Aggregate1-in-2May Monthly System Peak Day30% Cycling16 | 8.5607 | 9.1932 | 70.3451 | -2.8324 | -0.78529 | 0.63254 | 2.0504 | 4.0975 | 1337 | Non-Residential | caiso
Average Per Ton | 1-in-2 | May Monthly System Peak Day | 50% Cycling | 16 | Average Per Ton1-in-2May Monthly System Peak Day50% Cycling16 | 0.81876 | 0.84148 | 69.7188 | -0.30659 | -0.11203 | 0.02272 | 0.15747 | 0.35203 | 3452 | Non-Residential | caiso
Average Per Premise | 1-in-2 | May Monthly System Peak Day | 50% Cycling | 16 | Average Per Premise1-in-2May Monthly System Peak Day50% Cycling16 | 7.0567 | 7.2525 | 69.7188 | -2.6424 | -0.96555 | 0.19581 | 1.3572 | 3.034 | 3452 | Non-Residential | caiso
Average Per Device | 1-in-2 | May Monthly System Peak Day | 50% Cycling | 16 | Average Per Device1-in-2May Monthly System Peak Day50% Cycling16 | 3.1755 | 3.2637 | 69.7188 | -1.1891 | -0.4345 | 0.088118 | 0.61074 | 1.3653 | 3452 | Non-Residential | caiso
Aggregate | 1-in-2 | May Monthly System Peak Day | 50% Cycling | 16 | Aggregate1-in-2May Monthly System Peak Day50% Cycling16 | 24.3596 | 25.0355 | 69.7188 | -9.1215 | -3.3331 | 0.67595 | 4.685 | 10.4734 | 3452 | Non-Residential | caiso
Average Per Ton | 1-in-2 | May Monthly System Peak Day | All | 16 | Average Per Ton1-in-2May Monthly System Peak DayAll16 | 0.75866 | 0.78749 | 69.8937 | -0.27674 | -0.096208 | 0.028827 | 0.15386 | 0.33439 | 4789 | Non-Residential | caiso
Average Per Premise | 1-in-2 | May Monthly System Peak Day | All | 16 | Average Per Premise1-in-2May Monthly System Peak DayAll16 | 6.9603 | 7.2248 | 69.8937 | -2.5389 | -0.88266 | 0.26447 | 1.4116 | 3.0679 | 4789 | Non-Residential | caiso
Average Per Device | 1-in-2 | May Monthly System Peak Day | All | 16 | Average Per Device1-in-2May Monthly System Peak DayAll16 | 2.9441 | 3.056 | 69.8937 | -1.0739 | -0.37335 | 0.11187 | 0.59708 | 1.2976 | 4789 | Non-Residential | caiso
Aggregate | 1-in-2 | May Monthly System Peak Day | All | 16 | Aggregate1-in-2May Monthly System Peak DayAll16 | 33.3331 | 34.5996 | 69.8937 | -12.1589 | -4.227 | 1.2665 | 6.7601 | 14.692 | 4789 | Non-Residential | caiso
Average Per Ton | 1-in-2 | October Monthly System Peak Day | 30% Cycling | 16 | Average Per Ton1-in-2October Monthly System Peak Day30% Cycling16 | 0.70716 | 0.7581 | 76.5975 | -0.16528 | -0.037533 | 0.050943 | 0.13942 | 0.26716 | 1337 | Non-Residential | caiso
Average Per Premise | 1-in-2 | October Monthly System Peak Day | 30% Cycling | 16 | Average Per Premise1-in-2October Monthly System Peak Day30% Cycling16 | 7.5027 | 8.0432 | 76.5975 | -1.7535 | -0.39821 | 0.54048 | 1.4792 | 2.8345 | 1337 | Non-Residential | caiso
Average Per Device | 1-in-2 | October Monthly System Peak Day | 30% Cycling | 16 | Average Per Device1-in-2October Monthly System Peak Day30% Cycling16 | 2.7475 | 2.9454 | 76.5975 | -0.64215 | -0.14583 | 0.19793 | 0.54168 | 1.038 | 1337 | Non-Residential | caiso
Aggregate | 1-in-2 | October Monthly System Peak Day | 30% Cycling | 16 | Aggregate1-in-2October Monthly System Peak Day30% Cycling16 | 10.0311 | 10.7537 | 76.5975 | -2.3445 | -0.53241 | 0.72263 | 1.9777 | 3.7897 | 1337 | Non-Residential | caiso
Average Per Ton | 1-in-2 | October Monthly System Peak Day | 50% Cycling | 16 | Average Per Ton1-in-2October Monthly System Peak Day50% Cycling16 | 0.84685 | 0.89058 | 76.2187 | -0.24636 | -0.074974 | 0.043726 | 0.16243 | 0.33381 | 3452 | Non-Residential | caiso
Average Per Premise | 1-in-2 | October Monthly System Peak Day | 50% Cycling | 16 | Average Per Premise1-in-2October Monthly System Peak Day50% Cycling16 | 7.2987 | 7.6756 | 76.2187 | -2.1233 | -0.64617 | 0.37686 | 1.3999 | 2.877 | 3452 | Non-Residential | caiso
Average Per Device | 1-in-2 | October Monthly System Peak Day | 50% Cycling | 16 | Average Per Device1-in-2October Monthly System Peak Day50% Cycling16 | 3.2845 | 3.4541 | 76.2187 | -0.95549 | -0.29078 | 0.16959 | 0.62996 | 1.2947 | 3452 | Non-Residential | caiso
Aggregate | 1-in-2 | October Monthly System Peak Day | 50% Cycling | 16 | Aggregate1-in-2October Monthly System Peak Day50% Cycling16 | 25.1952 | 26.4961 | 76.2187 | -7.3295 | -2.2306 | 1.3009 | 4.8324 | 9.9314 | 3452 | Non-Residential | caiso
Average Per Ton | 1-in-2 | October Monthly System Peak Day | All | 16 | Average Per Ton1-in-2October Monthly System Peak DayAll16 | 0.80785 | 0.85359 | 76.3244 | -0.22372 | -0.06452 | 0.045741 | 0.156 | 0.3152 | 4789 | Non-Residential | caiso
Average Per Premise | 1-in-2 | October Monthly System Peak Day | All | 16 | Average Per Premise1-in-2October Monthly System Peak DayAll16 | 7.4116 | 7.8313 | 76.3244 | -2.0525 | -0.59194 | 0.41965 | 1.4312 | 2.8918 | 4789 | Non-Residential | caiso
Average Per Device | 1-in-2 | October Monthly System Peak Day | All | 16 | Average Per Device1-in-2October Monthly System Peak DayAll16 | 3.135 | 3.3125 | 76.3244 | -0.86818 | -0.25038 | 0.1775 | 0.60539 | 1.2232 | 4789 | Non-Residential | caiso
Aggregate | 1-in-2 | October Monthly System Peak Day | All | 16 | Aggregate1-in-2October Monthly System Peak DayAll16 | 35.4942 | 37.5039 | 76.3244 | -9.8295 | -2.8348 | 2.0097 | 6.8542 | 13.8489 | 4789 | Non-Residential | caiso
Average Per Ton | 1-in-2 | September Monthly System Peak Day | 30% Cycling | 16 | Average Per Ton1-in-2September Monthly System Peak Day30% Cycling16 | 0.97754 | 1.045 | 88.5591 | -0.10431 | -0.0027989 | 0.067508 | 0.13782 | 0.23933 | 1337 | Non-Residential | caiso
Average Per Premise | 1-in-2 | September Monthly System Peak Day | 30% Cycling | 16 | Average Per Premise1-in-2September Monthly System Peak Day30% Cycling16 | 10.3713 | 11.0875 | 88.5591 | -1.1067 | -0.029695 | 0.71623 | 1.4622 | 2.5392 | 1337 | Non-Residential | caiso
Average Per Device | 1-in-2 | September Monthly System Peak Day | 30% Cycling | 16 | Average Per Device1-in-2September Monthly System Peak Day30% Cycling16 | 3.798 | 4.0603 | 88.5591 | -0.40527 | -0.010874 | 0.26229 | 0.53544 | 0.92984 | 1337 | Non-Residential | caiso
Aggregate | 1-in-2 | September Monthly System Peak Day | 30% Cycling | 16 | Aggregate1-in-2September Monthly System Peak Day30% Cycling16 | 13.8664 | 14.824 | 88.5591 | -1.4797 | -0.039702 | 0.9576 | 1.9549 | 3.3949 | 1337 | Non-Residential | caiso
Average Per Ton | 1-in-2 | September Monthly System Peak Day | 50% Cycling | 16 | Average Per Ton1-in-2September Monthly System Peak Day50% Cycling16 | 0.91156 | 1.0037 | 87.1815 | -0.15042 | -0.0071245 | 0.092121 | 0.19137 | 0.33466 | 3452 | Non-Residential | caiso
Average Per Premise | 1-in-2 | September Monthly System Peak Day | 50% Cycling | 16 | Average Per Premise1-in-2September Monthly System Peak Day50% Cycling16 | 7.8564 | 8.6504 | 87.1815 | -1.2964 | -0.061404 | 0.79397 | 1.6493 | 2.8844 | 3452 | Non-Residential | caiso
Average Per Device | 1-in-2 | September Monthly System Peak Day | 50% Cycling | 16 | Average Per Device1-in-2September Monthly System Peak Day50% Cycling16 | 3.5355 | 3.8927 | 87.1815 | -0.5834 | -0.027632 | 0.35729 | 0.74221 | 1.298 | 3452 | Non-Residential | caiso
Aggregate | 1-in-2 | September Monthly System Peak Day | 50% Cycling | 16 | Aggregate1-in-2September Monthly System Peak Day50% Cycling16 | 27.1205 | 29.8612 | 87.1815 | -4.4752 | -0.21197 | 2.7408 | 5.6935 | 9.9568 | 3452 | Non-Residential | caiso
Average Per Ton | 1-in-2 | September Monthly System Peak Day | All | 16 | Average Per Ton1-in-2September Monthly System Peak DayAll16 | 0.92998 | 1.0152 | 87.5661 | -0.13755 | -0.0059168 | 0.085249 | 0.17642 | 0.30805 | 4789 | Non-Residential | caiso
Average Per Premise | 1-in-2 | September Monthly System Peak Day | All | 16 | Average Per Premise1-in-2September Monthly System Peak DayAll16 | 8.5321 | 9.3142 | 87.5661 | -1.2619 | -0.054284 | 0.78212 | 1.6185 | 2.8262 | 4789 | Non-Residential | caiso
Average Per Device | 1-in-2 | September Monthly System Peak Day | All | 16 | Average Per Device1-in-2September Monthly System Peak DayAll16 | 3.6089 | 3.9398 | 87.5661 | -0.53377 | -0.022961 | 0.33082 | 0.68461 | 1.1954 | 4789 | Non-Residential | caiso
Aggregate | 1-in-2 | September Monthly System Peak Day | All | 16 | Aggregate1-in-2September Monthly System Peak DayAll16 | 40.8603 | 44.6059 | 87.5661 | -6.0433 | -0.25996 | 3.7456 | 7.7511 | 13.5345 | 4789 | Non-Residential | caiso
Average Per Ton | 1-in-2 | August Monthly System Peak Day | 30% Cycling | 17 | Average Per Ton1-in-2August Monthly System Peak Day30% Cycling17 | 0.90551 | 0.9683 | 85.2378 | -0.10071 | -0.0041157 | 0.062783 | 0.12968 | 0.22627 | 1337 | Non-Residential | caiso
Average Per Premise | 1-in-2 | August Monthly System Peak Day | 30% Cycling | 17 | Average Per Premise1-in-2August Monthly System Peak Day30% Cycling17 | 9.6071 | 10.2732 | 85.2378 | -1.0685 | -0.043666 | 0.6661 | 1.3759 | 2.4007 | 1337 | Non-Residential | caiso
Average Per Device | 1-in-2 | August Monthly System Peak Day | 30% Cycling | 17 | Average Per Device1-in-2August Monthly System Peak Day30% Cycling17 | 3.5181 | 3.7621 | 85.2378 | -0.39127 | -0.015991 | 0.24393 | 0.50384 | 0.87912 | 1337 | Non-Residential | caiso
Aggregate | 1-in-2 | August Monthly System Peak Day | 30% Cycling | 17 | Aggregate1-in-2August Monthly System Peak Day30% Cycling17 | 12.8447 | 13.7353 | 85.2378 | -1.4285 | -0.058381 | 0.89057 | 1.8395 | 3.2097 | 1337 | Non-Residential | caiso
Average Per Ton | 1-in-2 | August Monthly System Peak Day | 50% Cycling | 17 | Average Per Ton1-in-2August Monthly System Peak Day50% Cycling17 | 0.84702 | 0.93868 | 84.3298 | -0.15752 | -0.010306 | 0.091657 | 0.19362 | 0.34084 | 3452 | Non-Residential | caiso
Average Per Premise | 1-in-2 | August Monthly System Peak Day | 50% Cycling | 17 | Average Per Premise1-in-2August Monthly System Peak Day50% Cycling17 | 7.3002 | 8.0902 | 84.3298 | -1.3576 | -0.088821 | 0.78996 | 1.6687 | 2.9376 | 3452 | Non-Residential | caiso
Average Per Device | 1-in-2 | August Monthly System Peak Day | 50% Cycling | 17 | Average Per Device1-in-2August Monthly System Peak Day50% Cycling17 | 3.2851 | 3.6406 | 84.3298 | -0.61095 | -0.03997 | 0.35549 | 0.75095 | 1.3219 | 3452 | Non-Residential | caiso
Aggregate | 1-in-2 | August Monthly System Peak Day | 50% Cycling | 17 | Aggregate1-in-2August Monthly System Peak Day50% Cycling17 | 25.2004 | 27.9273 | 84.3298 | -4.6866 | -0.30661 | 2.7269 | 5.7605 | 10.1405 | 3452 | Non-Residential | caiso
Average Per Ton | 1-in-2 | August Monthly System Peak Day | All | 17 | Average Per Ton1-in-2August Monthly System Peak DayAll17 | 0.86335 | 0.94695 | 84.5833 | -0.14166 | -0.0085774 | 0.083595 | 0.17577 | 0.30885 | 4789 | Non-Residential | caiso
Average Per Premise | 1-in-2 | August Monthly System Peak Day | All | 17 | Average Per Premise1-in-2August Monthly System Peak DayAll17 | 7.9208 | 8.6878 | 84.5833 | -1.2997 | -0.078693 | 0.76695 | 1.6126 | 2.8336 | 4789 | Non-Residential | caiso
Average Per Device | 1-in-2 | August Monthly System Peak Day | All | 17 | Average Per Device1-in-2August Monthly System Peak DayAll17 | 3.3504 | 3.6748 | 84.5833 | -0.54973 | -0.033286 | 0.3244 | 0.68209 | 1.1985 | 4789 | Non-Residential | caiso
Aggregate | 1-in-2 | August Monthly System Peak Day | All | 17 | Aggregate1-in-2August Monthly System Peak DayAll17 | 37.9329 | 41.6058 | 84.5833 | -6.2241 | -0.37686 | 3.6729 | 7.7227 | 13.5699 | 4789 | Non-Residential | caiso
Average Per Ton | 1-in-2 | August Typical Event Day | 30% Cycling | 17 | Average Per Ton1-in-2August Typical Event Day30% Cycling17 | 0.82103 | 0.87863 | 81.7185 | -0.11541 | -0.013197 | 0.057597 | 0.12839 | 0.23061 | 1337 | Non-Residential | caiso
Average Per Premise | 1-in-2 | August Typical Event Day | 30% Cycling | 17 | Average Per Premise1-in-2August Typical Event Day30% Cycling17 | 8.7108 | 9.3219 | 81.7185 | -1.2245 | -0.14002 | 0.61108 | 1.3622 | 2.4466 | 1337 | Non-Residential | caiso
Average Per Device | 1-in-2 | August Typical Event Day | 30% Cycling | 17 | Average Per Device1-in-2August Typical Event Day30% Cycling17 | 3.1899 | 3.4137 | 81.7185 | -0.44841 | -0.051275 | 0.22378 | 0.49883 | 0.89596 | 1337 | Non-Residential | caiso
Aggregate | 1-in-2 | August Typical Event Day | 30% Cycling | 17 | Aggregate1-in-2August Typical Event Day30% Cycling17 | 11.6463 | 12.4634 | 81.7185 | -1.6371 | -0.1872 | 0.81702 | 1.8212 | 3.2712 | 1337 | Non-Residential | caiso
Average Per Ton | 1-in-2 | August Typical Event Day | 50% Cycling | 17 | Average Per Ton1-in-2August Typical Event Day50% Cycling17 | 0.82757 | 0.90226 | 81.0301 | -0.18414 | -0.031222 | 0.074688 | 0.1806 | 0.33351 | 3452 | Non-Residential | caiso
Average Per Premise | 1-in-2 | August Typical Event Day | 50% Cycling | 17 | Average Per Premise1-in-2August Typical Event Day50% Cycling17 | 7.1326 | 7.7763 | 81.0301 | -1.587 | -0.26909 | 0.64371 | 1.5565 | 2.8745 | 3452 | Non-Residential | caiso
Average Per Device | 1-in-2 | August Typical Event Day | 50% Cycling | 17 | Average Per Device1-in-2August Typical Event Day50% Cycling17 | 3.2097 | 3.4994 | 81.0301 | -0.71418 | -0.12109 | 0.28967 | 0.70044 | 1.2935 | 3452 | Non-Residential | caiso
Aggregate | 1-in-2 | August Typical Event Day | 50% Cycling | 17 | Aggregate1-in-2August Typical Event Day50% Cycling17 | 24.6217 | 26.8438 | 81.0301 | -5.4785 | -0.92891 | 2.2221 | 5.3731 | 9.9226 | 3452 | Non-Residential | caiso
Average Per Ton | 1-in-2 | August Typical Event Day | All | 17 | Average Per Ton1-in-2August Typical Event DayAll17 | 0.82575 | 0.89566 | 81.2223 | -0.16495 | -0.02619 | 0.069916 | 0.16602 | 0.30478 | 4789 | Non-Residential | caiso
Average Per Premise | 1-in-2 | August Typical Event Day | All | 17 | Average Per Premise1-in-2August Typical Event DayAll17 | 7.5758 | 8.2173 | 81.2223 | -1.5133 | -0.24028 | 0.64145 | 1.5232 | 2.7962 | 4789 | Non-Residential | caiso
Average Per Device | 1-in-2 | August Typical Event Day | All | 17 | Average Per Device1-in-2August Typical Event DayAll17 | 3.2044 | 3.4758 | 81.2223 | -0.64012 | -0.10163 | 0.27132 | 0.64427 | 1.1828 | 4789 | Non-Residential | caiso
Aggregate | 1-in-2 | August Typical Event Day | All | 17 | Aggregate1-in-2August Typical Event DayAll17 | 36.2806 | 39.3525 | 81.2223 | -7.2474 | -1.1507 | 3.0719 | 7.2944 | 13.3912 | 4789 | Non-Residential | caiso
Average Per Ton | 1-in-2 | July Monthly System Peak Day | 30% Cycling | 17 | Average Per Ton1-in-2July Monthly System Peak Day30% Cycling17 | 0.76884 | 0.82324 | 80.9184 | -0.12748 | -0.020026 | 0.054394 | 0.12881 | 0.23626 | 1337 | Non-Residential | caiso
Average Per Premise | 1-in-2 | July Monthly System Peak Day | 30% Cycling | 17 | Average Per Premise1-in-2July Monthly System Peak Day30% Cycling17 | 8.1571 | 8.7342 | 80.9184 | -1.3525 | -0.21247 | 0.57709 | 1.3667 | 2.5067 | 1337 | Non-Residential | caiso
Average Per Device | 1-in-2 | July Monthly System Peak Day | 30% Cycling | 17 | Average Per Device1-in-2July Monthly System Peak Day30% Cycling17 | 2.9871 | 3.1985 | 80.9184 | -0.49528 | -0.077806 | 0.21133 | 0.50047 | 0.91794 | 1337 | Non-Residential | caiso
Aggregate | 1-in-2 | July Monthly System Peak Day | 30% Cycling | 17 | Aggregate1-in-2July Monthly System Peak Day30% Cycling17 | 10.906 | 11.6776 | 80.9184 | -1.8083 | -0.28407 | 0.77157 | 1.8272 | 3.3514 | 1337 | Non-Residential | caiso
Average Per Ton | 1-in-2 | July Monthly System Peak Day | 50% Cycling | 17 | Average Per Ton1-in-2July Monthly System Peak Day50% Cycling17 | 0.81615 | 0.88086 | 80.4807 | -0.20421 | -0.045326 | 0.064717 | 0.17476 | 0.33364 | 3452 | Non-Residential | caiso
Average Per Premise | 1-in-2 | July Monthly System Peak Day | 50% Cycling | 17 | Average Per Premise1-in-2July Monthly System Peak Day50% Cycling17 | 7.0341 | 7.5919 | 80.4807 | -1.76 | -0.39065 | 0.55778 | 1.5062 | 2.8756 | 3452 | Non-Residential | caiso
Average Per Device | 1-in-2 | July Monthly System Peak Day | 50% Cycling | 17 | Average Per Device1-in-2July Monthly System Peak Day50% Cycling17 | 3.1654 | 3.4164 | 80.4807 | -0.79202 | -0.1758 | 0.251 | 0.6778 | 1.294 | 3452 | Non-Residential | caiso
Aggregate | 1-in-2 | July Monthly System Peak Day | 50% Cycling | 17 | Aggregate1-in-2July Monthly System Peak Day50% Cycling17 | 24.2818 | 26.2072 | 80.4807 | -6.0756 | -1.3485 | 1.9254 | 5.1994 | 9.9265 | 3452 | Non-Residential | caiso
Average Per Ton | 1-in-2 | July Monthly System Peak Day | All | 17 | Average Per Ton1-in-2July Monthly System Peak DayAll17 | 0.80294 | 0.86477 | 80.6029 | -0.18279 | -0.038262 | 0.061835 | 0.16193 | 0.30646 | 4789 | Non-Residential | caiso
Average Per Premise | 1-in-2 | July Monthly System Peak Day | All | 17 | Average Per Premise1-in-2July Monthly System Peak DayAll17 | 7.3666 | 7.9339 | 80.6029 | -1.677 | -0.35104 | 0.5673 | 1.4856 | 2.8116 | 4789 | Non-Residential | caiso
Average Per Device | 1-in-2 | July Monthly System Peak Day | All | 17 | Average Per Device1-in-2July Monthly System Peak DayAll17 | 3.1159 | 3.3559 | 80.6029 | -0.70933 | -0.14848 | 0.23996 | 0.6284 | 1.1892 | 4789 | Non-Residential | caiso
Aggregate | 1-in-2 | July Monthly System Peak Day | All | 17 | Aggregate1-in-2July Monthly System Peak DayAll17 | 35.2785 | 37.9953 | 80.6029 | -8.031 | -1.6811 | 2.7168 | 7.1147 | 13.4647 | 4789 | Non-Residential | caiso
Average Per Ton | 1-in-2 | June Monthly System Peak Day | 30% Cycling | 17 | Average Per Ton1-in-2June Monthly System Peak Day30% Cycling17 | 0.6876 | 0.737 | 73.4561 | -0.14995 | -0.032168 | 0.049407 | 0.13098 | 0.24876 | 1337 | Non-Residential | caiso
Average Per Premise | 1-in-2 | June Monthly System Peak Day | 30% Cycling | 17 | Average Per Premise1-in-2June Monthly System Peak Day30% Cycling17 | 7.2951 | 7.8193 | 73.4561 | -1.5909 | -0.34129 | 0.52418 | 1.3897 | 2.6393 | 1337 | Non-Residential | caiso
Average Per Device | 1-in-2 | June Monthly System Peak Day | 30% Cycling | 17 | Average Per Device1-in-2June Monthly System Peak Day30% Cycling17 | 2.6715 | 2.8634 | 73.4561 | -0.58258 | -0.12498 | 0.19196 | 0.50889 | 0.9665 | 1337 | Non-Residential | caiso
Aggregate | 1-in-2 | June Monthly System Peak Day | 30% Cycling | 17 | Aggregate1-in-2June Monthly System Peak Day30% Cycling17 | 9.7536 | 10.4544 | 73.4561 | -2.127 | -0.4563 | 0.70083 | 1.858 | 3.5287 | 1337 | Non-Residential | caiso
Average Per Ton | 1-in-2 | June Monthly System Peak Day | 50% Cycling | 17 | Average Per Ton1-in-2June Monthly System Peak Day50% Cycling17 | 0.79694 | 0.84491 | 73.1129 | -0.24421 | -0.071592 | 0.047963 | 0.16752 | 0.34014 | 3452 | Non-Residential | caiso
Average Per Premise | 1-in-2 | June Monthly System Peak Day | 50% Cycling | 17 | Average Per Premise1-in-2June Monthly System Peak Day50% Cycling17 | 6.8686 | 7.282 | 73.1129 | -2.1048 | -0.61703 | 0.41338 | 1.4438 | 2.9315 | 3452 | Non-Residential | caiso
Average Per Device | 1-in-2 | June Monthly System Peak Day | 50% Cycling | 17 | Average Per Device1-in-2June Monthly System Peak Day50% Cycling17 | 3.0909 | 3.2769 | 73.1129 | -0.94716 | -0.27767 | 0.18602 | 0.64971 | 1.3192 | 3452 | Non-Residential | caiso
Aggregate | 1-in-2 | June Monthly System Peak Day | 50% Cycling | 17 | Aggregate1-in-2June Monthly System Peak Day50% Cycling17 | 23.7105 | 25.1374 | 73.1129 | -7.2657 | -2.13 | 1.427 | 4.9839 | 10.1196 | 3452 | Non-Residential | caiso
Average Per Ton | 1-in-2 | June Monthly System Peak Day | All | 17 | Average Per Ton1-in-2June Monthly System Peak DayAll17 | 0.76641 | 0.81478 | 73.2087 | -0.21789 | -0.060585 | 0.048366 | 0.15732 | 0.31462 | 4789 | Non-Residential | caiso
Average Per Premise | 1-in-2 | June Monthly System Peak Day | All | 17 | Average Per Premise1-in-2June Monthly System Peak DayAll17 | 7.0315 | 7.4752 | 73.2087 | -1.9991 | -0.55584 | 0.44373 | 1.4433 | 2.8865 | 4789 | Non-Residential | caiso
Average Per Device | 1-in-2 | June Monthly System Peak Day | All | 17 | Average Per Device1-in-2June Monthly System Peak DayAll17 | 2.9742 | 3.1619 | 73.2087 | -0.84556 | -0.23511 | 0.18769 | 0.61049 | 1.2209 | 4789 | Non-Residential | caiso
Aggregate | 1-in-2 | June Monthly System Peak Day | All | 17 | Aggregate1-in-2June Monthly System Peak DayAll17 | 33.6737 | 35.7988 | 73.2087 | -9.5735 | -2.6619 | 2.125 | 6.912 | 13.8236 | 4789 | Non-Residential | caiso
Average Per Ton | 1-in-2 | May Monthly System Peak Day | 30% Cycling | 17 | Average Per Ton1-in-2May Monthly System Peak Day30% Cycling17 | 0.56932 | 0.61146 | 69.0637 | -0.18872 | -0.052324 | 0.042146 | 0.13662 | 0.27302 | 1337 | Non-Residential | caiso
Average Per Premise | 1-in-2 | May Monthly System Peak Day | 30% Cycling | 17 | Average Per Premise1-in-2May Monthly System Peak Day30% Cycling17 | 6.0402 | 6.4874 | 69.0637 | -2.0023 | -0.55514 | 0.44715 | 1.4494 | 2.8966 | 1337 | Non-Residential | caiso
Average Per Device | 1-in-2 | May Monthly System Peak Day | 30% Cycling | 17 | Average Per Device1-in-2May Monthly System Peak Day30% Cycling17 | 2.2119 | 2.3757 | 69.0637 | -0.73324 | -0.20329 | 0.16375 | 0.53079 | 1.0607 | 1337 | Non-Residential | caiso
Aggregate | 1-in-2 | May Monthly System Peak Day | 30% Cycling | 17 | Aggregate1-in-2May Monthly System Peak Day30% Cycling17 | 8.0758 | 8.6736 | 69.0637 | -2.6771 | -0.74222 | 0.59785 | 1.9379 | 3.8727 | 1337 | Non-Residential | caiso
Average Per Ton | 1-in-2 | May Monthly System Peak Day | 50% Cycling | 17 | Average Per Ton1-in-2May Monthly System Peak Day50% Cycling17 | 0.76866 | 0.79195 | 68.5915 | -0.31422 | -0.11482 | 0.023285 | 0.16139 | 0.36079 | 3452 | Non-Residential | caiso
Average Per Premise | 1-in-2 | May Monthly System Peak Day | 50% Cycling | 17 | Average Per Premise1-in-2May Monthly System Peak Day50% Cycling17 | 6.6248 | 6.8255 | 68.5915 | -2.7081 | -0.98958 | 0.20069 | 1.391 | 3.1095 | 3452 | Non-Residential | caiso
Average Per Device | 1-in-2 | May Monthly System Peak Day | 50% Cycling | 17 | Average Per Device1-in-2May Monthly System Peak Day50% Cycling17 | 2.9812 | 3.0715 | 68.5915 | -1.2187 | -0.44532 | 0.090311 | 0.62594 | 1.3993 | 3452 | Non-Residential | caiso
Aggregate | 1-in-2 | May Monthly System Peak Day | 50% Cycling | 17 | Aggregate1-in-2May Monthly System Peak Day50% Cycling17 | 22.869 | 23.5617 | 68.5915 | -9.3485 | -3.416 | 0.69277 | 4.8016 | 10.734 | 3452 | Non-Residential | caiso
Average Per Ton | 1-in-2 | May Monthly System Peak Day | All | 17 | Average Per Ton1-in-2May Monthly System Peak DayAll17 | 0.713 | 0.74156 | 68.7233 | -0.27918 | -0.09737 | 0.028551 | 0.15447 | 0.33628 | 4789 | Non-Residential | caiso
Average Per Premise | 1-in-2 | May Monthly System Peak Day | All | 17 | Average Per Premise1-in-2May Monthly System Peak DayAll17 | 6.5415 | 6.8034 | 68.7233 | -2.5613 | -0.89332 | 0.26194 | 1.4172 | 3.0852 | 4789 | Non-Residential | caiso
Average Per Device | 1-in-2 | May Monthly System Peak Day | All | 17 | Average Per Device1-in-2May Monthly System Peak DayAll17 | 2.7669 | 2.8777 | 68.7233 | -1.0834 | -0.37786 | 0.1108 | 0.59945 | 1.305 | 4789 | Non-Residential | caiso
Aggregate | 1-in-2 | May Monthly System Peak Day | All | 17 | Aggregate1-in-2May Monthly System Peak DayAll17 | 31.327 | 32.5815 | 68.7233 | -12.2662 | -4.2781 | 1.2544 | 6.787 | 14.7751 | 4789 | Non-Residential | caiso
Average Per Ton | 1-in-2 | October Monthly System Peak Day | 30% Cycling | 17 | Average Per Ton1-in-2October Monthly System Peak Day30% Cycling17 | 0.66711 | 0.71526 | 75.5994 | -0.15621 | -0.035474 | 0.048149 | 0.13177 | 0.25251 | 1337 | Non-Residential | caiso
Average Per Premise | 1-in-2 | October Monthly System Peak Day | 30% Cycling | 17 | Average Per Premise1-in-2October Monthly System Peak Day30% Cycling17 | 7.0777 | 7.5886 | 75.5994 | -1.6574 | -0.37637 | 0.51084 | 1.398 | 2.679 | 1337 | Non-Residential | caiso
Average Per Device | 1-in-2 | October Monthly System Peak Day | 30% Cycling | 17 | Average Per Device1-in-2October Monthly System Peak Day30% Cycling17 | 2.5919 | 2.7789 | 75.5994 | -0.60693 | -0.13783 | 0.18707 | 0.51197 | 0.98107 | 1337 | Non-Residential | caiso
Aggregate | 1-in-2 | October Monthly System Peak Day | 30% Cycling | 17 | Aggregate1-in-2October Monthly System Peak Day30% Cycling17 | 9.4629 | 10.1459 | 75.5994 | -2.2159 | -0.50321 | 0.68299 | 1.8692 | 3.5819 | 1337 | Non-Residential | caiso
Average Per Ton | 1-in-2 | October Monthly System Peak Day | 50% Cycling | 17 | Average Per Ton1-in-2October Monthly System Peak Day50% Cycling17 | 0.79334 | 0.83815 | 75.2212 | -0.25249 | -0.07684 | 0.044814 | 0.16647 | 0.34212 | 3452 | Non-Residential | caiso
Average Per Premise | 1-in-2 | October Monthly System Peak Day | 50% Cycling | 17 | Average Per Premise1-in-2October Monthly System Peak Day50% Cycling17 | 6.8375 | 7.2237 | 75.2212 | -2.1761 | -0.66226 | 0.38624 | 1.4347 | 2.9486 | 3452 | Non-Residential | caiso
Average Per Device | 1-in-2 | October Monthly System Peak Day | 50% Cycling | 17 | Average Per Device1-in-2October Monthly System Peak Day50% Cycling17 | 3.0769 | 3.2507 | 75.2212 | -0.97927 | -0.29802 | 0.17381 | 0.64564 | 1.3269 | 3452 | Non-Residential | caiso
Aggregate | 1-in-2 | October Monthly System Peak Day | 50% Cycling | 17 | Aggregate1-in-2October Monthly System Peak Day50% Cycling17 | 23.6031 | 24.9364 | 75.2212 | -7.512 | -2.2861 | 1.3333 | 4.9527 | 10.1785 | 3452 | Non-Residential | caiso
Average Per Ton | 1-in-2 | October Monthly System Peak Day | All | 17 | Average Per Ton1-in-2October Monthly System Peak DayAll17 | 0.75809 | 0.80384 | 75.3268 | -0.22561 | -0.065291 | 0.045745 | 0.15678 | 0.3171 | 4789 | Non-Residential | caiso
Average Per Premise | 1-in-2 | October Monthly System Peak Day | All | 17 | Average Per Premise1-in-2October Monthly System Peak DayAll17 | 6.9551 | 7.3748 | 75.3268 | -2.0698 | -0.59901 | 0.41969 | 1.4384 | 2.9092 | 4789 | Non-Residential | caiso
Average Per Device | 1-in-2 | October Monthly System Peak Day | All | 17 | Average Per Device1-in-2October Monthly System Peak DayAll17 | 2.9419 | 3.1194 | 75.3268 | -0.87551 | -0.25337 | 0.17752 | 0.60841 | 1.2305 | 4789 | Non-Residential | caiso
Aggregate | 1-in-2 | October Monthly System Peak Day | All | 17 | Aggregate1-in-2October Monthly System Peak DayAll17 | 33.3081 | 35.318 | 75.3268 | -9.9125 | -2.8686 | 2.0099 | 6.8884 | 13.9323 | 4789 | Non-Residential | caiso
Average Per Ton | 1-in-2 | September Monthly System Peak Day | 30% Cycling | 17 | Average Per Ton1-in-2September Monthly System Peak Day30% Cycling17 | 0.92217 | 0.98598 | 87.2616 | -0.09859 | -0.0026454 | 0.063806 | 0.13026 | 0.2262 | 1337 | Non-Residential | caiso
Average Per Premise | 1-in-2 | September Monthly System Peak Day | 30% Cycling | 17 | Average Per Premise1-in-2September Monthly System Peak Day30% Cycling17 | 9.7839 | 10.4608 | 87.2616 | -1.046 | -0.028066 | 0.67695 | 1.382 | 2.3999 | 1337 | Non-Residential | caiso
Average Per Device | 1-in-2 | September Monthly System Peak Day | 30% Cycling | 17 | Average Per Device1-in-2September Monthly System Peak Day30% Cycling17 | 3.5829 | 3.8308 | 87.2616 | -0.38304 | -0.010278 | 0.2479 | 0.50608 | 0.87884 | 1337 | Non-Residential | caiso
Aggregate | 1-in-2 | September Monthly System Peak Day | 30% Cycling | 17 | Aggregate1-in-2September Monthly System Peak Day30% Cycling17 | 13.081 | 13.9861 | 87.2616 | -1.3985 | -0.037525 | 0.90508 | 1.8477 | 3.2087 | 1337 | Non-Residential | caiso
Average Per Ton | 1-in-2 | September Monthly System Peak Day | 50% Cycling | 17 | Average Per Ton1-in-2September Monthly System Peak Day50% Cycling17 | 0.85018 | 0.9446 | 86.197 | -0.15416 | -0.0073018 | 0.094414 | 0.19613 | 0.34299 | 3452 | Non-Residential | caiso
Average Per Premise | 1-in-2 | September Monthly System Peak Day | 50% Cycling | 17 | Average Per Premise1-in-2September Monthly System Peak Day50% Cycling17 | 7.3275 | 8.1412 | 86.197 | -1.3287 | -0.062932 | 0.81373 | 1.6904 | 2.9561 | 3452 | Non-Residential | caiso
Average Per Device | 1-in-2 | September Monthly System Peak Day | 50% Cycling | 17 | Average Per Device1-in-2September Monthly System Peak Day50% Cycling17 | 3.2974 | 3.6636 | 86.197 | -0.59792 | -0.02832 | 0.36618 | 0.76068 | 1.3303 | 3452 | Non-Residential | caiso
Aggregate | 1-in-2 | September Monthly System Peak Day | 50% Cycling | 17 | Aggregate1-in-2September Monthly System Peak Day50% Cycling17 | 25.2944 | 28.1034 | 86.197 | -4.5866 | -0.21724 | 2.809 | 5.8352 | 10.2046 | 3452 | Non-Residential | caiso
Average Per Ton | 1-in-2 | September Monthly System Peak Day | All | 17 | Average Per Ton1-in-2September Monthly System Peak DayAll17 | 0.87028 | 0.95615 | 86.4943 | -0.13865 | -0.0060018 | 0.085868 | 0.17774 | 0.31038 | 4789 | Non-Residential | caiso
Average Per Premise | 1-in-2 | September Monthly System Peak Day | All | 17 | Average Per Premise1-in-2September Monthly System Peak DayAll17 | 7.9844 | 8.7722 | 86.4943 | -1.272 | -0.055063 | 0.7878 | 1.6307 | 2.8476 | 4789 | Non-Residential | caiso
Average Per Device | 1-in-2 | September Monthly System Peak Day | All | 17 | Average Per Device1-in-2September Monthly System Peak DayAll17 | 3.3773 | 3.7105 | 86.4943 | -0.53804 | -0.023291 | 0.33322 | 0.68974 | 1.2045 | 4789 | Non-Residential | caiso
Aggregate | 1-in-2 | September Monthly System Peak Day | All | 17 | Aggregate1-in-2September Monthly System Peak DayAll17 | 38.2374 | 42.0101 | 86.4943 | -6.0917 | -0.2637 | 3.7728 | 7.8092 | 13.6372 | 4789 | Non-Residential | caiso
Average Per Ton | 1-in-2 | August Monthly System Peak Day | 30% Cycling | 18 | Average Per Ton1-in-2August Monthly System Peak Day30% Cycling18 | 0.79766 | 0.84612 | 84.1112 | -0.077738 | -0.003177 | 0.048463 | 0.1001 | 0.17466 | 1337 | Non-Residential | caiso
Average Per Premise | 1-in-2 | August Monthly System Peak Day | 30% Cycling | 18 | Average Per Premise1-in-2August Monthly System Peak Day30% Cycling18 | 8.4628 | 8.977 | 84.1112 | -0.82476 | -0.033707 | 0.51418 | 1.0621 | 1.8531 | 1337 | Non-Residential | caiso
Average Per Device | 1-in-2 | August Monthly System Peak Day | 30% Cycling | 18 | Average Per Device1-in-2August Monthly System Peak Day30% Cycling18 | 3.0991 | 3.2874 | 84.1112 | -0.30203 | -0.012343 | 0.18829 | 0.38893 | 0.67861 | 1337 | Non-Residential | caiso
Aggregate | 1-in-2 | August Monthly System Peak Day | 30% Cycling | 18 | Aggregate1-in-2August Monthly System Peak Day30% Cycling18 | 11.3148 | 12.0023 | 84.1112 | -1.1027 | -0.045066 | 0.68745 | 1.42 | 2.4776 | 1337 | Non-Residential | caiso
Average Per Ton | 1-in-2 | August Monthly System Peak Day | 50% Cycling | 18 | Average Per Ton1-in-2August Monthly System Peak Day50% Cycling18 | 0.76678 | 0.82708 | 83.3259 | -0.10363 | -0.0067796 | 0.060297 | 0.12737 | 0.22422 | 3452 | Non-Residential | caiso
Average Per Premise | 1-in-2 | August Monthly System Peak Day | 50% Cycling | 18 | Average Per Premise1-in-2August Monthly System Peak Day50% Cycling18 | 6.6086 | 7.1283 | 83.3259 | -0.89313 | -0.058431 | 0.51968 | 1.0978 | 1.9325 | 3452 | Non-Residential | caiso
Average Per Device | 1-in-2 | August Monthly System Peak Day | 50% Cycling | 18 | Average Per Device1-in-2August Monthly System Peak Day50% Cycling18 | 2.9739 | 3.2078 | 83.3259 | -0.40192 | -0.026294 | 0.23386 | 0.49401 | 0.86964 | 3452 | Non-Residential | caiso
Aggregate | 1-in-2 | August Monthly System Peak Day | 50% Cycling | 18 | Aggregate1-in-2August Monthly System Peak Day50% Cycling18 | 22.813 | 24.6069 | 83.3259 | -3.0831 | -0.20171 | 1.7939 | 3.7896 | 6.671 | 3452 | Non-Residential | caiso
Average Per Ton | 1-in-2 | August Monthly System Peak Day | All | 18 | Average Per Ton1-in-2August Monthly System Peak DayAll18 | 0.7754 | 0.83239 | 83.5452 | -0.096399 | -0.0057738 | 0.056993 | 0.11976 | 0.21039 | 4789 | Non-Residential | caiso
Average Per Premise | 1-in-2 | August Monthly System Peak Day | All | 18 | Average Per Premise1-in-2August Monthly System Peak DayAll18 | 7.1139 | 7.6368 | 83.5452 | -0.88441 | -0.052971 | 0.52288 | 1.0987 | 1.9302 | 4789 | Non-Residential | caiso
Average Per Device | 1-in-2 | August Monthly System Peak Day | All | 18 | Average Per Device1-in-2August Monthly System Peak DayAll18 | 3.0091 | 3.2302 | 83.5452 | -0.37409 | -0.022406 | 0.22117 | 0.46475 | 0.81643 | 4789 | Non-Residential | caiso
Aggregate | 1-in-2 | August Monthly System Peak Day | All | 18 | Aggregate1-in-2August Monthly System Peak DayAll18 | 34.0686 | 36.5727 | 83.5452 | -4.2355 | -0.25368 | 2.5041 | 5.2619 | 9.2436 | 4789 | Non-Residential | caiso
Average Per Ton | 1-in-2 | August Typical Event Day | 30% Cycling | 18 | Average Per Ton1-in-2August Typical Event Day30% Cycling18 | 0.72331 | 0.76777 | 80.8531 | -0.08909 | -0.010187 | 0.044461 | 0.099108 | 0.17801 | 1337 | Non-Residential | caiso
Average Per Premise | 1-in-2 | August Typical Event Day | 30% Cycling | 18 | Average Per Premise1-in-2August Typical Event Day30% Cycling18 | 7.674 | 8.1457 | 80.8531 | -0.94521 | -0.10808 | 0.47171 | 1.0515 | 1.8886 | 1337 | Non-Residential | caiso
Average Per Device | 1-in-2 | August Typical Event Day | 30% Cycling | 18 | Average Per Device1-in-2August Typical Event Day30% Cycling18 | 2.8102 | 2.983 | 80.8531 | -0.34614 | -0.03958 | 0.17274 | 0.38506 | 0.69161 | 1337 | Non-Residential | caiso
Aggregate | 1-in-2 | August Typical Event Day | 30% Cycling | 18 | Aggregate1-in-2August Typical Event Day30% Cycling18 | 10.2601 | 10.8908 | 80.8531 | -1.2637 | -0.14451 | 0.63067 | 1.4059 | 2.5251 | 1337 | Non-Residential | caiso
Average Per Ton | 1-in-2 | August Typical Event Day | 50% Cycling | 18 | Average Per Ton1-in-2August Typical Event Day50% Cycling18 | 0.74585 | 0.79499 | 80.1474 | -0.12114 | -0.02054 | 0.049134 | 0.11881 | 0.2194 | 3452 | Non-Residential | caiso
Average Per Premise | 1-in-2 | August Typical Event Day | 50% Cycling | 18 | Average Per Premise1-in-2August Typical Event Day50% Cycling18 | 6.4283 | 6.8518 | 80.1474 | -1.044 | -0.17702 | 0.42347 | 1.024 | 1.891 | 3452 | Non-Residential | caiso
Average Per Device | 1-in-2 | August Typical Event Day | 50% Cycling | 18 | Average Per Device1-in-2August Typical Event Day50% Cycling18 | 2.8928 | 3.0833 | 80.1474 | -0.46983 | -0.079662 | 0.19056 | 0.46079 | 0.85095 | 3452 | Non-Residential | caiso
Aggregate | 1-in-2 | August Typical Event Day | 50% Cycling | 18 | Aggregate1-in-2August Typical Event Day50% Cycling18 | 22.1904 | 23.6523 | 80.1474 | -3.604 | -0.61109 | 1.4618 | 3.5347 | 6.5277 | 3452 | Non-Residential | caiso
Average Per Ton | 1-in-2 | August Typical Event Day | All | 18 | Average Per Ton1-in-2August Typical Event DayAll18 | 0.73956 | 0.78739 | 80.3444 | -0.11219 | -0.017649 | 0.047829 | 0.11331 | 0.20785 | 4789 | Non-Residential | caiso
Average Per Premise | 1-in-2 | August Typical Event Day | All | 18 | Average Per Premise1-in-2August Typical Event DayAll18 | 6.7851 | 7.2239 | 80.3444 | -1.0293 | -0.16192 | 0.43881 | 1.0395 | 1.9069 | 4789 | Non-Residential | caiso
Average Per Device | 1-in-2 | August Typical Event Day | All | 18 | Average Per Device1-in-2August Typical Event DayAll18 | 2.87 | 3.0556 | 80.3444 | -0.43537 | -0.06849 | 0.18561 | 0.43971 | 0.80658 | 4789 | Non-Residential | caiso
Aggregate | 1-in-2 | August Typical Event Day | All | 18 | Aggregate1-in-2August Typical Event DayAll18 | 32.4938 | 34.5953 | 80.3444 | -4.9292 | -0.77545 | 2.1014 | 4.9783 | 9.1321 | 4789 | Non-Residential | caiso
Average Per Ton | 1-in-2 | July Monthly System Peak Day | 30% Cycling | 18 | Average Per Ton1-in-2July Monthly System Peak Day30% Cycling18 | 0.67738 | 0.71937 | 81.2422 | -0.098402 | -0.015459 | 0.041988 | 0.099434 | 0.18238 | 1337 | Non-Residential | caiso
Average Per Premise | 1-in-2 | July Monthly System Peak Day | 30% Cycling | 18 | Average Per Premise1-in-2July Monthly System Peak Day30% Cycling18 | 7.1867 | 7.6322 | 81.2422 | -1.044 | -0.16401 | 0.44547 | 1.055 | 1.9349 | 1337 | Non-Residential | caiso
Average Per Device | 1-in-2 | July Monthly System Peak Day | 30% Cycling | 18 | Average Per Device1-in-2July Monthly System Peak Day30% Cycling18 | 2.6318 | 2.7949 | 81.2422 | -0.38232 | -0.06006 | 0.16313 | 0.38632 | 0.70858 | 1337 | Non-Residential | caiso
Aggregate | 1-in-2 | July Monthly System Peak Day | 30% Cycling | 18 | Aggregate1-in-2July Monthly System Peak Day30% Cycling18 | 9.6086 | 10.2042 | 81.2422 | -1.3958 | -0.21928 | 0.5956 | 1.4105 | 2.587 | 1337 | Non-Residential | caiso
Average Per Ton | 1-in-2 | July Monthly System Peak Day | 50% Cycling | 18 | Average Per Ton1-in-2July Monthly System Peak Day50% Cycling18 | 0.73356 | 0.77613 | 80.5822 | -0.13434 | -0.029818 | 0.042574 | 0.11497 | 0.21949 | 3452 | Non-Residential | caiso
Average Per Premise | 1-in-2 | July Monthly System Peak Day | 50% Cycling | 18 | Average Per Premise1-in-2July Monthly System Peak Day50% Cycling18 | 6.3223 | 6.6893 | 80.5822 | -1.1578 | -0.25699 | 0.36694 | 0.99086 | 1.8917 | 3452 | Non-Residential | caiso
Average Per Device | 1-in-2 | July Monthly System Peak Day | 50% Cycling | 18 | Average Per Device1-in-2July Monthly System Peak Day50% Cycling18 | 2.8451 | 3.0102 | 80.5822 | -0.52104 | -0.11565 | 0.16512 | 0.44589 | 0.85128 | 3452 | Non-Residential | caiso
Aggregate | 1-in-2 | July Monthly System Peak Day | 50% Cycling | 18 | Aggregate1-in-2July Monthly System Peak Day50% Cycling18 | 21.8246 | 23.0913 | 80.5822 | -3.9969 | -0.88713 | 1.2667 | 3.4205 | 6.5302 | 3452 | Non-Residential | caiso
Average Per Ton | 1-in-2 | July Monthly System Peak Day | All | 18 | Average Per Ton1-in-2July Monthly System Peak DayAll18 | 0.71787 | 0.76028 | 80.7664 | -0.12431 | -0.025809 | 0.042411 | 0.11063 | 0.20913 | 4789 | Non-Residential | caiso
Average Per Premise | 1-in-2 | July Monthly System Peak Day | All | 18 | Average Per Premise1-in-2July Monthly System Peak DayAll18 | 6.5861 | 6.9752 | 80.7664 | -1.1405 | -0.23678 | 0.3891 | 1.015 | 1.9186 | 4789 | Non-Residential | caiso
Average Per Device | 1-in-2 | July Monthly System Peak Day | All | 18 | Average Per Device1-in-2July Monthly System Peak DayAll18 | 2.7858 | 2.9504 | 80.7664 | -0.48239 | -0.10015 | 0.16458 | 0.42932 | 0.81155 | 4789 | Non-Residential | caiso
Aggregate | 1-in-2 | July Monthly System Peak Day | All | 18 | Aggregate1-in-2July Monthly System Peak DayAll18 | 31.541 | 33.4044 | 80.7664 | -5.4616 | -1.134 | 1.8634 | 4.8607 | 9.1884 | 4789 | Non-Residential | caiso
Average Per Ton | 1-in-2 | June Monthly System Peak Day | 30% Cycling | 18 | Average Per Ton1-in-2June Monthly System Peak Day30% Cycling18 | 0.60588 | 0.64401 | 72.1428 | -0.11575 | -0.024831 | 0.038138 | 0.10111 | 0.19202 | 1337 | Non-Residential | caiso
Average Per Premise | 1-in-2 | June Monthly System Peak Day | 30% Cycling | 18 | Average Per Premise1-in-2June Monthly System Peak Day30% Cycling18 | 6.4281 | 6.8327 | 72.1428 | -1.228 | -0.26345 | 0.40463 | 1.0727 | 2.0373 | 1337 | Non-Residential | caiso
Average Per Device | 1-in-2 | June Monthly System Peak Day | 30% Cycling | 18 | Average Per Device1-in-2June Monthly System Peak Day30% Cycling18 | 2.354 | 2.5021 | 72.1428 | -0.44971 | -0.096474 | 0.14818 | 0.39283 | 0.74606 | 1337 | Non-Residential | caiso
Aggregate | 1-in-2 | June Monthly System Peak Day | 30% Cycling | 18 | Aggregate1-in-2June Monthly System Peak Day30% Cycling18 | 8.5943 | 9.1353 | 72.1428 | -1.6419 | -0.35223 | 0.54099 | 1.4342 | 2.7239 | 1337 | Non-Residential | caiso
Average Per Ton | 1-in-2 | June Monthly System Peak Day | 50% Cycling | 18 | Average Per Ton1-in-2June Monthly System Peak Day50% Cycling18 | 0.7129 | 0.74445 | 71.861 | -0.16066 | -0.047097 | 0.031553 | 0.1102 | 0.22376 | 3452 | Non-Residential | caiso
Average Per Premise | 1-in-2 | June Monthly System Peak Day | 50% Cycling | 18 | Average Per Premise1-in-2June Monthly System Peak Day50% Cycling18 | 6.1443 | 6.4162 | 71.861 | -1.3846 | -0.40592 | 0.27194 | 0.9498 | 1.9285 | 3452 | Non-Residential | caiso
Average Per Device | 1-in-2 | June Monthly System Peak Day | 50% Cycling | 18 | Average Per Device1-in-2June Monthly System Peak Day50% Cycling18 | 2.765 | 2.8873 | 71.861 | -0.6231 | -0.18266 | 0.12238 | 0.42742 | 0.86785 | 3452 | Non-Residential | caiso
Aggregate | 1-in-2 | June Monthly System Peak Day | 50% Cycling | 18 | Aggregate1-in-2June Monthly System Peak Day50% Cycling18 | 21.21 | 22.1487 | 71.861 | -4.7798 | -1.4012 | 0.93875 | 3.2787 | 6.6573 | 3452 | Non-Residential | caiso
Average Per Ton | 1-in-2 | June Monthly System Peak Day | All | 18 | Average Per Ton1-in-2June Monthly System Peak DayAll18 | 0.68302 | 0.71641 | 71.9397 | -0.14812 | -0.040881 | 0.033391 | 0.10766 | 0.2149 | 4789 | Non-Residential | caiso
Average Per Premise | 1-in-2 | June Monthly System Peak Day | All | 18 | Average Per Premise1-in-2June Monthly System Peak DayAll18 | 6.2664 | 6.5727 | 71.9397 | -1.3589 | -0.37506 | 0.30635 | 0.98776 | 1.9716 | 4789 | Non-Residential | caiso
Average Per Device | 1-in-2 | June Monthly System Peak Day | All | 18 | Average Per Device1-in-2June Monthly System Peak DayAll18 | 2.6506 | 2.7801 | 71.9397 | -0.57479 | -0.15864 | 0.12958 | 0.4178 | 0.83395 | 4789 | Non-Residential | caiso
Aggregate | 1-in-2 | June Monthly System Peak Day | All | 18 | Aggregate1-in-2June Monthly System Peak DayAll18 | 30.0096 | 31.4767 | 71.9397 | -6.5078 | -1.7962 | 1.4671 | 4.7304 | 9.442 | 4789 | Non-Residential | caiso
Average Per Ton | 1-in-2 | May Monthly System Peak Day | 30% Cycling | 18 | Average Per Ton1-in-2May Monthly System Peak Day30% Cycling18 | 0.50178 | 0.53431 | 66.8871 | -0.14568 | -0.04039 | 0.032534 | 0.10546 | 0.21075 | 1337 | Non-Residential | caiso
Average Per Premise | 1-in-2 | May Monthly System Peak Day | 30% Cycling | 18 | Average Per Premise1-in-2May Monthly System Peak Day30% Cycling18 | 5.3237 | 5.6688 | 66.8871 | -1.5456 | -0.42852 | 0.34517 | 1.1189 | 2.2359 | 1337 | Non-Residential | caiso
Average Per Device | 1-in-2 | May Monthly System Peak Day | 30% Cycling | 18 | Average Per Device1-in-2May Monthly System Peak Day30% Cycling18 | 1.9495 | 2.0759 | 66.8871 | -0.566 | -0.15693 | 0.1264 | 0.40973 | 0.81881 | 1337 | Non-Residential | caiso
Aggregate | 1-in-2 | May Monthly System Peak Day | 30% Cycling | 18 | Aggregate1-in-2May Monthly System Peak Day30% Cycling18 | 7.1177 | 7.5792 | 66.8871 | -2.0665 | -0.57293 | 0.46149 | 1.4959 | 2.9895 | 1337 | Non-Residential | caiso
Average Per Ton | 1-in-2 | May Monthly System Peak Day | 50% Cycling | 18 | Average Per Ton1-in-2May Monthly System Peak Day50% Cycling18 | 0.68247 | 0.69779 | 66.6034 | -0.20671 | -0.075534 | 0.015318 | 0.10617 | 0.23735 | 3452 | Non-Residential | caiso
Average Per Premise | 1-in-2 | May Monthly System Peak Day | 50% Cycling | 18 | Average Per Premise1-in-2May Monthly System Peak Day50% Cycling18 | 5.882 | 6.014 | 66.6034 | -1.7816 | -0.651 | 0.13202 | 0.91505 | 2.0456 | 3452 | Non-Residential | caiso
Average Per Device | 1-in-2 | May Monthly System Peak Day | 50% Cycling | 18 | Average Per Device1-in-2May Monthly System Peak Day50% Cycling18 | 2.6469 | 2.7063 | 66.6034 | -0.80171 | -0.29295 | 0.059411 | 0.41178 | 0.92054 | 3452 | Non-Residential | caiso
Aggregate | 1-in-2 | May Monthly System Peak Day | 50% Cycling | 18 | Aggregate1-in-2May Monthly System Peak Day50% Cycling18 | 20.3046 | 20.7604 | 66.6034 | -6.15 | -2.2473 | 0.45575 | 3.1587 | 7.0614 | 3452 | Non-Residential | caiso
Average Per Ton | 1-in-2 | May Monthly System Peak Day | All | 18 | Average Per Ton1-in-2May Monthly System Peak DayAll18 | 0.63202 | 0.65215 | 66.6826 | -0.18967 | -0.065722 | 0.020125 | 0.10597 | 0.22992 | 4789 | Non-Residential | caiso
Average Per Premise | 1-in-2 | May Monthly System Peak Day | All | 18 | Average Per Premise1-in-2May Monthly System Peak DayAll18 | 5.7985 | 5.9831 | 66.6826 | -1.7401 | -0.60296 | 0.18464 | 0.97223 | 2.1094 | 4789 | Non-Residential | caiso
Average Per Device | 1-in-2 | May Monthly System Peak Day | All | 18 | Average Per Device1-in-2May Monthly System Peak DayAll18 | 2.4527 | 2.5307 | 66.6826 | -0.73604 | -0.25504 | 0.078097 | 0.41124 | 0.89224 | 4789 | Non-Residential | caiso
Aggregate | 1-in-2 | May Monthly System Peak Day | All | 18 | Aggregate1-in-2May Monthly System Peak DayAll18 | 27.7689 | 28.6531 | 66.6826 | -8.3335 | -2.8876 | 0.88422 | 4.656 | 10.1019 | 4789 | Non-Residential | caiso
Average Per Ton | 1-in-2 | October Monthly System Peak Day | 30% Cycling | 18 | Average Per Ton1-in-2October Monthly System Peak Day30% Cycling18 | 0.58784 | 0.62501 | 75.2637 | -0.12058 | -0.027384 | 0.037167 | 0.10172 | 0.19492 | 1337 | Non-Residential | caiso
Average Per Premise | 1-in-2 | October Monthly System Peak Day | 30% Cycling | 18 | Average Per Premise1-in-2October Monthly System Peak Day30% Cycling18 | 6.2368 | 6.6311 | 75.2637 | -1.2794 | -0.29053 | 0.39433 | 1.0792 | 2.068 | 1337 | Non-Residential | caiso
Average Per Device | 1-in-2 | October Monthly System Peak Day | 30% Cycling | 18 | Average Per Device1-in-2October Monthly System Peak Day30% Cycling18 | 2.2839 | 2.4283 | 75.2637 | -0.4685 | -0.10639 | 0.1444 | 0.3952 | 0.75731 | 1337 | Non-Residential | caiso
Aggregate | 1-in-2 | October Monthly System Peak Day | 30% Cycling | 18 | Aggregate1-in-2October Monthly System Peak Day30% Cycling18 | 8.3385 | 8.8658 | 75.2637 | -1.7105 | -0.38844 | 0.52722 | 1.4429 | 2.7649 | 1337 | Non-Residential | caiso
Average Per Ton | 1-in-2 | October Monthly System Peak Day | 50% Cycling | 18 | Average Per Ton1-in-2October Monthly System Peak Day50% Cycling18 | 0.70902 | 0.7385 | 74.8573 | -0.1661 | -0.050549 | 0.029481 | 0.10951 | 0.22506 | 3452 | Non-Residential | caiso
Average Per Premise | 1-in-2 | October Monthly System Peak Day | 50% Cycling | 18 | Average Per Premise1-in-2October Monthly System Peak Day50% Cycling18 | 6.1108 | 6.3649 | 74.8573 | -1.4316 | -0.43567 | 0.25409 | 0.94385 | 1.9397 | 3452 | Non-Residential | caiso
Average Per Device | 1-in-2 | October Monthly System Peak Day | 50% Cycling | 18 | Average Per Device1-in-2October Monthly System Peak Day50% Cycling18 | 2.7499 | 2.8642 | 74.8573 | -0.64422 | -0.19605 | 0.11434 | 0.42474 | 0.8729 | 3452 | Non-Residential | caiso
Aggregate | 1-in-2 | October Monthly System Peak Day | 50% Cycling | 18 | Aggregate1-in-2October Monthly System Peak Day50% Cycling18 | 21.0945 | 21.9716 | 74.8573 | -4.9418 | -1.5039 | 0.87712 | 3.2582 | 6.696 | 3452 | Non-Residential | caiso
Average Per Ton | 1-in-2 | October Monthly System Peak Day | All | 18 | Average Per Ton1-in-2October Monthly System Peak DayAll18 | 0.67519 | 0.70681 | 74.9708 | -0.15339 | -0.044082 | 0.031627 | 0.10734 | 0.21665 | 4789 | Non-Residential | caiso
Average Per Premise | 1-in-2 | October Monthly System Peak Day | All | 18 | Average Per Premise1-in-2October Monthly System Peak DayAll18 | 6.1945 | 6.4847 | 74.9708 | -1.4073 | -0.40443 | 0.29016 | 0.98475 | 1.9876 | 4789 | Non-Residential | caiso
Average Per Device | 1-in-2 | October Monthly System Peak Day | All | 18 | Average Per Device1-in-2October Monthly System Peak DayAll18 | 2.6202 | 2.7429 | 74.9708 | -0.59526 | -0.17106 | 0.12273 | 0.41653 | 0.84073 | 4789 | Non-Residential | caiso
Aggregate | 1-in-2 | October Monthly System Peak Day | All | 18 | Aggregate1-in-2October Monthly System Peak DayAll18 | 29.6654 | 31.055 | 74.9708 | -6.7396 | -1.9368 | 1.3896 | 4.716 | 9.5187 | 4789 | Non-Residential | caiso
Average Per Ton | 1-in-2 | September Monthly System Peak Day | 30% Cycling | 18 | Average Per Ton1-in-2September Monthly System Peak Day30% Cycling18 | 0.81232 | 0.86158 | 85.9164 | -0.076104 | -0.002042 | 0.049253 | 0.10055 | 0.17461 | 1337 | Non-Residential | caiso
Average Per Premise | 1-in-2 | September Monthly System Peak Day | 30% Cycling | 18 | Average Per Premise1-in-2September Monthly System Peak Day30% Cycling18 | 8.6184 | 9.1409 | 85.9164 | -0.80743 | -0.021665 | 0.52255 | 1.0668 | 1.8525 | 1337 | Non-Residential | caiso
Average Per Device | 1-in-2 | September Monthly System Peak Day | 30% Cycling | 18 | Average Per Device1-in-2September Monthly System Peak Day30% Cycling18 | 3.1561 | 3.3474 | 85.9164 | -0.29568 | -0.0079338 | 0.19136 | 0.39065 | 0.6784 | 1337 | Non-Residential | caiso
Aggregate | 1-in-2 | September Monthly System Peak Day | 30% Cycling | 18 | Aggregate1-in-2September Monthly System Peak Day30% Cycling18 | 11.5228 | 12.2214 | 85.9164 | -1.0795 | -0.028966 | 0.69865 | 1.4263 | 2.4768 | 1337 | Non-Residential | caiso
Average Per Ton | 1-in-2 | September Monthly System Peak Day | 50% Cycling | 18 | Average Per Ton1-in-2September Monthly System Peak Day50% Cycling18 | 0.77018 | 0.83229 | 84.8205 | -0.10142 | -0.0048035 | 0.062111 | 0.12903 | 0.22564 | 3452 | Non-Residential | caiso
Average Per Premise | 1-in-2 | September Monthly System Peak Day | 50% Cycling | 18 | Average Per Premise1-in-2September Monthly System Peak Day50% Cycling18 | 6.6379 | 7.1732 | 84.8205 | -0.87408 | -0.0414 | 0.53531 | 1.112 | 1.9447 | 3452 | Non-Residential | caiso
Average Per Device | 1-in-2 | September Monthly System Peak Day | 50% Cycling | 18 | Average Per Device1-in-2September Monthly System Peak Day50% Cycling18 | 2.9871 | 3.228 | 84.8205 | -0.39334 | -0.01863 | 0.24089 | 0.50042 | 0.87513 | 3452 | Non-Residential | caiso
Aggregate | 1-in-2 | September Monthly System Peak Day | 50% Cycling | 18 | Aggregate1-in-2September Monthly System Peak Day50% Cycling18 | 22.9141 | 24.762 | 84.8205 | -3.0173 | -0.14291 | 1.8479 | 3.8387 | 6.7131 | 3452 | Non-Residential | caiso
Average Per Ton | 1-in-2 | September Monthly System Peak Day | All | 18 | Average Per Ton1-in-2September Monthly System Peak DayAll18 | 0.78195 | 0.84047 | 85.1265 | -0.09435 | -0.0040325 | 0.058521 | 0.12107 | 0.21139 | 4789 | Non-Residential | caiso
Average Per Premise | 1-in-2 | September Monthly System Peak Day | All | 18 | Average Per Premise1-in-2September Monthly System Peak DayAll18 | 7.174 | 7.7109 | 85.1265 | -0.86561 | -0.036997 | 0.5369 | 1.1108 | 1.9394 | 4789 | Non-Residential | caiso
Average Per Device | 1-in-2 | September Monthly System Peak Day | All | 18 | Average Per Device1-in-2September Monthly System Peak DayAll18 | 3.0345 | 3.2616 | 85.1265 | -0.36614 | -0.015649 | 0.2271 | 0.46985 | 0.82034 | 4789 | Non-Residential | caiso
Aggregate | 1-in-2 | September Monthly System Peak Day | All | 18 | Aggregate1-in-2September Monthly System Peak DayAll18 | 34.3561 | 36.9273 | 85.1265 | -4.1454 | -0.17718 | 2.5712 | 5.3196 | 9.2878 | 4789 | Non-Residential | caiso
Average Per Ton | 1-in-2 | August Monthly System Peak Day | 30% Cycling | 19 | Average Per Ton1-in-2August Monthly System Peak Day30% Cycling19 | 0.72572 | 0.72572 | 81.1346 | 0 | 0 | 0 | 0 | 0 | 1337 | Non-Residential | caiso
Average Per Premise | 1-in-2 | August Monthly System Peak Day | 30% Cycling | 19 | Average Per Premise1-in-2August Monthly System Peak Day30% Cycling19 | 7.6995 | 7.6995 | 81.1346 | 0 | 0 | 0 | 0 | 0 | 1337 | Non-Residential | caiso
Average Per Device | 1-in-2 | August Monthly System Peak Day | 30% Cycling | 19 | Average Per Device1-in-2August Monthly System Peak Day30% Cycling19 | 2.8196 | 2.8196 | 81.1346 | 0 | 0 | 0 | 0 | 0 | 1337 | Non-Residential | caiso
Aggregate | 1-in-2 | August Monthly System Peak Day | 30% Cycling | 19 | Aggregate1-in-2August Monthly System Peak Day30% Cycling19 | 10.2943 | 10.2943 | 81.1346 | 0 | 0 | 0 | 0 | 0 | 1337 | Non-Residential | caiso
Average Per Ton | 1-in-2 | August Monthly System Peak Day | 50% Cycling | 19 | Average Per Ton1-in-2August Monthly System Peak Day50% Cycling19 | 0.70448 | 0.70448 | 80.6036 | 0 | 0 | 0 | 0 | 0 | 3452 | Non-Residential | caiso
Average Per Premise | 1-in-2 | August Monthly System Peak Day | 50% Cycling | 19 | Average Per Premise1-in-2August Monthly System Peak Day50% Cycling19 | 6.0717 | 6.0717 | 80.6036 | 0 | 0 | 0 | 0 | 0 | 3452 | Non-Residential | caiso
Average Per Device | 1-in-2 | August Monthly System Peak Day | 50% Cycling | 19 | Average Per Device1-in-2August Monthly System Peak Day50% Cycling19 | 2.7323 | 2.7323 | 80.6036 | 0 | 0 | 0 | 0 | 0 | 3452 | Non-Residential | caiso
Aggregate | 1-in-2 | August Monthly System Peak Day | 50% Cycling | 19 | Aggregate1-in-2August Monthly System Peak Day50% Cycling19 | 20.9596 | 20.9596 | 80.6036 | 0 | 0 | 0 | 0 | 0 | 3452 | Non-Residential | caiso
Average Per Ton | 1-in-2 | August Monthly System Peak Day | All | 19 | Average Per Ton1-in-2August Monthly System Peak DayAll19 | 0.71041 | 0.71041 | 80.7518 | 0 | 0 | 0 | 0 | 0 | 4789 | Non-Residential | caiso
Average Per Premise | 1-in-2 | August Monthly System Peak Day | All | 19 | Average Per Premise1-in-2August Monthly System Peak DayAll19 | 6.5177 | 6.5177 | 80.7518 | 0 | 0 | 0 | 0 | 0 | 4789 | Non-Residential | caiso
Average Per Device | 1-in-2 | August Monthly System Peak Day | All | 19 | Average Per Device1-in-2August Monthly System Peak DayAll19 | 2.7569 | 2.7569 | 80.7518 | 0 | 0 | 0 | 0 | 0 | 4789 | Non-Residential | caiso
Aggregate | 1-in-2 | August Monthly System Peak Day | All | 19 | Aggregate1-in-2August Monthly System Peak DayAll19 | 31.2132 | 31.2132 | 80.7518 | 0 | 0 | 0 | 0 | 0 | 4789 | Non-Residential | caiso
Average Per Ton | 1-in-2 | August Typical Event Day | 30% Cycling | 19 | Average Per Ton1-in-2August Typical Event Day30% Cycling19 | 0.65851 | 0.65851 | 78.5243 | 0 | 0 | 0 | 0 | 0 | 1337 | Non-Residential | caiso
Average Per Premise | 1-in-2 | August Typical Event Day | 30% Cycling | 19 | Average Per Premise1-in-2August Typical Event Day30% Cycling19 | 6.9865 | 6.9865 | 78.5243 | 0 | 0 | 0 | 0 | 0 | 1337 | Non-Residential | caiso
Average Per Device | 1-in-2 | August Typical Event Day | 30% Cycling | 19 | Average Per Device1-in-2August Typical Event Day30% Cycling19 | 2.5585 | 2.5585 | 78.5243 | 0 | 0 | 0 | 0 | 0 | 1337 | Non-Residential | caiso
Aggregate | 1-in-2 | August Typical Event Day | 30% Cycling | 19 | Aggregate1-in-2August Typical Event Day30% Cycling19 | 9.341 | 9.341 | 78.5243 | 0 | 0 | 0 | 0 | 0 | 1337 | Non-Residential | caiso
Average Per Ton | 1-in-2 | August Typical Event Day | 50% Cycling | 19 | Average Per Ton1-in-2August Typical Event Day50% Cycling19 | 0.67715 | 0.67715 | 78.1008 | 0 | 0 | 0 | 0 | 0 | 3452 | Non-Residential | caiso
Average Per Premise | 1-in-2 | August Typical Event Day | 50% Cycling | 19 | Average Per Premise1-in-2August Typical Event Day50% Cycling19 | 5.8362 | 5.8362 | 78.1008 | 0 | 0 | 0 | 0 | 0 | 3452 | Non-Residential | caiso
Average Per Device | 1-in-2 | August Typical Event Day | 50% Cycling | 19 | Average Per Device1-in-2August Typical Event Day50% Cycling19 | 2.6263 | 2.6263 | 78.1008 | 0 | 0 | 0 | 0 | 0 | 3452 | Non-Residential | caiso
Aggregate | 1-in-2 | August Typical Event Day | 50% Cycling | 19 | Aggregate1-in-2August Typical Event Day50% Cycling19 | 20.1464 | 20.1464 | 78.1008 | 0 | 0 | 0 | 0 | 0 | 3452 | Non-Residential | caiso
Average Per Ton | 1-in-2 | August Typical Event Day | All | 19 | Average Per Ton1-in-2August Typical Event DayAll19 | 0.67195 | 0.67195 | 78.219 | 0 | 0 | 0 | 0 | 0 | 4789 | Non-Residential | caiso
Average Per Premise | 1-in-2 | August Typical Event Day | All | 19 | Average Per Premise1-in-2August Typical Event DayAll19 | 6.1648 | 6.1648 | 78.219 | 0 | 0 | 0 | 0 | 0 | 4789 | Non-Residential | caiso
Average Per Device | 1-in-2 | August Typical Event Day | All | 19 | Average Per Device1-in-2August Typical Event DayAll19 | 2.6076 | 2.6076 | 78.219 | 0 | 0 | 0 | 0 | 0 | 4789 | Non-Residential | caiso
Aggregate | 1-in-2 | August Typical Event Day | All | 19 | Aggregate1-in-2August Typical Event DayAll19 | 29.5232 | 29.5232 | 78.219 | 0 | 0 | 0 | 0 | 0 | 4789 | Non-Residential | caiso
Average Per Ton | 1-in-2 | July Monthly System Peak Day | 30% Cycling | 19 | Average Per Ton1-in-2July Monthly System Peak Day30% Cycling19 | 0.617 | 0.617 | 76.7066 | 0 | 0 | 0 | 0 | 0 | 1337 | Non-Residential | caiso
Average Per Premise | 1-in-2 | July Monthly System Peak Day | 30% Cycling | 19 | Average Per Premise1-in-2July Monthly System Peak Day30% Cycling19 | 6.5461 | 6.5461 | 76.7066 | 0 | 0 | 0 | 0 | 0 | 1337 | Non-Residential | caiso
Average Per Device | 1-in-2 | July Monthly System Peak Day | 30% Cycling | 19 | Average Per Device1-in-2July Monthly System Peak Day30% Cycling19 | 2.3972 | 2.3972 | 76.7066 | 0 | 0 | 0 | 0 | 0 | 1337 | Non-Residential | caiso
Aggregate | 1-in-2 | July Monthly System Peak Day | 30% Cycling | 19 | Aggregate1-in-2July Monthly System Peak Day30% Cycling19 | 8.7521 | 8.7521 | 76.7066 | 0 | 0 | 0 | 0 | 0 | 1337 | Non-Residential | caiso
Average Per Ton | 1-in-2 | July Monthly System Peak Day | 50% Cycling | 19 | Average Per Ton1-in-2July Monthly System Peak Day50% Cycling19 | 0.66109 | 0.66109 | 76.6102 | 0 | 0 | 0 | 0 | 0 | 3452 | Non-Residential | caiso
Average Per Premise | 1-in-2 | July Monthly System Peak Day | 50% Cycling | 19 | Average Per Premise1-in-2July Monthly System Peak Day50% Cycling19 | 5.6978 | 5.6977 | 76.6102 | 0 | 0 | 0 | 0 | 0 | 3452 | Non-Residential | caiso
Average Per Device | 1-in-2 | July Monthly System Peak Day | 50% Cycling | 19 | Average Per Device1-in-2July Monthly System Peak Day50% Cycling19 | 2.564 | 2.564 | 76.6102 | 0 | 0 | 0 | 0 | 0 | 3452 | Non-Residential | caiso
Aggregate | 1-in-2 | July Monthly System Peak Day | 50% Cycling | 19 | Aggregate1-in-2July Monthly System Peak Day50% Cycling19 | 19.6686 | 19.6686 | 76.6102 | 0 | 0 | 0 | 0 | 0 | 3452 | Non-Residential | caiso
Average Per Ton | 1-in-2 | July Monthly System Peak Day | All | 19 | Average Per Ton1-in-2July Monthly System Peak DayAll19 | 0.64878 | 0.64878 | 76.6371 | 0 | 0 | 0 | 0 | 0 | 4789 | Non-Residential | caiso
Average Per Premise | 1-in-2 | July Monthly System Peak Day | All | 19 | Average Per Premise1-in-2July Monthly System Peak DayAll19 | 5.9522 | 5.9522 | 76.6371 | 0 | 0 | 0 | 0 | 0 | 4789 | Non-Residential | caiso
Average Per Device | 1-in-2 | July Monthly System Peak Day | All | 19 | Average Per Device1-in-2July Monthly System Peak DayAll19 | 2.5177 | 2.5177 | 76.6371 | 0 | 0 | 0 | 0 | 0 | 4789 | Non-Residential | caiso
Aggregate | 1-in-2 | July Monthly System Peak Day | All | 19 | Aggregate1-in-2July Monthly System Peak DayAll19 | 28.5053 | 28.5053 | 76.6371 | 0 | 0 | 0 | 0 | 0 | 4789 | Non-Residential | caiso
Average Per Ton | 1-in-2 | June Monthly System Peak Day | 30% Cycling | 19 | Average Per Ton1-in-2June Monthly System Peak Day30% Cycling19 | 0.55237 | 0.55237 | 71.0181 | 0 | 0 | 0 | 0 | 0 | 1337 | Non-Residential | caiso
Average Per Premise | 1-in-2 | June Monthly System Peak Day | 30% Cycling | 19 | Average Per Premise1-in-2June Monthly System Peak Day30% Cycling19 | 5.8604 | 5.8604 | 71.0181 | 0 | 0 | 0 | 0 | 0 | 1337 | Non-Residential | caiso
Average Per Device | 1-in-2 | June Monthly System Peak Day | 30% Cycling | 19 | Average Per Device1-in-2June Monthly System Peak Day30% Cycling19 | 2.1461 | 2.1461 | 71.0181 | 0 | 0 | 0 | 0 | 0 | 1337 | Non-Residential | caiso
Aggregate | 1-in-2 | June Monthly System Peak Day | 30% Cycling | 19 | Aggregate1-in-2June Monthly System Peak Day30% Cycling19 | 7.8353 | 7.8353 | 71.0181 | 0 | 0 | 0 | 0 | 0 | 1337 | Non-Residential | caiso
Average Per Ton | 1-in-2 | June Monthly System Peak Day | 50% Cycling | 19 | Average Per Ton1-in-2June Monthly System Peak Day50% Cycling19 | 0.63411 | 0.63411 | 70.8596 | 0 | 0 | 0 | 0 | 0 | 3452 | Non-Residential | caiso
Average Per Premise | 1-in-2 | June Monthly System Peak Day | 50% Cycling | 19 | Average Per Premise1-in-2June Monthly System Peak Day50% Cycling19 | 5.4652 | 5.4652 | 70.8596 | 0 | 0 | 0 | 0 | 0 | 3452 | Non-Residential | caiso
Average Per Device | 1-in-2 | June Monthly System Peak Day | 50% Cycling | 19 | Average Per Device1-in-2June Monthly System Peak Day50% Cycling19 | 2.4594 | 2.4594 | 70.8596 | 0 | 0 | 0 | 0 | 0 | 3452 | Non-Residential | caiso
Aggregate | 1-in-2 | June Monthly System Peak Day | 50% Cycling | 19 | Aggregate1-in-2June Monthly System Peak Day50% Cycling19 | 18.8658 | 18.8658 | 70.8596 | 0 | 0 | 0 | 0 | 0 | 3452 | Non-Residential | caiso
Average Per Ton | 1-in-2 | June Monthly System Peak Day | All | 19 | Average Per Ton1-in-2June Monthly System Peak DayAll19 | 0.61129 | 0.61129 | 70.9039 | 0 | 0 | 0 | 0 | 0 | 4789 | Non-Residential | caiso
Average Per Premise | 1-in-2 | June Monthly System Peak Day | All | 19 | Average Per Premise1-in-2June Monthly System Peak DayAll19 | 5.6082 | 5.6082 | 70.9039 | 0 | 0 | 0 | 0 | 0 | 4789 | Non-Residential | caiso
Average Per Device | 1-in-2 | June Monthly System Peak Day | All | 19 | Average Per Device1-in-2June Monthly System Peak DayAll19 | 2.3722 | 2.3722 | 70.9039 | 0 | 0 | 0 | 0 | 0 | 4789 | Non-Residential | caiso
Aggregate | 1-in-2 | June Monthly System Peak Day | All | 19 | Aggregate1-in-2June Monthly System Peak DayAll19 | 26.8579 | 26.8579 | 70.9039 | 0 | 0 | 0 | 0 | 0 | 4789 | Non-Residential | caiso
Average Per Ton | 1-in-2 | May Monthly System Peak Day | 30% Cycling | 19 | Average Per Ton1-in-2May Monthly System Peak Day30% Cycling19 | 0.45828 | 0.45828 | 64.3076 | 0 | 0 | 0 | 0 | 0 | 1337 | Non-Residential | caiso
Average Per Premise | 1-in-2 | May Monthly System Peak Day | 30% Cycling | 19 | Average Per Premise1-in-2May Monthly System Peak Day30% Cycling19 | 4.8621 | 4.8621 | 64.3076 | 0 | 0 | 0 | 0 | 0 | 1337 | Non-Residential | caiso
Average Per Device | 1-in-2 | May Monthly System Peak Day | 30% Cycling | 19 | Average Per Device1-in-2May Monthly System Peak Day30% Cycling19 | 1.7805 | 1.7805 | 64.3076 | 0 | 0 | 0 | 0 | 0 | 1337 | Non-Residential | caiso
Aggregate | 1-in-2 | May Monthly System Peak Day | 30% Cycling | 19 | Aggregate1-in-2May Monthly System Peak Day30% Cycling19 | 6.5007 | 6.5007 | 64.3076 | 0 | 0 | 0 | 0 | 0 | 1337 | Non-Residential | caiso
Average Per Ton | 1-in-2 | May Monthly System Peak Day | 50% Cycling | 19 | Average Per Ton1-in-2May Monthly System Peak Day50% Cycling19 | 0.59436 | 0.59436 | 64.2444 | 0 | 0 | 0 | 0 | 0 | 3452 | Non-Residential | caiso
Average Per Premise | 1-in-2 | May Monthly System Peak Day | 50% Cycling | 19 | Average Per Premise1-in-2May Monthly System Peak Day50% Cycling19 | 5.1226 | 5.1226 | 64.2444 | 0 | 0 | 0 | 0 | 0 | 3452 | Non-Residential | caiso
Average Per Device | 1-in-2 | May Monthly System Peak Day | 50% Cycling | 19 | Average Per Device1-in-2May Monthly System Peak Day50% Cycling19 | 2.3052 | 2.3052 | 64.2444 | 0 | 0 | 0 | 0 | 0 | 3452 | Non-Residential | caiso
Aggregate | 1-in-2 | May Monthly System Peak Day | 50% Cycling | 19 | Aggregate1-in-2May Monthly System Peak Day50% Cycling19 | 17.6832 | 17.6832 | 64.2444 | 0 | 0 | 0 | 0 | 0 | 3452 | Non-Residential | caiso
Average Per Ton | 1-in-2 | May Monthly System Peak Day | All | 19 | Average Per Ton1-in-2May Monthly System Peak DayAll19 | 0.55637 | 0.55637 | 64.262 | 0 | 0 | 0 | 0 | 0 | 4789 | Non-Residential | caiso
Average Per Premise | 1-in-2 | May Monthly System Peak Day | All | 19 | Average Per Premise1-in-2May Monthly System Peak DayAll19 | 5.1044 | 5.1044 | 64.262 | 0 | 0 | 0 | 0 | 0 | 4789 | Non-Residential | caiso
Average Per Device | 1-in-2 | May Monthly System Peak Day | All | 19 | Average Per Device1-in-2May Monthly System Peak DayAll19 | 2.1591 | 2.1591 | 64.262 | 0 | 0 | 0 | 0 | 0 | 4789 | Non-Residential | caiso
Aggregate | 1-in-2 | May Monthly System Peak Day | All | 19 | Aggregate1-in-2May Monthly System Peak DayAll19 | 24.4449 | 24.4449 | 64.262 | 0 | 0 | 0 | 0 | 0 | 4789 | Non-Residential | caiso
Average Per Ton | 1-in-2 | October Monthly System Peak Day | 30% Cycling | 19 | Average Per Ton1-in-2October Monthly System Peak Day30% Cycling19 | 0.53607 | 0.53607 | 73.1395 | 0 | 0 | 0 | 0 | 0 | 1337 | Non-Residential | caiso
Average Per Premise | 1-in-2 | October Monthly System Peak Day | 30% Cycling | 19 | Average Per Premise1-in-2October Monthly System Peak Day30% Cycling19 | 5.6874 | 5.6874 | 73.1395 | 0 | 0 | 0 | 0 | 0 | 1337 | Non-Residential | caiso
Average Per Device | 1-in-2 | October Monthly System Peak Day | 30% Cycling | 19 | Average Per Device1-in-2October Monthly System Peak Day30% Cycling19 | 2.0827 | 2.0827 | 73.1395 | 0 | 0 | 0 | 0 | 0 | 1337 | Non-Residential | caiso
Aggregate | 1-in-2 | October Monthly System Peak Day | 30% Cycling | 19 | Aggregate1-in-2October Monthly System Peak Day30% Cycling19 | 7.6041 | 7.6041 | 73.1395 | 0 | 0 | 0 | 0 | 0 | 1337 | Non-Residential | caiso
Average Per Ton | 1-in-2 | October Monthly System Peak Day | 50% Cycling | 19 | Average Per Ton1-in-2October Monthly System Peak Day50% Cycling19 | 0.62904 | 0.62904 | 73.1032 | 0 | 0 | 0 | 0 | 0 | 3452 | Non-Residential | caiso
Average Per Premise | 1-in-2 | October Monthly System Peak Day | 50% Cycling | 19 | Average Per Premise1-in-2October Monthly System Peak Day50% Cycling19 | 5.4215 | 5.4215 | 73.1032 | 0 | 0 | 0 | 0 | 0 | 3452 | Non-Residential | caiso
Average Per Device | 1-in-2 | October Monthly System Peak Day | 50% Cycling | 19 | Average Per Device1-in-2October Monthly System Peak Day50% Cycling19 | 2.4397 | 2.4397 | 73.1032 | 0 | 0 | 0 | 0 | 0 | 3452 | Non-Residential | caiso
Aggregate | 1-in-2 | October Monthly System Peak Day | 50% Cycling | 19 | Aggregate1-in-2October Monthly System Peak Day50% Cycling19 | 18.7149 | 18.7149 | 73.1032 | 0 | 0 | 0 | 0 | 0 | 3452 | Non-Residential | caiso
Average Per Ton | 1-in-2 | October Monthly System Peak Day | All | 19 | Average Per Ton1-in-2October Monthly System Peak DayAll19 | 0.60308 | 0.60308 | 73.1133 | 0 | 0 | 0 | 0 | 0 | 4789 | Non-Residential | caiso
Average Per Premise | 1-in-2 | October Monthly System Peak Day | All | 19 | Average Per Premise1-in-2October Monthly System Peak DayAll19 | 5.5329 | 5.5329 | 73.1133 | 0 | 0 | 0 | 0 | 0 | 4789 | Non-Residential | caiso
Average Per Device | 1-in-2 | October Monthly System Peak Day | All | 19 | Average Per Device1-in-2October Monthly System Peak DayAll19 | 2.3403 | 2.3403 | 73.1133 | 0 | 0 | 0 | 0 | 0 | 4789 | Non-Residential | caiso
Aggregate | 1-in-2 | October Monthly System Peak Day | All | 19 | Aggregate1-in-2October Monthly System Peak DayAll19 | 26.4973 | 26.4973 | 73.1133 | 0 | 0 | 0 | 0 | 0 | 4789 | Non-Residential | caiso
Average Per Ton | 1-in-2 | September Monthly System Peak Day | 30% Cycling | 19 | Average Per Ton1-in-2September Monthly System Peak Day30% Cycling19 | 0.73897 | 0.73897 | 85.2378 | 0 | 0 | 0 | 0 | 0 | 1337 | Non-Residential | caiso
Average Per Premise | 1-in-2 | September Monthly System Peak Day | 30% Cycling | 19 | Average Per Premise1-in-2September Monthly System Peak Day30% Cycling19 | 7.8401 | 7.8401 | 85.2378 | 0 | 0 | 0 | 0 | 0 | 1337 | Non-Residential | caiso
Average Per Device | 1-in-2 | September Monthly System Peak Day | 30% Cycling | 19 | Average Per Device1-in-2September Monthly System Peak Day30% Cycling19 | 2.8711 | 2.8711 | 85.2378 | 0 | 0 | 0 | 0 | 0 | 1337 | Non-Residential | caiso
Aggregate | 1-in-2 | September Monthly System Peak Day | 30% Cycling | 19 | Aggregate1-in-2September Monthly System Peak Day30% Cycling19 | 10.4823 | 10.4823 | 85.2378 | 0 | 0 | 0 | 0 | 0 | 1337 | Non-Residential | caiso
Average Per Ton | 1-in-2 | September Monthly System Peak Day | 50% Cycling | 19 | Average Per Ton1-in-2September Monthly System Peak Day50% Cycling19 | 0.70892 | 0.70892 | 84.3298 | 0 | 0 | 0 | 0 | 0 | 3452 | Non-Residential | caiso
Average Per Premise | 1-in-2 | September Monthly System Peak Day | 50% Cycling | 19 | Average Per Premise1-in-2September Monthly System Peak Day50% Cycling19 | 6.11 | 6.11 | 84.3298 | 0 | 0 | 0 | 0 | 0 | 3452 | Non-Residential | caiso
Average Per Device | 1-in-2 | September Monthly System Peak Day | 50% Cycling | 19 | Average Per Device1-in-2September Monthly System Peak Day50% Cycling19 | 2.7495 | 2.7495 | 84.3298 | 0 | 0 | 0 | 0 | 0 | 3452 | Non-Residential | caiso
Aggregate | 1-in-2 | September Monthly System Peak Day | 50% Cycling | 19 | Aggregate1-in-2September Monthly System Peak Day50% Cycling19 | 21.0917 | 21.0917 | 84.3298 | 0 | 0 | 0 | 0 | 0 | 3452 | Non-Residential | caiso
Average Per Ton | 1-in-2 | September Monthly System Peak Day | All | 19 | Average Per Ton1-in-2September Monthly System Peak DayAll19 | 0.71731 | 0.71731 | 84.5833 | 0 | 0 | 0 | 0 | 0 | 4789 | Non-Residential | caiso
Average Per Premise | 1-in-2 | September Monthly System Peak Day | All | 19 | Average Per Premise1-in-2September Monthly System Peak DayAll19 | 6.581 | 6.581 | 84.5833 | 0 | 0 | 0 | 0 | 0 | 4789 | Non-Residential | caiso
Average Per Device | 1-in-2 | September Monthly System Peak Day | All | 19 | Average Per Device1-in-2September Monthly System Peak DayAll19 | 2.7836 | 2.7836 | 84.5833 | 0 | 0 | 0 | 0 | 0 | 4789 | Non-Residential | caiso
Aggregate | 1-in-2 | September Monthly System Peak Day | All | 19 | Aggregate1-in-2September Monthly System Peak DayAll19 | 31.5164 | 31.5164 | 84.5833 | 0 | 0 | 0 | 0 | 0 | 4789 | Non-Residential | caiso
Average Per Ton | 1-in-2 | August Monthly System Peak Day | 30% Cycling | 20 | Average Per Ton1-in-2August Monthly System Peak Day30% Cycling20 | 0.66563 | 0.66563 | 77.9485 | 0 | 0 | 0 | 0 | 0 | 1337 | Non-Residential | caiso
Average Per Premise | 1-in-2 | August Monthly System Peak Day | 30% Cycling | 20 | Average Per Premise1-in-2August Monthly System Peak Day30% Cycling20 | 7.0621 | 7.0621 | 77.9485 | 0 | 0 | 0 | 0 | 0 | 1337 | Non-Residential | caiso
Average Per Device | 1-in-2 | August Monthly System Peak Day | 30% Cycling | 20 | Average Per Device1-in-2August Monthly System Peak Day30% Cycling20 | 2.5861 | 2.5861 | 77.9485 | 0 | 0 | 0 | 0 | 0 | 1337 | Non-Residential | caiso
Aggregate | 1-in-2 | August Monthly System Peak Day | 30% Cycling | 20 | Aggregate1-in-2August Monthly System Peak Day30% Cycling20 | 9.442 | 9.442 | 77.9485 | 0 | 0 | 0 | 0 | 0 | 1337 | Non-Residential | caiso
Average Per Ton | 1-in-2 | August Monthly System Peak Day | 50% Cycling | 20 | Average Per Ton1-in-2August Monthly System Peak Day50% Cycling20 | 0.64641 | 0.64641 | 77.6028 | 0 | 0 | 0 | 0 | 0 | 3452 | Non-Residential | caiso
Average Per Premise | 1-in-2 | August Monthly System Peak Day | 50% Cycling | 20 | Average Per Premise1-in-2August Monthly System Peak Day50% Cycling20 | 5.5712 | 5.5712 | 77.6028 | 0 | 0 | 0 | 0 | 0 | 3452 | Non-Residential | caiso
Average Per Device | 1-in-2 | August Monthly System Peak Day | 50% Cycling | 20 | Average Per Device1-in-2August Monthly System Peak Day50% Cycling20 | 2.5071 | 2.5071 | 77.6028 | 0 | 0 | 0 | 0 | 0 | 3452 | Non-Residential | caiso
Aggregate | 1-in-2 | August Monthly System Peak Day | 50% Cycling | 20 | Aggregate1-in-2August Monthly System Peak Day50% Cycling20 | 19.2317 | 19.2317 | 77.6028 | 0 | 0 | 0 | 0 | 0 | 3452 | Non-Residential | caiso
Average Per Ton | 1-in-2 | August Monthly System Peak Day | All | 20 | Average Per Ton1-in-2August Monthly System Peak DayAll20 | 0.65177 | 0.65177 | 77.6993 | 0 | 0 | 0 | 0 | 0 | 4789 | Non-Residential | caiso
Average Per Premise | 1-in-2 | August Monthly System Peak Day | All | 20 | Average Per Premise1-in-2August Monthly System Peak DayAll20 | 5.9797 | 5.9797 | 77.6993 | 0 | 0 | 0 | 0 | 0 | 4789 | Non-Residential | caiso
Average Per Device | 1-in-2 | August Monthly System Peak Day | All | 20 | Average Per Device1-in-2August Monthly System Peak DayAll20 | 2.5293 | 2.5293 | 77.6993 | 0 | 0 | 0 | 0 | 0 | 4789 | Non-Residential | caiso
Aggregate | 1-in-2 | August Monthly System Peak Day | All | 20 | Aggregate1-in-2August Monthly System Peak DayAll20 | 28.6368 | 28.6368 | 77.6993 | 0 | 0 | 0 | 0 | 0 | 4789 | Non-Residential | caiso
Average Per Ton | 1-in-2 | August Typical Event Day | 30% Cycling | 20 | Average Per Ton1-in-2August Typical Event Day30% Cycling20 | 0.60399 | 0.60399 | 75.0846 | 0 | 0 | 0 | 0 | 0 | 1337 | Non-Residential | caiso
Average Per Premise | 1-in-2 | August Typical Event Day | 30% Cycling | 20 | Average Per Premise1-in-2August Typical Event Day30% Cycling20 | 6.4081 | 6.4081 | 75.0846 | 0 | 0 | 0 | 0 | 0 | 1337 | Non-Residential | caiso
Average Per Device | 1-in-2 | August Typical Event Day | 30% Cycling | 20 | Average Per Device1-in-2August Typical Event Day30% Cycling20 | 2.3466 | 2.3466 | 75.0846 | 0 | 0 | 0 | 0 | 0 | 1337 | Non-Residential | caiso
Aggregate | 1-in-2 | August Typical Event Day | 30% Cycling | 20 | Aggregate1-in-2August Typical Event Day30% Cycling20 | 8.5676 | 8.5676 | 75.0846 | 0 | 0 | 0 | 0 | 0 | 1337 | Non-Residential | caiso
Average Per Ton | 1-in-2 | August Typical Event Day | 50% Cycling | 20 | Average Per Ton1-in-2August Typical Event Day50% Cycling20 | 0.62133 | 0.62133 | 74.9686 | 0 | 0 | 0 | 0 | 0 | 3452 | Non-Residential | caiso
Average Per Premise | 1-in-2 | August Typical Event Day | 50% Cycling | 20 | Average Per Premise1-in-2August Typical Event Day50% Cycling20 | 5.355 | 5.355 | 74.9686 | 0 | 0 | 0 | 0 | 0 | 3452 | Non-Residential | caiso
Average Per Device | 1-in-2 | August Typical Event Day | 50% Cycling | 20 | Average Per Device1-in-2August Typical Event Day50% Cycling20 | 2.4098 | 2.4098 | 74.9686 | 0 | 0 | 0 | 0 | 0 | 3452 | Non-Residential | caiso
Aggregate | 1-in-2 | August Typical Event Day | 50% Cycling | 20 | Aggregate1-in-2August Typical Event Day50% Cycling20 | 18.4856 | 18.4856 | 74.9686 | 0 | 0 | 0 | 0 | 0 | 3452 | Non-Residential | caiso
Average Per Ton | 1-in-2 | August Typical Event Day | All | 20 | Average Per Ton1-in-2August Typical Event DayAll20 | 0.61649 | 0.61649 | 75.001 | 0 | 0 | 0 | 0 | 0 | 4789 | Non-Residential | caiso
Average Per Premise | 1-in-2 | August Typical Event Day | All | 20 | Average Per Premise1-in-2August Typical Event DayAll20 | 5.656 | 5.656 | 75.001 | 0 | 0 | 0 | 0 | 0 | 4789 | Non-Residential | caiso
Average Per Device | 1-in-2 | August Typical Event Day | All | 20 | Average Per Device1-in-2August Typical Event DayAll20 | 2.3924 | 2.3924 | 75.001 | 0 | 0 | 0 | 0 | 0 | 4789 | Non-Residential | caiso
Aggregate | 1-in-2 | August Typical Event Day | All | 20 | Aggregate1-in-2August Typical Event DayAll20 | 27.0864 | 27.0864 | 75.001 | 0 | 0 | 0 | 0 | 0 | 4789 | Non-Residential | caiso
Average Per Ton | 1-in-2 | July Monthly System Peak Day | 30% Cycling | 20 | Average Per Ton1-in-2July Monthly System Peak Day30% Cycling20 | 0.56591 | 0.56591 | 74.1962 | 0 | 0 | 0 | 0 | 0 | 1337 | Non-Residential | caiso
Average Per Premise | 1-in-2 | July Monthly System Peak Day | 30% Cycling | 20 | Average Per Premise1-in-2July Monthly System Peak Day30% Cycling20 | 6.0041 | 6.0041 | 74.1962 | 0 | 0 | 0 | 0 | 0 | 1337 | Non-Residential | caiso
Average Per Device | 1-in-2 | July Monthly System Peak Day | 30% Cycling | 20 | Average Per Device1-in-2July Monthly System Peak Day30% Cycling20 | 2.1987 | 2.1987 | 74.1962 | 0 | 0 | 0 | 0 | 0 | 1337 | Non-Residential | caiso
Aggregate | 1-in-2 | July Monthly System Peak Day | 30% Cycling | 20 | Aggregate1-in-2July Monthly System Peak Day30% Cycling20 | 8.0275 | 8.0275 | 74.1962 | 0 | 0 | 0 | 0 | 0 | 1337 | Non-Residential | caiso
Average Per Ton | 1-in-2 | July Monthly System Peak Day | 50% Cycling | 20 | Average Per Ton1-in-2July Monthly System Peak Day50% Cycling20 | 0.60659 | 0.60659 | 74.2607 | 0 | 0 | 0 | 0 | 0 | 3452 | Non-Residential | caiso
Average Per Premise | 1-in-2 | July Monthly System Peak Day | 50% Cycling | 20 | Average Per Premise1-in-2July Monthly System Peak Day50% Cycling20 | 5.228 | 5.228 | 74.2607 | 0 | 0 | 0 | 0 | 0 | 3452 | Non-Residential | caiso
Average Per Device | 1-in-2 | July Monthly System Peak Day | 50% Cycling | 20 | Average Per Device1-in-2July Monthly System Peak Day50% Cycling20 | 2.3527 | 2.3527 | 74.2607 | 0 | 0 | 0 | 0 | 0 | 3452 | Non-Residential | caiso
Aggregate | 1-in-2 | July Monthly System Peak Day | 50% Cycling | 20 | Aggregate1-in-2July Monthly System Peak Day50% Cycling20 | 18.0472 | 18.0472 | 74.2607 | 0 | 0 | 0 | 0 | 0 | 3452 | Non-Residential | caiso
Average Per Ton | 1-in-2 | July Monthly System Peak Day | All | 20 | Average Per Ton1-in-2July Monthly System Peak DayAll20 | 0.59524 | 0.59524 | 74.2427 | 0 | 0 | 0 | 0 | 0 | 4789 | Non-Residential | caiso
Average Per Premise | 1-in-2 | July Monthly System Peak Day | All | 20 | Average Per Premise1-in-2July Monthly System Peak DayAll20 | 5.461 | 5.461 | 74.2427 | 0 | 0 | 0 | 0 | 0 | 4789 | Non-Residential | caiso
Average Per Device | 1-in-2 | July Monthly System Peak Day | All | 20 | Average Per Device1-in-2July Monthly System Peak DayAll20 | 2.3099 | 2.3099 | 74.2427 | 0 | 0 | 0 | 0 | 0 | 4789 | Non-Residential | caiso
Aggregate | 1-in-2 | July Monthly System Peak Day | All | 20 | Aggregate1-in-2July Monthly System Peak DayAll20 | 26.1527 | 26.1527 | 74.2427 | 0 | 0 | 0 | 0 | 0 | 4789 | Non-Residential | caiso
Average Per Ton | 1-in-2 | June Monthly System Peak Day | 30% Cycling | 20 | Average Per Ton1-in-2June Monthly System Peak Day30% Cycling20 | 0.50663 | 0.50663 | 69.1105 | 0 | 0 | 0 | 0 | 0 | 1337 | Non-Residential | caiso
Average Per Premise | 1-in-2 | June Monthly System Peak Day | 30% Cycling | 20 | Average Per Premise1-in-2June Monthly System Peak Day30% Cycling20 | 5.3752 | 5.3752 | 69.1105 | 0 | 0 | 0 | 0 | 0 | 1337 | Non-Residential | caiso
Average Per Device | 1-in-2 | June Monthly System Peak Day | 30% Cycling | 20 | Average Per Device1-in-2June Monthly System Peak Day30% Cycling20 | 1.9684 | 1.9684 | 69.1105 | 0 | 0 | 0 | 0 | 0 | 1337 | Non-Residential | caiso
Aggregate | 1-in-2 | June Monthly System Peak Day | 30% Cycling | 20 | Aggregate1-in-2June Monthly System Peak Day30% Cycling20 | 7.1866 | 7.1866 | 69.1105 | 0 | 0 | 0 | 0 | 0 | 1337 | Non-Residential | caiso
Average Per Ton | 1-in-2 | June Monthly System Peak Day | 50% Cycling | 20 | Average Per Ton1-in-2June Monthly System Peak Day50% Cycling20 | 0.58183 | 0.58183 | 69.1468 | 0 | 0 | 0 | 0 | 0 | 3452 | Non-Residential | caiso
Average Per Premise | 1-in-2 | June Monthly System Peak Day | 50% Cycling | 20 | Average Per Premise1-in-2June Monthly System Peak Day50% Cycling20 | 5.0146 | 5.0146 | 69.1468 | 0 | 0 | 0 | 0 | 0 | 3452 | Non-Residential | caiso
Average Per Device | 1-in-2 | June Monthly System Peak Day | 50% Cycling | 20 | Average Per Device1-in-2June Monthly System Peak Day50% Cycling20 | 2.2566 | 2.2566 | 69.1468 | 0 | 0 | 0 | 0 | 0 | 3452 | Non-Residential | caiso
Aggregate | 1-in-2 | June Monthly System Peak Day | 50% Cycling | 20 | Aggregate1-in-2June Monthly System Peak Day50% Cycling20 | 17.3105 | 17.3105 | 69.1468 | 0 | 0 | 0 | 0 | 0 | 3452 | Non-Residential | caiso
Average Per Ton | 1-in-2 | June Monthly System Peak Day | All | 20 | Average Per Ton1-in-2June Monthly System Peak DayAll20 | 0.56084 | 0.56084 | 69.1367 | 0 | 0 | 0 | 0 | 0 | 4789 | Non-Residential | caiso
Average Per Premise | 1-in-2 | June Monthly System Peak Day | All | 20 | Average Per Premise1-in-2June Monthly System Peak DayAll20 | 5.1454 | 5.1454 | 69.1367 | 0 | 0 | 0 | 0 | 0 | 4789 | Non-Residential | caiso
Average Per Device | 1-in-2 | June Monthly System Peak Day | All | 20 | Average Per Device1-in-2June Monthly System Peak DayAll20 | 2.1764 | 2.1764 | 69.1367 | 0 | 0 | 0 | 0 | 0 | 4789 | Non-Residential | caiso
Aggregate | 1-in-2 | June Monthly System Peak Day | All | 20 | Aggregate1-in-2June Monthly System Peak DayAll20 | 24.6413 | 24.6413 | 69.1367 | 0 | 0 | 0 | 0 | 0 | 4789 | Non-Residential | caiso
Average Per Ton | 1-in-2 | May Monthly System Peak Day | 30% Cycling | 20 | Average Per Ton1-in-2May Monthly System Peak Day30% Cycling20 | 0.42033 | 0.42033 | 61.9686 | 0 | 0 | 0 | 0 | 0 | 1337 | Non-Residential | caiso
Average Per Premise | 1-in-2 | May Monthly System Peak Day | 30% Cycling | 20 | Average Per Premise1-in-2May Monthly System Peak Day30% Cycling20 | 4.4596 | 4.4596 | 61.9686 | 0 | 0 | 0 | 0 | 0 | 1337 | Non-Residential | caiso
Average Per Device | 1-in-2 | May Monthly System Peak Day | 30% Cycling | 20 | Average Per Device1-in-2May Monthly System Peak Day30% Cycling20 | 1.6331 | 1.6331 | 61.9686 | 0 | 0 | 0 | 0 | 0 | 1337 | Non-Residential | caiso
Aggregate | 1-in-2 | May Monthly System Peak Day | 30% Cycling | 20 | Aggregate1-in-2May Monthly System Peak Day30% Cycling20 | 5.9624 | 5.9624 | 61.9686 | 0 | 0 | 0 | 0 | 0 | 1337 | Non-Residential | caiso
Average Per Ton | 1-in-2 | May Monthly System Peak Day | 50% Cycling | 20 | Average Per Ton1-in-2May Monthly System Peak Day50% Cycling20 | 0.54536 | 0.54536 | 62.1227 | 0 | 0 | 0 | 0 | 0 | 3452 | Non-Residential | caiso
Average Per Premise | 1-in-2 | May Monthly System Peak Day | 50% Cycling | 20 | Average Per Premise1-in-2May Monthly System Peak Day50% Cycling20 | 4.7003 | 4.7003 | 62.1227 | 0 | 0 | 0 | 0 | 0 | 3452 | Non-Residential | caiso
Average Per Device | 1-in-2 | May Monthly System Peak Day | 50% Cycling | 20 | Average Per Device1-in-2May Monthly System Peak Day50% Cycling20 | 2.1152 | 2.1152 | 62.1227 | 0 | 0 | 0 | 0 | 0 | 3452 | Non-Residential | caiso
Aggregate | 1-in-2 | May Monthly System Peak Day | 50% Cycling | 20 | Aggregate1-in-2May Monthly System Peak Day50% Cycling20 | 16.2254 | 16.2254 | 62.1227 | 0 | 0 | 0 | 0 | 0 | 3452 | Non-Residential | caiso
Average Per Ton | 1-in-2 | May Monthly System Peak Day | All | 20 | Average Per Ton1-in-2May Monthly System Peak DayAll20 | 0.51045 | 0.51045 | 62.0797 | 0 | 0 | 0 | 0 | 0 | 4789 | Non-Residential | caiso
Average Per Premise | 1-in-2 | May Monthly System Peak Day | All | 20 | Average Per Premise1-in-2May Monthly System Peak DayAll20 | 4.6832 | 4.6832 | 62.0797 | 0 | 0 | 0 | 0 | 0 | 4789 | Non-Residential | caiso
Average Per Device | 1-in-2 | May Monthly System Peak Day | All | 20 | Average Per Device1-in-2May Monthly System Peak DayAll20 | 1.9809 | 1.9809 | 62.0797 | 0 | 0 | 0 | 0 | 0 | 4789 | Non-Residential | caiso
Aggregate | 1-in-2 | May Monthly System Peak Day | All | 20 | Aggregate1-in-2May Monthly System Peak DayAll20 | 22.4276 | 22.4276 | 62.0797 | 0 | 0 | 0 | 0 | 0 | 4789 | Non-Residential | caiso
Average Per Ton | 1-in-2 | October Monthly System Peak Day | 30% Cycling | 20 | Average Per Ton1-in-2October Monthly System Peak Day30% Cycling20 | 0.49168 | 0.49168 | 70.3971 | 0 | 0 | 0 | 0 | 0 | 1337 | Non-Residential | caiso
Average Per Premise | 1-in-2 | October Monthly System Peak Day | 30% Cycling | 20 | Average Per Premise1-in-2October Monthly System Peak Day30% Cycling20 | 5.2166 | 5.2166 | 70.3971 | 0 | 0 | 0 | 0 | 0 | 1337 | Non-Residential | caiso
Average Per Device | 1-in-2 | October Monthly System Peak Day | 30% Cycling | 20 | Average Per Device1-in-2October Monthly System Peak Day30% Cycling20 | 1.9103 | 1.9103 | 70.3971 | 0 | 0 | 0 | 0 | 0 | 1337 | Non-Residential | caiso
Aggregate | 1-in-2 | October Monthly System Peak Day | 30% Cycling | 20 | Aggregate1-in-2October Monthly System Peak Day30% Cycling20 | 6.9745 | 6.9745 | 70.3971 | 0 | 0 | 0 | 0 | 0 | 1337 | Non-Residential | caiso
Average Per Ton | 1-in-2 | October Monthly System Peak Day | 50% Cycling | 20 | Average Per Ton1-in-2October Monthly System Peak Day50% Cycling20 | 0.57718 | 0.57718 | 70.3633 | 0 | 0 | 0 | 0 | 0 | 3452 | Non-Residential | caiso
Average Per Premise | 1-in-2 | October Monthly System Peak Day | 50% Cycling | 20 | Average Per Premise1-in-2October Monthly System Peak Day50% Cycling20 | 4.9745 | 4.9745 | 70.3633 | 0 | 0 | 0 | 0 | 0 | 3452 | Non-Residential | caiso
Average Per Device | 1-in-2 | October Monthly System Peak Day | 50% Cycling | 20 | Average Per Device1-in-2October Monthly System Peak Day50% Cycling20 | 2.2386 | 2.2386 | 70.3633 | 0 | 0 | 0 | 0 | 0 | 3452 | Non-Residential | caiso
Aggregate | 1-in-2 | October Monthly System Peak Day | 50% Cycling | 20 | Aggregate1-in-2October Monthly System Peak Day50% Cycling20 | 17.172 | 17.172 | 70.3633 | 0 | 0 | 0 | 0 | 0 | 3452 | Non-Residential | caiso
Average Per Ton | 1-in-2 | October Monthly System Peak Day | All | 20 | Average Per Ton1-in-2October Monthly System Peak DayAll20 | 0.55331 | 0.55331 | 70.3728 | 0 | 0 | 0 | 0 | 0 | 4789 | Non-Residential | caiso
Average Per Premise | 1-in-2 | October Monthly System Peak Day | All | 20 | Average Per Premise1-in-2October Monthly System Peak DayAll20 | 5.0763 | 5.0763 | 70.3728 | 0 | 0 | 0 | 0 | 0 | 4789 | Non-Residential | caiso
Average Per Device | 1-in-2 | October Monthly System Peak Day | All | 20 | Average Per Device1-in-2October Monthly System Peak DayAll20 | 2.1472 | 2.1472 | 70.3728 | 0 | 0 | 0 | 0 | 0 | 4789 | Non-Residential | caiso
Aggregate | 1-in-2 | October Monthly System Peak Day | All | 20 | Aggregate1-in-2October Monthly System Peak DayAll20 | 24.3105 | 24.3105 | 70.3728 | 0 | 0 | 0 | 0 | 0 | 4789 | Non-Residential | caiso
Average Per Ton | 1-in-2 | September Monthly System Peak Day | 30% Cycling | 20 | Average Per Ton1-in-2September Monthly System Peak Day30% Cycling20 | 0.67779 | 0.67779 | 79.0833 | 0 | 0 | 0 | 0 | 0 | 1337 | Non-Residential | caiso
Average Per Premise | 1-in-2 | September Monthly System Peak Day | 30% Cycling | 20 | Average Per Premise1-in-2September Monthly System Peak Day30% Cycling20 | 7.191 | 7.191 | 79.0833 | 0 | 0 | 0 | 0 | 0 | 1337 | Non-Residential | caiso
Average Per Device | 1-in-2 | September Monthly System Peak Day | 30% Cycling | 20 | Average Per Device1-in-2September Monthly System Peak Day30% Cycling20 | 2.6334 | 2.6334 | 79.0833 | 0 | 0 | 0 | 0 | 0 | 1337 | Non-Residential | caiso
Aggregate | 1-in-2 | September Monthly System Peak Day | 30% Cycling | 20 | Aggregate1-in-2September Monthly System Peak Day30% Cycling20 | 9.6144 | 9.6144 | 79.0833 | 0 | 0 | 0 | 0 | 0 | 1337 | Non-Residential | caiso
Average Per Ton | 1-in-2 | September Monthly System Peak Day | 50% Cycling | 20 | Average Per Ton1-in-2September Monthly System Peak Day50% Cycling20 | 0.65048 | 0.65048 | 78.8641 | 0 | 0 | 0 | 0 | 0 | 3452 | Non-Residential | caiso
Average Per Premise | 1-in-2 | September Monthly System Peak Day | 50% Cycling | 20 | Average Per Premise1-in-2September Monthly System Peak Day50% Cycling20 | 5.6063 | 5.6063 | 78.8641 | 0 | 0 | 0 | 0 | 0 | 3452 | Non-Residential | caiso
Average Per Device | 1-in-2 | September Monthly System Peak Day | 50% Cycling | 20 | Average Per Device1-in-2September Monthly System Peak Day50% Cycling20 | 2.5229 | 2.5229 | 78.8641 | 0 | 0 | 0 | 0 | 0 | 3452 | Non-Residential | caiso
Aggregate | 1-in-2 | September Monthly System Peak Day | 50% Cycling | 20 | Aggregate1-in-2September Monthly System Peak Day50% Cycling20 | 19.3529 | 19.3529 | 78.8641 | 0 | 0 | 0 | 0 | 0 | 3452 | Non-Residential | caiso
Average Per Ton | 1-in-2 | September Monthly System Peak Day | All | 20 | Average Per Ton1-in-2September Monthly System Peak DayAll20 | 0.65811 | 0.65811 | 78.9253 | 0 | 0 | 0 | 0 | 0 | 4789 | Non-Residential | caiso
Average Per Premise | 1-in-2 | September Monthly System Peak Day | All | 20 | Average Per Premise1-in-2September Monthly System Peak DayAll20 | 6.0378 | 6.0378 | 78.9253 | 0 | 0 | 0 | 0 | 0 | 4789 | Non-Residential | caiso
Average Per Device | 1-in-2 | September Monthly System Peak Day | All | 20 | Average Per Device1-in-2September Monthly System Peak DayAll20 | 2.5539 | 2.5539 | 78.9253 | 0 | 0 | 0 | 0 | 0 | 4789 | Non-Residential | caiso
Aggregate | 1-in-2 | September Monthly System Peak Day | All | 20 | Aggregate1-in-2September Monthly System Peak DayAll20 | 28.915 | 28.915 | 78.9253 | 0 | 0 | 0 | 0 | 0 | 4789 | Non-Residential | caiso
Average Per Ton | 1-in-2 | August Monthly System Peak Day | 30% Cycling | 21 | Average Per Ton1-in-2August Monthly System Peak Day30% Cycling21 | 0.60589 | 0.60589 | 75.2795 | 0 | 0 | 0 | 0 | 0 | 1337 | Non-Residential | caiso
Average Per Premise | 1-in-2 | August Monthly System Peak Day | 30% Cycling | 21 | Average Per Premise1-in-2August Monthly System Peak Day30% Cycling21 | 6.4282 | 6.4282 | 75.2795 | 0 | 0 | 0 | 0 | 0 | 1337 | Non-Residential | caiso
Average Per Device | 1-in-2 | August Monthly System Peak Day | 30% Cycling | 21 | Average Per Device1-in-2August Monthly System Peak Day30% Cycling21 | 2.354 | 2.354 | 75.2795 | 0 | 0 | 0 | 0 | 0 | 1337 | Non-Residential | caiso
Aggregate | 1-in-2 | August Monthly System Peak Day | 30% Cycling | 21 | Aggregate1-in-2August Monthly System Peak Day30% Cycling21 | 8.5945 | 8.5945 | 75.2795 | 0 | 0 | 0 | 0 | 0 | 1337 | Non-Residential | caiso
Average Per Ton | 1-in-2 | August Monthly System Peak Day | 50% Cycling | 21 | Average Per Ton1-in-2August Monthly System Peak Day50% Cycling21 | 0.5825 | 0.5825 | 75.1248 | 0 | 0 | 0 | 0 | 0 | 3452 | Non-Residential | caiso
Average Per Premise | 1-in-2 | August Monthly System Peak Day | 50% Cycling | 21 | Average Per Premise1-in-2August Monthly System Peak Day50% Cycling21 | 5.0204 | 5.0204 | 75.1248 | 0 | 0 | 0 | 0 | 0 | 3452 | Non-Residential | caiso
Average Per Device | 1-in-2 | August Monthly System Peak Day | 50% Cycling | 21 | Average Per Device1-in-2August Monthly System Peak Day50% Cycling21 | 2.2592 | 2.2592 | 75.1248 | 0 | 0 | 0 | 0 | 0 | 3452 | Non-Residential | caiso
Aggregate | 1-in-2 | August Monthly System Peak Day | 50% Cycling | 21 | Aggregate1-in-2August Monthly System Peak Day50% Cycling21 | 17.3305 | 17.3305 | 75.1248 | 0 | 0 | 0 | 0 | 0 | 3452 | Non-Residential | caiso
Average Per Ton | 1-in-2 | August Monthly System Peak Day | All | 21 | Average Per Ton1-in-2August Monthly System Peak DayAll21 | 0.58903 | 0.58903 | 75.168 | 0 | 0 | 0 | 0 | 0 | 4789 | Non-Residential | caiso
Average Per Premise | 1-in-2 | August Monthly System Peak Day | All | 21 | Average Per Premise1-in-2August Monthly System Peak DayAll21 | 5.4041 | 5.4041 | 75.168 | 0 | 0 | 0 | 0 | 0 | 4789 | Non-Residential | caiso
Average Per Device | 1-in-2 | August Monthly System Peak Day | All | 21 | Average Per Device1-in-2August Monthly System Peak DayAll21 | 2.2858 | 2.2858 | 75.168 | 0 | 0 | 0 | 0 | 0 | 4789 | Non-Residential | caiso
Aggregate | 1-in-2 | August Monthly System Peak Day | All | 21 | Aggregate1-in-2August Monthly System Peak DayAll21 | 25.8801 | 25.8801 | 75.168 | 0 | 0 | 0 | 0 | 0 | 4789 | Non-Residential | caiso
Average Per Ton | 1-in-2 | August Typical Event Day | 30% Cycling | 21 | Average Per Ton1-in-2August Typical Event Day30% Cycling21 | 0.54978 | 0.54978 | 72.363 | 0 | 0 | 0 | 0 | 0 | 1337 | Non-Residential | caiso
Average Per Premise | 1-in-2 | August Typical Event Day | 30% Cycling | 21 | Average Per Premise1-in-2August Typical Event Day30% Cycling21 | 5.8329 | 5.8329 | 72.363 | 0 | 0 | 0 | 0 | 0 | 1337 | Non-Residential | caiso
Average Per Device | 1-in-2 | August Typical Event Day | 30% Cycling | 21 | Average Per Device1-in-2August Typical Event Day30% Cycling21 | 2.136 | 2.136 | 72.363 | 0 | 0 | 0 | 0 | 0 | 1337 | Non-Residential | caiso
Aggregate | 1-in-2 | August Typical Event Day | 30% Cycling | 21 | Aggregate1-in-2August Typical Event Day30% Cycling21 | 7.7986 | 7.7986 | 72.363 | 0 | 0 | 0 | 0 | 0 | 1337 | Non-Residential | caiso
Average Per Ton | 1-in-2 | August Typical Event Day | 50% Cycling | 21 | Average Per Ton1-in-2August Typical Event Day50% Cycling21 | 0.5599 | 0.5599 | 72.3796 | 0 | 0 | 0 | 0 | 0 | 3452 | Non-Residential | caiso
Average Per Premise | 1-in-2 | August Typical Event Day | 50% Cycling | 21 | Average Per Premise1-in-2August Typical Event Day50% Cycling21 | 4.8256 | 4.8256 | 72.3796 | 0 | 0 | 0 | 0 | 0 | 3452 | Non-Residential | caiso
Average Per Device | 1-in-2 | August Typical Event Day | 50% Cycling | 21 | Average Per Device1-in-2August Typical Event Day50% Cycling21 | 2.1716 | 2.1716 | 72.3796 | 0 | 0 | 0 | 0 | 0 | 3452 | Non-Residential | caiso
Aggregate | 1-in-2 | August Typical Event Day | 50% Cycling | 21 | Aggregate1-in-2August Typical Event Day50% Cycling21 | 16.6581 | 16.6581 | 72.3796 | 0 | 0 | 0 | 0 | 0 | 3452 | Non-Residential | caiso
Average Per Ton | 1-in-2 | August Typical Event Day | All | 21 | Average Per Ton1-in-2August Typical Event DayAll21 | 0.55708 | 0.55708 | 72.3749 | 0 | 0 | 0 | 0 | 0 | 4789 | Non-Residential | caiso
Average Per Premise | 1-in-2 | August Typical Event Day | All | 21 | Average Per Premise1-in-2August Typical Event DayAll21 | 5.1109 | 5.1109 | 72.3749 | 0 | 0 | 0 | 0 | 0 | 4789 | Non-Residential | caiso
Average Per Device | 1-in-2 | August Typical Event Day | All | 21 | Average Per Device1-in-2August Typical Event DayAll21 | 2.1618 | 2.1618 | 72.3749 | 0 | 0 | 0 | 0 | 0 | 4789 | Non-Residential | caiso
Aggregate | 1-in-2 | August Typical Event Day | All | 21 | Aggregate1-in-2August Typical Event DayAll21 | 24.4761 | 24.4761 | 72.3749 | 0 | 0 | 0 | 0 | 0 | 4789 | Non-Residential | caiso
Average Per Ton | 1-in-2 | July Monthly System Peak Day | 30% Cycling | 21 | Average Per Ton1-in-2July Monthly System Peak Day30% Cycling21 | 0.51512 | 0.51512 | 71.8728 | 0 | 0 | 0 | 0 | 0 | 1337 | Non-Residential | caiso
Average Per Premise | 1-in-2 | July Monthly System Peak Day | 30% Cycling | 21 | Average Per Premise1-in-2July Monthly System Peak Day30% Cycling21 | 5.4652 | 5.4652 | 71.8728 | 0 | 0 | 0 | 0 | 0 | 1337 | Non-Residential | caiso
Average Per Device | 1-in-2 | July Monthly System Peak Day | 30% Cycling | 21 | Average Per Device1-in-2July Monthly System Peak Day30% Cycling21 | 2.0014 | 2.0014 | 71.8728 | 0 | 0 | 0 | 0 | 0 | 1337 | Non-Residential | caiso
Aggregate | 1-in-2 | July Monthly System Peak Day | 30% Cycling | 21 | Aggregate1-in-2July Monthly System Peak Day30% Cycling21 | 7.307 | 7.307 | 71.8728 | 0 | 0 | 0 | 0 | 0 | 1337 | Non-Residential | caiso
Average Per Ton | 1-in-2 | July Monthly System Peak Day | 50% Cycling | 21 | Average Per Ton1-in-2July Monthly System Peak Day50% Cycling21 | 0.54663 | 0.54663 | 71.7488 | 0 | 0 | 0 | 0 | 0 | 3452 | Non-Residential | caiso
Average Per Premise | 1-in-2 | July Monthly System Peak Day | 50% Cycling | 21 | Average Per Premise1-in-2July Monthly System Peak Day50% Cycling21 | 4.7112 | 4.7112 | 71.7488 | 0 | 0 | 0 | 0 | 0 | 3452 | Non-Residential | caiso
Average Per Device | 1-in-2 | July Monthly System Peak Day | 50% Cycling | 21 | Average Per Device1-in-2July Monthly System Peak Day50% Cycling21 | 2.1201 | 2.1201 | 71.7488 | 0 | 0 | 0 | 0 | 0 | 3452 | Non-Residential | caiso
Aggregate | 1-in-2 | July Monthly System Peak Day | 50% Cycling | 21 | Aggregate1-in-2July Monthly System Peak Day50% Cycling21 | 16.263 | 16.263 | 71.7488 | 0 | 0 | 0 | 0 | 0 | 3452 | Non-Residential | caiso
Average Per Ton | 1-in-2 | July Monthly System Peak Day | All | 21 | Average Per Ton1-in-2July Monthly System Peak DayAll21 | 0.53783 | 0.53783 | 71.7835 | 0 | 0 | 0 | 0 | 0 | 4789 | Non-Residential | caiso
Average Per Premise | 1-in-2 | July Monthly System Peak Day | All | 21 | Average Per Premise1-in-2July Monthly System Peak DayAll21 | 4.9343 | 4.9343 | 71.7835 | 0 | 0 | 0 | 0 | 0 | 4789 | Non-Residential | caiso
Average Per Device | 1-in-2 | July Monthly System Peak Day | All | 21 | Average Per Device1-in-2July Monthly System Peak DayAll21 | 2.0871 | 2.0871 | 71.7835 | 0 | 0 | 0 | 0 | 0 | 4789 | Non-Residential | caiso
Aggregate | 1-in-2 | July Monthly System Peak Day | All | 21 | Aggregate1-in-2July Monthly System Peak DayAll21 | 23.6304 | 23.6304 | 71.7835 | 0 | 0 | 0 | 0 | 0 | 4789 | Non-Residential | caiso
Average Per Ton | 1-in-2 | June Monthly System Peak Day | 30% Cycling | 21 | Average Per Ton1-in-2June Monthly System Peak Day30% Cycling21 | 0.46116 | 0.46116 | 66.1091 | 0 | 0 | 0 | 0 | 0 | 1337 | Non-Residential | caiso
Average Per Premise | 1-in-2 | June Monthly System Peak Day | 30% Cycling | 21 | Average Per Premise1-in-2June Monthly System Peak Day30% Cycling21 | 4.8927 | 4.8927 | 66.1091 | 0 | 0 | 0 | 0 | 0 | 1337 | Non-Residential | caiso
Average Per Device | 1-in-2 | June Monthly System Peak Day | 30% Cycling | 21 | Average Per Device1-in-2June Monthly System Peak Day30% Cycling21 | 1.7917 | 1.7917 | 66.1091 | 0 | 0 | 0 | 0 | 0 | 1337 | Non-Residential | caiso
Aggregate | 1-in-2 | June Monthly System Peak Day | 30% Cycling | 21 | Aggregate1-in-2June Monthly System Peak Day30% Cycling21 | 6.5416 | 6.5416 | 66.1091 | 0 | 0 | 0 | 0 | 0 | 1337 | Non-Residential | caiso
Average Per Ton | 1-in-2 | June Monthly System Peak Day | 50% Cycling | 21 | Average Per Ton1-in-2June Monthly System Peak Day50% Cycling21 | 0.52431 | 0.52431 | 66.3915 | 0 | 0 | 0 | 0 | 0 | 3452 | Non-Residential | caiso
Average Per Premise | 1-in-2 | June Monthly System Peak Day | 50% Cycling | 21 | Average Per Premise1-in-2June Monthly System Peak Day50% Cycling21 | 4.5189 | 4.5189 | 66.3915 | 0 | 0 | 0 | 0 | 0 | 3452 | Non-Residential | caiso
Average Per Device | 1-in-2 | June Monthly System Peak Day | 50% Cycling | 21 | Average Per Device1-in-2June Monthly System Peak Day50% Cycling21 | 2.0335 | 2.0335 | 66.3915 | 0 | 0 | 0 | 0 | 0 | 3452 | Non-Residential | caiso
Aggregate | 1-in-2 | June Monthly System Peak Day | 50% Cycling | 21 | Aggregate1-in-2June Monthly System Peak Day50% Cycling21 | 15.5992 | 15.5992 | 66.3915 | 0 | 0 | 0 | 0 | 0 | 3452 | Non-Residential | caiso
Average Per Ton | 1-in-2 | June Monthly System Peak Day | All | 21 | Average Per Ton1-in-2June Monthly System Peak DayAll21 | 0.50668 | 0.50668 | 66.3127 | 0 | 0 | 0 | 0 | 0 | 4789 | Non-Residential | caiso
Average Per Premise | 1-in-2 | June Monthly System Peak Day | All | 21 | Average Per Premise1-in-2June Monthly System Peak DayAll21 | 4.6485 | 4.6485 | 66.3127 | 0 | 0 | 0 | 0 | 0 | 4789 | Non-Residential | caiso
Average Per Device | 1-in-2 | June Monthly System Peak Day | All | 21 | Average Per Device1-in-2June Monthly System Peak DayAll21 | 1.9662 | 1.9662 | 66.3127 | 0 | 0 | 0 | 0 | 0 | 4789 | Non-Residential | caiso
Aggregate | 1-in-2 | June Monthly System Peak Day | All | 21 | Aggregate1-in-2June Monthly System Peak DayAll21 | 22.2619 | 22.2619 | 66.3127 | 0 | 0 | 0 | 0 | 0 | 4789 | Non-Residential | caiso
Average Per Ton | 1-in-2 | May Monthly System Peak Day | 30% Cycling | 21 | Average Per Ton1-in-2May Monthly System Peak Day30% Cycling21 | 0.38261 | 0.38261 | 61.1272 | 0 | 0 | 0 | 0 | 0 | 1337 | Non-Residential | caiso
Average Per Premise | 1-in-2 | May Monthly System Peak Day | 30% Cycling | 21 | Average Per Premise1-in-2May Monthly System Peak Day30% Cycling21 | 4.0593 | 4.0593 | 61.1272 | 0 | 0 | 0 | 0 | 0 | 1337 | Non-Residential | caiso
Average Per Device | 1-in-2 | May Monthly System Peak Day | 30% Cycling | 21 | Average Per Device1-in-2May Monthly System Peak Day30% Cycling21 | 1.4865 | 1.4865 | 61.1272 | 0 | 0 | 0 | 0 | 0 | 1337 | Non-Residential | caiso
Aggregate | 1-in-2 | May Monthly System Peak Day | 30% Cycling | 21 | Aggregate1-in-2May Monthly System Peak Day30% Cycling21 | 5.4273 | 5.4273 | 61.1272 | 0 | 0 | 0 | 0 | 0 | 1337 | Non-Residential | caiso
Average Per Ton | 1-in-2 | May Monthly System Peak Day | 50% Cycling | 21 | Average Per Ton1-in-2May Monthly System Peak Day50% Cycling21 | 0.49145 | 0.49145 | 61.2512 | 0 | 0 | 0 | 0 | 0 | 3452 | Non-Residential | caiso
Average Per Premise | 1-in-2 | May Monthly System Peak Day | 50% Cycling | 21 | Average Per Premise1-in-2May Monthly System Peak Day50% Cycling21 | 4.2356 | 4.2356 | 61.2512 | 0 | 0 | 0 | 0 | 0 | 3452 | Non-Residential | caiso
Average Per Device | 1-in-2 | May Monthly System Peak Day | 50% Cycling | 21 | Average Per Device1-in-2May Monthly System Peak Day50% Cycling21 | 1.9061 | 1.9061 | 61.2512 | 0 | 0 | 0 | 0 | 0 | 3452 | Non-Residential | caiso
Aggregate | 1-in-2 | May Monthly System Peak Day | 50% Cycling | 21 | Aggregate1-in-2May Monthly System Peak Day50% Cycling21 | 14.6214 | 14.6214 | 61.2512 | 0 | 0 | 0 | 0 | 0 | 3452 | Non-Residential | caiso
Average Per Ton | 1-in-2 | May Monthly System Peak Day | All | 21 | Average Per Ton1-in-2May Monthly System Peak DayAll21 | 0.46106 | 0.46106 | 61.2165 | 0 | 0 | 0 | 0 | 0 | 4789 | Non-Residential | caiso
Average Per Premise | 1-in-2 | May Monthly System Peak Day | All | 21 | Average Per Premise1-in-2May Monthly System Peak DayAll21 | 4.23 | 4.23 | 61.2165 | 0 | 0 | 0 | 0 | 0 | 4789 | Non-Residential | caiso
Average Per Device | 1-in-2 | May Monthly System Peak Day | All | 21 | Average Per Device1-in-2May Monthly System Peak DayAll21 | 1.7892 | 1.7892 | 61.2165 | 0 | 0 | 0 | 0 | 0 | 4789 | Non-Residential | caiso
Aggregate | 1-in-2 | May Monthly System Peak Day | All | 21 | Aggregate1-in-2May Monthly System Peak DayAll21 | 20.2574 | 20.2574 | 61.2165 | 0 | 0 | 0 | 0 | 0 | 4789 | Non-Residential | caiso
Average Per Ton | 1-in-2 | October Monthly System Peak Day | 30% Cycling | 21 | Average Per Ton1-in-2October Monthly System Peak Day30% Cycling21 | 0.44755 | 0.44755 | 68.6091 | 0 | 0 | 0 | 0 | 0 | 1337 | Non-Residential | caiso
Average Per Premise | 1-in-2 | October Monthly System Peak Day | 30% Cycling | 21 | Average Per Premise1-in-2October Monthly System Peak Day30% Cycling21 | 4.7483 | 4.7483 | 68.6091 | 0 | 0 | 0 | 0 | 0 | 1337 | Non-Residential | caiso
Average Per Device | 1-in-2 | October Monthly System Peak Day | 30% Cycling | 21 | Average Per Device1-in-2October Monthly System Peak Day30% Cycling21 | 1.7388 | 1.7388 | 68.6091 | 0 | 0 | 0 | 0 | 0 | 1337 | Non-Residential | caiso
Aggregate | 1-in-2 | October Monthly System Peak Day | 30% Cycling | 21 | Aggregate1-in-2October Monthly System Peak Day30% Cycling21 | 6.3485 | 6.3485 | 68.6091 | 0 | 0 | 0 | 0 | 0 | 1337 | Non-Residential | caiso
Average Per Ton | 1-in-2 | October Monthly System Peak Day | 50% Cycling | 21 | Average Per Ton1-in-2October Monthly System Peak Day50% Cycling21 | 0.52012 | 0.52012 | 68.8915 | 0 | 0 | 0 | 0 | 0 | 3452 | Non-Residential | caiso
Average Per Premise | 1-in-2 | October Monthly System Peak Day | 50% Cycling | 21 | Average Per Premise1-in-2October Monthly System Peak Day50% Cycling21 | 4.4827 | 4.4827 | 68.8915 | 0 | 0 | 0 | 0 | 0 | 3452 | Non-Residential | caiso
Average Per Device | 1-in-2 | October Monthly System Peak Day | 50% Cycling | 21 | Average Per Device1-in-2October Monthly System Peak Day50% Cycling21 | 2.0173 | 2.0173 | 68.8915 | 0 | 0 | 0 | 0 | 0 | 3452 | Non-Residential | caiso
Aggregate | 1-in-2 | October Monthly System Peak Day | 50% Cycling | 21 | Aggregate1-in-2October Monthly System Peak Day50% Cycling21 | 15.4744 | 15.4744 | 68.8915 | 0 | 0 | 0 | 0 | 0 | 3452 | Non-Residential | caiso
Average Per Ton | 1-in-2 | October Monthly System Peak Day | All | 21 | Average Per Ton1-in-2October Monthly System Peak DayAll21 | 0.49986 | 0.49986 | 68.8127 | 0 | 0 | 0 | 0 | 0 | 4789 | Non-Residential | caiso
Average Per Premise | 1-in-2 | October Monthly System Peak Day | All | 21 | Average Per Premise1-in-2October Monthly System Peak DayAll21 | 4.586 | 4.586 | 68.8127 | 0 | 0 | 0 | 0 | 0 | 4789 | Non-Residential | caiso
Average Per Device | 1-in-2 | October Monthly System Peak Day | All | 21 | Average Per Device1-in-2October Monthly System Peak DayAll21 | 1.9398 | 1.9398 | 68.8127 | 0 | 0 | 0 | 0 | 0 | 4789 | Non-Residential | caiso
Aggregate | 1-in-2 | October Monthly System Peak Day | All | 21 | Aggregate1-in-2October Monthly System Peak DayAll21 | 21.9621 | 21.9621 | 68.8127 | 0 | 0 | 0 | 0 | 0 | 4789 | Non-Residential | caiso
Average Per Ton | 1-in-2 | September Monthly System Peak Day | 30% Cycling | 21 | Average Per Ton1-in-2September Monthly System Peak Day30% Cycling21 | 0.61695 | 0.61695 | 76.1905 | 0 | 0 | 0 | 0 | 0 | 1337 | Non-Residential | caiso
Average Per Premise | 1-in-2 | September Monthly System Peak Day | 30% Cycling | 21 | Average Per Premise1-in-2September Monthly System Peak Day30% Cycling21 | 6.5456 | 6.5456 | 76.1905 | 0 | 0 | 0 | 0 | 0 | 1337 | Non-Residential | caiso
Average Per Device | 1-in-2 | September Monthly System Peak Day | 30% Cycling | 21 | Average Per Device1-in-2September Monthly System Peak Day30% Cycling21 | 2.397 | 2.397 | 76.1905 | 0 | 0 | 0 | 0 | 0 | 1337 | Non-Residential | caiso
Aggregate | 1-in-2 | September Monthly System Peak Day | 30% Cycling | 21 | Aggregate1-in-2September Monthly System Peak Day30% Cycling21 | 8.7514 | 8.7514 | 76.1905 | 0 | 0 | 0 | 0 | 0 | 1337 | Non-Residential | caiso
Average Per Ton | 1-in-2 | September Monthly System Peak Day | 50% Cycling | 21 | Average Per Ton1-in-2September Monthly System Peak Day50% Cycling21 | 0.58618 | 0.58618 | 76.2531 | 0 | 0 | 0 | 0 | 0 | 3452 | Non-Residential | caiso
Average Per Premise | 1-in-2 | September Monthly System Peak Day | 50% Cycling | 21 | Average Per Premise1-in-2September Monthly System Peak Day50% Cycling21 | 5.0521 | 5.0521 | 76.2531 | 0 | 0 | 0 | 0 | 0 | 3452 | Non-Residential | caiso
Average Per Device | 1-in-2 | September Monthly System Peak Day | 50% Cycling | 21 | Average Per Device1-in-2September Monthly System Peak Day50% Cycling21 | 2.2735 | 2.2735 | 76.2531 | 0 | 0 | 0 | 0 | 0 | 3452 | Non-Residential | caiso
Aggregate | 1-in-2 | September Monthly System Peak Day | 50% Cycling | 21 | Aggregate1-in-2September Monthly System Peak Day50% Cycling21 | 17.4397 | 17.4397 | 76.2531 | 0 | 0 | 0 | 0 | 0 | 3452 | Non-Residential | caiso
Average Per Ton | 1-in-2 | September Monthly System Peak Day | All | 21 | Average Per Ton1-in-2September Monthly System Peak DayAll21 | 0.59477 | 0.59477 | 76.2356 | 0 | 0 | 0 | 0 | 0 | 4789 | Non-Residential | caiso
Average Per Premise | 1-in-2 | September Monthly System Peak Day | All | 21 | Average Per Premise1-in-2September Monthly System Peak DayAll21 | 5.4567 | 5.4567 | 76.2356 | 0 | 0 | 0 | 0 | 0 | 4789 | Non-Residential | caiso
Average Per Device | 1-in-2 | September Monthly System Peak Day | All | 21 | Average Per Device1-in-2September Monthly System Peak DayAll21 | 2.3081 | 2.3081 | 76.2356 | 0 | 0 | 0 | 0 | 0 | 4789 | Non-Residential | caiso
Aggregate | 1-in-2 | September Monthly System Peak Day | All | 21 | Aggregate1-in-2September Monthly System Peak DayAll21 | 26.1321 | 26.1321 | 76.2356 | 0 | 0 | 0 | 0 | 0 | 4789 | Non-Residential | caiso
Average Per Ton | 1-in-2 | August Monthly System Peak Day | 30% Cycling | 22 | Average Per Ton1-in-2August Monthly System Peak Day30% Cycling22 | 0.52761 | 0.52761 | 73.8057 | 0 | 0 | 0 | 0 | 0 | 1337 | Non-Residential | caiso
Average Per Premise | 1-in-2 | August Monthly System Peak Day | 30% Cycling | 22 | Average Per Premise1-in-2August Monthly System Peak Day30% Cycling22 | 5.5977 | 5.5977 | 73.8057 | 0 | 0 | 0 | 0 | 0 | 1337 | Non-Residential | caiso
Average Per Device | 1-in-2 | August Monthly System Peak Day | 30% Cycling | 22 | Average Per Device1-in-2August Monthly System Peak Day30% Cycling22 | 2.0499 | 2.0499 | 73.8057 | 0 | 0 | 0 | 0 | 0 | 1337 | Non-Residential | caiso
Aggregate | 1-in-2 | August Monthly System Peak Day | 30% Cycling | 22 | Aggregate1-in-2August Monthly System Peak Day30% Cycling22 | 7.4842 | 7.4842 | 73.8057 | 0 | 0 | 0 | 0 | 0 | 1337 | Non-Residential | caiso
Average Per Ton | 1-in-2 | August Monthly System Peak Day | 50% Cycling | 22 | Average Per Ton1-in-2August Monthly System Peak Day50% Cycling22 | 0.50318 | 0.50318 | 73.7418 | 0 | 0 | 0 | 0 | 0 | 3452 | Non-Residential | caiso
Average Per Premise | 1-in-2 | August Monthly System Peak Day | 50% Cycling | 22 | Average Per Premise1-in-2August Monthly System Peak Day50% Cycling22 | 4.3368 | 4.3368 | 73.7418 | 0 | 0 | 0 | 0 | 0 | 3452 | Non-Residential | caiso
Average Per Device | 1-in-2 | August Monthly System Peak Day | 50% Cycling | 22 | Average Per Device1-in-2August Monthly System Peak Day50% Cycling22 | 1.9516 | 1.9516 | 73.7418 | 0 | 0 | 0 | 0 | 0 | 3452 | Non-Residential | caiso
Aggregate | 1-in-2 | August Monthly System Peak Day | 50% Cycling | 22 | Aggregate1-in-2August Monthly System Peak Day50% Cycling22 | 14.9705 | 14.9705 | 73.7418 | 0 | 0 | 0 | 0 | 0 | 3452 | Non-Residential | caiso
Average Per Ton | 1-in-2 | August Monthly System Peak Day | All | 22 | Average Per Ton1-in-2August Monthly System Peak DayAll22 | 0.51 | 0.51 | 73.7597 | 0 | 0 | 0 | 0 | 0 | 4789 | Non-Residential | caiso
Average Per Premise | 1-in-2 | August Monthly System Peak Day | All | 22 | Average Per Premise1-in-2August Monthly System Peak DayAll22 | 4.679 | 4.679 | 73.7597 | 0 | 0 | 0 | 0 | 0 | 4789 | Non-Residential | caiso
Average Per Device | 1-in-2 | August Monthly System Peak Day | All | 22 | Average Per Device1-in-2August Monthly System Peak DayAll22 | 1.9791 | 1.9791 | 73.7597 | 0 | 0 | 0 | 0 | 0 | 4789 | Non-Residential | caiso
Aggregate | 1-in-2 | August Monthly System Peak Day | All | 22 | Aggregate1-in-2August Monthly System Peak DayAll22 | 22.4078 | 22.4078 | 73.7597 | 0 | 0 | 0 | 0 | 0 | 4789 | Non-Residential | caiso
Average Per Ton | 1-in-2 | August Typical Event Day | 30% Cycling | 22 | Average Per Ton1-in-2August Typical Event Day30% Cycling22 | 0.47875 | 0.47875 | 70.9603 | 0 | 0 | 0 | 0 | 0 | 1337 | Non-Residential | caiso
Average Per Premise | 1-in-2 | August Typical Event Day | 30% Cycling | 22 | Average Per Premise1-in-2August Typical Event Day30% Cycling22 | 5.0794 | 5.0794 | 70.9603 | 0 | 0 | 0 | 0 | 0 | 1337 | Non-Residential | caiso
Average Per Device | 1-in-2 | August Typical Event Day | 30% Cycling | 22 | Average Per Device1-in-2August Typical Event Day30% Cycling22 | 1.8601 | 1.8601 | 70.9603 | 0 | 0 | 0 | 0 | 0 | 1337 | Non-Residential | caiso
Aggregate | 1-in-2 | August Typical Event Day | 30% Cycling | 22 | Aggregate1-in-2August Typical Event Day30% Cycling22 | 6.7911 | 6.7911 | 70.9603 | 0 | 0 | 0 | 0 | 0 | 1337 | Non-Residential | caiso
Average Per Ton | 1-in-2 | August Typical Event Day | 50% Cycling | 22 | Average Per Ton1-in-2August Typical Event Day50% Cycling22 | 0.48366 | 0.48366 | 71.0705 | 0 | 0 | 0 | 0 | 0 | 3452 | Non-Residential | caiso
Average Per Premise | 1-in-2 | August Typical Event Day | 50% Cycling | 22 | Average Per Premise1-in-2August Typical Event Day50% Cycling22 | 4.1685 | 4.1685 | 71.0705 | 0 | 0 | 0 | 0 | 0 | 3452 | Non-Residential | caiso
Average Per Device | 1-in-2 | August Typical Event Day | 50% Cycling | 22 | Average Per Device1-in-2August Typical Event Day50% Cycling22 | 1.8759 | 1.8759 | 71.0705 | 0 | 0 | 0 | 0 | 0 | 3452 | Non-Residential | caiso
Aggregate | 1-in-2 | August Typical Event Day | 50% Cycling | 22 | Aggregate1-in-2August Typical Event Day50% Cycling22 | 14.3896 | 14.3896 | 71.0705 | 0 | 0 | 0 | 0 | 0 | 3452 | Non-Residential | caiso
Average Per Ton | 1-in-2 | August Typical Event Day | All | 22 | Average Per Ton1-in-2August Typical Event DayAll22 | 0.48229 | 0.48229 | 71.0397 | 0 | 0 | 0 | 0 | 0 | 4789 | Non-Residential | caiso
Average Per Premise | 1-in-2 | August Typical Event Day | All | 22 | Average Per Premise1-in-2August Typical Event DayAll22 | 4.4248 | 4.4248 | 71.0397 | 0 | 0 | 0 | 0 | 0 | 4789 | Non-Residential | caiso
Average Per Device | 1-in-2 | August Typical Event Day | All | 22 | Average Per Device1-in-2August Typical Event DayAll22 | 1.8716 | 1.8716 | 71.0397 | 0 | 0 | 0 | 0 | 0 | 4789 | Non-Residential | caiso
Aggregate | 1-in-2 | August Typical Event Day | All | 22 | Aggregate1-in-2August Typical Event DayAll22 | 21.1902 | 21.1902 | 71.0397 | 0 | 0 | 0 | 0 | 0 | 4789 | Non-Residential | caiso
Average Per Ton | 1-in-2 | July Monthly System Peak Day | 30% Cycling | 22 | Average Per Ton1-in-2July Monthly System Peak Day30% Cycling22 | 0.44857 | 0.44857 | 71.0652 | 0 | 0 | 0 | 0 | 0 | 1337 | Non-Residential | caiso
Average Per Premise | 1-in-2 | July Monthly System Peak Day | 30% Cycling | 22 | Average Per Premise1-in-2July Monthly System Peak Day30% Cycling22 | 4.7592 | 4.7592 | 71.0652 | 0 | 0 | 0 | 0 | 0 | 1337 | Non-Residential | caiso
Average Per Device | 1-in-2 | July Monthly System Peak Day | 30% Cycling | 22 | Average Per Device1-in-2July Monthly System Peak Day30% Cycling22 | 1.7428 | 1.7428 | 71.0652 | 0 | 0 | 0 | 0 | 0 | 1337 | Non-Residential | caiso
Aggregate | 1-in-2 | July Monthly System Peak Day | 30% Cycling | 22 | Aggregate1-in-2July Monthly System Peak Day30% Cycling22 | 6.363 | 6.363 | 71.0652 | 0 | 0 | 0 | 0 | 0 | 1337 | Non-Residential | caiso
Average Per Ton | 1-in-2 | July Monthly System Peak Day | 50% Cycling | 22 | Average Per Ton1-in-2July Monthly System Peak Day50% Cycling22 | 0.47219 | 0.47219 | 71.0045 | 0 | 0 | 0 | 0 | 0 | 3452 | Non-Residential | caiso
Average Per Premise | 1-in-2 | July Monthly System Peak Day | 50% Cycling | 22 | Average Per Premise1-in-2July Monthly System Peak Day50% Cycling22 | 4.0696 | 4.0696 | 71.0045 | 0 | 0 | 0 | 0 | 0 | 3452 | Non-Residential | caiso
Average Per Device | 1-in-2 | July Monthly System Peak Day | 50% Cycling | 22 | Average Per Device1-in-2July Monthly System Peak Day50% Cycling22 | 1.8314 | 1.8314 | 71.0045 | 0 | 0 | 0 | 0 | 0 | 3452 | Non-Residential | caiso
Aggregate | 1-in-2 | July Monthly System Peak Day | 50% Cycling | 22 | Aggregate1-in-2July Monthly System Peak Day50% Cycling22 | 14.0484 | 14.0484 | 71.0045 | 0 | 0 | 0 | 0 | 0 | 3452 | Non-Residential | caiso
Average Per Ton | 1-in-2 | July Monthly System Peak Day | All | 22 | Average Per Ton1-in-2July Monthly System Peak DayAll22 | 0.46559 | 0.46559 | 71.0214 | 0 | 0 | 0 | 0 | 0 | 4789 | Non-Residential | caiso
Average Per Premise | 1-in-2 | July Monthly System Peak Day | All | 22 | Average Per Premise1-in-2July Monthly System Peak DayAll22 | 4.2716 | 4.2716 | 71.0214 | 0 | 0 | 0 | 0 | 0 | 4789 | Non-Residential | caiso
Average Per Device | 1-in-2 | July Monthly System Peak Day | All | 22 | Average Per Device1-in-2July Monthly System Peak DayAll22 | 1.8068 | 1.8068 | 71.0214 | 0 | 0 | 0 | 0 | 0 | 4789 | Non-Residential | caiso
Aggregate | 1-in-2 | July Monthly System Peak Day | All | 22 | Aggregate1-in-2July Monthly System Peak DayAll22 | 20.4567 | 20.4567 | 71.0214 | 0 | 0 | 0 | 0 | 0 | 4789 | Non-Residential | caiso
Average Per Ton | 1-in-2 | June Monthly System Peak Day | 30% Cycling | 22 | Average Per Ton1-in-2June Monthly System Peak Day30% Cycling22 | 0.40158 | 0.40158 | 65.1724 | 0 | 0 | 0 | 0 | 0 | 1337 | Non-Residential | caiso
Average Per Premise | 1-in-2 | June Monthly System Peak Day | 30% Cycling | 22 | Average Per Premise1-in-2June Monthly System Peak Day30% Cycling22 | 4.2606 | 4.2606 | 65.1724 | 0 | 0 | 0 | 0 | 0 | 1337 | Non-Residential | caiso
Average Per Device | 1-in-2 | June Monthly System Peak Day | 30% Cycling | 22 | Average Per Device1-in-2June Monthly System Peak Day30% Cycling22 | 1.5602 | 1.5602 | 65.1724 | 0 | 0 | 0 | 0 | 0 | 1337 | Non-Residential | caiso
Aggregate | 1-in-2 | June Monthly System Peak Day | 30% Cycling | 22 | Aggregate1-in-2June Monthly System Peak Day30% Cycling22 | 5.6965 | 5.6965 | 65.1724 | 0 | 0 | 0 | 0 | 0 | 1337 | Non-Residential | caiso
Average Per Ton | 1-in-2 | June Monthly System Peak Day | 50% Cycling | 22 | Average Per Ton1-in-2June Monthly System Peak Day50% Cycling22 | 0.45291 | 0.45291 | 65.3935 | 0 | 0 | 0 | 0 | 0 | 3452 | Non-Residential | caiso
Average Per Premise | 1-in-2 | June Monthly System Peak Day | 50% Cycling | 22 | Average Per Premise1-in-2June Monthly System Peak Day50% Cycling22 | 3.9035 | 3.9035 | 65.3935 | 0 | 0 | 0 | 0 | 0 | 3452 | Non-Residential | caiso
Average Per Device | 1-in-2 | June Monthly System Peak Day | 50% Cycling | 22 | Average Per Device1-in-2June Monthly System Peak Day50% Cycling22 | 1.7566 | 1.7566 | 65.3935 | 0 | 0 | 0 | 0 | 0 | 3452 | Non-Residential | caiso
Aggregate | 1-in-2 | June Monthly System Peak Day | 50% Cycling | 22 | Aggregate1-in-2June Monthly System Peak Day50% Cycling22 | 13.4749 | 13.4749 | 65.3935 | 0 | 0 | 0 | 0 | 0 | 3452 | Non-Residential | caiso
Average Per Ton | 1-in-2 | June Monthly System Peak Day | All | 22 | Average Per Ton1-in-2June Monthly System Peak DayAll22 | 0.43858 | 0.43858 | 65.3318 | 0 | 0 | 0 | 0 | 0 | 4789 | Non-Residential | caiso
Average Per Premise | 1-in-2 | June Monthly System Peak Day | All | 22 | Average Per Premise1-in-2June Monthly System Peak DayAll22 | 4.0238 | 4.0238 | 65.3318 | 0 | 0 | 0 | 0 | 0 | 4789 | Non-Residential | caiso
Average Per Device | 1-in-2 | June Monthly System Peak Day | All | 22 | Average Per Device1-in-2June Monthly System Peak DayAll22 | 1.702 | 1.702 | 65.3318 | 0 | 0 | 0 | 0 | 0 | 4789 | Non-Residential | caiso
Aggregate | 1-in-2 | June Monthly System Peak Day | All | 22 | Aggregate1-in-2June Monthly System Peak DayAll22 | 19.2699 | 19.2699 | 65.3318 | 0 | 0 | 0 | 0 | 0 | 4789 | Non-Residential | caiso
Average Per Ton | 1-in-2 | May Monthly System Peak Day | 30% Cycling | 22 | Average Per Ton1-in-2May Monthly System Peak Day30% Cycling22 | 0.33318 | 0.33318 | 60.7658 | 0 | 0 | 0 | 0 | 0 | 1337 | Non-Residential | caiso
Average Per Premise | 1-in-2 | May Monthly System Peak Day | 30% Cycling | 22 | Average Per Premise1-in-2May Monthly System Peak Day30% Cycling22 | 3.5349 | 3.5349 | 60.7658 | 0 | 0 | 0 | 0 | 0 | 1337 | Non-Residential | caiso
Average Per Device | 1-in-2 | May Monthly System Peak Day | 30% Cycling | 22 | Average Per Device1-in-2May Monthly System Peak Day30% Cycling22 | 1.2945 | 1.2945 | 60.7658 | 0 | 0 | 0 | 0 | 0 | 1337 | Non-Residential | caiso
Aggregate | 1-in-2 | May Monthly System Peak Day | 30% Cycling | 22 | Aggregate1-in-2May Monthly System Peak Day30% Cycling22 | 4.7261 | 4.7261 | 60.7658 | 0 | 0 | 0 | 0 | 0 | 1337 | Non-Residential | caiso
Average Per Ton | 1-in-2 | May Monthly System Peak Day | 50% Cycling | 22 | Average Per Ton1-in-2May Monthly System Peak Day50% Cycling22 | 0.42452 | 0.42452 | 61.0175 | 0 | 0 | 0 | 0 | 0 | 3452 | Non-Residential | caiso
Average Per Premise | 1-in-2 | May Monthly System Peak Day | 50% Cycling | 22 | Average Per Premise1-in-2May Monthly System Peak Day50% Cycling22 | 3.6588 | 3.6588 | 61.0175 | 0 | 0 | 0 | 0 | 0 | 3452 | Non-Residential | caiso
Average Per Device | 1-in-2 | May Monthly System Peak Day | 50% Cycling | 22 | Average Per Device1-in-2May Monthly System Peak Day50% Cycling22 | 1.6465 | 1.6465 | 61.0175 | 0 | 0 | 0 | 0 | 0 | 3452 | Non-Residential | caiso
Aggregate | 1-in-2 | May Monthly System Peak Day | 50% Cycling | 22 | Aggregate1-in-2May Monthly System Peak Day50% Cycling22 | 12.6303 | 12.6303 | 61.0175 | 0 | 0 | 0 | 0 | 0 | 3452 | Non-Residential | caiso
Average Per Ton | 1-in-2 | May Monthly System Peak Day | All | 22 | Average Per Ton1-in-2May Monthly System Peak DayAll22 | 0.39902 | 0.39902 | 60.9472 | 0 | 0 | 0 | 0 | 0 | 4789 | Non-Residential | caiso
Average Per Premise | 1-in-2 | May Monthly System Peak Day | All | 22 | Average Per Premise1-in-2May Monthly System Peak DayAll22 | 3.6608 | 3.6608 | 60.9472 | 0 | 0 | 0 | 0 | 0 | 4789 | Non-Residential | caiso
Average Per Device | 1-in-2 | May Monthly System Peak Day | All | 22 | Average Per Device1-in-2May Monthly System Peak DayAll22 | 1.5485 | 1.5485 | 60.9472 | 0 | 0 | 0 | 0 | 0 | 4789 | Non-Residential | caiso
Aggregate | 1-in-2 | May Monthly System Peak Day | All | 22 | Aggregate1-in-2May Monthly System Peak DayAll22 | 17.5316 | 17.5316 | 60.9472 | 0 | 0 | 0 | 0 | 0 | 4789 | Non-Residential | caiso
Average Per Ton | 1-in-2 | October Monthly System Peak Day | 30% Cycling | 22 | Average Per Ton1-in-2October Monthly System Peak Day30% Cycling22 | 0.38973 | 0.38973 | 67.3791 | 0 | 0 | 0 | 0 | 0 | 1337 | Non-Residential | caiso
Average Per Premise | 1-in-2 | October Monthly System Peak Day | 30% Cycling | 22 | Average Per Premise1-in-2October Monthly System Peak Day30% Cycling22 | 4.1349 | 4.1349 | 67.3791 | 0 | 0 | 0 | 0 | 0 | 1337 | Non-Residential | caiso
Average Per Device | 1-in-2 | October Monthly System Peak Day | 30% Cycling | 22 | Average Per Device1-in-2October Monthly System Peak Day30% Cycling22 | 1.5142 | 1.5142 | 67.3791 | 0 | 0 | 0 | 0 | 0 | 1337 | Non-Residential | caiso
Aggregate | 1-in-2 | October Monthly System Peak Day | 30% Cycling | 22 | Aggregate1-in-2October Monthly System Peak Day30% Cycling22 | 5.5284 | 5.5284 | 67.3791 | 0 | 0 | 0 | 0 | 0 | 1337 | Non-Residential | caiso
Average Per Ton | 1-in-2 | October Monthly System Peak Day | 50% Cycling | 22 | Average Per Ton1-in-2October Monthly System Peak Day50% Cycling22 | 0.44929 | 0.44929 | 67.5037 | 0 | 0 | 0 | 0 | 0 | 3452 | Non-Residential | caiso
Average Per Premise | 1-in-2 | October Monthly System Peak Day | 50% Cycling | 22 | Average Per Premise1-in-2October Monthly System Peak Day50% Cycling22 | 3.8723 | 3.8723 | 67.5037 | 0 | 0 | 0 | 0 | 0 | 3452 | Non-Residential | caiso
Average Per Device | 1-in-2 | October Monthly System Peak Day | 50% Cycling | 22 | Average Per Device1-in-2October Monthly System Peak Day50% Cycling22 | 1.7426 | 1.7426 | 67.5037 | 0 | 0 | 0 | 0 | 0 | 3452 | Non-Residential | caiso
Aggregate | 1-in-2 | October Monthly System Peak Day | 50% Cycling | 22 | Aggregate1-in-2October Monthly System Peak Day50% Cycling22 | 13.3672 | 13.3672 | 67.5037 | 0 | 0 | 0 | 0 | 0 | 3452 | Non-Residential | caiso
Average Per Ton | 1-in-2 | October Monthly System Peak Day | All | 22 | Average Per Ton1-in-2October Monthly System Peak DayAll22 | 0.43266 | 0.43266 | 67.4689 | 0 | 0 | 0 | 0 | 0 | 4789 | Non-Residential | caiso
Average Per Premise | 1-in-2 | October Monthly System Peak Day | All | 22 | Average Per Premise1-in-2October Monthly System Peak DayAll22 | 3.9695 | 3.9695 | 67.4689 | 0 | 0 | 0 | 0 | 0 | 4789 | Non-Residential | caiso
Average Per Device | 1-in-2 | October Monthly System Peak Day | All | 22 | Average Per Device1-in-2October Monthly System Peak DayAll22 | 1.679 | 1.679 | 67.4689 | 0 | 0 | 0 | 0 | 0 | 4789 | Non-Residential | caiso
Aggregate | 1-in-2 | October Monthly System Peak Day | All | 22 | Aggregate1-in-2October Monthly System Peak DayAll22 | 19.0098 | 19.0098 | 67.4689 | 0 | 0 | 0 | 0 | 0 | 4789 | Non-Residential | caiso
Average Per Ton | 1-in-2 | September Monthly System Peak Day | 30% Cycling | 22 | Average Per Ton1-in-2September Monthly System Peak Day30% Cycling22 | 0.53725 | 0.53725 | 73.7977 | 0 | 0 | 0 | 0 | 0 | 1337 | Non-Residential | caiso
Average Per Premise | 1-in-2 | September Monthly System Peak Day | 30% Cycling | 22 | Average Per Premise1-in-2September Monthly System Peak Day30% Cycling22 | 5.7 | 5.7 | 73.7977 | 0 | 0 | 0 | 0 | 0 | 1337 | Non-Residential | caiso
Average Per Device | 1-in-2 | September Monthly System Peak Day | 30% Cycling | 22 | Average Per Device1-in-2September Monthly System Peak Day30% Cycling22 | 2.0873 | 2.0873 | 73.7977 | 0 | 0 | 0 | 0 | 0 | 1337 | Non-Residential | caiso
Aggregate | 1-in-2 | September Monthly System Peak Day | 30% Cycling | 22 | Aggregate1-in-2September Monthly System Peak Day30% Cycling22 | 7.6209 | 7.6209 | 73.7977 | 0 | 0 | 0 | 0 | 0 | 1337 | Non-Residential | caiso
Average Per Ton | 1-in-2 | September Monthly System Peak Day | 50% Cycling | 22 | Average Per Ton1-in-2September Monthly System Peak Day50% Cycling22 | 0.50635 | 0.50635 | 74.1421 | 0 | 0 | 0 | 0 | 0 | 3452 | Non-Residential | caiso
Average Per Premise | 1-in-2 | September Monthly System Peak Day | 50% Cycling | 22 | Average Per Premise1-in-2September Monthly System Peak Day50% Cycling22 | 4.3641 | 4.3641 | 74.1421 | 0 | 0 | 0 | 0 | 0 | 3452 | Non-Residential | caiso
Average Per Device | 1-in-2 | September Monthly System Peak Day | 50% Cycling | 22 | Average Per Device1-in-2September Monthly System Peak Day50% Cycling22 | 1.9639 | 1.9639 | 74.1421 | 0 | 0 | 0 | 0 | 0 | 3452 | Non-Residential | caiso
Aggregate | 1-in-2 | September Monthly System Peak Day | 50% Cycling | 22 | Aggregate1-in-2September Monthly System Peak Day50% Cycling22 | 15.0648 | 15.0648 | 74.1421 | 0 | 0 | 0 | 0 | 0 | 3452 | Non-Residential | caiso
Average Per Ton | 1-in-2 | September Monthly System Peak Day | All | 22 | Average Per Ton1-in-2September Monthly System Peak DayAll22 | 0.51498 | 0.51498 | 74.046 | 0 | 0 | 0 | 0 | 0 | 4789 | Non-Residential | caiso
Average Per Premise | 1-in-2 | September Monthly System Peak Day | All | 22 | Average Per Premise1-in-2September Monthly System Peak DayAll22 | 4.7247 | 4.7247 | 74.046 | 0 | 0 | 0 | 0 | 0 | 4789 | Non-Residential | caiso
Average Per Device | 1-in-2 | September Monthly System Peak Day | All | 22 | Average Per Device1-in-2September Monthly System Peak DayAll22 | 1.9984 | 1.9984 | 74.046 | 0 | 0 | 0 | 0 | 0 | 4789 | Non-Residential | caiso
Aggregate | 1-in-2 | September Monthly System Peak Day | All | 22 | Aggregate1-in-2September Monthly System Peak DayAll22 | 22.6264 | 22.6264 | 74.046 | 0 | 0 | 0 | 0 | 0 | 4789 | Non-Residential | caiso
Average Per Ton | 1-in-2 | August Monthly System Peak Day | 30% Cycling | 23 | Average Per Ton1-in-2August Monthly System Peak Day30% Cycling23 | 0.44884 | 0.44884 | 72.5933 | 0 | 0 | 0 | 0 | 0 | 1337 | Non-Residential | caiso
Average Per Premise | 1-in-2 | August Monthly System Peak Day | 30% Cycling | 23 | Average Per Premise1-in-2August Monthly System Peak Day30% Cycling23 | 4.762 | 4.762 | 72.5933 | 0 | 0 | 0 | 0 | 0 | 1337 | Non-Residential | caiso
Average Per Device | 1-in-2 | August Monthly System Peak Day | 30% Cycling | 23 | Average Per Device1-in-2August Monthly System Peak Day30% Cycling23 | 1.7438 | 1.7438 | 72.5933 | 0 | 0 | 0 | 0 | 0 | 1337 | Non-Residential | caiso
Aggregate | 1-in-2 | August Monthly System Peak Day | 30% Cycling | 23 | Aggregate1-in-2August Monthly System Peak Day30% Cycling23 | 6.3668 | 6.3668 | 72.5933 | 0 | 0 | 0 | 0 | 0 | 1337 | Non-Residential | caiso
Average Per Ton | 1-in-2 | August Monthly System Peak Day | 50% Cycling | 23 | Average Per Ton1-in-2August Monthly System Peak Day50% Cycling23 | 0.44036 | 0.44036 | 72.624 | 0 | 0 | 0 | 0 | 0 | 3452 | Non-Residential | caiso
Average Per Premise | 1-in-2 | August Monthly System Peak Day | 50% Cycling | 23 | Average Per Premise1-in-2August Monthly System Peak Day50% Cycling23 | 3.7953 | 3.7953 | 72.624 | 0 | 0 | 0 | 0 | 0 | 3452 | Non-Residential | caiso
Average Per Device | 1-in-2 | August Monthly System Peak Day | 50% Cycling | 23 | Average Per Device1-in-2August Monthly System Peak Day50% Cycling23 | 1.7079 | 1.7079 | 72.624 | 0 | 0 | 0 | 0 | 0 | 3452 | Non-Residential | caiso
Aggregate | 1-in-2 | August Monthly System Peak Day | 50% Cycling | 23 | Aggregate1-in-2August Monthly System Peak Day50% Cycling23 | 13.1015 | 13.1015 | 72.624 | 0 | 0 | 0 | 0 | 0 | 3452 | Non-Residential | caiso
Average Per Ton | 1-in-2 | August Monthly System Peak Day | All | 23 | Average Per Ton1-in-2August Monthly System Peak DayAll23 | 0.44273 | 0.44273 | 72.6155 | 0 | 0 | 0 | 0 | 0 | 4789 | Non-Residential | caiso
Average Per Premise | 1-in-2 | August Monthly System Peak Day | All | 23 | Average Per Premise1-in-2August Monthly System Peak DayAll23 | 4.0618 | 4.0618 | 72.6155 | 0 | 0 | 0 | 0 | 0 | 4789 | Non-Residential | caiso
Average Per Device | 1-in-2 | August Monthly System Peak Day | All | 23 | Average Per Device1-in-2August Monthly System Peak DayAll23 | 1.7181 | 1.7181 | 72.6155 | 0 | 0 | 0 | 0 | 0 | 4789 | Non-Residential | caiso
Aggregate | 1-in-2 | August Monthly System Peak Day | All | 23 | Aggregate1-in-2August Monthly System Peak DayAll23 | 19.4521 | 19.4521 | 72.6155 | 0 | 0 | 0 | 0 | 0 | 4789 | Non-Residential | caiso
Average Per Ton | 1-in-2 | August Typical Event Day | 30% Cycling | 23 | Average Per Ton1-in-2August Typical Event Day30% Cycling23 | 0.40728 | 0.40728 | 70.0565 | 0 | 0 | 0 | 0 | 0 | 1337 | Non-Residential | caiso
Average Per Premise | 1-in-2 | August Typical Event Day | 30% Cycling | 23 | Average Per Premise1-in-2August Typical Event Day30% Cycling23 | 4.321 | 4.321 | 70.0565 | 0 | 0 | 0 | 0 | 0 | 1337 | Non-Residential | caiso
Average Per Device | 1-in-2 | August Typical Event Day | 30% Cycling | 23 | Average Per Device1-in-2August Typical Event Day30% Cycling23 | 1.5824 | 1.5824 | 70.0565 | 0 | 0 | 0 | 0 | 0 | 1337 | Non-Residential | caiso
Aggregate | 1-in-2 | August Typical Event Day | 30% Cycling | 23 | Aggregate1-in-2August Typical Event Day30% Cycling23 | 5.7772 | 5.7772 | 70.0565 | 0 | 0 | 0 | 0 | 0 | 1337 | Non-Residential | caiso
Average Per Ton | 1-in-2 | August Typical Event Day | 50% Cycling | 23 | Average Per Ton1-in-2August Typical Event Day50% Cycling23 | 0.42328 | 0.42328 | 70.1983 | 0 | 0 | 0 | 0 | 0 | 3452 | Non-Residential | caiso
Average Per Premise | 1-in-2 | August Typical Event Day | 50% Cycling | 23 | Average Per Premise1-in-2August Typical Event Day50% Cycling23 | 3.6481 | 3.6481 | 70.1983 | 0 | 0 | 0 | 0 | 0 | 3452 | Non-Residential | caiso
Average Per Device | 1-in-2 | August Typical Event Day | 50% Cycling | 23 | Average Per Device1-in-2August Typical Event Day50% Cycling23 | 1.6417 | 1.6417 | 70.1983 | 0 | 0 | 0 | 0 | 0 | 3452 | Non-Residential | caiso
Aggregate | 1-in-2 | August Typical Event Day | 50% Cycling | 23 | Aggregate1-in-2August Typical Event Day50% Cycling23 | 12.5932 | 12.5932 | 70.1983 | 0 | 0 | 0 | 0 | 0 | 3452 | Non-Residential | caiso
Average Per Ton | 1-in-2 | August Typical Event Day | All | 23 | Average Per Ton1-in-2August Typical Event DayAll23 | 0.41881 | 0.41881 | 70.1587 | 0 | 0 | 0 | 0 | 0 | 4789 | Non-Residential | caiso
Average Per Premise | 1-in-2 | August Typical Event Day | All | 23 | Average Per Premise1-in-2August Typical Event DayAll23 | 3.8424 | 3.8424 | 70.1587 | 0 | 0 | 0 | 0 | 0 | 4789 | Non-Residential | caiso
Average Per Device | 1-in-2 | August Typical Event Day | All | 23 | Average Per Device1-in-2August Typical Event DayAll23 | 1.6253 | 1.6253 | 70.1587 | 0 | 0 | 0 | 0 | 0 | 4789 | Non-Residential | caiso
Aggregate | 1-in-2 | August Typical Event Day | All | 23 | Aggregate1-in-2August Typical Event DayAll23 | 18.4011 | 18.4011 | 70.1587 | 0 | 0 | 0 | 0 | 0 | 4789 | Non-Residential | caiso
Average Per Ton | 1-in-2 | July Monthly System Peak Day | 30% Cycling | 23 | Average Per Ton1-in-2July Monthly System Peak Day30% Cycling23 | 0.3816 | 0.3816 | 70.4105 | 0 | 0 | 0 | 0 | 0 | 1337 | Non-Residential | caiso
Average Per Premise | 1-in-2 | July Monthly System Peak Day | 30% Cycling | 23 | Average Per Premise1-in-2July Monthly System Peak Day30% Cycling23 | 4.0486 | 4.0486 | 70.4105 | 0 | 0 | 0 | 0 | 0 | 1337 | Non-Residential | caiso
Average Per Device | 1-in-2 | July Monthly System Peak Day | 30% Cycling | 23 | Average Per Device1-in-2July Monthly System Peak Day30% Cycling23 | 1.4826 | 1.4826 | 70.4105 | 0 | 0 | 0 | 0 | 0 | 1337 | Non-Residential | caiso
Aggregate | 1-in-2 | July Monthly System Peak Day | 30% Cycling | 23 | Aggregate1-in-2July Monthly System Peak Day30% Cycling23 | 5.413 | 5.413 | 70.4105 | 0 | 0 | 0 | 0 | 0 | 1337 | Non-Residential | caiso
Average Per Ton | 1-in-2 | July Monthly System Peak Day | 50% Cycling | 23 | Average Per Ton1-in-2July Monthly System Peak Day50% Cycling23 | 0.41324 | 0.41324 | 70.381 | 0 | 0 | 0 | 0 | 0 | 3452 | Non-Residential | caiso
Average Per Premise | 1-in-2 | July Monthly System Peak Day | 50% Cycling | 23 | Average Per Premise1-in-2July Monthly System Peak Day50% Cycling23 | 3.5616 | 3.5616 | 70.381 | 0 | 0 | 0 | 0 | 0 | 3452 | Non-Residential | caiso
Average Per Device | 1-in-2 | July Monthly System Peak Day | 50% Cycling | 23 | Average Per Device1-in-2July Monthly System Peak Day50% Cycling23 | 1.6027 | 1.6027 | 70.381 | 0 | 0 | 0 | 0 | 0 | 3452 | Non-Residential | caiso
Aggregate | 1-in-2 | July Monthly System Peak Day | 50% Cycling | 23 | Aggregate1-in-2July Monthly System Peak Day50% Cycling23 | 12.2946 | 12.2946 | 70.381 | 0 | 0 | 0 | 0 | 0 | 3452 | Non-Residential | caiso
Average Per Ton | 1-in-2 | July Monthly System Peak Day | All | 23 | Average Per Ton1-in-2July Monthly System Peak DayAll23 | 0.40441 | 0.40441 | 70.3893 | 0 | 0 | 0 | 0 | 0 | 4789 | Non-Residential | caiso
Average Per Premise | 1-in-2 | July Monthly System Peak Day | All | 23 | Average Per Premise1-in-2July Monthly System Peak DayAll23 | 3.7102 | 3.7102 | 70.3893 | 0 | 0 | 0 | 0 | 0 | 4789 | Non-Residential | caiso
Average Per Device | 1-in-2 | July Monthly System Peak Day | All | 23 | Average Per Device1-in-2July Monthly System Peak DayAll23 | 1.5694 | 1.5694 | 70.3893 | 0 | 0 | 0 | 0 | 0 | 4789 | Non-Residential | caiso
Aggregate | 1-in-2 | July Monthly System Peak Day | All | 23 | Aggregate1-in-2July Monthly System Peak DayAll23 | 17.7682 | 17.7682 | 70.3893 | 0 | 0 | 0 | 0 | 0 | 4789 | Non-Residential | caiso
Average Per Ton | 1-in-2 | June Monthly System Peak Day | 30% Cycling | 23 | Average Per Ton1-in-2June Monthly System Peak Day30% Cycling23 | 0.34163 | 0.34163 | 64.2696 | 0 | 0 | 0 | 0 | 0 | 1337 | Non-Residential | caiso
Average Per Premise | 1-in-2 | June Monthly System Peak Day | 30% Cycling | 23 | Average Per Premise1-in-2June Monthly System Peak Day30% Cycling23 | 3.6245 | 3.6245 | 64.2696 | 0 | 0 | 0 | 0 | 0 | 1337 | Non-Residential | caiso
Average Per Device | 1-in-2 | June Monthly System Peak Day | 30% Cycling | 23 | Average Per Device1-in-2June Monthly System Peak Day30% Cycling23 | 1.3273 | 1.3273 | 64.2696 | 0 | 0 | 0 | 0 | 0 | 1337 | Non-Residential | caiso
Aggregate | 1-in-2 | June Monthly System Peak Day | 30% Cycling | 23 | Aggregate1-in-2June Monthly System Peak Day30% Cycling23 | 4.846 | 4.846 | 64.2696 | 0 | 0 | 0 | 0 | 0 | 1337 | Non-Residential | caiso
Average Per Ton | 1-in-2 | June Monthly System Peak Day | 50% Cycling | 23 | Average Per Ton1-in-2June Monthly System Peak Day50% Cycling23 | 0.39637 | 0.39637 | 64.5226 | 0 | 0 | 0 | 0 | 0 | 3452 | Non-Residential | caiso
Average Per Premise | 1-in-2 | June Monthly System Peak Day | 50% Cycling | 23 | Average Per Premise1-in-2June Monthly System Peak Day50% Cycling23 | 3.4162 | 3.4162 | 64.5226 | 0 | 0 | 0 | 0 | 0 | 3452 | Non-Residential | caiso
Average Per Device | 1-in-2 | June Monthly System Peak Day | 50% Cycling | 23 | Average Per Device1-in-2June Monthly System Peak Day50% Cycling23 | 1.5373 | 1.5373 | 64.5226 | 0 | 0 | 0 | 0 | 0 | 3452 | Non-Residential | caiso
Aggregate | 1-in-2 | June Monthly System Peak Day | 50% Cycling | 23 | Aggregate1-in-2June Monthly System Peak Day50% Cycling23 | 11.7927 | 11.7927 | 64.5226 | 0 | 0 | 0 | 0 | 0 | 3452 | Non-Residential | caiso
Average Per Ton | 1-in-2 | June Monthly System Peak Day | All | 23 | Average Per Ton1-in-2June Monthly System Peak DayAll23 | 0.38109 | 0.38109 | 64.4519 | 0 | 0 | 0 | 0 | 0 | 4789 | Non-Residential | caiso
Average Per Premise | 1-in-2 | June Monthly System Peak Day | All | 23 | Average Per Premise1-in-2June Monthly System Peak DayAll23 | 3.4963 | 3.4963 | 64.4519 | 0 | 0 | 0 | 0 | 0 | 4789 | Non-Residential | caiso
Average Per Device | 1-in-2 | June Monthly System Peak Day | All | 23 | Average Per Device1-in-2June Monthly System Peak DayAll23 | 1.4789 | 1.4789 | 64.4519 | 0 | 0 | 0 | 0 | 0 | 4789 | Non-Residential | caiso
Aggregate | 1-in-2 | June Monthly System Peak Day | All | 23 | Aggregate1-in-2June Monthly System Peak DayAll23 | 16.7437 | 16.7437 | 64.4519 | 0 | 0 | 0 | 0 | 0 | 4789 | Non-Residential | caiso
Average Per Ton | 1-in-2 | May Monthly System Peak Day | 30% Cycling | 23 | Average Per Ton1-in-2May Monthly System Peak Day30% Cycling23 | 0.28343 | 0.28343 | 60.861 | 0 | 0 | 0 | 0 | 0 | 1337 | Non-Residential | caiso
Average Per Premise | 1-in-2 | May Monthly System Peak Day | 30% Cycling | 23 | Average Per Premise1-in-2May Monthly System Peak Day30% Cycling23 | 3.0071 | 3.0071 | 60.861 | 0 | 0 | 0 | 0 | 0 | 1337 | Non-Residential | caiso
Average Per Device | 1-in-2 | May Monthly System Peak Day | 30% Cycling | 23 | Average Per Device1-in-2May Monthly System Peak Day30% Cycling23 | 1.1012 | 1.1012 | 60.861 | 0 | 0 | 0 | 0 | 0 | 1337 | Non-Residential | caiso
Aggregate | 1-in-2 | May Monthly System Peak Day | 30% Cycling | 23 | Aggregate1-in-2May Monthly System Peak Day30% Cycling23 | 4.0205 | 4.0205 | 60.861 | 0 | 0 | 0 | 0 | 0 | 1337 | Non-Residential | caiso
Average Per Ton | 1-in-2 | May Monthly System Peak Day | 50% Cycling | 23 | Average Per Ton1-in-2May Monthly System Peak Day50% Cycling23 | 0.37153 | 0.37153 | 61.1441 | 0 | 0 | 0 | 0 | 0 | 3452 | Non-Residential | caiso
Average Per Premise | 1-in-2 | May Monthly System Peak Day | 50% Cycling | 23 | Average Per Premise1-in-2May Monthly System Peak Day50% Cycling23 | 3.2021 | 3.2021 | 61.1441 | 0 | 0 | 0 | 0 | 0 | 3452 | Non-Residential | caiso
Average Per Device | 1-in-2 | May Monthly System Peak Day | 50% Cycling | 23 | Average Per Device1-in-2May Monthly System Peak Day50% Cycling23 | 1.4409 | 1.4409 | 61.1441 | 0 | 0 | 0 | 0 | 0 | 3452 | Non-Residential | caiso
Aggregate | 1-in-2 | May Monthly System Peak Day | 50% Cycling | 23 | Aggregate1-in-2May Monthly System Peak Day50% Cycling23 | 11.0535 | 11.0535 | 61.1441 | 0 | 0 | 0 | 0 | 0 | 3452 | Non-Residential | caiso
Average Per Ton | 1-in-2 | May Monthly System Peak Day | All | 23 | Average Per Ton1-in-2May Monthly System Peak DayAll23 | 0.34693 | 0.34693 | 61.0651 | 0 | 0 | 0 | 0 | 0 | 4789 | Non-Residential | caiso
Average Per Premise | 1-in-2 | May Monthly System Peak Day | All | 23 | Average Per Premise1-in-2May Monthly System Peak DayAll23 | 3.1829 | 3.1829 | 61.0651 | 0 | 0 | 0 | 0 | 0 | 4789 | Non-Residential | caiso
Average Per Device | 1-in-2 | May Monthly System Peak Day | All | 23 | Average Per Device1-in-2May Monthly System Peak DayAll23 | 1.3463 | 1.3463 | 61.0651 | 0 | 0 | 0 | 0 | 0 | 4789 | Non-Residential | caiso
Aggregate | 1-in-2 | May Monthly System Peak Day | All | 23 | Aggregate1-in-2May Monthly System Peak DayAll23 | 15.243 | 15.243 | 61.0651 | 0 | 0 | 0 | 0 | 0 | 4789 | Non-Residential | caiso
Average Per Ton | 1-in-2 | October Monthly System Peak Day | 30% Cycling | 23 | Average Per Ton1-in-2October Monthly System Peak Day30% Cycling23 | 0.33155 | 0.33155 | 66.3892 | 0 | 0 | 0 | 0 | 0 | 1337 | Non-Residential | caiso
Average Per Premise | 1-in-2 | October Monthly System Peak Day | 30% Cycling | 23 | Average Per Premise1-in-2October Monthly System Peak Day30% Cycling23 | 3.5176 | 3.5176 | 66.3892 | 0 | 0 | 0 | 0 | 0 | 1337 | Non-Residential | caiso
Average Per Device | 1-in-2 | October Monthly System Peak Day | 30% Cycling | 23 | Average Per Device1-in-2October Monthly System Peak Day30% Cycling23 | 1.2881 | 1.2881 | 66.3892 | 0 | 0 | 0 | 0 | 0 | 1337 | Non-Residential | caiso
Aggregate | 1-in-2 | October Monthly System Peak Day | 30% Cycling | 23 | Aggregate1-in-2October Monthly System Peak Day30% Cycling23 | 4.703 | 4.703 | 66.3892 | 0 | 0 | 0 | 0 | 0 | 1337 | Non-Residential | caiso
Average Per Ton | 1-in-2 | October Monthly System Peak Day | 50% Cycling | 23 | Average Per Ton1-in-2October Monthly System Peak Day50% Cycling23 | 0.3932 | 0.3932 | 66.7636 | 0 | 0 | 0 | 0 | 0 | 3452 | Non-Residential | caiso
Average Per Premise | 1-in-2 | October Monthly System Peak Day | 50% Cycling | 23 | Average Per Premise1-in-2October Monthly System Peak Day50% Cycling23 | 3.3889 | 3.3889 | 66.7636 | 0 | 0 | 0 | 0 | 0 | 3452 | Non-Residential | caiso
Average Per Device | 1-in-2 | October Monthly System Peak Day | 50% Cycling | 23 | Average Per Device1-in-2October Monthly System Peak Day50% Cycling23 | 1.525 | 1.525 | 66.7636 | 0 | 0 | 0 | 0 | 0 | 3452 | Non-Residential | caiso
Aggregate | 1-in-2 | October Monthly System Peak Day | 50% Cycling | 23 | Aggregate1-in-2October Monthly System Peak Day50% Cycling23 | 11.6984 | 11.6984 | 66.7636 | 0 | 0 | 0 | 0 | 0 | 3452 | Non-Residential | caiso
Average Per Ton | 1-in-2 | October Monthly System Peak Day | All | 23 | Average Per Ton1-in-2October Monthly System Peak DayAll23 | 0.37599 | 0.37599 | 66.6591 | 0 | 0 | 0 | 0 | 0 | 4789 | Non-Residential | caiso
Average Per Premise | 1-in-2 | October Monthly System Peak Day | All | 23 | Average Per Premise1-in-2October Monthly System Peak DayAll23 | 3.4495 | 3.4495 | 66.6591 | 0 | 0 | 0 | 0 | 0 | 4789 | Non-Residential | caiso
Average Per Device | 1-in-2 | October Monthly System Peak Day | All | 23 | Average Per Device1-in-2October Monthly System Peak DayAll23 | 1.4591 | 1.4591 | 66.6591 | 0 | 0 | 0 | 0 | 0 | 4789 | Non-Residential | caiso
Aggregate | 1-in-2 | October Monthly System Peak Day | All | 23 | Aggregate1-in-2October Monthly System Peak DayAll23 | 16.5196 | 16.5196 | 66.6591 | 0 | 0 | 0 | 0 | 0 | 4789 | Non-Residential | caiso
Average Per Ton | 1-in-2 | September Monthly System Peak Day | 30% Cycling | 23 | Average Per Ton1-in-2September Monthly System Peak Day30% Cycling23 | 0.45704 | 0.45704 | 72.9525 | 0 | 0 | 0 | 0 | 0 | 1337 | Non-Residential | caiso
Average Per Premise | 1-in-2 | September Monthly System Peak Day | 30% Cycling | 23 | Average Per Premise1-in-2September Monthly System Peak Day30% Cycling23 | 4.849 | 4.849 | 72.9525 | 0 | 0 | 0 | 0 | 0 | 1337 | Non-Residential | caiso
Average Per Device | 1-in-2 | September Monthly System Peak Day | 30% Cycling | 23 | Average Per Device1-in-2September Monthly System Peak Day30% Cycling23 | 1.7757 | 1.7757 | 72.9525 | 0 | 0 | 0 | 0 | 0 | 1337 | Non-Residential | caiso
Aggregate | 1-in-2 | September Monthly System Peak Day | 30% Cycling | 23 | Aggregate1-in-2September Monthly System Peak Day30% Cycling23 | 6.4831 | 6.4831 | 72.9525 | 0 | 0 | 0 | 0 | 0 | 1337 | Non-Residential | caiso
Average Per Ton | 1-in-2 | September Monthly System Peak Day | 50% Cycling | 23 | Average Per Ton1-in-2September Monthly System Peak Day50% Cycling23 | 0.44314 | 0.44314 | 73.2656 | 0 | 0 | 0 | 0 | 0 | 3452 | Non-Residential | caiso
Average Per Premise | 1-in-2 | September Monthly System Peak Day | 50% Cycling | 23 | Average Per Premise1-in-2September Monthly System Peak Day50% Cycling23 | 3.8193 | 3.8193 | 73.2656 | 0 | 0 | 0 | 0 | 0 | 3452 | Non-Residential | caiso
Average Per Device | 1-in-2 | September Monthly System Peak Day | 50% Cycling | 23 | Average Per Device1-in-2September Monthly System Peak Day50% Cycling23 | 1.7187 | 1.7187 | 73.2656 | 0 | 0 | 0 | 0 | 0 | 3452 | Non-Residential | caiso
Aggregate | 1-in-2 | September Monthly System Peak Day | 50% Cycling | 23 | Aggregate1-in-2September Monthly System Peak Day50% Cycling23 | 13.1841 | 13.1841 | 73.2656 | 0 | 0 | 0 | 0 | 0 | 3452 | Non-Residential | caiso
Average Per Ton | 1-in-2 | September Monthly System Peak Day | All | 23 | Average Per Ton1-in-2September Monthly System Peak DayAll23 | 0.44702 | 0.44702 | 73.1782 | 0 | 0 | 0 | 0 | 0 | 4789 | Non-Residential | caiso
Average Per Premise | 1-in-2 | September Monthly System Peak Day | All | 23 | Average Per Premise1-in-2September Monthly System Peak DayAll23 | 4.1012 | 4.1012 | 73.1782 | 0 | 0 | 0 | 0 | 0 | 4789 | Non-Residential | caiso
Average Per Device | 1-in-2 | September Monthly System Peak Day | All | 23 | Average Per Device1-in-2September Monthly System Peak DayAll23 | 1.7347 | 1.7347 | 73.1782 | 0 | 0 | 0 | 0 | 0 | 4789 | Non-Residential | caiso
Aggregate | 1-in-2 | September Monthly System Peak Day | All | 23 | Aggregate1-in-2September Monthly System Peak DayAll23 | 19.6405 | 19.6405 | 73.1782 | 0 | 0 | 0 | 0 | 0 | 4789 | Non-Residential | caiso
Average Per Ton | 1-in-2 | August Monthly System Peak Day | 30% Cycling | 24 | Average Per Ton1-in-2August Monthly System Peak Day30% Cycling24 | 0.40156 | 0.40156 | 71.9819 | 0 | 0 | 0 | 0 | 0 | 1337 | Non-Residential | caiso
Average Per Premise | 1-in-2 | August Monthly System Peak Day | 30% Cycling | 24 | Average Per Premise1-in-2August Monthly System Peak Day30% Cycling24 | 4.2604 | 4.2604 | 71.9819 | 0 | 0 | 0 | 0 | 0 | 1337 | Non-Residential | caiso
Average Per Device | 1-in-2 | August Monthly System Peak Day | 30% Cycling | 24 | Average Per Device1-in-2August Monthly System Peak Day30% Cycling24 | 1.5602 | 1.5602 | 71.9819 | 0 | 0 | 0 | 0 | 0 | 1337 | Non-Residential | caiso
Aggregate | 1-in-2 | August Monthly System Peak Day | 30% Cycling | 24 | Aggregate1-in-2August Monthly System Peak Day30% Cycling24 | 5.6962 | 5.6962 | 71.9819 | 0 | 0 | 0 | 0 | 0 | 1337 | Non-Residential | caiso
Average Per Ton | 1-in-2 | August Monthly System Peak Day | 50% Cycling | 24 | Average Per Ton1-in-2August Monthly System Peak Day50% Cycling24 | 0.39653 | 0.39653 | 72.1404 | 0 | 0 | 0 | 0 | 0 | 3452 | Non-Residential | caiso
Average Per Premise | 1-in-2 | August Monthly System Peak Day | 50% Cycling | 24 | Average Per Premise1-in-2August Monthly System Peak Day50% Cycling24 | 3.4176 | 3.4176 | 72.1404 | 0 | 0 | 0 | 0 | 0 | 3452 | Non-Residential | caiso
Average Per Device | 1-in-2 | August Monthly System Peak Day | 50% Cycling | 24 | Average Per Device1-in-2August Monthly System Peak Day50% Cycling24 | 1.5379 | 1.5379 | 72.1404 | 0 | 0 | 0 | 0 | 0 | 3452 | Non-Residential | caiso
Aggregate | 1-in-2 | August Monthly System Peak Day | 50% Cycling | 24 | Aggregate1-in-2August Monthly System Peak Day50% Cycling24 | 11.7975 | 11.7975 | 72.1404 | 0 | 0 | 0 | 0 | 0 | 3452 | Non-Residential | caiso
Average Per Ton | 1-in-2 | August Monthly System Peak Day | All | 24 | Average Per Ton1-in-2August Monthly System Peak DayAll24 | 0.39794 | 0.39794 | 72.0961 | 0 | 0 | 0 | 0 | 0 | 4789 | Non-Residential | caiso
Average Per Premise | 1-in-2 | August Monthly System Peak Day | All | 24 | Average Per Premise1-in-2August Monthly System Peak DayAll24 | 3.6509 | 3.6509 | 72.0961 | 0 | 0 | 0 | 0 | 0 | 4789 | Non-Residential | caiso
Average Per Device | 1-in-2 | August Monthly System Peak Day | All | 24 | Average Per Device1-in-2August Monthly System Peak DayAll24 | 1.5443 | 1.5443 | 72.0961 | 0 | 0 | 0 | 0 | 0 | 4789 | Non-Residential | caiso
Aggregate | 1-in-2 | August Monthly System Peak Day | All | 24 | Aggregate1-in-2August Monthly System Peak DayAll24 | 17.4841 | 17.4841 | 72.0961 | 0 | 0 | 0 | 0 | 0 | 4789 | Non-Residential | caiso
Average Per Ton | 1-in-2 | August Typical Event Day | 30% Cycling | 24 | Average Per Ton1-in-2August Typical Event Day30% Cycling24 | 0.36438 | 0.36438 | 69.3982 | 0 | 0 | 0 | 0 | 0 | 1337 | Non-Residential | caiso
Average Per Premise | 1-in-2 | August Typical Event Day | 30% Cycling | 24 | Average Per Premise1-in-2August Typical Event Day30% Cycling24 | 3.8659 | 3.8659 | 69.3982 | 0 | 0 | 0 | 0 | 0 | 1337 | Non-Residential | caiso
Average Per Device | 1-in-2 | August Typical Event Day | 30% Cycling | 24 | Average Per Device1-in-2August Typical Event Day30% Cycling24 | 1.4157 | 1.4157 | 69.3982 | 0 | 0 | 0 | 0 | 0 | 1337 | Non-Residential | caiso
Aggregate | 1-in-2 | August Typical Event Day | 30% Cycling | 24 | Aggregate1-in-2August Typical Event Day30% Cycling24 | 5.1687 | 5.1687 | 69.3982 | 0 | 0 | 0 | 0 | 0 | 1337 | Non-Residential | caiso
Average Per Ton | 1-in-2 | August Typical Event Day | 50% Cycling | 24 | Average Per Ton1-in-2August Typical Event Day50% Cycling24 | 0.38115 | 0.38115 | 69.6112 | 0 | 0 | 0 | 0 | 0 | 3452 | Non-Residential | caiso
Average Per Premise | 1-in-2 | August Typical Event Day | 50% Cycling | 24 | Average Per Premise1-in-2August Typical Event Day50% Cycling24 | 3.285 | 3.285 | 69.6112 | 0 | 0 | 0 | 0 | 0 | 3452 | Non-Residential | caiso
Average Per Device | 1-in-2 | August Typical Event Day | 50% Cycling | 24 | Average Per Device1-in-2August Typical Event Day50% Cycling24 | 1.4783 | 1.4783 | 69.6112 | 0 | 0 | 0 | 0 | 0 | 3452 | Non-Residential | caiso
Aggregate | 1-in-2 | August Typical Event Day | 50% Cycling | 24 | Aggregate1-in-2August Typical Event Day50% Cycling24 | 11.3398 | 11.3398 | 69.6112 | 0 | 0 | 0 | 0 | 0 | 3452 | Non-Residential | caiso
Average Per Ton | 1-in-2 | August Typical Event Day | All | 24 | Average Per Ton1-in-2August Typical Event DayAll24 | 0.37647 | 0.37647 | 69.5517 | 0 | 0 | 0 | 0 | 0 | 4789 | Non-Residential | caiso
Average Per Premise | 1-in-2 | August Typical Event Day | All | 24 | Average Per Premise1-in-2August Typical Event DayAll24 | 3.4539 | 3.4539 | 69.5517 | 0 | 0 | 0 | 0 | 0 | 4789 | Non-Residential | caiso
Average Per Device | 1-in-2 | August Typical Event Day | All | 24 | Average Per Device1-in-2August Typical Event DayAll24 | 1.4609 | 1.4609 | 69.5517 | 0 | 0 | 0 | 0 | 0 | 4789 | Non-Residential | caiso
Aggregate | 1-in-2 | August Typical Event Day | All | 24 | Aggregate1-in-2August Typical Event DayAll24 | 16.5407 | 16.5407 | 69.5517 | 0 | 0 | 0 | 0 | 0 | 4789 | Non-Residential | caiso
Average Per Ton | 1-in-2 | July Monthly System Peak Day | 30% Cycling | 24 | Average Per Ton1-in-2July Monthly System Peak Day30% Cycling24 | 0.3414 | 0.3414 | 69.8605 | 0 | 0 | 0 | 0 | 0 | 1337 | Non-Residential | caiso
Average Per Premise | 1-in-2 | July Monthly System Peak Day | 30% Cycling | 24 | Average Per Premise1-in-2July Monthly System Peak Day30% Cycling24 | 3.6222 | 3.6222 | 69.8605 | 0 | 0 | 0 | 0 | 0 | 1337 | Non-Residential | caiso
Average Per Device | 1-in-2 | July Monthly System Peak Day | 30% Cycling | 24 | Average Per Device1-in-2July Monthly System Peak Day30% Cycling24 | 1.3264 | 1.3264 | 69.8605 | 0 | 0 | 0 | 0 | 0 | 1337 | Non-Residential | caiso
Aggregate | 1-in-2 | July Monthly System Peak Day | 30% Cycling | 24 | Aggregate1-in-2July Monthly System Peak Day30% Cycling24 | 4.8428 | 4.8428 | 69.8605 | 0 | 0 | 0 | 0 | 0 | 1337 | Non-Residential | caiso
Average Per Ton | 1-in-2 | July Monthly System Peak Day | 50% Cycling | 24 | Average Per Ton1-in-2July Monthly System Peak Day50% Cycling24 | 0.37211 | 0.37211 | 69.8968 | 0 | 0 | 0 | 0 | 0 | 3452 | Non-Residential | caiso
Average Per Premise | 1-in-2 | July Monthly System Peak Day | 50% Cycling | 24 | Average Per Premise1-in-2July Monthly System Peak Day50% Cycling24 | 3.2071 | 3.2071 | 69.8968 | 0 | 0 | 0 | 0 | 0 | 3452 | Non-Residential | caiso
Average Per Device | 1-in-2 | July Monthly System Peak Day | 50% Cycling | 24 | Average Per Device1-in-2July Monthly System Peak Day50% Cycling24 | 1.4432 | 1.4432 | 69.8968 | 0 | 0 | 0 | 0 | 0 | 3452 | Non-Residential | caiso
Aggregate | 1-in-2 | July Monthly System Peak Day | 50% Cycling | 24 | Aggregate1-in-2July Monthly System Peak Day50% Cycling24 | 11.0709 | 11.0709 | 69.8968 | 0 | 0 | 0 | 0 | 0 | 3452 | Non-Residential | caiso
Average Per Ton | 1-in-2 | July Monthly System Peak Day | All | 24 | Average Per Ton1-in-2July Monthly System Peak DayAll24 | 0.36354 | 0.36354 | 69.8867 | 0 | 0 | 0 | 0 | 0 | 4789 | Non-Residential | caiso
Average Per Premise | 1-in-2 | July Monthly System Peak Day | All | 24 | Average Per Premise1-in-2July Monthly System Peak DayAll24 | 3.3353 | 3.3353 | 69.8867 | 0 | 0 | 0 | 0 | 0 | 4789 | Non-Residential | caiso
Average Per Device | 1-in-2 | July Monthly System Peak Day | All | 24 | Average Per Device1-in-2July Monthly System Peak DayAll24 | 1.4108 | 1.4108 | 69.8867 | 0 | 0 | 0 | 0 | 0 | 4789 | Non-Residential | caiso
Aggregate | 1-in-2 | July Monthly System Peak Day | All | 24 | Aggregate1-in-2July Monthly System Peak DayAll24 | 15.9726 | 15.9726 | 69.8867 | 0 | 0 | 0 | 0 | 0 | 4789 | Non-Residential | caiso
Average Per Ton | 1-in-2 | June Monthly System Peak Day | 30% Cycling | 24 | Average Per Ton1-in-2June Monthly System Peak Day30% Cycling24 | 0.30564 | 0.30564 | 63.393 | 0 | 0 | 0 | 0 | 0 | 1337 | Non-Residential | caiso
Average Per Premise | 1-in-2 | June Monthly System Peak Day | 30% Cycling | 24 | Average Per Premise1-in-2June Monthly System Peak Day30% Cycling24 | 3.2427 | 3.2427 | 63.393 | 0 | 0 | 0 | 0 | 0 | 1337 | Non-Residential | caiso
Average Per Device | 1-in-2 | June Monthly System Peak Day | 30% Cycling | 24 | Average Per Device1-in-2June Monthly System Peak Day30% Cycling24 | 1.1875 | 1.1875 | 63.393 | 0 | 0 | 0 | 0 | 0 | 1337 | Non-Residential | caiso
Aggregate | 1-in-2 | June Monthly System Peak Day | 30% Cycling | 24 | Aggregate1-in-2June Monthly System Peak Day30% Cycling24 | 4.3355 | 4.3355 | 63.393 | 0 | 0 | 0 | 0 | 0 | 1337 | Non-Residential | caiso
Average Per Ton | 1-in-2 | June Monthly System Peak Day | 50% Cycling | 24 | Average Per Ton1-in-2June Monthly System Peak Day50% Cycling24 | 0.35692 | 0.35692 | 63.7687 | 0 | 0 | 0 | 0 | 0 | 3452 | Non-Residential | caiso
Average Per Premise | 1-in-2 | June Monthly System Peak Day | 50% Cycling | 24 | Average Per Premise1-in-2June Monthly System Peak Day50% Cycling24 | 3.0762 | 3.0762 | 63.7687 | 0 | 0 | 0 | 0 | 0 | 3452 | Non-Residential | caiso
Average Per Device | 1-in-2 | June Monthly System Peak Day | 50% Cycling | 24 | Average Per Device1-in-2June Monthly System Peak Day50% Cycling24 | 1.3843 | 1.3843 | 63.7687 | 0 | 0 | 0 | 0 | 0 | 3452 | Non-Residential | caiso
Aggregate | 1-in-2 | June Monthly System Peak Day | 50% Cycling | 24 | Aggregate1-in-2June Monthly System Peak Day50% Cycling24 | 10.619 | 10.619 | 63.7687 | 0 | 0 | 0 | 0 | 0 | 3452 | Non-Residential | caiso
Average Per Ton | 1-in-2 | June Monthly System Peak Day | All | 24 | Average Per Ton1-in-2June Monthly System Peak DayAll24 | 0.3426 | 0.3426 | 63.6638 | 0 | 0 | 0 | 0 | 0 | 4789 | Non-Residential | caiso
Average Per Premise | 1-in-2 | June Monthly System Peak Day | All | 24 | Average Per Premise1-in-2June Monthly System Peak DayAll24 | 3.1432 | 3.1432 | 63.6638 | 0 | 0 | 0 | 0 | 0 | 4789 | Non-Residential | caiso
Average Per Device | 1-in-2 | June Monthly System Peak Day | All | 24 | Average Per Device1-in-2June Monthly System Peak DayAll24 | 1.3295 | 1.3295 | 63.6638 | 0 | 0 | 0 | 0 | 0 | 4789 | Non-Residential | caiso
Aggregate | 1-in-2 | June Monthly System Peak Day | All | 24 | Aggregate1-in-2June Monthly System Peak DayAll24 | 15.0529 | 15.0529 | 63.6638 | 0 | 0 | 0 | 0 | 0 | 4789 | Non-Residential | caiso
Average Per Ton | 1-in-2 | May Monthly System Peak Day | 30% Cycling | 24 | Average Per Ton1-in-2May Monthly System Peak Day30% Cycling24 | 0.25358 | 0.25358 | 60.7582 | 0 | 0 | 0 | 0 | 0 | 1337 | Non-Residential | caiso
Average Per Premise | 1-in-2 | May Monthly System Peak Day | 30% Cycling | 24 | Average Per Premise1-in-2May Monthly System Peak Day30% Cycling24 | 2.6904 | 2.6904 | 60.7582 | 0 | 0 | 0 | 0 | 0 | 1337 | Non-Residential | caiso
Average Per Device | 1-in-2 | May Monthly System Peak Day | 30% Cycling | 24 | Average Per Device1-in-2May Monthly System Peak Day30% Cycling24 | 0.98522 | 0.98522 | 60.7582 | 0 | 0 | 0 | 0 | 0 | 1337 | Non-Residential | caiso
Aggregate | 1-in-2 | May Monthly System Peak Day | 30% Cycling | 24 | Aggregate1-in-2May Monthly System Peak Day30% Cycling24 | 3.597 | 3.597 | 60.7582 | 0 | 0 | 0 | 0 | 0 | 1337 | Non-Residential | caiso
Average Per Ton | 1-in-2 | May Monthly System Peak Day | 50% Cycling | 24 | Average Per Ton1-in-2May Monthly System Peak Day50% Cycling24 | 0.33455 | 0.33455 | 61.0074 | 0 | 0 | 0 | 0 | 0 | 3452 | Non-Residential | caiso
Average Per Premise | 1-in-2 | May Monthly System Peak Day | 50% Cycling | 24 | Average Per Premise1-in-2May Monthly System Peak Day50% Cycling24 | 2.8834 | 2.8834 | 61.0074 | 0 | 0 | 0 | 0 | 0 | 3452 | Non-Residential | caiso
Average Per Device | 1-in-2 | May Monthly System Peak Day | 50% Cycling | 24 | Average Per Device1-in-2May Monthly System Peak Day50% Cycling24 | 1.2975 | 1.2975 | 61.0074 | 0 | 0 | 0 | 0 | 0 | 3452 | Non-Residential | caiso
Aggregate | 1-in-2 | May Monthly System Peak Day | 50% Cycling | 24 | Aggregate1-in-2May Monthly System Peak Day50% Cycling24 | 9.9534 | 9.9534 | 61.0074 | 0 | 0 | 0 | 0 | 0 | 3452 | Non-Residential | caiso
Average Per Ton | 1-in-2 | May Monthly System Peak Day | All | 24 | Average Per Ton1-in-2May Monthly System Peak DayAll24 | 0.31194 | 0.31194 | 60.9378 | 0 | 0 | 0 | 0 | 0 | 4789 | Non-Residential | caiso
Average Per Premise | 1-in-2 | May Monthly System Peak Day | All | 24 | Average Per Premise1-in-2May Monthly System Peak DayAll24 | 2.8619 | 2.8619 | 60.9378 | 0 | 0 | 0 | 0 | 0 | 4789 | Non-Residential | caiso
Average Per Device | 1-in-2 | May Monthly System Peak Day | All | 24 | Average Per Device1-in-2May Monthly System Peak DayAll24 | 1.2105 | 1.2105 | 60.9378 | 0 | 0 | 0 | 0 | 0 | 4789 | Non-Residential | caiso
Aggregate | 1-in-2 | May Monthly System Peak Day | All | 24 | Aggregate1-in-2May Monthly System Peak DayAll24 | 13.7057 | 13.7057 | 60.9378 | 0 | 0 | 0 | 0 | 0 | 4789 | Non-Residential | caiso
Average Per Ton | 1-in-2 | October Monthly System Peak Day | 30% Cycling | 24 | Average Per Ton1-in-2October Monthly System Peak Day30% Cycling24 | 0.29662 | 0.29662 | 65.212 | 0 | 0 | 0 | 0 | 0 | 1337 | Non-Residential | caiso
Average Per Premise | 1-in-2 | October Monthly System Peak Day | 30% Cycling | 24 | Average Per Premise1-in-2October Monthly System Peak Day30% Cycling24 | 3.147 | 3.147 | 65.212 | 0 | 0 | 0 | 0 | 0 | 1337 | Non-Residential | caiso
Average Per Device | 1-in-2 | October Monthly System Peak Day | 30% Cycling | 24 | Average Per Device1-in-2October Monthly System Peak Day30% Cycling24 | 1.1525 | 1.1525 | 65.212 | 0 | 0 | 0 | 0 | 0 | 1337 | Non-Residential | caiso
Aggregate | 1-in-2 | October Monthly System Peak Day | 30% Cycling | 24 | Aggregate1-in-2October Monthly System Peak Day30% Cycling24 | 4.2076 | 4.2076 | 65.212 | 0 | 0 | 0 | 0 | 0 | 1337 | Non-Residential | caiso
Average Per Ton | 1-in-2 | October Monthly System Peak Day | 50% Cycling | 24 | Average Per Ton1-in-2October Monthly System Peak Day50% Cycling24 | 0.35407 | 0.35407 | 65.5282 | 0 | 0 | 0 | 0 | 0 | 3452 | Non-Residential | caiso
Average Per Premise | 1-in-2 | October Monthly System Peak Day | 50% Cycling | 24 | Average Per Premise1-in-2October Monthly System Peak Day50% Cycling24 | 3.0516 | 3.0516 | 65.5282 | 0 | 0 | 0 | 0 | 0 | 3452 | Non-Residential | caiso
Average Per Device | 1-in-2 | October Monthly System Peak Day | 50% Cycling | 24 | Average Per Device1-in-2October Monthly System Peak Day50% Cycling24 | 1.3732 | 1.3732 | 65.5282 | 0 | 0 | 0 | 0 | 0 | 3452 | Non-Residential | caiso
Aggregate | 1-in-2 | October Monthly System Peak Day | 50% Cycling | 24 | Aggregate1-in-2October Monthly System Peak Day50% Cycling24 | 10.5341 | 10.5341 | 65.5282 | 0 | 0 | 0 | 0 | 0 | 3452 | Non-Residential | caiso
Average Per Ton | 1-in-2 | October Monthly System Peak Day | All | 24 | Average Per Ton1-in-2October Monthly System Peak DayAll24 | 0.33803 | 0.33803 | 65.4399 | 0 | 0 | 0 | 0 | 0 | 4789 | Non-Residential | caiso
Average Per Premise | 1-in-2 | October Monthly System Peak Day | All | 24 | Average Per Premise1-in-2October Monthly System Peak DayAll24 | 3.1012 | 3.1012 | 65.4399 | 0 | 0 | 0 | 0 | 0 | 4789 | Non-Residential | caiso
Average Per Device | 1-in-2 | October Monthly System Peak Day | All | 24 | Average Per Device1-in-2October Monthly System Peak DayAll24 | 1.3118 | 1.3118 | 65.4399 | 0 | 0 | 0 | 0 | 0 | 4789 | Non-Residential | caiso
Aggregate | 1-in-2 | October Monthly System Peak Day | All | 24 | Aggregate1-in-2October Monthly System Peak DayAll24 | 14.8518 | 14.8518 | 65.4399 | 0 | 0 | 0 | 0 | 0 | 4789 | Non-Residential | caiso
Average Per Ton | 1-in-2 | September Monthly System Peak Day | 30% Cycling | 24 | Average Per Ton1-in-2September Monthly System Peak Day30% Cycling24 | 0.4089 | 0.4089 | 72.3572 | 0 | 0 | 0 | 0 | 0 | 1337 | Non-Residential | caiso
Average Per Premise | 1-in-2 | September Monthly System Peak Day | 30% Cycling | 24 | Average Per Premise1-in-2September Monthly System Peak Day30% Cycling24 | 4.3382 | 4.3382 | 72.3572 | 0 | 0 | 0 | 0 | 0 | 1337 | Non-Residential | caiso
Average Per Device | 1-in-2 | September Monthly System Peak Day | 30% Cycling | 24 | Average Per Device1-in-2September Monthly System Peak Day30% Cycling24 | 1.5887 | 1.5887 | 72.3572 | 0 | 0 | 0 | 0 | 0 | 1337 | Non-Residential | caiso
Aggregate | 1-in-2 | September Monthly System Peak Day | 30% Cycling | 24 | Aggregate1-in-2September Monthly System Peak Day30% Cycling24 | 5.8002 | 5.8002 | 72.3572 | 0 | 0 | 0 | 0 | 0 | 1337 | Non-Residential | caiso
Average Per Ton | 1-in-2 | September Monthly System Peak Day | 50% Cycling | 24 | Average Per Ton1-in-2September Monthly System Peak Day50% Cycling24 | 0.39903 | 0.39903 | 72.639 | 0 | 0 | 0 | 0 | 0 | 3452 | Non-Residential | caiso
Average Per Premise | 1-in-2 | September Monthly System Peak Day | 50% Cycling | 24 | Average Per Premise1-in-2September Monthly System Peak Day50% Cycling24 | 3.4391 | 3.4391 | 72.639 | 0 | 0 | 0 | 0 | 0 | 3452 | Non-Residential | caiso
Average Per Device | 1-in-2 | September Monthly System Peak Day | 50% Cycling | 24 | Average Per Device1-in-2September Monthly System Peak Day50% Cycling24 | 1.5476 | 1.5476 | 72.639 | 0 | 0 | 0 | 0 | 0 | 3452 | Non-Residential | caiso
Aggregate | 1-in-2 | September Monthly System Peak Day | 50% Cycling | 24 | Aggregate1-in-2September Monthly System Peak Day50% Cycling24 | 11.8719 | 11.8719 | 72.639 | 0 | 0 | 0 | 0 | 0 | 3452 | Non-Residential | caiso
Average Per Ton | 1-in-2 | September Monthly System Peak Day | All | 24 | Average Per Ton1-in-2September Monthly System Peak DayAll24 | 0.40179 | 0.40179 | 72.5603 | 0 | 0 | 0 | 0 | 0 | 4789 | Non-Residential | caiso
Average Per Premise | 1-in-2 | September Monthly System Peak Day | All | 24 | Average Per Premise1-in-2September Monthly System Peak DayAll24 | 3.6862 | 3.6862 | 72.5603 | 0 | 0 | 0 | 0 | 0 | 4789 | Non-Residential | caiso
Average Per Device | 1-in-2 | September Monthly System Peak Day | All | 24 | Average Per Device1-in-2September Monthly System Peak DayAll24 | 1.5592 | 1.5592 | 72.5603 | 0 | 0 | 0 | 0 | 0 | 4789 | Non-Residential | caiso
Aggregate | 1-in-2 | September Monthly System Peak Day | All | 24 | Aggregate1-in-2September Monthly System Peak DayAll24 | 17.6532 | 17.6532 | 72.5603 | 0 | 0 | 0 | 0 | 0 | 4789 | Non-Residential | caiso

## Criteria (hidden)
May Monthly System Peak Day | v2 | took 2010 expost ref out
June Monthly System Peak Day |  | took out outage days in 2011
July Monthly System Peak Day | v3 | changed ex ante weather to KSAN KNKX
August Monthly System Peak Day
August Typical Event Day
September Monthly System Peak Day
October Monthly System Peak Day
1-in-2
1-in-10
Average Per Premise
Average Per Device
Average Per Ton
Aggregate
All
30% Cycling
50% Cycling
2015
2016
2017
2018
2019
2020
2021
2022
2023
2024
2025