## Ex Ante Impacts
San Diego Gas and Electric Company
2014 Ex Ante Load Impacts - Summer Saver
TABLE 1: Menu Options |  | TABLE 2: Event Day Information
Forecast Year | 2017 | Event Start | 13:00 | Hour Ending | Load w/ DR | Load w/o DR | Impact | Impact | Avg. Temp | Uncertainty Adjusted Impact - Percentiles
Weather Year | 1-in-10 | Event End | 18:00
Day Type | May Monthly System Peak Day | Average Temp. for Event Window | 83.3143 |  | (kW) | (kW) | (kW) | (%) | (°F) | 10th | 30th | 50th | 70th | 90th
Result Type | Average Per Device | Load Reduction for Event Window | 0.35324 | 1 | 0.61763 | 0.61763 | 0 | 0% | 63.6304 | 0 | 0 | 0 | 0 | 0
Cycling Option | 100% Cycling | % Load Reduction for Event Window | 27.88% | 2 | 0.53298 | 0.53298 | 0 | 0% | 63.9043 | 0 | 0 | 0 | 0 | 0
Forecast Enrollment | 10695 |  |  | 3 | 0.49419 | 0.49419 | -1e-07 | -2.024e-05% | 64.2587 | 0 | 0 | 0 | 0 | 0
|  |  |  | 4 | 0.4578 | 0.4578 | 0 | 0% | 64.9196 | 0 | 0 | 0 | 0 | 0
|  |  |  | 5 | 0.44469 | 0.44469 | 0 | 0% | 63.3391 | 0 | 0 | 0 | 0 | 0
|  |  |  | 6 | 0.46646 | 0.46646 | 0 | 0% | 62.4522 | 0 | 0 | 0 | 0 | 0
|  |  |  | 7 | 0.53025 | 0.53025 | 0 | 0% | 63.3957 | 0 | 0 | 0 | 0 | 0
|  |  |  | 8 | 0.55987 | 0.55987 | 0 | 0% | 68.0478 | 0 | 0 | 0 | 0 | 0
|  |  |  | 9 | 0.59951 | 0.59951 | 0 | 0% | 75.313 | 0 | 0 | 0 | 0 | 0
|  |  |  | 10 | 0.65555 | 0.65555 | 0 | 0% | 80.0304 | 0 | 0 | 0 | 0 | 0
|  |  |  | 11 | 0.74957 | 0.74957 | 0 | 0% | 83.8848 | 0 | 0 | 0 | 0 | 0
|  |  |  | 12 | 0.86476 | 0.86476 | 0 | 0% | 85.0217 | 0 | 0 | 0 | 0 | 0
|  |  |  | 13 | 1.0016 | 1.0016 | 0 | 0% | 84.9891 | 0 | 0 | 0 | 0 | 0
|  |  |  | 14 | 0.84717 | 1.1083 | 0.26117 | 23.56% | 85.3848 | 0.081039 | 0.18746 | 0.26117 | 0.33488 | 0.44131 | 0
|  |  |  | 15 | 0.87444 | 1.1907 | 0.31629 | 26.56% | 84.3283 | 0.098142 | 0.22703 | 0.31629 | 0.40556 | 0.53444 | 0
|  |  |  | 16 | 0.90364 | 1.285 | 0.38134 | 29.68% | 82.563 | 0.11833 | 0.27372 | 0.38134 | 0.48896 | 0.64435 | 0
|  |  |  | 17 | 0.94234 | 1.3603 | 0.41798 | 30.73% | 82.313 | 0.12969 | 0.30002 | 0.41798 | 0.53594 | 0.70627 | 0
|  |  |  | 18 | 1.0012 | 1.3906 | 0.38942 | 28% | 81.9826 | 0.12083 | 0.27952 | 0.38942 | 0.49933 | 0.65801 | 0
|  |  |  | 19 | 1.4723 | 1.4135 | -0.05871 | -4.153% | 81.9913 | 0 | 0 | 0 | 0 | 0
|  |  |  | 20 | 1.5299 | 1.3582 | -0.17173 | -12.64% | 78.7413 | 0 | 0 | 0 | 0 | 0
|  |  |  | 21 | 1.4666 | 1.3339 | -0.13267 | -9.946% | 75.1609 | 0 | 0 | 0 | 0 | 0
|  |  |  | 22 | 1.3083 | 1.203 | -0.10525 | -8.749% | 71.6696 | 0 | 0 | 0 | 0 | 0
|  |  |  | 23 | 1.0715 | 1.0017 | -0.069796 | -6.968% | 71.0565 | 0 | 0 | 0 | 0 | 0
|  |  |  | 24 | 0.84349 | 0.79578 | -0.047714 | -5.996% | 68.7913 | 0 | 0 | 0 | 0 | 0

## Lookup (hidden)
[5 empty] | 1 | 2 | 3 | 4 | 5 | 6 | 7 | 8 | 9 | 10
type | weatheryear | daytype2 | cycle | hour | concat | treatkw | cntrlkw | temp | p10 | p30 | p50 | p70 | p90 | premid | customertype | file
Average Per Ton | 1-in-10 | August Monthly System Peak Day | 100% Cycling | 1 | Average Per Ton1-in-10August Monthly System Peak Day100% Cycling1 | 0.1998 | 0.1998 | 71.0869 | 0 | 0 | 0 | 0 | 0 | 10695 | Residential | caiso
Average Per Premise | 1-in-10 | August Monthly System Peak Day | 100% Cycling | 1 | Average Per Premise1-in-10August Monthly System Peak Day100% Cycling1 | 0.89542 | 0.89542 | 71.0869 | 0 | 0 | 0 | 0 | 0 | 10695 | Residential | caiso
Average Per Device | 1-in-10 | August Monthly System Peak Day | 100% Cycling | 1 | Average Per Device1-in-10August Monthly System Peak Day100% Cycling1 | 0.72522 | 0.72522 | 71.0869 | 0 | 0 | 0 | 0 | 0 | 10695 | Residential | caiso
Aggregate | 1-in-10 | August Monthly System Peak Day | 100% Cycling | 1 | Aggregate1-in-10August Monthly System Peak Day100% Cycling1 | 9.5766 | 9.5766 | 71.0869 | 0 | 0 | 0 | 0 | 0 | 10695 | Residential | caiso
Average Per Ton | 1-in-10 | August Monthly System Peak Day | 50% Cycling | 1 | Average Per Ton1-in-10August Monthly System Peak Day50% Cycling1 | 0.2669 | 0.2669 | 70.909 | 0 | 0 | 0 | 0 | 0 | 12331 | Residential | caiso
Average Per Premise | 1-in-10 | August Monthly System Peak Day | 50% Cycling | 1 | Average Per Premise1-in-10August Monthly System Peak Day50% Cycling1 | 1.0956 | 1.0956 | 70.909 | 0 | 0 | 0 | 0 | 0 | 12331 | Residential | caiso
Average Per Device | 1-in-10 | August Monthly System Peak Day | 50% Cycling | 1 | Average Per Device1-in-10August Monthly System Peak Day50% Cycling1 | 0.93666 | 0.93666 | 70.909 | 0 | 0 | 0 | 0 | 0 | 12331 | Residential | caiso
Aggregate | 1-in-10 | August Monthly System Peak Day | 50% Cycling | 1 | Aggregate1-in-10August Monthly System Peak Day50% Cycling1 | 13.5095 | 13.5095 | 70.909 | 0 | 0 | 0 | 0 | 0 | 12331 | Residential | caiso
Average Per Ton | 1-in-10 | August Monthly System Peak Day | All | 1 | Average Per Ton1-in-10August Monthly System Peak DayAll1 | 0.23573 | 0.23573 | 70.9916 | 0 | 0 | 0 | 0 | 0 | 23026 | Residential | caiso
Average Per Premise | 1-in-10 | August Monthly System Peak Day | All | 1 | Average Per Premise1-in-10August Monthly System Peak DayAll1 | 1.0089 | 1.0089 | 70.9916 | 0 | 0 | 0 | 0 | 0 | 23026 | Residential | caiso
Average Per Device | 1-in-10 | August Monthly System Peak Day | All | 1 | Average Per Device1-in-10August Monthly System Peak DayAll1 | 0.84084 | 0.84084 | 70.9916 | 0 | 0 | 0 | 0 | 0 | 23026 | Residential | caiso
Aggregate | 1-in-10 | August Monthly System Peak Day | All | 1 | Aggregate1-in-10August Monthly System Peak DayAll1 | 23.2307 | 23.2307 | 70.9916 | 0 | 0 | 0 | 0 | 0 | 23026 | Residential | caiso
Average Per Ton | 1-in-10 | August Typical Event Day | 100% Cycling | 1 | Average Per Ton1-in-10August Typical Event Day100% Cycling1 | 0.19577 | 0.19577 | 70.2005 | 0 | 0 | 0 | 0 | 0 | 10695 | Residential | caiso
Average Per Premise | 1-in-10 | August Typical Event Day | 100% Cycling | 1 | Average Per Premise1-in-10August Typical Event Day100% Cycling1 | 0.87739 | 0.87739 | 70.2005 | 0 | 0 | 0 | 0 | 0 | 10695 | Residential | caiso
Average Per Device | 1-in-10 | August Typical Event Day | 100% Cycling | 1 | Average Per Device1-in-10August Typical Event Day100% Cycling1 | 0.71061 | 0.71061 | 70.2005 | 0 | 0 | 0 | 0 | 0 | 10695 | Residential | caiso
Aggregate | 1-in-10 | August Typical Event Day | 100% Cycling | 1 | Aggregate1-in-10August Typical Event Day100% Cycling1 | 9.3836 | 9.3836 | 70.2005 | 0 | 0 | 0 | 0 | 0 | 10695 | Residential | caiso
Average Per Ton | 1-in-10 | August Typical Event Day | 50% Cycling | 1 | Average Per Ton1-in-10August Typical Event Day50% Cycling1 | 0.26228 | 0.26228 | 69.9957 | 0 | 0 | 0 | 0 | 0 | 12331 | Residential | caiso
Average Per Premise | 1-in-10 | August Typical Event Day | 50% Cycling | 1 | Average Per Premise1-in-10August Typical Event Day50% Cycling1 | 1.0766 | 1.0766 | 69.9957 | 0 | 0 | 0 | 0 | 0 | 12331 | Residential | caiso
Average Per Device | 1-in-10 | August Typical Event Day | 50% Cycling | 1 | Average Per Device1-in-10August Typical Event Day50% Cycling1 | 0.92045 | 0.92045 | 69.9957 | 0 | 0 | 0 | 0 | 0 | 12331 | Residential | caiso
Aggregate | 1-in-10 | August Typical Event Day | 50% Cycling | 1 | Aggregate1-in-10August Typical Event Day50% Cycling1 | 13.2757 | 13.2757 | 69.9957 | 0 | 0 | 0 | 0 | 0 | 12331 | Residential | caiso
Average Per Ton | 1-in-10 | August Typical Event Day | All | 1 | Average Per Ton1-in-10August Typical Event DayAll1 | 0.23139 | 0.23139 | 70.0908 | 0 | 0 | 0 | 0 | 0 | 23026 | Residential | caiso
Average Per Premise | 1-in-10 | August Typical Event Day | All | 1 | Average Per Premise1-in-10August Typical Event DayAll1 | 0.9903 | 0.9903 | 70.0908 | 0 | 0 | 0 | 0 | 0 | 23026 | Residential | caiso
Average Per Device | 1-in-10 | August Typical Event Day | All | 1 | Average Per Device1-in-10August Typical Event DayAll1 | 0.82535 | 0.82535 | 70.0908 | 0 | 0 | 0 | 0 | 0 | 23026 | Residential | caiso
Aggregate | 1-in-10 | August Typical Event Day | All | 1 | Aggregate1-in-10August Typical Event DayAll1 | 22.8026 | 22.8027 | 70.0908 | 0 | 0 | 0 | 0 | 0 | 23026 | Residential | caiso
Average Per Ton | 1-in-10 | July Monthly System Peak Day | 100% Cycling | 1 | Average Per Ton1-in-10July Monthly System Peak Day100% Cycling1 | 0.17486 | 0.17486 | 69.8063 | 0 | 0 | 0 | 0 | 0 | 10695 | Residential | caiso
Average Per Premise | 1-in-10 | July Monthly System Peak Day | 100% Cycling | 1 | Average Per Premise1-in-10July Monthly System Peak Day100% Cycling1 | 0.78366 | 0.78366 | 69.8063 | 0 | 0 | 0 | 0 | 0 | 10695 | Residential | caiso
Average Per Device | 1-in-10 | July Monthly System Peak Day | 100% Cycling | 1 | Average Per Device1-in-10July Monthly System Peak Day100% Cycling1 | 0.6347 | 0.6347 | 69.8063 | 0 | 0 | 0 | 0 | 0 | 10695 | Residential | caiso
Aggregate | 1-in-10 | July Monthly System Peak Day | 100% Cycling | 1 | Aggregate1-in-10July Monthly System Peak Day100% Cycling1 | 8.3812 | 8.3812 | 69.8063 | 0 | 0 | 0 | 0 | 0 | 10695 | Residential | caiso
Average Per Ton | 1-in-10 | July Monthly System Peak Day | 50% Cycling | 1 | Average Per Ton1-in-10July Monthly System Peak Day50% Cycling1 | 0.23602 | 0.23602 | 69.6446 | 0 | 0 | 0 | 0 | 0 | 12331 | Residential | caiso
Average Per Premise | 1-in-10 | July Monthly System Peak Day | 50% Cycling | 1 | Average Per Premise1-in-10July Monthly System Peak Day50% Cycling1 | 0.9688 | 0.9688 | 69.6446 | 0 | 0 | 0 | 0 | 0 | 12331 | Residential | caiso
Average Per Device | 1-in-10 | July Monthly System Peak Day | 50% Cycling | 1 | Average Per Device1-in-10July Monthly System Peak Day50% Cycling1 | 0.82828 | 0.82828 | 69.6446 | 0 | 0 | 0 | 0 | 0 | 12331 | Residential | caiso
Aggregate | 1-in-10 | July Monthly System Peak Day | 50% Cycling | 1 | Aggregate1-in-10July Monthly System Peak Day50% Cycling1 | 11.9463 | 11.9463 | 69.6446 | 0 | 0 | 0 | 0 | 0 | 12331 | Residential | caiso
Average Per Ton | 1-in-10 | July Monthly System Peak Day | All | 1 | Average Per Ton1-in-10July Monthly System Peak DayAll1 | 0.20761 | 0.20761 | 69.7197 | 0 | 0 | 0 | 0 | 0 | 23026 | Residential | caiso
Average Per Premise | 1-in-10 | July Monthly System Peak Day | All | 1 | Average Per Premise1-in-10July Monthly System Peak DayAll1 | 0.88853 | 0.88853 | 69.7197 | 0 | 0 | 0 | 0 | 0 | 23026 | Residential | caiso
Average Per Device | 1-in-10 | July Monthly System Peak Day | All | 1 | Average Per Device1-in-10July Monthly System Peak DayAll1 | 0.74053 | 0.74053 | 69.7197 | 0 | 0 | 0 | 0 | 0 | 23026 | Residential | caiso
Aggregate | 1-in-10 | July Monthly System Peak Day | All | 1 | Aggregate1-in-10July Monthly System Peak DayAll1 | 20.4594 | 20.4594 | 69.7197 | 0 | 0 | 0 | 0 | 0 | 23026 | Residential | caiso
Average Per Ton | 1-in-10 | June Monthly System Peak Day | 100% Cycling | 1 | Average Per Ton1-in-10June Monthly System Peak Day100% Cycling1 | 0.16921 | 0.16921 | 66.2067 | 0 | 0 | 0 | 0 | 0 | 10695 | Residential | caiso
Average Per Premise | 1-in-10 | June Monthly System Peak Day | 100% Cycling | 1 | Average Per Premise1-in-10June Monthly System Peak Day100% Cycling1 | 0.75835 | 0.75835 | 66.2067 | 0 | 0 | 0 | 0 | 0 | 10695 | Residential | caiso
Average Per Device | 1-in-10 | June Monthly System Peak Day | 100% Cycling | 1 | Average Per Device1-in-10June Monthly System Peak Day100% Cycling1 | 0.6142 | 0.6142 | 66.2067 | 0 | 0 | 0 | 0 | 0 | 10695 | Residential | caiso
Aggregate | 1-in-10 | June Monthly System Peak Day | 100% Cycling | 1 | Aggregate1-in-10June Monthly System Peak Day100% Cycling1 | 8.1106 | 8.1106 | 66.2067 | 0 | 0 | 0 | 0 | 0 | 10695 | Residential | caiso
Average Per Ton | 1-in-10 | June Monthly System Peak Day | 50% Cycling | 1 | Average Per Ton1-in-10June Monthly System Peak Day50% Cycling1 | 0.229 | 0.229 | 65.9656 | 0 | 0 | 0 | 0 | 0 | 12331 | Residential | caiso
Average Per Premise | 1-in-10 | June Monthly System Peak Day | 50% Cycling | 1 | Average Per Premise1-in-10June Monthly System Peak Day50% Cycling1 | 0.94002 | 0.94002 | 65.9656 | 0 | 0 | 0 | 0 | 0 | 12331 | Residential | caiso
Average Per Device | 1-in-10 | June Monthly System Peak Day | 50% Cycling | 1 | Average Per Device1-in-10June Monthly System Peak Day50% Cycling1 | 0.80367 | 0.80367 | 65.9656 | 0 | 0 | 0 | 0 | 0 | 12331 | Residential | caiso
Aggregate | 1-in-10 | June Monthly System Peak Day | 50% Cycling | 1 | Aggregate1-in-10June Monthly System Peak Day50% Cycling1 | 11.5913 | 11.5913 | 65.9656 | 0 | 0 | 0 | 0 | 0 | 12331 | Residential | caiso
Average Per Ton | 1-in-10 | June Monthly System Peak Day | All | 1 | Average Per Ton1-in-10June Monthly System Peak DayAll1 | 0.20123 | 0.20123 | 66.0776 | 0 | 0 | 0 | 0 | 0 | 23026 | Residential | caiso
Average Per Premise | 1-in-10 | June Monthly System Peak Day | All | 1 | Average Per Premise1-in-10June Monthly System Peak DayAll1 | 0.86123 | 0.86123 | 66.0776 | 0 | 0 | 0 | 0 | 0 | 23026 | Residential | caiso
Average Per Device | 1-in-10 | June Monthly System Peak Day | All | 1 | Average Per Device1-in-10June Monthly System Peak DayAll1 | 0.71778 | 0.71778 | 66.0776 | 0 | 0 | 0 | 0 | 0 | 23026 | Residential | caiso
Aggregate | 1-in-10 | June Monthly System Peak Day | All | 1 | Aggregate1-in-10June Monthly System Peak DayAll1 | 19.8308 | 19.8308 | 66.0776 | 0 | 0 | 0 | 0 | 0 | 23026 | Residential | caiso
Average Per Ton | 1-in-10 | May Monthly System Peak Day | 100% Cycling | 1 | Average Per Ton1-in-10May Monthly System Peak Day100% Cycling1 | 0.17016 | 0.17016 | 63.6304 | 0 | 0 | 0 | 0 | 0 | 10695 | Residential | caiso
Average Per Premise | 1-in-10 | May Monthly System Peak Day | 100% Cycling | 1 | Average Per Premise1-in-10May Monthly System Peak Day100% Cycling1 | 0.76258 | 0.76258 | 63.6304 | 0 | 0 | 0 | 0 | 0 | 10695 | Residential | caiso
Average Per Device | 1-in-10 | May Monthly System Peak Day | 100% Cycling | 1 | Average Per Device1-in-10May Monthly System Peak Day100% Cycling1 | 0.61763 | 0.61763 | 63.6304 | 0 | 0 | 0 | 0 | 0 | 10695 | Residential | caiso
Aggregate | 1-in-10 | May Monthly System Peak Day | 100% Cycling | 1 | Aggregate1-in-10May Monthly System Peak Day100% Cycling1 | 8.1558 | 8.1558 | 63.6304 | 0 | 0 | 0 | 0 | 0 | 10695 | Residential | caiso
Average Per Ton | 1-in-10 | May Monthly System Peak Day | 50% Cycling | 1 | Average Per Ton1-in-10May Monthly System Peak Day50% Cycling1 | 0.23088 | 0.23088 | 63.0337 | 0 | 0 | 0 | 0 | 0 | 12331 | Residential | caiso
Average Per Premise | 1-in-10 | May Monthly System Peak Day | 50% Cycling | 1 | Average Per Premise1-in-10May Monthly System Peak Day50% Cycling1 | 0.94772 | 0.94772 | 63.0337 | 0 | 0 | 0 | 0 | 0 | 12331 | Residential | caiso
Average Per Device | 1-in-10 | May Monthly System Peak Day | 50% Cycling | 1 | Average Per Device1-in-10May Monthly System Peak Day50% Cycling1 | 0.81025 | 0.81025 | 63.0337 | 0 | 0 | 0 | 0 | 0 | 12331 | Residential | caiso
Aggregate | 1-in-10 | May Monthly System Peak Day | 50% Cycling | 1 | Aggregate1-in-10May Monthly System Peak Day50% Cycling1 | 11.6863 | 11.6863 | 63.0337 | 0 | 0 | 0 | 0 | 0 | 12331 | Residential | caiso
Average Per Ton | 1-in-10 | May Monthly System Peak Day | All | 1 | Average Per Ton1-in-10May Monthly System Peak DayAll1 | 0.20267 | 0.20267 | 63.3109 | 0 | 0 | 0 | 0 | 0 | 23026 | Residential | caiso
Average Per Premise | 1-in-10 | May Monthly System Peak Day | All | 1 | Average Per Premise1-in-10May Monthly System Peak DayAll1 | 0.86741 | 0.86741 | 63.3109 | 0 | 0 | 0 | 0 | 0 | 23026 | Residential | caiso
Average Per Device | 1-in-10 | May Monthly System Peak Day | All | 1 | Average Per Device1-in-10May Monthly System Peak DayAll1 | 0.72292 | 0.72292 | 63.3109 | 0 | 0 | 0 | 0 | 0 | 23026 | Residential | caiso
Aggregate | 1-in-10 | May Monthly System Peak Day | All | 1 | Aggregate1-in-10May Monthly System Peak DayAll1 | 19.973 | 19.973 | 63.3109 | 0 | 0 | 0 | 0 | 0 | 23026 | Residential | caiso
Average Per Ton | 1-in-10 | October Monthly System Peak Day | 100% Cycling | 1 | Average Per Ton1-in-10October Monthly System Peak Day100% Cycling1 | 0.18169 | 0.18169 | 70.5686 | 0 | 0 | 0 | 0 | 0 | 10695 | Residential | caiso
Average Per Premise | 1-in-10 | October Monthly System Peak Day | 100% Cycling | 1 | Average Per Premise1-in-10October Monthly System Peak Day100% Cycling1 | 0.81429 | 0.81429 | 70.5686 | 0 | 0 | 0 | 0 | 0 | 10695 | Residential | caiso
Average Per Device | 1-in-10 | October Monthly System Peak Day | 100% Cycling | 1 | Average Per Device1-in-10October Monthly System Peak Day100% Cycling1 | 0.65951 | 0.65951 | 70.5686 | 0 | 0 | 0 | 0 | 0 | 10695 | Residential | caiso
Aggregate | 1-in-10 | October Monthly System Peak Day | 100% Cycling | 1 | Aggregate1-in-10October Monthly System Peak Day100% Cycling1 | 8.7088 | 8.7088 | 70.5686 | 0 | 0 | 0 | 0 | 0 | 10695 | Residential | caiso
Average Per Ton | 1-in-10 | October Monthly System Peak Day | 50% Cycling | 1 | Average Per Ton1-in-10October Monthly System Peak Day50% Cycling1 | 0.24349 | 0.24349 | 70.2684 | 0 | 0 | 0 | 0 | 0 | 12331 | Residential | caiso
Average Per Premise | 1-in-10 | October Monthly System Peak Day | 50% Cycling | 1 | Average Per Premise1-in-10October Monthly System Peak Day50% Cycling1 | 0.99947 | 0.99947 | 70.2684 | 0 | 0 | 0 | 0 | 0 | 12331 | Residential | caiso
Average Per Device | 1-in-10 | October Monthly System Peak Day | 50% Cycling | 1 | Average Per Device1-in-10October Monthly System Peak Day50% Cycling1 | 0.8545 | 0.8545 | 70.2684 | 0 | 0 | 0 | 0 | 0 | 12331 | Residential | caiso
Aggregate | 1-in-10 | October Monthly System Peak Day | 50% Cycling | 1 | Aggregate1-in-10October Monthly System Peak Day50% Cycling1 | 12.3244 | 12.3244 | 70.2684 | 0 | 0 | 0 | 0 | 0 | 12331 | Residential | caiso
Average Per Ton | 1-in-10 | October Monthly System Peak Day | All | 1 | Average Per Ton1-in-10October Monthly System Peak DayAll1 | 0.21478 | 0.21478 | 70.4079 | 0 | 0 | 0 | 0 | 0 | 23026 | Residential | caiso
Average Per Premise | 1-in-10 | October Monthly System Peak Day | All | 1 | Average Per Premise1-in-10October Monthly System Peak DayAll1 | 0.91924 | 0.91924 | 70.4079 | 0 | 0 | 0 | 0 | 0 | 23026 | Residential | caiso
Average Per Device | 1-in-10 | October Monthly System Peak Day | All | 1 | Average Per Device1-in-10October Monthly System Peak DayAll1 | 0.76612 | 0.76612 | 70.4079 | 0 | 0 | 0 | 0 | 0 | 23026 | Residential | caiso
Aggregate | 1-in-10 | October Monthly System Peak Day | All | 1 | Aggregate1-in-10October Monthly System Peak DayAll1 | 21.1664 | 21.1665 | 70.4079 | 0 | 0 | 0 | 0 | 0 | 23026 | Residential | caiso
Average Per Ton | 1-in-10 | September Monthly System Peak Day | 100% Cycling | 1 | Average Per Ton1-in-10September Monthly System Peak Day100% Cycling1 | 0.23922 | 0.23922 | 73.7022 | 0 | 0 | 0 | 0 | 0 | 10695 | Residential | caiso
Average Per Premise | 1-in-10 | September Monthly System Peak Day | 100% Cycling | 1 | Average Per Premise1-in-10September Monthly System Peak Day100% Cycling1 | 1.0721 | 1.0721 | 73.7022 | 0 | 0 | 0 | 0 | 0 | 10695 | Residential | caiso
Average Per Device | 1-in-10 | September Monthly System Peak Day | 100% Cycling | 1 | Average Per Device1-in-10September Monthly System Peak Day100% Cycling1 | 0.86832 | 0.86832 | 73.7022 | 0 | 0 | 0 | 0 | 0 | 10695 | Residential | caiso
Aggregate | 1-in-10 | September Monthly System Peak Day | 100% Cycling | 1 | Aggregate1-in-10September Monthly System Peak Day100% Cycling1 | 11.4662 | 11.4662 | 73.7022 | 0 | 0 | 0 | 0 | 0 | 10695 | Residential | caiso
Average Per Ton | 1-in-10 | September Monthly System Peak Day | 50% Cycling | 1 | Average Per Ton1-in-10September Monthly System Peak Day50% Cycling1 | 0.3172 | 0.3172 | 73.4635 | 0 | 0 | 0 | 0 | 0 | 12331 | Residential | caiso
Average Per Premise | 1-in-10 | September Monthly System Peak Day | 50% Cycling | 1 | Average Per Premise1-in-10September Monthly System Peak Day50% Cycling1 | 1.302 | 1.302 | 73.4635 | 0 | 0 | 0 | 0 | 0 | 12331 | Residential | caiso
Average Per Device | 1-in-10 | September Monthly System Peak Day | 50% Cycling | 1 | Average Per Device1-in-10September Monthly System Peak Day50% Cycling1 | 1.1132 | 1.1132 | 73.4635 | 0 | 0 | 0 | 0 | 0 | 12331 | Residential | caiso
Aggregate | 1-in-10 | September Monthly System Peak Day | 50% Cycling | 1 | Aggregate1-in-10September Monthly System Peak Day50% Cycling1 | 16.0554 | 16.0554 | 73.4635 | 0 | 0 | 0 | 0 | 0 | 12331 | Residential | caiso
Average Per Ton | 1-in-10 | September Monthly System Peak Day | All | 1 | Average Per Ton1-in-10September Monthly System Peak DayAll1 | 0.28098 | 0.28098 | 73.5743 | 0 | 0 | 0 | 0 | 0 | 23026 | Residential | caiso
Average Per Premise | 1-in-10 | September Monthly System Peak Day | All | 1 | Average Per Premise1-in-10September Monthly System Peak DayAll1 | 1.2025 | 1.2025 | 73.5743 | 0 | 0 | 0 | 0 | 0 | 23026 | Residential | caiso
Average Per Device | 1-in-10 | September Monthly System Peak Day | All | 1 | Average Per Device1-in-10September Monthly System Peak DayAll1 | 1.0022 | 1.0022 | 73.5743 | 0 | 0 | 0 | 0 | 0 | 23026 | Residential | caiso
Aggregate | 1-in-10 | September Monthly System Peak Day | All | 1 | Aggregate1-in-10September Monthly System Peak DayAll1 | 27.6897 | 27.6897 | 73.5743 | 0 | 0 | 0 | 0 | 0 | 23026 | Residential | caiso
Average Per Ton | 1-in-10 | August Monthly System Peak Day | 100% Cycling | 2 | Average Per Ton1-in-10August Monthly System Peak Day100% Cycling2 | 0.17241 | 0.17241 | 71.0925 | 0 | 0 | 0 | 0 | 0 | 10695 | Residential | caiso
Average Per Premise | 1-in-10 | August Monthly System Peak Day | 100% Cycling | 2 | Average Per Premise1-in-10August Monthly System Peak Day100% Cycling2 | 0.7727 | 0.7727 | 71.0925 | 0 | 0 | 0 | 0 | 0 | 10695 | Residential | caiso
Average Per Device | 1-in-10 | August Monthly System Peak Day | 100% Cycling | 2 | Average Per Device1-in-10August Monthly System Peak Day100% Cycling2 | 0.62583 | 0.62583 | 71.0925 | 0 | 0 | 0 | 0 | 0 | 10695 | Residential | caiso
Aggregate | 1-in-10 | August Monthly System Peak Day | 100% Cycling | 2 | Aggregate1-in-10August Monthly System Peak Day100% Cycling2 | 8.264 | 8.264 | 71.0925 | 0 | 0 | 0 | 0 | 0 | 10695 | Residential | caiso
Average Per Ton | 1-in-10 | August Monthly System Peak Day | 50% Cycling | 2 | Average Per Ton1-in-10August Monthly System Peak Day50% Cycling2 | 0.23145 | 0.23145 | 70.9117 | 0 | 0 | 0 | 0 | 0 | 12331 | Residential | caiso
Average Per Premise | 1-in-10 | August Monthly System Peak Day | 50% Cycling | 2 | Average Per Premise1-in-10August Monthly System Peak Day50% Cycling2 | 0.95006 | 0.95006 | 70.9117 | 0 | 0 | 0 | 0 | 0 | 12331 | Residential | caiso
Average Per Device | 1-in-10 | August Monthly System Peak Day | 50% Cycling | 2 | Average Per Device1-in-10August Monthly System Peak Day50% Cycling2 | 0.81226 | 0.81226 | 70.9117 | 0 | 0 | 0 | 0 | 0 | 12331 | Residential | caiso
Aggregate | 1-in-10 | August Monthly System Peak Day | 50% Cycling | 2 | Aggregate1-in-10August Monthly System Peak Day50% Cycling2 | 11.7152 | 11.7152 | 70.9117 | 0 | 0 | 0 | 0 | 0 | 12331 | Residential | caiso
Average Per Ton | 1-in-10 | August Monthly System Peak Day | All | 2 | Average Per Ton1-in-10August Monthly System Peak DayAll2 | 0.20403 | 0.20403 | 70.9957 | 0 | 0 | 0 | 0 | 0 | 23026 | Residential | caiso
Average Per Premise | 1-in-10 | August Monthly System Peak Day | All | 2 | Average Per Premise1-in-10August Monthly System Peak DayAll2 | 0.87321 | 0.87321 | 70.9957 | 0 | 0 | 0 | 0 | 0 | 23026 | Residential | caiso
Average Per Device | 1-in-10 | August Monthly System Peak Day | All | 2 | Average Per Device1-in-10August Monthly System Peak DayAll2 | 0.72776 | 0.72776 | 70.9957 | 0 | 0 | 0 | 0 | 0 | 23026 | Residential | caiso
Aggregate | 1-in-10 | August Monthly System Peak Day | All | 2 | Aggregate1-in-10August Monthly System Peak DayAll2 | 20.1065 | 20.1065 | 70.9957 | 0 | 0 | 0 | 0 | 0 | 1963-01-15 | Residential | caiso
Average Per Ton | 1-in-10 | August Typical Event Day | 100% Cycling | 2 | Average Per Ton1-in-10August Typical Event Day100% Cycling2 | 0.16894 | 0.16894 | 69.6152 | 0 | 0 | 0 | 0 | 0 | 1929-04-12 | Residential | caiso
Average Per Premise | 1-in-10 | August Typical Event Day | 100% Cycling | 2 | Average Per Premise1-in-10August Typical Event Day100% Cycling2 | 0.75713 | 0.75713 | 69.6152 | 0 | 0 | 0 | 0 | 0 | 1929-04-12 | Residential | caiso
Average Per Device | 1-in-10 | August Typical Event Day | 100% Cycling | 2 | Average Per Device1-in-10August Typical Event Day100% Cycling2 | 0.61322 | 0.61322 | 69.6152 | 0 | 0 | 0 | 0 | 0 | 1929-04-12 | Residential | caiso
Aggregate | 1-in-10 | August Typical Event Day | 100% Cycling | 2 | Aggregate1-in-10August Typical Event Day100% Cycling2 | 8.0975 | 8.0975 | 69.6152 | 0 | 0 | 0 | 0 | 0 | 1929-04-12 | Residential | caiso
Average Per Ton | 1-in-10 | August Typical Event Day | 50% Cycling | 2 | Average Per Ton1-in-10August Typical Event Day50% Cycling2 | 0.22745 | 0.22745 | 69.4554 | 0 | 0 | 0 | 0 | 0 | 1933-10-04 | Residential | caiso
Average Per Premise | 1-in-10 | August Typical Event Day | 50% Cycling | 2 | Average Per Premise1-in-10August Typical Event Day50% Cycling2 | 0.93362 | 0.93362 | 69.4554 | 0 | 0 | 0 | 0 | 0 | 1933-10-04 | Residential | caiso
Average Per Device | 1-in-10 | August Typical Event Day | 50% Cycling | 2 | Average Per Device1-in-10August Typical Event Day50% Cycling2 | 0.7982 | 0.7982 | 69.4554 | 0 | 0 | 0 | 0 | 0 | 1933-10-04 | Residential | caiso
Aggregate | 1-in-10 | August Typical Event Day | 50% Cycling | 2 | Aggregate1-in-10August Typical Event Day50% Cycling2 | 11.5124 | 11.5124 | 69.4554 | 0 | 0 | 0 | 0 | 0 | 1933-10-04 | Residential | caiso
Average Per Ton | 1-in-10 | August Typical Event Day | All | 2 | Average Per Ton1-in-10August Typical Event DayAll2 | 0.20027 | 0.20027 | 69.5296 | 0 | 0 | 0 | 0 | 0 | 1963-01-15 | Residential | caiso
Average Per Premise | 1-in-10 | August Typical Event Day | All | 2 | Average Per Premise1-in-10August Typical Event DayAll2 | 0.85712 | 0.85712 | 69.5296 | 0 | 0 | 0 | 0 | 0 | 1963-01-15 | Residential | caiso
Average Per Device | 1-in-10 | August Typical Event Day | All | 2 | Average Per Device1-in-10August Typical Event DayAll2 | 0.71435 | 0.71435 | 69.5296 | 0 | 0 | 0 | 0 | 0 | 1963-01-15 | Residential | caiso
Aggregate | 1-in-10 | August Typical Event Day | All | 2 | Aggregate1-in-10August Typical Event DayAll2 | 19.7361 | 19.7361 | 69.5296 | 0 | 0 | 0 | 0 | 0 | 1963-01-15 | Residential | caiso
Average Per Ton | 1-in-10 | July Monthly System Peak Day | 100% Cycling | 2 | Average Per Ton1-in-10July Monthly System Peak Day100% Cycling2 | 0.15089 | 0.15089 | 69.1899 | 0 | 0 | 0 | 0 | 0 | 1929-04-12 | Residential | caiso
Average Per Premise | 1-in-10 | July Monthly System Peak Day | 100% Cycling | 2 | Average Per Premise1-in-10July Monthly System Peak Day100% Cycling2 | 0.67625 | 0.67625 | 69.1899 | 0 | 0 | 0 | 0 | 0 | 1929-04-12 | Residential | caiso
Average Per Device | 1-in-10 | July Monthly System Peak Day | 100% Cycling | 2 | Average Per Device1-in-10July Monthly System Peak Day100% Cycling2 | 0.54771 | 0.54771 | 69.1899 | 0 | 0 | 0 | 0 | 0 | 1929-04-12 | Residential | caiso
Aggregate | 1-in-10 | July Monthly System Peak Day | 100% Cycling | 2 | Aggregate1-in-10July Monthly System Peak Day100% Cycling2 | 7.2325 | 7.2325 | 69.1899 | 0 | 0 | 0 | 0 | 0 | 1929-04-12 | Residential | caiso
Average Per Ton | 1-in-10 | July Monthly System Peak Day | 50% Cycling | 2 | Average Per Ton1-in-10July Monthly System Peak Day50% Cycling2 | 0.20467 | 0.20467 | 69.0897 | 0 | 0 | 0 | 0 | 0 | 1933-10-04 | Residential | caiso
Average Per Premise | 1-in-10 | July Monthly System Peak Day | 50% Cycling | 2 | Average Per Premise1-in-10July Monthly System Peak Day50% Cycling2 | 0.84013 | 0.84013 | 69.0897 | 0 | 0 | 0 | 0 | 0 | 1933-10-04 | Residential | caiso
Average Per Device | 1-in-10 | July Monthly System Peak Day | 50% Cycling | 2 | Average Per Device1-in-10July Monthly System Peak Day50% Cycling2 | 0.71827 | 0.71827 | 69.0897 | 0 | 0 | 0 | 0 | 0 | 1933-10-04 | Residential | caiso
Aggregate | 1-in-10 | July Monthly System Peak Day | 50% Cycling | 2 | Aggregate1-in-10July Monthly System Peak Day50% Cycling2 | 10.3597 | 10.3597 | 69.0897 | 0 | 0 | 0 | 0 | 0 | 1933-10-04 | Residential | caiso
Average Per Ton | 1-in-10 | July Monthly System Peak Day | All | 2 | Average Per Ton1-in-10July Monthly System Peak DayAll2 | 0.17969 | 0.17969 | 69.1362 | 0 | 0 | 0 | 0 | 0 | 1963-01-15 | Residential | caiso
Average Per Premise | 1-in-10 | July Monthly System Peak Day | All | 2 | Average Per Premise1-in-10July Monthly System Peak DayAll2 | 0.76905 | 0.76905 | 69.1362 | 0 | 0 | 0 | 0 | 0 | 1963-01-15 | Residential | caiso
Average Per Device | 1-in-10 | July Monthly System Peak Day | All | 2 | Average Per Device1-in-10July Monthly System Peak DayAll2 | 0.64095 | 0.64095 | 69.1362 | 0 | 0 | 0 | 0 | 0 | 1963-01-15 | Residential | caiso
Aggregate | 1-in-10 | July Monthly System Peak Day | All | 2 | Aggregate1-in-10July Monthly System Peak DayAll2 | 17.7081 | 17.7081 | 69.1362 | 0 | 0 | 0 | 0 | 0 | 1963-01-15 | Residential | caiso
Average Per Ton | 1-in-10 | June Monthly System Peak Day | 100% Cycling | 2 | Average Per Ton1-in-10June Monthly System Peak Day100% Cycling2 | 0.14602 | 0.14602 | 64.7587 | 0 | 0 | 0 | 0 | 0 | 1929-04-12 | Residential | caiso
Average Per Premise | 1-in-10 | June Monthly System Peak Day | 100% Cycling | 2 | Average Per Premise1-in-10June Monthly System Peak Day100% Cycling2 | 0.65441 | 0.65441 | 64.7587 | 0 | 0 | 0 | 0 | 0 | 1929-04-12 | Residential | caiso
Average Per Device | 1-in-10 | June Monthly System Peak Day | 100% Cycling | 2 | Average Per Device1-in-10June Monthly System Peak Day100% Cycling2 | 0.53002 | 0.53002 | 64.7587 | 0 | 0 | 0 | 0 | 0 | 1929-04-12 | Residential | caiso
Aggregate | 1-in-10 | June Monthly System Peak Day | 100% Cycling | 2 | Aggregate1-in-10June Monthly System Peak Day100% Cycling2 | 6.999 | 6.999 | 64.7587 | 0 | 0 | 0 | 0 | 0 | 1929-04-12 | Residential | caiso
Average Per Ton | 1-in-10 | June Monthly System Peak Day | 50% Cycling | 2 | Average Per Ton1-in-10June Monthly System Peak Day50% Cycling2 | 0.19859 | 0.19859 | 64.4901 | 0 | 0 | 0 | 0 | 0 | 1933-10-04 | Residential | caiso
Average Per Premise | 1-in-10 | June Monthly System Peak Day | 50% Cycling | 2 | Average Per Premise1-in-10June Monthly System Peak Day50% Cycling2 | 0.81517 | 0.81517 | 64.4901 | 0 | 0 | 0 | 0 | 0 | 1933-10-04 | Residential | caiso
Average Per Device | 1-in-10 | June Monthly System Peak Day | 50% Cycling | 2 | Average Per Device1-in-10June Monthly System Peak Day50% Cycling2 | 0.69693 | 0.69693 | 64.4901 | 0 | 0 | 0 | 0 | 0 | 1933-10-04 | Residential | caiso
Aggregate | 1-in-10 | June Monthly System Peak Day | 50% Cycling | 2 | Aggregate1-in-10June Monthly System Peak Day50% Cycling2 | 10.0518 | 10.0518 | 64.4901 | 0 | 0 | 0 | 0 | 0 | 1933-10-04 | Residential | caiso
Average Per Ton | 1-in-10 | June Monthly System Peak Day | All | 2 | Average Per Ton1-in-10June Monthly System Peak DayAll2 | 0.17417 | 0.17417 | 64.6149 | 0 | 0 | 0 | 0 | 0 | 1963-01-15 | Residential | caiso
Average Per Premise | 1-in-10 | June Monthly System Peak Day | All | 2 | Average Per Premise1-in-10June Monthly System Peak DayAll2 | 0.74542 | 0.74542 | 64.6149 | 0 | 0 | 0 | 0 | 0 | 1963-01-15 | Residential | caiso
Average Per Device | 1-in-10 | June Monthly System Peak Day | All | 2 | Average Per Device1-in-10June Monthly System Peak DayAll2 | 0.62126 | 0.62126 | 64.6149 | 0 | 0 | 0 | 0 | 0 | 1963-01-15 | Residential | caiso
Aggregate | 1-in-10 | June Monthly System Peak Day | All | 2 | Aggregate1-in-10June Monthly System Peak DayAll2 | 17.1641 | 17.1641 | 64.6149 | 0 | 0 | 0 | 0 | 0 | 1963-01-15 | Residential | caiso
Average Per Ton | 1-in-10 | May Monthly System Peak Day | 100% Cycling | 2 | Average Per Ton1-in-10May Monthly System Peak Day100% Cycling2 | 0.14684 | 0.14684 | 63.9043 | 0 | 0 | 0 | 0 | 0 | 1929-04-12 | Residential | caiso
Average Per Premise | 1-in-10 | May Monthly System Peak Day | 100% Cycling | 2 | Average Per Premise1-in-10May Monthly System Peak Day100% Cycling2 | 0.65806 | 0.65806 | 63.9043 | 0 | 0 | 0 | 0 | 0 | 1929-04-12 | Residential | caiso
Average Per Device | 1-in-10 | May Monthly System Peak Day | 100% Cycling | 2 | Average Per Device1-in-10May Monthly System Peak Day100% Cycling2 | 0.53298 | 0.53298 | 63.9043 | 0 | 0 | 0 | 0 | 0 | 1929-04-12 | Residential | caiso
Aggregate | 1-in-10 | May Monthly System Peak Day | 100% Cycling | 2 | Aggregate1-in-10May Monthly System Peak Day100% Cycling2 | 7.038 | 7.038 | 63.9043 | 0 | 0 | 0 | 0 | 0 | 1929-04-12 | Residential | caiso
Average Per Ton | 1-in-10 | May Monthly System Peak Day | 50% Cycling | 2 | Average Per Ton1-in-10May Monthly System Peak Day50% Cycling2 | 0.20022 | 0.20022 | 63.4269 | 0 | 0 | 0 | 0 | 0 | 1933-10-04 | Residential | caiso
Average Per Premise | 1-in-10 | May Monthly System Peak Day | 50% Cycling | 2 | Average Per Premise1-in-10May Monthly System Peak Day50% Cycling2 | 0.82185 | 0.82185 | 63.4269 | 0 | 0 | 0 | 0 | 0 | 1933-10-04 | Residential | caiso
Average Per Device | 1-in-10 | May Monthly System Peak Day | 50% Cycling | 2 | Average Per Device1-in-10May Monthly System Peak Day50% Cycling2 | 0.70264 | 0.70264 | 63.4269 | 0 | 0 | 0 | 0 | 0 | 1933-10-04 | Residential | caiso
Aggregate | 1-in-10 | May Monthly System Peak Day | 50% Cycling | 2 | Aggregate1-in-10May Monthly System Peak Day50% Cycling2 | 10.1342 | 10.1342 | 63.4269 | 0 | 0 | 0 | 0 | 0 | 1933-10-04 | Residential | caiso
Average Per Ton | 1-in-10 | May Monthly System Peak Day | All | 2 | Average Per Ton1-in-10May Monthly System Peak DayAll2 | 0.17542 | 0.17542 | 63.6487 | 0 | 0 | 0 | 0 | 0 | 1963-01-15 | Residential | caiso
Average Per Premise | 1-in-10 | May Monthly System Peak Day | All | 2 | Average Per Premise1-in-10May Monthly System Peak DayAll2 | 0.75077 | 0.75077 | 63.6487 | 0 | 0 | 0 | 0 | 0 | 1963-01-15 | Residential | caiso
Average Per Device | 1-in-10 | May Monthly System Peak Day | All | 2 | Average Per Device1-in-10May Monthly System Peak DayAll2 | 0.62571 | 0.62571 | 63.6487 | 0 | 0 | 0 | 0 | 0 | 1963-01-15 | Residential | caiso
Aggregate | 1-in-10 | May Monthly System Peak Day | All | 2 | Aggregate1-in-10May Monthly System Peak DayAll2 | 17.2872 | 17.2872 | 63.6487 | 0 | 0 | 0 | 0 | 0 | 1963-01-15 | Residential | caiso
Average Per Ton | 1-in-10 | October Monthly System Peak Day | 100% Cycling | 2 | Average Per Ton1-in-10October Monthly System Peak Day100% Cycling2 | 0.15679 | 0.15679 | 68.9882 | 0 | 0 | 0 | 0 | 0 | 1929-04-12 | Residential | caiso
Average Per Premise | 1-in-10 | October Monthly System Peak Day | 100% Cycling | 2 | Average Per Premise1-in-10October Monthly System Peak Day100% Cycling2 | 0.70269 | 0.70269 | 68.9882 | 0 | 0 | 0 | 0 | 0 | 1929-04-12 | Residential | caiso
Average Per Device | 1-in-10 | October Monthly System Peak Day | 100% Cycling | 2 | Average Per Device1-in-10October Monthly System Peak Day100% Cycling2 | 0.56912 | 0.56912 | 68.9882 | 0 | 0 | 0 | 0 | 0 | 1929-04-12 | Residential | caiso
Aggregate | 1-in-10 | October Monthly System Peak Day | 100% Cycling | 2 | Aggregate1-in-10October Monthly System Peak Day100% Cycling2 | 7.5152 | 7.5152 | 68.9882 | 0 | 0 | 0 | 0 | 0 | 1929-04-12 | Residential | caiso
Average Per Ton | 1-in-10 | October Monthly System Peak Day | 50% Cycling | 2 | Average Per Ton1-in-10October Monthly System Peak Day50% Cycling2 | 0.21115 | 0.21115 | 68.5985 | 0 | 0 | 0 | 0 | 0 | 1933-10-04 | Residential | caiso
Average Per Premise | 1-in-10 | October Monthly System Peak Day | 50% Cycling | 2 | Average Per Premise1-in-10October Monthly System Peak Day50% Cycling2 | 0.86672 | 0.86672 | 68.5985 | 0 | 0 | 0 | 0 | 0 | 1933-10-04 | Residential | caiso
Average Per Device | 1-in-10 | October Monthly System Peak Day | 50% Cycling | 2 | Average Per Device1-in-10October Monthly System Peak Day50% Cycling2 | 0.74101 | 0.74101 | 68.5985 | 0 | 0 | 0 | 0 | 0 | 1933-10-04 | Residential | caiso
Aggregate | 1-in-10 | October Monthly System Peak Day | 50% Cycling | 2 | Aggregate1-in-10October Monthly System Peak Day50% Cycling2 | 10.6875 | 10.6875 | 68.5985 | 0 | 0 | 0 | 0 | 0 | 1933-10-04 | Residential | caiso
Average Per Ton | 1-in-10 | October Monthly System Peak Day | All | 2 | Average Per Ton1-in-10October Monthly System Peak DayAll2 | 0.1859 | 0.1859 | 68.7795 | 0 | 0 | 0 | 0 | 0 | 1963-01-15 | Residential | caiso
Average Per Premise | 1-in-10 | October Monthly System Peak Day | All | 2 | Average Per Premise1-in-10October Monthly System Peak DayAll2 | 0.79562 | 0.79562 | 68.7795 | 0 | 0 | 0 | 0 | 0 | 1963-01-15 | Residential | caiso
Average Per Device | 1-in-10 | October Monthly System Peak Day | All | 2 | Average Per Device1-in-10October Monthly System Peak DayAll2 | 0.66309 | 0.66309 | 68.7795 | 0 | 0 | 0 | 0 | 0 | 1963-01-15 | Residential | caiso
Aggregate | 1-in-10 | October Monthly System Peak Day | All | 2 | Aggregate1-in-10October Monthly System Peak DayAll2 | 18.3199 | 18.3199 | 68.7795 | 0 | 0 | 0 | 0 | 0 | 1963-01-15 | Residential | caiso
Average Per Ton | 1-in-10 | September Monthly System Peak Day | 100% Cycling | 2 | Average Per Ton1-in-10September Monthly System Peak Day100% Cycling2 | 0.20644 | 0.20644 | 73.4196 | 0 | 0 | 0 | 0 | 0 | 1929-04-12 | Residential | caiso
Average Per Premise | 1-in-10 | September Monthly System Peak Day | 100% Cycling | 2 | Average Per Premise1-in-10September Monthly System Peak Day100% Cycling2 | 0.92517 | 0.92517 | 73.4196 | 0 | 0 | 0 | 0 | 0 | 1929-04-12 | Residential | caiso
Average Per Device | 1-in-10 | September Monthly System Peak Day | 100% Cycling | 2 | Average Per Device1-in-10September Monthly System Peak Day100% Cycling2 | 0.74931 | 0.74931 | 73.4196 | 0 | 0 | 0 | 0 | 0 | 1929-04-12 | Residential | caiso
Aggregate | 1-in-10 | September Monthly System Peak Day | 100% Cycling | 2 | Aggregate1-in-10September Monthly System Peak Day100% Cycling2 | 9.8947 | 9.8947 | 73.4196 | 0 | 0 | 0 | 0 | 0 | 1929-04-12 | Residential | caiso
Average Per Ton | 1-in-10 | September Monthly System Peak Day | 50% Cycling | 2 | Average Per Ton1-in-10September Monthly System Peak Day50% Cycling2 | 0.27507 | 0.27507 | 73.33 | 0 | 0 | 0 | 0 | 0 | 1933-10-04 | Residential | caiso
Average Per Premise | 1-in-10 | September Monthly System Peak Day | 50% Cycling | 2 | Average Per Premise1-in-10September Monthly System Peak Day50% Cycling2 | 1.1291 | 1.1291 | 73.33 | 0 | 0 | 0 | 0 | 0 | 1933-10-04 | Residential | caiso
Average Per Device | 1-in-10 | September Monthly System Peak Day | 50% Cycling | 2 | Average Per Device1-in-10September Monthly System Peak Day50% Cycling2 | 0.96534 | 0.96534 | 73.33 | 0 | 0 | 0 | 0 | 0 | 1933-10-04 | Residential | caiso
Aggregate | 1-in-10 | September Monthly System Peak Day | 50% Cycling | 2 | Aggregate1-in-10September Monthly System Peak Day50% Cycling2 | 13.923 | 13.923 | 73.33 | 0 | 0 | 0 | 0 | 0 | 1933-10-04 | Residential | caiso
Average Per Ton | 1-in-10 | September Monthly System Peak Day | All | 2 | Average Per Ton1-in-10September Monthly System Peak DayAll2 | 0.24319 | 0.24319 | 73.3716 | 0 | 0 | 0 | 0 | 0 | 1963-01-15 | Residential | caiso
Average Per Premise | 1-in-10 | September Monthly System Peak Day | All | 2 | Average Per Premise1-in-10September Monthly System Peak DayAll2 | 1.0408 | 1.0408 | 73.3716 | 0 | 0 | 0 | 0 | 0 | 1963-01-15 | Residential | caiso
Average Per Device | 1-in-10 | September Monthly System Peak Day | All | 2 | Average Per Device1-in-10September Monthly System Peak DayAll2 | 0.86744 | 0.86744 | 73.3716 | 0 | 0 | 0 | 0 | 0 | 1963-01-15 | Residential | caiso
Aggregate | 1-in-10 | September Monthly System Peak Day | All | 2 | Aggregate1-in-10September Monthly System Peak DayAll2 | 23.9657 | 23.9657 | 73.3716 | 0 | 0 | 0 | 0 | 0 | 1963-01-15 | Residential | caiso
Average Per Ton | 1-in-10 | August Monthly System Peak Day | 100% Cycling | 3 | Average Per Ton1-in-10August Monthly System Peak Day100% Cycling3 | 0.15987 | 0.15987 | 70.399 | 0 | 0 | 0 | 0 | 0 | 1929-04-12 | Residential | caiso
Average Per Premise | 1-in-10 | August Monthly System Peak Day | 100% Cycling | 3 | Average Per Premise1-in-10August Monthly System Peak Day100% Cycling3 | 0.71647 | 0.71647 | 70.399 | 0 | 0 | 0 | 0 | 0 | 1929-04-12 | Residential | caiso
Average Per Device | 1-in-10 | August Monthly System Peak Day | 100% Cycling | 3 | Average Per Device1-in-10August Monthly System Peak Day100% Cycling3 | 0.58028 | 0.58028 | 70.399 | 0 | 0 | 0 | 0 | 0 | 1929-04-12 | Residential | caiso
Aggregate | 1-in-10 | August Monthly System Peak Day | 100% Cycling | 3 | Aggregate1-in-10August Monthly System Peak Day100% Cycling3 | 7.6626 | 7.6626 | 70.399 | 0 | 0 | 0 | 0 | 0 | 1929-04-12 | Residential | caiso
Average Per Ton | 1-in-10 | August Monthly System Peak Day | 50% Cycling | 3 | Average Per Ton1-in-10August Monthly System Peak Day50% Cycling3 | 0.20584 | 0.20584 | 70.1884 | 0 | 0 | 0 | 0 | 0 | 1933-10-04 | Residential | caiso
Average Per Premise | 1-in-10 | August Monthly System Peak Day | 50% Cycling | 3 | Average Per Premise1-in-10August Monthly System Peak Day50% Cycling3 | 0.84492 | 0.84492 | 70.1884 | 0 | 0 | 0 | 0 | 0 | 1933-10-04 | Residential | caiso
Average Per Device | 1-in-10 | August Monthly System Peak Day | 50% Cycling | 3 | Average Per Device1-in-10August Monthly System Peak Day50% Cycling3 | 0.72237 | 0.72237 | 70.1884 | 0 | 0 | 0 | 0 | 0 | 1933-10-04 | Residential | caiso
Aggregate | 1-in-10 | August Monthly System Peak Day | 50% Cycling | 3 | Aggregate1-in-10August Monthly System Peak Day50% Cycling3 | 10.4187 | 10.4187 | 70.1884 | 0 | 0 | 0 | 0 | 0 | 1933-10-04 | Residential | caiso
Average Per Ton | 1-in-10 | August Monthly System Peak Day | All | 3 | Average Per Ton1-in-10August Monthly System Peak DayAll3 | 0.18448 | 0.18448 | 70.2862 | 0 | 0 | 0 | 0 | 0 | 1963-01-15 | Residential | caiso
Average Per Premise | 1-in-10 | August Monthly System Peak Day | All | 3 | Average Per Premise1-in-10August Monthly System Peak DayAll3 | 0.78956 | 0.78956 | 70.2862 | 0 | 0 | 0 | 0 | 0 | 1963-01-15 | Residential | caiso
Average Per Device | 1-in-10 | August Monthly System Peak Day | All | 3 | Average Per Device1-in-10August Monthly System Peak DayAll3 | 0.65804 | 0.65804 | 70.2862 | 0 | 0 | 0 | 0 | 0 | 1963-01-15 | Residential | caiso
Aggregate | 1-in-10 | August Monthly System Peak Day | All | 3 | Aggregate1-in-10August Monthly System Peak DayAll3 | 18.1804 | 18.1804 | 70.2862 | 0 | 0 | 0 | 0 | 0 | 1963-01-15 | Residential | caiso
Average Per Ton | 1-in-10 | August Typical Event Day | 100% Cycling | 3 | Average Per Ton1-in-10August Typical Event Day100% Cycling3 | 0.15665 | 0.15665 | 68.9717 | 0 | 0 | 0 | 0 | 0 | 1929-04-12 | Residential | caiso
Average Per Premise | 1-in-10 | August Typical Event Day | 100% Cycling | 3 | Average Per Premise1-in-10August Typical Event Day100% Cycling3 | 0.70203 | 0.70203 | 68.9717 | 0 | 0 | 0 | 0 | 0 | 1929-04-12 | Residential | caiso
Average Per Device | 1-in-10 | August Typical Event Day | 100% Cycling | 3 | Average Per Device1-in-10August Typical Event Day100% Cycling3 | 0.56859 | 0.56859 | 68.9717 | 0 | 0 | 0 | 0 | 0 | 1929-04-12 | Residential | caiso
Aggregate | 1-in-10 | August Typical Event Day | 100% Cycling | 3 | Aggregate1-in-10August Typical Event Day100% Cycling3 | 7.5083 | 7.5083 | 68.9717 | 0 | 0 | 0 | 0 | 0 | 1929-04-12 | Residential | caiso
Average Per Ton | 1-in-10 | August Typical Event Day | 50% Cycling | 3 | Average Per Ton1-in-10August Typical Event Day50% Cycling3 | 0.20227 | 0.20227 | 68.7557 | 0 | 0 | 0 | 0 | 0 | 1933-10-04 | Residential | caiso
Average Per Premise | 1-in-10 | August Typical Event Day | 50% Cycling | 3 | Average Per Premise1-in-10August Typical Event Day50% Cycling3 | 0.83029 | 0.83029 | 68.7557 | 0 | 0 | 0 | 0 | 0 | 1933-10-04 | Residential | caiso
Average Per Device | 1-in-10 | August Typical Event Day | 50% Cycling | 3 | Average Per Device1-in-10August Typical Event Day50% Cycling3 | 0.70986 | 0.70986 | 68.7557 | 0 | 0 | 0 | 0 | 0 | 1933-10-04 | Residential | caiso
Aggregate | 1-in-10 | August Typical Event Day | 50% Cycling | 3 | Aggregate1-in-10August Typical Event Day50% Cycling3 | 10.2383 | 10.2383 | 68.7557 | 0 | 0 | 0 | 0 | 0 | 1933-10-04 | Residential | caiso
Average Per Ton | 1-in-10 | August Typical Event Day | All | 3 | Average Per Ton1-in-10August Typical Event DayAll3 | 0.18108 | 0.18108 | 68.856 | 0 | 0 | 0 | 0 | 0 | 1963-01-15 | Residential | caiso
Average Per Premise | 1-in-10 | August Typical Event Day | All | 3 | Average Per Premise1-in-10August Typical Event DayAll3 | 0.77499 | 0.77499 | 68.856 | 0 | 0 | 0 | 0 | 0 | 1963-01-15 | Residential | caiso
Average Per Device | 1-in-10 | August Typical Event Day | All | 3 | Average Per Device1-in-10August Typical Event DayAll3 | 0.6459 | 0.6459 | 68.856 | 0 | 0 | 0 | 0 | 0 | 1963-01-15 | Residential | caiso
Aggregate | 1-in-10 | August Typical Event Day | All | 3 | Aggregate1-in-10August Typical Event DayAll3 | 17.845 | 17.845 | 68.856 | 0 | 0 | 0 | 0 | 0 | 23026 | Residential | caiso
Average Per Ton | 1-in-10 | July Monthly System Peak Day | 100% Cycling | 3 | Average Per Ton1-in-10July Monthly System Peak Day100% Cycling3 | 0.13991 | 0.13991 | 68.89 | 0 | 0 | 0 | 0 | 0 | 10695 | Residential | caiso
Average Per Premise | 1-in-10 | July Monthly System Peak Day | 100% Cycling | 3 | Average Per Premise1-in-10July Monthly System Peak Day100% Cycling3 | 0.62704 | 0.62704 | 68.89 | 0 | 0 | 0 | 0 | 0 | 10695 | Residential | caiso
Average Per Device | 1-in-10 | July Monthly System Peak Day | 100% Cycling | 3 | Average Per Device1-in-10July Monthly System Peak Day100% Cycling3 | 0.50785 | 0.50785 | 68.89 | 0 | 0 | 0 | 0 | 0 | 10695 | Residential | caiso
Aggregate | 1-in-10 | July Monthly System Peak Day | 100% Cycling | 3 | Aggregate1-in-10July Monthly System Peak Day100% Cycling3 | 6.7062 | 6.7062 | 68.89 | 0 | 0 | 0 | 0 | 0 | 10695 | Residential | caiso
Average Per Ton | 1-in-10 | July Monthly System Peak Day | 50% Cycling | 3 | Average Per Ton1-in-10July Monthly System Peak Day50% Cycling3 | 0.18202 | 0.18202 | 68.6841 | 0 | 0 | 0 | 0 | 0 | 12331 | Residential | caiso
Average Per Premise | 1-in-10 | July Monthly System Peak Day | 50% Cycling | 3 | Average Per Premise1-in-10July Monthly System Peak Day50% Cycling3 | 0.74715 | 0.74715 | 68.6841 | 0 | 0 | 0 | 0 | 0 | 12331 | Residential | caiso
Average Per Device | 1-in-10 | July Monthly System Peak Day | 50% Cycling | 3 | Average Per Device1-in-10July Monthly System Peak Day50% Cycling3 | 0.63878 | 0.63878 | 68.6841 | 0 | 0 | 0 | 0 | 0 | 12331 | Residential | caiso
Aggregate | 1-in-10 | July Monthly System Peak Day | 50% Cycling | 3 | Aggregate1-in-10July Monthly System Peak Day50% Cycling3 | 9.2131 | 9.2131 | 68.6841 | 0 | 0 | 0 | 0 | 0 | 12331 | Residential | caiso
Average Per Ton | 1-in-10 | July Monthly System Peak Day | All | 3 | Average Per Ton1-in-10July Monthly System Peak DayAll3 | 0.16246 | 0.16246 | 68.7797 | 0 | 0 | 0 | 0 | 0 | 23026 | Residential | caiso
Average Per Premise | 1-in-10 | July Monthly System Peak Day | All | 3 | Average Per Premise1-in-10July Monthly System Peak DayAll3 | 0.6953 | 0.6953 | 68.7797 | 0 | 0 | 0 | 0 | 0 | 23026 | Residential | caiso
Average Per Device | 1-in-10 | July Monthly System Peak Day | All | 3 | Average Per Device1-in-10July Monthly System Peak DayAll3 | 0.57949 | 0.57949 | 68.7797 | 0 | 0 | 0 | 0 | 0 | 23026 | Residential | caiso
Aggregate | 1-in-10 | July Monthly System Peak Day | All | 3 | Aggregate1-in-10July Monthly System Peak DayAll3 | 16.0101 | 16.0101 | 68.7797 | 0 | 0 | 0 | 0 | 0 | 23026 | Residential | caiso
Average Per Ton | 1-in-10 | June Monthly System Peak Day | 100% Cycling | 3 | Average Per Ton1-in-10June Monthly System Peak Day100% Cycling3 | 0.13539 | 0.13539 | 64.3717 | 0 | 0 | 0 | 0 | 0 | 10695 | Residential | caiso
Average Per Premise | 1-in-10 | June Monthly System Peak Day | 100% Cycling | 3 | Average Per Premise1-in-10June Monthly System Peak Day100% Cycling3 | 0.60679 | 0.60679 | 64.3717 | 0 | 0 | 0 | 0 | 0 | 10695 | Residential | caiso
Average Per Device | 1-in-10 | June Monthly System Peak Day | 100% Cycling | 3 | Average Per Device1-in-10June Monthly System Peak Day100% Cycling3 | 0.49145 | 0.49145 | 64.3717 | 0 | 0 | 0 | 0 | 0 | 10695 | Residential | caiso
Aggregate | 1-in-10 | June Monthly System Peak Day | 100% Cycling | 3 | Aggregate1-in-10June Monthly System Peak Day100% Cycling3 | 6.4896 | 6.4896 | 64.3717 | 0 | 0 | 0 | 0 | 0 | 10695 | Residential | caiso
Average Per Ton | 1-in-10 | June Monthly System Peak Day | 50% Cycling | 3 | Average Per Ton1-in-10June Monthly System Peak Day50% Cycling3 | 0.17661 | 0.17661 | 64.0435 | 0 | 0 | 0 | 0 | 0 | 12331 | Residential | caiso
Average Per Premise | 1-in-10 | June Monthly System Peak Day | 50% Cycling | 3 | Average Per Premise1-in-10June Monthly System Peak Day50% Cycling3 | 0.72495 | 0.72495 | 64.0435 | 0 | 0 | 0 | 0 | 0 | 12331 | Residential | caiso
Average Per Device | 1-in-10 | June Monthly System Peak Day | 50% Cycling | 3 | Average Per Device1-in-10June Monthly System Peak Day50% Cycling3 | 0.6198 | 0.6198 | 64.0435 | 0 | 0 | 0 | 0 | 0 | 12331 | Residential | caiso
Aggregate | 1-in-10 | June Monthly System Peak Day | 50% Cycling | 3 | Aggregate1-in-10June Monthly System Peak Day50% Cycling3 | 8.9394 | 8.9394 | 64.0435 | 0 | 0 | 0 | 0 | 0 | 12331 | Residential | caiso
Average Per Ton | 1-in-10 | June Monthly System Peak Day | All | 3 | Average Per Ton1-in-10June Monthly System Peak DayAll3 | 0.15747 | 0.15747 | 64.196 | 0 | 0 | 0 | 0 | 0 | 23026 | Residential | caiso
Average Per Premise | 1-in-10 | June Monthly System Peak Day | All | 3 | Average Per Premise1-in-10June Monthly System Peak DayAll3 | 0.67393 | 0.67393 | 64.196 | 0 | 0 | 0 | 0 | 0 | 23026 | Residential | caiso
Average Per Device | 1-in-10 | June Monthly System Peak Day | All | 3 | Average Per Device1-in-10June Monthly System Peak DayAll3 | 0.56167 | 0.56167 | 64.196 | 0 | 0 | 0 | 0 | 0 | 23026 | Residential | caiso
Aggregate | 1-in-10 | June Monthly System Peak Day | All | 3 | Aggregate1-in-10June Monthly System Peak DayAll3 | 15.5178 | 15.5178 | 64.196 | 0 | 0 | 0 | 0 | 0 | 23026 | Residential | caiso
Average Per Ton | 1-in-10 | May Monthly System Peak Day | 100% Cycling | 3 | Average Per Ton1-in-10May Monthly System Peak Day100% Cycling3 | 0.13615 | 0.13615 | 64.2587 | 0 | 0 | 0 | 0 | 0 | 10695 | Residential | caiso
Average Per Premise | 1-in-10 | May Monthly System Peak Day | 100% Cycling | 3 | Average Per Premise1-in-10May Monthly System Peak Day100% Cycling3 | 0.61017 | 0.61017 | 64.2587 | 0 | 0 | 0 | 0 | 0 | 10695 | Residential | caiso
Average Per Device | 1-in-10 | May Monthly System Peak Day | 100% Cycling | 3 | Average Per Device1-in-10May Monthly System Peak Day100% Cycling3 | 0.49419 | 0.49419 | 64.2587 | 0 | 0 | 0 | 0 | 0 | 10695 | Residential | caiso
Aggregate | 1-in-10 | May Monthly System Peak Day | 100% Cycling | 3 | Aggregate1-in-10May Monthly System Peak Day100% Cycling3 | 6.5258 | 6.5258 | 64.2587 | 0 | 0 | 0 | 0 | 0 | 10695 | Residential | caiso
Average Per Ton | 1-in-10 | May Monthly System Peak Day | 50% Cycling | 3 | Average Per Ton1-in-10May Monthly System Peak Day50% Cycling3 | 0.17806 | 0.17806 | 63.9901 | 0 | 0 | 0 | 0 | 0 | 12331 | Residential | caiso
Average Per Premise | 1-in-10 | May Monthly System Peak Day | 50% Cycling | 3 | Average Per Premise1-in-10May Monthly System Peak Day50% Cycling3 | 0.73089 | 0.73089 | 63.9901 | 0 | 0 | 0 | 0 | 0 | 12331 | Residential | caiso
Average Per Device | 1-in-10 | May Monthly System Peak Day | 50% Cycling | 3 | Average Per Device1-in-10May Monthly System Peak Day50% Cycling3 | 0.62488 | 0.62488 | 63.9901 | 0 | 0 | 0 | 0 | 0 | 12331 | Residential | caiso
Aggregate | 1-in-10 | May Monthly System Peak Day | 50% Cycling | 3 | Aggregate1-in-10May Monthly System Peak Day50% Cycling3 | 9.0126 | 9.0126 | 63.9901 | 0 | 0 | 0 | 0 | 0 | 12331 | Residential | caiso
Average Per Ton | 1-in-10 | May Monthly System Peak Day | All | 3 | Average Per Ton1-in-10May Monthly System Peak DayAll3 | 0.15859 | 0.15859 | 64.1149 | 0 | 0 | 0 | 0 | 0 | 23026 | Residential | caiso
Average Per Premise | 1-in-10 | May Monthly System Peak Day | All | 3 | Average Per Premise1-in-10May Monthly System Peak DayAll3 | 0.67874 | 0.67874 | 64.1149 | 0 | 0 | 0 | 0 | 0 | 23026 | Residential | caiso
Average Per Device | 1-in-10 | May Monthly System Peak Day | All | 3 | Average Per Device1-in-10May Monthly System Peak DayAll3 | 0.56568 | 0.56568 | 64.1149 | 0 | 0 | 0 | 0 | 0 | 23026 | Residential | caiso
Aggregate | 1-in-10 | May Monthly System Peak Day | All | 3 | Aggregate1-in-10May Monthly System Peak DayAll3 | 15.6287 | 15.6287 | 64.1149 | 0 | 0 | 0 | 0 | 0 | 23026 | Residential | caiso
Average Per Ton | 1-in-10 | October Monthly System Peak Day | 100% Cycling | 3 | Average Per Ton1-in-10October Monthly System Peak Day100% Cycling3 | 0.14538 | 0.14538 | 69.338 | 0 | 0 | 0 | 0 | 0 | 10695 | Residential | caiso
Average Per Premise | 1-in-10 | October Monthly System Peak Day | 100% Cycling | 3 | Average Per Premise1-in-10October Monthly System Peak Day100% Cycling3 | 0.65155 | 0.65155 | 69.338 | 0 | 0 | 0 | 0 | 0 | 10695 | Residential | caiso
Average Per Device | 1-in-10 | October Monthly System Peak Day | 100% Cycling | 3 | Average Per Device1-in-10October Monthly System Peak Day100% Cycling3 | 0.5277 | 0.5277 | 69.338 | 0 | 0 | 0 | 0 | 0 | 10695 | Residential | caiso
Aggregate | 1-in-10 | October Monthly System Peak Day | 100% Cycling | 3 | Aggregate1-in-10October Monthly System Peak Day100% Cycling3 | 6.9683 | 6.9683 | 69.338 | 0 | 0 | 0 | 0 | 0 | 10695 | Residential | caiso
Average Per Ton | 1-in-10 | October Monthly System Peak Day | 50% Cycling | 3 | Average Per Ton1-in-10October Monthly System Peak Day50% Cycling3 | 0.18778 | 0.18778 | 69.1596 | 0 | 0 | 0 | 0 | 0 | 12331 | Residential | caiso
Average Per Premise | 1-in-10 | October Monthly System Peak Day | 50% Cycling | 3 | Average Per Premise1-in-10October Monthly System Peak Day50% Cycling3 | 0.7708 | 0.7708 | 69.1596 | 0 | 0 | 0 | 0 | 0 | 12331 | Residential | caiso
Average Per Device | 1-in-10 | October Monthly System Peak Day | 50% Cycling | 3 | Average Per Device1-in-10October Monthly System Peak Day50% Cycling3 | 0.659 | 0.659 | 69.1596 | 0 | 0 | 0 | 0 | 0 | 12331 | Residential | caiso
Aggregate | 1-in-10 | October Monthly System Peak Day | 50% Cycling | 3 | Aggregate1-in-10October Monthly System Peak Day50% Cycling3 | 9.5047 | 9.5047 | 69.1596 | 0 | 0 | 0 | 0 | 0 | 12331 | Residential | caiso
Average Per Ton | 1-in-10 | October Monthly System Peak Day | All | 3 | Average Per Ton1-in-10October Monthly System Peak DayAll3 | 0.16809 | 0.16809 | 69.2424 | 0 | 0 | 0 | 0 | 0 | 23026 | Residential | caiso
Average Per Premise | 1-in-10 | October Monthly System Peak Day | All | 3 | Average Per Premise1-in-10October Monthly System Peak DayAll3 | 0.71938 | 0.71938 | 69.2424 | 0 | 0 | 0 | 0 | 0 | 23026 | Residential | caiso
Average Per Device | 1-in-10 | October Monthly System Peak Day | All | 3 | Average Per Device1-in-10October Monthly System Peak DayAll3 | 0.59955 | 0.59955 | 69.2424 | 0 | 0 | 0 | 0 | 0 | 23026 | Residential | caiso
Aggregate | 1-in-10 | October Monthly System Peak Day | All | 3 | Aggregate1-in-10October Monthly System Peak DayAll3 | 16.5644 | 16.5644 | 69.2424 | 0 | 0 | 0 | 0 | 0 | 23026 | Residential | caiso
Average Per Ton | 1-in-10 | September Monthly System Peak Day | 100% Cycling | 3 | Average Per Ton1-in-10September Monthly System Peak Day100% Cycling3 | 0.19141 | 0.19141 | 72.2261 | 0 | 0 | 0 | 0 | 0 | 10695 | Residential | caiso
Average Per Premise | 1-in-10 | September Monthly System Peak Day | 100% Cycling | 3 | Average Per Premise1-in-10September Monthly System Peak Day100% Cycling3 | 0.85784 | 0.85784 | 72.2261 | 0 | 0 | 0 | 0 | 0 | 10695 | Residential | caiso
Average Per Device | 1-in-10 | September Monthly System Peak Day | 100% Cycling | 3 | Average Per Device1-in-10September Monthly System Peak Day100% Cycling3 | 0.69478 | 0.69478 | 72.2261 | 0 | 0 | 0 | 0 | 0 | 10695 | Residential | caiso
Aggregate | 1-in-10 | September Monthly System Peak Day | 100% Cycling | 3 | Aggregate1-in-10September Monthly System Peak Day100% Cycling3 | 9.1746 | 9.1746 | 72.2261 | 0 | 0 | 0 | 0 | 0 | 10695 | Residential | caiso
Average Per Ton | 1-in-10 | September Monthly System Peak Day | 50% Cycling | 3 | Average Per Ton1-in-10September Monthly System Peak Day50% Cycling3 | 0.24463 | 0.24463 | 72.1067 | 0 | 0 | 0 | 0 | 0 | 12331 | Residential | caiso
Average Per Premise | 1-in-10 | September Monthly System Peak Day | 50% Cycling | 3 | Average Per Premise1-in-10September Monthly System Peak Day50% Cycling3 | 1.0041 | 1.0041 | 72.1067 | 0 | 0 | 0 | 0 | 0 | 12331 | Residential | caiso
Average Per Device | 1-in-10 | September Monthly System Peak Day | 50% Cycling | 3 | Average Per Device1-in-10September Monthly System Peak Day50% Cycling3 | 0.8585 | 0.8585 | 72.1067 | 0 | 0 | 0 | 0 | 0 | 12331 | Residential | caiso
Aggregate | 1-in-10 | September Monthly System Peak Day | 50% Cycling | 3 | Aggregate1-in-10September Monthly System Peak Day50% Cycling3 | 12.3821 | 12.3821 | 72.1067 | 0 | 0 | 0 | 0 | 0 | 12331 | Residential | caiso
Average Per Ton | 1-in-10 | September Monthly System Peak Day | All | 3 | Average Per Ton1-in-10September Monthly System Peak DayAll3 | 0.21991 | 0.21991 | 72.1622 | 0 | 0 | 0 | 0 | 0 | 23026 | Residential | caiso
Average Per Premise | 1-in-10 | September Monthly System Peak Day | All | 3 | Average Per Premise1-in-10September Monthly System Peak DayAll3 | 0.94117 | 0.94117 | 72.1622 | 0 | 0 | 0 | 0 | 0 | 23026 | Residential | caiso
Average Per Device | 1-in-10 | September Monthly System Peak Day | All | 3 | Average Per Device1-in-10September Monthly System Peak DayAll3 | 0.7844 | 0.7844 | 72.1622 | 0 | 0 | 0 | 0 | 0 | 23026 | Residential | caiso
Aggregate | 1-in-10 | September Monthly System Peak Day | All | 3 | Aggregate1-in-10September Monthly System Peak DayAll3 | 21.6715 | 21.6715 | 72.1622 | 0 | 0 | 0 | 0 | 0 | 23026 | Residential | caiso
Average Per Ton | 1-in-10 | August Monthly System Peak Day | 100% Cycling | 4 | Average Per Ton1-in-10August Monthly System Peak Day100% Cycling4 | 0.1481 | 0.1481 | 70.149 | 0 | 0 | 0 | 0 | 0 | 10695 | Residential | caiso
Average Per Premise | 1-in-10 | August Monthly System Peak Day | 100% Cycling | 4 | Average Per Premise1-in-10August Monthly System Peak Day100% Cycling4 | 0.66372 | 0.66372 | 70.149 | 0 | 0 | 0 | 0 | 0 | 10695 | Residential | caiso
Average Per Device | 1-in-10 | August Monthly System Peak Day | 100% Cycling | 4 | Average Per Device1-in-10August Monthly System Peak Day100% Cycling4 | 0.53756 | 0.53756 | 70.149 | 0 | 0 | 0 | 0 | 0 | 10695 | Residential | caiso
Aggregate | 1-in-10 | August Monthly System Peak Day | 100% Cycling | 4 | Aggregate1-in-10August Monthly System Peak Day100% Cycling4 | 7.0984 | 7.0984 | 70.149 | 0 | 0 | 0 | 0 | 0 | 10695 | Residential | caiso
Average Per Ton | 1-in-10 | August Monthly System Peak Day | 50% Cycling | 4 | Average Per Ton1-in-10August Monthly System Peak Day50% Cycling4 | 0.18966 | 0.18966 | 69.9384 | 0 | 0 | 0 | 0 | 0 | 12331 | Residential | caiso
Average Per Premise | 1-in-10 | August Monthly System Peak Day | 50% Cycling | 4 | Average Per Premise1-in-10August Monthly System Peak Day50% Cycling4 | 0.77852 | 0.77852 | 69.9384 | 0 | 0 | 0 | 0 | 0 | 12331 | Residential | caiso
Average Per Device | 1-in-10 | August Monthly System Peak Day | 50% Cycling | 4 | Average Per Device1-in-10August Monthly System Peak Day50% Cycling4 | 0.6656 | 0.6656 | 69.9384 | 0 | 0 | 0 | 0 | 0 | 12331 | Residential | caiso
Aggregate | 1-in-10 | August Monthly System Peak Day | 50% Cycling | 4 | Aggregate1-in-10August Monthly System Peak Day50% Cycling4 | 9.5999 | 9.5999 | 69.9384 | 0 | 0 | 0 | 0 | 0 | 12331 | Residential | caiso
Average Per Ton | 1-in-10 | August Monthly System Peak Day | All | 4 | Average Per Ton1-in-10August Monthly System Peak DayAll4 | 0.17035 | 0.17035 | 70.0362 | 0 | 0 | 0 | 0 | 0 | 23026 | Residential | caiso
Average Per Premise | 1-in-10 | August Monthly System Peak Day | All | 4 | Average Per Premise1-in-10August Monthly System Peak DayAll4 | 0.72909 | 0.72909 | 70.0362 | 0 | 0 | 0 | 0 | 0 | 23026 | Residential | caiso
Average Per Device | 1-in-10 | August Monthly System Peak Day | All | 4 | Average Per Device1-in-10August Monthly System Peak DayAll4 | 0.60764 | 0.60764 | 70.0362 | 0 | 0 | 0 | 0 | 0 | 23026 | Residential | caiso
Aggregate | 1-in-10 | August Monthly System Peak Day | All | 4 | Aggregate1-in-10August Monthly System Peak DayAll4 | 16.788 | 16.788 | 70.0362 | 0 | 0 | 0 | 0 | 0 | 23026 | Residential | caiso
Average Per Ton | 1-in-10 | August Typical Event Day | 100% Cycling | 4 | Average Per Ton1-in-10August Typical Event Day100% Cycling4 | 0.14511 | 0.14511 | 68.6798 | 0 | 0 | 0 | 0 | 0 | 10695 | Residential | caiso
Average Per Premise | 1-in-10 | August Typical Event Day | 100% Cycling | 4 | Average Per Premise1-in-10August Typical Event Day100% Cycling4 | 0.65034 | 0.65034 | 68.6798 | 0 | 0 | 0 | 0 | 0 | 10695 | Residential | caiso
Average Per Device | 1-in-10 | August Typical Event Day | 100% Cycling | 4 | Average Per Device1-in-10August Typical Event Day100% Cycling4 | 0.52673 | 0.52673 | 68.6798 | 0 | 0 | 0 | 0 | 0 | 10695 | Residential | caiso
Aggregate | 1-in-10 | August Typical Event Day | 100% Cycling | 4 | Aggregate1-in-10August Typical Event Day100% Cycling4 | 6.9554 | 6.9554 | 68.6798 | 0 | 0 | 0 | 0 | 0 | 10695 | Residential | caiso
Average Per Ton | 1-in-10 | August Typical Event Day | 50% Cycling | 4 | Average Per Ton1-in-10August Typical Event Day50% Cycling4 | 0.18638 | 0.18638 | 68.4529 | 0 | 0 | 0 | 0 | 0 | 12331 | Residential | caiso
Average Per Premise | 1-in-10 | August Typical Event Day | 50% Cycling | 4 | Average Per Premise1-in-10August Typical Event Day50% Cycling4 | 0.76504 | 0.76504 | 68.4529 | 0 | 0 | 0 | 0 | 0 | 12331 | Residential | caiso
Average Per Device | 1-in-10 | August Typical Event Day | 50% Cycling | 4 | Average Per Device1-in-10August Typical Event Day50% Cycling4 | 0.65408 | 0.65408 | 68.4529 | 0 | 0 | 0 | 0 | 0 | 12331 | Residential | caiso
Aggregate | 1-in-10 | August Typical Event Day | 50% Cycling | 4 | Aggregate1-in-10August Typical Event Day50% Cycling4 | 9.4337 | 9.4337 | 68.4529 | 0 | 0 | 0 | 0 | 0 | 12331 | Residential | caiso
Average Per Ton | 1-in-10 | August Typical Event Day | All | 4 | Average Per Ton1-in-10August Typical Event DayAll4 | 0.16721 | 0.16721 | 68.5583 | 0 | 0 | 0 | 0 | 0 | 23026 | Residential | caiso
Average Per Premise | 1-in-10 | August Typical Event Day | All | 4 | Average Per Premise1-in-10August Typical Event DayAll4 | 0.71563 | 0.71563 | 68.5583 | 0 | 0 | 0 | 0 | 0 | 23026 | Residential | caiso
Average Per Device | 1-in-10 | August Typical Event Day | All | 4 | Average Per Device1-in-10August Typical Event DayAll4 | 0.59643 | 0.59643 | 68.5583 | 0 | 0 | 0 | 0 | 0 | 23026 | Residential | caiso
Aggregate | 1-in-10 | August Typical Event Day | All | 4 | Aggregate1-in-10August Typical Event DayAll4 | 16.4781 | 16.4781 | 68.5583 | 0 | 0 | 0 | 0 | 0 | 23026 | Residential | caiso
Average Per Ton | 1-in-10 | July Monthly System Peak Day | 100% Cycling | 4 | Average Per Ton1-in-10July Monthly System Peak Day100% Cycling4 | 0.12961 | 0.12961 | 68.4725 | 0 | 0 | 0 | 0 | 0 | 10695 | Residential | caiso
Average Per Premise | 1-in-10 | July Monthly System Peak Day | 100% Cycling | 4 | Average Per Premise1-in-10July Monthly System Peak Day100% Cycling4 | 0.58087 | 0.58087 | 68.4725 | 0 | 0 | 0 | 0 | 0 | 10695 | Residential | caiso
Average Per Device | 1-in-10 | July Monthly System Peak Day | 100% Cycling | 4 | Average Per Device1-in-10July Monthly System Peak Day100% Cycling4 | 0.47046 | 0.47046 | 68.4725 | 0 | 0 | 0 | 0 | 0 | 10695 | Residential | caiso
Aggregate | 1-in-10 | July Monthly System Peak Day | 100% Cycling | 4 | Aggregate1-in-10July Monthly System Peak Day100% Cycling4 | 6.2124 | 6.2124 | 68.4725 | 0 | 0 | 0 | 0 | 0 | 10695 | Residential | caiso
Average Per Ton | 1-in-10 | July Monthly System Peak Day | 50% Cycling | 4 | Average Per Ton1-in-10July Monthly System Peak Day50% Cycling4 | 0.16771 | 0.16771 | 68.2231 | 0 | 0 | 0 | 0 | 0 | 12331 | Residential | caiso
Average Per Premise | 1-in-10 | July Monthly System Peak Day | 50% Cycling | 4 | Average Per Premise1-in-10July Monthly System Peak Day50% Cycling4 | 0.68844 | 0.68844 | 68.2231 | 0 | 0 | 0 | 0 | 0 | 12331 | Residential | caiso
Average Per Device | 1-in-10 | July Monthly System Peak Day | 50% Cycling | 4 | Average Per Device1-in-10July Monthly System Peak Day50% Cycling4 | 0.58858 | 0.58858 | 68.2231 | 0 | 0 | 0 | 0 | 0 | 12331 | Residential | caiso
Aggregate | 1-in-10 | July Monthly System Peak Day | 50% Cycling | 4 | Aggregate1-in-10July Monthly System Peak Day50% Cycling4 | 8.4891 | 8.4891 | 68.2231 | 0 | 0 | 0 | 0 | 0 | 12331 | Residential | caiso
Average Per Ton | 1-in-10 | July Monthly System Peak Day | All | 4 | Average Per Ton1-in-10July Monthly System Peak DayAll4 | 0.15002 | 0.15002 | 68.3389 | 0 | 0 | 0 | 0 | 0 | 23026 | Residential | caiso
Average Per Premise | 1-in-10 | July Monthly System Peak Day | All | 4 | Average Per Premise1-in-10July Monthly System Peak DayAll4 | 0.64204 | 0.64204 | 68.3389 | 0 | 0 | 0 | 0 | 0 | 23026 | Residential | caiso
Average Per Device | 1-in-10 | July Monthly System Peak Day | All | 4 | Average Per Device1-in-10July Monthly System Peak DayAll4 | 0.5351 | 0.5351 | 68.3389 | 0 | 0 | 0 | 0 | 0 | 23026 | Residential | caiso
Aggregate | 1-in-10 | July Monthly System Peak Day | All | 4 | Aggregate1-in-10July Monthly System Peak DayAll4 | 14.7836 | 14.7836 | 68.3389 | 0 | 0 | 0 | 0 | 0 | 23026 | Residential | caiso
Average Per Ton | 1-in-10 | June Monthly System Peak Day | 100% Cycling | 4 | Average Per Ton1-in-10June Monthly System Peak Day100% Cycling4 | 0.12543 | 0.12543 | 63.9283 | 0 | 0 | 0 | 0 | 0 | 10695 | Residential | caiso
Average Per Premise | 1-in-10 | June Monthly System Peak Day | 100% Cycling | 4 | Average Per Premise1-in-10June Monthly System Peak Day100% Cycling4 | 0.56211 | 0.56211 | 63.9283 | 0 | 0 | 0 | 0 | 0 | 10695 | Residential | caiso
Average Per Device | 1-in-10 | June Monthly System Peak Day | 100% Cycling | 4 | Average Per Device1-in-10June Monthly System Peak Day100% Cycling4 | 0.45527 | 0.45527 | 63.9283 | 0 | 0 | 0 | 0 | 0 | 10695 | Residential | caiso
Aggregate | 1-in-10 | June Monthly System Peak Day | 100% Cycling | 4 | Aggregate1-in-10June Monthly System Peak Day100% Cycling4 | 6.0118 | 6.0118 | 63.9283 | 0 | 0 | 0 | 0 | 0 | 10695 | Residential | caiso
Average Per Ton | 1-in-10 | June Monthly System Peak Day | 50% Cycling | 4 | Average Per Ton1-in-10June Monthly System Peak Day50% Cycling4 | 0.16273 | 0.16273 | 63.5702 | 0 | 0 | 0 | 0 | 0 | 12331 | Residential | caiso
Average Per Premise | 1-in-10 | June Monthly System Peak Day | 50% Cycling | 4 | Average Per Premise1-in-10June Monthly System Peak Day50% Cycling4 | 0.66798 | 0.66798 | 63.5702 | 0 | 0 | 0 | 0 | 0 | 12331 | Residential | caiso
Average Per Device | 1-in-10 | June Monthly System Peak Day | 50% Cycling | 4 | Average Per Device1-in-10June Monthly System Peak Day50% Cycling4 | 0.57109 | 0.57109 | 63.5702 | 0 | 0 | 0 | 0 | 0 | 12331 | Residential | caiso
Aggregate | 1-in-10 | June Monthly System Peak Day | 50% Cycling | 4 | Aggregate1-in-10June Monthly System Peak Day50% Cycling4 | 8.2369 | 8.2369 | 63.5702 | 0 | 0 | 0 | 0 | 0 | 12331 | Residential | caiso
Average Per Ton | 1-in-10 | June Monthly System Peak Day | All | 4 | Average Per Ton1-in-10June Monthly System Peak DayAll4 | 0.1454 | 0.1454 | 63.7365 | 0 | 0 | 0 | 0 | 0 | 23026 | Residential | caiso
Average Per Premise | 1-in-10 | June Monthly System Peak Day | All | 4 | Average Per Premise1-in-10June Monthly System Peak DayAll4 | 0.6223 | 0.6223 | 63.7365 | 0 | 0 | 0 | 0 | 0 | 23026 | Residential | caiso
Average Per Device | 1-in-10 | June Monthly System Peak Day | All | 4 | Average Per Device1-in-10June Monthly System Peak DayAll4 | 0.51864 | 0.51864 | 63.7365 | 0 | 0 | 0 | 0 | 0 | 23026 | Residential | caiso
Aggregate | 1-in-10 | June Monthly System Peak Day | All | 4 | Aggregate1-in-10June Monthly System Peak DayAll4 | 14.3291 | 14.3291 | 63.7365 | 0 | 0 | 0 | 0 | 0 | 23026 | Residential | caiso
Average Per Ton | 1-in-10 | May Monthly System Peak Day | 100% Cycling | 4 | Average Per Ton1-in-10May Monthly System Peak Day100% Cycling4 | 0.12613 | 0.12613 | 64.9196 | 0 | 0 | 0 | 0 | 0 | 10695 | Residential | caiso
Average Per Premise | 1-in-10 | May Monthly System Peak Day | 100% Cycling | 4 | Average Per Premise1-in-10May Monthly System Peak Day100% Cycling4 | 0.56525 | 0.56525 | 64.9196 | 0 | 0 | 0 | 0 | 0 | 10695 | Residential | caiso
Average Per Device | 1-in-10 | May Monthly System Peak Day | 100% Cycling | 4 | Average Per Device1-in-10May Monthly System Peak Day100% Cycling4 | 0.4578 | 0.4578 | 64.9196 | 0 | 0 | 0 | 0 | 0 | 10695 | Residential | caiso
Aggregate | 1-in-10 | May Monthly System Peak Day | 100% Cycling | 4 | Aggregate1-in-10May Monthly System Peak Day100% Cycling4 | 6.0453 | 6.0453 | 64.9196 | 0 | 0 | 0 | 0 | 0 | 10695 | Residential | caiso
Average Per Ton | 1-in-10 | May Monthly System Peak Day | 50% Cycling | 4 | Average Per Ton1-in-10May Monthly System Peak Day50% Cycling4 | 0.16406 | 0.16406 | 64.83 | 0 | 0 | 0 | 0 | 0 | 12331 | Residential | caiso
Average Per Premise | 1-in-10 | May Monthly System Peak Day | 50% Cycling | 4 | Average Per Premise1-in-10May Monthly System Peak Day50% Cycling4 | 0.67345 | 0.67345 | 64.83 | 0 | 0 | 0 | 0 | 0 | 12331 | Residential | caiso
Average Per Device | 1-in-10 | May Monthly System Peak Day | 50% Cycling | 4 | Average Per Device1-in-10May Monthly System Peak Day50% Cycling4 | 0.57577 | 0.57577 | 64.83 | 0 | 0 | 0 | 0 | 0 | 12331 | Residential | caiso
Aggregate | 1-in-10 | May Monthly System Peak Day | 50% Cycling | 4 | Aggregate1-in-10May Monthly System Peak Day50% Cycling4 | 8.3043 | 8.3043 | 64.83 | 0 | 0 | 0 | 0 | 0 | 12331 | Residential | caiso
Average Per Ton | 1-in-10 | May Monthly System Peak Day | All | 4 | Average Per Ton1-in-10May Monthly System Peak DayAll4 | 0.14644 | 0.14644 | 64.8716 | 0 | 0 | 0 | 0 | 0 | 23026 | Residential | caiso
Average Per Premise | 1-in-10 | May Monthly System Peak Day | All | 4 | Average Per Premise1-in-10May Monthly System Peak DayAll4 | 0.62674 | 0.62674 | 64.8716 | 0 | 0 | 0 | 0 | 0 | 23026 | Residential | caiso
Average Per Device | 1-in-10 | May Monthly System Peak Day | All | 4 | Average Per Device1-in-10May Monthly System Peak DayAll4 | 0.52235 | 0.52235 | 64.8716 | 0 | 0 | 0 | 0 | 0 | 23026 | Residential | caiso
Aggregate | 1-in-10 | May Monthly System Peak Day | All | 4 | Aggregate1-in-10May Monthly System Peak DayAll4 | 14.4314 | 14.4314 | 64.8716 | 0 | 0 | 0 | 0 | 0 | 23026 | Residential | caiso
Average Per Ton | 1-in-10 | October Monthly System Peak Day | 100% Cycling | 4 | Average Per Ton1-in-10October Monthly System Peak Day100% Cycling4 | 0.13468 | 0.13468 | 68.9002 | 0 | 0 | 0 | 0 | 0 | 10695 | Residential | caiso
Average Per Premise | 1-in-10 | October Monthly System Peak Day | 100% Cycling | 4 | Average Per Premise1-in-10October Monthly System Peak Day100% Cycling4 | 0.60358 | 0.60358 | 68.9002 | 0 | 0 | 0 | 0 | 0 | 10695 | Residential | caiso
Average Per Device | 1-in-10 | October Monthly System Peak Day | 100% Cycling | 4 | Average Per Device1-in-10October Monthly System Peak Day100% Cycling4 | 0.48885 | 0.48885 | 68.9002 | 0 | 0 | 0 | 0 | 0 | 10695 | Residential | caiso
Aggregate | 1-in-10 | October Monthly System Peak Day | 100% Cycling | 4 | Aggregate1-in-10October Monthly System Peak Day100% Cycling4 | 6.4553 | 6.4553 | 68.9002 | 0 | 0 | 0 | 0 | 0 | 10695 | Residential | caiso
Average Per Ton | 1-in-10 | October Monthly System Peak Day | 50% Cycling | 4 | Average Per Ton1-in-10October Monthly System Peak Day50% Cycling4 | 0.17302 | 0.17302 | 68.6889 | 0 | 0 | 0 | 0 | 0 | 12331 | Residential | caiso
Average Per Premise | 1-in-10 | October Monthly System Peak Day | 50% Cycling | 4 | Average Per Premise1-in-10October Monthly System Peak Day50% Cycling4 | 0.71022 | 0.71022 | 68.6889 | 0 | 0 | 0 | 0 | 0 | 12331 | Residential | caiso
Average Per Device | 1-in-10 | October Monthly System Peak Day | 50% Cycling | 4 | Average Per Device1-in-10October Monthly System Peak Day50% Cycling4 | 0.60721 | 0.60721 | 68.6889 | 0 | 0 | 0 | 0 | 0 | 12331 | Residential | caiso
Aggregate | 1-in-10 | October Monthly System Peak Day | 50% Cycling | 4 | Aggregate1-in-10October Monthly System Peak Day50% Cycling4 | 8.7578 | 8.7578 | 68.6889 | 0 | 0 | 0 | 0 | 0 | 12331 | Residential | caiso
Average Per Ton | 1-in-10 | October Monthly System Peak Day | All | 4 | Average Per Ton1-in-10October Monthly System Peak DayAll4 | 0.15521 | 0.15521 | 68.787 | 0 | 0 | 0 | 0 | 0 | 23026 | Residential | caiso
Average Per Premise | 1-in-10 | October Monthly System Peak Day | All | 4 | Average Per Premise1-in-10October Monthly System Peak DayAll4 | 0.66428 | 0.66428 | 68.787 | 0 | 0 | 0 | 0 | 0 | 23026 | Residential | caiso
Average Per Device | 1-in-10 | October Monthly System Peak Day | All | 4 | Average Per Device1-in-10October Monthly System Peak DayAll4 | 0.55363 | 0.55363 | 68.787 | 0 | 0 | 0 | 0 | 0 | 23026 | Residential | caiso
Aggregate | 1-in-10 | October Monthly System Peak Day | All | 4 | Aggregate1-in-10October Monthly System Peak DayAll4 | 15.2957 | 15.2957 | 68.787 | 0 | 0 | 0 | 0 | 0 | 23026 | Residential | caiso
Average Per Ton | 1-in-10 | September Monthly System Peak Day | 100% Cycling | 4 | Average Per Ton1-in-10September Monthly System Peak Day100% Cycling4 | 0.17732 | 0.17732 | 72.1696 | 0 | 0 | 0 | 0 | 0 | 10695 | Residential | caiso
Average Per Premise | 1-in-10 | September Monthly System Peak Day | 100% Cycling | 4 | Average Per Premise1-in-10September Monthly System Peak Day100% Cycling4 | 0.79468 | 0.79468 | 72.1696 | 0 | 0 | 0 | 0 | 0 | 10695 | Residential | caiso
Average Per Device | 1-in-10 | September Monthly System Peak Day | 100% Cycling | 4 | Average Per Device1-in-10September Monthly System Peak Day100% Cycling4 | 0.64363 | 0.64363 | 72.1696 | 0 | 0 | 0 | 0 | 0 | 10695 | Residential | caiso
Aggregate | 1-in-10 | September Monthly System Peak Day | 100% Cycling | 4 | Aggregate1-in-10September Monthly System Peak Day100% Cycling4 | 8.4991 | 8.4991 | 72.1696 | 0 | 0 | 0 | 0 | 0 | 10695 | Residential | caiso
Average Per Ton | 1-in-10 | September Monthly System Peak Day | 50% Cycling | 4 | Average Per Ton1-in-10September Monthly System Peak Day50% Cycling4 | 0.2254 | 0.2254 | 72.08 | 0 | 0 | 0 | 0 | 0 | 12331 | Residential | caiso
Average Per Premise | 1-in-10 | September Monthly System Peak Day | 50% Cycling | 4 | Average Per Premise1-in-10September Monthly System Peak Day50% Cycling4 | 0.92523 | 0.92523 | 72.08 | 0 | 0 | 0 | 0 | 0 | 12331 | Residential | caiso
Average Per Device | 1-in-10 | September Monthly System Peak Day | 50% Cycling | 4 | Average Per Device1-in-10September Monthly System Peak Day50% Cycling4 | 0.79103 | 0.79103 | 72.08 | 0 | 0 | 0 | 0 | 0 | 12331 | Residential | caiso
Aggregate | 1-in-10 | September Monthly System Peak Day | 50% Cycling | 4 | Aggregate1-in-10September Monthly System Peak Day50% Cycling4 | 11.4091 | 11.4091 | 72.08 | 0 | 0 | 0 | 0 | 0 | 12331 | Residential | caiso
Average Per Ton | 1-in-10 | September Monthly System Peak Day | All | 4 | Average Per Ton1-in-10September Monthly System Peak DayAll4 | 0.20307 | 0.20307 | 72.1216 | 0 | 0 | 0 | 0 | 0 | 23026 | Residential | caiso
Average Per Premise | 1-in-10 | September Monthly System Peak Day | All | 4 | Average Per Premise1-in-10September Monthly System Peak DayAll4 | 0.8691 | 0.8691 | 72.1216 | 0 | 0 | 0 | 0 | 0 | 23026 | Residential | caiso
Average Per Device | 1-in-10 | September Monthly System Peak Day | All | 4 | Average Per Device1-in-10September Monthly System Peak DayAll4 | 0.72433 | 0.72433 | 72.1216 | 0 | 0 | 0 | 0 | 0 | 23026 | Residential | caiso
Aggregate | 1-in-10 | September Monthly System Peak Day | All | 4 | Aggregate1-in-10September Monthly System Peak DayAll4 | 20.0118 | 20.0118 | 72.1216 | 0 | 0 | 0 | 0 | 0 | 23026 | Residential | caiso
Average Per Ton | 1-in-10 | August Monthly System Peak Day | 100% Cycling | 5 | Average Per Ton1-in-10August Monthly System Peak Day100% Cycling5 | 0.14385 | 0.14385 | 69.588 | 0 | 0 | 0 | 0 | 0 | 10695 | Residential | caiso
Average Per Premise | 1-in-10 | August Monthly System Peak Day | 100% Cycling | 5 | Average Per Premise1-in-10August Monthly System Peak Day100% Cycling5 | 0.6447 | 0.6447 | 69.588 | 0 | 0 | 0 | 0 | 0 | 10695 | Residential | caiso
Average Per Device | 1-in-10 | August Monthly System Peak Day | 100% Cycling | 5 | Average Per Device1-in-10August Monthly System Peak Day100% Cycling5 | 0.52215 | 0.52215 | 69.588 | 0 | 0 | 0 | 0 | 0 | 10695 | Residential | caiso
Aggregate | 1-in-10 | August Monthly System Peak Day | 100% Cycling | 5 | Aggregate1-in-10August Monthly System Peak Day100% Cycling5 | 6.895 | 6.895 | 69.588 | 0 | 0 | 0 | 0 | 0 | 10695 | Residential | caiso
Average Per Ton | 1-in-10 | August Monthly System Peak Day | 50% Cycling | 5 | Average Per Ton1-in-10August Monthly System Peak Day50% Cycling5 | 0.18074 | 0.18074 | 69.4096 | 0 | 0 | 0 | 0 | 0 | 12331 | Residential | caiso
Average Per Premise | 1-in-10 | August Monthly System Peak Day | 50% Cycling | 5 | Average Per Premise1-in-10August Monthly System Peak Day50% Cycling5 | 0.74189 | 0.74189 | 69.4096 | 0 | 0 | 0 | 0 | 0 | 12331 | Residential | caiso
Average Per Device | 1-in-10 | August Monthly System Peak Day | 50% Cycling | 5 | Average Per Device1-in-10August Monthly System Peak Day50% Cycling5 | 0.63428 | 0.63428 | 69.4096 | 0 | 0 | 0 | 0 | 0 | 12331 | Residential | caiso
Aggregate | 1-in-10 | August Monthly System Peak Day | 50% Cycling | 5 | Aggregate1-in-10August Monthly System Peak Day50% Cycling5 | 9.1483 | 9.1483 | 69.4096 | 0 | 0 | 0 | 0 | 0 | 12331 | Residential | caiso
Average Per Ton | 1-in-10 | August Monthly System Peak Day | All | 5 | Average Per Ton1-in-10August Monthly System Peak DayAll5 | 0.1636 | 0.1636 | 69.4924 | 0 | 0 | 0 | 0 | 0 | 23026 | Residential | caiso
Average Per Premise | 1-in-10 | August Monthly System Peak Day | All | 5 | Average Per Premise1-in-10August Monthly System Peak DayAll5 | 0.7002 | 0.7002 | 69.4924 | 0 | 0 | 0 | 0 | 0 | 23026 | Residential | caiso
Average Per Device | 1-in-10 | August Monthly System Peak Day | All | 5 | Average Per Device1-in-10August Monthly System Peak DayAll5 | 0.58357 | 0.58357 | 69.4924 | 0 | 0 | 0 | 0 | 0 | 23026 | Residential | caiso
Aggregate | 1-in-10 | August Monthly System Peak Day | All | 5 | Aggregate1-in-10August Monthly System Peak DayAll5 | 16.1228 | 16.1228 | 69.4924 | 0 | 0 | 0 | 0 | 0 | 23026 | Residential | caiso
Average Per Ton | 1-in-10 | August Typical Event Day | 100% Cycling | 5 | Average Per Ton1-in-10August Typical Event Day100% Cycling5 | 0.14095 | 0.14095 | 68.709 | 0 | 0 | 0 | 0 | 0 | 10695 | Residential | caiso
Average Per Premise | 1-in-10 | August Typical Event Day | 100% Cycling | 5 | Average Per Premise1-in-10August Typical Event Day100% Cycling5 | 0.63171 | 0.63171 | 68.709 | 0 | 0 | 0 | 0 | 0 | 10695 | Residential | caiso
Average Per Device | 1-in-10 | August Typical Event Day | 100% Cycling | 5 | Average Per Device1-in-10August Typical Event Day100% Cycling5 | 0.51163 | 0.51163 | 68.709 | 0 | 0 | 0 | 0 | 0 | 10695 | Residential | caiso
Aggregate | 1-in-10 | August Typical Event Day | 100% Cycling | 5 | Aggregate1-in-10August Typical Event Day100% Cycling5 | 6.7561 | 6.7561 | 68.709 | 0 | 0 | 0 | 0 | 0 | 10695 | Residential | caiso
Average Per Ton | 1-in-10 | August Typical Event Day | 50% Cycling | 5 | Average Per Ton1-in-10August Typical Event Day50% Cycling5 | 0.17761 | 0.17761 | 68.5327 | 0 | 0 | 0 | 0 | 0 | 12331 | Residential | caiso
Average Per Premise | 1-in-10 | August Typical Event Day | 50% Cycling | 5 | Average Per Premise1-in-10August Typical Event Day50% Cycling5 | 0.72905 | 0.72905 | 68.5327 | 0 | 0 | 0 | 0 | 0 | 12331 | Residential | caiso
Average Per Device | 1-in-10 | August Typical Event Day | 50% Cycling | 5 | Average Per Device1-in-10August Typical Event Day50% Cycling5 | 0.6233 | 0.6233 | 68.5327 | 0 | 0 | 0 | 0 | 0 | 12331 | Residential | caiso
Aggregate | 1-in-10 | August Typical Event Day | 50% Cycling | 5 | Aggregate1-in-10August Typical Event Day50% Cycling5 | 8.9899 | 8.9899 | 68.5327 | 0 | 0 | 0 | 0 | 0 | 12331 | Residential | caiso
Average Per Ton | 1-in-10 | August Typical Event Day | All | 5 | Average Per Ton1-in-10August Typical Event DayAll5 | 0.16058 | 0.16058 | 68.6146 | 0 | 0 | 0 | 0 | 0 | 23026 | Residential | caiso
Average Per Premise | 1-in-10 | August Typical Event Day | All | 5 | Average Per Premise1-in-10August Typical Event DayAll5 | 0.68727 | 0.68727 | 68.6146 | 0 | 0 | 0 | 0 | 0 | 23026 | Residential | caiso
Average Per Device | 1-in-10 | August Typical Event Day | All | 5 | Average Per Device1-in-10August Typical Event DayAll5 | 0.57279 | 0.57279 | 68.6146 | 0 | 0 | 0 | 0 | 0 | 23026 | Residential | caiso
Aggregate | 1-in-10 | August Typical Event Day | All | 5 | Aggregate1-in-10August Typical Event DayAll5 | 15.8251 | 15.8251 | 68.6146 | 0 | 0 | 0 | 0 | 0 | 23026 | Residential | caiso
Average Per Ton | 1-in-10 | July Monthly System Peak Day | 100% Cycling | 5 | Average Per Ton1-in-10July Monthly System Peak Day100% Cycling5 | 0.1259 | 0.1259 | 68.1875 | 0 | 0 | 0 | 0 | 0 | 10695 | Residential | caiso
Average Per Premise | 1-in-10 | July Monthly System Peak Day | 100% Cycling | 5 | Average Per Premise1-in-10July Monthly System Peak Day100% Cycling5 | 0.56422 | 0.56422 | 68.1875 | 0 | 0 | 0 | 0 | 0 | 10695 | Residential | caiso
Average Per Device | 1-in-10 | July Monthly System Peak Day | 100% Cycling | 5 | Average Per Device1-in-10July Monthly System Peak Day100% Cycling5 | 0.45698 | 0.45698 | 68.1875 | 0 | 0 | 0 | 0 | 0 | 10695 | Residential | caiso
Aggregate | 1-in-10 | July Monthly System Peak Day | 100% Cycling | 5 | Aggregate1-in-10July Monthly System Peak Day100% Cycling5 | 6.0344 | 6.0344 | 68.1875 | 0 | 0 | 0 | 0 | 0 | 10695 | Residential | caiso
Average Per Ton | 1-in-10 | July Monthly System Peak Day | 50% Cycling | 5 | Average Per Ton1-in-10July Monthly System Peak Day50% Cycling5 | 0.15982 | 0.15982 | 67.9565 | 0 | 0 | 0 | 0 | 0 | 12331 | Residential | caiso
Average Per Premise | 1-in-10 | July Monthly System Peak Day | 50% Cycling | 5 | Average Per Premise1-in-10July Monthly System Peak Day50% Cycling5 | 0.65605 | 0.65605 | 67.9565 | 0 | 0 | 0 | 0 | 0 | 12331 | Residential | caiso
Average Per Device | 1-in-10 | July Monthly System Peak Day | 50% Cycling | 5 | Average Per Device1-in-10July Monthly System Peak Day50% Cycling5 | 0.56089 | 0.56089 | 67.9565 | 0 | 0 | 0 | 0 | 0 | 12331 | Residential | caiso
Aggregate | 1-in-10 | July Monthly System Peak Day | 50% Cycling | 5 | Aggregate1-in-10July Monthly System Peak Day50% Cycling5 | 8.0897 | 8.0897 | 67.9565 | 0 | 0 | 0 | 0 | 0 | 12331 | Residential | caiso
Average Per Ton | 1-in-10 | July Monthly System Peak Day | All | 5 | Average Per Ton1-in-10July Monthly System Peak DayAll5 | 0.14407 | 0.14407 | 68.0638 | 0 | 0 | 0 | 0 | 0 | 23026 | Residential | caiso
Average Per Premise | 1-in-10 | July Monthly System Peak Day | All | 5 | Average Per Premise1-in-10July Monthly System Peak DayAll5 | 0.61657 | 0.61657 | 68.0638 | 0 | 0 | 0 | 0 | 0 | 23026 | Residential | caiso
Average Per Device | 1-in-10 | July Monthly System Peak Day | All | 5 | Average Per Device1-in-10July Monthly System Peak DayAll5 | 0.51387 | 0.51387 | 68.0638 | 0 | 0 | 0 | 0 | 0 | 23026 | Residential | caiso
Aggregate | 1-in-10 | July Monthly System Peak Day | All | 5 | Aggregate1-in-10July Monthly System Peak DayAll5 | 14.1973 | 14.1973 | 68.0638 | 0 | 0 | 0 | 0 | 0 | 23026 | Residential | caiso
Average Per Ton | 1-in-10 | June Monthly System Peak Day | 100% Cycling | 5 | Average Per Ton1-in-10June Monthly System Peak Day100% Cycling5 | 0.12183 | 0.12183 | 64.3672 | 0 | 0 | 0 | 0 | 0 | 10695 | Residential | caiso
Average Per Premise | 1-in-10 | June Monthly System Peak Day | 100% Cycling | 5 | Average Per Premise1-in-10June Monthly System Peak Day100% Cycling5 | 0.54601 | 0.54601 | 64.3672 | 0 | 0 | 0 | 0 | 0 | 10695 | Residential | caiso
Average Per Device | 1-in-10 | June Monthly System Peak Day | 100% Cycling | 5 | Average Per Device1-in-10June Monthly System Peak Day100% Cycling5 | 0.44222 | 0.44222 | 64.3672 | 0 | 0 | 0 | 0 | 0 | 10695 | Residential | caiso
Aggregate | 1-in-10 | June Monthly System Peak Day | 100% Cycling | 5 | Aggregate1-in-10June Monthly System Peak Day100% Cycling5 | 5.8395 | 5.8395 | 64.3672 | 0 | 0 | 0 | 0 | 0 | 10695 | Residential | caiso
Average Per Ton | 1-in-10 | June Monthly System Peak Day | 50% Cycling | 5 | Average Per Ton1-in-10June Monthly System Peak Day50% Cycling5 | 0.15508 | 0.15508 | 64.0414 | 0 | 0 | 0 | 0 | 0 | 12331 | Residential | caiso
Average Per Premise | 1-in-10 | June Monthly System Peak Day | 50% Cycling | 5 | Average Per Premise1-in-10June Monthly System Peak Day50% Cycling5 | 0.63655 | 0.63655 | 64.0414 | 0 | 0 | 0 | 0 | 0 | 12331 | Residential | caiso
Average Per Device | 1-in-10 | June Monthly System Peak Day | 50% Cycling | 5 | Average Per Device1-in-10June Monthly System Peak Day50% Cycling5 | 0.54422 | 0.54422 | 64.0414 | 0 | 0 | 0 | 0 | 0 | 12331 | Residential | caiso
Aggregate | 1-in-10 | June Monthly System Peak Day | 50% Cycling | 5 | Aggregate1-in-10June Monthly System Peak Day50% Cycling5 | 7.8494 | 7.8494 | 64.0414 | 0 | 0 | 0 | 0 | 0 | 12331 | Residential | caiso
Average Per Ton | 1-in-10 | June Monthly System Peak Day | All | 5 | Average Per Ton1-in-10June Monthly System Peak DayAll5 | 0.13963 | 0.13963 | 64.1927 | 0 | 0 | 0 | 0 | 0 | 23026 | Residential | caiso
Average Per Premise | 1-in-10 | June Monthly System Peak Day | All | 5 | Average Per Premise1-in-10June Monthly System Peak DayAll5 | 0.59761 | 0.59761 | 64.1927 | 0 | 0 | 0 | 0 | 0 | 23026 | Residential | caiso
Average Per Device | 1-in-10 | June Monthly System Peak Day | All | 5 | Average Per Device1-in-10June Monthly System Peak DayAll5 | 0.49807 | 0.49807 | 64.1927 | 0 | 0 | 0 | 0 | 0 | 23026 | Residential | caiso
Aggregate | 1-in-10 | June Monthly System Peak Day | All | 5 | Aggregate1-in-10June Monthly System Peak DayAll5 | 13.7605 | 13.7605 | 64.1927 | 0 | 0 | 0 | 0 | 0 | 23026 | Residential | caiso
Average Per Ton | 1-in-10 | May Monthly System Peak Day | 100% Cycling | 5 | Average Per Ton1-in-10May Monthly System Peak Day100% Cycling5 | 0.12251 | 0.12251 | 63.3391 | 0 | 0 | 0 | 0 | 0 | 10695 | Residential | caiso
Average Per Premise | 1-in-10 | May Monthly System Peak Day | 100% Cycling | 5 | Average Per Premise1-in-10May Monthly System Peak Day100% Cycling5 | 0.54905 | 0.54905 | 63.3391 | 0 | 0 | 0 | 0 | 0 | 10695 | Residential | caiso
Average Per Device | 1-in-10 | May Monthly System Peak Day | 100% Cycling | 5 | Average Per Device1-in-10May Monthly System Peak Day100% Cycling5 | 0.44469 | 0.44469 | 63.3391 | 0 | 0 | 0 | 0 | 0 | 10695 | Residential | caiso
Aggregate | 1-in-10 | May Monthly System Peak Day | 100% Cycling | 5 | Aggregate1-in-10May Monthly System Peak Day100% Cycling5 | 5.8721 | 5.8721 | 63.3391 | 0 | 0 | 0 | 0 | 0 | 10695 | Residential | caiso
Average Per Ton | 1-in-10 | May Monthly System Peak Day | 50% Cycling | 5 | Average Per Ton1-in-10May Monthly System Peak Day50% Cycling5 | 0.15635 | 0.15635 | 63.1601 | 0 | 0 | 0 | 0 | 0 | 12331 | Residential | caiso
Average Per Premise | 1-in-10 | May Monthly System Peak Day | 50% Cycling | 5 | Average Per Premise1-in-10May Monthly System Peak Day50% Cycling5 | 0.64177 | 0.64177 | 63.1601 | 0 | 0 | 0 | 0 | 0 | 12331 | Residential | caiso
Average Per Device | 1-in-10 | May Monthly System Peak Day | 50% Cycling | 5 | Average Per Device1-in-10May Monthly System Peak Day50% Cycling5 | 0.54868 | 0.54868 | 63.1601 | 0 | 0 | 0 | 0 | 0 | 12331 | Residential | caiso
Aggregate | 1-in-10 | May Monthly System Peak Day | 50% Cycling | 5 | Aggregate1-in-10May Monthly System Peak Day50% Cycling5 | 7.9136 | 7.9136 | 63.1601 | 0 | 0 | 0 | 0 | 0 | 12331 | Residential | caiso
Average Per Ton | 1-in-10 | May Monthly System Peak Day | All | 5 | Average Per Ton1-in-10May Monthly System Peak DayAll5 | 0.14063 | 0.14063 | 63.2433 | 0 | 0 | 0 | 0 | 0 | 23026 | Residential | caiso
Average Per Premise | 1-in-10 | May Monthly System Peak Day | All | 5 | Average Per Premise1-in-10May Monthly System Peak DayAll5 | 0.60187 | 0.60187 | 63.2433 | 0 | 0 | 0 | 0 | 0 | 23026 | Residential | caiso
Average Per Device | 1-in-10 | May Monthly System Peak Day | All | 5 | Average Per Device1-in-10May Monthly System Peak DayAll5 | 0.50162 | 0.50162 | 63.2433 | 0 | 0 | 0 | 0 | 0 | 23026 | Residential | caiso
Aggregate | 1-in-10 | May Monthly System Peak Day | All | 5 | Aggregate1-in-10May Monthly System Peak DayAll5 | 13.8587 | 13.8587 | 63.2433 | 0 | 0 | 0 | 0 | 0 | 23026 | Residential | caiso
Average Per Ton | 1-in-10 | October Monthly System Peak Day | 100% Cycling | 5 | Average Per Ton1-in-10October Monthly System Peak Day100% Cycling5 | 0.13082 | 0.13082 | 67.3763 | 0 | 0 | 0 | 0 | 0 | 10695 | Residential | caiso
Average Per Premise | 1-in-10 | October Monthly System Peak Day | 100% Cycling | 5 | Average Per Premise1-in-10October Monthly System Peak Day100% Cycling5 | 0.58628 | 0.58628 | 67.3763 | 0 | 0 | 0 | 0 | 0 | 10695 | Residential | caiso
Average Per Device | 1-in-10 | October Monthly System Peak Day | 100% Cycling | 5 | Average Per Device1-in-10October Monthly System Peak Day100% Cycling5 | 0.47484 | 0.47484 | 67.3763 | 0 | 0 | 0 | 0 | 0 | 10695 | Residential | caiso
Aggregate | 1-in-10 | October Monthly System Peak Day | 100% Cycling | 5 | Aggregate1-in-10October Monthly System Peak Day100% Cycling5 | 6.2703 | 6.2703 | 67.3763 | 0 | 0 | 0 | 0 | 0 | 10695 | Residential | caiso
Average Per Ton | 1-in-10 | October Monthly System Peak Day | 50% Cycling | 5 | Average Per Ton1-in-10October Monthly System Peak Day50% Cycling5 | 0.16488 | 0.16488 | 67.0456 | 0 | 0 | 0 | 0 | 0 | 12331 | Residential | caiso
Average Per Premise | 1-in-10 | October Monthly System Peak Day | 50% Cycling | 5 | Average Per Premise1-in-10October Monthly System Peak Day50% Cycling5 | 0.67681 | 0.67681 | 67.0456 | 0 | 0 | 0 | 0 | 0 | 12331 | Residential | caiso
Average Per Device | 1-in-10 | October Monthly System Peak Day | 50% Cycling | 5 | Average Per Device1-in-10October Monthly System Peak Day50% Cycling5 | 0.57864 | 0.57864 | 67.0456 | 0 | 0 | 0 | 0 | 0 | 12331 | Residential | caiso
Aggregate | 1-in-10 | October Monthly System Peak Day | 50% Cycling | 5 | Aggregate1-in-10October Monthly System Peak Day50% Cycling5 | 8.3458 | 8.3458 | 67.0456 | 0 | 0 | 0 | 0 | 0 | 12331 | Residential | caiso
Average Per Ton | 1-in-10 | October Monthly System Peak Day | All | 5 | Average Per Ton1-in-10October Monthly System Peak DayAll5 | 0.14906 | 0.14906 | 67.1992 | 0 | 0 | 0 | 0 | 0 | 23026 | Residential | caiso
Average Per Premise | 1-in-10 | October Monthly System Peak Day | All | 5 | Average Per Premise1-in-10October Monthly System Peak DayAll5 | 0.63795 | 0.63795 | 67.1992 | 0 | 0 | 0 | 0 | 0 | 23026 | Residential | caiso
Average Per Device | 1-in-10 | October Monthly System Peak Day | All | 5 | Average Per Device1-in-10October Monthly System Peak DayAll5 | 0.53169 | 0.53169 | 67.1992 | 0 | 0 | 0 | 0 | 0 | 23026 | Residential | caiso
Aggregate | 1-in-10 | October Monthly System Peak Day | All | 5 | Aggregate1-in-10October Monthly System Peak DayAll5 | 14.6895 | 14.6895 | 67.1992 | 0 | 0 | 0 | 0 | 0 | 23026 | Residential | caiso
Average Per Ton | 1-in-10 | September Monthly System Peak Day | 100% Cycling | 5 | Average Per Ton1-in-10September Monthly System Peak Day100% Cycling5 | 0.17224 | 0.17224 | 72.6935 | 0 | 0 | 0 | 0 | 0 | 10695 | Residential | caiso
Average Per Premise | 1-in-10 | September Monthly System Peak Day | 100% Cycling | 5 | Average Per Premise1-in-10September Monthly System Peak Day100% Cycling5 | 0.77191 | 0.77191 | 72.6935 | 0 | 0 | 0 | 0 | 0 | 10695 | Residential | caiso
Average Per Device | 1-in-10 | September Monthly System Peak Day | 100% Cycling | 5 | Average Per Device1-in-10September Monthly System Peak Day100% Cycling5 | 0.62518 | 0.62518 | 72.6935 | 0 | 0 | 0 | 0 | 0 | 10695 | Residential | caiso
Aggregate | 1-in-10 | September Monthly System Peak Day | 100% Cycling | 5 | Aggregate1-in-10September Monthly System Peak Day100% Cycling5 | 8.2556 | 8.2556 | 72.6935 | 0 | 0 | 0 | 0 | 0 | 10695 | Residential | caiso
Average Per Ton | 1-in-10 | September Monthly System Peak Day | 50% Cycling | 5 | Average Per Ton1-in-10September Monthly System Peak Day50% Cycling5 | 0.2148 | 0.2148 | 72.7233 | 0 | 0 | 0 | 0 | 0 | 12331 | Residential | caiso
Average Per Premise | 1-in-10 | September Monthly System Peak Day | 50% Cycling | 5 | Average Per Premise1-in-10September Monthly System Peak Day50% Cycling5 | 0.88171 | 0.88171 | 72.7233 | 0 | 0 | 0 | 0 | 0 | 12331 | Residential | caiso
Average Per Device | 1-in-10 | September Monthly System Peak Day | 50% Cycling | 5 | Average Per Device1-in-10September Monthly System Peak Day50% Cycling5 | 0.75382 | 0.75382 | 72.7233 | 0 | 0 | 0 | 0 | 0 | 12331 | Residential | caiso
Aggregate | 1-in-10 | September Monthly System Peak Day | 50% Cycling | 5 | Aggregate1-in-10September Monthly System Peak Day50% Cycling5 | 10.8723 | 10.8723 | 72.7233 | 0 | 0 | 0 | 0 | 0 | 12331 | Residential | caiso
Average Per Ton | 1-in-10 | September Monthly System Peak Day | All | 5 | Average Per Ton1-in-10September Monthly System Peak DayAll5 | 0.19503 | 0.19503 | 72.7095 | 0 | 0 | 0 | 0 | 0 | 23026 | Residential | caiso
Average Per Premise | 1-in-10 | September Monthly System Peak Day | All | 5 | Average Per Premise1-in-10September Monthly System Peak DayAll5 | 0.83469 | 0.83469 | 72.7095 | 0 | 0 | 0 | 0 | 0 | 23026 | Residential | caiso
Average Per Device | 1-in-10 | September Monthly System Peak Day | All | 5 | Average Per Device1-in-10September Monthly System Peak DayAll5 | 0.69566 | 0.69566 | 72.7095 | 0 | 0 | 0 | 0 | 0 | 23026 | Residential | caiso
Aggregate | 1-in-10 | September Monthly System Peak Day | All | 5 | Aggregate1-in-10September Monthly System Peak DayAll5 | 19.2196 | 19.2196 | 72.7095 | 0 | 0 | 0 | 0 | 0 | 23026 | Residential | caiso
Average Per Ton | 1-in-10 | August Monthly System Peak Day | 100% Cycling | 6 | Average Per Ton1-in-10August Monthly System Peak Day100% Cycling6 | 0.1509 | 0.1509 | 69.3945 | 0 | 0 | 0 | 0 | 0 | 10695 | Residential | caiso
Average Per Premise | 1-in-10 | August Monthly System Peak Day | 100% Cycling | 6 | Average Per Premise1-in-10August Monthly System Peak Day100% Cycling6 | 0.67626 | 0.67626 | 69.3945 | 0 | 0 | 0 | 0 | 0 | 10695 | Residential | caiso
Average Per Device | 1-in-10 | August Monthly System Peak Day | 100% Cycling | 6 | Average Per Device1-in-10August Monthly System Peak Day100% Cycling6 | 0.54772 | 0.54772 | 69.3945 | 0 | 0 | 0 | 0 | 0 | 10695 | Residential | caiso
Aggregate | 1-in-10 | August Monthly System Peak Day | 100% Cycling | 6 | Aggregate1-in-10August Monthly System Peak Day100% Cycling6 | 7.2326 | 7.2326 | 69.3945 | 0 | 0 | 0 | 0 | 0 | 10695 | Residential | caiso
Average Per Ton | 1-in-10 | August Monthly System Peak Day | 50% Cycling | 6 | Average Per Ton1-in-10August Monthly System Peak Day50% Cycling6 | 0.19006 | 0.19006 | 69.1862 | 0 | 0 | 0 | 0 | 0 | 12331 | Residential | caiso
Average Per Premise | 1-in-10 | August Monthly System Peak Day | 50% Cycling | 6 | Average Per Premise1-in-10August Monthly System Peak Day50% Cycling6 | 0.78018 | 0.78018 | 69.1862 | 0 | 0 | 0 | 0 | 0 | 12331 | Residential | caiso
Average Per Device | 1-in-10 | August Monthly System Peak Day | 50% Cycling | 6 | Average Per Device1-in-10August Monthly System Peak Day50% Cycling6 | 0.66702 | 0.66702 | 69.1862 | 0 | 0 | 0 | 0 | 0 | 12331 | Residential | caiso
Aggregate | 1-in-10 | August Monthly System Peak Day | 50% Cycling | 6 | Aggregate1-in-10August Monthly System Peak Day50% Cycling6 | 9.6204 | 9.6204 | 69.1862 | 0 | 0 | 0 | 0 | 0 | 12331 | Residential | caiso
Average Per Ton | 1-in-10 | August Monthly System Peak Day | All | 6 | Average Per Ton1-in-10August Monthly System Peak DayAll6 | 0.17187 | 0.17187 | 69.283 | 0 | 0 | 0 | 0 | 0 | 23026 | Residential | caiso
Average Per Premise | 1-in-10 | August Monthly System Peak Day | All | 6 | Average Per Premise1-in-10August Monthly System Peak DayAll6 | 0.73558 | 0.73558 | 69.283 | 0 | 0 | 0 | 0 | 0 | 23026 | Residential | caiso
Average Per Device | 1-in-10 | August Monthly System Peak Day | All | 6 | Average Per Device1-in-10August Monthly System Peak DayAll6 | 0.61305 | 0.61305 | 69.283 | 0 | 0 | 0 | 0 | 0 | 23026 | Residential | caiso
Aggregate | 1-in-10 | August Monthly System Peak Day | All | 6 | Aggregate1-in-10August Monthly System Peak DayAll6 | 16.9374 | 16.9374 | 69.283 | 0 | 0 | 0 | 0 | 0 | 23026 | Residential | caiso
Average Per Ton | 1-in-10 | August Typical Event Day | 100% Cycling | 6 | Average Per Ton1-in-10August Typical Event Day100% Cycling6 | 0.14786 | 0.14786 | 68.0152 | 0 | 0 | 0 | 0 | 0 | 10695 | Residential | caiso
Average Per Premise | 1-in-10 | August Typical Event Day | 100% Cycling | 6 | Average Per Premise1-in-10August Typical Event Day100% Cycling6 | 0.66264 | 0.66264 | 68.0152 | 0 | 0 | 0 | 0 | 0 | 10695 | Residential | caiso
Average Per Device | 1-in-10 | August Typical Event Day | 100% Cycling | 6 | Average Per Device1-in-10August Typical Event Day100% Cycling6 | 0.53668 | 0.53668 | 68.0152 | 0 | 0 | 0 | 0 | 0 | 10695 | Residential | caiso
Aggregate | 1-in-10 | August Typical Event Day | 100% Cycling | 6 | Aggregate1-in-10August Typical Event Day100% Cycling6 | 7.0869 | 7.0869 | 68.0152 | 0 | 0 | 0 | 0 | 0 | 10695 | Residential | caiso
Average Per Ton | 1-in-10 | August Typical Event Day | 50% Cycling | 6 | Average Per Ton1-in-10August Typical Event Day50% Cycling6 | 0.18677 | 0.18677 | 67.7432 | 0 | 0 | 0 | 0 | 0 | 12331 | Residential | caiso
Average Per Premise | 1-in-10 | August Typical Event Day | 50% Cycling | 6 | Average Per Premise1-in-10August Typical Event Day50% Cycling6 | 0.76667 | 0.76667 | 67.7432 | 0 | 0 | 0 | 0 | 0 | 12331 | Residential | caiso
Average Per Device | 1-in-10 | August Typical Event Day | 50% Cycling | 6 | Average Per Device1-in-10August Typical Event Day50% Cycling6 | 0.65547 | 0.65547 | 67.7432 | 0 | 0 | 0 | 0 | 0 | 12331 | Residential | caiso
Aggregate | 1-in-10 | August Typical Event Day | 50% Cycling | 6 | Aggregate1-in-10August Typical Event Day50% Cycling6 | 9.4538 | 9.4538 | 67.7432 | 0 | 0 | 0 | 0 | 0 | 12331 | Residential | caiso
Average Per Ton | 1-in-10 | August Typical Event Day | All | 6 | Average Per Ton1-in-10August Typical Event DayAll6 | 0.1687 | 0.1687 | 67.8696 | 0 | 0 | 0 | 0 | 0 | 23026 | Residential | caiso
Average Per Premise | 1-in-10 | August Typical Event Day | All | 6 | Average Per Premise1-in-10August Typical Event DayAll6 | 0.72199 | 0.72199 | 67.8696 | 0 | 0 | 0 | 0 | 0 | 23026 | Residential | caiso
Average Per Device | 1-in-10 | August Typical Event Day | All | 6 | Average Per Device1-in-10August Typical Event DayAll6 | 0.60173 | 0.60173 | 67.8696 | 0 | 0 | 0 | 0 | 0 | 23026 | Residential | caiso
Aggregate | 1-in-10 | August Typical Event Day | All | 6 | Aggregate1-in-10August Typical Event DayAll6 | 16.6246 | 16.6246 | 67.8696 | 0 | 0 | 0 | 0 | 0 | 23026 | Residential | caiso
Average Per Ton | 1-in-10 | July Monthly System Peak Day | 100% Cycling | 6 | Average Per Ton1-in-10July Monthly System Peak Day100% Cycling6 | 0.13206 | 0.13206 | 68.1208 | 0 | 0 | 0 | 0 | 0 | 10695 | Residential | caiso
Average Per Premise | 1-in-10 | July Monthly System Peak Day | 100% Cycling | 6 | Average Per Premise1-in-10July Monthly System Peak Day100% Cycling6 | 0.59185 | 0.59185 | 68.1208 | 0 | 0 | 0 | 0 | 0 | 10695 | Residential | caiso
Average Per Device | 1-in-10 | July Monthly System Peak Day | 100% Cycling | 6 | Average Per Device1-in-10July Monthly System Peak Day100% Cycling6 | 0.47935 | 0.47935 | 68.1208 | 0 | 0 | 0 | 0 | 0 | 10695 | Residential | caiso
Aggregate | 1-in-10 | July Monthly System Peak Day | 100% Cycling | 6 | Aggregate1-in-10July Monthly System Peak Day100% Cycling6 | 6.3298 | 6.3298 | 68.1208 | 0 | 0 | 0 | 0 | 0 | 10695 | Residential | caiso
Average Per Ton | 1-in-10 | July Monthly System Peak Day | 50% Cycling | 6 | Average Per Ton1-in-10July Monthly System Peak Day50% Cycling6 | 0.16807 | 0.16807 | 67.925 | 0 | 0 | 0 | 0 | 0 | 12331 | Residential | caiso
Average Per Premise | 1-in-10 | July Monthly System Peak Day | 50% Cycling | 6 | Average Per Premise1-in-10July Monthly System Peak Day50% Cycling6 | 0.6899 | 0.6899 | 67.925 | 0 | 0 | 0 | 0 | 0 | 12331 | Residential | caiso
Average Per Device | 1-in-10 | July Monthly System Peak Day | 50% Cycling | 6 | Average Per Device1-in-10July Monthly System Peak Day50% Cycling6 | 0.58984 | 0.58984 | 67.925 | 0 | 0 | 0 | 0 | 0 | 12331 | Residential | caiso
Aggregate | 1-in-10 | July Monthly System Peak Day | 50% Cycling | 6 | Aggregate1-in-10July Monthly System Peak Day50% Cycling6 | 8.5072 | 8.5072 | 67.925 | 0 | 0 | 0 | 0 | 0 | 12331 | Residential | caiso
Average Per Ton | 1-in-10 | July Monthly System Peak Day | All | 6 | Average Per Ton1-in-10July Monthly System Peak DayAll6 | 0.15134 | 0.15134 | 68.016 | 0 | 0 | 0 | 0 | 0 | 23026 | Residential | caiso
Average Per Premise | 1-in-10 | July Monthly System Peak Day | All | 6 | Average Per Premise1-in-10July Monthly System Peak DayAll6 | 0.64773 | 0.64773 | 68.016 | 0 | 0 | 0 | 0 | 0 | 23026 | Residential | caiso
Average Per Device | 1-in-10 | July Monthly System Peak Day | All | 6 | Average Per Device1-in-10July Monthly System Peak DayAll6 | 0.53984 | 0.53984 | 68.016 | 0 | 0 | 0 | 0 | 0 | 23026 | Residential | caiso
Aggregate | 1-in-10 | July Monthly System Peak Day | All | 6 | Aggregate1-in-10July Monthly System Peak DayAll6 | 14.9146 | 14.9146 | 68.016 | 0 | 0 | 0 | 0 | 0 | 23026 | Residential | caiso
Average Per Ton | 1-in-10 | June Monthly System Peak Day | 100% Cycling | 6 | Average Per Ton1-in-10June Monthly System Peak Day100% Cycling6 | 0.1278 | 0.1278 | 63.5933 | 0 | 0 | 0 | 0 | 0 | 10695 | Residential | caiso
Average Per Premise | 1-in-10 | June Monthly System Peak Day | 100% Cycling | 6 | Average Per Premise1-in-10June Monthly System Peak Day100% Cycling6 | 0.57274 | 0.57274 | 63.5933 | 0 | 0 | 0 | 0 | 0 | 10695 | Residential | caiso
Average Per Device | 1-in-10 | June Monthly System Peak Day | 100% Cycling | 6 | Average Per Device1-in-10June Monthly System Peak Day100% Cycling6 | 0.46387 | 0.46387 | 63.5933 | 0 | 0 | 0 | 0 | 0 | 10695 | Residential | caiso
Aggregate | 1-in-10 | June Monthly System Peak Day | 100% Cycling | 6 | Aggregate1-in-10June Monthly System Peak Day100% Cycling6 | 6.1254 | 6.1254 | 63.5933 | 0 | 0 | 0 | 0 | 0 | 10695 | Residential | caiso
Average Per Ton | 1-in-10 | June Monthly System Peak Day | 50% Cycling | 6 | Average Per Ton1-in-10June Monthly System Peak Day50% Cycling6 | 0.16308 | 0.16308 | 63.1481 | 0 | 0 | 0 | 0 | 0 | 12331 | Residential | caiso
Average Per Premise | 1-in-10 | June Monthly System Peak Day | 50% Cycling | 6 | Average Per Premise1-in-10June Monthly System Peak Day50% Cycling6 | 0.6694 | 0.6694 | 63.1481 | 0 | 0 | 0 | 0 | 0 | 12331 | Residential | caiso
Average Per Device | 1-in-10 | June Monthly System Peak Day | 50% Cycling | 6 | Average Per Device1-in-10June Monthly System Peak Day50% Cycling6 | 0.57231 | 0.57231 | 63.1481 | 0 | 0 | 0 | 0 | 0 | 12331 | Residential | caiso
Aggregate | 1-in-10 | June Monthly System Peak Day | 50% Cycling | 6 | Aggregate1-in-10June Monthly System Peak Day50% Cycling6 | 8.2544 | 8.2544 | 63.1481 | 0 | 0 | 0 | 0 | 0 | 12331 | Residential | caiso
Average Per Ton | 1-in-10 | June Monthly System Peak Day | All | 6 | Average Per Ton1-in-10June Monthly System Peak DayAll6 | 0.14669 | 0.14669 | 63.3549 | 0 | 0 | 0 | 0 | 0 | 23026 | Residential | caiso
Average Per Premise | 1-in-10 | June Monthly System Peak Day | All | 6 | Average Per Premise1-in-10June Monthly System Peak DayAll6 | 0.62781 | 0.62781 | 63.3549 | 0 | 0 | 0 | 0 | 0 | 23026 | Residential | caiso
Average Per Device | 1-in-10 | June Monthly System Peak Day | All | 6 | Average Per Device1-in-10June Monthly System Peak DayAll6 | 0.52323 | 0.52323 | 63.3549 | 0 | 0 | 0 | 0 | 0 | 23026 | Residential | caiso
Aggregate | 1-in-10 | June Monthly System Peak Day | All | 6 | Aggregate1-in-10June Monthly System Peak DayAll6 | 14.4559 | 14.4559 | 63.3549 | 0 | 0 | 0 | 0 | 0 | 23026 | Residential | caiso
Average Per Ton | 1-in-10 | May Monthly System Peak Day | 100% Cycling | 6 | Average Per Ton1-in-10May Monthly System Peak Day100% Cycling6 | 0.12851 | 0.12851 | 62.4522 | 0 | 0 | 0 | 0 | 0 | 10695 | Residential | caiso
Average Per Premise | 1-in-10 | May Monthly System Peak Day | 100% Cycling | 6 | Average Per Premise1-in-10May Monthly System Peak Day100% Cycling6 | 0.57593 | 0.57593 | 62.4522 | 0 | 0 | 0 | 0 | 0 | 10695 | Residential | caiso
Average Per Device | 1-in-10 | May Monthly System Peak Day | 100% Cycling | 6 | Average Per Device1-in-10May Monthly System Peak Day100% Cycling6 | 0.46646 | 0.46646 | 62.4522 | 0 | 0 | 0 | 0 | 0 | 10695 | Residential | caiso
Aggregate | 1-in-10 | May Monthly System Peak Day | 100% Cycling | 6 | Aggregate1-in-10May Monthly System Peak Day100% Cycling6 | 6.1596 | 6.1596 | 62.4522 | 0 | 0 | 0 | 0 | 0 | 10695 | Residential | caiso
Average Per Ton | 1-in-10 | May Monthly System Peak Day | 50% Cycling | 6 | Average Per Ton1-in-10May Monthly System Peak Day50% Cycling6 | 0.16441 | 0.16441 | 62.2135 | 0 | 0 | 0 | 0 | 0 | 12331 | Residential | caiso
Average Per Premise | 1-in-10 | May Monthly System Peak Day | 50% Cycling | 6 | Average Per Premise1-in-10May Monthly System Peak Day50% Cycling6 | 0.67489 | 0.67489 | 62.2135 | 0 | 0 | 0 | 0 | 0 | 12331 | Residential | caiso
Average Per Device | 1-in-10 | May Monthly System Peak Day | 50% Cycling | 6 | Average Per Device1-in-10May Monthly System Peak Day50% Cycling6 | 0.577 | 0.577 | 62.2135 | 0 | 0 | 0 | 0 | 0 | 12331 | Residential | caiso
Aggregate | 1-in-10 | May Monthly System Peak Day | 50% Cycling | 6 | Aggregate1-in-10May Monthly System Peak Day50% Cycling6 | 8.322 | 8.322 | 62.2135 | 0 | 0 | 0 | 0 | 0 | 12331 | Residential | caiso
Average Per Ton | 1-in-10 | May Monthly System Peak Day | All | 6 | Average Per Ton1-in-10May Monthly System Peak DayAll6 | 0.14774 | 0.14774 | 62.3243 | 0 | 0 | 0 | 0 | 0 | 23026 | Residential | caiso
Average Per Premise | 1-in-10 | May Monthly System Peak Day | All | 6 | Average Per Premise1-in-10May Monthly System Peak DayAll6 | 0.63229 | 0.63229 | 62.3243 | 0 | 0 | 0 | 0 | 0 | 23026 | Residential | caiso
Average Per Device | 1-in-10 | May Monthly System Peak Day | All | 6 | Average Per Device1-in-10May Monthly System Peak DayAll6 | 0.52697 | 0.52697 | 62.3243 | 0 | 0 | 0 | 0 | 0 | 23026 | Residential | caiso
Aggregate | 1-in-10 | May Monthly System Peak Day | All | 6 | Aggregate1-in-10May Monthly System Peak DayAll6 | 14.559 | 14.559 | 62.3243 | 0 | 0 | 0 | 0 | 0 | 23026 | Residential | caiso
Average Per Ton | 1-in-10 | October Monthly System Peak Day | 100% Cycling | 6 | Average Per Ton1-in-10October Monthly System Peak Day100% Cycling6 | 0.13722 | 0.13722 | 67.1263 | 0 | 0 | 0 | 0 | 0 | 10695 | Residential | caiso
Average Per Premise | 1-in-10 | October Monthly System Peak Day | 100% Cycling | 6 | Average Per Premise1-in-10October Monthly System Peak Day100% Cycling6 | 0.61498 | 0.61498 | 67.1263 | 0 | 0 | 0 | 0 | 0 | 10695 | Residential | caiso
Average Per Device | 1-in-10 | October Monthly System Peak Day | 100% Cycling | 6 | Average Per Device1-in-10October Monthly System Peak Day100% Cycling6 | 0.49809 | 0.49809 | 67.1263 | 0 | 0 | 0 | 0 | 0 | 10695 | Residential | caiso
Aggregate | 1-in-10 | October Monthly System Peak Day | 100% Cycling | 6 | Aggregate1-in-10October Monthly System Peak Day100% Cycling6 | 6.5773 | 6.5773 | 67.1263 | 0 | 0 | 0 | 0 | 0 | 10695 | Residential | caiso
Average Per Ton | 1-in-10 | October Monthly System Peak Day | 50% Cycling | 6 | Average Per Ton1-in-10October Monthly System Peak Day50% Cycling6 | 0.17339 | 0.17339 | 66.7956 | 0 | 0 | 0 | 0 | 0 | 12331 | Residential | caiso
Average Per Premise | 1-in-10 | October Monthly System Peak Day | 50% Cycling | 6 | Average Per Premise1-in-10October Monthly System Peak Day50% Cycling6 | 0.71174 | 0.71174 | 66.7956 | 0 | 0 | 0 | 0 | 0 | 12331 | Residential | caiso
Average Per Device | 1-in-10 | October Monthly System Peak Day | 50% Cycling | 6 | Average Per Device1-in-10October Monthly System Peak Day50% Cycling6 | 0.6085 | 0.6085 | 66.7956 | 0 | 0 | 0 | 0 | 0 | 12331 | Residential | caiso
Aggregate | 1-in-10 | October Monthly System Peak Day | 50% Cycling | 6 | Aggregate1-in-10October Monthly System Peak Day50% Cycling6 | 8.7764 | 8.7764 | 66.7956 | 0 | 0 | 0 | 0 | 0 | 12331 | Residential | caiso
Average Per Ton | 1-in-10 | October Monthly System Peak Day | All | 6 | Average Per Ton1-in-10October Monthly System Peak DayAll6 | 0.15659 | 0.15659 | 66.9492 | 0 | 0 | 0 | 0 | 0 | 23026 | Residential | caiso
Average Per Premise | 1-in-10 | October Monthly System Peak Day | All | 6 | Average Per Premise1-in-10October Monthly System Peak DayAll6 | 0.67018 | 0.67018 | 66.9492 | 0 | 0 | 0 | 0 | 0 | 23026 | Residential | caiso
Average Per Device | 1-in-10 | October Monthly System Peak Day | All | 6 | Average Per Device1-in-10October Monthly System Peak DayAll6 | 0.55855 | 0.55855 | 66.9492 | 0 | 0 | 0 | 0 | 0 | 23026 | Residential | caiso
Aggregate | 1-in-10 | October Monthly System Peak Day | All | 6 | Aggregate1-in-10October Monthly System Peak DayAll6 | 15.4317 | 15.4317 | 66.9492 | 0 | 0 | 0 | 0 | 0 | 23026 | Residential | caiso
Average Per Ton | 1-in-10 | September Monthly System Peak Day | 100% Cycling | 6 | Average Per Ton1-in-10September Monthly System Peak Day100% Cycling6 | 0.18067 | 0.18067 | 70.9522 | 0 | 0 | 0 | 0 | 0 | 10695 | Residential | caiso
Average Per Premise | 1-in-10 | September Monthly System Peak Day | 100% Cycling | 6 | Average Per Premise1-in-10September Monthly System Peak Day100% Cycling6 | 0.8097 | 0.8097 | 70.9522 | 0 | 0 | 0 | 0 | 0 | 10695 | Residential | caiso
Average Per Device | 1-in-10 | September Monthly System Peak Day | 100% Cycling | 6 | Average Per Device1-in-10September Monthly System Peak Day100% Cycling6 | 0.65579 | 0.65579 | 70.9522 | 0 | 0 | 0 | 0 | 0 | 10695 | Residential | caiso
Aggregate | 1-in-10 | September Monthly System Peak Day | 100% Cycling | 6 | Aggregate1-in-10September Monthly System Peak Day100% Cycling6 | 8.6597 | 8.6597 | 70.9522 | 0 | 0 | 0 | 0 | 0 | 10695 | Residential | caiso
Average Per Ton | 1-in-10 | September Monthly System Peak Day | 50% Cycling | 6 | Average Per Ton1-in-10September Monthly System Peak Day50% Cycling6 | 0.22588 | 0.22588 | 70.7135 | 0 | 0 | 0 | 0 | 0 | 12331 | Residential | caiso
Average Per Premise | 1-in-10 | September Monthly System Peak Day | 50% Cycling | 6 | Average Per Premise1-in-10September Monthly System Peak Day50% Cycling6 | 0.92721 | 0.92721 | 70.7135 | 0 | 0 | 0 | 0 | 0 | 12331 | Residential | caiso
Average Per Device | 1-in-10 | September Monthly System Peak Day | 50% Cycling | 6 | Average Per Device1-in-10September Monthly System Peak Day50% Cycling6 | 0.79272 | 0.79272 | 70.7135 | 0 | 0 | 0 | 0 | 0 | 12331 | Residential | caiso
Aggregate | 1-in-10 | September Monthly System Peak Day | 50% Cycling | 6 | Aggregate1-in-10September Monthly System Peak Day50% Cycling6 | 11.4334 | 11.4334 | 70.7135 | 0 | 0 | 0 | 0 | 0 | 12331 | Residential | caiso
Average Per Ton | 1-in-10 | September Monthly System Peak Day | All | 6 | Average Per Ton1-in-10September Monthly System Peak DayAll6 | 0.20488 | 0.20488 | 70.8243 | 0 | 0 | 0 | 0 | 0 | 23026 | Residential | caiso
Average Per Premise | 1-in-10 | September Monthly System Peak Day | All | 6 | Average Per Premise1-in-10September Monthly System Peak DayAll6 | 0.87686 | 0.87686 | 70.8243 | 0 | 0 | 0 | 0 | 0 | 23026 | Residential | caiso
Average Per Device | 1-in-10 | September Monthly System Peak Day | All | 6 | Average Per Device1-in-10September Monthly System Peak DayAll6 | 0.7308 | 0.7308 | 70.8243 | 0 | 0 | 0 | 0 | 0 | 23026 | Residential | caiso
Aggregate | 1-in-10 | September Monthly System Peak Day | All | 6 | Aggregate1-in-10September Monthly System Peak DayAll6 | 20.1906 | 20.1906 | 70.8243 | 0 | 0 | 0 | 0 | 0 | 23026 | Residential | caiso
Average Per Ton | 1-in-10 | August Monthly System Peak Day | 100% Cycling | 7 | Average Per Ton1-in-10August Monthly System Peak Day100% Cycling7 | 0.17153 | 0.17153 | 69.451 | 0 | 0 | 0 | 0 | 0 | 10695 | Residential | caiso
Average Per Premise | 1-in-10 | August Monthly System Peak Day | 100% Cycling | 7 | Average Per Premise1-in-10August Monthly System Peak Day100% Cycling7 | 0.76875 | 0.76875 | 69.451 | 0 | 0 | 0 | 0 | 0 | 10695 | Residential | caiso
Average Per Device | 1-in-10 | August Monthly System Peak Day | 100% Cycling | 7 | Average Per Device1-in-10August Monthly System Peak Day100% Cycling7 | 0.62262 | 0.62262 | 69.451 | 0 | 0 | 0 | 0 | 0 | 10695 | Residential | caiso
Aggregate | 1-in-10 | August Monthly System Peak Day | 100% Cycling | 7 | Aggregate1-in-10August Monthly System Peak Day100% Cycling7 | 8.2218 | 8.2218 | 69.451 | 0 | 0 | 0 | 0 | 0 | 10695 | Residential | caiso
Average Per Ton | 1-in-10 | August Monthly System Peak Day | 50% Cycling | 7 | Average Per Ton1-in-10August Monthly System Peak Day50% Cycling7 | 0.21936 | 0.21936 | 69.2129 | 0 | 0 | 0 | 0 | 0 | 12331 | Residential | caiso
Average Per Premise | 1-in-10 | August Monthly System Peak Day | 50% Cycling | 7 | Average Per Premise1-in-10August Monthly System Peak Day50% Cycling7 | 0.90043 | 0.90043 | 69.2129 | 0 | 0 | 0 | 0 | 0 | 12331 | Residential | caiso
Average Per Device | 1-in-10 | August Monthly System Peak Day | 50% Cycling | 7 | Average Per Device1-in-10August Monthly System Peak Day50% Cycling7 | 0.76982 | 0.76982 | 69.2129 | 0 | 0 | 0 | 0 | 0 | 12331 | Residential | caiso
Aggregate | 1-in-10 | August Monthly System Peak Day | 50% Cycling | 7 | Aggregate1-in-10August Monthly System Peak Day50% Cycling7 | 11.1031 | 11.1031 | 69.2129 | 0 | 0 | 0 | 0 | 0 | 12331 | Residential | caiso
Average Per Ton | 1-in-10 | August Monthly System Peak Day | All | 7 | Average Per Ton1-in-10August Monthly System Peak DayAll7 | 0.19714 | 0.19714 | 69.3235 | 0 | 0 | 0 | 0 | 0 | 23026 | Residential | caiso
Average Per Premise | 1-in-10 | August Monthly System Peak Day | All | 7 | Average Per Premise1-in-10August Monthly System Peak DayAll7 | 0.84374 | 0.84374 | 69.3235 | 0 | 0 | 0 | 0 | 0 | 23026 | Residential | caiso
Average Per Device | 1-in-10 | August Monthly System Peak Day | All | 7 | Average Per Device1-in-10August Monthly System Peak DayAll7 | 0.7032 | 0.7032 | 69.3235 | 0 | 0 | 0 | 0 | 0 | 23026 | Residential | caiso
Aggregate | 1-in-10 | August Monthly System Peak Day | All | 7 | Aggregate1-in-10August Monthly System Peak DayAll7 | 19.428 | 19.428 | 69.3235 | 0 | 0 | 0 | 0 | 0 | 23026 | Residential | caiso
Average Per Ton | 1-in-10 | August Typical Event Day | 100% Cycling | 7 | Average Per Ton1-in-10August Typical Event Day100% Cycling7 | 0.16808 | 0.16808 | 68.6838 | 0 | 0 | 0 | 0 | 0 | 10695 | Residential | caiso
Average Per Premise | 1-in-10 | August Typical Event Day | 100% Cycling | 7 | Average Per Premise1-in-10August Typical Event Day100% Cycling7 | 0.75326 | 0.75326 | 68.6838 | 0 | 0 | 0 | 0 | 0 | 10695 | Residential | caiso
Average Per Device | 1-in-10 | August Typical Event Day | 100% Cycling | 7 | Average Per Device1-in-10August Typical Event Day100% Cycling7 | 0.61008 | 0.61008 | 68.6838 | 0 | 0 | 0 | 0 | 0 | 10695 | Residential | caiso
Aggregate | 1-in-10 | August Typical Event Day | 100% Cycling | 7 | Aggregate1-in-10August Typical Event Day100% Cycling7 | 8.0561 | 8.0561 | 68.6838 | 0 | 0 | 0 | 0 | 0 | 10695 | Residential | caiso
Average Per Ton | 1-in-10 | August Typical Event Day | 50% Cycling | 7 | Average Per Ton1-in-10August Typical Event Day50% Cycling7 | 0.21556 | 0.21556 | 68.4878 | 0 | 0 | 0 | 0 | 0 | 12331 | Residential | caiso
Average Per Premise | 1-in-10 | August Typical Event Day | 50% Cycling | 7 | Average Per Premise1-in-10August Typical Event Day50% Cycling7 | 0.88484 | 0.88484 | 68.4878 | 0 | 0 | 0 | 0 | 0 | 12331 | Residential | caiso
Average Per Device | 1-in-10 | August Typical Event Day | 50% Cycling | 7 | Average Per Device1-in-10August Typical Event Day50% Cycling7 | 0.7565 | 0.7565 | 68.4878 | 0 | 0 | 0 | 0 | 0 | 12331 | Residential | caiso
Aggregate | 1-in-10 | August Typical Event Day | 50% Cycling | 7 | Aggregate1-in-10August Typical Event Day50% Cycling7 | 10.9109 | 10.9109 | 68.4878 | 0 | 0 | 0 | 0 | 0 | 12331 | Residential | caiso
Average Per Ton | 1-in-10 | August Typical Event Day | All | 7 | Average Per Ton1-in-10August Typical Event DayAll7 | 0.1935 | 0.1935 | 68.5789 | 0 | 0 | 0 | 0 | 0 | 23026 | Residential | caiso
Average Per Premise | 1-in-10 | August Typical Event Day | All | 7 | Average Per Premise1-in-10August Typical Event DayAll7 | 0.82817 | 0.82817 | 68.5789 | 0 | 0 | 0 | 0 | 0 | 23026 | Residential | caiso
Average Per Device | 1-in-10 | August Typical Event Day | All | 7 | Average Per Device1-in-10August Typical Event DayAll7 | 0.69022 | 0.69022 | 68.5789 | 0 | 0 | 0 | 0 | 0 | 23026 | Residential | caiso
Aggregate | 1-in-10 | August Typical Event Day | All | 7 | Aggregate1-in-10August Typical Event DayAll7 | 19.0694 | 19.0694 | 68.5789 | 0 | 0 | 0 | 0 | 0 | 23026 | Residential | caiso
Average Per Ton | 1-in-10 | July Monthly System Peak Day | 100% Cycling | 7 | Average Per Ton1-in-10July Monthly System Peak Day100% Cycling7 | 0.15012 | 0.15012 | 69.078 | 0 | 0 | 0 | 0 | 0 | 10695 | Residential | caiso
Average Per Premise | 1-in-10 | July Monthly System Peak Day | 100% Cycling | 7 | Average Per Premise1-in-10July Monthly System Peak Day100% Cycling7 | 0.67279 | 0.67279 | 69.078 | 0 | 0 | 0 | 0 | 0 | 10695 | Residential | caiso
Average Per Device | 1-in-10 | July Monthly System Peak Day | 100% Cycling | 7 | Average Per Device1-in-10July Monthly System Peak Day100% Cycling7 | 0.54491 | 0.54491 | 69.078 | 0 | 0 | 0 | 0 | 0 | 10695 | Residential | caiso
Aggregate | 1-in-10 | July Monthly System Peak Day | 100% Cycling | 7 | Aggregate1-in-10July Monthly System Peak Day100% Cycling7 | 7.1955 | 7.1955 | 69.078 | 0 | 0 | 0 | 0 | 0 | 10695 | Residential | caiso
Average Per Ton | 1-in-10 | July Monthly System Peak Day | 50% Cycling | 7 | Average Per Ton1-in-10July Monthly System Peak Day50% Cycling7 | 0.19398 | 0.19398 | 69.0368 | 0 | 0 | 0 | 0 | 0 | 12331 | Residential | caiso
Average Per Premise | 1-in-10 | July Monthly System Peak Day | 50% Cycling | 7 | Average Per Premise1-in-10July Monthly System Peak Day50% Cycling7 | 0.79624 | 0.79624 | 69.0368 | 0 | 0 | 0 | 0 | 0 | 12331 | Residential | caiso
Average Per Device | 1-in-10 | July Monthly System Peak Day | 50% Cycling | 7 | Average Per Device1-in-10July Monthly System Peak Day50% Cycling7 | 0.68075 | 0.68075 | 69.0368 | 0 | 0 | 0 | 0 | 0 | 12331 | Residential | caiso
Aggregate | 1-in-10 | July Monthly System Peak Day | 50% Cycling | 7 | Aggregate1-in-10July Monthly System Peak Day50% Cycling7 | 9.8184 | 9.8184 | 69.0368 | 0 | 0 | 0 | 0 | 0 | 12331 | Residential | caiso
Average Per Ton | 1-in-10 | July Monthly System Peak Day | All | 7 | Average Per Ton1-in-10July Monthly System Peak DayAll7 | 0.17361 | 0.17361 | 69.0559 | 0 | 0 | 0 | 0 | 0 | 23026 | Residential | caiso
Average Per Premise | 1-in-10 | July Monthly System Peak Day | All | 7 | Average Per Premise1-in-10July Monthly System Peak DayAll7 | 0.74301 | 0.74301 | 69.0559 | 0 | 0 | 0 | 0 | 0 | 23026 | Residential | caiso
Average Per Device | 1-in-10 | July Monthly System Peak Day | All | 7 | Average Per Device1-in-10July Monthly System Peak DayAll7 | 0.61924 | 0.61924 | 69.0559 | 0 | 0 | 0 | 0 | 0 | 23026 | Residential | caiso
Aggregate | 1-in-10 | July Monthly System Peak Day | All | 7 | Aggregate1-in-10July Monthly System Peak DayAll7 | 17.1084 | 17.1084 | 69.0559 | 0 | 0 | 0 | 0 | 0 | 23026 | Residential | caiso
Average Per Ton | 1-in-10 | June Monthly System Peak Day | 100% Cycling | 7 | Average Per Ton1-in-10June Monthly System Peak Day100% Cycling7 | 0.14527 | 0.14527 | 63.5933 | 0 | 0 | 0 | 0 | 0 | 10695 | Residential | caiso
Average Per Premise | 1-in-10 | June Monthly System Peak Day | 100% Cycling | 7 | Average Per Premise1-in-10June Monthly System Peak Day100% Cycling7 | 0.65107 | 0.65107 | 63.5933 | 0 | 0 | 0 | 0 | 0 | 10695 | Residential | caiso
Average Per Device | 1-in-10 | June Monthly System Peak Day | 100% Cycling | 7 | Average Per Device1-in-10June Monthly System Peak Day100% Cycling7 | 0.52731 | 0.52731 | 63.5933 | 0 | 0 | 0 | 0 | 0 | 10695 | Residential | caiso
Aggregate | 1-in-10 | June Monthly System Peak Day | 100% Cycling | 7 | Aggregate1-in-10June Monthly System Peak Day100% Cycling7 | 6.9632 | 6.9632 | 63.5933 | 0 | 0 | 0 | 0 | 0 | 10695 | Residential | caiso
Average Per Ton | 1-in-10 | June Monthly System Peak Day | 50% Cycling | 7 | Average Per Ton1-in-10June Monthly System Peak Day50% Cycling7 | 0.18821 | 0.18821 | 63.1481 | 0 | 0 | 0 | 0 | 0 | 12331 | Residential | caiso
Average Per Premise | 1-in-10 | June Monthly System Peak Day | 50% Cycling | 7 | Average Per Premise1-in-10June Monthly System Peak Day50% Cycling7 | 0.77258 | 0.77258 | 63.1481 | 0 | 0 | 0 | 0 | 0 | 12331 | Residential | caiso
Average Per Device | 1-in-10 | June Monthly System Peak Day | 50% Cycling | 7 | Average Per Device1-in-10June Monthly System Peak Day50% Cycling7 | 0.66052 | 0.66052 | 63.1481 | 0 | 0 | 0 | 0 | 0 | 12331 | Residential | caiso
Aggregate | 1-in-10 | June Monthly System Peak Day | 50% Cycling | 7 | Aggregate1-in-10June Monthly System Peak Day50% Cycling7 | 9.5266 | 9.5266 | 63.1481 | 0 | 0 | 0 | 0 | 0 | 12331 | Residential | caiso
Average Per Ton | 1-in-10 | June Monthly System Peak Day | All | 7 | Average Per Ton1-in-10June Monthly System Peak DayAll7 | 0.16827 | 0.16827 | 63.3549 | 0 | 0 | 0 | 0 | 0 | 23026 | Residential | caiso
Average Per Premise | 1-in-10 | June Monthly System Peak Day | All | 7 | Average Per Premise1-in-10June Monthly System Peak DayAll7 | 0.72016 | 0.72016 | 63.3549 | 0 | 0 | 0 | 0 | 0 | 23026 | Residential | caiso
Average Per Device | 1-in-10 | June Monthly System Peak Day | All | 7 | Average Per Device1-in-10June Monthly System Peak DayAll7 | 0.6002 | 0.6002 | 63.3549 | 0 | 0 | 0 | 0 | 0 | 23026 | Residential | caiso
Aggregate | 1-in-10 | June Monthly System Peak Day | All | 7 | Aggregate1-in-10June Monthly System Peak DayAll7 | 16.5824 | 16.5824 | 63.3549 | 0 | 0 | 0 | 0 | 0 | 23026 | Residential | caiso
Average Per Ton | 1-in-10 | May Monthly System Peak Day | 100% Cycling | 7 | Average Per Ton1-in-10May Monthly System Peak Day100% Cycling7 | 0.14608 | 0.14608 | 63.3957 | 0 | 0 | 0 | 0 | 0 | 10695 | Residential | caiso
Average Per Premise | 1-in-10 | May Monthly System Peak Day | 100% Cycling | 7 | Average Per Premise1-in-10May Monthly System Peak Day100% Cycling7 | 0.6547 | 0.6547 | 63.3957 | 0 | 0 | 0 | 0 | 0 | 10695 | Residential | caiso
Average Per Device | 1-in-10 | May Monthly System Peak Day | 100% Cycling | 7 | Average Per Device1-in-10May Monthly System Peak Day100% Cycling7 | 0.53025 | 0.53025 | 63.3957 | 0 | 0 | 0 | 0 | 0 | 10695 | Residential | caiso
Aggregate | 1-in-10 | May Monthly System Peak Day | 100% Cycling | 7 | Aggregate1-in-10May Monthly System Peak Day100% Cycling7 | 7.002 | 7.002 | 63.3957 | 0 | 0 | 0 | 0 | 0 | 10695 | Residential | caiso
Average Per Ton | 1-in-10 | May Monthly System Peak Day | 50% Cycling | 7 | Average Per Ton1-in-10May Monthly System Peak Day50% Cycling7 | 0.18975 | 0.18975 | 63.1868 | 0 | 0 | 0 | 0 | 0 | 12331 | Residential | caiso
Average Per Premise | 1-in-10 | May Monthly System Peak Day | 50% Cycling | 7 | Average Per Premise1-in-10May Monthly System Peak Day50% Cycling7 | 0.7789 | 0.7789 | 63.1868 | 0 | 0 | 0 | 0 | 0 | 12331 | Residential | caiso
Average Per Device | 1-in-10 | May Monthly System Peak Day | 50% Cycling | 7 | Average Per Device1-in-10May Monthly System Peak Day50% Cycling7 | 0.66593 | 0.66593 | 63.1868 | 0 | 0 | 0 | 0 | 0 | 12331 | Residential | caiso
Aggregate | 1-in-10 | May Monthly System Peak Day | 50% Cycling | 7 | Aggregate1-in-10May Monthly System Peak Day50% Cycling7 | 9.6047 | 9.6047 | 63.1868 | 0 | 0 | 0 | 0 | 0 | 12331 | Residential | caiso
Average Per Ton | 1-in-10 | May Monthly System Peak Day | All | 7 | Average Per Ton1-in-10May Monthly System Peak DayAll7 | 0.16947 | 0.16947 | 63.2838 | 0 | 0 | 0 | 0 | 0 | 23026 | Residential | caiso
Average Per Premise | 1-in-10 | May Monthly System Peak Day | All | 7 | Average Per Premise1-in-10May Monthly System Peak DayAll7 | 0.7253 | 0.7253 | 63.2838 | 0 | 0 | 0 | 0 | 0 | 23026 | Residential | caiso
Average Per Device | 1-in-10 | May Monthly System Peak Day | All | 7 | Average Per Device1-in-10May Monthly System Peak DayAll7 | 0.60449 | 0.60449 | 63.2838 | 0 | 0 | 0 | 0 | 0 | 23026 | Residential | caiso
Aggregate | 1-in-10 | May Monthly System Peak Day | All | 7 | Aggregate1-in-10May Monthly System Peak DayAll7 | 16.7008 | 16.7008 | 63.2838 | 0 | 0 | 0 | 0 | 0 | 23026 | Residential | caiso
Average Per Ton | 1-in-10 | October Monthly System Peak Day | 100% Cycling | 7 | Average Per Ton1-in-10October Monthly System Peak Day100% Cycling7 | 0.15599 | 0.15599 | 67.7826 | 0 | 0 | 0 | 0 | 0 | 10695 | Residential | caiso
Average Per Premise | 1-in-10 | October Monthly System Peak Day | 100% Cycling | 7 | Average Per Premise1-in-10October Monthly System Peak Day100% Cycling7 | 0.69909 | 0.69909 | 67.7826 | 0 | 0 | 0 | 0 | 0 | 10695 | Residential | caiso
Average Per Device | 1-in-10 | October Monthly System Peak Day | 100% Cycling | 7 | Average Per Device1-in-10October Monthly System Peak Day100% Cycling7 | 0.56621 | 0.56621 | 67.7826 | 0 | 0 | 0 | 0 | 0 | 10695 | Residential | caiso
Aggregate | 1-in-10 | October Monthly System Peak Day | 100% Cycling | 7 | Aggregate1-in-10October Monthly System Peak Day100% Cycling7 | 7.4768 | 7.4768 | 67.7826 | 0 | 0 | 0 | 0 | 0 | 10695 | Residential | caiso
Average Per Ton | 1-in-10 | October Monthly System Peak Day | 50% Cycling | 7 | Average Per Ton1-in-10October Monthly System Peak Day50% Cycling7 | 0.20012 | 0.20012 | 67.6334 | 0 | 0 | 0 | 0 | 0 | 12331 | Residential | caiso
Average Per Premise | 1-in-10 | October Monthly System Peak Day | 50% Cycling | 7 | Average Per Premise1-in-10October Monthly System Peak Day50% Cycling7 | 0.82144 | 0.82144 | 67.6334 | 0 | 0 | 0 | 0 | 0 | 12331 | Residential | caiso
Average Per Device | 1-in-10 | October Monthly System Peak Day | 50% Cycling | 7 | Average Per Device1-in-10October Monthly System Peak Day50% Cycling7 | 0.70229 | 0.70229 | 67.6334 | 0 | 0 | 0 | 0 | 0 | 12331 | Residential | caiso
Aggregate | 1-in-10 | October Monthly System Peak Day | 50% Cycling | 7 | Aggregate1-in-10October Monthly System Peak Day50% Cycling7 | 10.1291 | 10.1291 | 67.6334 | 0 | 0 | 0 | 0 | 0 | 12331 | Residential | caiso
Average Per Ton | 1-in-10 | October Monthly System Peak Day | All | 7 | Average Per Ton1-in-10October Monthly System Peak DayAll7 | 0.17962 | 0.17962 | 67.7027 | 0 | 0 | 0 | 0 | 0 | 23026 | Residential | caiso
Average Per Premise | 1-in-10 | October Monthly System Peak Day | All | 7 | Average Per Premise1-in-10October Monthly System Peak DayAll7 | 0.76874 | 0.76874 | 67.7027 | 0 | 0 | 0 | 0 | 0 | 23026 | Residential | caiso
Average Per Device | 1-in-10 | October Monthly System Peak Day | All | 7 | Average Per Device1-in-10October Monthly System Peak DayAll7 | 0.64069 | 0.64069 | 67.7027 | 0 | 0 | 0 | 0 | 0 | 23026 | Residential | caiso
Aggregate | 1-in-10 | October Monthly System Peak Day | All | 7 | Aggregate1-in-10October Monthly System Peak DayAll7 | 17.701 | 17.701 | 67.7027 | 0 | 0 | 0 | 0 | 0 | 23026 | Residential | caiso
Average Per Ton | 1-in-10 | September Monthly System Peak Day | 100% Cycling | 7 | Average Per Ton1-in-10September Monthly System Peak Day100% Cycling7 | 0.20538 | 0.20538 | 72.613 | 0 | 0 | 0 | 0 | 0 | 10695 | Residential | caiso
Average Per Premise | 1-in-10 | September Monthly System Peak Day | 100% Cycling | 7 | Average Per Premise1-in-10September Monthly System Peak Day100% Cycling7 | 0.92044 | 0.92044 | 72.613 | 0 | 0 | 0 | 0 | 0 | 10695 | Residential | caiso
Average Per Device | 1-in-10 | September Monthly System Peak Day | 100% Cycling | 7 | Average Per Device1-in-10September Monthly System Peak Day100% Cycling7 | 0.74548 | 0.74548 | 72.613 | 0 | 0 | 0 | 0 | 0 | 10695 | Residential | caiso
Aggregate | 1-in-10 | September Monthly System Peak Day | 100% Cycling | 7 | Aggregate1-in-10September Monthly System Peak Day100% Cycling7 | 9.8441 | 9.8441 | 72.613 | 0 | 0 | 0 | 0 | 0 | 10695 | Residential | caiso
Average Per Ton | 1-in-10 | September Monthly System Peak Day | 50% Cycling | 7 | Average Per Ton1-in-10September Monthly System Peak Day50% Cycling7 | 0.2607 | 0.2607 | 72.5534 | 0 | 0 | 0 | 0 | 0 | 12331 | Residential | caiso
Average Per Premise | 1-in-10 | September Monthly System Peak Day | 50% Cycling | 7 | Average Per Premise1-in-10September Monthly System Peak Day50% Cycling7 | 1.0701 | 1.0701 | 72.5534 | 0 | 0 | 0 | 0 | 0 | 12331 | Residential | caiso
Average Per Device | 1-in-10 | September Monthly System Peak Day | 50% Cycling | 7 | Average Per Device1-in-10September Monthly System Peak Day50% Cycling7 | 0.9149 | 0.9149 | 72.5534 | 0 | 0 | 0 | 0 | 0 | 12331 | Residential | caiso
Aggregate | 1-in-10 | September Monthly System Peak Day | 50% Cycling | 7 | Aggregate1-in-10September Monthly System Peak Day50% Cycling7 | 13.1956 | 13.1956 | 72.5534 | 0 | 0 | 0 | 0 | 0 | 12331 | Residential | caiso
Average Per Ton | 1-in-10 | September Monthly System Peak Day | All | 7 | Average Per Ton1-in-10September Monthly System Peak DayAll7 | 0.235 | 0.235 | 72.5811 | 0 | 0 | 0 | 0 | 0 | 23026 | Residential | caiso
Average Per Premise | 1-in-10 | September Monthly System Peak Day | All | 7 | Average Per Premise1-in-10September Monthly System Peak DayAll7 | 1.0058 | 1.0058 | 72.5811 | 0 | 0 | 0 | 0 | 0 | 23026 | Residential | caiso
Average Per Device | 1-in-10 | September Monthly System Peak Day | All | 7 | Average Per Device1-in-10September Monthly System Peak DayAll7 | 0.83824 | 0.83824 | 72.5811 | 0 | 0 | 0 | 0 | 0 | 23026 | Residential | caiso
Aggregate | 1-in-10 | September Monthly System Peak Day | All | 7 | Aggregate1-in-10September Monthly System Peak DayAll7 | 23.1589 | 23.1589 | 72.5811 | 0 | 0 | 0 | 0 | 0 | 23026 | Residential | caiso
Average Per Ton | 1-in-10 | August Monthly System Peak Day | 100% Cycling | 8 | Average Per Ton1-in-10August Monthly System Peak Day100% Cycling8 | 0.18111 | 0.18111 | 71.1256 | 0 | 0 | 0 | 0 | 0 | 10695 | Residential | caiso
Average Per Premise | 1-in-10 | August Monthly System Peak Day | 100% Cycling | 8 | Average Per Premise1-in-10August Monthly System Peak Day100% Cycling8 | 0.81169 | 0.81169 | 71.1256 | 0 | 0 | 0 | 0 | 0 | 10695 | Residential | caiso
Average Per Device | 1-in-10 | August Monthly System Peak Day | 100% Cycling | 8 | Average Per Device1-in-10August Monthly System Peak Day100% Cycling8 | 0.65741 | 0.65741 | 71.1256 | 0 | 0 | 0 | 0 | 0 | 10695 | Residential | caiso
Aggregate | 1-in-10 | August Monthly System Peak Day | 100% Cycling | 8 | Aggregate1-in-10August Monthly System Peak Day100% Cycling8 | 8.681 | 8.681 | 71.1256 | 0 | 0 | 0 | 0 | 0 | 10695 | Residential | caiso
Average Per Ton | 1-in-10 | August Monthly System Peak Day | 50% Cycling | 8 | Average Per Ton1-in-10August Monthly System Peak Day50% Cycling8 | 0.23498 | 0.23498 | 71.1913 | 0 | 0 | 0 | 0 | 0 | 12331 | Residential | caiso
Average Per Premise | 1-in-10 | August Monthly System Peak Day | 50% Cycling | 8 | Average Per Premise1-in-10August Monthly System Peak Day50% Cycling8 | 0.96457 | 0.96457 | 71.1913 | 0 | 0 | 0 | 0 | 0 | 12331 | Residential | caiso
Average Per Device | 1-in-10 | August Monthly System Peak Day | 50% Cycling | 8 | Average Per Device1-in-10August Monthly System Peak Day50% Cycling8 | 0.82466 | 0.82466 | 71.1913 | 0 | 0 | 0 | 0 | 0 | 12331 | Residential | caiso
Aggregate | 1-in-10 | August Monthly System Peak Day | 50% Cycling | 8 | Aggregate1-in-10August Monthly System Peak Day50% Cycling8 | 11.8941 | 11.8941 | 71.1913 | 0 | 0 | 0 | 0 | 0 | 12331 | Residential | caiso
Average Per Ton | 1-in-10 | August Monthly System Peak Day | All | 8 | Average Per Ton1-in-10August Monthly System Peak DayAll8 | 0.20996 | 0.20996 | 71.1608 | 0 | 0 | 0 | 0 | 0 | 23026 | Residential | caiso
Average Per Premise | 1-in-10 | August Monthly System Peak Day | All | 8 | Average Per Premise1-in-10August Monthly System Peak DayAll8 | 0.8986 | 0.8986 | 71.1608 | 0 | 0 | 0 | 0 | 0 | 23026 | Residential | caiso
Average Per Device | 1-in-10 | August Monthly System Peak Day | All | 8 | Average Per Device1-in-10August Monthly System Peak DayAll8 | 0.74892 | 0.74892 | 71.1608 | 0 | 0 | 0 | 0 | 0 | 23026 | Residential | caiso
Aggregate | 1-in-10 | August Monthly System Peak Day | All | 8 | Aggregate1-in-10August Monthly System Peak DayAll8 | 20.6913 | 20.6913 | 71.1608 | 0 | 0 | 0 | 0 | 0 | 23026 | Residential | caiso
Average Per Ton | 1-in-10 | August Typical Event Day | 100% Cycling | 8 | Average Per Ton1-in-10August Typical Event Day100% Cycling8 | 0.17747 | 0.17747 | 71.0405 | 0 | 0 | 0 | 0 | 0 | 10695 | Residential | caiso
Average Per Premise | 1-in-10 | August Typical Event Day | 100% Cycling | 8 | Average Per Premise1-in-10August Typical Event Day100% Cycling8 | 0.79534 | 0.79534 | 71.0405 | 0 | 0 | 0 | 0 | 0 | 10695 | Residential | caiso
Average Per Device | 1-in-10 | August Typical Event Day | 100% Cycling | 8 | Average Per Device1-in-10August Typical Event Day100% Cycling8 | 0.64416 | 0.64416 | 71.0405 | 0 | 0 | 0 | 0 | 0 | 10695 | Residential | caiso
Aggregate | 1-in-10 | August Typical Event Day | 100% Cycling | 8 | Aggregate1-in-10August Typical Event Day100% Cycling8 | 8.5061 | 8.5061 | 71.0405 | 0 | 0 | 0 | 0 | 0 | 10695 | Residential | caiso
Average Per Ton | 1-in-10 | August Typical Event Day | 50% Cycling | 8 | Average Per Ton1-in-10August Typical Event Day50% Cycling8 | 0.23092 | 0.23092 | 71.1181 | 0 | 0 | 0 | 0 | 0 | 12331 | Residential | caiso
Average Per Premise | 1-in-10 | August Typical Event Day | 50% Cycling | 8 | Average Per Premise1-in-10August Typical Event Day50% Cycling8 | 0.94787 | 0.94787 | 71.1181 | 0 | 0 | 0 | 0 | 0 | 12331 | Residential | caiso
Average Per Device | 1-in-10 | August Typical Event Day | 50% Cycling | 8 | Average Per Device1-in-10August Typical Event Day50% Cycling8 | 0.81039 | 0.81039 | 71.1181 | 0 | 0 | 0 | 0 | 0 | 12331 | Residential | caiso
Aggregate | 1-in-10 | August Typical Event Day | 50% Cycling | 8 | Aggregate1-in-10August Typical Event Day50% Cycling8 | 11.6882 | 11.6882 | 71.1181 | 0 | 0 | 0 | 0 | 0 | 12331 | Residential | caiso
Average Per Ton | 1-in-10 | August Typical Event Day | All | 8 | Average Per Ton1-in-10August Typical Event DayAll8 | 0.20609 | 0.20609 | 71.0821 | 0 | 0 | 0 | 0 | 0 | 23026 | Residential | caiso
Average Per Premise | 1-in-10 | August Typical Event Day | All | 8 | Average Per Premise1-in-10August Typical Event DayAll8 | 0.88203 | 0.88203 | 71.0821 | 0 | 0 | 0 | 0 | 0 | 23026 | Residential | caiso
Average Per Device | 1-in-10 | August Typical Event Day | All | 8 | Average Per Device1-in-10August Typical Event DayAll8 | 0.73511 | 0.73511 | 71.0821 | 0 | 0 | 0 | 0 | 0 | 23026 | Residential | caiso
Aggregate | 1-in-10 | August Typical Event Day | All | 8 | Aggregate1-in-10August Typical Event DayAll8 | 20.3096 | 20.3096 | 71.0821 | 0 | 0 | 0 | 0 | 0 | 23026 | Residential | caiso
Average Per Ton | 1-in-10 | July Monthly System Peak Day | 100% Cycling | 8 | Average Per Ton1-in-10July Monthly System Peak Day100% Cycling8 | 0.15851 | 0.15851 | 70.8756 | 0 | 0 | 0 | 0 | 0 | 10695 | Residential | caiso
Average Per Premise | 1-in-10 | July Monthly System Peak Day | 100% Cycling | 8 | Average Per Premise1-in-10July Monthly System Peak Day100% Cycling8 | 0.71037 | 0.71037 | 70.8756 | 0 | 0 | 0 | 0 | 0 | 10695 | Residential | caiso
Average Per Device | 1-in-10 | July Monthly System Peak Day | 100% Cycling | 8 | Average Per Device1-in-10July Monthly System Peak Day100% Cycling8 | 0.57535 | 0.57535 | 70.8756 | 0 | 0 | 0 | 0 | 0 | 10695 | Residential | caiso
Aggregate | 1-in-10 | July Monthly System Peak Day | 100% Cycling | 8 | Aggregate1-in-10July Monthly System Peak Day100% Cycling8 | 7.5975 | 7.5975 | 70.8756 | 0 | 0 | 0 | 0 | 0 | 10695 | Residential | caiso
Average Per Ton | 1-in-10 | July Monthly System Peak Day | 50% Cycling | 8 | Average Per Ton1-in-10July Monthly System Peak Day50% Cycling8 | 0.20779 | 0.20779 | 70.9413 | 0 | 0 | 0 | 0 | 0 | 12331 | Residential | caiso
Average Per Premise | 1-in-10 | July Monthly System Peak Day | 50% Cycling | 8 | Average Per Premise1-in-10July Monthly System Peak Day50% Cycling8 | 0.85296 | 0.85296 | 70.9413 | 0 | 0 | 0 | 0 | 0 | 12331 | Residential | caiso
Average Per Device | 1-in-10 | July Monthly System Peak Day | 50% Cycling | 8 | Average Per Device1-in-10July Monthly System Peak Day50% Cycling8 | 0.72924 | 0.72924 | 70.9413 | 0 | 0 | 0 | 0 | 0 | 12331 | Residential | caiso
Aggregate | 1-in-10 | July Monthly System Peak Day | 50% Cycling | 8 | Aggregate1-in-10July Monthly System Peak Day50% Cycling8 | 10.5178 | 10.5178 | 70.9413 | 0 | 0 | 0 | 0 | 0 | 12331 | Residential | caiso
Average Per Ton | 1-in-10 | July Monthly System Peak Day | All | 8 | Average Per Ton1-in-10July Monthly System Peak DayAll8 | 0.1849 | 0.1849 | 70.9108 | 0 | 0 | 0 | 0 | 0 | 23026 | Residential | caiso
Average Per Premise | 1-in-10 | July Monthly System Peak Day | All | 8 | Average Per Premise1-in-10July Monthly System Peak DayAll8 | 0.79135 | 0.79135 | 70.9108 | 0 | 0 | 0 | 0 | 0 | 23026 | Residential | caiso
Average Per Device | 1-in-10 | July Monthly System Peak Day | All | 8 | Average Per Device1-in-10July Monthly System Peak DayAll8 | 0.65953 | 0.65953 | 70.9108 | 0 | 0 | 0 | 0 | 0 | 23026 | Residential | caiso
Aggregate | 1-in-10 | July Monthly System Peak Day | All | 8 | Aggregate1-in-10July Monthly System Peak DayAll8 | 18.2215 | 18.2215 | 70.9108 | 0 | 0 | 0 | 0 | 0 | 23026 | Residential | caiso
Average Per Ton | 1-in-10 | June Monthly System Peak Day | 100% Cycling | 8 | Average Per Ton1-in-10June Monthly System Peak Day100% Cycling8 | 0.15339 | 0.15339 | 68.25 | 0 | 0 | 0 | 0 | 0 | 10695 | Residential | caiso
Average Per Premise | 1-in-10 | June Monthly System Peak Day | 100% Cycling | 8 | Average Per Premise1-in-10June Monthly System Peak Day100% Cycling8 | 0.68744 | 0.68744 | 68.25 | 0 | 0 | 0 | 0 | 0 | 10695 | Residential | caiso
Average Per Device | 1-in-10 | June Monthly System Peak Day | 100% Cycling | 8 | Average Per Device1-in-10June Monthly System Peak Day100% Cycling8 | 0.55677 | 0.55677 | 68.25 | 0 | 0 | 0 | 0 | 0 | 10695 | Residential | caiso
Aggregate | 1-in-10 | June Monthly System Peak Day | 100% Cycling | 8 | Aggregate1-in-10June Monthly System Peak Day100% Cycling8 | 7.3521 | 7.3521 | 68.25 | 0 | 0 | 0 | 0 | 0 | 10695 | Residential | caiso
Average Per Ton | 1-in-10 | June Monthly System Peak Day | 50% Cycling | 8 | Average Per Ton1-in-10June Monthly System Peak Day50% Cycling8 | 0.20162 | 0.20162 | 68.25 | 0 | 0 | 0 | 0 | 0 | 12331 | Residential | caiso
Average Per Premise | 1-in-10 | June Monthly System Peak Day | 50% Cycling | 8 | Average Per Premise1-in-10June Monthly System Peak Day50% Cycling8 | 0.82761 | 0.82761 | 68.25 | 0 | 0 | 0 | 0 | 0 | 12331 | Residential | caiso
Average Per Device | 1-in-10 | June Monthly System Peak Day | 50% Cycling | 8 | Average Per Device1-in-10June Monthly System Peak Day50% Cycling8 | 0.70757 | 0.70757 | 68.25 | 0 | 0 | 0 | 0 | 0 | 12331 | Residential | caiso
Aggregate | 1-in-10 | June Monthly System Peak Day | 50% Cycling | 8 | Aggregate1-in-10June Monthly System Peak Day50% Cycling8 | 10.2053 | 10.2053 | 68.25 | 0 | 0 | 0 | 0 | 0 | 12331 | Residential | caiso
Average Per Ton | 1-in-10 | June Monthly System Peak Day | All | 8 | Average Per Ton1-in-10June Monthly System Peak DayAll8 | 0.17922 | 0.17922 | 68.25 | 0 | 0 | 0 | 0 | 0 | 23026 | Residential | caiso
Average Per Premise | 1-in-10 | June Monthly System Peak Day | All | 8 | Average Per Premise1-in-10June Monthly System Peak DayAll8 | 0.76702 | 0.76702 | 68.25 | 0 | 0 | 0 | 0 | 0 | 23026 | Residential | caiso
Average Per Device | 1-in-10 | June Monthly System Peak Day | All | 8 | Average Per Device1-in-10June Monthly System Peak DayAll8 | 0.63926 | 0.63926 | 68.25 | 0 | 0 | 0 | 0 | 0 | 23026 | Residential | caiso
Aggregate | 1-in-10 | June Monthly System Peak Day | All | 8 | Aggregate1-in-10June Monthly System Peak DayAll8 | 17.6614 | 17.6614 | 68.25 | 0 | 0 | 0 | 0 | 0 | 23026 | Residential | caiso
Average Per Ton | 1-in-10 | May Monthly System Peak Day | 100% Cycling | 8 | Average Per Ton1-in-10May Monthly System Peak Day100% Cycling8 | 0.15424 | 0.15424 | 68.0478 | 0 | 0 | 0 | 0 | 0 | 10695 | Residential | caiso
Average Per Premise | 1-in-10 | May Monthly System Peak Day | 100% Cycling | 8 | Average Per Premise1-in-10May Monthly System Peak Day100% Cycling8 | 0.69127 | 0.69127 | 68.0478 | 0 | 0 | 0 | 0 | 0 | 10695 | Residential | caiso
Average Per Device | 1-in-10 | May Monthly System Peak Day | 100% Cycling | 8 | Average Per Device1-in-10May Monthly System Peak Day100% Cycling8 | 0.55987 | 0.55987 | 68.0478 | 0 | 0 | 0 | 0 | 0 | 10695 | Residential | caiso
Aggregate | 1-in-10 | May Monthly System Peak Day | 100% Cycling | 8 | Aggregate1-in-10May Monthly System Peak Day100% Cycling8 | 7.3931 | 7.3931 | 68.0478 | 0 | 0 | 0 | 0 | 0 | 10695 | Residential | caiso
Average Per Ton | 1-in-10 | May Monthly System Peak Day | 50% Cycling | 8 | Average Per Ton1-in-10May Monthly System Peak Day50% Cycling8 | 0.20327 | 0.20327 | 68.2865 | 0 | 0 | 0 | 0 | 0 | 12331 | Residential | caiso
Average Per Premise | 1-in-10 | May Monthly System Peak Day | 50% Cycling | 8 | Average Per Premise1-in-10May Monthly System Peak Day50% Cycling8 | 0.83439 | 0.83439 | 68.2865 | 0 | 0 | 0 | 0 | 0 | 12331 | Residential | caiso
Average Per Device | 1-in-10 | May Monthly System Peak Day | 50% Cycling | 8 | Average Per Device1-in-10May Monthly System Peak Day50% Cycling8 | 0.71337 | 0.71337 | 68.2865 | 0 | 0 | 0 | 0 | 0 | 12331 | Residential | caiso
Aggregate | 1-in-10 | May Monthly System Peak Day | 50% Cycling | 8 | Aggregate1-in-10May Monthly System Peak Day50% Cycling8 | 10.2889 | 10.2889 | 68.2865 | 0 | 0 | 0 | 0 | 0 | 12331 | Residential | caiso
Average Per Ton | 1-in-10 | May Monthly System Peak Day | All | 8 | Average Per Ton1-in-10May Monthly System Peak DayAll8 | 0.1805 | 0.1805 | 68.1757 | 0 | 0 | 0 | 0 | 0 | 23026 | Residential | caiso
Average Per Premise | 1-in-10 | May Monthly System Peak Day | All | 8 | Average Per Premise1-in-10May Monthly System Peak DayAll8 | 0.7725 | 0.7725 | 68.1757 | 0 | 0 | 0 | 0 | 0 | 23026 | Residential | caiso
Average Per Device | 1-in-10 | May Monthly System Peak Day | All | 8 | Average Per Device1-in-10May Monthly System Peak DayAll8 | 0.64383 | 0.64383 | 68.1757 | 0 | 0 | 0 | 0 | 0 | 23026 | Residential | caiso
Aggregate | 1-in-10 | May Monthly System Peak Day | All | 8 | Aggregate1-in-10May Monthly System Peak DayAll8 | 17.7877 | 17.7877 | 68.1757 | 0 | 0 | 0 | 0 | 0 | 23026 | Residential | caiso
Average Per Ton | 1-in-10 | October Monthly System Peak Day | 100% Cycling | 8 | Average Per Ton1-in-10October Monthly System Peak Day100% Cycling8 | 0.1647 | 0.1647 | 67.9002 | 0 | 0 | 0 | 0 | 0 | 10695 | Residential | caiso
Average Per Premise | 1-in-10 | October Monthly System Peak Day | 100% Cycling | 8 | Average Per Premise1-in-10October Monthly System Peak Day100% Cycling8 | 0.73814 | 0.73814 | 67.9002 | 0 | 0 | 0 | 0 | 0 | 10695 | Residential | caiso
Average Per Device | 1-in-10 | October Monthly System Peak Day | 100% Cycling | 8 | Average Per Device1-in-10October Monthly System Peak Day100% Cycling8 | 0.59784 | 0.59784 | 67.9002 | 0 | 0 | 0 | 0 | 0 | 10695 | Residential | caiso
Aggregate | 1-in-10 | October Monthly System Peak Day | 100% Cycling | 8 | Aggregate1-in-10October Monthly System Peak Day100% Cycling8 | 7.8944 | 7.8944 | 67.9002 | 0 | 0 | 0 | 0 | 0 | 10695 | Residential | caiso
Average Per Ton | 1-in-10 | October Monthly System Peak Day | 50% Cycling | 8 | Average Per Ton1-in-10October Monthly System Peak Day50% Cycling8 | 0.21437 | 0.21437 | 67.6889 | 0 | 0 | 0 | 0 | 0 | 12331 | Residential | caiso
Average Per Premise | 1-in-10 | October Monthly System Peak Day | 50% Cycling | 8 | Average Per Premise1-in-10October Monthly System Peak Day50% Cycling8 | 0.87995 | 0.87995 | 67.6889 | 0 | 0 | 0 | 0 | 0 | 12331 | Residential | caiso
Average Per Device | 1-in-10 | October Monthly System Peak Day | 50% Cycling | 8 | Average Per Device1-in-10October Monthly System Peak Day50% Cycling8 | 0.75232 | 0.75232 | 67.6889 | 0 | 0 | 0 | 0 | 0 | 12331 | Residential | caiso
Aggregate | 1-in-10 | October Monthly System Peak Day | 50% Cycling | 8 | Aggregate1-in-10October Monthly System Peak Day50% Cycling8 | 10.8507 | 10.8507 | 67.6889 | 0 | 0 | 0 | 0 | 0 | 12331 | Residential | caiso
Average Per Ton | 1-in-10 | October Monthly System Peak Day | All | 8 | Average Per Ton1-in-10October Monthly System Peak DayAll8 | 0.1913 | 0.1913 | 67.7871 | 0 | 0 | 0 | 0 | 0 | 23026 | Residential | caiso
Average Per Premise | 1-in-10 | October Monthly System Peak Day | All | 8 | Average Per Premise1-in-10October Monthly System Peak DayAll8 | 0.81874 | 0.81874 | 67.7871 | 0 | 0 | 0 | 0 | 0 | 23026 | Residential | caiso
Average Per Device | 1-in-10 | October Monthly System Peak Day | All | 8 | Average Per Device1-in-10October Monthly System Peak DayAll8 | 0.68236 | 0.68236 | 67.7871 | 0 | 0 | 0 | 0 | 0 | 23026 | Residential | caiso
Aggregate | 1-in-10 | October Monthly System Peak Day | All | 8 | Aggregate1-in-10October Monthly System Peak DayAll8 | 18.8522 | 18.8522 | 67.7871 | 0 | 0 | 0 | 0 | 0 | 23026 | Residential | caiso
Average Per Ton | 1-in-10 | September Monthly System Peak Day | 100% Cycling | 8 | Average Per Ton1-in-10September Monthly System Peak Day100% Cycling8 | 0.21685 | 0.21685 | 73.9109 | 0 | 0 | 0 | 0 | 0 | 10695 | Residential | caiso
Average Per Premise | 1-in-10 | September Monthly System Peak Day | 100% Cycling | 8 | Average Per Premise1-in-10September Monthly System Peak Day100% Cycling8 | 0.97185 | 0.97185 | 73.9109 | 0 | 0 | 0 | 0 | 0 | 10695 | Residential | caiso
Average Per Device | 1-in-10 | September Monthly System Peak Day | 100% Cycling | 8 | Average Per Device1-in-10September Monthly System Peak Day100% Cycling8 | 0.78712 | 0.78712 | 73.9109 | 0 | 0 | 0 | 0 | 0 | 10695 | Residential | caiso
Aggregate | 1-in-10 | September Monthly System Peak Day | 100% Cycling | 8 | Aggregate1-in-10September Monthly System Peak Day100% Cycling8 | 10.394 | 10.394 | 73.9109 | 0 | 0 | 0 | 0 | 0 | 10695 | Residential | caiso
Average Per Ton | 1-in-10 | September Monthly System Peak Day | 50% Cycling | 8 | Average Per Ton1-in-10September Monthly System Peak Day50% Cycling8 | 0.27927 | 0.27927 | 74.0899 | 0 | 0 | 0 | 0 | 0 | 12331 | Residential | caiso
Average Per Premise | 1-in-10 | September Monthly System Peak Day | 50% Cycling | 8 | Average Per Premise1-in-10September Monthly System Peak Day50% Cycling8 | 1.1463 | 1.1463 | 74.0899 | 0 | 0 | 0 | 0 | 0 | 12331 | Residential | caiso
Average Per Device | 1-in-10 | September Monthly System Peak Day | 50% Cycling | 8 | Average Per Device1-in-10September Monthly System Peak Day50% Cycling8 | 0.98007 | 0.98007 | 74.0899 | 0 | 0 | 0 | 0 | 0 | 12331 | Residential | caiso
Aggregate | 1-in-10 | September Monthly System Peak Day | 50% Cycling | 8 | Aggregate1-in-10September Monthly System Peak Day50% Cycling8 | 14.1356 | 14.1356 | 74.0899 | 0 | 0 | 0 | 0 | 0 | 12331 | Residential | caiso
Average Per Ton | 1-in-10 | September Monthly System Peak Day | All | 8 | Average Per Ton1-in-10September Monthly System Peak DayAll8 | 0.25028 | 0.25028 | 74.0067 | 0 | 0 | 0 | 0 | 0 | 23026 | Residential | caiso
Average Per Premise | 1-in-10 | September Monthly System Peak Day | All | 8 | Average Per Premise1-in-10September Monthly System Peak DayAll8 | 1.0711 | 1.0711 | 74.0067 | 0 | 0 | 0 | 0 | 0 | 23026 | Residential | caiso
Average Per Device | 1-in-10 | September Monthly System Peak Day | All | 8 | Average Per Device1-in-10September Monthly System Peak DayAll8 | 0.89272 | 0.89272 | 74.0067 | 0 | 0 | 0 | 0 | 0 | 23026 | Residential | caiso
Aggregate | 1-in-10 | September Monthly System Peak Day | All | 8 | Aggregate1-in-10September Monthly System Peak DayAll8 | 24.6641 | 24.6641 | 74.0067 | 0 | 0 | 0 | 0 | 0 | 23026 | Residential | caiso
Average Per Ton | 1-in-10 | August Monthly System Peak Day | 100% Cycling | 9 | Average Per Ton1-in-10August Monthly System Peak Day100% Cycling9 | 0.19394 | 0.19394 | 75.4564 | 0 | 0 | 0 | 0 | 0 | 10695 | Residential | caiso
Average Per Premise | 1-in-10 | August Monthly System Peak Day | 100% Cycling | 9 | Average Per Premise1-in-10August Monthly System Peak Day100% Cycling9 | 0.86916 | 0.86916 | 75.4564 | 0 | 0 | 0 | 0 | 0 | 10695 | Residential | caiso
Average Per Device | 1-in-10 | August Monthly System Peak Day | 100% Cycling | 9 | Average Per Device1-in-10August Monthly System Peak Day100% Cycling9 | 0.70395 | 0.70395 | 75.4564 | 0 | 0 | 0 | 0 | 0 | 10695 | Residential | caiso
Aggregate | 1-in-10 | August Monthly System Peak Day | 100% Cycling | 9 | Aggregate1-in-10August Monthly System Peak Day100% Cycling9 | 9.2956 | 9.2956 | 75.4564 | 0 | 0 | 0 | 0 | 0 | 10695 | Residential | caiso
Average Per Ton | 1-in-10 | August Monthly System Peak Day | 50% Cycling | 9 | Average Per Ton1-in-10August Monthly System Peak Day50% Cycling9 | 0.25463 | 0.25463 | 75.8754 | 0 | 0 | 0 | 0 | 0 | 12331 | Residential | caiso
Average Per Premise | 1-in-10 | August Monthly System Peak Day | 50% Cycling | 9 | Average Per Premise1-in-10August Monthly System Peak Day50% Cycling9 | 1.0452 | 1.0452 | 75.8754 | 0 | 0 | 0 | 0 | 0 | 12331 | Residential | caiso
Average Per Device | 1-in-10 | August Monthly System Peak Day | 50% Cycling | 9 | Average Per Device1-in-10August Monthly System Peak Day50% Cycling9 | 0.89361 | 0.89361 | 75.8754 | 0 | 0 | 0 | 0 | 0 | 12331 | Residential | caiso
Aggregate | 1-in-10 | August Monthly System Peak Day | 50% Cycling | 9 | Aggregate1-in-10August Monthly System Peak Day50% Cycling9 | 12.8885 | 12.8885 | 75.8754 | 0 | 0 | 0 | 0 | 0 | 12331 | Residential | caiso
Average Per Ton | 1-in-10 | August Monthly System Peak Day | All | 9 | Average Per Ton1-in-10August Monthly System Peak DayAll9 | 0.22644 | 0.22644 | 75.6808 | 0 | 0 | 0 | 0 | 0 | 23026 | Residential | caiso
Average Per Premise | 1-in-10 | August Monthly System Peak Day | All | 9 | Average Per Premise1-in-10August Monthly System Peak DayAll9 | 0.96912 | 0.96912 | 75.6808 | 0 | 0 | 0 | 0 | 0 | 23026 | Residential | caiso
Average Per Device | 1-in-10 | August Monthly System Peak Day | All | 9 | Average Per Device1-in-10August Monthly System Peak DayAll9 | 0.80769 | 0.80769 | 75.6808 | 0 | 0 | 0 | 0 | 0 | 23026 | Residential | caiso
Aggregate | 1-in-10 | August Monthly System Peak Day | All | 9 | Aggregate1-in-10August Monthly System Peak DayAll9 | 22.315 | 22.315 | 75.6808 | 0 | 0 | 0 | 0 | 0 | 23026 | Residential | caiso
Average Per Ton | 1-in-10 | August Typical Event Day | 100% Cycling | 9 | Average Per Ton1-in-10August Typical Event Day100% Cycling9 | 0.19003 | 0.19003 | 76.1046 | 0 | 0 | 0 | 0 | 0 | 10695 | Residential | caiso
Average Per Premise | 1-in-10 | August Typical Event Day | 100% Cycling | 9 | Average Per Premise1-in-10August Typical Event Day100% Cycling9 | 0.85165 | 0.85165 | 76.1046 | 0 | 0 | 0 | 0 | 0 | 10695 | Residential | caiso
Average Per Device | 1-in-10 | August Typical Event Day | 100% Cycling | 9 | Average Per Device1-in-10August Typical Event Day100% Cycling9 | 0.68977 | 0.68977 | 76.1046 | 0 | 0 | 0 | 0 | 0 | 10695 | Residential | caiso
Aggregate | 1-in-10 | August Typical Event Day | 100% Cycling | 9 | Aggregate1-in-10August Typical Event Day100% Cycling9 | 9.1084 | 9.1084 | 76.1046 | 0 | 0 | 0 | 0 | 0 | 10695 | Residential | caiso
Average Per Ton | 1-in-10 | August Typical Event Day | 50% Cycling | 9 | Average Per Ton1-in-10August Typical Event Day50% Cycling9 | 0.25022 | 0.25022 | 76.7093 | 0 | 0 | 0 | 0 | 0 | 12331 | Residential | caiso
Average Per Premise | 1-in-10 | August Typical Event Day | 50% Cycling | 9 | Average Per Premise1-in-10August Typical Event Day50% Cycling9 | 1.0271 | 1.0271 | 76.7093 | 0 | 0 | 0 | 0 | 0 | 12331 | Residential | caiso
Average Per Device | 1-in-10 | August Typical Event Day | 50% Cycling | 9 | Average Per Device1-in-10August Typical Event Day50% Cycling9 | 0.87814 | 0.87814 | 76.7093 | 0 | 0 | 0 | 0 | 0 | 12331 | Residential | caiso
Aggregate | 1-in-10 | August Typical Event Day | 50% Cycling | 9 | Aggregate1-in-10August Typical Event Day50% Cycling9 | 12.6654 | 12.6654 | 76.7093 | 0 | 0 | 0 | 0 | 0 | 12331 | Residential | caiso
Average Per Ton | 1-in-10 | August Typical Event Day | All | 9 | Average Per Ton1-in-10August Typical Event DayAll9 | 0.22226 | 0.22226 | 76.4284 | 0 | 0 | 0 | 0 | 0 | 23026 | Residential | caiso
Average Per Premise | 1-in-10 | August Typical Event Day | All | 9 | Average Per Premise1-in-10August Typical Event DayAll9 | 0.95125 | 0.95125 | 76.4284 | 0 | 0 | 0 | 0 | 0 | 23026 | Residential | caiso
Average Per Device | 1-in-10 | August Typical Event Day | All | 9 | Average Per Device1-in-10August Typical Event DayAll9 | 0.7928 | 0.7928 | 76.4284 | 0 | 0 | 0 | 0 | 0 | 23026 | Residential | caiso
Aggregate | 1-in-10 | August Typical Event Day | All | 9 | Aggregate1-in-10August Typical Event DayAll9 | 21.9035 | 21.9035 | 76.4284 | 0 | 0 | 0 | 0 | 0 | 23026 | Residential | caiso
Average Per Ton | 1-in-10 | July Monthly System Peak Day | 100% Cycling | 9 | Average Per Ton1-in-10July Monthly System Peak Day100% Cycling9 | 0.16973 | 0.16973 | 74.5574 | 0 | 0 | 0 | 0 | 0 | 10695 | Residential | caiso
Average Per Premise | 1-in-10 | July Monthly System Peak Day | 100% Cycling | 9 | Average Per Premise1-in-10July Monthly System Peak Day100% Cycling9 | 0.76067 | 0.76067 | 74.5574 | 0 | 0 | 0 | 0 | 0 | 10695 | Residential | caiso
Average Per Device | 1-in-10 | July Monthly System Peak Day | 100% Cycling | 9 | Average Per Device1-in-10July Monthly System Peak Day100% Cycling9 | 0.61608 | 0.61608 | 74.5574 | 0 | 0 | 0 | 0 | 0 | 10695 | Residential | caiso
Aggregate | 1-in-10 | July Monthly System Peak Day | 100% Cycling | 9 | Aggregate1-in-10July Monthly System Peak Day100% Cycling9 | 8.1353 | 8.1353 | 74.5574 | 0 | 0 | 0 | 0 | 0 | 10695 | Residential | caiso
Average Per Ton | 1-in-10 | July Monthly System Peak Day | 50% Cycling | 9 | Average Per Ton1-in-10July Monthly System Peak Day50% Cycling9 | 0.22517 | 0.22517 | 75.187 | 0 | 0 | 0 | 0 | 0 | 12331 | Residential | caiso
Average Per Premise | 1-in-10 | July Monthly System Peak Day | 50% Cycling | 9 | Average Per Premise1-in-10July Monthly System Peak Day50% Cycling9 | 0.92427 | 0.92427 | 75.187 | 0 | 0 | 0 | 0 | 0 | 12331 | Residential | caiso
Average Per Device | 1-in-10 | July Monthly System Peak Day | 50% Cycling | 9 | Average Per Device1-in-10July Monthly System Peak Day50% Cycling9 | 0.79021 | 0.79021 | 75.187 | 0 | 0 | 0 | 0 | 0 | 12331 | Residential | caiso
Aggregate | 1-in-10 | July Monthly System Peak Day | 50% Cycling | 9 | Aggregate1-in-10July Monthly System Peak Day50% Cycling9 | 11.3971 | 11.3971 | 75.187 | 0 | 0 | 0 | 0 | 0 | 12331 | Residential | caiso
Average Per Ton | 1-in-10 | July Monthly System Peak Day | All | 9 | Average Per Ton1-in-10July Monthly System Peak DayAll9 | 0.19942 | 0.19942 | 74.8945 | 0 | 0 | 0 | 0 | 0 | 23026 | Residential | caiso
Average Per Premise | 1-in-10 | July Monthly System Peak Day | All | 9 | Average Per Premise1-in-10July Monthly System Peak DayAll9 | 0.85347 | 0.85347 | 74.8945 | 0 | 0 | 0 | 0 | 0 | 23026 | Residential | caiso
Average Per Device | 1-in-10 | July Monthly System Peak Day | All | 9 | Average Per Device1-in-10July Monthly System Peak DayAll9 | 0.71131 | 0.71131 | 74.8945 | 0 | 0 | 0 | 0 | 0 | 23026 | Residential | caiso
Aggregate | 1-in-10 | July Monthly System Peak Day | All | 9 | Aggregate1-in-10July Monthly System Peak DayAll9 | 19.652 | 19.652 | 74.8945 | 0 | 0 | 0 | 0 | 0 | 23026 | Residential | caiso
Average Per Ton | 1-in-10 | June Monthly System Peak Day | 100% Cycling | 9 | Average Per Ton1-in-10June Monthly System Peak Day100% Cycling9 | 0.16425 | 0.16425 | 72.8502 | 0 | 0 | 0 | 0 | 0 | 10695 | Residential | caiso
Average Per Premise | 1-in-10 | June Monthly System Peak Day | 100% Cycling | 9 | Average Per Premise1-in-10June Monthly System Peak Day100% Cycling9 | 0.73611 | 0.73611 | 72.8502 | 0 | 0 | 0 | 0 | 0 | 10695 | Residential | caiso
Average Per Device | 1-in-10 | June Monthly System Peak Day | 100% Cycling | 9 | Average Per Device1-in-10June Monthly System Peak Day100% Cycling9 | 0.59619 | 0.59619 | 72.8502 | 0 | 0 | 0 | 0 | 0 | 10695 | Residential | caiso
Aggregate | 1-in-10 | June Monthly System Peak Day | 100% Cycling | 9 | Aggregate1-in-10June Monthly System Peak Day100% Cycling9 | 7.8727 | 7.8727 | 72.8502 | 0 | 0 | 0 | 0 | 0 | 10695 | Residential | caiso
Average Per Ton | 1-in-10 | June Monthly System Peak Day | 50% Cycling | 9 | Average Per Ton1-in-10June Monthly System Peak Day50% Cycling9 | 0.21848 | 0.21848 | 73.3252 | 0 | 0 | 0 | 0 | 0 | 12331 | Residential | caiso
Average Per Premise | 1-in-10 | June Monthly System Peak Day | 50% Cycling | 9 | Average Per Premise1-in-10June Monthly System Peak Day50% Cycling9 | 0.8968 | 0.8968 | 73.3252 | 0 | 0 | 0 | 0 | 0 | 12331 | Residential | caiso
Average Per Device | 1-in-10 | June Monthly System Peak Day | 50% Cycling | 9 | Average Per Device1-in-10June Monthly System Peak Day50% Cycling9 | 0.76673 | 0.76673 | 73.3252 | 0 | 0 | 0 | 0 | 0 | 12331 | Residential | caiso
Aggregate | 1-in-10 | June Monthly System Peak Day | 50% Cycling | 9 | Aggregate1-in-10June Monthly System Peak Day50% Cycling9 | 11.0585 | 11.0585 | 73.3252 | 0 | 0 | 0 | 0 | 0 | 12331 | Residential | caiso
Average Per Ton | 1-in-10 | June Monthly System Peak Day | All | 9 | Average Per Ton1-in-10June Monthly System Peak DayAll9 | 0.19329 | 0.19329 | 73.1046 | 0 | 0 | 0 | 0 | 0 | 23026 | Residential | caiso
Average Per Premise | 1-in-10 | June Monthly System Peak Day | All | 9 | Average Per Premise1-in-10June Monthly System Peak DayAll9 | 0.82724 | 0.82724 | 73.1046 | 0 | 0 | 0 | 0 | 0 | 23026 | Residential | caiso
Average Per Device | 1-in-10 | June Monthly System Peak Day | All | 9 | Average Per Device1-in-10June Monthly System Peak DayAll9 | 0.68945 | 0.68945 | 73.1046 | 0 | 0 | 0 | 0 | 0 | 23026 | Residential | caiso
Aggregate | 1-in-10 | June Monthly System Peak Day | All | 9 | Aggregate1-in-10June Monthly System Peak DayAll9 | 19.048 | 19.048 | 73.1046 | 0 | 0 | 0 | 0 | 0 | 23026 | Residential | caiso
Average Per Ton | 1-in-10 | May Monthly System Peak Day | 100% Cycling | 9 | Average Per Ton1-in-10May Monthly System Peak Day100% Cycling9 | 0.16517 | 0.16517 | 75.313 | 0 | 0 | 0 | 0 | 0 | 10695 | Residential | caiso
Average Per Premise | 1-in-10 | May Monthly System Peak Day | 100% Cycling | 9 | Average Per Premise1-in-10May Monthly System Peak Day100% Cycling9 | 0.74021 | 0.74021 | 75.313 | 0 | 0 | 0 | 0 | 0 | 10695 | Residential | caiso
Average Per Device | 1-in-10 | May Monthly System Peak Day | 100% Cycling | 9 | Average Per Device1-in-10May Monthly System Peak Day100% Cycling9 | 0.59951 | 0.59951 | 75.313 | 0 | 0 | 0 | 0 | 0 | 10695 | Residential | caiso
Aggregate | 1-in-10 | May Monthly System Peak Day | 100% Cycling | 9 | Aggregate1-in-10May Monthly System Peak Day100% Cycling9 | 7.9165 | 7.9165 | 75.313 | 0 | 0 | 0 | 0 | 0 | 10695 | Residential | caiso
Average Per Ton | 1-in-10 | May Monthly System Peak Day | 50% Cycling | 9 | Average Per Ton1-in-10May Monthly System Peak Day50% Cycling9 | 0.22027 | 0.22027 | 75.9397 | 0 | 0 | 0 | 0 | 0 | 12331 | Residential | caiso
Average Per Premise | 1-in-10 | May Monthly System Peak Day | 50% Cycling | 9 | Average Per Premise1-in-10May Monthly System Peak Day50% Cycling9 | 0.90415 | 0.90415 | 75.9397 | 0 | 0 | 0 | 0 | 0 | 12331 | Residential | caiso
Average Per Device | 1-in-10 | May Monthly System Peak Day | 50% Cycling | 9 | Average Per Device1-in-10May Monthly System Peak Day50% Cycling9 | 0.77301 | 0.77301 | 75.9397 | 0 | 0 | 0 | 0 | 0 | 12331 | Residential | caiso
Aggregate | 1-in-10 | May Monthly System Peak Day | 50% Cycling | 9 | Aggregate1-in-10May Monthly System Peak Day50% Cycling9 | 11.1491 | 11.1491 | 75.9397 | 0 | 0 | 0 | 0 | 0 | 12331 | Residential | caiso
Average Per Ton | 1-in-10 | May Monthly System Peak Day | All | 9 | Average Per Ton1-in-10May Monthly System Peak DayAll9 | 0.19467 | 0.19467 | 75.6486 | 0 | 0 | 0 | 0 | 0 | 23026 | Residential | caiso
Average Per Premise | 1-in-10 | May Monthly System Peak Day | All | 9 | Average Per Premise1-in-10May Monthly System Peak DayAll9 | 0.83316 | 0.83316 | 75.6486 | 0 | 0 | 0 | 0 | 0 | 23026 | Residential | caiso
Average Per Device | 1-in-10 | May Monthly System Peak Day | All | 9 | Average Per Device1-in-10May Monthly System Peak DayAll9 | 0.69438 | 0.69438 | 75.6486 | 0 | 0 | 0 | 0 | 0 | 23026 | Residential | caiso
Aggregate | 1-in-10 | May Monthly System Peak Day | All | 9 | Aggregate1-in-10May Monthly System Peak DayAll9 | 19.1844 | 19.1844 | 75.6486 | 0 | 0 | 0 | 0 | 0 | 23026 | Residential | caiso
Average Per Ton | 1-in-10 | October Monthly System Peak Day | 100% Cycling | 9 | Average Per Ton1-in-10October Monthly System Peak Day100% Cycling9 | 0.17636 | 0.17636 | 73.175 | 0 | 0 | 0 | 0 | 0 | 10695 | Residential | caiso
Average Per Premise | 1-in-10 | October Monthly System Peak Day | 100% Cycling | 9 | Average Per Premise1-in-10October Monthly System Peak Day100% Cycling9 | 0.7904 | 0.7904 | 73.175 | 0 | 0 | 0 | 0 | 0 | 10695 | Residential | caiso
Average Per Device | 1-in-10 | October Monthly System Peak Day | 100% Cycling | 9 | Average Per Device1-in-10October Monthly System Peak Day100% Cycling9 | 0.64016 | 0.64016 | 73.175 | 0 | 0 | 0 | 0 | 0 | 10695 | Residential | caiso
Aggregate | 1-in-10 | October Monthly System Peak Day | 100% Cycling | 9 | Aggregate1-in-10October Monthly System Peak Day100% Cycling9 | 8.4534 | 8.4534 | 73.175 | 0 | 0 | 0 | 0 | 0 | 10695 | Residential | caiso
Average Per Ton | 1-in-10 | October Monthly System Peak Day | 50% Cycling | 9 | Average Per Ton1-in-10October Monthly System Peak Day50% Cycling9 | 0.23229 | 0.23229 | 73.7425 | 0 | 0 | 0 | 0 | 0 | 12331 | Residential | caiso
Average Per Premise | 1-in-10 | October Monthly System Peak Day | 50% Cycling | 9 | Average Per Premise1-in-10October Monthly System Peak Day50% Cycling9 | 0.95352 | 0.95352 | 73.7425 | 0 | 0 | 0 | 0 | 0 | 12331 | Residential | caiso
Average Per Device | 1-in-10 | October Monthly System Peak Day | 50% Cycling | 9 | Average Per Device1-in-10October Monthly System Peak Day50% Cycling9 | 0.81522 | 0.81522 | 73.7425 | 0 | 0 | 0 | 0 | 0 | 12331 | Residential | caiso
Aggregate | 1-in-10 | October Monthly System Peak Day | 50% Cycling | 9 | Aggregate1-in-10October Monthly System Peak Day50% Cycling9 | 11.7578 | 11.7578 | 73.7425 | 0 | 0 | 0 | 0 | 0 | 12331 | Residential | caiso
Average Per Ton | 1-in-10 | October Monthly System Peak Day | All | 9 | Average Per Ton1-in-10October Monthly System Peak DayAll9 | 0.20631 | 0.20631 | 73.4789 | 0 | 0 | 0 | 0 | 0 | 23026 | Residential | caiso
Average Per Premise | 1-in-10 | October Monthly System Peak Day | All | 9 | Average Per Premise1-in-10October Monthly System Peak DayAll9 | 0.88299 | 0.88299 | 73.4789 | 0 | 0 | 0 | 0 | 0 | 23026 | Residential | caiso
Average Per Device | 1-in-10 | October Monthly System Peak Day | All | 9 | Average Per Device1-in-10October Monthly System Peak DayAll9 | 0.73591 | 0.73591 | 73.4789 | 0 | 0 | 0 | 0 | 0 | 23026 | Residential | caiso
Aggregate | 1-in-10 | October Monthly System Peak Day | All | 9 | Aggregate1-in-10October Monthly System Peak DayAll9 | 20.3318 | 20.3318 | 73.4789 | 0 | 0 | 0 | 0 | 0 | 23026 | Residential | caiso
Average Per Ton | 1-in-10 | September Monthly System Peak Day | 100% Cycling | 9 | Average Per Ton1-in-10September Monthly System Peak Day100% Cycling9 | 0.23221 | 0.23221 | 81.5543 | 0 | 0 | 0 | 0 | 0 | 10695 | Residential | caiso
Average Per Premise | 1-in-10 | September Monthly System Peak Day | 100% Cycling | 9 | Average Per Premise1-in-10September Monthly System Peak Day100% Cycling9 | 1.0407 | 1.0407 | 81.5543 | 0 | 0 | 0 | 0 | 0 | 10695 | Residential | caiso
Average Per Device | 1-in-10 | September Monthly System Peak Day | 100% Cycling | 9 | Average Per Device1-in-10September Monthly System Peak Day100% Cycling9 | 0.84285 | 0.84285 | 81.5543 | 0 | 0 | 0 | 0 | 0 | 10695 | Residential | caiso
Aggregate | 1-in-10 | September Monthly System Peak Day | 100% Cycling | 9 | Aggregate1-in-10September Monthly System Peak Day100% Cycling9 | 11.1299 | 11.1299 | 81.5543 | 0 | 0 | 0 | 0 | 0 | 10695 | Residential | caiso
Average Per Ton | 1-in-10 | September Monthly System Peak Day | 50% Cycling | 9 | Average Per Ton1-in-10September Monthly System Peak Day50% Cycling9 | 0.30262 | 0.30262 | 82.4495 | 0 | 0 | 0 | 0 | 0 | 12331 | Residential | caiso
Average Per Premise | 1-in-10 | September Monthly System Peak Day | 50% Cycling | 9 | Average Per Premise1-in-10September Monthly System Peak Day50% Cycling9 | 1.2422 | 1.2422 | 82.4495 | 0 | 0 | 0 | 0 | 0 | 12331 | Residential | caiso
Average Per Device | 1-in-10 | September Monthly System Peak Day | 50% Cycling | 9 | Average Per Device1-in-10September Monthly System Peak Day50% Cycling9 | 1.062 | 1.062 | 82.4495 | 0 | 0 | 0 | 0 | 0 | 12331 | Residential | caiso
Aggregate | 1-in-10 | September Monthly System Peak Day | 50% Cycling | 9 | Aggregate1-in-10September Monthly System Peak Day50% Cycling9 | 15.3174 | 15.3174 | 82.4495 | 0 | 0 | 0 | 0 | 0 | 12331 | Residential | caiso
Average Per Ton | 1-in-10 | September Monthly System Peak Day | All | 9 | Average Per Ton1-in-10September Monthly System Peak DayAll9 | 0.26991 | 0.26991 | 82.0337 | 0 | 0 | 0 | 0 | 0 | 23026 | Residential | caiso
Average Per Premise | 1-in-10 | September Monthly System Peak Day | All | 9 | Average Per Premise1-in-10September Monthly System Peak DayAll9 | 1.1552 | 1.1552 | 82.0337 | 0 | 0 | 0 | 0 | 0 | 23026 | Residential | caiso
Average Per Device | 1-in-10 | September Monthly System Peak Day | All | 9 | Average Per Device1-in-10September Monthly System Peak DayAll9 | 0.96276 | 0.96276 | 82.0337 | 0 | 0 | 0 | 0 | 0 | 23026 | Residential | caiso
Aggregate | 1-in-10 | September Monthly System Peak Day | All | 9 | Aggregate1-in-10September Monthly System Peak DayAll9 | 26.599 | 26.599 | 82.0337 | 0 | 0 | 0 | 0 | 0 | 23026 | Residential | caiso
Average Per Ton | 1-in-10 | August Monthly System Peak Day | 100% Cycling | 10 | Average Per Ton1-in-10August Monthly System Peak Day100% Cycling10 | 0.21206 | 0.21206 | 79.615 | 0 | 0 | 0 | 0 | 0 | 10695 | Residential | caiso
Average Per Premise | 1-in-10 | August Monthly System Peak Day | 100% Cycling | 10 | Average Per Premise1-in-10August Monthly System Peak Day100% Cycling10 | 0.9504 | 0.9504 | 79.615 | 0 | 0 | 0 | 0 | 0 | 10695 | Residential | caiso
Average Per Device | 1-in-10 | August Monthly System Peak Day | 100% Cycling | 10 | Average Per Device1-in-10August Monthly System Peak Day100% Cycling10 | 0.76975 | 0.76975 | 79.615 | 0 | 0 | 0 | 0 | 0 | 10695 | Residential | caiso
Aggregate | 1-in-10 | August Monthly System Peak Day | 100% Cycling | 10 | Aggregate1-in-10August Monthly System Peak Day100% Cycling10 | 10.1645 | 10.1645 | 79.615 | 0 | 0 | 0 | 0 | 0 | 10695 | Residential | caiso
Average Per Ton | 1-in-10 | August Monthly System Peak Day | 50% Cycling | 10 | Average Per Ton1-in-10August Monthly System Peak Day50% Cycling10 | 0.28544 | 0.28544 | 80.2142 | 0 | 0 | 0 | 0 | 0 | 12331 | Residential | caiso
Average Per Premise | 1-in-10 | August Monthly System Peak Day | 50% Cycling | 10 | Average Per Premise1-in-10August Monthly System Peak Day50% Cycling10 | 1.1717 | 1.1717 | 80.2142 | 0 | 0 | 0 | 0 | 0 | 12331 | Residential | caiso
Average Per Device | 1-in-10 | August Monthly System Peak Day | 50% Cycling | 10 | Average Per Device1-in-10August Monthly System Peak Day50% Cycling10 | 1.0017 | 1.0017 | 80.2142 | 0 | 0 | 0 | 0 | 0 | 12331 | Residential | caiso
Aggregate | 1-in-10 | August Monthly System Peak Day | 50% Cycling | 10 | Aggregate1-in-10August Monthly System Peak Day50% Cycling10 | 14.4482 | 14.4482 | 80.2142 | 0 | 0 | 0 | 0 | 0 | 12331 | Residential | caiso
Average Per Ton | 1-in-10 | August Monthly System Peak Day | All | 10 | Average Per Ton1-in-10August Monthly System Peak DayAll10 | 0.25136 | 0.25136 | 79.9359 | 0 | 0 | 0 | 0 | 0 | 23026 | Residential | caiso
Average Per Premise | 1-in-10 | August Monthly System Peak Day | All | 10 | Average Per Premise1-in-10August Monthly System Peak DayAll10 | 1.0758 | 1.0758 | 79.9359 | 0 | 0 | 0 | 0 | 0 | 23026 | Residential | caiso
Average Per Device | 1-in-10 | August Monthly System Peak Day | All | 10 | Average Per Device1-in-10August Monthly System Peak DayAll10 | 0.89658 | 0.89658 | 79.9359 | 0 | 0 | 0 | 0 | 0 | 23026 | Residential | caiso
Aggregate | 1-in-10 | August Monthly System Peak Day | All | 10 | Aggregate1-in-10August Monthly System Peak DayAll10 | 24.7708 | 24.7708 | 79.9359 | 0 | 0 | 0 | 0 | 0 | 23026 | Residential | caiso
Average Per Ton | 1-in-10 | August Typical Event Day | 100% Cycling | 10 | Average Per Ton1-in-10August Typical Event Day100% Cycling10 | 0.20779 | 0.20779 | 79.7509 | 0 | 0 | 0 | 0 | 0 | 10695 | Residential | caiso
Average Per Premise | 1-in-10 | August Typical Event Day | 100% Cycling | 10 | Average Per Premise1-in-10August Typical Event Day100% Cycling10 | 0.93125 | 0.93125 | 79.7509 | 0 | 0 | 0 | 0 | 0 | 10695 | Residential | caiso
Average Per Device | 1-in-10 | August Typical Event Day | 100% Cycling | 10 | Average Per Device1-in-10August Typical Event Day100% Cycling10 | 0.75424 | 0.75424 | 79.7509 | 0 | 0 | 0 | 0 | 0 | 10695 | Residential | caiso
Aggregate | 1-in-10 | August Typical Event Day | 100% Cycling | 10 | Aggregate1-in-10August Typical Event Day100% Cycling10 | 9.9597 | 9.9597 | 79.7509 | 0 | 0 | 0 | 0 | 0 | 10695 | Residential | caiso
Average Per Ton | 1-in-10 | August Typical Event Day | 50% Cycling | 10 | Average Per Ton1-in-10August Typical Event Day50% Cycling10 | 0.2805 | 0.2805 | 80.4103 | 0 | 0 | 0 | 0 | 0 | 12331 | Residential | caiso
Average Per Premise | 1-in-10 | August Typical Event Day | 50% Cycling | 10 | Average Per Premise1-in-10August Typical Event Day50% Cycling10 | 1.1514 | 1.1514 | 80.4103 | 0 | 0 | 0 | 0 | 0 | 12331 | Residential | caiso
Average Per Device | 1-in-10 | August Typical Event Day | 50% Cycling | 10 | Average Per Device1-in-10August Typical Event Day50% Cycling10 | 0.9844 | 0.9844 | 80.4103 | 0 | 0 | 0 | 0 | 0 | 12331 | Residential | caiso
Aggregate | 1-in-10 | August Typical Event Day | 50% Cycling | 10 | Aggregate1-in-10August Typical Event Day50% Cycling10 | 14.1981 | 14.1981 | 80.4103 | 0 | 0 | 0 | 0 | 0 | 12331 | Residential | caiso
Average Per Ton | 1-in-10 | August Typical Event Day | All | 10 | Average Per Ton1-in-10August Typical Event DayAll10 | 0.24673 | 0.24673 | 80.104 | 0 | 0 | 0 | 0 | 0 | 23026 | Residential | caiso
Average Per Premise | 1-in-10 | August Typical Event Day | All | 10 | Average Per Premise1-in-10August Typical Event DayAll10 | 1.056 | 1.056 | 80.104 | 0 | 0 | 0 | 0 | 0 | 23026 | Residential | caiso
Average Per Device | 1-in-10 | August Typical Event Day | All | 10 | Average Per Device1-in-10August Typical Event DayAll10 | 0.88007 | 0.88007 | 80.104 | 0 | 0 | 0 | 0 | 0 | 23026 | Residential | caiso
Aggregate | 1-in-10 | August Typical Event Day | All | 10 | Aggregate1-in-10August Typical Event DayAll10 | 24.3145 | 24.3145 | 80.104 | 0 | 0 | 0 | 0 | 0 | 23026 | Residential | caiso
Average Per Ton | 1-in-10 | July Monthly System Peak Day | 100% Cycling | 10 | Average Per Ton1-in-10July Monthly System Peak Day100% Cycling10 | 0.18559 | 0.18559 | 76.3481 | 0 | 0 | 0 | 0 | 0 | 10695 | Residential | caiso
Average Per Premise | 1-in-10 | July Monthly System Peak Day | 100% Cycling | 10 | Average Per Premise1-in-10July Monthly System Peak Day100% Cycling10 | 0.83177 | 0.83177 | 76.3481 | 0 | 0 | 0 | 0 | 0 | 10695 | Residential | caiso
Average Per Device | 1-in-10 | July Monthly System Peak Day | 100% Cycling | 10 | Average Per Device1-in-10July Monthly System Peak Day100% Cycling10 | 0.67366 | 0.67366 | 76.3481 | 0 | 0 | 0 | 0 | 0 | 10695 | Residential | caiso
Aggregate | 1-in-10 | July Monthly System Peak Day | 100% Cycling | 10 | Aggregate1-in-10July Monthly System Peak Day100% Cycling10 | 8.8957 | 8.8957 | 76.3481 | 0 | 0 | 0 | 0 | 0 | 10695 | Residential | caiso
Average Per Ton | 1-in-10 | July Monthly System Peak Day | 50% Cycling | 10 | Average Per Ton1-in-10July Monthly System Peak Day50% Cycling10 | 0.25242 | 0.25242 | 76.9562 | 0 | 0 | 0 | 0 | 0 | 12331 | Residential | caiso
Average Per Premise | 1-in-10 | July Monthly System Peak Day | 50% Cycling | 10 | Average Per Premise1-in-10July Monthly System Peak Day50% Cycling10 | 1.0361 | 1.0361 | 76.9562 | 0 | 0 | 0 | 0 | 0 | 12331 | Residential | caiso
Average Per Device | 1-in-10 | July Monthly System Peak Day | 50% Cycling | 10 | Average Per Device1-in-10July Monthly System Peak Day50% Cycling10 | 0.88583 | 0.88583 | 76.9562 | 0 | 0 | 0 | 0 | 0 | 12331 | Residential | caiso
Aggregate | 1-in-10 | July Monthly System Peak Day | 50% Cycling | 10 | Aggregate1-in-10July Monthly System Peak Day50% Cycling10 | 12.7764 | 12.7764 | 76.9562 | 0 | 0 | 0 | 0 | 0 | 12331 | Residential | caiso
Average Per Ton | 1-in-10 | July Monthly System Peak Day | All | 10 | Average Per Ton1-in-10July Monthly System Peak DayAll10 | 0.22138 | 0.22138 | 76.6737 | 0 | 0 | 0 | 0 | 0 | 23026 | Residential | caiso
Average Per Premise | 1-in-10 | July Monthly System Peak Day | All | 10 | Average Per Premise1-in-10July Monthly System Peak DayAll10 | 0.94746 | 0.94746 | 76.6737 | 0 | 0 | 0 | 0 | 0 | 23026 | Residential | caiso
Average Per Device | 1-in-10 | July Monthly System Peak Day | All | 10 | Average Per Device1-in-10July Monthly System Peak DayAll10 | 0.78964 | 0.78964 | 76.6737 | 0 | 0 | 0 | 0 | 0 | 23026 | Residential | caiso
Aggregate | 1-in-10 | July Monthly System Peak Day | All | 10 | Aggregate1-in-10July Monthly System Peak DayAll10 | 21.8162 | 21.8162 | 76.6737 | 0 | 0 | 0 | 0 | 0 | 23026 | Residential | caiso
Average Per Ton | 1-in-10 | June Monthly System Peak Day | 100% Cycling | 10 | Average Per Ton1-in-10June Monthly System Peak Day100% Cycling10 | 0.1796 | 0.1796 | 76.099 | 0 | 0 | 0 | 0 | 0 | 10695 | Residential | caiso
Average Per Premise | 1-in-10 | June Monthly System Peak Day | 100% Cycling | 10 | Average Per Premise1-in-10June Monthly System Peak Day100% Cycling10 | 0.80491 | 0.80491 | 76.099 | 0 | 0 | 0 | 0 | 0 | 10695 | Residential | caiso
Average Per Device | 1-in-10 | June Monthly System Peak Day | 100% Cycling | 10 | Average Per Device1-in-10June Monthly System Peak Day100% Cycling10 | 0.65191 | 0.65191 | 76.099 | 0 | 0 | 0 | 0 | 0 | 10695 | Residential | caiso
Aggregate | 1-in-10 | June Monthly System Peak Day | 100% Cycling | 10 | Aggregate1-in-10June Monthly System Peak Day100% Cycling10 | 8.6085 | 8.6085 | 76.099 | 0 | 0 | 0 | 0 | 0 | 10695 | Residential | caiso
Average Per Ton | 1-in-10 | June Monthly System Peak Day | 50% Cycling | 10 | Average Per Ton1-in-10June Monthly System Peak Day50% Cycling10 | 0.24491 | 0.24491 | 76.5747 | 0 | 0 | 0 | 0 | 0 | 12331 | Residential | caiso
Average Per Premise | 1-in-10 | June Monthly System Peak Day | 50% Cycling | 10 | Average Per Premise1-in-10June Monthly System Peak Day50% Cycling10 | 1.0053 | 1.0053 | 76.5747 | 0 | 0 | 0 | 0 | 0 | 12331 | Residential | caiso
Average Per Device | 1-in-10 | June Monthly System Peak Day | 50% Cycling | 10 | Average Per Device1-in-10June Monthly System Peak Day50% Cycling10 | 0.85951 | 0.85951 | 76.5747 | 0 | 0 | 0 | 0 | 0 | 12331 | Residential | caiso
Aggregate | 1-in-10 | June Monthly System Peak Day | 50% Cycling | 10 | Aggregate1-in-10June Monthly System Peak Day50% Cycling10 | 12.3967 | 12.3967 | 76.5747 | 0 | 0 | 0 | 0 | 0 | 12331 | Residential | caiso
Average Per Ton | 1-in-10 | June Monthly System Peak Day | All | 10 | Average Per Ton1-in-10June Monthly System Peak DayAll10 | 0.21458 | 0.21458 | 76.3537 | 0 | 0 | 0 | 0 | 0 | 23026 | Residential | caiso
Average Per Premise | 1-in-10 | June Monthly System Peak Day | All | 10 | Average Per Premise1-in-10June Monthly System Peak DayAll10 | 0.91835 | 0.91835 | 76.3537 | 0 | 0 | 0 | 0 | 0 | 23026 | Residential | caiso
Average Per Device | 1-in-10 | June Monthly System Peak Day | All | 10 | Average Per Device1-in-10June Monthly System Peak DayAll10 | 0.76538 | 0.76538 | 76.3537 | 0 | 0 | 0 | 0 | 0 | 23026 | Residential | caiso
Aggregate | 1-in-10 | June Monthly System Peak Day | All | 10 | Aggregate1-in-10June Monthly System Peak DayAll10 | 21.146 | 21.146 | 76.3537 | 0 | 0 | 0 | 0 | 0 | 23026 | Residential | caiso
Average Per Ton | 1-in-10 | May Monthly System Peak Day | 100% Cycling | 10 | Average Per Ton1-in-10May Monthly System Peak Day100% Cycling10 | 0.1806 | 0.1806 | 80.0304 | 0 | 0 | 0 | 0 | 0 | 10695 | Residential | caiso
Average Per Premise | 1-in-10 | May Monthly System Peak Day | 100% Cycling | 10 | Average Per Premise1-in-10May Monthly System Peak Day100% Cycling10 | 0.8094 | 0.8094 | 80.0304 | 0 | 0 | 0 | 0 | 0 | 10695 | Residential | caiso
Average Per Device | 1-in-10 | May Monthly System Peak Day | 100% Cycling | 10 | Average Per Device1-in-10May Monthly System Peak Day100% Cycling10 | 0.65555 | 0.65555 | 80.0304 | 0 | 0 | 0 | 0 | 0 | 10695 | Residential | caiso
Aggregate | 1-in-10 | May Monthly System Peak Day | 100% Cycling | 10 | Aggregate1-in-10May Monthly System Peak Day100% Cycling10 | 8.6565 | 8.6565 | 80.0304 | 0 | 0 | 0 | 0 | 0 | 10695 | Residential | caiso
Average Per Ton | 1-in-10 | May Monthly System Peak Day | 50% Cycling | 10 | Average Per Ton1-in-10May Monthly System Peak Day50% Cycling10 | 0.24692 | 0.24692 | 80.8062 | 0 | 0 | 0 | 0 | 0 | 12331 | Residential | caiso
Average Per Premise | 1-in-10 | May Monthly System Peak Day | 50% Cycling | 10 | Average Per Premise1-in-10May Monthly System Peak Day50% Cycling10 | 1.0136 | 1.0136 | 80.8062 | 0 | 0 | 0 | 0 | 0 | 12331 | Residential | caiso
Average Per Device | 1-in-10 | May Monthly System Peak Day | 50% Cycling | 10 | Average Per Device1-in-10May Monthly System Peak Day50% Cycling10 | 0.86655 | 0.86655 | 80.8062 | 0 | 0 | 0 | 0 | 0 | 12331 | Residential | caiso
Aggregate | 1-in-10 | May Monthly System Peak Day | 50% Cycling | 10 | Aggregate1-in-10May Monthly System Peak Day50% Cycling10 | 12.4983 | 12.4983 | 80.8062 | 0 | 0 | 0 | 0 | 0 | 12331 | Residential | caiso
Average Per Ton | 1-in-10 | May Monthly System Peak Day | All | 10 | Average Per Ton1-in-10May Monthly System Peak DayAll10 | 0.21612 | 0.21612 | 80.4459 | 0 | 0 | 0 | 0 | 0 | 23026 | Residential | caiso
Average Per Premise | 1-in-10 | May Monthly System Peak Day | All | 10 | Average Per Premise1-in-10May Monthly System Peak DayAll10 | 0.92494 | 0.92494 | 80.4459 | 0 | 0 | 0 | 0 | 0 | 23026 | Residential | caiso
Average Per Device | 1-in-10 | May Monthly System Peak Day | All | 10 | Average Per Device1-in-10May Monthly System Peak DayAll10 | 0.77087 | 0.77087 | 80.4459 | 0 | 0 | 0 | 0 | 0 | 23026 | Residential | caiso
Aggregate | 1-in-10 | May Monthly System Peak Day | All | 10 | Aggregate1-in-10May Monthly System Peak DayAll10 | 21.2977 | 21.2977 | 80.4459 | 0 | 0 | 0 | 0 | 0 | 23026 | Residential | caiso
Average Per Ton | 1-in-10 | October Monthly System Peak Day | 100% Cycling | 10 | Average Per Ton1-in-10October Monthly System Peak Day100% Cycling10 | 0.19285 | 0.19285 | 77.6966 | 0 | 0 | 0 | 0 | 0 | 10695 | Residential | caiso
Average Per Premise | 1-in-10 | October Monthly System Peak Day | 100% Cycling | 10 | Average Per Premise1-in-10October Monthly System Peak Day100% Cycling10 | 0.86428 | 0.86428 | 77.6966 | 0 | 0 | 0 | 0 | 0 | 10695 | Residential | caiso
Average Per Device | 1-in-10 | October Monthly System Peak Day | 100% Cycling | 10 | Average Per Device1-in-10October Monthly System Peak Day100% Cycling10 | 0.7 | 0.7 | 77.6966 | 0 | 0 | 0 | 0 | 0 | 10695 | Residential | caiso
Aggregate | 1-in-10 | October Monthly System Peak Day | 100% Cycling | 10 | Aggregate1-in-10October Monthly System Peak Day100% Cycling10 | 9.2435 | 9.2435 | 77.6966 | 0 | 0 | 0 | 0 | 0 | 10695 | Residential | caiso
Average Per Ton | 1-in-10 | October Monthly System Peak Day | 50% Cycling | 10 | Average Per Ton1-in-10October Monthly System Peak Day50% Cycling10 | 0.2604 | 0.2604 | 78.3847 | 0 | 0 | 0 | 0 | 0 | 12331 | Residential | caiso
Average Per Premise | 1-in-10 | October Monthly System Peak Day | 50% Cycling | 10 | Average Per Premise1-in-10October Monthly System Peak Day50% Cycling10 | 1.0689 | 1.0689 | 78.3847 | 0 | 0 | 0 | 0 | 0 | 12331 | Residential | caiso
Average Per Device | 1-in-10 | October Monthly System Peak Day | 50% Cycling | 10 | Average Per Device1-in-10October Monthly System Peak Day50% Cycling10 | 0.91387 | 0.91387 | 78.3847 | 0 | 0 | 0 | 0 | 0 | 12331 | Residential | caiso
Aggregate | 1-in-10 | October Monthly System Peak Day | 50% Cycling | 10 | Aggregate1-in-10October Monthly System Peak Day50% Cycling10 | 13.1807 | 13.1807 | 78.3847 | 0 | 0 | 0 | 0 | 0 | 12331 | Residential | caiso
Average Per Ton | 1-in-10 | October Monthly System Peak Day | All | 10 | Average Per Ton1-in-10October Monthly System Peak DayAll10 | 0.22902 | 0.22902 | 78.0651 | 0 | 0 | 0 | 0 | 0 | 23026 | Residential | caiso
Average Per Premise | 1-in-10 | October Monthly System Peak Day | All | 10 | Average Per Premise1-in-10October Monthly System Peak DayAll10 | 0.98019 | 0.98019 | 78.0651 | 0 | 0 | 0 | 0 | 0 | 23026 | Residential | caiso
Average Per Device | 1-in-10 | October Monthly System Peak Day | All | 10 | Average Per Device1-in-10October Monthly System Peak DayAll10 | 0.81692 | 0.81692 | 78.0651 | 0 | 0 | 0 | 0 | 0 | 23026 | Residential | caiso
Aggregate | 1-in-10 | October Monthly System Peak Day | All | 10 | Aggregate1-in-10October Monthly System Peak DayAll10 | 22.5698 | 22.5698 | 78.0651 | 0 | 0 | 0 | 0 | 0 | 23026 | Residential | caiso
Average Per Ton | 1-in-10 | September Monthly System Peak Day | 100% Cycling | 10 | Average Per Ton1-in-10September Monthly System Peak Day100% Cycling10 | 0.25391 | 0.25391 | 86.9413 | 0 | 0 | 0 | 0 | 0 | 10695 | Residential | caiso
Average Per Premise | 1-in-10 | September Monthly System Peak Day | 100% Cycling | 10 | Average Per Premise1-in-10September Monthly System Peak Day100% Cycling10 | 1.1379 | 1.1379 | 86.9413 | 0 | 0 | 0 | 0 | 0 | 10695 | Residential | caiso
Average Per Device | 1-in-10 | September Monthly System Peak Day | 100% Cycling | 10 | Average Per Device1-in-10September Monthly System Peak Day100% Cycling10 | 0.92163 | 0.92163 | 86.9413 | 0 | 0 | 0 | 0 | 0 | 10695 | Residential | caiso
Aggregate | 1-in-10 | September Monthly System Peak Day | 100% Cycling | 10 | Aggregate1-in-10September Monthly System Peak Day100% Cycling10 | 12.1701 | 12.1701 | 86.9413 | 0 | 0 | 0 | 0 | 0 | 10695 | Residential | caiso
Average Per Ton | 1-in-10 | September Monthly System Peak Day | 50% Cycling | 10 | Average Per Ton1-in-10September Monthly System Peak Day50% Cycling10 | 0.33924 | 0.33924 | 87.8961 | 0 | 0 | 0 | 0 | 0 | 12331 | Residential | caiso
Average Per Premise | 1-in-10 | September Monthly System Peak Day | 50% Cycling | 10 | Average Per Premise1-in-10September Monthly System Peak Day50% Cycling10 | 1.3925 | 1.3925 | 87.8961 | 0 | 0 | 0 | 0 | 0 | 12331 | Residential | caiso
Average Per Device | 1-in-10 | September Monthly System Peak Day | 50% Cycling | 10 | Average Per Device1-in-10September Monthly System Peak Day50% Cycling10 | 1.1905 | 1.1905 | 87.8961 | 0 | 0 | 0 | 0 | 0 | 12331 | Residential | caiso
Aggregate | 1-in-10 | September Monthly System Peak Day | 50% Cycling | 10 | Aggregate1-in-10September Monthly System Peak Day50% Cycling10 | 17.171 | 17.171 | 87.8961 | 0 | 0 | 0 | 0 | 0 | 12331 | Residential | caiso
Average Per Ton | 1-in-10 | September Monthly System Peak Day | All | 10 | Average Per Ton1-in-10September Monthly System Peak DayAll10 | 0.2996 | 0.2996 | 87.4526 | 0 | 0 | 0 | 0 | 0 | 23026 | Residential | caiso
Average Per Premise | 1-in-10 | September Monthly System Peak Day | All | 10 | Average Per Premise1-in-10September Monthly System Peak DayAll10 | 1.2822 | 1.2822 | 87.4526 | 0 | 0 | 0 | 0 | 0 | 23026 | Residential | caiso
Average Per Device | 1-in-10 | September Monthly System Peak Day | All | 10 | Average Per Device1-in-10September Monthly System Peak DayAll10 | 1.0687 | 1.0687 | 87.4526 | 0 | 0 | 0 | 0 | 0 | 23026 | Residential | caiso
Aggregate | 1-in-10 | September Monthly System Peak Day | All | 10 | Aggregate1-in-10September Monthly System Peak DayAll10 | 29.5251 | 29.5251 | 87.4526 | 0 | 0 | 0 | 0 | 0 | 23026 | Residential | caiso
Average Per Ton | 1-in-10 | August Monthly System Peak Day | 100% Cycling | 11 | Average Per Ton1-in-10August Monthly System Peak Day100% Cycling11 | 0.24248 | 0.24248 | 84.1097 | 0 | 0 | 0 | 0 | 0 | 10695 | Residential | caiso
Average Per Premise | 1-in-10 | August Monthly System Peak Day | 100% Cycling | 11 | Average Per Premise1-in-10August Monthly System Peak Day100% Cycling11 | 1.0867 | 1.0867 | 84.1097 | 0 | 0 | 0 | 0 | 0 | 10695 | Residential | caiso
Average Per Device | 1-in-10 | August Monthly System Peak Day | 100% Cycling | 11 | Average Per Device1-in-10August Monthly System Peak Day100% Cycling11 | 0.88015 | 0.88015 | 84.1097 | 0 | 0 | 0 | 0 | 0 | 10695 | Residential | caiso
Aggregate | 1-in-10 | August Monthly System Peak Day | 100% Cycling | 11 | Aggregate1-in-10August Monthly System Peak Day100% Cycling11 | 11.6224 | 11.6224 | 84.1097 | 0 | 0 | 0 | 0 | 0 | 10695 | Residential | caiso
Average Per Ton | 1-in-10 | August Monthly System Peak Day | 50% Cycling | 11 | Average Per Ton1-in-10August Monthly System Peak Day50% Cycling11 | 0.33831 | 0.33831 | 84.9757 | 0 | 0 | 0 | 0 | 0 | 12331 | Residential | caiso
Average Per Premise | 1-in-10 | August Monthly System Peak Day | 50% Cycling | 11 | Average Per Premise1-in-10August Monthly System Peak Day50% Cycling11 | 1.3887 | 1.3887 | 84.9757 | 0 | 0 | 0 | 0 | 0 | 12331 | Residential | caiso
Average Per Device | 1-in-10 | August Monthly System Peak Day | 50% Cycling | 11 | Average Per Device1-in-10August Monthly System Peak Day50% Cycling11 | 1.1873 | 1.1873 | 84.9757 | 0 | 0 | 0 | 0 | 0 | 12331 | Residential | caiso
Aggregate | 1-in-10 | August Monthly System Peak Day | 50% Cycling | 11 | Aggregate1-in-10August Monthly System Peak Day50% Cycling11 | 17.1239 | 17.1239 | 84.9757 | 0 | 0 | 0 | 0 | 0 | 12331 | Residential | caiso
Average Per Ton | 1-in-10 | August Monthly System Peak Day | All | 11 | Average Per Ton1-in-10August Monthly System Peak DayAll11 | 0.2938 | 0.2938 | 84.5734 | 0 | 0 | 0 | 0 | 0 | 23026 | Residential | caiso
Average Per Premise | 1-in-10 | August Monthly System Peak Day | All | 11 | Average Per Premise1-in-10August Monthly System Peak DayAll11 | 1.2574 | 1.2574 | 84.5734 | 0 | 0 | 0 | 0 | 0 | 23026 | Residential | caiso
Average Per Device | 1-in-10 | August Monthly System Peak Day | All | 11 | Average Per Device1-in-10August Monthly System Peak DayAll11 | 1.048 | 1.048 | 84.5734 | 0 | 0 | 0 | 0 | 0 | 23026 | Residential | caiso
Aggregate | 1-in-10 | August Monthly System Peak Day | All | 11 | Aggregate1-in-10August Monthly System Peak DayAll11 | 28.9529 | 28.9529 | 84.5734 | 0 | 0 | 0 | 0 | 0 | 23026 | Residential | caiso
Average Per Ton | 1-in-10 | August Typical Event Day | 100% Cycling | 11 | Average Per Ton1-in-10August Typical Event Day100% Cycling11 | 0.2376 | 0.2376 | 84.0391 | 0 | 0 | 0 | 0 | 0 | 10695 | Residential | caiso
Average Per Premise | 1-in-10 | August Typical Event Day | 100% Cycling | 11 | Average Per Premise1-in-10August Typical Event Day100% Cycling11 | 1.0648 | 1.0648 | 84.0391 | 0 | 0 | 0 | 0 | 0 | 10695 | Residential | caiso
Average Per Device | 1-in-10 | August Typical Event Day | 100% Cycling | 11 | Average Per Device1-in-10August Typical Event Day100% Cycling11 | 0.86242 | 0.86242 | 84.0391 | 0 | 0 | 0 | 0 | 0 | 10695 | Residential | caiso
Aggregate | 1-in-10 | August Typical Event Day | 100% Cycling | 11 | Aggregate1-in-10August Typical Event Day100% Cycling11 | 11.3882 | 11.3882 | 84.0391 | 0 | 0 | 0 | 0 | 0 | 10695 | Residential | caiso
Average Per Ton | 1-in-10 | August Typical Event Day | 50% Cycling | 11 | Average Per Ton1-in-10August Typical Event Day50% Cycling11 | 0.33245 | 0.33245 | 84.9753 | 0 | 0 | 0 | 0 | 0 | 12331 | Residential | caiso
Average Per Premise | 1-in-10 | August Typical Event Day | 50% Cycling | 11 | Average Per Premise1-in-10August Typical Event Day50% Cycling11 | 1.3646 | 1.3646 | 84.9753 | 0 | 0 | 0 | 0 | 0 | 12331 | Residential | caiso
Average Per Device | 1-in-10 | August Typical Event Day | 50% Cycling | 11 | Average Per Device1-in-10August Typical Event Day50% Cycling11 | 1.1667 | 1.1667 | 84.9753 | 0 | 0 | 0 | 0 | 0 | 12331 | Residential | caiso
Aggregate | 1-in-10 | August Typical Event Day | 50% Cycling | 11 | Aggregate1-in-10August Typical Event Day50% Cycling11 | 16.8275 | 16.8275 | 84.9753 | 0 | 0 | 0 | 0 | 0 | 12331 | Residential | caiso
Average Per Ton | 1-in-10 | August Typical Event Day | All | 11 | Average Per Ton1-in-10August Typical Event DayAll11 | 0.28839 | 0.28839 | 84.5405 | 0 | 0 | 0 | 0 | 0 | 23026 | Residential | caiso
Average Per Premise | 1-in-10 | August Typical Event Day | All | 11 | Average Per Premise1-in-10August Typical Event DayAll11 | 1.2343 | 1.2343 | 84.5405 | 0 | 0 | 0 | 0 | 0 | 23026 | Residential | caiso
Average Per Device | 1-in-10 | August Typical Event Day | All | 11 | Average Per Device1-in-10August Typical Event DayAll11 | 1.0287 | 1.0287 | 84.5405 | 0 | 0 | 0 | 0 | 0 | 23026 | Residential | caiso
Aggregate | 1-in-10 | August Typical Event Day | All | 11 | Aggregate1-in-10August Typical Event DayAll11 | 28.4202 | 28.4202 | 84.5405 | 0 | 0 | 0 | 0 | 0 | 23026 | Residential | caiso
Average Per Ton | 1-in-10 | July Monthly System Peak Day | 100% Cycling | 11 | Average Per Ton1-in-10July Monthly System Peak Day100% Cycling11 | 0.21221 | 0.21221 | 78.0947 | 0 | 0 | 0 | 0 | 0 | 10695 | Residential | caiso
Average Per Premise | 1-in-10 | July Monthly System Peak Day | 100% Cycling | 11 | Average Per Premise1-in-10July Monthly System Peak Day100% Cycling11 | 0.95107 | 0.95107 | 78.0947 | 0 | 0 | 0 | 0 | 0 | 10695 | Residential | caiso
Average Per Device | 1-in-10 | July Monthly System Peak Day | 100% Cycling | 11 | Average Per Device1-in-10July Monthly System Peak Day100% Cycling11 | 0.77029 | 0.77029 | 78.0947 | 0 | 0 | 0 | 0 | 0 | 10695 | Residential | caiso
Aggregate | 1-in-10 | July Monthly System Peak Day | 100% Cycling | 11 | Aggregate1-in-10July Monthly System Peak Day100% Cycling11 | 10.1717 | 10.1717 | 78.0947 | 0 | 0 | 0 | 0 | 0 | 10695 | Residential | caiso
Average Per Ton | 1-in-10 | July Monthly System Peak Day | 50% Cycling | 11 | Average Per Ton1-in-10July Monthly System Peak Day50% Cycling11 | 0.29916 | 0.29916 | 78.7046 | 0 | 0 | 0 | 0 | 0 | 12331 | Residential | caiso
Average Per Premise | 1-in-10 | July Monthly System Peak Day | 50% Cycling | 11 | Average Per Premise1-in-10July Monthly System Peak Day50% Cycling11 | 1.228 | 1.228 | 78.7046 | 0 | 0 | 0 | 0 | 0 | 12331 | Residential | caiso
Average Per Device | 1-in-10 | July Monthly System Peak Day | 50% Cycling | 11 | Average Per Device1-in-10July Monthly System Peak Day50% Cycling11 | 1.0499 | 1.0499 | 78.7046 | 0 | 0 | 0 | 0 | 0 | 12331 | Residential | caiso
Aggregate | 1-in-10 | July Monthly System Peak Day | 50% Cycling | 11 | Aggregate1-in-10July Monthly System Peak Day50% Cycling11 | 15.1425 | 15.1425 | 78.7046 | 0 | 0 | 0 | 0 | 0 | 12331 | Residential | caiso
Average Per Ton | 1-in-10 | July Monthly System Peak Day | All | 11 | Average Per Ton1-in-10July Monthly System Peak DayAll11 | 0.25877 | 0.25877 | 78.4213 | 0 | 0 | 0 | 0 | 0 | 23026 | Residential | caiso
Average Per Premise | 1-in-10 | July Monthly System Peak Day | All | 11 | Average Per Premise1-in-10July Monthly System Peak DayAll11 | 1.1075 | 1.1075 | 78.4213 | 0 | 0 | 0 | 0 | 0 | 23026 | Residential | caiso
Average Per Device | 1-in-10 | July Monthly System Peak Day | All | 11 | Average Per Device1-in-10July Monthly System Peak DayAll11 | 0.92303 | 0.92303 | 78.4213 | 0 | 0 | 0 | 0 | 0 | 23026 | Residential | caiso
Aggregate | 1-in-10 | July Monthly System Peak Day | All | 11 | Aggregate1-in-10July Monthly System Peak DayAll11 | 25.5016 | 25.5016 | 78.4213 | 0 | 0 | 0 | 0 | 0 | 23026 | Residential | caiso
Average Per Ton | 1-in-10 | June Monthly System Peak Day | 100% Cycling | 11 | Average Per Ton1-in-10June Monthly System Peak Day100% Cycling11 | 0.20536 | 0.20536 | 81.3825 | 0 | 0 | 0 | 0 | 0 | 10695 | Residential | caiso
Average Per Premise | 1-in-10 | June Monthly System Peak Day | 100% Cycling | 11 | Average Per Premise1-in-10June Monthly System Peak Day100% Cycling11 | 0.92036 | 0.92036 | 81.3825 | 0 | 0 | 0 | 0 | 0 | 10695 | Residential | caiso
Average Per Device | 1-in-10 | June Monthly System Peak Day | 100% Cycling | 11 | Average Per Device1-in-10June Monthly System Peak Day100% Cycling11 | 0.74542 | 0.74542 | 81.3825 | 0 | 0 | 0 | 0 | 0 | 10695 | Residential | caiso
Aggregate | 1-in-10 | June Monthly System Peak Day | 100% Cycling | 11 | Aggregate1-in-10June Monthly System Peak Day100% Cycling11 | 9.8432 | 9.8432 | 81.3825 | 0 | 0 | 0 | 0 | 0 | 10695 | Residential | caiso
Average Per Ton | 1-in-10 | June Monthly System Peak Day | 50% Cycling | 11 | Average Per Ton1-in-10June Monthly System Peak Day50% Cycling11 | 0.29027 | 0.29027 | 82.3684 | 0 | 0 | 0 | 0 | 0 | 12331 | Residential | caiso
Average Per Premise | 1-in-10 | June Monthly System Peak Day | 50% Cycling | 11 | Average Per Premise1-in-10June Monthly System Peak Day50% Cycling11 | 1.1915 | 1.1915 | 82.3684 | 0 | 0 | 0 | 0 | 0 | 12331 | Residential | caiso
Average Per Device | 1-in-10 | June Monthly System Peak Day | 50% Cycling | 11 | Average Per Device1-in-10June Monthly System Peak Day50% Cycling11 | 1.0187 | 1.0187 | 82.3684 | 0 | 0 | 0 | 0 | 0 | 12331 | Residential | caiso
Aggregate | 1-in-10 | June Monthly System Peak Day | 50% Cycling | 11 | Aggregate1-in-10June Monthly System Peak Day50% Cycling11 | 14.6925 | 14.6925 | 82.3684 | 0 | 0 | 0 | 0 | 0 | 12331 | Residential | caiso
Average Per Ton | 1-in-10 | June Monthly System Peak Day | All | 11 | Average Per Ton1-in-10June Monthly System Peak DayAll11 | 0.25083 | 0.25083 | 81.9105 | 0 | 0 | 0 | 0 | 0 | 23026 | Residential | caiso
Average Per Premise | 1-in-10 | June Monthly System Peak Day | All | 11 | Average Per Premise1-in-10June Monthly System Peak DayAll11 | 1.0735 | 1.0735 | 81.9105 | 0 | 0 | 0 | 0 | 0 | 23026 | Residential | caiso
Average Per Device | 1-in-10 | June Monthly System Peak Day | All | 11 | Average Per Device1-in-10June Monthly System Peak DayAll11 | 0.8947 | 0.8947 | 81.9105 | 0 | 0 | 0 | 0 | 0 | 23026 | Residential | caiso
Aggregate | 1-in-10 | June Monthly System Peak Day | All | 11 | Aggregate1-in-10June Monthly System Peak DayAll11 | 24.7188 | 24.7188 | 81.9105 | 0 | 0 | 0 | 0 | 0 | 23026 | Residential | caiso
Average Per Ton | 1-in-10 | May Monthly System Peak Day | 100% Cycling | 11 | Average Per Ton1-in-10May Monthly System Peak Day100% Cycling11 | 0.20651 | 0.20651 | 83.8848 | 0 | 0 | 0 | 0 | 0 | 10695 | Residential | caiso
Average Per Premise | 1-in-10 | May Monthly System Peak Day | 100% Cycling | 11 | Average Per Premise1-in-10May Monthly System Peak Day100% Cycling11 | 0.92549 | 0.92549 | 83.8848 | 0 | 0 | 0 | 0 | 0 | 10695 | Residential | caiso
Average Per Device | 1-in-10 | May Monthly System Peak Day | 100% Cycling | 11 | Average Per Device1-in-10May Monthly System Peak Day100% Cycling11 | 0.74957 | 0.74957 | 83.8848 | 0 | 0 | 0 | 0 | 0 | 10695 | Residential | caiso
Aggregate | 1-in-10 | May Monthly System Peak Day | 100% Cycling | 11 | Aggregate1-in-10May Monthly System Peak Day100% Cycling11 | 9.8981 | 9.8981 | 83.8848 | 0 | 0 | 0 | 0 | 0 | 10695 | Residential | caiso
Average Per Ton | 1-in-10 | May Monthly System Peak Day | 50% Cycling | 11 | Average Per Ton1-in-10May Monthly System Peak Day50% Cycling11 | 0.29265 | 0.29265 | 84.8695 | 0 | 0 | 0 | 0 | 0 | 12331 | Residential | caiso
Average Per Premise | 1-in-10 | May Monthly System Peak Day | 50% Cycling | 11 | Average Per Premise1-in-10May Monthly System Peak Day50% Cycling11 | 1.2013 | 1.2013 | 84.8695 | 0 | 0 | 0 | 0 | 0 | 12331 | Residential | caiso
Average Per Device | 1-in-10 | May Monthly System Peak Day | 50% Cycling | 11 | Average Per Device1-in-10May Monthly System Peak Day50% Cycling11 | 1.027 | 1.027 | 84.8695 | 0 | 0 | 0 | 0 | 0 | 12331 | Residential | caiso
Aggregate | 1-in-10 | May Monthly System Peak Day | 50% Cycling | 11 | Aggregate1-in-10May Monthly System Peak Day50% Cycling11 | 14.8129 | 14.8129 | 84.8695 | 0 | 0 | 0 | 0 | 0 | 12331 | Residential | caiso
Average Per Ton | 1-in-10 | May Monthly System Peak Day | All | 11 | Average Per Ton1-in-10May Monthly System Peak DayAll11 | 0.25264 | 0.25264 | 84.4121 | 0 | 0 | 0 | 0 | 0 | 23026 | Residential | caiso
Average Per Premise | 1-in-10 | May Monthly System Peak Day | All | 11 | Average Per Premise1-in-10May Monthly System Peak DayAll11 | 1.0812 | 1.0812 | 84.4121 | 0 | 0 | 0 | 0 | 0 | 23026 | Residential | caiso
Average Per Device | 1-in-10 | May Monthly System Peak Day | All | 11 | Average Per Device1-in-10May Monthly System Peak DayAll11 | 0.90114 | 0.90114 | 84.4121 | 0 | 0 | 0 | 0 | 0 | 23026 | Residential | caiso
Aggregate | 1-in-10 | May Monthly System Peak Day | All | 11 | Aggregate1-in-10May Monthly System Peak DayAll11 | 24.8967 | 24.8967 | 84.4121 | 0 | 0 | 0 | 0 | 0 | 23026 | Residential | caiso
Average Per Ton | 1-in-10 | October Monthly System Peak Day | 100% Cycling | 11 | Average Per Ton1-in-10October Monthly System Peak Day100% Cycling11 | 0.22051 | 0.22051 | 81.785 | 0 | 0 | 0 | 0 | 0 | 10695 | Residential | caiso
Average Per Premise | 1-in-10 | October Monthly System Peak Day | 100% Cycling | 11 | Average Per Premise1-in-10October Monthly System Peak Day100% Cycling11 | 0.98825 | 0.98825 | 81.785 | 0 | 0 | 0 | 0 | 0 | 10695 | Residential | caiso
Average Per Device | 1-in-10 | October Monthly System Peak Day | 100% Cycling | 11 | Average Per Device1-in-10October Monthly System Peak Day100% Cycling11 | 0.8004 | 0.8004 | 81.785 | 0 | 0 | 0 | 0 | 0 | 10695 | Residential | caiso
Aggregate | 1-in-10 | October Monthly System Peak Day | 100% Cycling | 11 | Aggregate1-in-10October Monthly System Peak Day100% Cycling11 | 10.5693 | 10.5693 | 81.785 | 0 | 0 | 0 | 0 | 0 | 10695 | Residential | caiso
Average Per Ton | 1-in-10 | October Monthly System Peak Day | 50% Cycling | 11 | Average Per Ton1-in-10October Monthly System Peak Day50% Cycling11 | 0.30863 | 0.30863 | 82.5584 | 0 | 0 | 0 | 0 | 0 | 12331 | Residential | caiso
Average Per Premise | 1-in-10 | October Monthly System Peak Day | 50% Cycling | 11 | Average Per Premise1-in-10October Monthly System Peak Day50% Cycling11 | 1.2669 | 1.2669 | 82.5584 | 0 | 0 | 0 | 0 | 0 | 12331 | Residential | caiso
Average Per Device | 1-in-10 | October Monthly System Peak Day | 50% Cycling | 11 | Average Per Device1-in-10October Monthly System Peak Day50% Cycling11 | 1.0831 | 1.0831 | 82.5584 | 0 | 0 | 0 | 0 | 0 | 12331 | Residential | caiso
Aggregate | 1-in-10 | October Monthly System Peak Day | 50% Cycling | 11 | Aggregate1-in-10October Monthly System Peak Day50% Cycling11 | 15.6217 | 15.6217 | 82.5584 | 0 | 0 | 0 | 0 | 0 | 12331 | Residential | caiso
Average Per Ton | 1-in-10 | October Monthly System Peak Day | All | 11 | Average Per Ton1-in-10October Monthly System Peak DayAll11 | 0.2677 | 0.2677 | 82.1991 | 0 | 0 | 0 | 0 | 0 | 23026 | Residential | caiso
Average Per Premise | 1-in-10 | October Monthly System Peak Day | All | 11 | Average Per Premise1-in-10October Monthly System Peak DayAll11 | 1.1457 | 1.1457 | 82.1991 | 0 | 0 | 0 | 0 | 0 | 23026 | Residential | caiso
Average Per Device | 1-in-10 | October Monthly System Peak Day | All | 11 | Average Per Device1-in-10October Monthly System Peak DayAll11 | 0.95486 | 0.95486 | 82.1991 | 0 | 0 | 0 | 0 | 0 | 23026 | Residential | caiso
Aggregate | 1-in-10 | October Monthly System Peak Day | All | 11 | Aggregate1-in-10October Monthly System Peak DayAll11 | 26.381 | 26.381 | 82.1991 | 0 | 0 | 0 | 0 | 0 | 23026 | Residential | caiso
Average Per Ton | 1-in-10 | September Monthly System Peak Day | 100% Cycling | 11 | Average Per Ton1-in-10September Monthly System Peak Day100% Cycling11 | 0.29033 | 0.29033 | 92.5696 | 0 | 0 | 0 | 0 | 0 | 10695 | Residential | caiso
Average Per Premise | 1-in-10 | September Monthly System Peak Day | 100% Cycling | 11 | Average Per Premise1-in-10September Monthly System Peak Day100% Cycling11 | 1.3011 | 1.3011 | 92.5696 | 0 | 0 | 0 | 0 | 0 | 10695 | Residential | caiso
Average Per Device | 1-in-10 | September Monthly System Peak Day | 100% Cycling | 11 | Average Per Device1-in-10September Monthly System Peak Day100% Cycling11 | 1.0538 | 1.0538 | 92.5696 | 0 | 0 | 0 | 0 | 0 | 10695 | Residential | caiso
Aggregate | 1-in-10 | September Monthly System Peak Day | 100% Cycling | 11 | Aggregate1-in-10September Monthly System Peak Day100% Cycling11 | 13.9157 | 13.9157 | 92.5696 | 0 | 0 | 0 | 0 | 0 | 10695 | Residential | caiso
Average Per Ton | 1-in-10 | September Monthly System Peak Day | 50% Cycling | 11 | Average Per Ton1-in-10September Monthly System Peak Day50% Cycling11 | 0.40206 | 0.40206 | 93.8526 | 0 | 0 | 0 | 0 | 0 | 12331 | Residential | caiso
Average Per Premise | 1-in-10 | September Monthly System Peak Day | 50% Cycling | 11 | Average Per Premise1-in-10September Monthly System Peak Day50% Cycling11 | 1.6504 | 1.6504 | 93.8526 | 0 | 0 | 0 | 0 | 0 | 12331 | Residential | caiso
Average Per Device | 1-in-10 | September Monthly System Peak Day | 50% Cycling | 11 | Average Per Device1-in-10September Monthly System Peak Day50% Cycling11 | 1.411 | 1.411 | 93.8526 | 0 | 0 | 0 | 0 | 0 | 12331 | Residential | caiso
Aggregate | 1-in-10 | September Monthly System Peak Day | 50% Cycling | 11 | Aggregate1-in-10September Monthly System Peak Day50% Cycling11 | 20.351 | 20.351 | 93.8526 | 0 | 0 | 0 | 0 | 0 | 12331 | Residential | caiso
Average Per Ton | 1-in-10 | September Monthly System Peak Day | All | 11 | Average Per Ton1-in-10September Monthly System Peak DayAll11 | 0.35016 | 0.35016 | 93.2566 | 0 | 0 | 0 | 0 | 0 | 23026 | Residential | caiso
Average Per Premise | 1-in-10 | September Monthly System Peak Day | All | 11 | Average Per Premise1-in-10September Monthly System Peak DayAll11 | 1.4986 | 1.4986 | 93.2566 | 0 | 0 | 0 | 0 | 0 | 23026 | Residential | caiso
Average Per Device | 1-in-10 | September Monthly System Peak Day | All | 11 | Average Per Device1-in-10September Monthly System Peak DayAll11 | 1.249 | 1.249 | 93.2566 | 0 | 0 | 0 | 0 | 0 | 23026 | Residential | caiso
Aggregate | 1-in-10 | September Monthly System Peak Day | All | 11 | Aggregate1-in-10September Monthly System Peak DayAll11 | 34.5075 | 34.5075 | 93.2566 | 0 | 0 | 0 | 0 | 0 | 23026 | Residential | caiso
Average Per Ton | 1-in-10 | August Monthly System Peak Day | 100% Cycling | 12 | Average Per Ton1-in-10August Monthly System Peak Day100% Cycling12 | 0.27974 | 0.27974 | 85.6382 | 0 | 0 | 0 | 0 | 0 | 10695 | Residential | caiso
Average Per Premise | 1-in-10 | August Monthly System Peak Day | 100% Cycling | 12 | Average Per Premise1-in-10August Monthly System Peak Day100% Cycling12 | 1.2537 | 1.2537 | 85.6382 | 0 | 0 | 0 | 0 | 0 | 10695 | Residential | caiso
Average Per Device | 1-in-10 | August Monthly System Peak Day | 100% Cycling | 12 | Average Per Device1-in-10August Monthly System Peak Day100% Cycling12 | 1.0154 | 1.0154 | 85.6382 | 0 | 0 | 0 | 0 | 0 | 10695 | Residential | caiso
Aggregate | 1-in-10 | August Monthly System Peak Day | 100% Cycling | 12 | Aggregate1-in-10August Monthly System Peak Day100% Cycling12 | 13.4085 | 13.4085 | 85.6382 | 0 | 0 | 0 | 0 | 0 | 10695 | Residential | caiso
Average Per Ton | 1-in-10 | August Monthly System Peak Day | 50% Cycling | 12 | Average Per Ton1-in-10August Monthly System Peak Day50% Cycling12 | 0.4083 | 0.4083 | 86.6211 | 0 | 0 | 0 | 0 | 0 | 12331 | Residential | caiso
Average Per Premise | 1-in-10 | August Monthly System Peak Day | 50% Cycling | 12 | Average Per Premise1-in-10August Monthly System Peak Day50% Cycling12 | 1.676 | 1.676 | 86.6211 | 0 | 0 | 0 | 0 | 0 | 12331 | Residential | caiso
Average Per Device | 1-in-10 | August Monthly System Peak Day | 50% Cycling | 12 | Average Per Device1-in-10August Monthly System Peak Day50% Cycling12 | 1.4329 | 1.4329 | 86.6211 | 0 | 0 | 0 | 0 | 0 | 12331 | Residential | caiso
Aggregate | 1-in-10 | August Monthly System Peak Day | 50% Cycling | 12 | Aggregate1-in-10August Monthly System Peak Day50% Cycling12 | 20.6668 | 20.6668 | 86.6211 | 0 | 0 | 0 | 0 | 0 | 12331 | Residential | caiso
Average Per Ton | 1-in-10 | August Monthly System Peak Day | All | 12 | Average Per Ton1-in-10August Monthly System Peak DayAll12 | 0.34859 | 0.34859 | 86.1645 | 0 | 0 | 0 | 0 | 0 | 23026 | Residential | caiso
Average Per Premise | 1-in-10 | August Monthly System Peak Day | All | 12 | Average Per Premise1-in-10August Monthly System Peak DayAll12 | 1.4919 | 1.4919 | 86.1645 | 0 | 0 | 0 | 0 | 0 | 23026 | Residential | caiso
Average Per Device | 1-in-10 | August Monthly System Peak Day | All | 12 | Average Per Device1-in-10August Monthly System Peak DayAll12 | 1.2434 | 1.2434 | 86.1645 | 0 | 0 | 0 | 0 | 0 | 23026 | Residential | caiso
Aggregate | 1-in-10 | August Monthly System Peak Day | All | 12 | Aggregate1-in-10August Monthly System Peak DayAll12 | 34.3525 | 34.3525 | 86.1645 | 0 | 0 | 0 | 0 | 0 | 23026 | Residential | caiso
Average Per Ton | 1-in-10 | August Typical Event Day | 100% Cycling | 12 | Average Per Ton1-in-10August Typical Event Day100% Cycling12 | 0.27411 | 0.27411 | 85.891 | 0 | 0 | 0 | 0 | 0 | 10695 | Residential | caiso
Average Per Premise | 1-in-10 | August Typical Event Day | 100% Cycling | 12 | Average Per Premise1-in-10August Typical Event Day100% Cycling12 | 1.2285 | 1.2285 | 85.891 | 0 | 0 | 0 | 0 | 0 | 10695 | Residential | caiso
Average Per Device | 1-in-10 | August Typical Event Day | 100% Cycling | 12 | Average Per Device1-in-10August Typical Event Day100% Cycling12 | 0.99495 | 0.99495 | 85.891 | 0 | 0 | 0 | 0 | 0 | 10695 | Residential | caiso
Aggregate | 1-in-10 | August Typical Event Day | 100% Cycling | 12 | Aggregate1-in-10August Typical Event Day100% Cycling12 | 13.1384 | 13.1384 | 85.891 | 0 | 0 | 0 | 0 | 0 | 10695 | Residential | caiso
Average Per Ton | 1-in-10 | August Typical Event Day | 50% Cycling | 12 | Average Per Ton1-in-10August Typical Event Day50% Cycling12 | 0.40124 | 0.40124 | 86.9054 | 0 | 0 | 0 | 0 | 0 | 12331 | Residential | caiso
Average Per Premise | 1-in-10 | August Typical Event Day | 50% Cycling | 12 | Average Per Premise1-in-10August Typical Event Day50% Cycling12 | 1.647 | 1.647 | 86.9054 | 0 | 0 | 0 | 0 | 0 | 12331 | Residential | caiso
Average Per Device | 1-in-10 | August Typical Event Day | 50% Cycling | 12 | Average Per Device1-in-10August Typical Event Day50% Cycling12 | 1.4081 | 1.4081 | 86.9054 | 0 | 0 | 0 | 0 | 0 | 12331 | Residential | caiso
Aggregate | 1-in-10 | August Typical Event Day | 50% Cycling | 12 | Aggregate1-in-10August Typical Event Day50% Cycling12 | 20.3091 | 20.3091 | 86.9054 | 0 | 0 | 0 | 0 | 0 | 12331 | Residential | caiso
Average Per Ton | 1-in-10 | August Typical Event Day | All | 12 | Average Per Ton1-in-10August Typical Event DayAll12 | 0.34219 | 0.34219 | 86.4342 | 0 | 0 | 0 | 0 | 0 | 23026 | Residential | caiso
Average Per Premise | 1-in-10 | August Typical Event Day | All | 12 | Average Per Premise1-in-10August Typical Event DayAll12 | 1.4645 | 1.4645 | 86.4342 | 0 | 0 | 0 | 0 | 0 | 23026 | Residential | caiso
Average Per Device | 1-in-10 | August Typical Event Day | All | 12 | Average Per Device1-in-10August Typical Event DayAll12 | 1.2206 | 1.2206 | 86.4342 | 0 | 0 | 0 | 0 | 0 | 23026 | Residential | caiso
Aggregate | 1-in-10 | August Typical Event Day | All | 12 | Aggregate1-in-10August Typical Event DayAll12 | 33.7215 | 33.7215 | 86.4342 | 0 | 0 | 0 | 0 | 0 | 23026 | Residential | caiso
Average Per Ton | 1-in-10 | July Monthly System Peak Day | 100% Cycling | 12 | Average Per Ton1-in-10July Monthly System Peak Day100% Cycling12 | 0.24483 | 0.24483 | 77.6727 | 0 | 0 | 0 | 0 | 0 | 10695 | Residential | caiso
Average Per Premise | 1-in-10 | July Monthly System Peak Day | 100% Cycling | 12 | Average Per Premise1-in-10July Monthly System Peak Day100% Cycling12 | 1.0972 | 1.0972 | 77.6727 | 0 | 0 | 0 | 0 | 0 | 10695 | Residential | caiso
Average Per Device | 1-in-10 | July Monthly System Peak Day | 100% Cycling | 12 | Average Per Device1-in-10July Monthly System Peak Day100% Cycling12 | 0.88866 | 0.88866 | 77.6727 | 0 | 0 | 0 | 0 | 0 | 10695 | Residential | caiso
Aggregate | 1-in-10 | July Monthly System Peak Day | 100% Cycling | 12 | Aggregate1-in-10July Monthly System Peak Day100% Cycling12 | 11.7348 | 11.7348 | 77.6727 | 0 | 0 | 0 | 0 | 0 | 10695 | Residential | caiso
Average Per Ton | 1-in-10 | July Monthly System Peak Day | 50% Cycling | 12 | Average Per Ton1-in-10July Monthly System Peak Day50% Cycling12 | 0.36106 | 0.36106 | 78.2414 | 0 | 0 | 0 | 0 | 0 | 12331 | Residential | caiso
Average Per Premise | 1-in-10 | July Monthly System Peak Day | 50% Cycling | 12 | Average Per Premise1-in-10July Monthly System Peak Day50% Cycling12 | 1.4821 | 1.4821 | 78.2414 | 0 | 0 | 0 | 0 | 0 | 12331 | Residential | caiso
Average Per Device | 1-in-10 | July Monthly System Peak Day | 50% Cycling | 12 | Average Per Device1-in-10July Monthly System Peak Day50% Cycling12 | 1.2671 | 1.2671 | 78.2414 | 0 | 0 | 0 | 0 | 0 | 12331 | Residential | caiso
Aggregate | 1-in-10 | July Monthly System Peak Day | 50% Cycling | 12 | Aggregate1-in-10July Monthly System Peak Day50% Cycling12 | 18.2755 | 18.2755 | 78.2414 | 0 | 0 | 0 | 0 | 0 | 12331 | Residential | caiso
Average Per Ton | 1-in-10 | July Monthly System Peak Day | All | 12 | Average Per Ton1-in-10July Monthly System Peak DayAll12 | 0.30707 | 0.30707 | 77.9772 | 0 | 0 | 0 | 0 | 0 | 23026 | Residential | caiso
Average Per Premise | 1-in-10 | July Monthly System Peak Day | All | 12 | Average Per Premise1-in-10July Monthly System Peak DayAll12 | 1.3142 | 1.3142 | 77.9772 | 0 | 0 | 0 | 0 | 0 | 23026 | Residential | caiso
Average Per Device | 1-in-10 | July Monthly System Peak Day | All | 12 | Average Per Device1-in-10July Monthly System Peak DayAll12 | 1.0953 | 1.0953 | 77.9772 | 0 | 0 | 0 | 0 | 0 | 23026 | Residential | caiso
Aggregate | 1-in-10 | July Monthly System Peak Day | All | 12 | Aggregate1-in-10July Monthly System Peak DayAll12 | 30.2609 | 30.2609 | 77.9772 | 0 | 0 | 0 | 0 | 0 | 23026 | Residential | caiso
Average Per Ton | 1-in-10 | June Monthly System Peak Day | 100% Cycling | 12 | Average Per Ton1-in-10June Monthly System Peak Day100% Cycling12 | 0.23692 | 0.23692 | 84.0229 | 0 | 0 | 0 | 0 | 0 | 10695 | Residential | caiso
Average Per Premise | 1-in-10 | June Monthly System Peak Day | 100% Cycling | 12 | Average Per Premise1-in-10June Monthly System Peak Day100% Cycling12 | 1.0618 | 1.0618 | 84.0229 | 0 | 0 | 0 | 0 | 0 | 10695 | Residential | caiso
Average Per Device | 1-in-10 | June Monthly System Peak Day | 100% Cycling | 12 | Average Per Device1-in-10June Monthly System Peak Day100% Cycling12 | 0.85997 | 0.85997 | 84.0229 | 0 | 0 | 0 | 0 | 0 | 10695 | Residential | caiso
Aggregate | 1-in-10 | June Monthly System Peak Day | 100% Cycling | 12 | Aggregate1-in-10June Monthly System Peak Day100% Cycling12 | 11.3559 | 11.3559 | 84.0229 | 0 | 0 | 0 | 0 | 0 | 10695 | Residential | caiso
Average Per Ton | 1-in-10 | June Monthly System Peak Day | 50% Cycling | 12 | Average Per Ton1-in-10June Monthly System Peak Day50% Cycling12 | 0.35033 | 0.35033 | 85.0666 | 0 | 0 | 0 | 0 | 0 | 12331 | Residential | caiso
Average Per Premise | 1-in-10 | June Monthly System Peak Day | 50% Cycling | 12 | Average Per Premise1-in-10June Monthly System Peak Day50% Cycling12 | 1.438 | 1.438 | 85.0666 | 0 | 0 | 0 | 0 | 0 | 12331 | Residential | caiso
Average Per Device | 1-in-10 | June Monthly System Peak Day | 50% Cycling | 12 | Average Per Device1-in-10June Monthly System Peak Day50% Cycling12 | 1.2295 | 1.2295 | 85.0666 | 0 | 0 | 0 | 0 | 0 | 12331 | Residential | caiso
Aggregate | 1-in-10 | June Monthly System Peak Day | 50% Cycling | 12 | Aggregate1-in-10June Monthly System Peak Day50% Cycling12 | 17.7324 | 17.7324 | 85.0666 | 0 | 0 | 0 | 0 | 0 | 12331 | Residential | caiso
Average Per Ton | 1-in-10 | June Monthly System Peak Day | All | 12 | Average Per Ton1-in-10June Monthly System Peak DayAll12 | 0.29765 | 0.29765 | 84.5818 | 0 | 0 | 0 | 0 | 0 | 23026 | Residential | caiso
Average Per Premise | 1-in-10 | June Monthly System Peak Day | All | 12 | Average Per Premise1-in-10June Monthly System Peak DayAll12 | 1.2739 | 1.2739 | 84.5818 | 0 | 0 | 0 | 0 | 0 | 23026 | Residential | caiso
Average Per Device | 1-in-10 | June Monthly System Peak Day | All | 12 | Average Per Device1-in-10June Monthly System Peak DayAll12 | 1.0617 | 1.0617 | 84.5818 | 0 | 0 | 0 | 0 | 0 | 23026 | Residential | caiso
Aggregate | 1-in-10 | June Monthly System Peak Day | All | 12 | Aggregate1-in-10June Monthly System Peak DayAll12 | 29.3328 | 29.3328 | 84.5818 | 0 | 0 | 0 | 0 | 0 | 23026 | Residential | caiso
Average Per Ton | 1-in-10 | May Monthly System Peak Day | 100% Cycling | 12 | Average Per Ton1-in-10May Monthly System Peak Day100% Cycling12 | 0.23824 | 0.23824 | 85.0217 | 0 | 0 | 0 | 0 | 0 | 10695 | Residential | caiso
Average Per Premise | 1-in-10 | May Monthly System Peak Day | 100% Cycling | 12 | Average Per Premise1-in-10May Monthly System Peak Day100% Cycling12 | 1.0677 | 1.0677 | 85.0217 | 0 | 0 | 0 | 0 | 0 | 10695 | Residential | caiso
Average Per Device | 1-in-10 | May Monthly System Peak Day | 100% Cycling | 12 | Average Per Device1-in-10May Monthly System Peak Day100% Cycling12 | 0.86476 | 0.86476 | 85.0217 | 0 | 0 | 0 | 0 | 0 | 10695 | Residential | caiso
Aggregate | 1-in-10 | May Monthly System Peak Day | 100% Cycling | 12 | Aggregate1-in-10May Monthly System Peak Day100% Cycling12 | 11.4192 | 11.4192 | 85.0217 | 0 | 0 | 0 | 0 | 0 | 10695 | Residential | caiso
Average Per Ton | 1-in-10 | May Monthly System Peak Day | 50% Cycling | 12 | Average Per Ton1-in-10May Monthly System Peak Day50% Cycling12 | 0.3532 | 0.3532 | 86.0661 | 0 | 0 | 0 | 0 | 0 | 12331 | Residential | caiso
Average Per Premise | 1-in-10 | May Monthly System Peak Day | 50% Cycling | 12 | Average Per Premise1-in-10May Monthly System Peak Day50% Cycling12 | 1.4498 | 1.4498 | 86.0661 | 0 | 0 | 0 | 0 | 0 | 12331 | Residential | caiso
Average Per Device | 1-in-10 | May Monthly System Peak Day | 50% Cycling | 12 | Average Per Device1-in-10May Monthly System Peak Day50% Cycling12 | 1.2395 | 1.2395 | 86.0661 | 0 | 0 | 0 | 0 | 0 | 12331 | Residential | caiso
Aggregate | 1-in-10 | May Monthly System Peak Day | 50% Cycling | 12 | Aggregate1-in-10May Monthly System Peak Day50% Cycling12 | 17.8777 | 17.8777 | 86.0661 | 0 | 0 | 0 | 0 | 0 | 12331 | Residential | caiso
Average Per Ton | 1-in-10 | May Monthly System Peak Day | All | 12 | Average Per Ton1-in-10May Monthly System Peak DayAll12 | 0.2998 | 0.2998 | 85.581 | 0 | 0 | 0 | 0 | 0 | 23026 | Residential | caiso
Average Per Premise | 1-in-10 | May Monthly System Peak Day | All | 12 | Average Per Premise1-in-10May Monthly System Peak DayAll12 | 1.2831 | 1.2831 | 85.581 | 0 | 0 | 0 | 0 | 0 | 23026 | Residential | caiso
Average Per Device | 1-in-10 | May Monthly System Peak Day | All | 12 | Average Per Device1-in-10May Monthly System Peak DayAll12 | 1.0694 | 1.0694 | 85.581 | 0 | 0 | 0 | 0 | 0 | 23026 | Residential | caiso
Aggregate | 1-in-10 | May Monthly System Peak Day | All | 12 | Aggregate1-in-10May Monthly System Peak DayAll12 | 29.5447 | 29.5447 | 85.581 | 0 | 0 | 0 | 0 | 0 | 23026 | Residential | caiso
Average Per Ton | 1-in-10 | October Monthly System Peak Day | 100% Cycling | 12 | Average Per Ton1-in-10October Monthly System Peak Day100% Cycling12 | 0.2544 | 0.2544 | 82.7857 | 0 | 0 | 0 | 0 | 0 | 10695 | Residential | caiso
Average Per Premise | 1-in-10 | October Monthly System Peak Day | 100% Cycling | 12 | Average Per Premise1-in-10October Monthly System Peak Day100% Cycling12 | 1.1401 | 1.1401 | 82.7857 | 0 | 0 | 0 | 0 | 0 | 10695 | Residential | caiso
Average Per Device | 1-in-10 | October Monthly System Peak Day | 100% Cycling | 12 | Average Per Device1-in-10October Monthly System Peak Day100% Cycling12 | 0.9234 | 0.9234 | 82.7857 | 0 | 0 | 0 | 0 | 0 | 10695 | Residential | caiso
Aggregate | 1-in-10 | October Monthly System Peak Day | 100% Cycling | 12 | Aggregate1-in-10October Monthly System Peak Day100% Cycling12 | 12.1935 | 12.1935 | 82.7857 | 0 | 0 | 0 | 0 | 0 | 10695 | Residential | caiso
Average Per Ton | 1-in-10 | October Monthly System Peak Day | 50% Cycling | 12 | Average Per Ton1-in-10October Monthly System Peak Day50% Cycling12 | 0.37249 | 0.37249 | 83.2948 | 0 | 0 | 0 | 0 | 0 | 12331 | Residential | caiso
Average Per Premise | 1-in-10 | October Monthly System Peak Day | 50% Cycling | 12 | Average Per Premise1-in-10October Monthly System Peak Day50% Cycling12 | 1.529 | 1.529 | 83.2948 | 0 | 0 | 0 | 0 | 0 | 12331 | Residential | caiso
Average Per Device | 1-in-10 | October Monthly System Peak Day | 50% Cycling | 12 | Average Per Device1-in-10October Monthly System Peak Day50% Cycling12 | 1.3072 | 1.3072 | 83.2948 | 0 | 0 | 0 | 0 | 0 | 12331 | Residential | caiso
Aggregate | 1-in-10 | October Monthly System Peak Day | 50% Cycling | 12 | Aggregate1-in-10October Monthly System Peak Day50% Cycling12 | 18.8539 | 18.8539 | 83.2948 | 0 | 0 | 0 | 0 | 0 | 12331 | Residential | caiso
Average Per Ton | 1-in-10 | October Monthly System Peak Day | All | 12 | Average Per Ton1-in-10October Monthly System Peak DayAll12 | 0.31763 | 0.31763 | 83.0583 | 0 | 0 | 0 | 0 | 0 | 23026 | Residential | caiso
Average Per Premise | 1-in-10 | October Monthly System Peak Day | All | 12 | Average Per Premise1-in-10October Monthly System Peak DayAll12 | 1.3594 | 1.3594 | 83.0583 | 0 | 0 | 0 | 0 | 0 | 23026 | Residential | caiso
Average Per Device | 1-in-10 | October Monthly System Peak Day | All | 12 | Average Per Device1-in-10October Monthly System Peak DayAll12 | 1.133 | 1.133 | 83.0583 | 0 | 0 | 0 | 0 | 0 | 23026 | Residential | caiso
Aggregate | 1-in-10 | October Monthly System Peak Day | All | 12 | Aggregate1-in-10October Monthly System Peak DayAll12 | 31.302 | 31.302 | 83.0583 | 0 | 0 | 0 | 0 | 0 | 23026 | Residential | caiso
Average Per Ton | 1-in-10 | September Monthly System Peak Day | 100% Cycling | 12 | Average Per Ton1-in-10September Monthly System Peak Day100% Cycling12 | 0.33494 | 0.33494 | 96.2304 | 0 | 0 | 0 | 0 | 0 | 10695 | Residential | caiso
Average Per Premise | 1-in-10 | September Monthly System Peak Day | 100% Cycling | 12 | Average Per Premise1-in-10September Monthly System Peak Day100% Cycling12 | 1.5011 | 1.5011 | 96.2304 | 0 | 0 | 0 | 0 | 0 | 10695 | Residential | caiso
Average Per Device | 1-in-10 | September Monthly System Peak Day | 100% Cycling | 12 | Average Per Device1-in-10September Monthly System Peak Day100% Cycling12 | 1.2158 | 1.2158 | 96.2304 | 0 | 0 | 0 | 0 | 0 | 10695 | Residential | caiso
Aggregate | 1-in-10 | September Monthly System Peak Day | 100% Cycling | 12 | Aggregate1-in-10September Monthly System Peak Day100% Cycling12 | 16.0542 | 16.0542 | 96.2304 | 0 | 0 | 0 | 0 | 0 | 10695 | Residential | caiso
Average Per Ton | 1-in-10 | September Monthly System Peak Day | 50% Cycling | 12 | Average Per Ton1-in-10September Monthly System Peak Day50% Cycling12 | 0.48525 | 0.48525 | 97.6925 | 0 | 0 | 0 | 0 | 0 | 12331 | Residential | caiso
Average Per Premise | 1-in-10 | September Monthly System Peak Day | 50% Cycling | 12 | Average Per Premise1-in-10September Monthly System Peak Day50% Cycling12 | 1.9919 | 1.9919 | 97.6925 | 0 | 0 | 0 | 0 | 0 | 12331 | Residential | caiso
Average Per Device | 1-in-10 | September Monthly System Peak Day | 50% Cycling | 12 | Average Per Device1-in-10September Monthly System Peak Day50% Cycling12 | 1.7029 | 1.7029 | 97.6925 | 0 | 0 | 0 | 0 | 0 | 12331 | Residential | caiso
Aggregate | 1-in-10 | September Monthly System Peak Day | 50% Cycling | 12 | Aggregate1-in-10September Monthly System Peak Day50% Cycling12 | 24.5616 | 24.5616 | 97.6925 | 0 | 0 | 0 | 0 | 0 | 12331 | Residential | caiso
Average Per Ton | 1-in-10 | September Monthly System Peak Day | All | 12 | Average Per Ton1-in-10September Monthly System Peak DayAll12 | 0.41543 | 0.41543 | 97.0134 | 0 | 0 | 0 | 0 | 0 | 23026 | Residential | caiso
Average Per Premise | 1-in-10 | September Monthly System Peak Day | All | 12 | Average Per Premise1-in-10September Monthly System Peak DayAll12 | 1.778 | 1.778 | 97.0134 | 0 | 0 | 0 | 0 | 0 | 23026 | Residential | caiso
Average Per Device | 1-in-10 | September Monthly System Peak Day | All | 12 | Average Per Device1-in-10September Monthly System Peak DayAll12 | 1.4818 | 1.4818 | 97.0134 | 0 | 0 | 0 | 0 | 0 | 23026 | Residential | caiso
Aggregate | 1-in-10 | September Monthly System Peak Day | All | 12 | Aggregate1-in-10September Monthly System Peak DayAll12 | 40.9398 | 40.9398 | 97.0134 | 0 | 0 | 0 | 0 | 0 | 23026 | Residential | caiso
Average Per Ton | 1-in-10 | August Monthly System Peak Day | 100% Cycling | 13 | Average Per Ton1-in-10August Monthly System Peak Day100% Cycling13 | 0.324 | 0.324 | 87.2175 | 0 | 0 | 0 | 0 | 0 | 10695 | Residential | caiso
Average Per Premise | 1-in-10 | August Monthly System Peak Day | 100% Cycling | 13 | Average Per Premise1-in-10August Monthly System Peak Day100% Cycling13 | 1.4521 | 1.4521 | 87.2175 | 0 | 0 | 0 | 0 | 0 | 10695 | Residential | caiso
Average Per Device | 1-in-10 | August Monthly System Peak Day | 100% Cycling | 13 | Average Per Device1-in-10August Monthly System Peak Day100% Cycling13 | 1.1761 | 1.1761 | 87.2175 | 0 | 0 | 0 | 0 | 0 | 10695 | Residential | caiso
Aggregate | 1-in-10 | August Monthly System Peak Day | 100% Cycling | 13 | Aggregate1-in-10August Monthly System Peak Day100% Cycling13 | 15.5299 | 15.5299 | 87.2175 | 0 | 0 | 0 | 0 | 0 | 10695 | Residential | caiso
Average Per Ton | 1-in-10 | August Monthly System Peak Day | 50% Cycling | 13 | Average Per Ton1-in-10August Monthly System Peak Day50% Cycling13 | 0.47994 | 0.47994 | 88.2905 | 0 | 0 | 0 | 0 | 0 | 12331 | Residential | caiso
Average Per Premise | 1-in-10 | August Monthly System Peak Day | 50% Cycling | 13 | Average Per Premise1-in-10August Monthly System Peak Day50% Cycling13 | 1.97 | 1.97 | 88.2905 | 0 | 0 | 0 | 0 | 0 | 12331 | Residential | caiso
Average Per Device | 1-in-10 | August Monthly System Peak Day | 50% Cycling | 13 | Average Per Device1-in-10August Monthly System Peak Day50% Cycling13 | 1.6843 | 1.6843 | 88.2905 | 0 | 0 | 0 | 0 | 0 | 12331 | Residential | caiso
Aggregate | 1-in-10 | August Monthly System Peak Day | 50% Cycling | 13 | Aggregate1-in-10August Monthly System Peak Day50% Cycling13 | 24.2927 | 24.2927 | 88.2905 | 0 | 0 | 0 | 0 | 0 | 12331 | Residential | caiso
Average Per Ton | 1-in-10 | August Monthly System Peak Day | All | 13 | Average Per Ton1-in-10August Monthly System Peak DayAll13 | 0.40751 | 0.40751 | 87.7921 | 0 | 0 | 0 | 0 | 0 | 23026 | Residential | caiso
Average Per Premise | 1-in-10 | August Monthly System Peak Day | All | 13 | Average Per Premise1-in-10August Monthly System Peak DayAll13 | 1.7441 | 1.7441 | 87.7921 | 0 | 0 | 0 | 0 | 0 | 23026 | Residential | caiso
Average Per Device | 1-in-10 | August Monthly System Peak Day | All | 13 | Average Per Device1-in-10August Monthly System Peak DayAll13 | 1.4536 | 1.4536 | 87.7921 | 0 | 0 | 0 | 0 | 0 | 23026 | Residential | caiso
Aggregate | 1-in-10 | August Monthly System Peak Day | All | 13 | Aggregate1-in-10August Monthly System Peak DayAll13 | 40.1587 | 40.1587 | 87.7921 | 0 | 0 | 0 | 0 | 0 | 23026 | Residential | caiso
Average Per Ton | 1-in-10 | August Typical Event Day | 100% Cycling | 13 | Average Per Ton1-in-10August Typical Event Day100% Cycling13 | 0.31748 | 0.31748 | 86.8743 | 0 | 0 | 0 | 0 | 0 | 10695 | Residential | caiso
Average Per Premise | 1-in-10 | August Typical Event Day | 100% Cycling | 13 | Average Per Premise1-in-10August Typical Event Day100% Cycling13 | 1.4228 | 1.4228 | 86.8743 | 0 | 0 | 0 | 0 | 0 | 10695 | Residential | caiso
Average Per Device | 1-in-10 | August Typical Event Day | 100% Cycling | 13 | Average Per Device1-in-10August Typical Event Day100% Cycling13 | 1.1524 | 1.1524 | 86.8743 | 0 | 0 | 0 | 0 | 0 | 10695 | Residential | caiso
Aggregate | 1-in-10 | August Typical Event Day | 100% Cycling | 13 | Aggregate1-in-10August Typical Event Day100% Cycling13 | 15.217 | 15.217 | 86.8743 | 0 | 0 | 0 | 0 | 0 | 10695 | Residential | caiso
Average Per Ton | 1-in-10 | August Typical Event Day | 50% Cycling | 13 | Average Per Ton1-in-10August Typical Event Day50% Cycling13 | 0.47163 | 0.47163 | 88.0625 | 0 | 0 | 0 | 0 | 0 | 12331 | Residential | caiso
Average Per Premise | 1-in-10 | August Typical Event Day | 50% Cycling | 13 | Average Per Premise1-in-10August Typical Event Day50% Cycling13 | 1.9359 | 1.9359 | 88.0625 | 0 | 0 | 0 | 0 | 0 | 12331 | Residential | caiso
Average Per Device | 1-in-10 | August Typical Event Day | 50% Cycling | 13 | Average Per Device1-in-10August Typical Event Day50% Cycling13 | 1.6551 | 1.6551 | 88.0625 | 0 | 0 | 0 | 0 | 0 | 12331 | Residential | caiso
Aggregate | 1-in-10 | August Typical Event Day | 50% Cycling | 13 | Aggregate1-in-10August Typical Event Day50% Cycling13 | 23.8721 | 23.8721 | 88.0625 | 0 | 0 | 0 | 0 | 0 | 12331 | Residential | caiso
Average Per Ton | 1-in-10 | August Typical Event Day | All | 13 | Average Per Ton1-in-10August Typical Event DayAll13 | 0.40003 | 0.40003 | 87.5106 | 0 | 0 | 0 | 0 | 0 | 23026 | Residential | caiso
Average Per Premise | 1-in-10 | August Typical Event Day | All | 13 | Average Per Premise1-in-10August Typical Event DayAll13 | 1.712 | 1.712 | 87.5106 | 0 | 0 | 0 | 0 | 0 | 23026 | Residential | caiso
Average Per Device | 1-in-10 | August Typical Event Day | All | 13 | Average Per Device1-in-10August Typical Event DayAll13 | 1.4269 | 1.4269 | 87.5106 | 0 | 0 | 0 | 0 | 0 | 23026 | Residential | caiso
Aggregate | 1-in-10 | August Typical Event Day | All | 13 | Aggregate1-in-10August Typical Event DayAll13 | 39.4215 | 39.4215 | 87.5106 | 0 | 0 | 0 | 0 | 0 | 23026 | Residential | caiso
Average Per Ton | 1-in-10 | July Monthly System Peak Day | 100% Cycling | 13 | Average Per Ton1-in-10July Monthly System Peak Day100% Cycling13 | 0.28356 | 0.28356 | 79.7047 | 0 | 0 | 0 | 0 | 0 | 10695 | Residential | caiso
Average Per Premise | 1-in-10 | July Monthly System Peak Day | 100% Cycling | 13 | Average Per Premise1-in-10July Monthly System Peak Day100% Cycling13 | 1.2708 | 1.2708 | 79.7047 | 0 | 0 | 0 | 0 | 0 | 10695 | Residential | caiso
Average Per Device | 1-in-10 | July Monthly System Peak Day | 100% Cycling | 13 | Average Per Device1-in-10July Monthly System Peak Day100% Cycling13 | 1.0293 | 1.0293 | 79.7047 | 0 | 0 | 0 | 0 | 0 | 10695 | Residential | caiso
Aggregate | 1-in-10 | July Monthly System Peak Day | 100% Cycling | 13 | Aggregate1-in-10July Monthly System Peak Day100% Cycling13 | 13.5914 | 13.5914 | 79.7047 | 0 | 0 | 0 | 0 | 0 | 10695 | Residential | caiso
Average Per Ton | 1-in-10 | July Monthly System Peak Day | 50% Cycling | 13 | Average Per Ton1-in-10July Monthly System Peak Day50% Cycling13 | 0.4244 | 0.4244 | 80.5205 | 0 | 0 | 0 | 0 | 0 | 12331 | Residential | caiso
Average Per Premise | 1-in-10 | July Monthly System Peak Day | 50% Cycling | 13 | Average Per Premise1-in-10July Monthly System Peak Day50% Cycling13 | 1.7421 | 1.7421 | 80.5205 | 0 | 0 | 0 | 0 | 0 | 12331 | Residential | caiso
Average Per Device | 1-in-10 | July Monthly System Peak Day | 50% Cycling | 13 | Average Per Device1-in-10July Monthly System Peak Day50% Cycling13 | 1.4894 | 1.4894 | 80.5205 | 0 | 0 | 0 | 0 | 0 | 12331 | Residential | caiso
Aggregate | 1-in-10 | July Monthly System Peak Day | 50% Cycling | 13 | Aggregate1-in-10July Monthly System Peak Day50% Cycling13 | 21.4818 | 21.4818 | 80.5205 | 0 | 0 | 0 | 0 | 0 | 12331 | Residential | caiso
Average Per Ton | 1-in-10 | July Monthly System Peak Day | All | 13 | Average Per Ton1-in-10July Monthly System Peak DayAll13 | 0.35898 | 0.35898 | 80.1416 | 0 | 0 | 0 | 0 | 0 | 23026 | Residential | caiso
Average Per Premise | 1-in-10 | July Monthly System Peak Day | All | 13 | Average Per Premise1-in-10July Monthly System Peak DayAll13 | 1.5364 | 1.5364 | 80.1416 | 0 | 0 | 0 | 0 | 0 | 23026 | Residential | caiso
Average Per Device | 1-in-10 | July Monthly System Peak Day | All | 13 | Average Per Device1-in-10July Monthly System Peak DayAll13 | 1.2805 | 1.2805 | 80.1416 | 0 | 0 | 0 | 0 | 0 | 23026 | Residential | caiso
Aggregate | 1-in-10 | July Monthly System Peak Day | All | 13 | Aggregate1-in-10July Monthly System Peak DayAll13 | 35.3768 | 35.3768 | 80.1416 | 0 | 0 | 0 | 0 | 0 | 23026 | Residential | caiso
Average Per Ton | 1-in-10 | June Monthly System Peak Day | 100% Cycling | 13 | Average Per Ton1-in-10June Monthly System Peak Day100% Cycling13 | 0.27441 | 0.27441 | 84.4424 | 0 | 0 | 0 | 0 | 0 | 10695 | Residential | caiso
Average Per Premise | 1-in-10 | June Monthly System Peak Day | 100% Cycling | 13 | Average Per Premise1-in-10June Monthly System Peak Day100% Cycling13 | 1.2298 | 1.2298 | 84.4424 | 0 | 0 | 0 | 0 | 0 | 10695 | Residential | caiso
Average Per Device | 1-in-10 | June Monthly System Peak Day | 100% Cycling | 13 | Average Per Device1-in-10June Monthly System Peak Day100% Cycling13 | 0.99603 | 0.99603 | 84.4424 | 0 | 0 | 0 | 0 | 0 | 10695 | Residential | caiso
Aggregate | 1-in-10 | June Monthly System Peak Day | 100% Cycling | 13 | Aggregate1-in-10June Monthly System Peak Day100% Cycling13 | 13.1525 | 13.1525 | 84.4424 | 0 | 0 | 0 | 0 | 0 | 10695 | Residential | caiso
Average Per Ton | 1-in-10 | June Monthly System Peak Day | 50% Cycling | 13 | Average Per Ton1-in-10June Monthly System Peak Day50% Cycling13 | 0.41179 | 0.41179 | 85.3967 | 0 | 0 | 0 | 0 | 0 | 12331 | Residential | caiso
Average Per Premise | 1-in-10 | June Monthly System Peak Day | 50% Cycling | 13 | Average Per Premise1-in-10June Monthly System Peak Day50% Cycling13 | 1.6903 | 1.6903 | 85.3967 | 0 | 0 | 0 | 0 | 0 | 12331 | Residential | caiso
Average Per Device | 1-in-10 | June Monthly System Peak Day | 50% Cycling | 13 | Average Per Device1-in-10June Monthly System Peak Day50% Cycling13 | 1.4452 | 1.4452 | 85.3967 | 0 | 0 | 0 | 0 | 0 | 12331 | Residential | caiso
Aggregate | 1-in-10 | June Monthly System Peak Day | 50% Cycling | 13 | Aggregate1-in-10June Monthly System Peak Day50% Cycling13 | 20.8434 | 20.8434 | 85.3967 | 0 | 0 | 0 | 0 | 0 | 12331 | Residential | caiso
Average Per Ton | 1-in-10 | June Monthly System Peak Day | All | 13 | Average Per Ton1-in-10June Monthly System Peak DayAll13 | 0.34798 | 0.34798 | 84.9534 | 0 | 0 | 0 | 0 | 0 | 23026 | Residential | caiso
Average Per Premise | 1-in-10 | June Monthly System Peak Day | All | 13 | Average Per Premise1-in-10June Monthly System Peak DayAll13 | 1.4893 | 1.4893 | 84.9534 | 0 | 0 | 0 | 0 | 0 | 23026 | Residential | caiso
Average Per Device | 1-in-10 | June Monthly System Peak Day | All | 13 | Average Per Device1-in-10June Monthly System Peak DayAll13 | 1.2412 | 1.2412 | 84.9534 | 0 | 0 | 0 | 0 | 0 | 23026 | Residential | caiso
Aggregate | 1-in-10 | June Monthly System Peak Day | All | 13 | Aggregate1-in-10June Monthly System Peak DayAll13 | 34.2921 | 34.2921 | 84.9534 | 0 | 0 | 0 | 0 | 0 | 23026 | Residential | caiso
Average Per Ton | 1-in-10 | May Monthly System Peak Day | 100% Cycling | 13 | Average Per Ton1-in-10May Monthly System Peak Day100% Cycling13 | 0.27593 | 0.27593 | 84.9891 | 0 | 0 | 0 | 0 | 0 | 10695 | Residential | caiso
Average Per Premise | 1-in-10 | May Monthly System Peak Day | 100% Cycling | 13 | Average Per Premise1-in-10May Monthly System Peak Day100% Cycling13 | 1.2366 | 1.2366 | 84.9891 | 0 | 0 | 0 | 0 | 0 | 10695 | Residential | caiso
Average Per Device | 1-in-10 | May Monthly System Peak Day | 100% Cycling | 13 | Average Per Device1-in-10May Monthly System Peak Day100% Cycling13 | 1.0016 | 1.0016 | 84.9891 | 0 | 0 | 0 | 0 | 0 | 10695 | Residential | caiso
Aggregate | 1-in-10 | May Monthly System Peak Day | 100% Cycling | 13 | Aggregate1-in-10May Monthly System Peak Day100% Cycling13 | 13.2259 | 13.2259 | 84.9891 | 0 | 0 | 0 | 0 | 0 | 10695 | Residential | caiso
Average Per Ton | 1-in-10 | May Monthly System Peak Day | 50% Cycling | 13 | Average Per Ton1-in-10May Monthly System Peak Day50% Cycling13 | 0.41516 | 0.41516 | 86.1827 | 0 | 0 | 0 | 0 | 0 | 12331 | Residential | caiso
Average Per Premise | 1-in-10 | May Monthly System Peak Day | 50% Cycling | 13 | Average Per Premise1-in-10May Monthly System Peak Day50% Cycling13 | 1.7042 | 1.7042 | 86.1827 | 0 | 0 | 0 | 0 | 0 | 12331 | Residential | caiso
Average Per Device | 1-in-10 | May Monthly System Peak Day | 50% Cycling | 13 | Average Per Device1-in-10May Monthly System Peak Day50% Cycling13 | 1.457 | 1.457 | 86.1827 | 0 | 0 | 0 | 0 | 0 | 12331 | Residential | caiso
Aggregate | 1-in-10 | May Monthly System Peak Day | 50% Cycling | 13 | Aggregate1-in-10May Monthly System Peak Day50% Cycling13 | 21.0142 | 21.0142 | 86.1827 | 0 | 0 | 0 | 0 | 0 | 12331 | Residential | caiso
Average Per Ton | 1-in-10 | May Monthly System Peak Day | All | 13 | Average Per Ton1-in-10May Monthly System Peak DayAll13 | 0.35049 | 0.35049 | 85.6283 | 0 | 0 | 0 | 0 | 0 | 23026 | Residential | caiso
Average Per Premise | 1-in-10 | May Monthly System Peak Day | All | 13 | Average Per Premise1-in-10May Monthly System Peak DayAll13 | 1.5001 | 1.5001 | 85.6283 | 0 | 0 | 0 | 0 | 0 | 23026 | Residential | caiso
Average Per Device | 1-in-10 | May Monthly System Peak Day | All | 13 | Average Per Device1-in-10May Monthly System Peak DayAll13 | 1.2502 | 1.2502 | 85.6283 | 0 | 0 | 0 | 0 | 0 | 23026 | Residential | caiso
Aggregate | 1-in-10 | May Monthly System Peak Day | All | 13 | Aggregate1-in-10May Monthly System Peak DayAll13 | 34.5402 | 34.5402 | 85.6283 | 0 | 0 | 0 | 0 | 0 | 23026 | Residential | caiso
Average Per Ton | 1-in-10 | October Monthly System Peak Day | 100% Cycling | 13 | Average Per Ton1-in-10October Monthly System Peak Day100% Cycling13 | 0.29465 | 0.29465 | 83.236 | 0 | 0 | 0 | 0 | 0 | 10695 | Residential | caiso
Average Per Premise | 1-in-10 | October Monthly System Peak Day | 100% Cycling | 13 | Average Per Premise1-in-10October Monthly System Peak Day100% Cycling13 | 1.3205 | 1.3205 | 83.236 | 0 | 0 | 0 | 0 | 0 | 10695 | Residential | caiso
Average Per Device | 1-in-10 | October Monthly System Peak Day | 100% Cycling | 13 | Average Per Device1-in-10October Monthly System Peak Day100% Cycling13 | 1.0695 | 1.0695 | 83.236 | 0 | 0 | 0 | 0 | 0 | 10695 | Residential | caiso
Aggregate | 1-in-10 | October Monthly System Peak Day | 100% Cycling | 13 | Aggregate1-in-10October Monthly System Peak Day100% Cycling13 | 14.1227 | 14.1227 | 83.236 | 0 | 0 | 0 | 0 | 0 | 10695 | Residential | caiso
Average Per Ton | 1-in-10 | October Monthly System Peak Day | 50% Cycling | 13 | Average Per Ton1-in-10October Monthly System Peak Day50% Cycling13 | 0.43783 | 0.43783 | 83.7713 | 0 | 0 | 0 | 0 | 0 | 12331 | Residential | caiso
Average Per Premise | 1-in-10 | October Monthly System Peak Day | 50% Cycling | 13 | Average Per Premise1-in-10October Monthly System Peak Day50% Cycling13 | 1.7972 | 1.7972 | 83.7713 | 0 | 0 | 0 | 0 | 0 | 12331 | Residential | caiso
Average Per Device | 1-in-10 | October Monthly System Peak Day | 50% Cycling | 13 | Average Per Device1-in-10October Monthly System Peak Day50% Cycling13 | 1.5365 | 1.5365 | 83.7713 | 0 | 0 | 0 | 0 | 0 | 12331 | Residential | caiso
Aggregate | 1-in-10 | October Monthly System Peak Day | 50% Cycling | 13 | Aggregate1-in-10October Monthly System Peak Day50% Cycling13 | 22.1616 | 22.1616 | 83.7713 | 0 | 0 | 0 | 0 | 0 | 12331 | Residential | caiso
Average Per Ton | 1-in-10 | October Monthly System Peak Day | All | 13 | Average Per Ton1-in-10October Monthly System Peak DayAll13 | 0.37132 | 0.37132 | 83.5227 | 0 | 0 | 0 | 0 | 0 | 23026 | Residential | caiso
Average Per Premise | 1-in-10 | October Monthly System Peak Day | All | 13 | Average Per Premise1-in-10October Monthly System Peak DayAll13 | 1.5892 | 1.5892 | 83.5227 | 0 | 0 | 0 | 0 | 0 | 23026 | Residential | caiso
Average Per Device | 1-in-10 | October Monthly System Peak Day | All | 13 | Average Per Device1-in-10October Monthly System Peak DayAll13 | 1.3245 | 1.3245 | 83.5227 | 0 | 0 | 0 | 0 | 0 | 23026 | Residential | caiso
Aggregate | 1-in-10 | October Monthly System Peak Day | All | 13 | Aggregate1-in-10October Monthly System Peak DayAll13 | 36.593 | 36.593 | 83.5227 | 0 | 0 | 0 | 0 | 0 | 23026 | Residential | caiso
Average Per Ton | 1-in-10 | September Monthly System Peak Day | 100% Cycling | 13 | Average Per Ton1-in-10September Monthly System Peak Day100% Cycling13 | 0.38794 | 0.38794 | 96.1326 | 0 | 0 | 0 | 0 | 0 | 10695 | Residential | caiso
Average Per Premise | 1-in-10 | September Monthly System Peak Day | 100% Cycling | 13 | Average Per Premise1-in-10September Monthly System Peak Day100% Cycling13 | 1.7386 | 1.7386 | 96.1326 | 0 | 0 | 0 | 0 | 0 | 10695 | Residential | caiso
Average Per Device | 1-in-10 | September Monthly System Peak Day | 100% Cycling | 13 | Average Per Device1-in-10September Monthly System Peak Day100% Cycling13 | 1.4081 | 1.4081 | 96.1326 | 0 | 0 | 0 | 0 | 0 | 10695 | Residential | caiso
Aggregate | 1-in-10 | September Monthly System Peak Day | 100% Cycling | 13 | Aggregate1-in-10September Monthly System Peak Day100% Cycling13 | 18.5942 | 18.5942 | 96.1326 | 0 | 0 | 0 | 0 | 0 | 10695 | Residential | caiso
Average Per Ton | 1-in-10 | September Monthly System Peak Day | 50% Cycling | 13 | Average Per Ton1-in-10September Monthly System Peak Day50% Cycling13 | 0.57038 | 0.57038 | 98.0423 | 0 | 0 | 0 | 0 | 0 | 12331 | Residential | caiso
Average Per Premise | 1-in-10 | September Monthly System Peak Day | 50% Cycling | 13 | Average Per Premise1-in-10September Monthly System Peak Day50% Cycling13 | 2.3413 | 2.3413 | 98.0423 | 0 | 0 | 0 | 0 | 0 | 12331 | Residential | caiso
Average Per Device | 1-in-10 | September Monthly System Peak Day | 50% Cycling | 13 | Average Per Device1-in-10September Monthly System Peak Day50% Cycling13 | 2.0017 | 2.0017 | 98.0423 | 0 | 0 | 0 | 0 | 0 | 12331 | Residential | caiso
Aggregate | 1-in-10 | September Monthly System Peak Day | 50% Cycling | 13 | Aggregate1-in-10September Monthly System Peak Day50% Cycling13 | 28.8707 | 28.8707 | 98.0423 | 0 | 0 | 0 | 0 | 0 | 12331 | Residential | caiso
Average Per Ton | 1-in-10 | September Monthly System Peak Day | All | 13 | Average Per Ton1-in-10September Monthly System Peak DayAll13 | 0.48564 | 0.48564 | 97.1552 | 0 | 0 | 0 | 0 | 0 | 23026 | Residential | caiso
Average Per Premise | 1-in-10 | September Monthly System Peak Day | All | 13 | Average Per Premise1-in-10September Monthly System Peak DayAll13 | 2.0784 | 2.0784 | 97.1552 | 0 | 0 | 0 | 0 | 0 | 23026 | Residential | caiso
Average Per Device | 1-in-10 | September Monthly System Peak Day | All | 13 | Average Per Device1-in-10September Monthly System Peak DayAll13 | 1.7322 | 1.7322 | 97.1552 | 0 | 0 | 0 | 0 | 0 | 23026 | Residential | caiso
Aggregate | 1-in-10 | September Monthly System Peak Day | All | 13 | Aggregate1-in-10September Monthly System Peak DayAll13 | 47.8583 | 47.8583 | 97.1552 | 0 | 0 | 0 | 0 | 0 | 23026 | Residential | caiso
Average Per Ton | 1-in-10 | August Monthly System Peak Day | 100% Cycling | 14 | Average Per Ton1-in-10August Monthly System Peak Day100% Cycling14 | 0.25798 | 0.35854 | 86.1936 | 0.054275 | 0.081623 | 0.10056 | 0.11951 | 0.14685 | 10695 | Residential | caiso
Average Per Premise | 1-in-10 | August Monthly System Peak Day | 100% Cycling | 14 | Average Per Premise1-in-10August Monthly System Peak Day100% Cycling14 | 1.1562 | 1.6069 | 86.1936 | 0.24324 | 0.3658 | 0.45069 | 0.53558 | 0.65814 | 10695 | Residential | caiso
Average Per Device | 1-in-10 | August Monthly System Peak Day | 100% Cycling | 14 | Average Per Device1-in-10August Monthly System Peak Day100% Cycling14 | 0.9364 | 1.3014 | 86.1936 | 0.19701 | 0.29627 | 0.36502 | 0.43378 | 0.53304 | 10695 | Residential | caiso
Aggregate | 1-in-10 | August Monthly System Peak Day | 100% Cycling | 14 | Aggregate1-in-10August Monthly System Peak Day100% Cycling14 | 12.3652 | 17.1853 | 86.1936 | 2.6015 | 3.9123 | 4.8201 | 5.728 | 7.0388 | 10695 | Residential | caiso
Average Per Ton | 1-in-10 | August Monthly System Peak Day | 50% Cycling | 14 | Average Per Ton1-in-10August Monthly System Peak Day50% Cycling14 | 0.42515 | 0.54263 | 87.1472 | 0.018628 | 0.077031 | 0.11748 | 0.15793 | 0.21633 | 12331 | Residential | caiso
Average Per Premise | 1-in-10 | August Monthly System Peak Day | 50% Cycling | 14 | Average Per Premise1-in-10August Monthly System Peak Day50% Cycling14 | 1.7452 | 2.2274 | 87.1472 | 0.076463 | 0.3162 | 0.48224 | 0.64828 | 0.88801 | 12331 | Residential | caiso
Average Per Device | 1-in-10 | August Monthly System Peak Day | 50% Cycling | 14 | Average Per Device1-in-10August Monthly System Peak Day50% Cycling14 | 1.492 | 1.9043 | 87.1472 | 0.065372 | 0.27033 | 0.41229 | 0.55425 | 0.75921 | 12331 | Residential | caiso
Aggregate | 1-in-10 | August Monthly System Peak Day | 50% Cycling | 14 | Aggregate1-in-10August Monthly System Peak Day50% Cycling14 | 21.5195 | 27.4659 | 87.1472 | 0.94286 | 3.899 | 5.9465 | 7.9939 | 10.9501 | 12331 | Residential | caiso
Average Per Ton | 1-in-10 | August Monthly System Peak Day | All | 14 | Average Per Ton1-in-10August Monthly System Peak DayAll14 | 0.3475 | 0.45712 | 86.7042 | 0.035186 | 0.079164 | 0.10962 | 0.14008 | 0.18406 | 23026 | Residential | caiso
Average Per Premise | 1-in-10 | August Monthly System Peak Day | All | 14 | Average Per Premise1-in-10August Monthly System Peak DayAll14 | 1.4872 | 1.9564 | 86.7042 | 0.15059 | 0.33881 | 0.46917 | 0.59953 | 0.78775 | 23026 | Residential | caiso
Average Per Device | 1-in-10 | August Monthly System Peak Day | All | 14 | Average Per Device1-in-10August Monthly System Peak DayAll14 | 1.2395 | 1.6305 | 86.7042 | 0.12551 | 0.28237 | 0.39102 | 0.49967 | 0.65653 | 23026 | Residential | caiso
Aggregate | 1-in-10 | August Monthly System Peak Day | All | 14 | Aggregate1-in-10August Monthly System Peak DayAll14 | 34.2451 | 45.0481 | 86.7042 | 3.4675 | 7.8014 | 10.8031 | 13.8048 | 18.1387 | 23026 | Residential | caiso
Average Per Ton | 1-in-10 | August Typical Event Day | 100% Cycling | 14 | Average Per Ton1-in-10August Typical Event Day100% Cycling14 | 0.25464 | 0.35132 | 86.9856 | 0.050118 | 0.077627 | 0.096679 | 0.11573 | 0.14324 | 10695 | Residential | caiso
Average Per Premise | 1-in-10 | August Typical Event Day | 100% Cycling | 14 | Average Per Premise1-in-10August Typical Event Day100% Cycling14 | 1.1412 | 1.5745 | 86.9856 | 0.22461 | 0.34789 | 0.43328 | 0.51867 | 0.64195 | 10695 | Residential | caiso
Average Per Device | 1-in-10 | August Typical Event Day | 100% Cycling | 14 | Average Per Device1-in-10August Typical Event Day100% Cycling14 | 0.92429 | 1.2752 | 86.9856 | 0.18192 | 0.28177 | 0.35092 | 0.42008 | 0.51993 | 10695 | Residential | caiso
Aggregate | 1-in-10 | August Typical Event Day | 100% Cycling | 14 | Aggregate1-in-10August Typical Event Day100% Cycling14 | 12.2052 | 16.8391 | 86.9856 | 2.4022 | 3.7207 | 4.6339 | 5.5471 | 6.8656 | 10695 | Residential | caiso
Average Per Ton | 1-in-10 | August Typical Event Day | 50% Cycling | 14 | Average Per Ton1-in-10August Typical Event Day50% Cycling14 | 0.41918 | 0.53324 | 88.082 | 0.014989 | 0.073519 | 0.11406 | 0.15459 | 0.21312 | 12331 | Residential | caiso
Average Per Premise | 1-in-10 | August Typical Event Day | 50% Cycling | 14 | Average Per Premise1-in-10August Typical Event Day50% Cycling14 | 1.7207 | 2.1888 | 88.082 | 0.061527 | 0.30178 | 0.46818 | 0.63458 | 0.87483 | 12331 | Residential | caiso
Average Per Device | 1-in-10 | August Typical Event Day | 50% Cycling | 14 | Average Per Device1-in-10August Typical Event Day50% Cycling14 | 1.4711 | 1.8714 | 88.082 | 0.052603 | 0.25801 | 0.40027 | 0.54253 | 0.74794 | 12331 | Residential | caiso
Aggregate | 1-in-10 | August Typical Event Day | 50% Cycling | 14 | Aggregate1-in-10August Typical Event Day50% Cycling14 | 21.2174 | 26.9905 | 88.082 | 0.75869 | 3.7212 | 5.7731 | 7.825 | 10.7875 | 12331 | Residential | caiso
Average Per Ton | 1-in-10 | August Typical Event Day | All | 14 | Average Per Ton1-in-10August Typical Event DayAll14 | 0.34275 | 0.44874 | 87.5727 | 0.031307 | 0.075427 | 0.10598 | 0.13654 | 0.18066 | 23026 | Residential | caiso
Average Per Premise | 1-in-10 | August Typical Event Day | All | 14 | Average Per Premise1-in-10August Typical Event DayAll14 | 1.4669 | 1.9205 | 87.5727 | 0.13399 | 0.32281 | 0.4536 | 0.58438 | 0.7732 | 23026 | Residential | caiso
Average Per Device | 1-in-10 | August Typical Event Day | All | 14 | Average Per Device1-in-10August Typical Event DayAll14 | 1.2226 | 1.6006 | 87.5727 | 0.11167 | 0.26904 | 0.37804 | 0.48704 | 0.64441 | 23026 | Residential | caiso
Aggregate | 1-in-10 | August Typical Event Day | All | 14 | Aggregate1-in-10August Typical Event DayAll14 | 33.7773 | 44.2218 | 87.5727 | 3.0852 | 7.4331 | 10.4445 | 13.4559 | 17.8038 | 23026 | Residential | caiso
Average Per Ton | 1-in-10 | July Monthly System Peak Day | 100% Cycling | 14 | Average Per Ton1-in-10July Monthly System Peak Day100% Cycling14 | 0.2373 | 0.31379 | 82.4208 | 0.027592 | 0.056483 | 0.076492 | 0.096502 | 0.12539 | 10695 | Residential | caiso
Average Per Premise | 1-in-10 | July Monthly System Peak Day | 100% Cycling | 14 | Average Per Premise1-in-10July Monthly System Peak Day100% Cycling14 | 1.0635 | 1.4063 | 82.4208 | 0.12366 | 0.25313 | 0.34281 | 0.43249 | 0.56197 | 10695 | Residential | caiso
Average Per Device | 1-in-10 | July Monthly System Peak Day | 100% Cycling | 14 | Average Per Device1-in-10July Monthly System Peak Day100% Cycling14 | 0.86133 | 1.139 | 82.4208 | 0.10015 | 0.20502 | 0.27765 | 0.35028 | 0.45515 | 10695 | Residential | caiso
Aggregate | 1-in-10 | July Monthly System Peak Day | 100% Cycling | 14 | Aggregate1-in-10July Monthly System Peak Day100% Cycling14 | 11.3739 | 15.0402 | 82.4208 | 1.3225 | 2.7073 | 3.6664 | 4.6255 | 6.0102 | 10695 | Residential | caiso
Average Per Ton | 1-in-10 | July Monthly System Peak Day | 50% Cycling | 14 | Average Per Ton1-in-10July Monthly System Peak Day50% Cycling14 | 0.38525 | 0.47984 | 83.2545 | -0.007367 | 0.052868 | 0.094587 | 0.13631 | 0.19654 | 12331 | Residential | caiso
Average Per Premise | 1-in-10 | July Monthly System Peak Day | 50% Cycling | 14 | Average Per Premise1-in-10July Monthly System Peak Day50% Cycling14 | 1.5814 | 1.9697 | 83.2545 | -0.03024 | 0.21701 | 0.38826 | 0.55951 | 0.80676 | 12331 | Residential | caiso
Average Per Device | 1-in-10 | July Monthly System Peak Day | 50% Cycling | 14 | Average Per Device1-in-10July Monthly System Peak Day50% Cycling14 | 1.352 | 1.684 | 83.2545 | -0.025854 | 0.18554 | 0.33195 | 0.47836 | 0.68975 | 12331 | Residential | caiso
Aggregate | 1-in-10 | July Monthly System Peak Day | 50% Cycling | 14 | Aggregate1-in-10July Monthly System Peak Day50% Cycling14 | 19.5002 | 24.2878 | 83.2545 | -0.37289 | 2.676 | 4.7877 | 6.8993 | 9.9482 | 12331 | Residential | caiso
Average Per Ton | 1-in-10 | July Monthly System Peak Day | All | 14 | Average Per Ton1-in-10July Monthly System Peak DayAll14 | 0.31653 | 0.40271 | 82.8672 | 0.0088714 | 0.054547 | 0.086182 | 0.11782 | 0.16349 | 23026 | Residential | caiso
Average Per Premise | 1-in-10 | July Monthly System Peak Day | All | 14 | Average Per Premise1-in-10July Monthly System Peak DayAll14 | 1.3547 | 1.7235 | 82.8672 | 0.037968 | 0.23345 | 0.36885 | 0.50424 | 0.69972 | 23026 | Residential | caiso
Average Per Device | 1-in-10 | July Monthly System Peak Day | All | 14 | Average Per Device1-in-10July Monthly System Peak DayAll14 | 1.129 | 1.4364 | 82.8672 | 0.031644 | 0.19457 | 0.30741 | 0.42025 | 0.58317 | 23026 | Residential | caiso
Aggregate | 1-in-10 | July Monthly System Peak Day | All | 14 | Aggregate1-in-10July Monthly System Peak DayAll14 | 31.193 | 39.6861 | 82.8672 | 0.87426 | 5.3755 | 8.493 | 11.6106 | 16.1118 | 23026 | Residential | caiso
Average Per Ton | 1-in-10 | June Monthly System Peak Day | 100% Cycling | 14 | Average Per Ton1-in-10June Monthly System Peak Day100% Cycling14 | 0.23261 | 0.30366 | 85.2433 | 0.021262 | 0.050673 | 0.071043 | 0.091412 | 0.12082 | 10695 | Residential | caiso
Average Per Premise | 1-in-10 | June Monthly System Peak Day | 100% Cycling | 14 | Average Per Premise1-in-10June Monthly System Peak Day100% Cycling14 | 1.0425 | 1.3609 | 85.2433 | 0.095288 | 0.2271 | 0.31839 | 0.40968 | 0.54149 | 10695 | Residential | caiso
Average Per Device | 1-in-10 | June Monthly System Peak Day | 100% Cycling | 14 | Average Per Device1-in-10June Monthly System Peak Day100% Cycling14 | 0.84433 | 1.1022 | 85.2433 | 0.077176 | 0.18393 | 0.25787 | 0.33181 | 0.43856 | 10695 | Residential | caiso
Aggregate | 1-in-10 | June Monthly System Peak Day | 100% Cycling | 14 | Aggregate1-in-10June Monthly System Peak Day100% Cycling14 | 11.1494 | 14.5546 | 85.2433 | 1.0191 | 2.4288 | 3.4051 | 4.3815 | 5.7912 | 10695 | Residential | caiso
Average Per Ton | 1-in-10 | June Monthly System Peak Day | 50% Cycling | 14 | Average Per Ton1-in-10June Monthly System Peak Day50% Cycling14 | 0.37619 | 0.46558 | 86.1707 | -0.013799 | 0.047165 | 0.089388 | 0.13161 | 0.19257 | 12331 | Residential | caiso
Average Per Premise | 1-in-10 | June Monthly System Peak Day | 50% Cycling | 14 | Average Per Premise1-in-10June Monthly System Peak Day50% Cycling14 | 1.5442 | 1.9111 | 86.1707 | -0.05664 | 0.1936 | 0.36692 | 0.54024 | 0.79048 | 12331 | Residential | caiso
Average Per Device | 1-in-10 | June Monthly System Peak Day | 50% Cycling | 14 | Average Per Device1-in-10June Monthly System Peak Day50% Cycling14 | 1.3202 | 1.6339 | 86.1707 | -0.048425 | 0.16552 | 0.3137 | 0.46188 | 0.67583 | 12331 | Residential | caiso
Aggregate | 1-in-10 | June Monthly System Peak Day | 50% Cycling | 14 | Aggregate1-in-10June Monthly System Peak Day50% Cycling14 | 19.0416 | 23.5661 | 86.1707 | -0.69843 | 2.3873 | 4.5245 | 6.6617 | 9.7475 | 12331 | Residential | caiso
Average Per Ton | 1-in-10 | June Monthly System Peak Day | All | 14 | Average Per Ton1-in-10June Monthly System Peak DayAll14 | 0.3095 | 0.39037 | 85.7399 | 0.0024871 | 0.048794 | 0.080867 | 0.11294 | 0.15925 | 23026 | Residential | caiso
Average Per Premise | 1-in-10 | June Monthly System Peak Day | All | 14 | Average Per Premise1-in-10June Monthly System Peak DayAll14 | 1.3246 | 1.6707 | 85.7399 | 0.010644 | 0.20883 | 0.3461 | 0.48336 | 0.68155 | 23026 | Residential | caiso
Average Per Device | 1-in-10 | June Monthly System Peak Day | All | 14 | Average Per Device1-in-10June Monthly System Peak DayAll14 | 1.104 | 1.3924 | 85.7399 | 0.0088712 | 0.17405 | 0.28845 | 0.40285 | 0.56802 | 23026 | Residential | caiso
Aggregate | 1-in-10 | June Monthly System Peak Day | All | 14 | Aggregate1-in-10June Monthly System Peak DayAll14 | 30.5006 | 38.4698 | 85.7399 | 0.24509 | 4.8086 | 7.9692 | 11.1298 | 15.6933 | 23026 | Residential | caiso
Average Per Ton | 1-in-10 | May Monthly System Peak Day | 100% Cycling | 14 | Average Per Ton1-in-10May Monthly System Peak Day100% Cycling14 | 0.2334 | 0.30535 | 85.3848 | 0.022326 | 0.051646 | 0.071953 | 0.09226 | 0.12158 | 10695 | Residential | caiso
Average Per Premise | 1-in-10 | May Monthly System Peak Day | 100% Cycling | 14 | Average Per Premise1-in-10May Monthly System Peak Day100% Cycling14 | 1.046 | 1.3685 | 85.3848 | 0.10006 | 0.23146 | 0.32247 | 0.41348 | 0.54488 | 10695 | Residential | caiso
Average Per Device | 1-in-10 | May Monthly System Peak Day | 100% Cycling | 14 | Average Per Device1-in-10May Monthly System Peak Day100% Cycling14 | 0.84717 | 1.1083 | 85.3848 | 0.081039 | 0.18746 | 0.26117 | 0.33488 | 0.44131 | 10695 | Residential | caiso
Aggregate | 1-in-10 | May Monthly System Peak Day | 100% Cycling | 14 | Aggregate1-in-10May Monthly System Peak Day100% Cycling14 | 11.1869 | 14.6357 | 85.3848 | 1.0701 | 2.4755 | 3.4488 | 4.4221 | 5.8275 | 10695 | Residential | caiso
Average Per Ton | 1-in-10 | May Monthly System Peak Day | 50% Cycling | 14 | Average Per Ton1-in-10May Monthly System Peak Day50% Cycling14 | 0.37862 | 0.4694 | 86.3695 | -0.01206 | 0.048698 | 0.090779 | 0.13286 | 0.19362 | 12331 | Residential | caiso
Average Per Premise | 1-in-10 | May Monthly System Peak Day | 50% Cycling | 14 | Average Per Premise1-in-10May Monthly System Peak Day50% Cycling14 | 1.5542 | 1.9268 | 86.3695 | -0.049505 | 0.1999 | 0.37263 | 0.54536 | 0.79476 | 12331 | Residential | caiso
Average Per Device | 1-in-10 | May Monthly System Peak Day | 50% Cycling | 14 | Average Per Device1-in-10May Monthly System Peak Day50% Cycling14 | 1.3287 | 1.6473 | 86.3695 | -0.042324 | 0.1709 | 0.31858 | 0.46626 | 0.67949 | 12331 | Residential | caiso
Aggregate | 1-in-10 | May Monthly System Peak Day | 50% Cycling | 14 | Aggregate1-in-10May Monthly System Peak Day50% Cycling14 | 19.1643 | 23.7592 | 86.3695 | -0.61044 | 2.4649 | 4.5949 | 6.7249 | 9.8002 | 12331 | Residential | caiso
Average Per Ton | 1-in-10 | May Monthly System Peak Day | All | 14 | Average Per Ton1-in-10May Monthly System Peak DayAll14 | 0.31116 | 0.3932 | 85.9121 | 0.0039123 | 0.050067 | 0.082034 | 0.114 | 0.16016 | 23026 | Residential | caiso
Average Per Premise | 1-in-10 | May Monthly System Peak Day | All | 14 | Average Per Premise1-in-10May Monthly System Peak DayAll14 | 1.3317 | 1.6828 | 85.9121 | 0.016744 | 0.21428 | 0.35109 | 0.48791 | 0.68544 | 23026 | Residential | caiso
Average Per Device | 1-in-10 | May Monthly System Peak Day | All | 14 | Average Per Device1-in-10May Monthly System Peak DayAll14 | 1.1099 | 1.4025 | 85.9121 | 0.013955 | 0.17859 | 0.29261 | 0.40664 | 0.57127 | 23026 | Residential | caiso
Aggregate | 1-in-10 | May Monthly System Peak Day | All | 14 | Aggregate1-in-10May Monthly System Peak DayAll14 | 30.6643 | 38.7485 | 85.9121 | 0.38555 | 4.934 | 8.0843 | 11.2345 | 15.783 | 23026 | Residential | caiso
Average Per Ton | 1-in-10 | October Monthly System Peak Day | 100% Cycling | 14 | Average Per Ton1-in-10October Monthly System Peak Day100% Cycling14 | 0.24296 | 0.32606 | 84.1806 | 0.035119 | 0.063461 | 0.08309 | 0.10272 | 0.13106 | 10695 | Residential | caiso
Average Per Premise | 1-in-10 | October Monthly System Peak Day | 100% Cycling | 14 | Average Per Premise1-in-10October Monthly System Peak Day100% Cycling14 | 1.0889 | 1.4613 | 84.1806 | 0.15739 | 0.28441 | 0.37238 | 0.46035 | 0.58737 | 10695 | Residential | caiso
Average Per Device | 1-in-10 | October Monthly System Peak Day | 100% Cycling | 14 | Average Per Device1-in-10October Monthly System Peak Day100% Cycling14 | 0.88191 | 1.1835 | 84.1806 | 0.12747 | 0.23035 | 0.3016 | 0.37285 | 0.47572 | 10695 | Residential | caiso
Aggregate | 1-in-10 | October Monthly System Peak Day | 100% Cycling | 14 | Aggregate1-in-10October Monthly System Peak Day100% Cycling14 | 11.6456 | 15.6282 | 84.1806 | 1.6833 | 3.0417 | 3.9826 | 4.9235 | 6.2819 | 10695 | Residential | caiso
Average Per Ton | 1-in-10 | October Monthly System Peak Day | 50% Cycling | 14 | Average Per Ton1-in-10October Monthly System Peak Day50% Cycling14 | 0.3949 | 0.49503 | 84.7452 | -0.0007254 | 0.058858 | 0.10012 | 0.14139 | 0.20097 | 12331 | Residential | caiso
Average Per Premise | 1-in-10 | October Monthly System Peak Day | 50% Cycling | 14 | Average Per Premise1-in-10October Monthly System Peak Day50% Cycling14 | 1.621 | 2.032 | 84.7452 | -0.0029776 | 0.2416 | 0.41099 | 0.58038 | 0.82496 | 12331 | Residential | caiso
Average Per Device | 1-in-10 | October Monthly System Peak Day | 50% Cycling | 14 | Average Per Device1-in-10October Monthly System Peak Day50% Cycling14 | 1.3859 | 1.7373 | 84.7452 | -0.0025457 | 0.20656 | 0.35138 | 0.4962 | 0.7053 | 12331 | Residential | caiso
Aggregate | 1-in-10 | October Monthly System Peak Day | 50% Cycling | 14 | Aggregate1-in-10October Monthly System Peak Day50% Cycling14 | 19.9886 | 25.0565 | 84.7452 | -0.036716 | 2.9792 | 5.0679 | 7.1567 | 10.1726 | 12331 | Residential | caiso
Average Per Ton | 1-in-10 | October Monthly System Peak Day | All | 14 | Average Per Ton1-in-10October Monthly System Peak DayAll14 | 0.32433 | 0.41654 | 84.4829 | 0.015924 | 0.060996 | 0.092212 | 0.12343 | 0.1685 | 23026 | Residential | caiso
Average Per Premise | 1-in-10 | October Monthly System Peak Day | All | 14 | Average Per Premise1-in-10October Monthly System Peak DayAll14 | 1.3881 | 1.7827 | 84.4829 | 0.068153 | 0.26105 | 0.39465 | 0.52825 | 0.72115 | 23026 | Residential | caiso
Average Per Device | 1-in-10 | October Monthly System Peak Day | All | 14 | Average Per Device1-in-10October Monthly System Peak DayAll14 | 1.1569 | 1.4858 | 84.4829 | 0.056801 | 0.21757 | 0.32892 | 0.44026 | 0.60103 | 23026 | Residential | caiso
Aggregate | 1-in-10 | October Monthly System Peak Day | All | 14 | Aggregate1-in-10October Monthly System Peak DayAll14 | 31.9617 | 41.049 | 84.4829 | 1.5693 | 6.011 | 9.0873 | 12.1636 | 16.6052 | 23026 | Residential | caiso
Average Per Ton | 1-in-10 | September Monthly System Peak Day | 100% Cycling | 14 | Average Per Ton1-in-10September Monthly System Peak Day100% Cycling14 | 0.29067 | 0.42929 | 94.0848 | 0.091725 | 0.11943 | 0.13862 | 0.1578 | 0.18551 | 10695 | Residential | caiso
Average Per Premise | 1-in-10 | September Monthly System Peak Day | 100% Cycling | 14 | Average Per Premise1-in-10September Monthly System Peak Day100% Cycling14 | 1.3027 | 1.9239 | 94.0848 | 0.41108 | 0.53524 | 0.62123 | 0.70722 | 0.83138 | 10695 | Residential | caiso
Average Per Device | 1-in-10 | September Monthly System Peak Day | 100% Cycling | 14 | Average Per Device1-in-10September Monthly System Peak Day100% Cycling14 | 1.0551 | 1.5582 | 94.0848 | 0.33294 | 0.4335 | 0.50315 | 0.57279 | 0.67335 | 10695 | Residential | caiso
Aggregate | 1-in-10 | September Monthly System Peak Day | 100% Cycling | 14 | Aggregate1-in-10September Monthly System Peak Day100% Cycling14 | 13.9323 | 20.5764 | 94.0848 | 4.3965 | 5.7244 | 6.6441 | 7.5637 | 8.8916 | 10695 | Residential | caiso
Average Per Ton | 1-in-10 | September Monthly System Peak Day | 50% Cycling | 14 | Average Per Ton1-in-10September Monthly System Peak Day50% Cycling14 | 0.49012 | 0.64489 | 95.7558 | 0.052442 | 0.1129 | 0.15477 | 0.19664 | 0.25709 | 12331 | Residential | caiso
Average Per Premise | 1-in-10 | September Monthly System Peak Day | 50% Cycling | 14 | Average Per Premise1-in-10September Monthly System Peak Day50% Cycling14 | 2.0119 | 2.6472 | 95.7558 | 0.21527 | 0.46342 | 0.63529 | 0.80716 | 1.0553 | 12331 | Residential | caiso
Average Per Device | 1-in-10 | September Monthly System Peak Day | 50% Cycling | 14 | Average Per Device1-in-10September Monthly System Peak Day50% Cycling14 | 1.72 | 2.2632 | 95.7558 | 0.18404 | 0.3962 | 0.54315 | 0.69009 | 0.90225 | 12331 | Residential | caiso
Aggregate | 1-in-10 | September Monthly System Peak Day | 50% Cycling | 14 | Aggregate1-in-10September Monthly System Peak Day50% Cycling14 | 24.8082 | 32.642 | 95.7558 | 2.6544 | 5.7144 | 7.8338 | 9.9531 | 13.0131 | 12331 | Residential | caiso
Average Per Ton | 1-in-10 | September Monthly System Peak Day | All | 14 | Average Per Ton1-in-10September Monthly System Peak DayAll14 | 0.39748 | 0.54474 | 94.9796 | 0.070689 | 0.11593 | 0.14727 | 0.1786 | 0.22384 | 23026 | Residential | caiso
Average Per Premise | 1-in-10 | September Monthly System Peak Day | All | 14 | Average Per Premise1-in-10September Monthly System Peak DayAll14 | 1.7011 | 2.3314 | 94.9796 | 0.30254 | 0.49617 | 0.63027 | 0.76438 | 0.95801 | 23026 | Residential | caiso
Average Per Device | 1-in-10 | September Monthly System Peak Day | All | 14 | Average Per Device1-in-10September Monthly System Peak DayAll14 | 1.4178 | 1.9431 | 94.9796 | 0.25214 | 0.41352 | 0.52529 | 0.63706 | 0.79843 | 23026 | Residential | caiso
Aggregate | 1-in-10 | September Monthly System Peak Day | All | 14 | Aggregate1-in-10September Monthly System Peak DayAll14 | 39.1705 | 53.6832 | 94.9796 | 6.9662 | 11.4247 | 14.5127 | 17.6006 | 22.0591 | 23026 | Residential | caiso
Average Per Ton | 1-in-10 | August Monthly System Peak Day | 100% Cycling | 15 | Average Per Ton1-in-10August Monthly System Peak Day100% Cycling15 | 0.2634 | 0.38519 | 87.1303 | 0.065729 | 0.098849 | 0.12179 | 0.14473 | 0.17785 | 10695 | Residential | caiso
Average Per Premise | 1-in-10 | August Monthly System Peak Day | 100% Cycling | 15 | Average Per Premise1-in-10August Monthly System Peak Day100% Cycling15 | 1.1805 | 1.7263 | 87.1303 | 0.29457 | 0.443 | 0.54581 | 0.64861 | 0.79704 | 10695 | Residential | caiso
Average Per Device | 1-in-10 | August Monthly System Peak Day | 100% Cycling | 15 | Average Per Device1-in-10August Monthly System Peak Day100% Cycling15 | 0.9561 | 1.3982 | 87.1303 | 0.23858 | 0.3588 | 0.44206 | 0.52532 | 0.64554 | 10695 | Residential | caiso
Aggregate | 1-in-10 | August Monthly System Peak Day | 100% Cycling | 15 | Aggregate1-in-10August Monthly System Peak Day100% Cycling15 | 12.6253 | 18.4627 | 87.1303 | 3.1505 | 4.7379 | 5.8374 | 6.9369 | 8.5243 | 10695 | Residential | caiso
Average Per Ton | 1-in-10 | August Monthly System Peak Day | 50% Cycling | 15 | Average Per Ton1-in-10August Monthly System Peak Day50% Cycling15 | 0.45871 | 0.59194 | 88.1173 | 0.021125 | 0.08736 | 0.13323 | 0.17911 | 0.24534 | 12331 | Residential | caiso
Average Per Premise | 1-in-10 | August Monthly System Peak Day | 50% Cycling | 15 | Average Per Premise1-in-10August Monthly System Peak Day50% Cycling15 | 1.8829 | 2.4298 | 88.1173 | 0.086715 | 0.35859 | 0.5469 | 0.7352 | 1.0071 | 12331 | Residential | caiso
Average Per Device | 1-in-10 | August Monthly System Peak Day | 50% Cycling | 15 | Average Per Device1-in-10August Monthly System Peak Day50% Cycling15 | 1.6098 | 2.0774 | 88.1173 | 0.074137 | 0.30658 | 0.46757 | 0.62856 | 0.86101 | 12331 | Residential | caiso
Aggregate | 1-in-10 | August Monthly System Peak Day | 50% Cycling | 15 | Aggregate1-in-10August Monthly System Peak Day50% Cycling15 | 23.2183 | 29.9621 | 88.1173 | 1.0693 | 4.4218 | 6.7438 | 9.0657 | 12.4183 | 12331 | Residential | caiso
Average Per Ton | 1-in-10 | August Monthly System Peak Day | All | 15 | Average Per Ton1-in-10August Monthly System Peak DayAll15 | 0.36799 | 0.49591 | 87.6588 | 0.041844 | 0.092696 | 0.12792 | 0.16314 | 0.21399 | 23026 | Residential | caiso
Average Per Premise | 1-in-10 | August Monthly System Peak Day | All | 15 | Average Per Premise1-in-10August Monthly System Peak DayAll15 | 1.5749 | 2.1224 | 87.6588 | 0.17908 | 0.39673 | 0.54746 | 0.6982 | 0.91584 | 23026 | Residential | caiso
Average Per Device | 1-in-10 | August Monthly System Peak Day | All | 15 | Average Per Device1-in-10August Monthly System Peak DayAll15 | 1.3126 | 1.7689 | 87.6588 | 0.14925 | 0.33064 | 0.45627 | 0.5819 | 0.76329 | 23026 | Residential | caiso
Aggregate | 1-in-10 | August Monthly System Peak Day | All | 15 | Aggregate1-in-10August Monthly System Peak DayAll15 | 36.2646 | 48.8705 | 87.6588 | 4.1236 | 9.135 | 12.6059 | 16.0767 | 21.0881 | 23026 | Residential | caiso
Average Per Ton | 1-in-10 | August Typical Event Day | 100% Cycling | 15 | Average Per Ton1-in-10August Typical Event Day100% Cycling15 | 0.26035 | 0.37743 | 86.8155 | 0.060695 | 0.094009 | 0.11708 | 0.14016 | 0.17347 | 10695 | Residential | caiso
Average Per Premise | 1-in-10 | August Typical Event Day | 100% Cycling | 15 | Average Per Premise1-in-10August Typical Event Day100% Cycling15 | 1.1668 | 1.6915 | 86.8155 | 0.27201 | 0.42132 | 0.52472 | 0.62813 | 0.77743 | 10695 | Residential | caiso
Average Per Device | 1-in-10 | August Typical Event Day | 100% Cycling | 15 | Average Per Device1-in-10August Typical Event Day100% Cycling15 | 0.94501 | 1.37 | 86.8155 | 0.22031 | 0.34123 | 0.42498 | 0.50873 | 0.62965 | 10695 | Residential | caiso
Aggregate | 1-in-10 | August Typical Event Day | 100% Cycling | 15 | Aggregate1-in-10August Typical Event Day100% Cycling15 | 12.4789 | 18.0907 | 86.8155 | 2.9092 | 4.506 | 5.6119 | 6.7178 | 8.3146 | 10695 | Residential | caiso
Average Per Ton | 1-in-10 | August Typical Event Day | 50% Cycling | 15 | Average Per Ton1-in-10August Typical Event Day50% Cycling15 | 0.45235 | 0.5817 | 87.7707 | 0.016999 | 0.083376 | 0.12935 | 0.17532 | 0.2417 | 12331 | Residential | caiso
Average Per Premise | 1-in-10 | August Typical Event Day | 50% Cycling | 15 | Average Per Premise1-in-10August Typical Event Day50% Cycling15 | 1.8568 | 2.3878 | 87.7707 | 0.069777 | 0.34224 | 0.53095 | 0.71966 | 0.99213 | 12331 | Residential | caiso
Average Per Device | 1-in-10 | August Typical Event Day | 50% Cycling | 15 | Average Per Device1-in-10August Typical Event Day50% Cycling15 | 1.5875 | 2.0414 | 87.7707 | 0.059656 | 0.2926 | 0.45394 | 0.61528 | 0.84822 | 12331 | Residential | caiso
Aggregate | 1-in-10 | August Typical Event Day | 50% Cycling | 15 | Aggregate1-in-10August Typical Event Day50% Cycling15 | 22.8962 | 29.4434 | 87.7707 | 0.86042 | 4.2202 | 6.5472 | 8.8742 | 12.2339 | 12331 | Residential | caiso
Average Per Ton | 1-in-10 | August Typical Event Day | All | 15 | Average Per Ton1-in-10August Typical Event DayAll15 | 0.36316 | 0.48682 | 87.327 | 0.037296 | 0.088315 | 0.12365 | 0.15899 | 0.21001 | 23026 | Residential | caiso
Average Per Premise | 1-in-10 | August Typical Event Day | All | 15 | Average Per Premise1-in-10August Typical Event DayAll15 | 1.5543 | 2.0835 | 87.327 | 0.15962 | 0.37797 | 0.52921 | 0.68044 | 0.89879 | 23026 | Residential | caiso
Average Per Device | 1-in-10 | August Typical Event Day | All | 15 | Average Per Device1-in-10August Typical Event DayAll15 | 1.2954 | 1.7364 | 87.327 | 0.13303 | 0.31502 | 0.44106 | 0.5671 | 0.74908 | 23026 | Residential | caiso
Aggregate | 1-in-10 | August Typical Event Day | All | 15 | Aggregate1-in-10August Typical Event DayAll15 | 35.789 | 47.9745 | 87.327 | 3.6754 | 8.7032 | 12.1855 | 15.6678 | 20.6956 | 23026 | Residential | caiso
Average Per Ton | 1-in-10 | July Monthly System Peak Day | 100% Cycling | 15 | Average Per Ton1-in-10July Monthly System Peak Day100% Cycling15 | 0.24448 | 0.33711 | 83.1491 | 0.033415 | 0.068403 | 0.092636 | 0.11687 | 0.15186 | 10695 | Residential | caiso
Average Per Premise | 1-in-10 | July Monthly System Peak Day | 100% Cycling | 15 | Average Per Premise1-in-10July Monthly System Peak Day100% Cycling15 | 1.0957 | 1.5108 | 83.1491 | 0.14975 | 0.30656 | 0.41516 | 0.52376 | 0.68056 | 10695 | Residential | caiso
Average Per Device | 1-in-10 | July Monthly System Peak Day | 100% Cycling | 15 | Average Per Device1-in-10July Monthly System Peak Day100% Cycling15 | 0.88739 | 1.2236 | 83.1491 | 0.12129 | 0.24829 | 0.33625 | 0.4242 | 0.5512 | 10695 | Residential | caiso
Aggregate | 1-in-10 | July Monthly System Peak Day | 100% Cycling | 15 | Aggregate1-in-10July Monthly System Peak Day100% Cycling15 | 11.718 | 16.1581 | 83.1491 | 1.6016 | 3.2786 | 4.4401 | 5.6016 | 7.2786 | 10695 | Residential | caiso
Average Per Ton | 1-in-10 | July Monthly System Peak Day | 50% Cycling | 15 | Average Per Ton1-in-10July Monthly System Peak Day50% Cycling15 | 0.41618 | 0.52345 | 83.8623 | -0.0083547 | 0.059957 | 0.10727 | 0.15458 | 0.22289 | 12331 | Residential | caiso
Average Per Premise | 1-in-10 | July Monthly System Peak Day | 50% Cycling | 15 | Average Per Premise1-in-10July Monthly System Peak Day50% Cycling15 | 1.7083 | 2.1487 | 83.8623 | -0.034295 | 0.24611 | 0.44032 | 0.63453 | 0.91494 | 12331 | Residential | caiso
Average Per Device | 1-in-10 | July Monthly System Peak Day | 50% Cycling | 15 | Average Per Device1-in-10July Monthly System Peak Day50% Cycling15 | 1.4606 | 1.837 | 83.8623 | -0.02932 | 0.21041 | 0.37645 | 0.54249 | 0.78223 | 12331 | Residential | caiso
Aggregate | 1-in-10 | July Monthly System Peak Day | 50% Cycling | 15 | Aggregate1-in-10July Monthly System Peak Day50% Cycling15 | 21.0655 | 26.4951 | 83.8623 | -0.42289 | 3.0348 | 5.4296 | 7.8244 | 11.2821 | 12331 | Residential | caiso
Average Per Ton | 1-in-10 | July Monthly System Peak Day | All | 15 | Average Per Ton1-in-10July Monthly System Peak DayAll15 | 0.33642 | 0.4369 | 83.531 | 0.011047 | 0.06388 | 0.10047 | 0.13706 | 0.1899 | 23026 | Residential | caiso
Average Per Premise | 1-in-10 | July Monthly System Peak Day | All | 15 | Average Per Premise1-in-10July Monthly System Peak DayAll15 | 1.4398 | 1.8698 | 83.531 | 0.047281 | 0.2734 | 0.43 | 0.58661 | 0.81273 | 23026 | Residential | caiso
Average Per Device | 1-in-10 | July Monthly System Peak Day | All | 15 | Average Per Device1-in-10July Monthly System Peak DayAll15 | 1.2 | 1.5584 | 83.531 | 0.039405 | 0.22786 | 0.35838 | 0.4889 | 0.67735 | 23026 | Residential | caiso
Aggregate | 1-in-10 | July Monthly System Peak Day | All | 15 | Aggregate1-in-10July Monthly System Peak DayAll15 | 33.1537 | 43.055 | 83.531 | 1.0887 | 6.2952 | 9.9013 | 13.5073 | 18.7139 | 23026 | Residential | caiso
Average Per Ton | 1-in-10 | June Monthly System Peak Day | 100% Cycling | 15 | Average Per Ton1-in-10June Monthly System Peak Day100% Cycling15 | 0.24019 | 0.32623 | 83.5824 | 0.025749 | 0.061367 | 0.086036 | 0.1107 | 0.14632 | 10695 | Residential | caiso
Average Per Premise | 1-in-10 | June Monthly System Peak Day | 100% Cycling | 15 | Average Per Premise1-in-10June Monthly System Peak Day100% Cycling15 | 1.0764 | 1.462 | 83.5824 | 0.1154 | 0.27502 | 0.38558 | 0.49614 | 0.65576 | 10695 | Residential | caiso
Average Per Device | 1-in-10 | June Monthly System Peak Day | 100% Cycling | 15 | Average Per Device1-in-10June Monthly System Peak Day100% Cycling15 | 0.87184 | 1.1841 | 83.5824 | 0.093463 | 0.22275 | 0.31229 | 0.40183 | 0.53112 | 10695 | Residential | caiso
Aggregate | 1-in-10 | June Monthly System Peak Day | 100% Cycling | 15 | Aggregate1-in-10June Monthly System Peak Day100% Cycling15 | 11.5126 | 15.6364 | 83.5824 | 1.2342 | 2.9414 | 4.1238 | 5.3062 | 7.0134 | 10695 | Residential | caiso
Average Per Ton | 1-in-10 | June Monthly System Peak Day | 50% Cycling | 15 | Average Per Ton1-in-10June Monthly System Peak Day50% Cycling15 | 0.40652 | 0.5079 | 84.3308 | -0.015649 | 0.053489 | 0.10137 | 0.14926 | 0.2184 | 12331 | Residential | caiso
Average Per Premise | 1-in-10 | June Monthly System Peak Day | 50% Cycling | 15 | Average Per Premise1-in-10June Monthly System Peak Day50% Cycling15 | 1.6687 | 2.0848 | 84.3308 | -0.064235 | 0.21956 | 0.41612 | 0.61268 | 0.89647 | 12331 | Residential | caiso
Average Per Device | 1-in-10 | June Monthly System Peak Day | 50% Cycling | 15 | Average Per Device1-in-10June Monthly System Peak Day50% Cycling15 | 1.4267 | 1.7824 | 84.3308 | -0.054918 | 0.18772 | 0.35576 | 0.52381 | 0.76644 | 12331 | Residential | caiso
Aggregate | 1-in-10 | June Monthly System Peak Day | 50% Cycling | 15 | Aggregate1-in-10June Monthly System Peak Day50% Cycling15 | 20.5767 | 25.7078 | 84.3308 | -0.79208 | 2.7074 | 5.1312 | 7.5549 | 11.0544 | 12331 | Residential | caiso
Average Per Ton | 1-in-10 | June Monthly System Peak Day | All | 15 | Average Per Ton1-in-10June Monthly System Peak DayAll15 | 0.32926 | 0.42351 | 83.9832 | 0.0035806 | 0.057148 | 0.094249 | 0.13135 | 0.18492 | 23026 | Residential | caiso
Average Per Premise | 1-in-10 | June Monthly System Peak Day | All | 15 | Average Per Premise1-in-10June Monthly System Peak DayAll15 | 1.4092 | 1.8126 | 83.9832 | 0.015324 | 0.24459 | 0.40337 | 0.56216 | 0.79142 | 23026 | Residential | caiso
Average Per Device | 1-in-10 | June Monthly System Peak Day | All | 15 | Average Per Device1-in-10June Monthly System Peak DayAll15 | 1.1745 | 1.5106 | 83.9832 | 0.012772 | 0.20384 | 0.33618 | 0.46852 | 0.65959 | 23026 | Residential | caiso
Aggregate | 1-in-10 | June Monthly System Peak Day | All | 15 | Aggregate1-in-10June Monthly System Peak DayAll15 | 32.4479 | 41.7359 | 83.9832 | 0.35286 | 5.6318 | 9.288 | 12.9442 | 18.2232 | 23026 | Residential | caiso
Average Per Ton | 1-in-10 | May Monthly System Peak Day | 100% Cycling | 15 | Average Per Ton1-in-10May Monthly System Peak Day100% Cycling15 | 0.24091 | 0.32804 | 84.3283 | 0.027038 | 0.062546 | 0.087138 | 0.11173 | 0.14724 | 10695 | Residential | caiso
Average Per Premise | 1-in-10 | May Monthly System Peak Day | 100% Cycling | 15 | Average Per Premise1-in-10May Monthly System Peak Day100% Cycling15 | 1.0797 | 1.4702 | 84.3283 | 0.12117 | 0.28031 | 0.39052 | 0.50074 | 0.65987 | 10695 | Residential | caiso
Average Per Device | 1-in-10 | May Monthly System Peak Day | 100% Cycling | 15 | Average Per Device1-in-10May Monthly System Peak Day100% Cycling15 | 0.87444 | 1.1907 | 84.3283 | 0.098142 | 0.22703 | 0.31629 | 0.40556 | 0.53444 | 10695 | Residential | caiso
Aggregate | 1-in-10 | May Monthly System Peak Day | 100% Cycling | 15 | Aggregate1-in-10May Monthly System Peak Day100% Cycling15 | 11.5469 | 15.7235 | 84.3283 | 1.296 | 2.9979 | 4.1766 | 5.3554 | 7.0573 | 10695 | Residential | caiso
Average Per Ton | 1-in-10 | May Monthly System Peak Day | 50% Cycling | 15 | Average Per Ton1-in-10May Monthly System Peak Day50% Cycling15 | 0.4091 | 0.51206 | 85.3428 | -0.013677 | 0.055227 | 0.10295 | 0.15067 | 0.21958 | 12331 | Residential | caiso
Average Per Premise | 1-in-10 | May Monthly System Peak Day | 50% Cycling | 15 | Average Per Premise1-in-10May Monthly System Peak Day50% Cycling15 | 1.6793 | 2.1019 | 85.3428 | -0.056142 | 0.2267 | 0.42259 | 0.61849 | 0.90133 | 12331 | Residential | caiso
Average Per Device | 1-in-10 | May Monthly System Peak Day | 50% Cycling | 15 | Average Per Device1-in-10May Monthly System Peak Day50% Cycling15 | 1.4357 | 1.797 | 85.3428 | -0.047999 | 0.19382 | 0.3613 | 0.52878 | 0.77059 | 12331 | Residential | caiso
Aggregate | 1-in-10 | May Monthly System Peak Day | 50% Cycling | 15 | Aggregate1-in-10May Monthly System Peak Day50% Cycling15 | 20.7074 | 25.9184 | 85.3428 | -0.69229 | 2.7954 | 5.211 | 7.6266 | 11.1143 | 12331 | Residential | caiso
Average Per Ton | 1-in-10 | May Monthly System Peak Day | All | 15 | Average Per Ton1-in-10May Monthly System Peak DayAll15 | 0.33098 | 0.42658 | 84.8715 | 0.005235 | 0.058627 | 0.095606 | 0.13258 | 0.18598 | 23026 | Residential | caiso
Average Per Premise | 1-in-10 | May Monthly System Peak Day | All | 15 | Average Per Premise1-in-10May Monthly System Peak DayAll15 | 1.4165 | 1.8257 | 84.8715 | 0.022405 | 0.25091 | 0.40918 | 0.56744 | 0.79595 | 23026 | Residential | caiso
Average Per Device | 1-in-10 | May Monthly System Peak Day | All | 15 | Average Per Device1-in-10May Monthly System Peak DayAll15 | 1.1806 | 1.5216 | 84.8715 | 0.018673 | 0.20912 | 0.34102 | 0.47292 | 0.66337 | 23026 | Residential | caiso
Aggregate | 1-in-10 | May Monthly System Peak Day | All | 15 | Aggregate1-in-10May Monthly System Peak DayAll15 | 32.6169 | 42.0386 | 84.8715 | 0.5159 | 5.7775 | 9.4217 | 13.0659 | 18.3275 | 23026 | Residential | caiso
Average Per Ton | 1-in-10 | October Monthly System Peak Day | 100% Cycling | 15 | Average Per Ton1-in-10October Monthly System Peak Day100% Cycling15 | 0.24966 | 0.35029 | 83.7565 | 0.04253 | 0.076854 | 0.10063 | 0.1244 | 0.15872 | 10695 | Residential | caiso
Average Per Premise | 1-in-10 | October Monthly System Peak Day | 100% Cycling | 15 | Average Per Premise1-in-10October Monthly System Peak Day100% Cycling15 | 1.1189 | 1.5699 | 83.7565 | 0.19061 | 0.34443 | 0.45097 | 0.55751 | 0.71133 | 10695 | Residential | caiso
Average Per Device | 1-in-10 | October Monthly System Peak Day | 100% Cycling | 15 | Average Per Device1-in-10October Monthly System Peak Day100% Cycling15 | 0.90622 | 1.2715 | 83.7565 | 0.15438 | 0.27896 | 0.36525 | 0.45153 | 0.57612 | 10695 | Residential | caiso
Aggregate | 1-in-10 | October Monthly System Peak Day | 100% Cycling | 15 | Aggregate1-in-10October Monthly System Peak Day100% Cycling15 | 11.9667 | 16.7898 | 83.7565 | 2.0385 | 3.6837 | 4.8231 | 5.9625 | 7.6077 | 10695 | Residential | caiso
Average Per Ton | 1-in-10 | October Monthly System Peak Day | 50% Cycling | 15 | Average Per Ton1-in-10October Monthly System Peak Day50% Cycling15 | 0.42647 | 0.54002 | 84.413 | -0.0008226 | 0.066749 | 0.11355 | 0.16035 | 0.22792 | 12331 | Residential | caiso
Average Per Premise | 1-in-10 | October Monthly System Peak Day | 50% Cycling | 15 | Average Per Premise1-in-10October Monthly System Peak Day50% Cycling15 | 1.7506 | 2.2167 | 84.413 | -0.0033768 | 0.27399 | 0.4661 | 0.6582 | 0.93557 | 12331 | Residential | caiso
Average Per Device | 1-in-10 | October Monthly System Peak Day | 50% Cycling | 15 | Average Per Device1-in-10October Monthly System Peak Day50% Cycling15 | 1.4967 | 1.8951 | 84.413 | -0.002887 | 0.23425 | 0.39849 | 0.56273 | 0.79987 | 12331 | Residential | caiso
Aggregate | 1-in-10 | October Monthly System Peak Day | 50% Cycling | 15 | Aggregate1-in-10October Monthly System Peak Day50% Cycling15 | 21.5862 | 27.3337 | 84.413 | -0.04164 | 3.3786 | 5.7475 | 8.1163 | 11.5366 | 12331 | Residential | caiso
Average Per Ton | 1-in-10 | October Monthly System Peak Day | All | 15 | Average Per Ton1-in-10October Monthly System Peak DayAll15 | 0.34434 | 0.45189 | 84.1081 | 0.019315 | 0.071443 | 0.10755 | 0.14365 | 0.19578 | 23026 | Residential | caiso
Average Per Premise | 1-in-10 | October Monthly System Peak Day | All | 15 | Average Per Premise1-in-10October Monthly System Peak DayAll15 | 1.4737 | 1.934 | 84.1081 | 0.082665 | 0.30576 | 0.46028 | 0.6148 | 0.8379 | 23026 | Residential | caiso
Average Per Device | 1-in-10 | October Monthly System Peak Day | All | 15 | Average Per Device1-in-10October Monthly System Peak DayAll15 | 1.2282 | 1.6119 | 84.1081 | 0.068895 | 0.25483 | 0.38361 | 0.51239 | 0.69833 | 23026 | Residential | caiso
Aggregate | 1-in-10 | October Monthly System Peak Day | All | 15 | Aggregate1-in-10October Monthly System Peak DayAll15 | 33.934 | 44.5325 | 84.1081 | 1.9034 | 7.0405 | 10.5984 | 14.1563 | 19.2934 | 23026 | Residential | caiso
Average Per Ton | 1-in-10 | September Monthly System Peak Day | 100% Cycling | 15 | Average Per Ton1-in-10September Monthly System Peak Day100% Cycling15 | 0.29333 | 0.4612 | 93.4 | 0.11108 | 0.14463 | 0.16787 | 0.19111 | 0.22466 | 10695 | Residential | caiso
Average Per Premise | 1-in-10 | September Monthly System Peak Day | 100% Cycling | 15 | Average Per Premise1-in-10September Monthly System Peak Day100% Cycling15 | 1.3146 | 2.0669 | 93.4 | 0.49783 | 0.64819 | 0.75234 | 0.85648 | 1.0068 | 10695 | Residential | caiso
Average Per Device | 1-in-10 | September Monthly System Peak Day | 100% Cycling | 15 | Average Per Device1-in-10September Monthly System Peak Day100% Cycling15 | 1.0647 | 1.674 | 93.4 | 0.4032 | 0.52499 | 0.60933 | 0.69368 | 0.81546 | 10695 | Residential | caiso
Aggregate | 1-in-10 | September Monthly System Peak Day | 100% Cycling | 15 | Aggregate1-in-10September Monthly System Peak Day100% Cycling15 | 14.0595 | 22.1057 | 93.4 | 5.3243 | 6.9324 | 8.0462 | 9.16 | 10.7682 | 10695 | Residential | caiso
Average Per Ton | 1-in-10 | September Monthly System Peak Day | 50% Cycling | 15 | Average Per Ton1-in-10September Monthly System Peak Day50% Cycling15 | 0.52798 | 0.7035 | 94.7726 | 0.059474 | 0.12803 | 0.17552 | 0.223 | 0.29156 | 12331 | Residential | caiso
Average Per Premise | 1-in-10 | September Monthly System Peak Day | 50% Cycling | 15 | Average Per Premise1-in-10September Monthly System Peak Day50% Cycling15 | 2.1673 | 2.8877 | 94.7726 | 0.24413 | 0.52556 | 0.72047 | 0.91539 | 1.1968 | 12331 | Residential | caiso
Average Per Device | 1-in-10 | September Monthly System Peak Day | 50% Cycling | 15 | Average Per Device1-in-10September Monthly System Peak Day50% Cycling15 | 1.8529 | 2.4689 | 94.7726 | 0.20872 | 0.44933 | 0.61597 | 0.78262 | 1.0232 | 12331 | Residential | caiso
Aggregate | 1-in-10 | September Monthly System Peak Day | 50% Cycling | 15 | Aggregate1-in-10September Monthly System Peak Day50% Cycling15 | 26.7244 | 35.6085 | 94.7726 | 3.0103 | 6.4806 | 8.8842 | 11.2877 | 14.758 | 12331 | Residential | caiso
Average Per Ton | 1-in-10 | September Monthly System Peak Day | All | 15 | Average Per Ton1-in-10September Monthly System Peak DayAll15 | 0.41898 | 0.59095 | 94.135 | 0.083446 | 0.13574 | 0.17197 | 0.20819 | 0.26049 | 23026 | Residential | caiso
Average Per Premise | 1-in-10 | September Monthly System Peak Day | All | 15 | Average Per Premise1-in-10September Monthly System Peak DayAll15 | 1.7932 | 2.5292 | 94.135 | 0.35714 | 0.58096 | 0.73599 | 0.89101 | 1.1148 | 23026 | Residential | caiso
Average Per Device | 1-in-10 | September Monthly System Peak Day | All | 15 | Average Per Device1-in-10September Monthly System Peak DayAll15 | 1.4945 | 2.1079 | 94.135 | 0.29765 | 0.48419 | 0.61339 | 0.7426 | 0.92914 | 23026 | Residential | caiso
Aggregate | 1-in-10 | September Monthly System Peak Day | All | 15 | Aggregate1-in-10September Monthly System Peak DayAll15 | 41.2897 | 58.2366 | 94.135 | 8.2234 | 13.3773 | 16.9469 | 20.5164 | 25.6703 | 23026 | Residential | caiso
Average Per Ton | 1-in-10 | August Monthly System Peak Day | 100% Cycling | 16 | Average Per Ton1-in-10August Monthly System Peak Day100% Cycling16 | 0.26885 | 0.41568 | 87.3043 | 0.079247 | 0.11918 | 0.14683 | 0.17449 | 0.21442 | 10695 | Residential | caiso
Average Per Premise | 1-in-10 | August Monthly System Peak Day | 100% Cycling | 16 | Average Per Premise1-in-10August Monthly System Peak Day100% Cycling16 | 1.2049 | 1.8629 | 87.3043 | 0.35516 | 0.53411 | 0.65806 | 0.782 | 0.96096 | 10695 | Residential | caiso
Average Per Device | 1-in-10 | August Monthly System Peak Day | 100% Cycling | 16 | Average Per Device1-in-10August Monthly System Peak Day100% Cycling16 | 0.97585 | 1.5088 | 87.3043 | 0.28765 | 0.43259 | 0.53297 | 0.63336 | 0.7783 | 10695 | Residential | caiso
Aggregate | 1-in-10 | August Monthly System Peak Day | 100% Cycling | 16 | Aggregate1-in-10August Monthly System Peak Day100% Cycling16 | 12.8861 | 19.9241 | 87.3043 | 3.7984 | 5.7123 | 7.0379 | 8.3635 | 10.2774 | 10695 | Residential | caiso
Average Per Ton | 1-in-10 | August Monthly System Peak Day | 50% Cycling | 16 | Average Per Ton1-in-10August Monthly System Peak Day50% Cycling16 | 0.49063 | 0.63814 | 88.1995 | 0.023389 | 0.096721 | 0.14751 | 0.1983 | 0.27163 | 12331 | Residential | caiso
Average Per Premise | 1-in-10 | August Monthly System Peak Day | 50% Cycling | 16 | Average Per Premise1-in-10August Monthly System Peak Day50% Cycling16 | 2.014 | 2.6195 | 88.1995 | 0.096007 | 0.39702 | 0.6055 | 0.81398 | 1.115 | 12331 | Residential | caiso
Average Per Device | 1-in-10 | August Monthly System Peak Day | 50% Cycling | 16 | Average Per Device1-in-10August Monthly System Peak Day50% Cycling16 | 1.7218 | 2.2395 | 88.1995 | 0.082082 | 0.33943 | 0.51768 | 0.69592 | 0.95327 | 12331 | Residential | caiso
Aggregate | 1-in-10 | August Monthly System Peak Day | 50% Cycling | 16 | Aggregate1-in-10August Monthly System Peak Day50% Cycling16 | 24.8342 | 32.3006 | 88.1995 | 1.1839 | 4.8957 | 7.4664 | 10.0372 | 13.749 | 12331 | Residential | caiso
Average Per Ton | 1-in-10 | August Monthly System Peak Day | All | 16 | Average Per Ton1-in-10August Monthly System Peak DayAll16 | 0.38761 | 0.53481 | 87.7837 | 0.049335 | 0.10715 | 0.1472 | 0.18724 | 0.24506 | 23026 | Residential | caiso
Average Per Premise | 1-in-10 | August Monthly System Peak Day | All | 16 | Average Per Premise1-in-10August Monthly System Peak DayAll16 | 1.6589 | 2.2889 | 87.7837 | 0.21115 | 0.45859 | 0.62997 | 0.80136 | 1.0488 | 23026 | Residential | caiso
Average Per Device | 1-in-10 | August Monthly System Peak Day | All | 16 | Average Per Device1-in-10August Monthly System Peak DayAll16 | 1.3826 | 1.9076 | 87.7837 | 0.17598 | 0.38221 | 0.52504 | 0.66787 | 0.8741 | 23026 | Residential | caiso
Aggregate | 1-in-10 | August Monthly System Peak Day | All | 16 | Aggregate1-in-10August Monthly System Peak DayAll16 | 38.1984 | 52.7042 | 87.7837 | 4.8618 | 10.5596 | 14.5058 | 18.452 | 24.1498 | 23026 | Residential | caiso
Average Per Ton | 1-in-10 | August Typical Event Day | 100% Cycling | 16 | Average Per Ton1-in-10August Typical Event Day100% Cycling16 | 0.26615 | 0.40731 | 86.3385 | 0.073178 | 0.11334 | 0.14116 | 0.16898 | 0.20914 | 10695 | Residential | caiso
Average Per Premise | 1-in-10 | August Typical Event Day | 100% Cycling | 16 | Average Per Premise1-in-10August Typical Event Day100% Cycling16 | 1.1928 | 1.8254 | 86.3385 | 0.32796 | 0.50796 | 0.63263 | 0.7573 | 0.93731 | 10695 | Residential | caiso
Average Per Device | 1-in-10 | August Typical Event Day | 100% Cycling | 16 | Average Per Device1-in-10August Typical Event Day100% Cycling16 | 0.96605 | 1.4784 | 86.3385 | 0.26562 | 0.41141 | 0.51238 | 0.61336 | 0.75915 | 10695 | Residential | caiso
Aggregate | 1-in-10 | August Typical Event Day | 100% Cycling | 16 | Aggregate1-in-10August Typical Event Day100% Cycling16 | 12.7567 | 19.5227 | 86.3385 | 3.5075 | 5.4327 | 6.766 | 8.0994 | 10.0245 | 10695 | Residential | caiso
Average Per Ton | 1-in-10 | August Typical Event Day | 50% Cycling | 16 | Average Per Ton1-in-10August Typical Event Day50% Cycling16 | 0.48389 | 0.6271 | 87.2157 | 0.01882 | 0.092311 | 0.14321 | 0.19411 | 0.2676 | 12331 | Residential | caiso
Average Per Premise | 1-in-10 | August Typical Event Day | 50% Cycling | 16 | Average Per Premise1-in-10August Typical Event Day50% Cycling16 | 1.9863 | 2.5741 | 87.2157 | 0.077254 | 0.37892 | 0.58785 | 0.79678 | 1.0984 | 12331 | Residential | caiso
Average Per Device | 1-in-10 | August Typical Event Day | 50% Cycling | 16 | Average Per Device1-in-10August Typical Event Day50% Cycling16 | 1.6982 | 2.2008 | 87.2157 | 0.066049 | 0.32396 | 0.50258 | 0.68121 | 0.93912 | 12331 | Residential | caiso
Aggregate | 1-in-10 | August Typical Event Day | 50% Cycling | 16 | Aggregate1-in-10August Typical Event Day50% Cycling16 | 24.4927 | 31.7414 | 87.2157 | 0.95262 | 4.6724 | 7.2488 | 9.8251 | 13.5449 | 12331 | Residential | caiso
Average Per Ton | 1-in-10 | August Typical Event Day | All | 16 | Average Per Ton1-in-10August Typical Event DayAll16 | 0.38275 | 0.525 | 86.8082 | 0.044069 | 0.10208 | 0.14226 | 0.18244 | 0.24045 | 23026 | Residential | caiso
Average Per Premise | 1-in-10 | August Typical Event Day | All | 16 | Average Per Premise1-in-10August Typical Event DayAll16 | 1.6381 | 2.2469 | 86.8082 | 0.18861 | 0.43689 | 0.60884 | 0.7808 | 1.0291 | 23026 | Residential | caiso
Average Per Device | 1-in-10 | August Typical Event Day | All | 16 | Average Per Device1-in-10August Typical Event DayAll16 | 1.3652 | 1.8727 | 86.8082 | 0.15719 | 0.36411 | 0.50743 | 0.65074 | 0.85766 | 23026 | Residential | caiso
Aggregate | 1-in-10 | August Typical Event Day | All | 16 | Aggregate1-in-10August Typical Event DayAll16 | 37.7187 | 51.7379 | 86.8082 | 4.3429 | 10.0597 | 14.0192 | 17.9786 | 23.6955 | 23026 | Residential | caiso
Average Per Ton | 1-in-10 | July Monthly System Peak Day | 100% Cycling | 16 | Average Per Ton1-in-10July Monthly System Peak Day100% Cycling16 | 0.25211 | 0.36379 | 82.3652 | 0.040287 | 0.082471 | 0.11169 | 0.1409 | 0.18309 | 10695 | Residential | caiso
Average Per Premise | 1-in-10 | July Monthly System Peak Day | 100% Cycling | 16 | Average Per Premise1-in-10July Monthly System Peak Day100% Cycling16 | 1.1299 | 1.6304 | 82.3652 | 0.18055 | 0.3696 | 0.50054 | 0.63148 | 0.82053 | 10695 | Residential | caiso
Average Per Device | 1-in-10 | July Monthly System Peak Day | 100% Cycling | 16 | Average Per Device1-in-10July Monthly System Peak Day100% Cycling16 | 0.91509 | 1.3205 | 82.3652 | 0.14623 | 0.29935 | 0.4054 | 0.51145 | 0.66456 | 10695 | Residential | caiso
Aggregate | 1-in-10 | July Monthly System Peak Day | 100% Cycling | 16 | Aggregate1-in-10July Monthly System Peak Day100% Cycling16 | 12.0838 | 17.4371 | 82.3652 | 1.931 | 3.9529 | 5.3533 | 6.7536 | 8.7755 | 10695 | Residential | caiso
Average Per Ton | 1-in-10 | July Monthly System Peak Day | 50% Cycling | 16 | Average Per Ton1-in-10July Monthly System Peak Day50% Cycling16 | 0.44554 | 0.5643 | 83.0963 | -0.00925 | 0.066382 | 0.11876 | 0.17115 | 0.24678 | 12331 | Residential | caiso
Average Per Premise | 1-in-10 | July Monthly System Peak Day | 50% Cycling | 16 | Average Per Premise1-in-10July Monthly System Peak Day50% Cycling16 | 1.8289 | 2.3164 | 83.0963 | -0.03797 | 0.27249 | 0.48751 | 0.70253 | 1.013 | 12331 | Residential | caiso
Average Per Device | 1-in-10 | July Monthly System Peak Day | 50% Cycling | 16 | Average Per Device1-in-10July Monthly System Peak Day50% Cycling16 | 1.5636 | 1.9804 | 83.0963 | -0.032462 | 0.23296 | 0.41679 | 0.60063 | 0.86605 | 12331 | Residential | caiso
Aggregate | 1-in-10 | July Monthly System Peak Day | 50% Cycling | 16 | Aggregate1-in-10July Monthly System Peak Day50% Cycling16 | 22.5516 | 28.5631 | 83.0963 | -0.4682 | 3.36 | 6.0114 | 8.6628 | 12.4911 | 12331 | Residential | caiso
Average Per Ton | 1-in-10 | July Monthly System Peak Day | All | 16 | Average Per Ton1-in-10July Monthly System Peak DayAll16 | 0.35569 | 0.47117 | 82.7567 | 0.01376 | 0.073855 | 0.11548 | 0.1571 | 0.21719 | 23026 | Residential | caiso
Average Per Premise | 1-in-10 | July Monthly System Peak Day | All | 16 | Average Per Premise1-in-10July Monthly System Peak DayAll16 | 1.5223 | 2.0165 | 82.7567 | 0.05889 | 0.31609 | 0.49422 | 0.67236 | 0.92955 | 23026 | Residential | caiso
Average Per Device | 1-in-10 | July Monthly System Peak Day | All | 16 | Average Per Device1-in-10July Monthly System Peak DayAll16 | 1.2687 | 1.6806 | 82.7567 | 0.049081 | 0.26344 | 0.4119 | 0.56036 | 0.77472 | 23026 | Residential | caiso
Aggregate | 1-in-10 | July Monthly System Peak Day | All | 16 | Aggregate1-in-10July Monthly System Peak DayAll16 | 35.0525 | 46.4324 | 82.7567 | 1.356 | 7.2782 | 11.38 | 15.4817 | 21.4039 | 23026 | Residential | caiso
Average Per Ton | 1-in-10 | June Monthly System Peak Day | 100% Cycling | 16 | Average Per Ton1-in-10June Monthly System Peak Day100% Cycling16 | 0.24832 | 0.35205 | 84.2194 | 0.031045 | 0.073987 | 0.10373 | 0.13347 | 0.17641 | 10695 | Residential | caiso
Average Per Premise | 1-in-10 | June Monthly System Peak Day | 100% Cycling | 16 | Average Per Premise1-in-10June Monthly System Peak Day100% Cycling16 | 1.1129 | 1.5777 | 84.2194 | 0.13913 | 0.33158 | 0.46488 | 0.59817 | 0.79062 | 10695 | Residential | caiso
Average Per Device | 1-in-10 | June Monthly System Peak Day | 100% Cycling | 16 | Average Per Device1-in-10June Monthly System Peak Day100% Cycling16 | 0.90134 | 1.2779 | 84.2194 | 0.11268 | 0.26856 | 0.37651 | 0.48447 | 0.64034 | 10695 | Residential | caiso
Aggregate | 1-in-10 | June Monthly System Peak Day | 100% Cycling | 16 | Aggregate1-in-10June Monthly System Peak Day100% Cycling16 | 11.9022 | 16.874 | 84.2194 | 1.488 | 3.5463 | 4.9719 | 6.3974 | 8.4557 | 10695 | Residential | caiso
Average Per Ton | 1-in-10 | June Monthly System Peak Day | 50% Cycling | 16 | Average Per Ton1-in-10June Monthly System Peak Day50% Cycling16 | 0.4353 | 0.54754 | 85.0274 | -0.017326 | 0.059221 | 0.11224 | 0.16525 | 0.2418 | 12331 | Residential | caiso
Average Per Premise | 1-in-10 | June Monthly System Peak Day | 50% Cycling | 16 | Average Per Premise1-in-10June Monthly System Peak Day50% Cycling16 | 1.7868 | 2.2475 | 85.0274 | -0.071118 | 0.24309 | 0.46071 | 0.67833 | 0.99254 | 12331 | Residential | caiso
Average Per Device | 1-in-10 | June Monthly System Peak Day | 50% Cycling | 16 | Average Per Device1-in-10June Monthly System Peak Day50% Cycling16 | 1.5277 | 1.9215 | 85.0274 | -0.060803 | 0.20783 | 0.39389 | 0.57994 | 0.84857 | 12331 | Residential | caiso
Aggregate | 1-in-10 | June Monthly System Peak Day | 50% Cycling | 16 | Aggregate1-in-10June Monthly System Peak Day50% Cycling16 | 22.0333 | 27.7143 | 85.0274 | -0.87696 | 2.9975 | 5.681 | 8.3645 | 12.239 | 12331 | Residential | caiso
Average Per Ton | 1-in-10 | June Monthly System Peak Day | All | 16 | Average Per Ton1-in-10June Monthly System Peak DayAll16 | 0.34845 | 0.45673 | 84.6521 | 0.0051424 | 0.06608 | 0.10829 | 0.15049 | 0.21143 | 23026 | Residential | caiso
Average Per Premise | 1-in-10 | June Monthly System Peak Day | All | 16 | Average Per Premise1-in-10June Monthly System Peak DayAll16 | 1.4913 | 1.9547 | 84.6521 | 0.022009 | 0.28281 | 0.46344 | 0.64407 | 0.90488 | 23026 | Residential | caiso
Average Per Device | 1-in-10 | June Monthly System Peak Day | All | 16 | Average Per Device1-in-10June Monthly System Peak DayAll16 | 1.2429 | 1.6291 | 84.6521 | 0.018343 | 0.2357 | 0.38625 | 0.53679 | 0.75415 | 23026 | Residential | caiso
Aggregate | 1-in-10 | June Monthly System Peak Day | All | 16 | Aggregate1-in-10June Monthly System Peak DayAll16 | 34.3386 | 45.0098 | 84.6521 | 0.50677 | 6.512 | 10.6712 | 14.8304 | 20.8357 | 23026 | Residential | caiso
Average Per Ton | 1-in-10 | May Monthly System Peak Day | 100% Cycling | 16 | Average Per Ton1-in-10May Monthly System Peak Day100% Cycling16 | 0.24895 | 0.35401 | 82.563 | 0.032599 | 0.075409 | 0.10506 | 0.13471 | 0.17752 | 10695 | Residential | caiso
Average Per Premise | 1-in-10 | May Monthly System Peak Day | 100% Cycling | 16 | Average Per Premise1-in-10May Monthly System Peak Day100% Cycling16 | 1.1157 | 1.5865 | 82.563 | 0.1461 | 0.33795 | 0.47084 | 0.60372 | 0.79558 | 10695 | Residential | caiso
Average Per Device | 1-in-10 | May Monthly System Peak Day | 100% Cycling | 16 | Average Per Device1-in-10May Monthly System Peak Day100% Cycling16 | 0.90364 | 1.285 | 82.563 | 0.11833 | 0.27372 | 0.38134 | 0.48896 | 0.64435 | 10695 | Residential | caiso
Aggregate | 1-in-10 | May Monthly System Peak Day | 100% Cycling | 16 | Aggregate1-in-10May Monthly System Peak Day100% Cycling16 | 11.9325 | 16.9681 | 82.563 | 1.5625 | 3.6144 | 5.0356 | 6.4567 | 8.5087 | 10695 | Residential | caiso
Average Per Ton | 1-in-10 | May Monthly System Peak Day | 50% Cycling | 16 | Average Per Ton1-in-10May Monthly System Peak Day50% Cycling16 | 0.43804 | 0.55202 | 83.1897 | -0.015143 | 0.061145 | 0.11398 | 0.16682 | 0.24311 | 12331 | Residential | caiso
Average Per Premise | 1-in-10 | May Monthly System Peak Day | 50% Cycling | 16 | Average Per Premise1-in-10May Monthly System Peak Day50% Cycling16 | 1.7981 | 2.2659 | 83.1897 | -0.062158 | 0.25099 | 0.46788 | 0.68476 | 0.99791 | 12331 | Residential | caiso
Average Per Device | 1-in-10 | May Monthly System Peak Day | 50% Cycling | 16 | Average Per Device1-in-10May Monthly System Peak Day50% Cycling16 | 1.5373 | 1.9373 | 83.1897 | -0.053143 | 0.21459 | 0.40001 | 0.58544 | 0.85317 | 12331 | Residential | caiso
Aggregate | 1-in-10 | May Monthly System Peak Day | 50% Cycling | 16 | Aggregate1-in-10May Monthly System Peak Day50% Cycling16 | 22.1719 | 27.9413 | 83.1897 | -0.76648 | 3.095 | 5.7694 | 8.4438 | 12.3052 | 12331 | Residential | caiso
Average Per Ton | 1-in-10 | May Monthly System Peak Day | All | 16 | Average Per Ton1-in-10May Monthly System Peak DayAll16 | 0.35021 | 0.46005 | 82.8986 | 0.0070331 | 0.067771 | 0.10984 | 0.1519 | 0.21264 | 23026 | Residential | caiso
Average Per Premise | 1-in-10 | May Monthly System Peak Day | All | 16 | Average Per Premise1-in-10May Monthly System Peak DayAll16 | 1.4988 | 1.9689 | 82.8986 | 0.0301 | 0.29005 | 0.47009 | 0.65012 | 0.91007 | 23026 | Residential | caiso
Average Per Device | 1-in-10 | May Monthly System Peak Day | All | 16 | Average Per Device1-in-10May Monthly System Peak DayAll16 | 1.2492 | 1.641 | 82.8986 | 0.025087 | 0.24173 | 0.39178 | 0.54183 | 0.75848 | 23026 | Residential | caiso
Aggregate | 1-in-10 | May Monthly System Peak Day | All | 16 | Aggregate1-in-10May Monthly System Peak DayAll16 | 34.5121 | 45.3363 | 82.8986 | 0.69309 | 6.6786 | 10.8242 | 14.9698 | 20.9553 | 23026 | Residential | caiso
Average Per Ton | 1-in-10 | October Monthly System Peak Day | 100% Cycling | 16 | Average Per Ton1-in-10October Monthly System Peak Day100% Cycling16 | 0.2567 | 0.37802 | 84.225 | 0.051277 | 0.092659 | 0.12132 | 0.14998 | 0.19136 | 10695 | Residential | caiso
Average Per Premise | 1-in-10 | October Monthly System Peak Day | 100% Cycling | 16 | Average Per Premise1-in-10October Monthly System Peak Day100% Cycling16 | 1.1504 | 1.6941 | 84.225 | 0.22981 | 0.41526 | 0.54371 | 0.67216 | 0.85762 | 10695 | Residential | caiso
Average Per Device | 1-in-10 | October Monthly System Peak Day | 100% Cycling | 16 | Average Per Device1-in-10October Monthly System Peak Day100% Cycling16 | 0.93175 | 1.3721 | 84.225 | 0.18612 | 0.33633 | 0.44036 | 0.5444 | 0.6946 | 10695 | Residential | caiso
Aggregate | 1-in-10 | October Monthly System Peak Day | 100% Cycling | 16 | Aggregate1-in-10October Monthly System Peak Day100% Cycling16 | 12.3037 | 18.1187 | 84.225 | 2.4578 | 4.4413 | 5.815 | 7.1888 | 9.1722 | 10695 | Residential | caiso
Average Per Ton | 1-in-10 | October Monthly System Peak Day | 50% Cycling | 16 | Average Per Ton1-in-10October Monthly System Peak Day50% Cycling16 | 0.45645 | 0.58216 | 85.0301 | -0.0009108 | 0.073902 | 0.12572 | 0.17753 | 0.25235 | 12331 | Residential | caiso
Average Per Premise | 1-in-10 | October Monthly System Peak Day | 50% Cycling | 16 | Average Per Premise1-in-10October Monthly System Peak Day50% Cycling16 | 1.8736 | 2.3897 | 85.0301 | -0.0037387 | 0.30335 | 0.51605 | 0.72874 | 1.0358 | 12331 | Residential | caiso
Average Per Device | 1-in-10 | October Monthly System Peak Day | 50% Cycling | 16 | Average Per Device1-in-10October Monthly System Peak Day50% Cycling16 | 1.6019 | 2.0431 | 85.0301 | -0.0031964 | 0.25935 | 0.44119 | 0.62304 | 0.88559 | 12331 | Residential | caiso
Aggregate | 1-in-10 | October Monthly System Peak Day | 50% Cycling | 16 | Aggregate1-in-10October Monthly System Peak Day50% Cycling16 | 23.1037 | 29.4671 | 85.0301 | -0.046101 | 3.7407 | 6.3634 | 8.986 | 12.7728 | 12331 | Residential | caiso
Average Per Ton | 1-in-10 | October Monthly System Peak Day | All | 16 | Average Per Ton1-in-10October Monthly System Peak DayAll16 | 0.36366 | 0.48734 | 84.6562 | 0.023331 | 0.082615 | 0.12367 | 0.16473 | 0.22402 | 23026 | Residential | caiso
Average Per Premise | 1-in-10 | October Monthly System Peak Day | All | 16 | Average Per Premise1-in-10October Monthly System Peak DayAll16 | 1.5564 | 2.0857 | 84.6562 | 0.099851 | 0.35358 | 0.52931 | 0.70504 | 0.95876 | 23026 | Residential | caiso
Average Per Device | 1-in-10 | October Monthly System Peak Day | All | 16 | Average Per Device1-in-10October Monthly System Peak DayAll16 | 1.2972 | 1.7383 | 84.6562 | 0.083219 | 0.29468 | 0.44114 | 0.5876 | 0.79906 | 23026 | Residential | caiso
Aggregate | 1-in-10 | October Monthly System Peak Day | All | 16 | Aggregate1-in-10October Monthly System Peak DayAll16 | 35.8381 | 48.0259 | 84.6562 | 2.2992 | 8.1415 | 12.1878 | 16.2342 | 22.0765 | 23026 | Residential | caiso
Average Per Ton | 1-in-10 | September Monthly System Peak Day | 100% Cycling | 16 | Average Per Ton1-in-10September Monthly System Peak Day100% Cycling16 | 0.29531 | 0.4977 | 91.4652 | 0.13393 | 0.17438 | 0.20239 | 0.23041 | 0.27086 | 10695 | Residential | caiso
Average Per Premise | 1-in-10 | September Monthly System Peak Day | 100% Cycling | 16 | Average Per Premise1-in-10September Monthly System Peak Day100% Cycling16 | 1.3235 | 2.2305 | 91.4652 | 0.60021 | 0.7815 | 0.90706 | 1.0326 | 1.2139 | 10695 | Residential | caiso
Average Per Device | 1-in-10 | September Monthly System Peak Day | 100% Cycling | 16 | Average Per Device1-in-10September Monthly System Peak Day100% Cycling16 | 1.0719 | 1.8065 | 91.4652 | 0.48613 | 0.63295 | 0.73465 | 0.83634 | 0.98317 | 10695 | Residential | caiso
Aggregate | 1-in-10 | September Monthly System Peak Day | 100% Cycling | 16 | Aggregate1-in-10September Monthly System Peak Day100% Cycling16 | 14.1545 | 23.8555 | 91.4652 | 6.4193 | 8.3582 | 9.701 | 11.0439 | 12.9827 | 10695 | Residential | caiso
Average Per Ton | 1-in-10 | September Monthly System Peak Day | 50% Cycling | 16 | Average Per Ton1-in-10September Monthly System Peak Day50% Cycling16 | 0.56408 | 0.75841 | 92.5394 | 0.065847 | 0.14175 | 0.19433 | 0.2469 | 0.32281 | 12331 | Residential | caiso
Average Per Premise | 1-in-10 | September Monthly System Peak Day | 50% Cycling | 16 | Average Per Premise1-in-10September Monthly System Peak Day50% Cycling16 | 2.3154 | 3.1131 | 92.5394 | 0.27029 | 0.58187 | 0.79768 | 1.0135 | 1.3251 | 12331 | Residential | caiso
Average Per Device | 1-in-10 | September Monthly System Peak Day | 50% Cycling | 16 | Average Per Device1-in-10September Monthly System Peak Day50% Cycling16 | 1.9796 | 2.6616 | 92.5394 | 0.23108 | 0.49748 | 0.68198 | 0.86648 | 1.1329 | 12331 | Residential | caiso
Aggregate | 1-in-10 | September Monthly System Peak Day | 50% Cycling | 16 | Aggregate1-in-10September Monthly System Peak Day50% Cycling16 | 28.5516 | 38.3878 | 92.5394 | 3.3329 | 7.1751 | 9.8362 | 12.4972 | 16.3394 | 12331 | Residential | caiso
Average Per Ton | 1-in-10 | September Monthly System Peak Day | All | 16 | Average Per Ton1-in-10September Monthly System Peak DayAll16 | 0.43923 | 0.63731 | 92.0404 | 0.09747 | 0.15691 | 0.19807 | 0.23924 | 0.29868 | 23026 | Residential | caiso
Average Per Premise | 1-in-10 | September Monthly System Peak Day | All | 16 | Average Per Premise1-in-10September Monthly System Peak DayAll16 | 1.8799 | 2.7276 | 92.0404 | 0.41716 | 0.67154 | 0.84773 | 1.0239 | 1.2783 | 23026 | Residential | caiso
Average Per Device | 1-in-10 | September Monthly System Peak Day | All | 16 | Average Per Device1-in-10September Monthly System Peak DayAll16 | 1.5667 | 2.2732 | 92.0404 | 0.34767 | 0.55968 | 0.70652 | 0.85336 | 1.0654 | 23026 | Residential | caiso
Aggregate | 1-in-10 | September Monthly System Peak Day | All | 16 | Aggregate1-in-10September Monthly System Peak DayAll16 | 43.2855 | 62.8052 | 92.0404 | 9.6055 | 15.4629 | 19.5198 | 23.5766 | 29.4341 | 23026 | Residential | caiso
Average Per Ton | 1-in-10 | August Monthly System Peak Day | 100% Cycling | 17 | Average Per Ton1-in-10August Monthly System Peak Day100% Cycling17 | 0.27911 | 0.44006 | 86.5498 | 0.086861 | 0.13063 | 0.16094 | 0.19126 | 0.23502 | 10695 | Residential | caiso
Average Per Premise | 1-in-10 | August Monthly System Peak Day | 100% Cycling | 17 | Average Per Premise1-in-10August Monthly System Peak Day100% Cycling17 | 1.2509 | 1.9722 | 86.5498 | 0.38928 | 0.58543 | 0.72129 | 0.85714 | 1.0533 | 10695 | Residential | caiso
Average Per Device | 1-in-10 | August Monthly System Peak Day | 100% Cycling | 17 | Average Per Device1-in-10August Monthly System Peak Day100% Cycling17 | 1.0131 | 1.5973 | 86.5498 | 0.31529 | 0.47415 | 0.58418 | 0.69421 | 0.85308 | 10695 | Residential | caiso
Aggregate | 1-in-10 | August Monthly System Peak Day | 100% Cycling | 17 | Aggregate1-in-10August Monthly System Peak Day100% Cycling17 | 13.3782 | 21.0923 | 86.5498 | 4.1634 | 6.2612 | 7.7142 | 9.1671 | 11.2649 | 10695 | Residential | caiso
Average Per Ton | 1-in-10 | August Monthly System Peak Day | 50% Cycling | 17 | Average Per Ton1-in-10August Monthly System Peak Day50% Cycling17 | 0.52104 | 0.6725 | 87.4474 | 0.024016 | 0.099316 | 0.15147 | 0.20362 | 0.27892 | 12331 | Residential | caiso
Average Per Premise | 1-in-10 | August Monthly System Peak Day | 50% Cycling | 17 | Average Per Premise1-in-10August Monthly System Peak Day50% Cycling17 | 2.1388 | 2.7605 | 87.4474 | 0.098583 | 0.40767 | 0.62174 | 0.83582 | 1.1449 | 12331 | Residential | caiso
Average Per Device | 1-in-10 | August Monthly System Peak Day | 50% Cycling | 17 | Average Per Device1-in-10August Monthly System Peak Day50% Cycling17 | 1.8285 | 2.3601 | 87.4474 | 0.084284 | 0.34854 | 0.53156 | 0.71459 | 0.97884 | 12331 | Residential | caiso
Aggregate | 1-in-10 | August Monthly System Peak Day | 50% Cycling | 17 | Aggregate1-in-10August Monthly System Peak Day50% Cycling17 | 26.373 | 34.0397 | 87.4474 | 1.2156 | 5.027 | 7.6667 | 10.3065 | 14.1179 | 12331 | Residential | caiso
Average Per Ton | 1-in-10 | August Monthly System Peak Day | All | 17 | Average Per Ton1-in-10August Monthly System Peak DayAll17 | 0.40866 | 0.56453 | 87.0305 | 0.053208 | 0.11386 | 0.15587 | 0.19788 | 0.25853 | 23026 | Residential | caiso
Average Per Premise | 1-in-10 | August Monthly System Peak Day | All | 17 | Average Per Premise1-in-10August Monthly System Peak DayAll17 | 1.749 | 2.4161 | 87.0305 | 0.22772 | 0.48731 | 0.66709 | 0.84688 | 1.1065 | 23026 | Residential | caiso
Average Per Device | 1-in-10 | August Monthly System Peak Day | All | 17 | Average Per Device1-in-10August Monthly System Peak DayAll17 | 1.4577 | 2.0137 | 87.0305 | 0.18979 | 0.40613 | 0.55597 | 0.70581 | 0.92216 | 23026 | Residential | caiso
Aggregate | 1-in-10 | August Monthly System Peak Day | All | 17 | Aggregate1-in-10August Monthly System Peak DayAll17 | 40.2727 | 55.6332 | 87.0305 | 5.2435 | 11.2207 | 15.3605 | 19.5002 | 25.4774 | 23026 | Residential | caiso
Average Per Ton | 1-in-10 | August Typical Event Day | 100% Cycling | 17 | Average Per Ton1-in-10August Typical Event Day100% Cycling17 | 0.27647 | 0.43119 | 86.1329 | 0.080209 | 0.12423 | 0.15472 | 0.18522 | 0.22924 | 10695 | Residential | caiso
Average Per Premise | 1-in-10 | August Typical Event Day | 100% Cycling | 17 | Average Per Premise1-in-10August Typical Event Day100% Cycling17 | 1.239 | 1.9324 | 86.1329 | 0.35947 | 0.55677 | 0.69342 | 0.83007 | 1.0274 | 10695 | Residential | caiso
Average Per Device | 1-in-10 | August Typical Event Day | 100% Cycling | 17 | Average Per Device1-in-10August Typical Event Day100% Cycling17 | 1.0035 | 1.5651 | 86.1329 | 0.29114 | 0.45094 | 0.56162 | 0.67229 | 0.83209 | 10695 | Residential | caiso
Aggregate | 1-in-10 | August Typical Event Day | 100% Cycling | 17 | Aggregate1-in-10August Typical Event Day100% Cycling17 | 13.2513 | 20.6674 | 86.1329 | 3.8445 | 5.9547 | 7.4161 | 8.8776 | 10.9878 | 10695 | Residential | caiso
Average Per Ton | 1-in-10 | August Typical Event Day | 50% Cycling | 17 | Average Per Ton1-in-10August Typical Event Day50% Cycling17 | 0.51381 | 0.66086 | 86.9536 | 0.019325 | 0.094787 | 0.14705 | 0.19932 | 0.27478 | 12331 | Residential | caiso
Average Per Premise | 1-in-10 | August Typical Event Day | 50% Cycling | 17 | Average Per Premise1-in-10August Typical Event Day50% Cycling17 | 2.1091 | 2.7127 | 86.9536 | 0.079326 | 0.38908 | 0.60362 | 0.81815 | 1.1279 | 12331 | Residential | caiso
Average Per Device | 1-in-10 | August Typical Event Day | 50% Cycling | 17 | Average Per Device1-in-10August Typical Event Day50% Cycling17 | 1.8032 | 2.3192 | 86.9536 | 0.067821 | 0.33265 | 0.51607 | 0.69948 | 0.96431 | 12331 | Residential | caiso
Aggregate | 1-in-10 | August Typical Event Day | 50% Cycling | 17 | Aggregate1-in-10August Typical Event Day50% Cycling17 | 26.0072 | 33.4505 | 86.9536 | 0.97818 | 4.7978 | 7.4432 | 10.0887 | 13.9083 | 12331 | Residential | caiso
Average Per Ton | 1-in-10 | August Typical Event Day | All | 17 | Average Per Ton1-in-10August Typical Event DayAll17 | 0.40356 | 0.55418 | 86.5724 | 0.047606 | 0.10846 | 0.15062 | 0.19277 | 0.25363 | 23026 | Residential | caiso
Average Per Premise | 1-in-10 | August Typical Event Day | All | 17 | Average Per Premise1-in-10August Typical Event DayAll17 | 1.7272 | 2.3718 | 86.5724 | 0.20375 | 0.46421 | 0.64461 | 0.82501 | 1.0855 | 23026 | Residential | caiso
Average Per Device | 1-in-10 | August Typical Event Day | All | 17 | Average Per Device1-in-10August Typical Event DayAll17 | 1.4395 | 1.9767 | 86.5724 | 0.16981 | 0.38689 | 0.53724 | 0.68759 | 0.90467 | 23026 | Residential | caiso
Aggregate | 1-in-10 | August Typical Event Day | All | 17 | Aggregate1-in-10August Typical Event DayAll17 | 39.7702 | 54.613 | 86.5724 | 4.6914 | 10.689 | 14.8428 | 18.9967 | 24.9942 | 23026 | Residential | caiso
Average Per Ton | 1-in-10 | July Monthly System Peak Day | 100% Cycling | 17 | Average Per Ton1-in-10July Monthly System Peak Day100% Cycling17 | 0.26271 | 0.38513 | 80.9534 | 0.044158 | 0.090395 | 0.12242 | 0.15444 | 0.20068 | 10695 | Residential | caiso
Average Per Premise | 1-in-10 | July Monthly System Peak Day | 100% Cycling | 17 | Average Per Premise1-in-10July Monthly System Peak Day100% Cycling17 | 1.1774 | 1.726 | 80.9534 | 0.1979 | 0.40512 | 0.54863 | 0.69215 | 0.89937 | 10695 | Residential | caiso
Average Per Device | 1-in-10 | July Monthly System Peak Day | 100% Cycling | 17 | Average Per Device1-in-10July Monthly System Peak Day100% Cycling17 | 0.95357 | 1.3979 | 80.9534 | 0.16028 | 0.32811 | 0.44435 | 0.56059 | 0.72842 | 10695 | Residential | caiso
Aggregate | 1-in-10 | July Monthly System Peak Day | 100% Cycling | 17 | Aggregate1-in-10July Monthly System Peak Day100% Cycling17 | 12.5919 | 18.4596 | 80.9534 | 2.1165 | 4.3327 | 5.8676 | 7.4026 | 9.6187 | 10695 | Residential | caiso
Average Per Ton | 1-in-10 | July Monthly System Peak Day | 50% Cycling | 17 | Average Per Ton1-in-10July Monthly System Peak Day50% Cycling17 | 0.47274 | 0.59469 | 81.6379 | -0.0094982 | 0.068163 | 0.12195 | 0.17574 | 0.2534 | 12331 | Residential | caiso
Average Per Premise | 1-in-10 | July Monthly System Peak Day | 50% Cycling | 17 | Average Per Premise1-in-10July Monthly System Peak Day50% Cycling17 | 1.9405 | 2.4411 | 81.6379 | -0.038988 | 0.2798 | 0.50058 | 0.72137 | 1.0402 | 12331 | Residential | caiso
Average Per Device | 1-in-10 | July Monthly System Peak Day | 50% Cycling | 17 | Average Per Device1-in-10July Monthly System Peak Day50% Cycling17 | 1.659 | 2.087 | 81.6379 | -0.033333 | 0.23921 | 0.42798 | 0.61674 | 0.88928 | 12331 | Residential | caiso
Aggregate | 1-in-10 | July Monthly System Peak Day | 50% Cycling | 17 | Aggregate1-in-10July Monthly System Peak Day50% Cycling17 | 23.9283 | 30.101 | 81.6379 | -0.48076 | 3.4502 | 6.1727 | 8.8952 | 12.8262 | 12331 | Residential | caiso
Average Per Ton | 1-in-10 | July Monthly System Peak Day | All | 17 | Average Per Ton1-in-10July Monthly System Peak DayAll17 | 0.37518 | 0.49735 | 81.3199 | 0.015425 | 0.07849 | 0.12217 | 0.16585 | 0.22891 | 23026 | Residential | caiso
Average Per Premise | 1-in-10 | July Monthly System Peak Day | All | 17 | Average Per Premise1-in-10July Monthly System Peak DayAll17 | 1.6057 | 2.1286 | 81.3199 | 0.066017 | 0.33592 | 0.52286 | 0.70979 | 0.9797 | 23026 | Residential | caiso
Average Per Device | 1-in-10 | July Monthly System Peak Day | All | 17 | Average Per Device1-in-10July Monthly System Peak DayAll17 | 1.3382 | 1.774 | 81.3199 | 0.05502 | 0.27997 | 0.43577 | 0.59156 | 0.81651 | 23026 | Residential | caiso
Aggregate | 1-in-10 | July Monthly System Peak Day | All | 17 | Aggregate1-in-10July Monthly System Peak DayAll17 | 36.973 | 49.0123 | 81.3199 | 1.5201 | 7.7349 | 12.0393 | 16.3437 | 22.5586 | 23026 | Residential | caiso
Average Per Ton | 1-in-10 | June Monthly System Peak Day | 100% Cycling | 17 | Average Per Ton1-in-10June Monthly System Peak Day100% Cycling17 | 0.25899 | 0.37269 | 84.837 | 0.034028 | 0.081097 | 0.1137 | 0.1463 | 0.19337 | 10695 | Residential | caiso
Average Per Premise | 1-in-10 | June Monthly System Peak Day | 100% Cycling | 17 | Average Per Premise1-in-10June Monthly System Peak Day100% Cycling17 | 1.1607 | 1.6703 | 84.837 | 0.1525 | 0.36345 | 0.50955 | 0.65565 | 0.86659 | 10695 | Residential | caiso
Average Per Device | 1-in-10 | June Monthly System Peak Day | 100% Cycling | 17 | Average Per Device1-in-10June Monthly System Peak Day100% Cycling17 | 0.94009 | 1.3528 | 84.837 | 0.12351 | 0.29436 | 0.41269 | 0.53102 | 0.70187 | 10695 | Residential | caiso
Aggregate | 1-in-10 | June Monthly System Peak Day | 100% Cycling | 17 | Aggregate1-in-10June Monthly System Peak Day100% Cycling17 | 12.4139 | 17.8635 | 84.837 | 1.631 | 3.887 | 5.4496 | 7.0121 | 9.2682 | 10695 | Residential | caiso
Average Per Ton | 1-in-10 | June Monthly System Peak Day | 50% Cycling | 17 | Average Per Ton1-in-10June Monthly System Peak Day50% Cycling17 | 0.46177 | 0.57702 | 85.5829 | -0.01779 | 0.06081 | 0.11525 | 0.16969 | 0.24829 | 12331 | Residential | caiso
Average Per Premise | 1-in-10 | June Monthly System Peak Day | 50% Cycling | 17 | Average Per Premise1-in-10June Monthly System Peak Day50% Cycling17 | 1.8955 | 2.3685 | 85.5829 | -0.073026 | 0.24961 | 0.47307 | 0.69653 | 1.0192 | 12331 | Residential | caiso
Average Per Device | 1-in-10 | June Monthly System Peak Day | 50% Cycling | 17 | Average Per Device1-in-10June Monthly System Peak Day50% Cycling17 | 1.6205 | 2.025 | 85.5829 | -0.062434 | 0.21341 | 0.40445 | 0.5955 | 0.87134 | 12331 | Residential | caiso
Aggregate | 1-in-10 | June Monthly System Peak Day | 50% Cycling | 17 | Aggregate1-in-10June Monthly System Peak Day50% Cycling17 | 23.3731 | 29.2065 | 85.5829 | -0.90048 | 3.078 | 5.8334 | 8.5889 | 12.5673 | 12331 | Residential | caiso
Average Per Ton | 1-in-10 | June Monthly System Peak Day | All | 17 | Average Per Ton1-in-10June Monthly System Peak DayAll17 | 0.36758 | 0.48211 | 85.2364 | 0.0062791 | 0.070233 | 0.11453 | 0.15882 | 0.22277 | 23026 | Residential | caiso
Average Per Premise | 1-in-10 | June Monthly System Peak Day | All | 17 | Average Per Premise1-in-10June Monthly System Peak DayAll17 | 1.5732 | 2.0633 | 85.2364 | 0.026873 | 0.30058 | 0.49016 | 0.67973 | 0.95344 | 23026 | Residential | caiso
Average Per Device | 1-in-10 | June Monthly System Peak Day | All | 17 | Average Per Device1-in-10June Monthly System Peak DayAll17 | 1.3111 | 1.7197 | 85.2364 | 0.022397 | 0.25052 | 0.40851 | 0.56651 | 0.79463 | 23026 | Residential | caiso
Aggregate | 1-in-10 | June Monthly System Peak Day | All | 17 | Aggregate1-in-10June Monthly System Peak DayAll17 | 36.2242 | 47.5105 | 85.2364 | 0.61879 | 6.9213 | 11.2864 | 15.6514 | 21.9539 | 23026 | Residential | caiso
Average Per Ton | 1-in-10 | May Monthly System Peak Day | 100% Cycling | 17 | Average Per Ton1-in-10May Monthly System Peak Day100% Cycling17 | 0.25962 | 0.37477 | 82.313 | 0.035731 | 0.082654 | 0.11515 | 0.14765 | 0.19458 | 10695 | Residential | caiso
Average Per Premise | 1-in-10 | May Monthly System Peak Day | 100% Cycling | 17 | Average Per Premise1-in-10May Monthly System Peak Day100% Cycling17 | 1.1635 | 1.6796 | 82.313 | 0.16013 | 0.37043 | 0.51608 | 0.66173 | 0.87202 | 10695 | Residential | caiso
Average Per Device | 1-in-10 | May Monthly System Peak Day | 100% Cycling | 17 | Average Per Device1-in-10May Monthly System Peak Day100% Cycling17 | 0.94234 | 1.3603 | 82.313 | 0.12969 | 0.30002 | 0.41798 | 0.53594 | 0.70627 | 10695 | Residential | caiso
Aggregate | 1-in-10 | May Monthly System Peak Day | 100% Cycling | 17 | Aggregate1-in-10May Monthly System Peak Day100% Cycling17 | 12.4436 | 17.9631 | 82.313 | 1.7126 | 3.9617 | 5.5194 | 7.0771 | 9.3262 | 10695 | Residential | caiso
Average Per Ton | 1-in-10 | May Monthly System Peak Day | 50% Cycling | 17 | Average Per Ton1-in-10May Monthly System Peak Day50% Cycling17 | 0.4647 | 0.58174 | 82.9397 | -0.015549 | 0.062786 | 0.11704 | 0.17129 | 0.24963 | 12331 | Residential | caiso
Average Per Premise | 1-in-10 | May Monthly System Peak Day | 50% Cycling | 17 | Average Per Premise1-in-10May Monthly System Peak Day50% Cycling17 | 1.9075 | 2.3879 | 82.9397 | -0.063826 | 0.25772 | 0.48043 | 0.70313 | 1.0247 | 12331 | Residential | caiso
Average Per Device | 1-in-10 | May Monthly System Peak Day | 50% Cycling | 17 | Average Per Device1-in-10May Monthly System Peak Day50% Cycling17 | 1.6308 | 2.0416 | 82.9397 | -0.054568 | 0.22034 | 0.41074 | 0.60115 | 0.87606 | 12331 | Residential | caiso
Aggregate | 1-in-10 | May Monthly System Peak Day | 50% Cycling | 17 | Aggregate1-in-10May Monthly System Peak Day50% Cycling17 | 23.5216 | 29.4458 | 82.9397 | -0.78704 | 3.178 | 5.9242 | 8.6703 | 12.6354 | 12331 | Residential | caiso
Average Per Ton | 1-in-10 | May Monthly System Peak Day | All | 17 | Average Per Ton1-in-10May Monthly System Peak DayAll17 | 0.36944 | 0.4856 | 82.6486 | 0.0082705 | 0.072015 | 0.11616 | 0.16031 | 0.22406 | 23026 | Residential | caiso
Average Per Premise | 1-in-10 | May Monthly System Peak Day | All | 17 | Average Per Premise1-in-10May Monthly System Peak DayAll17 | 1.5811 | 2.0783 | 82.6486 | 0.035396 | 0.30821 | 0.49716 | 0.68611 | 0.95893 | 23026 | Residential | caiso
Average Per Device | 1-in-10 | May Monthly System Peak Day | All | 17 | Average Per Device1-in-10May Monthly System Peak DayAll17 | 1.3178 | 1.7321 | 82.6486 | 0.0295 | 0.25687 | 0.41435 | 0.57183 | 0.7992 | 23026 | Residential | caiso
Aggregate | 1-in-10 | May Monthly System Peak Day | All | 17 | Aggregate1-in-10May Monthly System Peak DayAll17 | 36.4074 | 47.855 | 82.6486 | 0.81503 | 7.0969 | 11.4477 | 15.7984 | 22.0803 | 23026 | Residential | caiso
Average Per Ton | 1-in-10 | October Monthly System Peak Day | 100% Cycling | 17 | Average Per Ton1-in-10October Monthly System Peak Day100% Cycling17 | 0.26721 | 0.40018 | 83.761 | 0.056204 | 0.10156 | 0.13298 | 0.16439 | 0.20975 | 10695 | Residential | caiso
Average Per Premise | 1-in-10 | October Monthly System Peak Day | 100% Cycling | 17 | Average Per Premise1-in-10October Monthly System Peak Day100% Cycling17 | 1.1975 | 1.7935 | 83.761 | 0.25189 | 0.45517 | 0.59596 | 0.73675 | 0.94002 | 10695 | Residential | caiso
Average Per Device | 1-in-10 | October Monthly System Peak Day | 100% Cycling | 17 | Average Per Device1-in-10October Monthly System Peak Day100% Cycling17 | 0.96989 | 1.4526 | 83.761 | 0.20401 | 0.36865 | 0.48268 | 0.59671 | 0.76134 | 10695 | Residential | caiso
Aggregate | 1-in-10 | October Monthly System Peak Day | 100% Cycling | 17 | Aggregate1-in-10October Monthly System Peak Day100% Cycling17 | 12.8074 | 19.1812 | 83.761 | 2.6939 | 4.868 | 6.3737 | 7.8795 | 10.0535 | 10695 | Residential | caiso
Average Per Ton | 1-in-10 | October Monthly System Peak Day | 50% Cycling | 17 | Average Per Ton1-in-10October Monthly System Peak Day50% Cycling17 | 0.48442 | 0.61351 | 84.4151 | -0.0009352 | 0.075885 | 0.12909 | 0.18229 | 0.25911 | 12331 | Residential | caiso
Average Per Premise | 1-in-10 | October Monthly System Peak Day | 50% Cycling | 17 | Average Per Premise1-in-10October Monthly System Peak Day50% Cycling17 | 1.9885 | 2.5183 | 84.4151 | -0.003839 | 0.31149 | 0.52989 | 0.74829 | 1.0636 | 12331 | Residential | caiso
Average Per Device | 1-in-10 | October Monthly System Peak Day | 50% Cycling | 17 | Average Per Device1-in-10October Monthly System Peak Day50% Cycling17 | 1.7 | 2.1531 | 84.4151 | -0.0032821 | 0.26631 | 0.45303 | 0.63975 | 0.90934 | 12331 | Residential | caiso
Aggregate | 1-in-10 | October Monthly System Peak Day | 50% Cycling | 17 | Aggregate1-in-10October Monthly System Peak Day50% Cycling17 | 24.5196 | 31.0536 | 84.4151 | -0.047338 | 3.841 | 6.5341 | 9.2271 | 13.1154 | 12331 | Residential | caiso
Average Per Ton | 1-in-10 | October Monthly System Peak Day | All | 17 | Average Per Ton1-in-10October Monthly System Peak DayAll17 | 0.38352 | 0.51442 | 84.1113 | 0.025606 | 0.087812 | 0.1309 | 0.17398 | 0.23618 | 23026 | Residential | caiso
Average Per Premise | 1-in-10 | October Monthly System Peak Day | All | 17 | Average Per Premise1-in-10October Monthly System Peak DayAll17 | 1.6414 | 2.2016 | 84.1113 | 0.10959 | 0.37582 | 0.56021 | 0.7446 | 1.0108 | 23026 | Residential | caiso
Average Per Device | 1-in-10 | October Monthly System Peak Day | All | 17 | Average Per Device1-in-10October Monthly System Peak DayAll17 | 1.368 | 1.8349 | 84.1113 | 0.091335 | 0.31322 | 0.4669 | 0.62057 | 0.84246 | 23026 | Residential | caiso
Aggregate | 1-in-10 | October Monthly System Peak Day | All | 17 | Aggregate1-in-10October Monthly System Peak DayAll17 | 37.7953 | 50.6947 | 84.1113 | 2.5234 | 8.6536 | 12.8994 | 17.1452 | 23.2754 | 23026 | Residential | caiso
Average Per Ton | 1-in-10 | September Monthly System Peak Day | 100% Cycling | 17 | Average Per Ton1-in-10September Monthly System Peak Day100% Cycling17 | 0.30505 | 0.52689 | 92.1913 | 0.1468 | 0.19113 | 0.22184 | 0.25255 | 0.29689 | 10695 | Residential | caiso
Average Per Premise | 1-in-10 | September Monthly System Peak Day | 100% Cycling | 17 | Average Per Premise1-in-10September Monthly System Peak Day100% Cycling17 | 1.3671 | 2.3613 | 92.1913 | 0.65789 | 0.85659 | 0.99421 | 1.1318 | 1.3305 | 10695 | Residential | caiso
Average Per Device | 1-in-10 | September Monthly System Peak Day | 100% Cycling | 17 | Average Per Device1-in-10September Monthly System Peak Day100% Cycling17 | 1.1072 | 1.9125 | 92.1913 | 0.53284 | 0.69377 | 0.80524 | 0.9167 | 1.0776 | 10695 | Residential | caiso
Aggregate | 1-in-10 | September Monthly System Peak Day | 100% Cycling | 17 | Aggregate1-in-10September Monthly System Peak Day100% Cycling17 | 14.6212 | 25.2543 | 92.1913 | 7.0361 | 9.1613 | 10.6331 | 12.105 | 14.2302 | 10695 | Residential | caiso
Average Per Ton | 1-in-10 | September Monthly System Peak Day | 50% Cycling | 17 | Average Per Ton1-in-10September Monthly System Peak Day50% Cycling17 | 0.5997 | 0.79924 | 93.1461 | 0.067613 | 0.14556 | 0.19954 | 0.25352 | 0.33147 | 12331 | Residential | caiso
Average Per Premise | 1-in-10 | September Monthly System Peak Day | 50% Cycling | 17 | Average Per Premise1-in-10September Monthly System Peak Day50% Cycling17 | 2.4617 | 3.2807 | 93.1461 | 0.27754 | 0.59748 | 0.81908 | 1.0407 | 1.3606 | 12331 | Residential | caiso
Average Per Device | 1-in-10 | September Monthly System Peak Day | 50% Cycling | 17 | Average Per Device1-in-10September Monthly System Peak Day50% Cycling17 | 2.1046 | 2.8049 | 93.1461 | 0.23728 | 0.51082 | 0.70027 | 0.88972 | 1.1633 | 12331 | Residential | caiso
Aggregate | 1-in-10 | September Monthly System Peak Day | 50% Cycling | 17 | Aggregate1-in-10September Monthly System Peak Day50% Cycling17 | 30.3546 | 40.4547 | 93.1461 | 3.4223 | 7.3676 | 10.1 | 12.8325 | 16.7777 | 12331 | Residential | caiso
Average Per Ton | 1-in-10 | September Monthly System Peak Day | All | 17 | Average Per Ton1-in-10September Monthly System Peak DayAll17 | 0.46283 | 0.67273 | 92.7026 | 0.10439 | 0.16673 | 0.2099 | 0.25307 | 0.31541 | 23026 | Residential | caiso
Average Per Premise | 1-in-10 | September Monthly System Peak Day | All | 17 | Average Per Premise1-in-10September Monthly System Peak DayAll17 | 1.9808 | 2.8792 | 92.7026 | 0.44679 | 0.71357 | 0.89834 | 1.0831 | 1.3499 | 23026 | Residential | caiso
Average Per Device | 1-in-10 | September Monthly System Peak Day | All | 17 | Average Per Device1-in-10September Monthly System Peak DayAll17 | 1.6509 | 2.3996 | 92.7026 | 0.37237 | 0.59471 | 0.7487 | 0.90269 | 1.125 | 23026 | Residential | caiso
Aggregate | 1-in-10 | September Monthly System Peak Day | All | 17 | Aggregate1-in-10September Monthly System Peak DayAll17 | 45.611 | 66.2961 | 92.7026 | 10.2877 | 16.4306 | 20.6851 | 24.9396 | 31.0824 | 23026 | Residential | caiso
Average Per Ton | 1-in-10 | August Monthly System Peak Day | 100% Cycling | 18 | Average Per Ton1-in-10August Monthly System Peak Day100% Cycling18 | 0.2999 | 0.44984 | 86.4933 | 0.080927 | 0.1217 | 0.14995 | 0.17819 | 0.21897 | 10695 | Residential | caiso
Average Per Premise | 1-in-10 | August Monthly System Peak Day | 100% Cycling | 18 | Average Per Premise1-in-10August Monthly System Peak Day100% Cycling18 | 1.344 | 2.016 | 86.4933 | 0.36269 | 0.54544 | 0.67201 | 0.79858 | 0.98133 | 10695 | Residential | caiso
Average Per Device | 1-in-10 | August Monthly System Peak Day | 100% Cycling | 18 | Average Per Device1-in-10August Monthly System Peak Day100% Cycling18 | 1.0886 | 1.6328 | 86.4933 | 0.29375 | 0.44176 | 0.54427 | 0.64679 | 0.7948 | 10695 | Residential | caiso
Aggregate | 1-in-10 | August Monthly System Peak Day | 100% Cycling | 18 | Aggregate1-in-10August Monthly System Peak Day100% Cycling18 | 14.3744 | 21.5616 | 86.4933 | 3.8789 | 5.8334 | 7.1871 | 8.5408 | 10.4953 | 10695 | Residential | caiso
Average Per Ton | 1-in-10 | August Monthly System Peak Day | 50% Cycling | 18 | Average Per Ton1-in-10August Monthly System Peak Day50% Cycling18 | 0.54592 | 0.67948 | 87.4207 | 0.021176 | 0.087568 | 0.13355 | 0.17954 | 0.24593 | 12331 | Residential | caiso
Average Per Premise | 1-in-10 | August Monthly System Peak Day | 50% Cycling | 18 | Average Per Premise1-in-10August Monthly System Peak Day50% Cycling18 | 2.2409 | 2.7891 | 87.4207 | 0.086922 | 0.35945 | 0.5482 | 0.73696 | 1.0095 | 12331 | Residential | caiso
Average Per Device | 1-in-10 | August Monthly System Peak Day | 50% Cycling | 18 | Average Per Device1-in-10August Monthly System Peak Day50% Cycling18 | 1.9159 | 2.3846 | 87.4207 | 0.074315 | 0.30731 | 0.46869 | 0.63006 | 0.86306 | 12331 | Residential | caiso
Aggregate | 1-in-10 | August Monthly System Peak Day | 50% Cycling | 18 | Aggregate1-in-10August Monthly System Peak Day50% Cycling18 | 27.6328 | 34.3927 | 87.4207 | 1.0718 | 4.4324 | 6.7599 | 9.0874 | 12.448 | 12331 | Residential | caiso
Average Per Ton | 1-in-10 | August Monthly System Peak Day | All | 18 | Average Per Ton1-in-10August Monthly System Peak DayAll18 | 0.43165 | 0.57281 | 86.9899 | 0.04893 | 0.10342 | 0.14117 | 0.17891 | 0.2334 | 23026 | Residential | caiso
Average Per Premise | 1-in-10 | August Monthly System Peak Day | All | 18 | Average Per Premise1-in-10August Monthly System Peak DayAll18 | 1.8474 | 2.4515 | 86.9899 | 0.20941 | 0.44264 | 0.60417 | 0.7657 | 0.99893 | 23026 | Residential | caiso
Average Per Device | 1-in-10 | August Monthly System Peak Day | All | 18 | Average Per Device1-in-10August Monthly System Peak DayAll18 | 1.5397 | 2.0432 | 86.9899 | 0.17453 | 0.36891 | 0.50354 | 0.63816 | 0.83254 | 23026 | Residential | caiso
Aggregate | 1-in-10 | August Monthly System Peak Day | All | 18 | Aggregate1-in-10August Monthly System Peak DayAll18 | 42.5376 | 56.4493 | 86.9899 | 4.822 | 10.1922 | 13.9117 | 17.6311 | 23.0014 | 23026 | Residential | caiso
Average Per Ton | 1-in-10 | August Typical Event Day | 100% Cycling | 18 | Average Per Ton1-in-10August Typical Event Day100% Cycling18 | 0.29663 | 0.44078 | 85.3887 | 0.074729 | 0.11575 | 0.14415 | 0.17256 | 0.21358 | 10695 | Residential | caiso
Average Per Premise | 1-in-10 | August Typical Event Day | 100% Cycling | 18 | Average Per Premise1-in-10August Typical Event Day100% Cycling18 | 1.3294 | 1.9754 | 85.3887 | 0.33491 | 0.51873 | 0.64605 | 0.77336 | 0.95718 | 10695 | Residential | caiso
Average Per Device | 1-in-10 | August Typical Event Day | 100% Cycling | 18 | Average Per Device1-in-10August Typical Event Day100% Cycling18 | 1.0767 | 1.5999 | 85.3887 | 0.27125 | 0.42013 | 0.52325 | 0.62636 | 0.77524 | 10695 | Residential | caiso
Aggregate | 1-in-10 | August Typical Event Day | 100% Cycling | 18 | Aggregate1-in-10August Typical Event Day100% Cycling18 | 14.2177 | 21.1272 | 85.3887 | 3.5819 | 5.5478 | 6.9095 | 8.2711 | 10.2371 | 10695 | Residential | caiso
Average Per Ton | 1-in-10 | August Typical Event Day | 50% Cycling | 18 | Average Per Ton1-in-10August Typical Event Day50% Cycling18 | 0.53806 | 0.66771 | 86.1404 | 0.017039 | 0.083575 | 0.12966 | 0.17574 | 0.24228 | 12331 | Residential | caiso
Average Per Premise | 1-in-10 | August Typical Event Day | 50% Cycling | 18 | Average Per Premise1-in-10August Typical Event Day50% Cycling18 | 2.2086 | 2.7408 | 86.1404 | 0.069944 | 0.34306 | 0.53222 | 0.72138 | 0.9945 | 12331 | Residential | caiso
Average Per Device | 1-in-10 | August Typical Event Day | 50% Cycling | 18 | Average Per Device1-in-10August Typical Event Day50% Cycling18 | 1.8883 | 2.3433 | 86.1404 | 0.059799 | 0.2933 | 0.45503 | 0.61675 | 0.85025 | 12331 | Residential | caiso
Aggregate | 1-in-10 | August Typical Event Day | 50% Cycling | 18 | Aggregate1-in-10August Typical Event Day50% Cycling18 | 27.2345 | 33.7973 | 86.1404 | 0.86248 | 4.2303 | 6.5628 | 8.8954 | 12.2632 | 12331 | Residential | caiso
Average Per Ton | 1-in-10 | August Typical Event Day | All | 18 | Average Per Ton1-in-10August Typical Event DayAll18 | 0.42591 | 0.5623 | 85.7912 | 0.043836 | 0.098519 | 0.13639 | 0.17426 | 0.22895 | 23026 | Residential | caiso
Average Per Premise | 1-in-10 | August Typical Event Day | All | 18 | Average Per Premise1-in-10August Typical Event DayAll18 | 1.8228 | 2.4066 | 85.7912 | 0.18761 | 0.42164 | 0.58373 | 0.74582 | 0.97985 | 23026 | Residential | caiso
Average Per Device | 1-in-10 | August Typical Event Day | All | 18 | Average Per Device1-in-10August Typical Event DayAll18 | 1.5192 | 2.0057 | 85.7912 | 0.15636 | 0.35141 | 0.4865 | 0.62159 | 0.81664 | 23026 | Residential | caiso
Aggregate | 1-in-10 | August Typical Event Day | All | 18 | Aggregate1-in-10August Typical Event DayAll18 | 41.9727 | 55.4137 | 85.7912 | 4.32 | 9.7088 | 13.441 | 17.1733 | 22.5621 | 23026 | Residential | caiso
Average Per Ton | 1-in-10 | July Monthly System Peak Day | 100% Cycling | 18 | Average Per Ton1-in-10July Monthly System Peak Day100% Cycling18 | 0.27964 | 0.39369 | 79.8637 | 0.041141 | 0.084219 | 0.11405 | 0.14389 | 0.18697 | 10695 | Residential | caiso
Average Per Premise | 1-in-10 | July Monthly System Peak Day | 100% Cycling | 18 | Average Per Premise1-in-10July Monthly System Peak Day100% Cycling18 | 1.2532 | 1.7644 | 79.8637 | 0.18438 | 0.37744 | 0.51115 | 0.64486 | 0.83792 | 10695 | Residential | caiso
Average Per Device | 1-in-10 | July Monthly System Peak Day | 100% Cycling | 18 | Average Per Device1-in-10July Monthly System Peak Day100% Cycling18 | 1.015 | 1.429 | 79.8637 | 0.14933 | 0.3057 | 0.41399 | 0.52229 | 0.67865 | 10695 | Residential | caiso
Aggregate | 1-in-10 | July Monthly System Peak Day | 100% Cycling | 18 | Aggregate1-in-10July Monthly System Peak Day100% Cycling18 | 13.4034 | 18.8702 | 79.8637 | 1.9719 | 4.0367 | 5.4668 | 6.8968 | 8.9616 | 10695 | Residential | caiso
Average Per Ton | 1-in-10 | July Monthly System Peak Day | 50% Cycling | 18 | Average Per Ton1-in-10July Monthly System Peak Day50% Cycling18 | 0.49333 | 0.60085 | 80.3316 | -0.0083747 | 0.0601 | 0.10753 | 0.15495 | 0.22343 | 12331 | Residential | caiso
Average Per Premise | 1-in-10 | July Monthly System Peak Day | 50% Cycling | 18 | Average Per Premise1-in-10July Monthly System Peak Day50% Cycling18 | 2.025 | 2.4664 | 80.3316 | -0.034377 | 0.2467 | 0.44137 | 0.63605 | 0.91712 | 12331 | Residential | caiso
Average Per Device | 1-in-10 | July Monthly System Peak Day | 50% Cycling | 18 | Average Per Device1-in-10July Monthly System Peak Day50% Cycling18 | 1.7313 | 2.1087 | 80.3316 | -0.02939 | 0.21092 | 0.37735 | 0.54379 | 0.7841 | 12331 | Residential | caiso
Aggregate | 1-in-10 | July Monthly System Peak Day | 50% Cycling | 18 | Aggregate1-in-10July Monthly System Peak Day50% Cycling18 | 24.9705 | 30.4131 | 80.3316 | -0.4239 | 3.0421 | 5.4426 | 7.8431 | 11.3091 | 12331 | Residential | caiso
Average Per Ton | 1-in-10 | July Monthly System Peak Day | All | 18 | Average Per Ton1-in-10July Monthly System Peak DayAll18 | 0.39407 | 0.50463 | 80.1143 | 0.014625 | 0.071304 | 0.11056 | 0.14981 | 0.20649 | 23026 | Residential | caiso
Average Per Premise | 1-in-10 | July Monthly System Peak Day | All | 18 | Average Per Premise1-in-10July Monthly System Peak DayAll18 | 1.6866 | 2.1597 | 80.1143 | 0.062594 | 0.30517 | 0.47317 | 0.64118 | 0.88375 | 23026 | Residential | caiso
Average Per Device | 1-in-10 | July Monthly System Peak Day | All | 18 | Average Per Device1-in-10July Monthly System Peak DayAll18 | 1.4056 | 1.8 | 80.1143 | 0.052168 | 0.25434 | 0.39436 | 0.53438 | 0.73654 | 23026 | Residential | caiso
Aggregate | 1-in-10 | July Monthly System Peak Day | All | 18 | Aggregate1-in-10July Monthly System Peak DayAll18 | 38.8346 | 49.7299 | 80.1143 | 1.4413 | 7.0268 | 10.8953 | 14.7638 | 20.3493 | 23026 | Residential | caiso
Average Per Ton | 1-in-10 | June Monthly System Peak Day | 100% Cycling | 18 | Average Per Ton1-in-10June Monthly System Peak Day100% Cycling18 | 0.27505 | 0.38098 | 83.1435 | 0.031703 | 0.075556 | 0.10593 | 0.1363 | 0.18015 | 10695 | Residential | caiso
Average Per Premise | 1-in-10 | June Monthly System Peak Day | 100% Cycling | 18 | Average Per Premise1-in-10June Monthly System Peak Day100% Cycling18 | 1.2327 | 1.7074 | 83.1435 | 0.14208 | 0.33861 | 0.47473 | 0.61085 | 0.80739 | 10695 | Residential | caiso
Average Per Device | 1-in-10 | June Monthly System Peak Day | 100% Cycling | 18 | Average Per Device1-in-10June Monthly System Peak Day100% Cycling18 | 0.99838 | 1.3829 | 83.1435 | 0.11507 | 0.27425 | 0.3845 | 0.49474 | 0.65392 | 10695 | Residential | caiso
Aggregate | 1-in-10 | June Monthly System Peak Day | 100% Cycling | 18 | Aggregate1-in-10June Monthly System Peak Day100% Cycling18 | 13.1836 | 18.2609 | 83.1435 | 1.5195 | 3.6215 | 5.0773 | 6.5331 | 8.635 | 10695 | Residential | caiso
Average Per Ton | 1-in-10 | June Monthly System Peak Day | 50% Cycling | 18 | Average Per Ton1-in-10June Monthly System Peak Day50% Cycling18 | 0.48138 | 0.583 | 83.8596 | -0.015686 | 0.053617 | 0.10162 | 0.14961 | 0.21892 | 12331 | Residential | caiso
Average Per Premise | 1-in-10 | June Monthly System Peak Day | 50% Cycling | 18 | Average Per Premise1-in-10June Monthly System Peak Day50% Cycling18 | 1.976 | 2.3931 | 83.8596 | -0.064388 | 0.22009 | 0.41711 | 0.61414 | 0.89862 | 12331 | Residential | caiso
Average Per Device | 1-in-10 | June Monthly System Peak Day | 50% Cycling | 18 | Average Per Device1-in-10June Monthly System Peak Day50% Cycling18 | 1.6894 | 2.046 | 83.8596 | -0.055049 | 0.18816 | 0.35661 | 0.52506 | 0.76828 | 12331 | Residential | caiso
Aggregate | 1-in-10 | June Monthly System Peak Day | 50% Cycling | 18 | Aggregate1-in-10June Monthly System Peak Day50% Cycling18 | 24.3659 | 29.5094 | 83.8596 | -0.79397 | 2.7139 | 5.1434 | 7.573 | 11.0808 | 12331 | Residential | caiso
Average Per Ton | 1-in-10 | June Monthly System Peak Day | All | 18 | Average Per Ton1-in-10June Monthly System Peak DayAll18 | 0.38554 | 0.48916 | 83.527 | 0.006326 | 0.063808 | 0.10362 | 0.14343 | 0.20091 | 23026 | Residential | caiso
Average Per Premise | 1-in-10 | June Monthly System Peak Day | All | 18 | Average Per Premise1-in-10June Monthly System Peak DayAll18 | 1.6501 | 2.0935 | 83.527 | 0.027074 | 0.27309 | 0.44347 | 0.61386 | 0.85987 | 23026 | Residential | caiso
Average Per Device | 1-in-10 | June Monthly System Peak Day | All | 18 | Average Per Device1-in-10June Monthly System Peak DayAll18 | 1.3752 | 1.7448 | 83.527 | 0.022565 | 0.2276 | 0.3696 | 0.51161 | 0.71664 | 23026 | Residential | caiso
Aggregate | 1-in-10 | June Monthly System Peak Day | All | 18 | Aggregate1-in-10June Monthly System Peak DayAll18 | 37.9943 | 48.2057 | 83.527 | 0.62342 | 6.2881 | 10.2114 | 14.1347 | 19.7994 | 23026 | Residential | caiso
Average Per Ton | 1-in-10 | May Monthly System Peak Day | 100% Cycling | 18 | Average Per Ton1-in-10May Monthly System Peak Day100% Cycling18 | 0.27582 | 0.38311 | 81.9826 | 0.03329 | 0.077007 | 0.10729 | 0.13756 | 0.18128 | 10695 | Residential | caiso
Average Per Premise | 1-in-10 | May Monthly System Peak Day | 100% Cycling | 18 | Average Per Premise1-in-10May Monthly System Peak Day100% Cycling18 | 1.2361 | 1.7169 | 81.9826 | 0.14919 | 0.34512 | 0.48082 | 0.61652 | 0.81244 | 10695 | Residential | caiso
Average Per Device | 1-in-10 | May Monthly System Peak Day | 100% Cycling | 18 | Average Per Device1-in-10May Monthly System Peak Day100% Cycling18 | 1.0012 | 1.3906 | 81.9826 | 0.12083 | 0.27952 | 0.38942 | 0.49933 | 0.65801 | 10695 | Residential | caiso
Aggregate | 1-in-10 | May Monthly System Peak Day | 100% Cycling | 18 | Aggregate1-in-10May Monthly System Peak Day100% Cycling18 | 13.2203 | 18.3627 | 81.9826 | 1.5956 | 3.6911 | 5.1423 | 6.5936 | 8.6891 | 10695 | Residential | caiso
Average Per Ton | 1-in-10 | May Monthly System Peak Day | 50% Cycling | 18 | Average Per Ton1-in-10May Monthly System Peak Day50% Cycling18 | 0.48458 | 0.58778 | 82.5197 | -0.01371 | 0.055359 | 0.1032 | 0.15103 | 0.2201 | 12331 | Residential | caiso
Average Per Premise | 1-in-10 | May Monthly System Peak Day | 50% Cycling | 18 | Average Per Premise1-in-10May Monthly System Peak Day50% Cycling18 | 1.9891 | 2.4127 | 82.5197 | -0.056277 | 0.22724 | 0.4236 | 0.61997 | 0.90348 | 12331 | Residential | caiso
Average Per Device | 1-in-10 | May Monthly System Peak Day | 50% Cycling | 18 | Average Per Device1-in-10May Monthly System Peak Day50% Cycling18 | 1.7006 | 2.0628 | 82.5197 | -0.048114 | 0.19428 | 0.36216 | 0.53004 | 0.77244 | 12331 | Residential | caiso
Aggregate | 1-in-10 | May Monthly System Peak Day | 50% Cycling | 18 | Aggregate1-in-10May Monthly System Peak Day50% Cycling18 | 24.5276 | 29.7511 | 82.5197 | -0.69395 | 2.8021 | 5.2234 | 7.6448 | 11.1408 | 12331 | Residential | caiso
Average Per Ton | 1-in-10 | May Monthly System Peak Day | All | 18 | Average Per Ton1-in-10May Monthly System Peak DayAll18 | 0.38761 | 0.49271 | 82.2702 | 0.0081214 | 0.065415 | 0.1051 | 0.14478 | 0.20207 | 23026 | Residential | caiso
Average Per Premise | 1-in-10 | May Monthly System Peak Day | All | 18 | Average Per Premise1-in-10May Monthly System Peak DayAll18 | 1.6589 | 2.1087 | 82.2702 | 0.034758 | 0.27997 | 0.44979 | 0.61962 | 0.86483 | 23026 | Residential | caiso
Average Per Device | 1-in-10 | May Monthly System Peak Day | All | 18 | Average Per Device1-in-10May Monthly System Peak DayAll18 | 1.3826 | 1.7575 | 82.2702 | 0.028969 | 0.23333 | 0.37487 | 0.51641 | 0.72078 | 23026 | Residential | caiso
Aggregate | 1-in-10 | May Monthly System Peak Day | All | 18 | Aggregate1-in-10May Monthly System Peak DayAll18 | 38.198 | 48.555 | 82.2702 | 0.80035 | 6.4465 | 10.357 | 14.2675 | 19.9136 | 23026 | Residential | caiso
Average Per Ton | 1-in-10 | October Monthly System Peak Day | 100% Cycling | 18 | Average Per Ton1-in-10October Monthly System Peak Day100% Cycling18 | 0.28519 | 0.40908 | 80.7607 | 0.052364 | 0.094624 | 0.12389 | 0.15316 | 0.19542 | 10695 | Residential | caiso
Average Per Premise | 1-in-10 | October Monthly System Peak Day | 100% Cycling | 18 | Average Per Premise1-in-10October Monthly System Peak Day100% Cycling18 | 1.2781 | 1.8334 | 80.7607 | 0.23468 | 0.42407 | 0.55524 | 0.68641 | 0.8758 | 10695 | Residential | caiso
Average Per Device | 1-in-10 | October Monthly System Peak Day | 100% Cycling | 18 | Average Per Device1-in-10October Monthly System Peak Day100% Cycling18 | 1.0352 | 1.4849 | 80.7607 | 0.19007 | 0.34346 | 0.4497 | 0.55594 | 0.70933 | 10695 | Residential | caiso
Aggregate | 1-in-10 | October Monthly System Peak Day | 100% Cycling | 18 | Aggregate1-in-10October Monthly System Peak Day100% Cycling18 | 13.6696 | 19.6079 | 80.7607 | 2.5099 | 4.5354 | 5.9383 | 7.3412 | 9.3667 | 10695 | Residential | caiso
Average Per Ton | 1-in-10 | October Monthly System Peak Day | 50% Cycling | 18 | Average Per Ton1-in-10October Monthly System Peak Day50% Cycling18 | 0.50605 | 0.61987 | 81.151 | -0.0008246 | 0.066909 | 0.11382 | 0.16073 | 0.22847 | 12331 | Residential | caiso
Average Per Premise | 1-in-10 | October Monthly System Peak Day | 50% Cycling | 18 | Average Per Premise1-in-10October Monthly System Peak Day50% Cycling18 | 2.0772 | 2.5444 | 81.151 | -0.0033849 | 0.27465 | 0.46721 | 0.65978 | 0.93781 | 12331 | Residential | caiso
Average Per Device | 1-in-10 | October Monthly System Peak Day | 50% Cycling | 18 | Average Per Device1-in-10October Monthly System Peak Day50% Cycling18 | 1.7759 | 2.1754 | 81.151 | -0.0028939 | 0.23481 | 0.39945 | 0.56408 | 0.80178 | 12331 | Residential | caiso
Aggregate | 1-in-10 | October Monthly System Peak Day | 50% Cycling | 18 | Aggregate1-in-10October Monthly System Peak Day50% Cycling18 | 25.6144 | 31.3756 | 81.151 | -0.041739 | 3.3867 | 5.7612 | 8.1357 | 11.5641 | 12331 | Residential | caiso
Average Per Ton | 1-in-10 | October Monthly System Peak Day | All | 18 | Average Per Ton1-in-10October Monthly System Peak DayAll18 | 0.40346 | 0.52196 | 80.9697 | 0.023882 | 0.079782 | 0.1185 | 0.15722 | 0.21312 | 23026 | Residential | caiso
Average Per Premise | 1-in-10 | October Monthly System Peak Day | All | 18 | Average Per Premise1-in-10October Monthly System Peak DayAll18 | 1.7267 | 2.2339 | 80.9697 | 0.10221 | 0.34146 | 0.50716 | 0.67286 | 0.9121 | 23026 | Residential | caiso
Average Per Device | 1-in-10 | October Monthly System Peak Day | All | 18 | Average Per Device1-in-10October Monthly System Peak DayAll18 | 1.4391 | 1.8618 | 80.9697 | 0.085185 | 0.28458 | 0.42268 | 0.56078 | 0.76017 | 23026 | Residential | caiso
Aggregate | 1-in-10 | October Monthly System Peak Day | All | 18 | Aggregate1-in-10October Monthly System Peak DayAll18 | 39.7601 | 51.4379 | 80.9697 | 2.3535 | 7.8623 | 11.6778 | 15.4932 | 21.0021 | 23026 | Residential | caiso
Average Per Ton | 1-in-10 | September Monthly System Peak Day | 100% Cycling | 18 | Average Per Ton1-in-10September Monthly System Peak Day100% Cycling18 | 0.33192 | 0.53861 | 92.0543 | 0.13677 | 0.17808 | 0.20669 | 0.2353 | 0.2766 | 10695 | Residential | caiso
Average Per Premise | 1-in-10 | September Monthly System Peak Day | 100% Cycling | 18 | Average Per Premise1-in-10September Monthly System Peak Day100% Cycling18 | 1.4876 | 2.4138 | 92.0543 | 0.61294 | 0.79807 | 0.92629 | 1.0545 | 1.2396 | 10695 | Residential | caiso
Average Per Device | 1-in-10 | September Monthly System Peak Day | 100% Cycling | 18 | Average Per Device1-in-10September Monthly System Peak Day100% Cycling18 | 1.2048 | 1.955 | 92.0543 | 0.49643 | 0.64637 | 0.75022 | 0.85407 | 1.004 | 10695 | Residential | caiso
Aggregate | 1-in-10 | September Monthly System Peak Day | 100% Cycling | 18 | Aggregate1-in-10September Monthly System Peak Day100% Cycling18 | 15.9094 | 25.8161 | 92.0543 | 6.5554 | 8.5354 | 9.9067 | 11.278 | 13.2579 | 10695 | Residential | caiso
Average Per Ton | 1-in-10 | September Monthly System Peak Day | 50% Cycling | 18 | Average Per Ton1-in-10September Monthly System Peak Day50% Cycling18 | 0.63159 | 0.80753 | 92.9495 | 0.059616 | 0.12834 | 0.17594 | 0.22354 | 0.29226 | 12331 | Residential | caiso
Average Per Premise | 1-in-10 | September Monthly System Peak Day | 50% Cycling | 18 | Average Per Premise1-in-10September Monthly System Peak Day50% Cycling18 | 2.5925 | 3.3147 | 92.9495 | 0.24471 | 0.52681 | 0.7222 | 0.91758 | 1.1997 | 12331 | Residential | caiso
Average Per Device | 1-in-10 | September Monthly System Peak Day | 50% Cycling | 18 | Average Per Device1-in-10September Monthly System Peak Day50% Cycling18 | 2.2165 | 2.834 | 92.9495 | 0.20922 | 0.4504 | 0.61744 | 0.78449 | 1.0257 | 12331 | Residential | caiso
Aggregate | 1-in-10 | September Monthly System Peak Day | 50% Cycling | 18 | Aggregate1-in-10September Monthly System Peak Day50% Cycling18 | 31.9687 | 40.8741 | 92.9495 | 3.0175 | 6.4961 | 8.9054 | 11.3147 | 14.7932 | 12331 | Residential | caiso
Average Per Ton | 1-in-10 | September Monthly System Peak Day | All | 18 | Average Per Ton1-in-10September Monthly System Peak DayAll18 | 0.49239 | 0.68261 | 92.5337 | 0.095453 | 0.15144 | 0.19022 | 0.229 | 0.28499 | 23026 | Residential | caiso
Average Per Premise | 1-in-10 | September Monthly System Peak Day | All | 18 | Average Per Premise1-in-10September Monthly System Peak DayAll18 | 2.1074 | 2.9215 | 92.5337 | 0.40852 | 0.64815 | 0.81411 | 0.98008 | 1.2197 | 23026 | Residential | caiso
Average Per Device | 1-in-10 | September Monthly System Peak Day | All | 18 | Average Per Device1-in-10September Monthly System Peak DayAll18 | 1.7563 | 2.4348 | 92.5337 | 0.34047 | 0.54019 | 0.67851 | 0.81683 | 1.0165 | 23026 | Residential | caiso
Aggregate | 1-in-10 | September Monthly System Peak Day | All | 18 | Aggregate1-in-10September Monthly System Peak DayAll18 | 48.5241 | 67.2699 | 92.5337 | 9.4066 | 14.9243 | 18.7458 | 22.5673 | 28.0849 | 23026 | Residential | caiso
Average Per Ton | 1-in-10 | August Monthly System Peak Day | 100% Cycling | 19 | Average Per Ton1-in-10August Monthly System Peak Day100% Cycling19 | 0.47627 | 0.45727 | 82.4781 | 0 | 0 | 0 | 0 | 0 | 10695 | Residential | caiso
Average Per Premise | 1-in-10 | August Monthly System Peak Day | 100% Cycling | 19 | Average Per Premise1-in-10August Monthly System Peak Day100% Cycling19 | 2.1345 | 2.0493 | 82.4781 | 0 | 0 | 0 | 0 | 0 | 10695 | Residential | caiso
Average Per Device | 1-in-10 | August Monthly System Peak Day | 100% Cycling | 19 | Average Per Device1-in-10August Monthly System Peak Day100% Cycling19 | 1.7287 | 1.6598 | 82.4781 | 0 | 0 | 0 | 0 | 0 | 10695 | Residential | caiso
Aggregate | 1-in-10 | August Monthly System Peak Day | 100% Cycling | 19 | Aggregate1-in-10August Monthly System Peak Day100% Cycling19 | 22.8279 | 21.9176 | 82.4781 | 0 | 0 | 0 | 0 | 0 | 10695 | Residential | caiso
Average Per Ton | 1-in-10 | August Monthly System Peak Day | 50% Cycling | 19 | Average Per Ton1-in-10August Monthly System Peak Day50% Cycling19 | 0.70046 | 0.65213 | 83.0176 | 0 | 0 | 0 | 0 | 0 | 12331 | Residential | caiso
Average Per Premise | 1-in-10 | August Monthly System Peak Day | 50% Cycling | 19 | Average Per Premise1-in-10August Monthly System Peak Day50% Cycling19 | 2.8752 | 2.6769 | 83.0176 | 0 | 0 | 0 | 0 | 0 | 12331 | Residential | caiso
Average Per Device | 1-in-10 | August Monthly System Peak Day | 50% Cycling | 19 | Average Per Device1-in-10August Monthly System Peak Day50% Cycling19 | 2.4582 | 2.2886 | 83.0176 | 0 | 0 | 0 | 0 | 0 | 12331 | Residential | caiso
Aggregate | 1-in-10 | August Monthly System Peak Day | 50% Cycling | 19 | Aggregate1-in-10August Monthly System Peak Day50% Cycling19 | 35.4547 | 33.0083 | 83.0176 | 0 | 0 | 0 | 0 | 0 | 12331 | Residential | caiso
Average Per Ton | 1-in-10 | August Monthly System Peak Day | All | 19 | Average Per Ton1-in-10August Monthly System Peak DayAll19 | 0.59632 | 0.56162 | 82.767 | 0 | 0 | 0 | 0 | 0 | 23026 | Residential | caiso
Average Per Premise | 1-in-10 | August Monthly System Peak Day | All | 19 | Average Per Premise1-in-10August Monthly System Peak DayAll19 | 2.5522 | 2.4036 | 82.767 | 0 | 0 | 0 | 0 | 0 | 23026 | Residential | caiso
Average Per Device | 1-in-10 | August Monthly System Peak Day | All | 19 | Average Per Device1-in-10August Monthly System Peak DayAll19 | 2.127 | 2.0033 | 82.767 | 0 | 0 | 0 | 0 | 0 | 23026 | Residential | caiso
Aggregate | 1-in-10 | August Monthly System Peak Day | All | 19 | Aggregate1-in-10August Monthly System Peak DayAll19 | 58.7659 | 55.346 | 82.767 | 0 | 0 | 0 | 0 | 0 | 23026 | Residential | caiso
Average Per Ton | 1-in-10 | August Typical Event Day | 100% Cycling | 19 | Average Per Ton1-in-10August Typical Event Day100% Cycling19 | 0.46667 | 0.44806 | 83.0157 | 0 | 0 | 0 | 0 | 0 | 10695 | Residential | caiso
Average Per Premise | 1-in-10 | August Typical Event Day | 100% Cycling | 19 | Average Per Premise1-in-10August Typical Event Day100% Cycling19 | 2.0914 | 2.008 | 83.0157 | 0 | 0 | 0 | 0 | 0 | 10695 | Residential | caiso
Average Per Device | 1-in-10 | August Typical Event Day | 100% Cycling | 19 | Average Per Device1-in-10August Typical Event Day100% Cycling19 | 1.6939 | 1.6264 | 83.0157 | 0 | 0 | 0 | 0 | 0 | 10695 | Residential | caiso
Aggregate | 1-in-10 | August Typical Event Day | 100% Cycling | 19 | Aggregate1-in-10August Typical Event Day100% Cycling19 | 22.3681 | 21.4761 | 83.0157 | 0 | 0 | 0 | 0 | 0 | 10695 | Residential | caiso
Average Per Ton | 1-in-10 | August Typical Event Day | 50% Cycling | 19 | Average Per Ton1-in-10August Typical Event Day50% Cycling19 | 0.68833 | 0.64084 | 83.5683 | 0 | 0 | 0 | 0 | 0 | 12331 | Residential | caiso
Average Per Premise | 1-in-10 | August Typical Event Day | 50% Cycling | 19 | Average Per Premise1-in-10August Typical Event Day50% Cycling19 | 2.8255 | 2.6305 | 83.5683 | 0 | 0 | 0 | 0 | 0 | 12331 | Residential | caiso
Average Per Device | 1-in-10 | August Typical Event Day | 50% Cycling | 19 | Average Per Device1-in-10August Typical Event Day50% Cycling19 | 2.4156 | 2.249 | 83.5683 | 0 | 0 | 0 | 0 | 0 | 12331 | Residential | caiso
Aggregate | 1-in-10 | August Typical Event Day | 50% Cycling | 19 | Aggregate1-in-10August Typical Event Day50% Cycling19 | 34.8409 | 32.4369 | 83.5683 | 0 | 0 | 0 | 0 | 0 | 12331 | Residential | caiso
Average Per Ton | 1-in-10 | August Typical Event Day | All | 19 | Average Per Ton1-in-10August Typical Event DayAll19 | 0.58537 | 0.55129 | 83.3116 | 0 | 0 | 0 | 0 | 0 | 23026 | Residential | caiso
Average Per Premise | 1-in-10 | August Typical Event Day | All | 19 | Average Per Premise1-in-10August Typical Event DayAll19 | 2.5053 | 2.3594 | 83.3116 | 0 | 0 | 0 | 0 | 0 | 23026 | Residential | caiso
Average Per Device | 1-in-10 | August Typical Event Day | All | 19 | Average Per Device1-in-10August Typical Event DayAll19 | 2.088 | 1.9664 | 83.3116 | 0 | 0 | 0 | 0 | 0 | 23026 | Residential | caiso
Aggregate | 1-in-10 | August Typical Event Day | All | 19 | Aggregate1-in-10August Typical Event DayAll19 | 57.6868 | 54.3286 | 83.3116 | 0 | 0 | 0 | 0 | 0 | 23026 | Residential | caiso
Average Per Ton | 1-in-10 | July Monthly System Peak Day | 100% Cycling | 19 | Average Per Ton1-in-10July Monthly System Peak Day100% Cycling19 | 0.41682 | 0.4002 | 80.1806 | 0 | 0 | 0 | 0 | 0 | 10695 | Residential | caiso
Average Per Premise | 1-in-10 | July Monthly System Peak Day | 100% Cycling | 19 | Average Per Premise1-in-10July Monthly System Peak Day100% Cycling19 | 1.868 | 1.7935 | 80.1806 | 0 | 0 | 0 | 0 | 0 | 10695 | Residential | caiso
Average Per Device | 1-in-10 | July Monthly System Peak Day | 100% Cycling | 19 | Average Per Device1-in-10July Monthly System Peak Day100% Cycling19 | 1.513 | 1.4526 | 80.1806 | 0 | 0 | 0 | 0 | 0 | 10695 | Residential | caiso
Aggregate | 1-in-10 | July Monthly System Peak Day | 100% Cycling | 19 | Aggregate1-in-10July Monthly System Peak Day100% Cycling19 | 19.9785 | 19.1818 | 80.1806 | 0 | 0 | 0 | 0 | 0 | 10695 | Residential | caiso
Average Per Ton | 1-in-10 | July Monthly System Peak Day | 50% Cycling | 19 | Average Per Ton1-in-10July Monthly System Peak Day50% Cycling19 | 0.61941 | 0.57667 | 80.7452 | 0 | 0 | 0 | 0 | 0 | 12331 | Residential | caiso
Average Per Premise | 1-in-10 | July Monthly System Peak Day | 50% Cycling | 19 | Average Per Premise1-in-10July Monthly System Peak Day50% Cycling19 | 2.5426 | 2.3671 | 80.7452 | 0 | 0 | 0 | 0 | 0 | 12331 | Residential | caiso
Average Per Device | 1-in-10 | July Monthly System Peak Day | 50% Cycling | 19 | Average Per Device1-in-10July Monthly System Peak Day50% Cycling19 | 2.1738 | 2.0238 | 80.7452 | 0 | 0 | 0 | 0 | 0 | 12331 | Residential | caiso
Aggregate | 1-in-10 | July Monthly System Peak Day | 50% Cycling | 19 | Aggregate1-in-10July Monthly System Peak Day50% Cycling19 | 31.3522 | 29.1889 | 80.7452 | 0 | 0 | 0 | 0 | 0 | 12331 | Residential | caiso
Average Per Ton | 1-in-10 | July Monthly System Peak Day | All | 19 | Average Per Ton1-in-10July Monthly System Peak DayAll19 | 0.5253 | 0.4947 | 80.4829 | 0 | 0 | 0 | 0 | 0 | 23026 | Residential | caiso
Average Per Premise | 1-in-10 | July Monthly System Peak Day | All | 19 | Average Per Premise1-in-10July Monthly System Peak DayAll19 | 2.2482 | 2.1172 | 80.4829 | 0 | 0 | 0 | 0 | 0 | 23026 | Residential | caiso
Average Per Device | 1-in-10 | July Monthly System Peak Day | All | 19 | Average Per Device1-in-10July Monthly System Peak DayAll19 | 1.8737 | 1.7646 | 80.4829 | 0 | 0 | 0 | 0 | 0 | 23026 | Residential | caiso
Aggregate | 1-in-10 | July Monthly System Peak Day | All | 19 | Aggregate1-in-10July Monthly System Peak DayAll19 | 51.7674 | 48.7512 | 80.4829 | 0 | 0 | 0 | 0 | 0 | 23026 | Residential | caiso
Average Per Ton | 1-in-10 | June Monthly System Peak Day | 100% Cycling | 19 | Average Per Ton1-in-10June Monthly System Peak Day100% Cycling19 | 0.40336 | 0.38727 | 80.8411 | 0 | 0 | 0 | 0 | 0 | 10695 | Residential | caiso
Average Per Premise | 1-in-10 | June Monthly System Peak Day | 100% Cycling | 19 | Average Per Premise1-in-10June Monthly System Peak Day100% Cycling19 | 1.8077 | 1.7356 | 80.8411 | 0 | 0 | 0 | 0 | 0 | 10695 | Residential | caiso
Average Per Device | 1-in-10 | June Monthly System Peak Day | 100% Cycling | 19 | Average Per Device1-in-10June Monthly System Peak Day100% Cycling19 | 1.4641 | 1.4057 | 80.8411 | 0 | 0 | 0 | 0 | 0 | 10695 | Residential | caiso
Aggregate | 1-in-10 | June Monthly System Peak Day | 100% Cycling | 19 | Aggregate1-in-10June Monthly System Peak Day100% Cycling19 | 19.3334 | 18.5624 | 80.8411 | 0 | 0 | 0 | 0 | 0 | 10695 | Residential | caiso
Average Per Ton | 1-in-10 | June Monthly System Peak Day | 50% Cycling | 19 | Average Per Ton1-in-10June Monthly System Peak Day50% Cycling19 | 0.601 | 0.55953 | 81.3209 | 0 | 0 | 0 | 0 | 0 | 12331 | Residential | caiso
Average Per Premise | 1-in-10 | June Monthly System Peak Day | 50% Cycling | 19 | Average Per Premise1-in-10June Monthly System Peak Day50% Cycling19 | 2.467 | 2.2968 | 81.3209 | 0 | 0 | 0 | 0 | 0 | 12331 | Residential | caiso
Average Per Device | 1-in-10 | June Monthly System Peak Day | 50% Cycling | 19 | Average Per Device1-in-10June Monthly System Peak Day50% Cycling19 | 2.1092 | 1.9636 | 81.3209 | 0 | 0 | 0 | 0 | 0 | 12331 | Residential | caiso
Aggregate | 1-in-10 | June Monthly System Peak Day | 50% Cycling | 19 | Aggregate1-in-10June Monthly System Peak Day50% Cycling19 | 30.4206 | 28.3215 | 81.3209 | 0 | 0 | 0 | 0 | 0 | 12331 | Residential | caiso
Average Per Ton | 1-in-10 | June Monthly System Peak Day | All | 19 | Average Per Ton1-in-10June Monthly System Peak DayAll19 | 0.5092 | 0.47952 | 81.0981 | 0 | 0 | 0 | 0 | 0 | 23026 | Residential | caiso
Average Per Premise | 1-in-10 | June Monthly System Peak Day | All | 19 | Average Per Premise1-in-10June Monthly System Peak DayAll19 | 2.1793 | 2.0523 | 81.0981 | 0 | 0 | 0 | 0 | 0 | 23026 | Residential | caiso
Average Per Device | 1-in-10 | June Monthly System Peak Day | All | 19 | Average Per Device1-in-10June Monthly System Peak DayAll19 | 1.8163 | 1.7104 | 81.0981 | 0 | 0 | 0 | 0 | 0 | 23026 | Residential | caiso
Aggregate | 1-in-10 | June Monthly System Peak Day | All | 19 | Aggregate1-in-10June Monthly System Peak DayAll19 | 50.18 | 47.2553 | 81.0981 | 0 | 0 | 0 | 0 | 0 | 23026 | Residential | caiso
Average Per Ton | 1-in-10 | May Monthly System Peak Day | 100% Cycling | 19 | Average Per Ton1-in-10May Monthly System Peak Day100% Cycling19 | 0.40561 | 0.38943 | 81.9913 | 0 | 0 | 0 | 0 | 0 | 10695 | Residential | caiso
Average Per Premise | 1-in-10 | May Monthly System Peak Day | 100% Cycling | 19 | Average Per Premise1-in-10May Monthly System Peak Day100% Cycling19 | 1.8178 | 1.7453 | 81.9913 | 0 | 0 | 0 | 0 | 0 | 10695 | Residential | caiso
Average Per Device | 1-in-10 | May Monthly System Peak Day | 100% Cycling | 19 | Average Per Device1-in-10May Monthly System Peak Day100% Cycling19 | 1.4723 | 1.4135 | 81.9913 | 0 | 0 | 0 | 0 | 0 | 10695 | Residential | caiso
Aggregate | 1-in-10 | May Monthly System Peak Day | 100% Cycling | 19 | Aggregate1-in-10May Monthly System Peak Day100% Cycling19 | 19.4412 | 18.6659 | 81.9913 | 0 | 0 | 0 | 0 | 0 | 10695 | Residential | caiso
Average Per Ton | 1-in-10 | May Monthly System Peak Day | 50% Cycling | 19 | Average Per Ton1-in-10May Monthly System Peak Day50% Cycling19 | 0.60592 | 0.56412 | 82.2599 | 0 | 0 | 0 | 0 | 0 | 12331 | Residential | caiso
Average Per Premise | 1-in-10 | May Monthly System Peak Day | 50% Cycling | 19 | Average Per Premise1-in-10May Monthly System Peak Day50% Cycling19 | 2.4872 | 2.3156 | 82.2599 | 0 | 0 | 0 | 0 | 0 | 12331 | Residential | caiso
Average Per Device | 1-in-10 | May Monthly System Peak Day | 50% Cycling | 19 | Average Per Device1-in-10May Monthly System Peak Day50% Cycling19 | 2.1264 | 1.9797 | 82.2599 | 0 | 0 | 0 | 0 | 0 | 12331 | Residential | caiso
Aggregate | 1-in-10 | May Monthly System Peak Day | 50% Cycling | 19 | Aggregate1-in-10May Monthly System Peak Day50% Cycling19 | 30.6697 | 28.5535 | 82.2599 | 0 | 0 | 0 | 0 | 0 | 12331 | Residential | caiso
Average Per Ton | 1-in-10 | May Monthly System Peak Day | All | 19 | Average Per Ton1-in-10May Monthly System Peak DayAll19 | 0.51288 | 0.48298 | 82.1351 | 0 | 0 | 0 | 0 | 0 | 23026 | Residential | caiso
Average Per Premise | 1-in-10 | May Monthly System Peak Day | All | 19 | Average Per Premise1-in-10May Monthly System Peak DayAll19 | 2.195 | 2.0671 | 82.1351 | 0 | 0 | 0 | 0 | 0 | 23026 | Residential | caiso
Average Per Device | 1-in-10 | May Monthly System Peak Day | All | 19 | Average Per Device1-in-10May Monthly System Peak DayAll19 | 1.8294 | 1.7227 | 82.1351 | 0 | 0 | 0 | 0 | 0 | 23026 | Residential | caiso
Aggregate | 1-in-10 | May Monthly System Peak Day | All | 19 | Aggregate1-in-10May Monthly System Peak DayAll19 | 50.5428 | 47.596 | 82.1351 | 0 | 0 | 0 | 0 | 0 | 23026 | Residential | caiso
Average Per Ton | 1-in-10 | October Monthly System Peak Day | 100% Cycling | 19 | Average Per Ton1-in-10October Monthly System Peak Day100% Cycling19 | 0.43311 | 0.41584 | 77.3521 | 0 | 0 | 0 | 0 | 0 | 10695 | Residential | caiso
Average Per Premise | 1-in-10 | October Monthly System Peak Day | 100% Cycling | 19 | Average Per Premise1-in-10October Monthly System Peak Day100% Cycling19 | 1.941 | 1.8636 | 77.3521 | 0 | 0 | 0 | 0 | 0 | 10695 | Residential | caiso
Average Per Device | 1-in-10 | October Monthly System Peak Day | 100% Cycling | 19 | Average Per Device1-in-10October Monthly System Peak Day100% Cycling19 | 1.5721 | 1.5094 | 77.3521 | 0 | 0 | 0 | 0 | 0 | 10695 | Residential | caiso
Aggregate | 1-in-10 | October Monthly System Peak Day | 100% Cycling | 19 | Aggregate1-in-10October Monthly System Peak Day100% Cycling19 | 20.7595 | 19.9317 | 77.3521 | 0 | 0 | 0 | 0 | 0 | 10695 | Residential | caiso
Average Per Ton | 1-in-10 | October Monthly System Peak Day | 50% Cycling | 19 | Average Per Ton1-in-10October Monthly System Peak Day50% Cycling19 | 0.63901 | 0.59492 | 77.5621 | 0 | 0 | 0 | 0 | 0 | 12331 | Residential | caiso
Average Per Premise | 1-in-10 | October Monthly System Peak Day | 50% Cycling | 19 | Average Per Premise1-in-10October Monthly System Peak Day50% Cycling19 | 2.623 | 2.442 | 77.5621 | 0 | 0 | 0 | 0 | 0 | 12331 | Residential | caiso
Average Per Device | 1-in-10 | October Monthly System Peak Day | 50% Cycling | 19 | Average Per Device1-in-10October Monthly System Peak Day50% Cycling19 | 2.2426 | 2.0878 | 77.5621 | 0 | 0 | 0 | 0 | 0 | 12331 | Residential | caiso
Aggregate | 1-in-10 | October Monthly System Peak Day | 50% Cycling | 19 | Aggregate1-in-10October Monthly System Peak Day50% Cycling19 | 32.3445 | 30.1127 | 77.5621 | 0 | 0 | 0 | 0 | 0 | 12331 | Residential | caiso
Average Per Ton | 1-in-10 | October Monthly System Peak Day | All | 19 | Average Per Ton1-in-10October Monthly System Peak DayAll19 | 0.54337 | 0.51174 | 77.4646 | 0 | 0 | 0 | 0 | 0 | 23026 | Residential | caiso
Average Per Premise | 1-in-10 | October Monthly System Peak Day | All | 19 | Average Per Premise1-in-10October Monthly System Peak DayAll19 | 2.3255 | 2.1902 | 77.4646 | 0 | 0 | 0 | 0 | 0 | 23026 | Residential | caiso
Average Per Device | 1-in-10 | October Monthly System Peak Day | All | 19 | Average Per Device1-in-10October Monthly System Peak DayAll19 | 1.9382 | 1.8253 | 77.4646 | 0 | 0 | 0 | 0 | 0 | 23026 | Residential | caiso
Aggregate | 1-in-10 | October Monthly System Peak Day | All | 19 | Aggregate1-in-10October Monthly System Peak DayAll19 | 53.5478 | 50.4304 | 77.4646 | 0 | 0 | 0 | 0 | 0 | 23026 | Residential | caiso
Average Per Ton | 1-in-10 | September Monthly System Peak Day | 100% Cycling | 19 | Average Per Ton1-in-10September Monthly System Peak Day100% Cycling19 | 0.57024 | 0.5475 | 88.563 | 0 | 0 | 0 | 0 | 0 | 10695 | Residential | caiso
Average Per Premise | 1-in-10 | September Monthly System Peak Day | 100% Cycling | 19 | Average Per Premise1-in-10September Monthly System Peak Day100% Cycling19 | 2.5556 | 2.4537 | 88.563 | 0 | 0 | 0 | 0 | 0 | 10695 | Residential | caiso
Average Per Device | 1-in-10 | September Monthly System Peak Day | 100% Cycling | 19 | Average Per Device1-in-10September Monthly System Peak Day100% Cycling19 | 2.0698 | 1.9873 | 88.563 | 0 | 0 | 0 | 0 | 0 | 10695 | Residential | caiso
Aggregate | 1-in-10 | September Monthly System Peak Day | 100% Cycling | 19 | Aggregate1-in-10September Monthly System Peak Day100% Cycling19 | 27.3323 | 26.2424 | 88.563 | 0 | 0 | 0 | 0 | 0 | 10695 | Residential | caiso
Average Per Ton | 1-in-10 | September Monthly System Peak Day | 50% Cycling | 19 | Average Per Ton1-in-10September Monthly System Peak Day50% Cycling19 | 0.83246 | 0.77502 | 89.1897 | 0 | 0 | 0 | 0 | 0 | 12331 | Residential | caiso
Average Per Premise | 1-in-10 | September Monthly System Peak Day | 50% Cycling | 19 | Average Per Premise1-in-10September Monthly System Peak Day50% Cycling19 | 3.4171 | 3.1813 | 89.1897 | 0 | 0 | 0 | 0 | 0 | 12331 | Residential | caiso
Average Per Device | 1-in-10 | September Monthly System Peak Day | 50% Cycling | 19 | Average Per Device1-in-10September Monthly System Peak Day50% Cycling19 | 2.9215 | 2.7199 | 89.1897 | 0 | 0 | 0 | 0 | 0 | 12331 | Residential | caiso
Aggregate | 1-in-10 | September Monthly System Peak Day | 50% Cycling | 19 | Aggregate1-in-10September Monthly System Peak Day50% Cycling19 | 42.1362 | 39.2289 | 89.1897 | 0 | 0 | 0 | 0 | 0 | 12331 | Residential | caiso
Average Per Ton | 1-in-10 | September Monthly System Peak Day | All | 19 | Average Per Ton1-in-10September Monthly System Peak DayAll19 | 0.71066 | 0.66934 | 88.8986 | 0 | 0 | 0 | 0 | 0 | 23026 | Residential | caiso
Average Per Premise | 1-in-10 | September Monthly System Peak Day | All | 19 | Average Per Premise1-in-10September Monthly System Peak DayAll19 | 3.0415 | 2.8647 | 88.8986 | 0 | 0 | 0 | 0 | 0 | 23026 | Residential | caiso
Average Per Device | 1-in-10 | September Monthly System Peak Day | All | 19 | Average Per Device1-in-10September Monthly System Peak DayAll19 | 2.5349 | 2.3875 | 88.8986 | 0 | 0 | 0 | 0 | 0 | 23026 | Residential | caiso
Aggregate | 1-in-10 | September Monthly System Peak Day | All | 19 | Aggregate1-in-10September Monthly System Peak DayAll19 | 70.0339 | 65.9617 | 88.8986 | 0 | 0 | 0 | 0 | 0 | 23026 | Residential | caiso
Average Per Ton | 1-in-10 | August Monthly System Peak Day | 100% Cycling | 20 | Average Per Ton1-in-10August Monthly System Peak Day100% Cycling20 | 0.49492 | 0.43937 | 79.7064 | 0 | 0 | 0 | 0 | 0 | 10695 | Residential | caiso
Average Per Premise | 1-in-10 | August Monthly System Peak Day | 100% Cycling | 20 | Average Per Premise1-in-10August Monthly System Peak Day100% Cycling20 | 2.2181 | 1.9691 | 79.7064 | 0 | 0 | 0 | 0 | 0 | 10695 | Residential | caiso
Average Per Device | 1-in-10 | August Monthly System Peak Day | 100% Cycling | 20 | Average Per Device1-in-10August Monthly System Peak Day100% Cycling20 | 1.7965 | 1.5948 | 79.7064 | 0 | 0 | 0 | 0 | 0 | 10695 | Residential | caiso
Aggregate | 1-in-10 | August Monthly System Peak Day | 100% Cycling | 20 | Aggregate1-in-10August Monthly System Peak Day100% Cycling20 | 23.7221 | 21.0594 | 79.7064 | 0 | 0 | 0 | 0 | 0 | 10695 | Residential | caiso
Average Per Ton | 1-in-10 | August Monthly System Peak Day | 50% Cycling | 20 | Average Per Ton1-in-10August Monthly System Peak Day50% Cycling20 | 0.66362 | 0.61466 | 80.1254 | 0 | 0 | 0 | 0 | 0 | 12331 | Residential | caiso
Average Per Premise | 1-in-10 | August Monthly System Peak Day | 50% Cycling | 20 | Average Per Premise1-in-10August Monthly System Peak Day50% Cycling20 | 2.724 | 2.5231 | 80.1254 | 0 | 0 | 0 | 0 | 0 | 12331 | Residential | caiso
Average Per Device | 1-in-10 | August Monthly System Peak Day | 50% Cycling | 20 | Average Per Device1-in-10August Monthly System Peak Day50% Cycling20 | 2.3289 | 2.1571 | 80.1254 | 0 | 0 | 0 | 0 | 0 | 12331 | Residential | caiso
Aggregate | 1-in-10 | August Monthly System Peak Day | 50% Cycling | 20 | Aggregate1-in-10August Monthly System Peak Day50% Cycling20 | 33.5901 | 31.1118 | 80.1254 | 0 | 0 | 0 | 0 | 0 | 12331 | Residential | caiso
Average Per Ton | 1-in-10 | August Monthly System Peak Day | All | 20 | Average Per Ton1-in-10August Monthly System Peak DayAll20 | 0.58526 | 0.53324 | 79.9308 | 0 | 0 | 0 | 0 | 0 | 23026 | Residential | caiso
Average Per Premise | 1-in-10 | August Monthly System Peak Day | All | 20 | Average Per Premise1-in-10August Monthly System Peak DayAll20 | 2.5048 | 2.2822 | 79.9308 | 0 | 0 | 0 | 0 | 0 | 23026 | Residential | caiso
Average Per Device | 1-in-10 | August Monthly System Peak Day | All | 20 | Average Per Device1-in-10August Monthly System Peak DayAll20 | 2.0876 | 1.902 | 79.9308 | 0 | 0 | 0 | 0 | 0 | 23026 | Residential | caiso
Aggregate | 1-in-10 | August Monthly System Peak Day | All | 20 | Aggregate1-in-10August Monthly System Peak DayAll20 | 57.6759 | 52.5491 | 79.9308 | 0 | 0 | 0 | 0 | 0 | 23026 | Residential | caiso
Average Per Ton | 1-in-10 | August Typical Event Day | 100% Cycling | 20 | Average Per Ton1-in-10August Typical Event Day100% Cycling20 | 0.48495 | 0.43052 | 79.7227 | 0 | 0 | 0 | 0 | 0 | 10695 | Residential | caiso
Average Per Premise | 1-in-10 | August Typical Event Day | 100% Cycling | 20 | Average Per Premise1-in-10August Typical Event Day100% Cycling20 | 2.1734 | 1.9294 | 79.7227 | 0 | 0 | 0 | 0 | 0 | 10695 | Residential | caiso
Average Per Device | 1-in-10 | August Typical Event Day | 100% Cycling | 20 | Average Per Device1-in-10August Typical Event Day100% Cycling20 | 1.7603 | 1.5627 | 79.7227 | 0 | 0 | 0 | 0 | 0 | 10695 | Residential | caiso
Aggregate | 1-in-10 | August Typical Event Day | 100% Cycling | 20 | Aggregate1-in-10August Typical Event Day100% Cycling20 | 23.2443 | 20.6351 | 79.7227 | 0 | 0 | 0 | 0 | 0 | 10695 | Residential | caiso
Average Per Ton | 1-in-10 | August Typical Event Day | 50% Cycling | 20 | Average Per Ton1-in-10August Typical Event Day50% Cycling20 | 0.65213 | 0.60402 | 80.0341 | 0 | 0 | 0 | 0 | 0 | 12331 | Residential | caiso
Average Per Premise | 1-in-10 | August Typical Event Day | 50% Cycling | 20 | Average Per Premise1-in-10August Typical Event Day50% Cycling20 | 2.6769 | 2.4794 | 80.0341 | 0 | 0 | 0 | 0 | 0 | 12331 | Residential | caiso
Average Per Device | 1-in-10 | August Typical Event Day | 50% Cycling | 20 | Average Per Device1-in-10August Typical Event Day50% Cycling20 | 2.2886 | 2.1198 | 80.0341 | 0 | 0 | 0 | 0 | 0 | 12331 | Residential | caiso
Aggregate | 1-in-10 | August Typical Event Day | 50% Cycling | 20 | Aggregate1-in-10August Typical Event Day50% Cycling20 | 33.0086 | 30.5733 | 80.0341 | 0 | 0 | 0 | 0 | 0 | 12331 | Residential | caiso
Average Per Ton | 1-in-10 | August Typical Event Day | All | 20 | Average Per Ton1-in-10August Typical Event DayAll20 | 0.57448 | 0.52343 | 79.8894 | 0 | 0 | 0 | 0 | 0 | 23026 | Residential | caiso
Average Per Premise | 1-in-10 | August Typical Event Day | All | 20 | Average Per Premise1-in-10August Typical Event DayAll20 | 2.4587 | 2.2402 | 79.8894 | 0 | 0 | 0 | 0 | 0 | 23026 | Residential | caiso
Average Per Device | 1-in-10 | August Typical Event Day | All | 20 | Average Per Device1-in-10August Typical Event DayAll20 | 2.0491 | 1.867 | 79.8894 | 0 | 0 | 0 | 0 | 0 | 23026 | Residential | caiso
Aggregate | 1-in-10 | August Typical Event Day | All | 20 | Aggregate1-in-10August Typical Event DayAll20 | 56.6133 | 51.5824 | 79.8894 | 0 | 0 | 0 | 0 | 0 | 23026 | Residential | caiso
Average Per Ton | 1-in-10 | July Monthly System Peak Day | 100% Cycling | 20 | Average Per Ton1-in-10July Monthly System Peak Day100% Cycling20 | 0.43314 | 0.38453 | 76.5443 | 0 | 0 | 0 | 0 | 0 | 10695 | Residential | caiso
Average Per Premise | 1-in-10 | July Monthly System Peak Day | 100% Cycling | 20 | Average Per Premise1-in-10July Monthly System Peak Day100% Cycling20 | 1.9412 | 1.7233 | 76.5443 | 0 | 0 | 0 | 0 | 0 | 10695 | Residential | caiso
Average Per Device | 1-in-10 | July Monthly System Peak Day | 100% Cycling | 20 | Average Per Device1-in-10July Monthly System Peak Day100% Cycling20 | 1.5722 | 1.3957 | 76.5443 | 0 | 0 | 0 | 0 | 0 | 10695 | Residential | caiso
Aggregate | 1-in-10 | July Monthly System Peak Day | 100% Cycling | 20 | Aggregate1-in-10July Monthly System Peak Day100% Cycling20 | 20.7611 | 18.4307 | 76.5443 | 0 | 0 | 0 | 0 | 0 | 10695 | Residential | caiso
Average Per Ton | 1-in-10 | July Monthly System Peak Day | 50% Cycling | 20 | Average Per Ton1-in-10July Monthly System Peak Day50% Cycling20 | 0.58683 | 0.54354 | 76.6529 | 0 | 0 | 0 | 0 | 0 | 12331 | Residential | caiso
Average Per Premise | 1-in-10 | July Monthly System Peak Day | 50% Cycling | 20 | Average Per Premise1-in-10July Monthly System Peak Day50% Cycling20 | 2.4088 | 2.2311 | 76.6529 | 0 | 0 | 0 | 0 | 0 | 12331 | Residential | caiso
Average Per Device | 1-in-10 | July Monthly System Peak Day | 50% Cycling | 20 | Average Per Device1-in-10July Monthly System Peak Day50% Cycling20 | 2.0594 | 1.9075 | 76.6529 | 0 | 0 | 0 | 0 | 0 | 12331 | Residential | caiso
Aggregate | 1-in-10 | July Monthly System Peak Day | 50% Cycling | 20 | Aggregate1-in-10July Monthly System Peak Day50% Cycling20 | 29.7034 | 27.5119 | 76.6529 | 0 | 0 | 0 | 0 | 0 | 12331 | Residential | caiso
Average Per Ton | 1-in-10 | July Monthly System Peak Day | All | 20 | Average Per Ton1-in-10July Monthly System Peak DayAll20 | 0.51544 | 0.46968 | 76.6024 | 0 | 0 | 0 | 0 | 0 | 23026 | Residential | caiso
Average Per Premise | 1-in-10 | July Monthly System Peak Day | All | 20 | Average Per Premise1-in-10July Monthly System Peak DayAll20 | 2.206 | 2.0101 | 76.6024 | 0 | 0 | 0 | 0 | 0 | 23026 | Residential | caiso
Average Per Device | 1-in-10 | July Monthly System Peak Day | All | 20 | Average Per Device1-in-10July Monthly System Peak DayAll20 | 1.8386 | 1.6753 | 76.6024 | 0 | 0 | 0 | 0 | 0 | 23026 | Residential | caiso
Aggregate | 1-in-10 | July Monthly System Peak Day | All | 20 | Aggregate1-in-10July Monthly System Peak DayAll20 | 50.7958 | 46.2854 | 76.6024 | 0 | 0 | 0 | 0 | 0 | 23026 | Residential | caiso
Average Per Ton | 1-in-10 | June Monthly System Peak Day | 100% Cycling | 20 | Average Per Ton1-in-10June Monthly System Peak Day100% Cycling20 | 0.41916 | 0.37211 | 78.3184 | 0 | 0 | 0 | 0 | 0 | 10695 | Residential | caiso
Average Per Premise | 1-in-10 | June Monthly System Peak Day | 100% Cycling | 20 | Average Per Premise1-in-10June Monthly System Peak Day100% Cycling20 | 1.8785 | 1.6677 | 78.3184 | 0 | 0 | 0 | 0 | 0 | 10695 | Residential | caiso
Average Per Device | 1-in-10 | June Monthly System Peak Day | 100% Cycling | 20 | Average Per Device1-in-10June Monthly System Peak Day100% Cycling20 | 1.5214 | 1.3507 | 78.3184 | 0 | 0 | 0 | 0 | 0 | 10695 | Residential | caiso
Aggregate | 1-in-10 | June Monthly System Peak Day | 100% Cycling | 20 | Aggregate1-in-10June Monthly System Peak Day100% Cycling20 | 20.0907 | 17.8356 | 78.3184 | 0 | 0 | 0 | 0 | 0 | 10695 | Residential | caiso
Average Per Ton | 1-in-10 | June Monthly System Peak Day | 50% Cycling | 20 | Average Per Ton1-in-10June Monthly System Peak Day50% Cycling20 | 0.5694 | 0.52739 | 78.6782 | 0 | 0 | 0 | 0 | 0 | 12331 | Residential | caiso
Average Per Premise | 1-in-10 | June Monthly System Peak Day | 50% Cycling | 20 | Average Per Premise1-in-10June Monthly System Peak Day50% Cycling20 | 2.3373 | 2.1648 | 78.6782 | 0 | 0 | 0 | 0 | 0 | 12331 | Residential | caiso
Average Per Device | 1-in-10 | June Monthly System Peak Day | 50% Cycling | 20 | Average Per Device1-in-10June Monthly System Peak Day50% Cycling20 | 1.9982 | 1.8508 | 78.6782 | 0 | 0 | 0 | 0 | 0 | 12331 | Residential | caiso
Aggregate | 1-in-10 | June Monthly System Peak Day | 50% Cycling | 20 | Aggregate1-in-10June Monthly System Peak Day50% Cycling20 | 28.8207 | 26.6944 | 78.6782 | 0 | 0 | 0 | 0 | 0 | 12331 | Residential | caiso
Average Per Ton | 1-in-10 | June Monthly System Peak Day | All | 20 | Average Per Ton1-in-10June Monthly System Peak DayAll20 | 0.49961 | 0.45526 | 78.5111 | 0 | 0 | 0 | 0 | 0 | 23026 | Residential | caiso
Average Per Premise | 1-in-10 | June Monthly System Peak Day | All | 20 | Average Per Premise1-in-10June Monthly System Peak DayAll20 | 2.1383 | 1.9484 | 78.5111 | 0 | 0 | 0 | 0 | 0 | 23026 | Residential | caiso
Average Per Device | 1-in-10 | June Monthly System Peak Day | All | 20 | Average Per Device1-in-10June Monthly System Peak DayAll20 | 1.7821 | 1.6239 | 78.5111 | 0 | 0 | 0 | 0 | 0 | 23026 | Residential | caiso
Aggregate | 1-in-10 | June Monthly System Peak Day | All | 20 | Aggregate1-in-10June Monthly System Peak DayAll20 | 49.2353 | 44.8647 | 78.5111 | 0 | 0 | 0 | 0 | 0 | 23026 | Residential | caiso
Average Per Ton | 1-in-10 | May Monthly System Peak Day | 100% Cycling | 20 | Average Per Ton1-in-10May Monthly System Peak Day100% Cycling20 | 0.4215 | 0.37418 | 78.7413 | 0 | 0 | 0 | 0 | 0 | 10695 | Residential | caiso
Average Per Premise | 1-in-10 | May Monthly System Peak Day | 100% Cycling | 20 | Average Per Premise1-in-10May Monthly System Peak Day100% Cycling20 | 1.889 | 1.677 | 78.7413 | 0 | 0 | 0 | 0 | 0 | 10695 | Residential | caiso
Average Per Device | 1-in-10 | May Monthly System Peak Day | 100% Cycling | 20 | Average Per Device1-in-10May Monthly System Peak Day100% Cycling20 | 1.5299 | 1.3582 | 78.7413 | 0 | 0 | 0 | 0 | 0 | 10695 | Residential | caiso
Aggregate | 1-in-10 | May Monthly System Peak Day | 100% Cycling | 20 | Aggregate1-in-10May Monthly System Peak Day100% Cycling20 | 20.2027 | 17.935 | 78.7413 | 0 | 0 | 0 | 0 | 0 | 10695 | Residential | caiso
Average Per Ton | 1-in-10 | May Monthly System Peak Day | 50% Cycling | 20 | Average Per Ton1-in-10May Monthly System Peak Day50% Cycling20 | 0.57406 | 0.53171 | 79.0099 | 0 | 0 | 0 | 0 | 0 | 12331 | Residential | caiso
Average Per Premise | 1-in-10 | May Monthly System Peak Day | 50% Cycling | 20 | Average Per Premise1-in-10May Monthly System Peak Day50% Cycling20 | 2.3564 | 2.1825 | 79.0099 | 0 | 0 | 0 | 0 | 0 | 12331 | Residential | caiso
Average Per Device | 1-in-10 | May Monthly System Peak Day | 50% Cycling | 20 | Average Per Device1-in-10May Monthly System Peak Day50% Cycling20 | 2.0146 | 1.866 | 79.0099 | 0 | 0 | 0 | 0 | 0 | 12331 | Residential | caiso
Aggregate | 1-in-10 | May Monthly System Peak Day | 50% Cycling | 20 | Aggregate1-in-10May Monthly System Peak Day50% Cycling20 | 29.0568 | 26.913 | 79.0099 | 0 | 0 | 0 | 0 | 0 | 12331 | Residential | caiso
Average Per Ton | 1-in-10 | May Monthly System Peak Day | All | 20 | Average Per Ton1-in-10May Monthly System Peak DayAll20 | 0.50319 | 0.45854 | 78.8851 | 0 | 0 | 0 | 0 | 0 | 23026 | Residential | caiso
Average Per Premise | 1-in-10 | May Monthly System Peak Day | All | 20 | Average Per Premise1-in-10May Monthly System Peak DayAll20 | 2.1536 | 1.9625 | 78.8851 | 0 | 0 | 0 | 0 | 0 | 23026 | Residential | caiso
Average Per Device | 1-in-10 | May Monthly System Peak Day | All | 20 | Average Per Device1-in-10May Monthly System Peak DayAll20 | 1.7949 | 1.6356 | 78.8851 | 0 | 0 | 0 | 0 | 0 | 23026 | Residential | caiso
Aggregate | 1-in-10 | May Monthly System Peak Day | All | 20 | Aggregate1-in-10May Monthly System Peak DayAll20 | 49.5884 | 45.1876 | 78.8851 | 0 | 0 | 0 | 0 | 0 | 23026 | Residential | caiso
Average Per Ton | 1-in-10 | October Monthly System Peak Day | 100% Cycling | 20 | Average Per Ton1-in-10October Monthly System Peak Day100% Cycling20 | 0.45008 | 0.39956 | 74.088 | 0 | 0 | 0 | 0 | 0 | 10695 | Residential | caiso
Average Per Premise | 1-in-10 | October Monthly System Peak Day | 100% Cycling | 20 | Average Per Premise1-in-10October Monthly System Peak Day100% Cycling20 | 2.0171 | 1.7907 | 74.088 | 0 | 0 | 0 | 0 | 0 | 10695 | Residential | caiso
Average Per Device | 1-in-10 | October Monthly System Peak Day | 100% Cycling | 20 | Average Per Device1-in-10October Monthly System Peak Day100% Cycling20 | 1.6337 | 1.4503 | 74.088 | 0 | 0 | 0 | 0 | 0 | 10695 | Residential | caiso
Aggregate | 1-in-10 | October Monthly System Peak Day | 100% Cycling | 20 | Aggregate1-in-10October Monthly System Peak Day100% Cycling20 | 21.5727 | 19.1512 | 74.088 | 0 | 0 | 0 | 0 | 0 | 10695 | Residential | caiso
Average Per Ton | 1-in-10 | October Monthly System Peak Day | 50% Cycling | 20 | Average Per Ton1-in-10October Monthly System Peak Day50% Cycling20 | 0.60541 | 0.56074 | 73.9096 | 0 | 0 | 0 | 0 | 0 | 12331 | Residential | caiso
Average Per Premise | 1-in-10 | October Monthly System Peak Day | 50% Cycling | 20 | Average Per Premise1-in-10October Monthly System Peak Day50% Cycling20 | 2.4851 | 2.3017 | 73.9096 | 0 | 0 | 0 | 0 | 0 | 12331 | Residential | caiso
Average Per Device | 1-in-10 | October Monthly System Peak Day | 50% Cycling | 20 | Average Per Device1-in-10October Monthly System Peak Day50% Cycling20 | 2.1246 | 1.9679 | 73.9096 | 0 | 0 | 0 | 0 | 0 | 12331 | Residential | caiso
Aggregate | 1-in-10 | October Monthly System Peak Day | 50% Cycling | 20 | Aggregate1-in-10October Monthly System Peak Day50% Cycling20 | 30.6435 | 28.3826 | 73.9096 | 0 | 0 | 0 | 0 | 0 | 12331 | Residential | caiso
Average Per Ton | 1-in-10 | October Monthly System Peak Day | All | 20 | Average Per Ton1-in-10October Monthly System Peak DayAll20 | 0.53326 | 0.48587 | 73.9924 | 0 | 0 | 0 | 0 | 0 | 23026 | Residential | caiso
Average Per Premise | 1-in-10 | October Monthly System Peak Day | All | 20 | Average Per Premise1-in-10October Monthly System Peak DayAll20 | 2.2822 | 2.0794 | 73.9924 | 0 | 0 | 0 | 0 | 0 | 23026 | Residential | caiso
Average Per Device | 1-in-10 | October Monthly System Peak Day | All | 20 | Average Per Device1-in-10October Monthly System Peak DayAll20 | 1.9021 | 1.7331 | 73.9924 | 0 | 0 | 0 | 0 | 0 | 23026 | Residential | caiso
Aggregate | 1-in-10 | October Monthly System Peak Day | All | 20 | Aggregate1-in-10October Monthly System Peak DayAll20 | 52.551 | 47.8813 | 73.9924 | 0 | 0 | 0 | 0 | 0 | 23026 | Residential | caiso
Average Per Ton | 1-in-10 | September Monthly System Peak Day | 100% Cycling | 20 | Average Per Ton1-in-10September Monthly System Peak Day100% Cycling20 | 0.59258 | 0.52606 | 84.3217 | 0 | 0 | 0 | 0 | 0 | 10695 | Residential | caiso
Average Per Premise | 1-in-10 | September Monthly System Peak Day | 100% Cycling | 20 | Average Per Premise1-in-10September Monthly System Peak Day100% Cycling20 | 2.6557 | 2.3576 | 84.3217 | 0 | 0 | 0 | 0 | 0 | 10695 | Residential | caiso
Average Per Device | 1-in-10 | September Monthly System Peak Day | 100% Cycling | 20 | Average Per Device1-in-10September Monthly System Peak Day100% Cycling20 | 2.1509 | 1.9095 | 84.3217 | 0 | 0 | 0 | 0 | 0 | 10695 | Residential | caiso
Aggregate | 1-in-10 | September Monthly System Peak Day | 100% Cycling | 20 | Aggregate1-in-10September Monthly System Peak Day100% Cycling20 | 28.403 | 25.2148 | 84.3217 | 0 | 0 | 0 | 0 | 0 | 10695 | Residential | caiso
Average Per Ton | 1-in-10 | September Monthly System Peak Day | 50% Cycling | 20 | Average Per Ton1-in-10September Monthly System Peak Day50% Cycling20 | 0.78868 | 0.73049 | 84.6798 | 0 | 0 | 0 | 0 | 0 | 12331 | Residential | caiso
Average Per Premise | 1-in-10 | September Monthly System Peak Day | 50% Cycling | 20 | Average Per Premise1-in-10September Monthly System Peak Day50% Cycling20 | 3.2374 | 2.9985 | 84.6798 | 0 | 0 | 0 | 0 | 0 | 12331 | Residential | caiso
Average Per Device | 1-in-10 | September Monthly System Peak Day | 50% Cycling | 20 | Average Per Device1-in-10September Monthly System Peak Day50% Cycling20 | 2.7678 | 2.5636 | 84.6798 | 0 | 0 | 0 | 0 | 0 | 12331 | Residential | caiso
Aggregate | 1-in-10 | September Monthly System Peak Day | 50% Cycling | 20 | Aggregate1-in-10September Monthly System Peak Day50% Cycling20 | 39.9203 | 36.975 | 84.6798 | 0 | 0 | 0 | 0 | 0 | 12331 | Residential | caiso
Average Per Ton | 1-in-10 | September Monthly System Peak Day | All | 20 | Average Per Ton1-in-10September Monthly System Peak DayAll20 | 0.69759 | 0.63554 | 84.5135 | 0 | 0 | 0 | 0 | 0 | 23026 | Residential | caiso
Average Per Premise | 1-in-10 | September Monthly System Peak Day | All | 20 | Average Per Premise1-in-10September Monthly System Peak DayAll20 | 2.9856 | 2.72 | 84.5135 | 0 | 0 | 0 | 0 | 0 | 23026 | Residential | caiso
Average Per Device | 1-in-10 | September Monthly System Peak Day | All | 20 | Average Per Device1-in-10September Monthly System Peak DayAll20 | 2.4883 | 2.2669 | 84.5135 | 0 | 0 | 0 | 0 | 0 | 23026 | Residential | caiso
Aggregate | 1-in-10 | September Monthly System Peak Day | All | 20 | Aggregate1-in-10September Monthly System Peak DayAll20 | 68.746 | 62.6305 | 84.5135 | 0 | 0 | 0 | 0 | 0 | 23026 | Residential | caiso
Average Per Ton | 1-in-10 | August Monthly System Peak Day | 100% Cycling | 21 | Average Per Ton1-in-10August Monthly System Peak Day100% Cycling21 | 0.47443 | 0.43151 | 76.2208 | 0 | 0 | 0 | 0 | 0 | 10695 | Residential | caiso
Average Per Premise | 1-in-10 | August Monthly System Peak Day | 100% Cycling | 21 | Average Per Premise1-in-10August Monthly System Peak Day100% Cycling21 | 2.1262 | 1.9339 | 76.2208 | 0 | 0 | 0 | 0 | 0 | 10695 | Residential | caiso
Average Per Device | 1-in-10 | August Monthly System Peak Day | 100% Cycling | 21 | Average Per Device1-in-10August Monthly System Peak Day100% Cycling21 | 1.7221 | 1.5663 | 76.2208 | 0 | 0 | 0 | 0 | 0 | 10695 | Residential | caiso
Aggregate | 1-in-10 | August Monthly System Peak Day | 100% Cycling | 21 | Aggregate1-in-10August Monthly System Peak Day100% Cycling21 | 22.74 | 20.6828 | 76.2208 | 0 | 0 | 0 | 0 | 0 | 10695 | Residential | caiso
Average Per Ton | 1-in-10 | August Monthly System Peak Day | 50% Cycling | 21 | Average Per Ton1-in-10August Monthly System Peak Day50% Cycling21 | 0.60987 | 0.57883 | 76.3682 | 0 | 0 | 0 | 0 | 0 | 12331 | Residential | caiso
Average Per Premise | 1-in-10 | August Monthly System Peak Day | 50% Cycling | 21 | Average Per Premise1-in-10August Monthly System Peak Day50% Cycling21 | 2.5034 | 2.376 | 76.3682 | 0 | 0 | 0 | 0 | 0 | 12331 | Residential | caiso
Average Per Device | 1-in-10 | August Monthly System Peak Day | 50% Cycling | 21 | Average Per Device1-in-10August Monthly System Peak Day50% Cycling21 | 2.1403 | 2.0313 | 76.3682 | 0 | 0 | 0 | 0 | 0 | 12331 | Residential | caiso
Aggregate | 1-in-10 | August Monthly System Peak Day | 50% Cycling | 21 | Aggregate1-in-10August Monthly System Peak Day50% Cycling21 | 30.8696 | 29.298 | 76.3682 | 0 | 0 | 0 | 0 | 0 | 12331 | Residential | caiso
Average Per Ton | 1-in-10 | August Monthly System Peak Day | All | 21 | Average Per Ton1-in-10August Monthly System Peak DayAll21 | 0.54696 | 0.5104 | 76.2997 | 0 | 0 | 0 | 0 | 0 | 23026 | Residential | caiso
Average Per Premise | 1-in-10 | August Monthly System Peak Day | All | 21 | Average Per Premise1-in-10August Monthly System Peak DayAll21 | 2.3409 | 2.1844 | 76.2997 | 0 | 0 | 0 | 0 | 0 | 23026 | Residential | caiso
Average Per Device | 1-in-10 | August Monthly System Peak Day | All | 21 | Average Per Device1-in-10August Monthly System Peak DayAll21 | 1.951 | 1.8206 | 76.2997 | 0 | 0 | 0 | 0 | 0 | 23026 | Residential | caiso
Aggregate | 1-in-10 | August Monthly System Peak Day | All | 21 | Aggregate1-in-10August Monthly System Peak DayAll21 | 53.9016 | 50.2984 | 76.2997 | 0 | 0 | 0 | 0 | 0 | 23026 | Residential | caiso
Average Per Ton | 1-in-10 | August Typical Event Day | 100% Cycling | 21 | Average Per Ton1-in-10August Typical Event Day100% Cycling21 | 0.46487 | 0.42282 | 76.4031 | 0 | 0 | 0 | 0 | 0 | 10695 | Residential | caiso
Average Per Premise | 1-in-10 | August Typical Event Day | 100% Cycling | 21 | Average Per Premise1-in-10August Typical Event Day100% Cycling21 | 2.0834 | 1.8949 | 76.4031 | 0 | 0 | 0 | 0 | 0 | 10695 | Residential | caiso
Average Per Device | 1-in-10 | August Typical Event Day | 100% Cycling | 21 | Average Per Device1-in-10August Typical Event Day100% Cycling21 | 1.6874 | 1.5347 | 76.4031 | 0 | 0 | 0 | 0 | 0 | 10695 | Residential | caiso
Aggregate | 1-in-10 | August Typical Event Day | 100% Cycling | 21 | Aggregate1-in-10August Typical Event Day100% Cycling21 | 22.2818 | 20.2661 | 76.4031 | 0 | 0 | 0 | 0 | 0 | 10695 | Residential | caiso
Average Per Ton | 1-in-10 | August Typical Event Day | 50% Cycling | 21 | Average Per Ton1-in-10August Typical Event Day50% Cycling21 | 0.59932 | 0.56881 | 76.4873 | 0 | 0 | 0 | 0 | 0 | 12331 | Residential | caiso
Average Per Premise | 1-in-10 | August Typical Event Day | 50% Cycling | 21 | Average Per Premise1-in-10August Typical Event Day50% Cycling21 | 2.4601 | 2.3348 | 76.4873 | 0 | 0 | 0 | 0 | 0 | 12331 | Residential | caiso
Average Per Device | 1-in-10 | August Typical Event Day | 50% Cycling | 21 | Average Per Device1-in-10August Typical Event Day50% Cycling21 | 2.1033 | 1.9962 | 76.4873 | 0 | 0 | 0 | 0 | 0 | 12331 | Residential | caiso
Aggregate | 1-in-10 | August Typical Event Day | 50% Cycling | 21 | Aggregate1-in-10August Typical Event Day50% Cycling21 | 30.3352 | 28.7909 | 76.4873 | 0 | 0 | 0 | 0 | 0 | 12331 | Residential | caiso
Average Per Ton | 1-in-10 | August Typical Event Day | All | 21 | Average Per Ton1-in-10August Typical Event DayAll21 | 0.53687 | 0.50099 | 76.4482 | 0 | 0 | 0 | 0 | 0 | 23026 | Residential | caiso
Average Per Premise | 1-in-10 | August Typical Event Day | All | 21 | Average Per Premise1-in-10August Typical Event DayAll21 | 2.2977 | 2.1442 | 76.4482 | 0 | 0 | 0 | 0 | 0 | 23026 | Residential | caiso
Average Per Device | 1-in-10 | August Typical Event Day | All | 21 | Average Per Device1-in-10August Typical Event DayAll21 | 1.915 | 1.787 | 76.4482 | 0 | 0 | 0 | 0 | 0 | 23026 | Residential | caiso
Aggregate | 1-in-10 | August Typical Event Day | All | 21 | Aggregate1-in-10August Typical Event DayAll21 | 52.9069 | 49.3717 | 76.4482 | 0 | 0 | 0 | 0 | 0 | 23026 | Residential | caiso
Average Per Ton | 1-in-10 | July Monthly System Peak Day | 100% Cycling | 21 | Average Per Ton1-in-10July Monthly System Peak Day100% Cycling21 | 0.41521 | 0.37765 | 74.1709 | 0 | 0 | 0 | 0 | 0 | 10695 | Residential | caiso
Average Per Premise | 1-in-10 | July Monthly System Peak Day | 100% Cycling | 21 | Average Per Premise1-in-10July Monthly System Peak Day100% Cycling21 | 1.8608 | 1.6925 | 74.1709 | 0 | 0 | 0 | 0 | 0 | 10695 | Residential | caiso
Average Per Device | 1-in-10 | July Monthly System Peak Day | 100% Cycling | 21 | Average Per Device1-in-10July Monthly System Peak Day100% Cycling21 | 1.5071 | 1.3708 | 74.1709 | 0 | 0 | 0 | 0 | 0 | 10695 | Residential | caiso
Aggregate | 1-in-10 | July Monthly System Peak Day | 100% Cycling | 21 | Aggregate1-in-10July Monthly System Peak Day100% Cycling21 | 19.9015 | 18.1012 | 74.1709 | 0 | 0 | 0 | 0 | 0 | 10695 | Residential | caiso
Average Per Ton | 1-in-10 | July Monthly System Peak Day | 50% Cycling | 21 | Average Per Ton1-in-10July Monthly System Peak Day50% Cycling21 | 0.5393 | 0.51185 | 74.2126 | 0 | 0 | 0 | 0 | 0 | 12331 | Residential | caiso
Average Per Premise | 1-in-10 | July Monthly System Peak Day | 50% Cycling | 21 | Average Per Premise1-in-10July Monthly System Peak Day50% Cycling21 | 2.2137 | 2.101 | 74.2126 | 0 | 0 | 0 | 0 | 0 | 12331 | Residential | caiso
Average Per Device | 1-in-10 | July Monthly System Peak Day | 50% Cycling | 21 | Average Per Device1-in-10July Monthly System Peak Day50% Cycling21 | 1.8926 | 1.7963 | 74.2126 | 0 | 0 | 0 | 0 | 0 | 12331 | Residential | caiso
Aggregate | 1-in-10 | July Monthly System Peak Day | 50% Cycling | 21 | Aggregate1-in-10July Monthly System Peak Day50% Cycling21 | 27.2977 | 25.908 | 74.2126 | 0 | 0 | 0 | 0 | 0 | 12331 | Residential | caiso
Average Per Ton | 1-in-10 | July Monthly System Peak Day | All | 21 | Average Per Ton1-in-10July Monthly System Peak DayAll21 | 0.48166 | 0.44951 | 74.1932 | 0 | 0 | 0 | 0 | 0 | 23026 | Residential | caiso
Average Per Premise | 1-in-10 | July Monthly System Peak Day | All | 21 | Average Per Premise1-in-10July Monthly System Peak DayAll21 | 2.0614 | 1.9238 | 74.1932 | 0 | 0 | 0 | 0 | 0 | 23026 | Residential | caiso
Average Per Device | 1-in-10 | July Monthly System Peak Day | All | 21 | Average Per Device1-in-10July Monthly System Peak DayAll21 | 1.7181 | 1.6034 | 74.1932 | 0 | 0 | 0 | 0 | 0 | 23026 | Residential | caiso
Aggregate | 1-in-10 | July Monthly System Peak Day | All | 21 | Aggregate1-in-10July Monthly System Peak DayAll21 | 47.4667 | 44.2984 | 74.1932 | 0 | 0 | 0 | 0 | 0 | 23026 | Residential | caiso
Average Per Ton | 1-in-10 | June Monthly System Peak Day | 100% Cycling | 21 | Average Per Ton1-in-10June Monthly System Peak Day100% Cycling21 | 0.4018 | 0.36545 | 74.6404 | 0 | 0 | 0 | 0 | 0 | 10695 | Residential | caiso
Average Per Premise | 1-in-10 | June Monthly System Peak Day | 100% Cycling | 21 | Average Per Premise1-in-10June Monthly System Peak Day100% Cycling21 | 1.8007 | 1.6378 | 74.6404 | 0 | 0 | 0 | 0 | 0 | 10695 | Residential | caiso
Average Per Device | 1-in-10 | June Monthly System Peak Day | 100% Cycling | 21 | Average Per Device1-in-10June Monthly System Peak Day100% Cycling21 | 1.4585 | 1.3265 | 74.6404 | 0 | 0 | 0 | 0 | 0 | 10695 | Residential | caiso
Aggregate | 1-in-10 | June Monthly System Peak Day | 100% Cycling | 21 | Aggregate1-in-10June Monthly System Peak Day100% Cycling21 | 19.2589 | 17.5167 | 74.6404 | 0 | 0 | 0 | 0 | 0 | 10695 | Residential | caiso
Average Per Ton | 1-in-10 | June Monthly System Peak Day | 50% Cycling | 21 | Average Per Ton1-in-10June Monthly System Peak Day50% Cycling21 | 0.52328 | 0.49664 | 74.6982 | 0 | 0 | 0 | 0 | 0 | 12331 | Residential | caiso
Average Per Premise | 1-in-10 | June Monthly System Peak Day | 50% Cycling | 21 | Average Per Premise1-in-10June Monthly System Peak Day50% Cycling21 | 2.148 | 2.0386 | 74.6982 | 0 | 0 | 0 | 0 | 0 | 12331 | Residential | caiso
Average Per Device | 1-in-10 | June Monthly System Peak Day | 50% Cycling | 21 | Average Per Device1-in-10June Monthly System Peak Day50% Cycling21 | 1.8364 | 1.7429 | 74.6982 | 0 | 0 | 0 | 0 | 0 | 12331 | Residential | caiso
Aggregate | 1-in-10 | June Monthly System Peak Day | 50% Cycling | 21 | Aggregate1-in-10June Monthly System Peak Day50% Cycling21 | 26.4865 | 25.1381 | 74.6982 | 0 | 0 | 0 | 0 | 0 | 12331 | Residential | caiso
Average Per Ton | 1-in-10 | June Monthly System Peak Day | All | 21 | Average Per Ton1-in-10June Monthly System Peak DayAll21 | 0.46685 | 0.4357 | 74.6713 | 0 | 0 | 0 | 0 | 0 | 23026 | Residential | caiso
Average Per Premise | 1-in-10 | June Monthly System Peak Day | All | 21 | Average Per Premise1-in-10June Monthly System Peak DayAll21 | 1.9981 | 1.8647 | 74.6713 | 0 | 0 | 0 | 0 | 0 | 23026 | Residential | caiso
Average Per Device | 1-in-10 | June Monthly System Peak Day | All | 21 | Average Per Device1-in-10June Monthly System Peak DayAll21 | 1.6652 | 1.5541 | 74.6713 | 0 | 0 | 0 | 0 | 0 | 23026 | Residential | caiso
Aggregate | 1-in-10 | June Monthly System Peak Day | All | 21 | Aggregate1-in-10June Monthly System Peak DayAll21 | 46.0073 | 42.9376 | 74.6713 | 0 | 0 | 0 | 0 | 0 | 23026 | Residential | caiso
Average Per Ton | 1-in-10 | May Monthly System Peak Day | 100% Cycling | 21 | Average Per Ton1-in-10May Monthly System Peak Day100% Cycling21 | 0.40404 | 0.36749 | 75.1609 | 0 | 0 | 0 | 0 | 0 | 10695 | Residential | caiso
Average Per Premise | 1-in-10 | May Monthly System Peak Day | 100% Cycling | 21 | Average Per Premise1-in-10May Monthly System Peak Day100% Cycling21 | 1.8108 | 1.647 | 75.1609 | 0 | 0 | 0 | 0 | 0 | 10695 | Residential | caiso
Average Per Device | 1-in-10 | May Monthly System Peak Day | 100% Cycling | 21 | Average Per Device1-in-10May Monthly System Peak Day100% Cycling21 | 1.4666 | 1.3339 | 75.1609 | 0 | 0 | 0 | 0 | 0 | 10695 | Residential | caiso
Aggregate | 1-in-10 | May Monthly System Peak Day | 100% Cycling | 21 | Aggregate1-in-10May Monthly System Peak Day100% Cycling21 | 19.3662 | 17.6143 | 75.1609 | 0 | 0 | 0 | 0 | 0 | 10695 | Residential | caiso
Average Per Ton | 1-in-10 | May Monthly System Peak Day | 50% Cycling | 21 | Average Per Ton1-in-10May Monthly System Peak Day50% Cycling21 | 0.52757 | 0.50071 | 75.3399 | 0 | 0 | 0 | 0 | 0 | 12331 | Residential | caiso
Average Per Premise | 1-in-10 | May Monthly System Peak Day | 50% Cycling | 21 | Average Per Premise1-in-10May Monthly System Peak Day50% Cycling21 | 2.1656 | 2.0553 | 75.3399 | 0 | 0 | 0 | 0 | 0 | 12331 | Residential | caiso
Average Per Device | 1-in-10 | May Monthly System Peak Day | 50% Cycling | 21 | Average Per Device1-in-10May Monthly System Peak Day50% Cycling21 | 1.8515 | 1.7572 | 75.3399 | 0 | 0 | 0 | 0 | 0 | 12331 | Residential | caiso
Aggregate | 1-in-10 | May Monthly System Peak Day | 50% Cycling | 21 | Aggregate1-in-10May Monthly System Peak Day50% Cycling21 | 26.7035 | 25.344 | 75.3399 | 0 | 0 | 0 | 0 | 0 | 12331 | Residential | caiso
Average Per Ton | 1-in-10 | May Monthly System Peak Day | All | 21 | Average Per Ton1-in-10May Monthly System Peak DayAll21 | 0.47019 | 0.43883 | 75.2567 | 0 | 0 | 0 | 0 | 0 | 23026 | Residential | caiso
Average Per Premise | 1-in-10 | May Monthly System Peak Day | All | 21 | Average Per Premise1-in-10May Monthly System Peak DayAll21 | 2.0123 | 1.8781 | 75.2567 | 0 | 0 | 0 | 0 | 0 | 23026 | Residential | caiso
Average Per Device | 1-in-10 | May Monthly System Peak Day | All | 21 | Average Per Device1-in-10May Monthly System Peak DayAll21 | 1.6771 | 1.5653 | 75.2567 | 0 | 0 | 0 | 0 | 0 | 23026 | Residential | caiso
Aggregate | 1-in-10 | May Monthly System Peak Day | All | 21 | Aggregate1-in-10May Monthly System Peak DayAll21 | 46.336 | 43.2455 | 75.2567 | 0 | 0 | 0 | 0 | 0 | 23026 | Residential | caiso
Average Per Ton | 1-in-10 | October Monthly System Peak Day | 100% Cycling | 21 | Average Per Ton1-in-10October Monthly System Peak Day100% Cycling21 | 0.43144 | 0.39241 | 72.7067 | 0 | 0 | 0 | 0 | 0 | 10695 | Residential | caiso
Average Per Premise | 1-in-10 | October Monthly System Peak Day | 100% Cycling | 21 | Average Per Premise1-in-10October Monthly System Peak Day100% Cycling21 | 1.9336 | 1.7586 | 72.7067 | 0 | 0 | 0 | 0 | 0 | 10695 | Residential | caiso
Average Per Device | 1-in-10 | October Monthly System Peak Day | 100% Cycling | 21 | Average Per Device1-in-10October Monthly System Peak Day100% Cycling21 | 1.566 | 1.4244 | 72.7067 | 0 | 0 | 0 | 0 | 0 | 10695 | Residential | caiso
Aggregate | 1-in-10 | October Monthly System Peak Day | 100% Cycling | 21 | Aggregate1-in-10October Monthly System Peak Day100% Cycling21 | 20.6795 | 18.8087 | 72.7067 | 0 | 0 | 0 | 0 | 0 | 10695 | Residential | caiso
Average Per Ton | 1-in-10 | October Monthly System Peak Day | 50% Cycling | 21 | Average Per Ton1-in-10October Monthly System Peak Day50% Cycling21 | 0.55637 | 0.52805 | 72.4656 | 0 | 0 | 0 | 0 | 0 | 12331 | Residential | caiso
Average Per Premise | 1-in-10 | October Monthly System Peak Day | 50% Cycling | 21 | Average Per Premise1-in-10October Monthly System Peak Day50% Cycling21 | 2.2838 | 2.1675 | 72.4656 | 0 | 0 | 0 | 0 | 0 | 12331 | Residential | caiso
Average Per Device | 1-in-10 | October Monthly System Peak Day | 50% Cycling | 21 | Average Per Device1-in-10October Monthly System Peak Day50% Cycling21 | 1.9525 | 1.8531 | 72.4656 | 0 | 0 | 0 | 0 | 0 | 12331 | Residential | caiso
Aggregate | 1-in-10 | October Monthly System Peak Day | 50% Cycling | 21 | Aggregate1-in-10October Monthly System Peak Day50% Cycling21 | 28.1616 | 26.7279 | 72.4656 | 0 | 0 | 0 | 0 | 0 | 12331 | Residential | caiso
Average Per Ton | 1-in-10 | October Monthly System Peak Day | All | 21 | Average Per Ton1-in-10October Monthly System Peak DayAll21 | 0.49834 | 0.46505 | 72.5776 | 0 | 0 | 0 | 0 | 0 | 23026 | Residential | caiso
Average Per Premise | 1-in-10 | October Monthly System Peak Day | All | 21 | Average Per Premise1-in-10October Monthly System Peak DayAll21 | 2.1328 | 1.9903 | 72.5776 | 0 | 0 | 0 | 0 | 0 | 23026 | Residential | caiso
Average Per Device | 1-in-10 | October Monthly System Peak Day | All | 21 | Average Per Device1-in-10October Monthly System Peak DayAll21 | 1.7776 | 1.6588 | 72.5776 | 0 | 0 | 0 | 0 | 0 | 23026 | Residential | caiso
Aggregate | 1-in-10 | October Monthly System Peak Day | All | 21 | Aggregate1-in-10October Monthly System Peak DayAll21 | 49.1104 | 45.8291 | 72.5776 | 0 | 0 | 0 | 0 | 0 | 23026 | Residential | caiso
Average Per Ton | 1-in-10 | September Monthly System Peak Day | 100% Cycling | 21 | Average Per Ton1-in-10September Monthly System Peak Day100% Cycling21 | 0.56804 | 0.51666 | 80.5804 | 0 | 0 | 0 | 0 | 0 | 10695 | Residential | caiso
Average Per Premise | 1-in-10 | September Monthly System Peak Day | 100% Cycling | 21 | Average Per Premise1-in-10September Monthly System Peak Day100% Cycling21 | 2.5458 | 2.3155 | 80.5804 | 0 | 0 | 0 | 0 | 0 | 10695 | Residential | caiso
Average Per Device | 1-in-10 | September Monthly System Peak Day | 100% Cycling | 21 | Average Per Device1-in-10September Monthly System Peak Day100% Cycling21 | 2.0619 | 1.8753 | 80.5804 | 0 | 0 | 0 | 0 | 0 | 10695 | Residential | caiso
Aggregate | 1-in-10 | September Monthly System Peak Day | 100% Cycling | 21 | Aggregate1-in-10September Monthly System Peak Day100% Cycling21 | 27.227 | 24.7639 | 80.5804 | 0 | 0 | 0 | 0 | 0 | 10695 | Residential | caiso
Average Per Ton | 1-in-10 | September Monthly System Peak Day | 50% Cycling | 21 | Average Per Ton1-in-10September Monthly System Peak Day50% Cycling21 | 0.72481 | 0.68791 | 80.67 | 0 | 0 | 0 | 0 | 0 | 12331 | Residential | caiso
Average Per Premise | 1-in-10 | September Monthly System Peak Day | 50% Cycling | 21 | Average Per Premise1-in-10September Monthly System Peak Day50% Cycling21 | 2.9752 | 2.8237 | 80.67 | 0 | 0 | 0 | 0 | 0 | 12331 | Residential | caiso
Average Per Device | 1-in-10 | September Monthly System Peak Day | 50% Cycling | 21 | Average Per Device1-in-10September Monthly System Peak Day50% Cycling21 | 2.5437 | 2.4142 | 80.67 | 0 | 0 | 0 | 0 | 0 | 12331 | Residential | caiso
Aggregate | 1-in-10 | September Monthly System Peak Day | 50% Cycling | 21 | Aggregate1-in-10September Monthly System Peak Day50% Cycling21 | 36.6871 | 34.8194 | 80.67 | 0 | 0 | 0 | 0 | 0 | 12331 | Residential | caiso
Average Per Ton | 1-in-10 | September Monthly System Peak Day | All | 21 | Average Per Ton1-in-10September Monthly System Peak DayAll21 | 0.65199 | 0.60836 | 80.6284 | 0 | 0 | 0 | 0 | 0 | 23026 | Residential | caiso
Average Per Premise | 1-in-10 | September Monthly System Peak Day | All | 21 | Average Per Premise1-in-10September Monthly System Peak DayAll21 | 2.7904 | 2.6037 | 80.6284 | 0 | 0 | 0 | 0 | 0 | 23026 | Residential | caiso
Average Per Device | 1-in-10 | September Monthly System Peak Day | All | 21 | Average Per Device1-in-10September Monthly System Peak DayAll21 | 2.3256 | 2.17 | 80.6284 | 0 | 0 | 0 | 0 | 0 | 23026 | Residential | caiso
Aggregate | 1-in-10 | September Monthly System Peak Day | All | 21 | Aggregate1-in-10September Monthly System Peak DayAll21 | 64.252 | 59.9525 | 80.6284 | 0 | 0 | 0 | 0 | 0 | 23026 | Residential | caiso
Average Per Ton | 1-in-10 | August Monthly System Peak Day | 100% Cycling | 22 | Average Per Ton1-in-10August Monthly System Peak Day100% Cycling22 | 0.42321 | 0.38916 | 74.3824 | 0 | 0 | 0 | 0 | 0 | 10695 | Residential | caiso
Average Per Premise | 1-in-10 | August Monthly System Peak Day | 100% Cycling | 22 | Average Per Premise1-in-10August Monthly System Peak Day100% Cycling22 | 1.8967 | 1.7441 | 74.3824 | 0 | 0 | 0 | 0 | 0 | 10695 | Residential | caiso
Average Per Device | 1-in-10 | August Monthly System Peak Day | 100% Cycling | 22 | Average Per Device1-in-10August Monthly System Peak Day100% Cycling22 | 1.5362 | 1.4126 | 74.3824 | 0 | 0 | 0 | 0 | 0 | 10695 | Residential | caiso
Aggregate | 1-in-10 | August Monthly System Peak Day | 100% Cycling | 22 | Aggregate1-in-10August Monthly System Peak Day100% Cycling22 | 20.2849 | 18.653 | 74.3824 | 0 | 0 | 0 | 0 | 0 | 10695 | Residential | caiso
Average Per Ton | 1-in-10 | August Monthly System Peak Day | 50% Cycling | 22 | Average Per Ton1-in-10August Monthly System Peak Day50% Cycling22 | 0.53571 | 0.51489 | 74.4445 | 0 | 0 | 0 | 0 | 0 | 12331 | Residential | caiso
Average Per Premise | 1-in-10 | August Monthly System Peak Day | 50% Cycling | 22 | Average Per Premise1-in-10August Monthly System Peak Day50% Cycling22 | 2.199 | 2.1135 | 74.4445 | 0 | 0 | 0 | 0 | 0 | 12331 | Residential | caiso
Average Per Device | 1-in-10 | August Monthly System Peak Day | 50% Cycling | 22 | Average Per Device1-in-10August Monthly System Peak Day50% Cycling22 | 1.88 | 1.807 | 74.4445 | 0 | 0 | 0 | 0 | 0 | 12331 | Residential | caiso
Aggregate | 1-in-10 | August Monthly System Peak Day | 50% Cycling | 22 | Aggregate1-in-10August Monthly System Peak Day50% Cycling22 | 27.1156 | 26.0617 | 74.4445 | 0 | 0 | 0 | 0 | 0 | 12331 | Residential | caiso
Average Per Ton | 1-in-10 | August Monthly System Peak Day | All | 22 | Average Per Ton1-in-10August Monthly System Peak DayAll22 | 0.48345 | 0.45649 | 74.4157 | 0 | 0 | 0 | 0 | 0 | 23026 | Residential | caiso
Average Per Premise | 1-in-10 | August Monthly System Peak Day | All | 22 | Average Per Premise1-in-10August Monthly System Peak DayAll22 | 2.0691 | 1.9537 | 74.4157 | 0 | 0 | 0 | 0 | 0 | 23026 | Residential | caiso
Average Per Device | 1-in-10 | August Monthly System Peak Day | All | 22 | Average Per Device1-in-10August Monthly System Peak DayAll22 | 1.7244 | 1.6283 | 74.4157 | 0 | 0 | 0 | 0 | 0 | 23026 | Residential | caiso
Aggregate | 1-in-10 | August Monthly System Peak Day | All | 22 | Aggregate1-in-10August Monthly System Peak DayAll22 | 47.6431 | 44.9857 | 74.4157 | 0 | 0 | 0 | 0 | 0 | 23026 | Residential | caiso
Average Per Ton | 1-in-10 | August Typical Event Day | 100% Cycling | 22 | Average Per Ton1-in-10August Typical Event Day100% Cycling22 | 0.41468 | 0.38132 | 74.6731 | 0 | 0 | 0 | 0 | 0 | 10695 | Residential | caiso
Average Per Premise | 1-in-10 | August Typical Event Day | 100% Cycling | 22 | Average Per Premise1-in-10August Typical Event Day100% Cycling22 | 1.8585 | 1.7089 | 74.6731 | 0 | 0 | 0 | 0 | 0 | 10695 | Residential | caiso
Average Per Device | 1-in-10 | August Typical Event Day | 100% Cycling | 22 | Average Per Device1-in-10August Typical Event Day100% Cycling22 | 1.5052 | 1.3841 | 74.6731 | 0 | 0 | 0 | 0 | 0 | 10695 | Residential | caiso
Aggregate | 1-in-10 | August Typical Event Day | 100% Cycling | 22 | Aggregate1-in-10August Typical Event Day100% Cycling22 | 19.8763 | 18.2772 | 74.6731 | 0 | 0 | 0 | 0 | 0 | 10695 | Residential | caiso
Average Per Ton | 1-in-10 | August Typical Event Day | 50% Cycling | 22 | Average Per Ton1-in-10August Typical Event Day50% Cycling22 | 0.52643 | 0.50597 | 74.6807 | 0 | 0 | 0 | 0 | 0 | 12331 | Residential | caiso
Average Per Premise | 1-in-10 | August Typical Event Day | 50% Cycling | 22 | Average Per Premise1-in-10August Typical Event Day50% Cycling22 | 2.1609 | 2.0769 | 74.6807 | 0 | 0 | 0 | 0 | 0 | 12331 | Residential | caiso
Average Per Device | 1-in-10 | August Typical Event Day | 50% Cycling | 22 | Average Per Device1-in-10August Typical Event Day50% Cycling22 | 1.8475 | 1.7757 | 74.6807 | 0 | 0 | 0 | 0 | 0 | 12331 | Residential | caiso
Aggregate | 1-in-10 | August Typical Event Day | 50% Cycling | 22 | Aggregate1-in-10August Typical Event Day50% Cycling22 | 26.6462 | 25.6105 | 74.6807 | 0 | 0 | 0 | 0 | 0 | 12331 | Residential | caiso
Average Per Ton | 1-in-10 | August Typical Event Day | All | 22 | Average Per Ton1-in-10August Typical Event DayAll22 | 0.47453 | 0.44807 | 74.6772 | 0 | 0 | 0 | 0 | 0 | 23026 | Residential | caiso
Average Per Premise | 1-in-10 | August Typical Event Day | All | 22 | Average Per Premise1-in-10August Typical Event DayAll22 | 2.0309 | 1.9177 | 74.6772 | 0 | 0 | 0 | 0 | 0 | 23026 | Residential | caiso
Average Per Device | 1-in-10 | August Typical Event Day | All | 22 | Average Per Device1-in-10August Typical Event DayAll22 | 1.6926 | 1.5982 | 74.6772 | 0 | 0 | 0 | 0 | 0 | 23026 | Residential | caiso
Aggregate | 1-in-10 | August Typical Event Day | All | 22 | Aggregate1-in-10August Typical Event DayAll22 | 46.7634 | 44.1564 | 74.6772 | 0 | 0 | 0 | 0 | 0 | 23026 | Residential | caiso
Average Per Ton | 1-in-10 | July Monthly System Peak Day | 100% Cycling | 22 | Average Per Ton1-in-10July Monthly System Peak Day100% Cycling22 | 0.37038 | 0.34059 | 72.948 | 0 | 0 | 0 | 0 | 0 | 10695 | Residential | caiso
Average Per Premise | 1-in-10 | July Monthly System Peak Day | 100% Cycling | 22 | Average Per Premise1-in-10July Monthly System Peak Day100% Cycling22 | 1.6599 | 1.5264 | 72.948 | 0 | 0 | 0 | 0 | 0 | 10695 | Residential | caiso
Average Per Device | 1-in-10 | July Monthly System Peak Day | 100% Cycling | 22 | Average Per Device1-in-10July Monthly System Peak Day100% Cycling22 | 1.3444 | 1.2363 | 72.948 | 0 | 0 | 0 | 0 | 0 | 10695 | Residential | caiso
Aggregate | 1-in-10 | July Monthly System Peak Day | 100% Cycling | 22 | Aggregate1-in-10July Monthly System Peak Day100% Cycling22 | 17.7529 | 16.3247 | 72.948 | 0 | 0 | 0 | 0 | 0 | 10695 | Residential | caiso
Average Per Ton | 1-in-10 | July Monthly System Peak Day | 50% Cycling | 22 | Average Per Ton1-in-10July Monthly System Peak Day50% Cycling22 | 0.47372 | 0.45531 | 72.9754 | 0 | 0 | 0 | 0 | 0 | 12331 | Residential | caiso
Average Per Premise | 1-in-10 | July Monthly System Peak Day | 50% Cycling | 22 | Average Per Premise1-in-10July Monthly System Peak Day50% Cycling22 | 1.9445 | 1.869 | 72.9754 | 0 | 0 | 0 | 0 | 0 | 12331 | Residential | caiso
Average Per Device | 1-in-10 | July Monthly System Peak Day | 50% Cycling | 22 | Average Per Device1-in-10July Monthly System Peak Day50% Cycling22 | 1.6625 | 1.5979 | 72.9754 | 0 | 0 | 0 | 0 | 0 | 12331 | Residential | caiso
Aggregate | 1-in-10 | July Monthly System Peak Day | 50% Cycling | 22 | Aggregate1-in-10July Monthly System Peak Day50% Cycling22 | 23.978 | 23.0461 | 72.9754 | 0 | 0 | 0 | 0 | 0 | 12331 | Residential | caiso
Average Per Ton | 1-in-10 | July Monthly System Peak Day | All | 22 | Average Per Ton1-in-10July Monthly System Peak DayAll22 | 0.42572 | 0.40202 | 72.9627 | 0 | 0 | 0 | 0 | 0 | 23026 | Residential | caiso
Average Per Premise | 1-in-10 | July Monthly System Peak Day | All | 22 | Average Per Premise1-in-10July Monthly System Peak DayAll22 | 1.822 | 1.7206 | 72.9627 | 0 | 0 | 0 | 0 | 0 | 23026 | Residential | caiso
Average Per Device | 1-in-10 | July Monthly System Peak Day | All | 22 | Average Per Device1-in-10July Monthly System Peak DayAll22 | 1.5185 | 1.434 | 72.9627 | 0 | 0 | 0 | 0 | 0 | 23026 | Residential | caiso
Aggregate | 1-in-10 | July Monthly System Peak Day | All | 22 | Aggregate1-in-10July Monthly System Peak DayAll22 | 41.9537 | 39.6181 | 72.9627 | 0 | 0 | 0 | 0 | 0 | 23026 | Residential | caiso
Average Per Ton | 1-in-10 | June Monthly System Peak Day | 100% Cycling | 22 | Average Per Ton1-in-10June Monthly System Peak Day100% Cycling22 | 0.35842 | 0.32959 | 71.725 | 0 | 0 | 0 | 0 | 0 | 10695 | Residential | caiso
Average Per Premise | 1-in-10 | June Monthly System Peak Day | 100% Cycling | 22 | Average Per Premise1-in-10June Monthly System Peak Day100% Cycling22 | 1.6063 | 1.4771 | 71.725 | 0 | 0 | 0 | 0 | 0 | 10695 | Residential | caiso
Average Per Device | 1-in-10 | June Monthly System Peak Day | 100% Cycling | 22 | Average Per Device1-in-10June Monthly System Peak Day100% Cycling22 | 1.301 | 1.1963 | 71.725 | 0 | 0 | 0 | 0 | 0 | 10695 | Residential | caiso
Aggregate | 1-in-10 | June Monthly System Peak Day | 100% Cycling | 22 | Aggregate1-in-10June Monthly System Peak Day100% Cycling22 | 17.1797 | 15.7975 | 71.725 | 0 | 0 | 0 | 0 | 0 | 10695 | Residential | caiso
Average Per Ton | 1-in-10 | June Monthly System Peak Day | 50% Cycling | 22 | Average Per Ton1-in-10June Monthly System Peak Day50% Cycling22 | 0.45964 | 0.44178 | 71.6062 | 0 | 0 | 0 | 0 | 0 | 12331 | Residential | caiso
Average Per Premise | 1-in-10 | June Monthly System Peak Day | 50% Cycling | 22 | Average Per Premise1-in-10June Monthly System Peak Day50% Cycling22 | 1.8868 | 1.8134 | 71.6062 | 0 | 0 | 0 | 0 | 0 | 12331 | Residential | caiso
Average Per Device | 1-in-10 | June Monthly System Peak Day | 50% Cycling | 22 | Average Per Device1-in-10June Monthly System Peak Day50% Cycling22 | 1.6131 | 1.5504 | 71.6062 | 0 | 0 | 0 | 0 | 0 | 12331 | Residential | caiso
Aggregate | 1-in-10 | June Monthly System Peak Day | 50% Cycling | 22 | Aggregate1-in-10June Monthly System Peak Day50% Cycling22 | 23.2655 | 22.3613 | 71.6062 | 0 | 0 | 0 | 0 | 0 | 12331 | Residential | caiso
Average Per Ton | 1-in-10 | June Monthly System Peak Day | All | 22 | Average Per Ton1-in-10June Monthly System Peak DayAll22 | 0.41263 | 0.38967 | 71.6614 | 0 | 0 | 0 | 0 | 0 | 23026 | Residential | caiso
Average Per Premise | 1-in-10 | June Monthly System Peak Day | All | 22 | Average Per Premise1-in-10June Monthly System Peak DayAll22 | 1.766 | 1.6677 | 71.6614 | 0 | 0 | 0 | 0 | 0 | 23026 | Residential | caiso
Average Per Device | 1-in-10 | June Monthly System Peak Day | All | 22 | Average Per Device1-in-10June Monthly System Peak DayAll22 | 1.4718 | 1.3899 | 71.6614 | 0 | 0 | 0 | 0 | 0 | 23026 | Residential | caiso
Aggregate | 1-in-10 | June Monthly System Peak Day | All | 22 | Aggregate1-in-10June Monthly System Peak DayAll22 | 40.6634 | 38.4007 | 71.6614 | 0 | 0 | 0 | 0 | 0 | 23026 | Residential | caiso
Average Per Ton | 1-in-10 | May Monthly System Peak Day | 100% Cycling | 22 | Average Per Ton1-in-10May Monthly System Peak Day100% Cycling22 | 0.36042 | 0.33143 | 71.6696 | 0 | 0 | 0 | 0 | 0 | 10695 | Residential | caiso
Average Per Premise | 1-in-10 | May Monthly System Peak Day | 100% Cycling | 22 | Average Per Premise1-in-10May Monthly System Peak Day100% Cycling22 | 1.6153 | 1.4853 | 71.6696 | 0 | 0 | 0 | 0 | 0 | 10695 | Residential | caiso
Average Per Device | 1-in-10 | May Monthly System Peak Day | 100% Cycling | 22 | Average Per Device1-in-10May Monthly System Peak Day100% Cycling22 | 1.3083 | 1.203 | 71.6696 | 0 | 0 | 0 | 0 | 0 | 10695 | Residential | caiso
Aggregate | 1-in-10 | May Monthly System Peak Day | 100% Cycling | 22 | Aggregate1-in-10May Monthly System Peak Day100% Cycling22 | 17.2755 | 15.8856 | 71.6696 | 0 | 0 | 0 | 0 | 0 | 10695 | Residential | caiso
Average Per Ton | 1-in-10 | May Monthly System Peak Day | 50% Cycling | 22 | Average Per Ton1-in-10May Monthly System Peak Day50% Cycling22 | 0.46341 | 0.4454 | 71.58 | 0 | 0 | 0 | 0 | 0 | 12331 | Residential | caiso
Average Per Premise | 1-in-10 | May Monthly System Peak Day | 50% Cycling | 22 | Average Per Premise1-in-10May Monthly System Peak Day50% Cycling22 | 1.9022 | 1.8283 | 71.58 | 0 | 0 | 0 | 0 | 0 | 12331 | Residential | caiso
Average Per Device | 1-in-10 | May Monthly System Peak Day | 50% Cycling | 22 | Average Per Device1-in-10May Monthly System Peak Day50% Cycling22 | 1.6263 | 1.5631 | 71.58 | 0 | 0 | 0 | 0 | 0 | 12331 | Residential | caiso
Aggregate | 1-in-10 | May Monthly System Peak Day | 50% Cycling | 22 | Aggregate1-in-10May Monthly System Peak Day50% Cycling22 | 23.4561 | 22.5444 | 71.58 | 0 | 0 | 0 | 0 | 0 | 12331 | Residential | caiso
Average Per Ton | 1-in-10 | May Monthly System Peak Day | All | 22 | Average Per Ton1-in-10May Monthly System Peak DayAll22 | 0.41557 | 0.39246 | 71.6216 | 0 | 0 | 0 | 0 | 0 | 23026 | Residential | caiso
Average Per Premise | 1-in-10 | May Monthly System Peak Day | All | 22 | Average Per Premise1-in-10May Monthly System Peak DayAll22 | 1.7786 | 1.6797 | 71.6216 | 0 | 0 | 0 | 0 | 0 | 23026 | Residential | caiso
Average Per Device | 1-in-10 | May Monthly System Peak Day | All | 22 | Average Per Device1-in-10May Monthly System Peak DayAll22 | 1.4823 | 1.3999 | 71.6216 | 0 | 0 | 0 | 0 | 0 | 23026 | Residential | caiso
Aggregate | 1-in-10 | May Monthly System Peak Day | All | 22 | Aggregate1-in-10May Monthly System Peak DayAll22 | 40.9536 | 38.6757 | 71.6216 | 0 | 0 | 0 | 0 | 0 | 23026 | Residential | caiso
Average Per Ton | 1-in-10 | October Monthly System Peak Day | 100% Cycling | 22 | Average Per Ton1-in-10October Monthly System Peak Day100% Cycling22 | 0.38486 | 0.3539 | 70.6023 | 0 | 0 | 0 | 0 | 0 | 10695 | Residential | caiso
Average Per Premise | 1-in-10 | October Monthly System Peak Day | 100% Cycling | 22 | Average Per Premise1-in-10October Monthly System Peak Day100% Cycling22 | 1.7248 | 1.5861 | 70.6023 | 0 | 0 | 0 | 0 | 0 | 10695 | Residential | caiso
Average Per Device | 1-in-10 | October Monthly System Peak Day | 100% Cycling | 22 | Average Per Device1-in-10October Monthly System Peak Day100% Cycling22 | 1.397 | 1.2846 | 70.6023 | 0 | 0 | 0 | 0 | 0 | 10695 | Residential | caiso
Aggregate | 1-in-10 | October Monthly System Peak Day | 100% Cycling | 22 | Aggregate1-in-10October Monthly System Peak Day100% Cycling22 | 18.4469 | 16.9628 | 70.6023 | 0 | 0 | 0 | 0 | 0 | 10695 | Residential | caiso
Average Per Ton | 1-in-10 | October Monthly System Peak Day | 50% Cycling | 22 | Average Per Ton1-in-10October Monthly System Peak Day50% Cycling22 | 0.48871 | 0.46972 | 70.1524 | 0 | 0 | 0 | 0 | 0 | 12331 | Residential | caiso
Average Per Premise | 1-in-10 | October Monthly System Peak Day | 50% Cycling | 22 | Average Per Premise1-in-10October Monthly System Peak Day50% Cycling22 | 2.0061 | 1.9281 | 70.1524 | 0 | 0 | 0 | 0 | 0 | 12331 | Residential | caiso
Average Per Device | 1-in-10 | October Monthly System Peak Day | 50% Cycling | 22 | Average Per Device1-in-10October Monthly System Peak Day50% Cycling22 | 1.7151 | 1.6484 | 70.1524 | 0 | 0 | 0 | 0 | 0 | 12331 | Residential | caiso
Aggregate | 1-in-10 | October Monthly System Peak Day | 50% Cycling | 22 | Aggregate1-in-10October Monthly System Peak Day50% Cycling22 | 24.7369 | 23.7755 | 70.1524 | 0 | 0 | 0 | 0 | 0 | 12331 | Residential | caiso
Average Per Ton | 1-in-10 | October Monthly System Peak Day | All | 22 | Average Per Ton1-in-10October Monthly System Peak DayAll22 | 0.44048 | 0.41592 | 70.3614 | 0 | 0 | 0 | 0 | 0 | 23026 | Residential | caiso
Average Per Premise | 1-in-10 | October Monthly System Peak Day | All | 22 | Average Per Premise1-in-10October Monthly System Peak DayAll22 | 1.8852 | 1.7801 | 70.3614 | 0 | 0 | 0 | 0 | 0 | 23026 | Residential | caiso
Average Per Device | 1-in-10 | October Monthly System Peak Day | All | 22 | Average Per Device1-in-10October Monthly System Peak DayAll22 | 1.5711 | 1.4836 | 70.3614 | 0 | 0 | 0 | 0 | 0 | 23026 | Residential | caiso
Aggregate | 1-in-10 | October Monthly System Peak Day | All | 22 | Aggregate1-in-10October Monthly System Peak DayAll22 | 43.4077 | 40.988 | 70.3614 | 0 | 0 | 0 | 0 | 0 | 23026 | Residential | caiso
Average Per Ton | 1-in-10 | September Monthly System Peak Day | 100% Cycling | 22 | Average Per Ton1-in-10September Monthly System Peak Day100% Cycling22 | 0.50672 | 0.46595 | 79.637 | 0 | 0 | 0 | 0 | 0 | 10695 | Residential | caiso
Average Per Premise | 1-in-10 | September Monthly System Peak Day | 100% Cycling | 22 | Average Per Premise1-in-10September Monthly System Peak Day100% Cycling22 | 2.2709 | 2.0882 | 79.637 | 0 | 0 | 0 | 0 | 0 | 10695 | Residential | caiso
Average Per Device | 1-in-10 | September Monthly System Peak Day | 100% Cycling | 22 | Average Per Device1-in-10September Monthly System Peak Day100% Cycling22 | 1.8393 | 1.6913 | 79.637 | 0 | 0 | 0 | 0 | 0 | 10695 | Residential | caiso
Aggregate | 1-in-10 | September Monthly System Peak Day | 100% Cycling | 22 | Aggregate1-in-10September Monthly System Peak Day100% Cycling22 | 24.2876 | 22.3336 | 79.637 | 0 | 0 | 0 | 0 | 0 | 10695 | Residential | caiso
Average Per Ton | 1-in-10 | September Monthly System Peak Day | 50% Cycling | 22 | Average Per Ton1-in-10September Monthly System Peak Day50% Cycling22 | 0.63666 | 0.61192 | 79.6966 | 0 | 0 | 0 | 0 | 0 | 12331 | Residential | caiso
Average Per Premise | 1-in-10 | September Monthly System Peak Day | 50% Cycling | 22 | Average Per Premise1-in-10September Monthly System Peak Day50% Cycling22 | 2.6134 | 2.5118 | 79.6966 | 0 | 0 | 0 | 0 | 0 | 12331 | Residential | caiso
Average Per Device | 1-in-10 | September Monthly System Peak Day | 50% Cycling | 22 | Average Per Device1-in-10September Monthly System Peak Day50% Cycling22 | 2.2343 | 2.1475 | 79.6966 | 0 | 0 | 0 | 0 | 0 | 12331 | Residential | caiso
Aggregate | 1-in-10 | September Monthly System Peak Day | 50% Cycling | 22 | Aggregate1-in-10September Monthly System Peak Day50% Cycling22 | 32.2256 | 30.9731 | 79.6966 | 0 | 0 | 0 | 0 | 0 | 12331 | Residential | caiso
Average Per Ton | 1-in-10 | September Monthly System Peak Day | All | 22 | Average Per Ton1-in-10September Monthly System Peak DayAll22 | 0.5763 | 0.54412 | 79.6689 | 0 | 0 | 0 | 0 | 0 | 23026 | Residential | caiso
Average Per Premise | 1-in-10 | September Monthly System Peak Day | All | 22 | Average Per Premise1-in-10September Monthly System Peak DayAll22 | 2.4665 | 2.3287 | 79.6689 | 0 | 0 | 0 | 0 | 0 | 23026 | Residential | caiso
Average Per Device | 1-in-10 | September Monthly System Peak Day | All | 22 | Average Per Device1-in-10September Monthly System Peak DayAll22 | 2.0556 | 1.9408 | 79.6689 | 0 | 0 | 0 | 0 | 0 | 23026 | Residential | caiso
Aggregate | 1-in-10 | September Monthly System Peak Day | All | 22 | Aggregate1-in-10September Monthly System Peak DayAll22 | 56.7933 | 53.6214 | 79.6689 | 0 | 0 | 0 | 0 | 0 | 23026 | Residential | caiso
Average Per Ton | 1-in-10 | August Monthly System Peak Day | 100% Cycling | 23 | Average Per Ton1-in-10August Monthly System Peak Day100% Cycling23 | 0.34663 | 0.32405 | 73.689 | 0 | 0 | 0 | 0 | 0 | 10695 | Residential | caiso
Average Per Premise | 1-in-10 | August Monthly System Peak Day | 100% Cycling | 23 | Average Per Premise1-in-10August Monthly System Peak Day100% Cycling23 | 1.5535 | 1.4523 | 73.689 | 0 | 0 | 0 | 0 | 0 | 10695 | Residential | caiso
Average Per Device | 1-in-10 | August Monthly System Peak Day | 100% Cycling | 23 | Average Per Device1-in-10August Monthly System Peak Day100% Cycling23 | 1.2582 | 1.1762 | 73.689 | 0 | 0 | 0 | 0 | 0 | 10695 | Residential | caiso
Aggregate | 1-in-10 | August Monthly System Peak Day | 100% Cycling | 23 | Aggregate1-in-10August Monthly System Peak Day100% Cycling23 | 16.6143 | 15.5321 | 73.689 | 0 | 0 | 0 | 0 | 0 | 10695 | Residential | caiso
Average Per Ton | 1-in-10 | August Monthly System Peak Day | 50% Cycling | 23 | Average Per Ton1-in-10August Monthly System Peak Day50% Cycling23 | 0.43884 | 0.42579 | 73.7212 | 0 | 0 | 0 | 0 | 0 | 12331 | Residential | caiso
Average Per Premise | 1-in-10 | August Monthly System Peak Day | 50% Cycling | 23 | Average Per Premise1-in-10August Monthly System Peak Day50% Cycling23 | 1.8013 | 1.7478 | 73.7212 | 0 | 0 | 0 | 0 | 0 | 12331 | Residential | caiso
Average Per Device | 1-in-10 | August Monthly System Peak Day | 50% Cycling | 23 | Average Per Device1-in-10August Monthly System Peak Day50% Cycling23 | 1.5401 | 1.4943 | 73.7212 | 0 | 0 | 0 | 0 | 0 | 12331 | Residential | caiso
Aggregate | 1-in-10 | August Monthly System Peak Day | 50% Cycling | 23 | Aggregate1-in-10August Monthly System Peak Day50% Cycling23 | 22.2124 | 21.552 | 73.7212 | 0 | 0 | 0 | 0 | 0 | 12331 | Residential | caiso
Average Per Ton | 1-in-10 | August Monthly System Peak Day | All | 23 | Average Per Ton1-in-10August Monthly System Peak DayAll23 | 0.39601 | 0.37853 | 73.7062 | 0 | 0 | 0 | 0 | 0 | 23026 | Residential | caiso
Average Per Premise | 1-in-10 | August Monthly System Peak Day | All | 23 | Average Per Premise1-in-10August Monthly System Peak DayAll23 | 1.6948 | 1.6201 | 73.7062 | 0 | 0 | 0 | 0 | 0 | 23026 | Residential | caiso
Average Per Device | 1-in-10 | August Monthly System Peak Day | All | 23 | Average Per Device1-in-10August Monthly System Peak DayAll23 | 1.4125 | 1.3502 | 73.7062 | 0 | 0 | 0 | 0 | 0 | 23026 | Residential | caiso
Aggregate | 1-in-10 | August Monthly System Peak Day | All | 23 | Aggregate1-in-10August Monthly System Peak DayAll23 | 39.0254 | 37.3034 | 73.7062 | 0 | 0 | 0 | 0 | 0 | 23026 | Residential | caiso
Average Per Ton | 1-in-10 | August Typical Event Day | 100% Cycling | 23 | Average Per Ton1-in-10August Typical Event Day100% Cycling23 | 0.33965 | 0.31752 | 73.7002 | 0 | 0 | 0 | 0 | 0 | 10695 | Residential | caiso
Average Per Premise | 1-in-10 | August Typical Event Day | 100% Cycling | 23 | Average Per Premise1-in-10August Typical Event Day100% Cycling23 | 1.5222 | 1.423 | 73.7002 | 0 | 0 | 0 | 0 | 0 | 10695 | Residential | caiso
Average Per Device | 1-in-10 | August Typical Event Day | 100% Cycling | 23 | Average Per Device1-in-10August Typical Event Day100% Cycling23 | 1.2328 | 1.1525 | 73.7002 | 0 | 0 | 0 | 0 | 0 | 10695 | Residential | caiso
Aggregate | 1-in-10 | August Typical Event Day | 100% Cycling | 23 | Aggregate1-in-10August Typical Event Day100% Cycling23 | 16.2796 | 15.2192 | 73.7002 | 0 | 0 | 0 | 0 | 0 | 10695 | Residential | caiso
Average Per Ton | 1-in-10 | August Typical Event Day | 50% Cycling | 23 | Average Per Ton1-in-10August Typical Event Day50% Cycling23 | 0.43124 | 0.41842 | 73.6605 | 0 | 0 | 0 | 0 | 0 | 12331 | Residential | caiso
Average Per Premise | 1-in-10 | August Typical Event Day | 50% Cycling | 23 | Average Per Premise1-in-10August Typical Event Day50% Cycling23 | 1.7702 | 1.7175 | 73.6605 | 0 | 0 | 0 | 0 | 0 | 12331 | Residential | caiso
Average Per Device | 1-in-10 | August Typical Event Day | 50% Cycling | 23 | Average Per Device1-in-10August Typical Event Day50% Cycling23 | 1.5134 | 1.4684 | 73.6605 | 0 | 0 | 0 | 0 | 0 | 12331 | Residential | caiso
Aggregate | 1-in-10 | August Typical Event Day | 50% Cycling | 23 | Aggregate1-in-10August Typical Event Day50% Cycling23 | 21.8279 | 21.1789 | 73.6605 | 0 | 0 | 0 | 0 | 0 | 12331 | Residential | caiso
Average Per Ton | 1-in-10 | August Typical Event Day | All | 23 | Average Per Ton1-in-10August Typical Event DayAll23 | 0.38869 | 0.37155 | 73.6789 | 0 | 0 | 0 | 0 | 0 | 23026 | Residential | caiso
Average Per Premise | 1-in-10 | August Typical Event Day | All | 23 | Average Per Premise1-in-10August Typical Event DayAll23 | 1.6635 | 1.5902 | 73.6789 | 0 | 0 | 0 | 0 | 0 | 23026 | Residential | caiso
Average Per Device | 1-in-10 | August Typical Event Day | All | 23 | Average Per Device1-in-10August Typical Event DayAll23 | 1.3865 | 1.3253 | 73.6789 | 0 | 0 | 0 | 0 | 0 | 23026 | Residential | caiso
Aggregate | 1-in-10 | August Typical Event Day | All | 23 | Aggregate1-in-10August Typical Event DayAll23 | 38.3049 | 36.6156 | 73.6789 | 0 | 0 | 0 | 0 | 0 | 23026 | Residential | caiso
Average Per Ton | 1-in-10 | July Monthly System Peak Day | 100% Cycling | 23 | Average Per Ton1-in-10July Monthly System Peak Day100% Cycling23 | 0.30336 | 0.2836 | 72.0563 | 0 | 0 | 0 | 0 | 0 | 10695 | Residential | caiso
Average Per Premise | 1-in-10 | July Monthly System Peak Day | 100% Cycling | 23 | Average Per Premise1-in-10July Monthly System Peak Day100% Cycling23 | 1.3596 | 1.271 | 72.0563 | 0 | 0 | 0 | 0 | 0 | 10695 | Residential | caiso
Average Per Device | 1-in-10 | July Monthly System Peak Day | 100% Cycling | 23 | Average Per Device1-in-10July Monthly System Peak Day100% Cycling23 | 1.1011 | 1.0294 | 72.0563 | 0 | 0 | 0 | 0 | 0 | 10695 | Residential | caiso
Aggregate | 1-in-10 | July Monthly System Peak Day | 100% Cycling | 23 | Aggregate1-in-10July Monthly System Peak Day100% Cycling23 | 14.5405 | 13.5933 | 72.0563 | 0 | 0 | 0 | 0 | 0 | 10695 | Residential | caiso
Average Per Ton | 1-in-10 | July Monthly System Peak Day | 50% Cycling | 23 | Average Per Ton1-in-10July Monthly System Peak Day50% Cycling23 | 0.38806 | 0.37652 | 71.8946 | 0 | 0 | 0 | 0 | 0 | 12331 | Residential | caiso
Average Per Premise | 1-in-10 | July Monthly System Peak Day | 50% Cycling | 23 | Average Per Premise1-in-10July Monthly System Peak Day50% Cycling23 | 1.5929 | 1.5456 | 71.8946 | 0 | 0 | 0 | 0 | 0 | 12331 | Residential | caiso
Average Per Device | 1-in-10 | July Monthly System Peak Day | 50% Cycling | 23 | Average Per Device1-in-10July Monthly System Peak Day50% Cycling23 | 1.3619 | 1.3214 | 71.8946 | 0 | 0 | 0 | 0 | 0 | 12331 | Residential | caiso
Aggregate | 1-in-10 | July Monthly System Peak Day | 50% Cycling | 23 | Aggregate1-in-10July Monthly System Peak Day50% Cycling23 | 19.6422 | 19.0582 | 71.8946 | 0 | 0 | 0 | 0 | 0 | 12331 | Residential | caiso
Average Per Ton | 1-in-10 | July Monthly System Peak Day | All | 23 | Average Per Ton1-in-10July Monthly System Peak DayAll23 | 0.34872 | 0.33336 | 71.9697 | 0 | 0 | 0 | 0 | 0 | 23026 | Residential | caiso
Average Per Premise | 1-in-10 | July Monthly System Peak Day | All | 23 | Average Per Premise1-in-10July Monthly System Peak DayAll23 | 1.4925 | 1.4267 | 71.9697 | 0 | 0 | 0 | 0 | 0 | 23026 | Residential | caiso
Average Per Device | 1-in-10 | July Monthly System Peak Day | All | 23 | Average Per Device1-in-10July Monthly System Peak DayAll23 | 1.2439 | 1.1891 | 71.9697 | 0 | 0 | 0 | 0 | 0 | 23026 | Residential | caiso
Aggregate | 1-in-10 | July Monthly System Peak Day | All | 23 | Aggregate1-in-10July Monthly System Peak DayAll23 | 34.3652 | 32.8518 | 71.9697 | 0 | 0 | 0 | 0 | 0 | 23026 | Residential | caiso
Average Per Ton | 1-in-10 | June Monthly System Peak Day | 100% Cycling | 23 | Average Per Ton1-in-10June Monthly System Peak Day100% Cycling23 | 0.29357 | 0.27444 | 70.5315 | 0 | 0 | 0 | 0 | 0 | 10695 | Residential | caiso
Average Per Premise | 1-in-10 | June Monthly System Peak Day | 100% Cycling | 23 | Average Per Premise1-in-10June Monthly System Peak Day100% Cycling23 | 1.3157 | 1.23 | 70.5315 | 0 | 0 | 0 | 0 | 0 | 10695 | Residential | caiso
Average Per Device | 1-in-10 | June Monthly System Peak Day | 100% Cycling | 23 | Average Per Device1-in-10June Monthly System Peak Day100% Cycling23 | 1.0656 | 0.99617 | 70.5315 | 0 | 0 | 0 | 0 | 0 | 10695 | Residential | caiso
Aggregate | 1-in-10 | June Monthly System Peak Day | 100% Cycling | 23 | Aggregate1-in-10June Monthly System Peak Day100% Cycling23 | 14.0709 | 13.1544 | 70.5315 | 0 | 0 | 0 | 0 | 0 | 10695 | Residential | caiso
Average Per Ton | 1-in-10 | June Monthly System Peak Day | 50% Cycling | 23 | Average Per Ton1-in-10June Monthly System Peak Day50% Cycling23 | 0.37653 | 0.36533 | 70.3829 | 0 | 0 | 0 | 0 | 0 | 12331 | Residential | caiso
Average Per Premise | 1-in-10 | June Monthly System Peak Day | 50% Cycling | 23 | Average Per Premise1-in-10June Monthly System Peak Day50% Cycling23 | 1.5456 | 1.4996 | 70.3829 | 0 | 0 | 0 | 0 | 0 | 12331 | Residential | caiso
Average Per Device | 1-in-10 | June Monthly System Peak Day | 50% Cycling | 23 | Average Per Device1-in-10June Monthly System Peak Day50% Cycling23 | 1.3214 | 1.2821 | 70.3829 | 0 | 0 | 0 | 0 | 0 | 12331 | Residential | caiso
Aggregate | 1-in-10 | June Monthly System Peak Day | 50% Cycling | 23 | Aggregate1-in-10June Monthly System Peak Day50% Cycling23 | 19.0585 | 18.4919 | 70.3829 | 0 | 0 | 0 | 0 | 0 | 12331 | Residential | caiso
Average Per Ton | 1-in-10 | June Monthly System Peak Day | All | 23 | Average Per Ton1-in-10June Monthly System Peak DayAll23 | 0.33799 | 0.32312 | 70.4519 | 0 | 0 | 0 | 0 | 0 | 23026 | Residential | caiso
Average Per Premise | 1-in-10 | June Monthly System Peak Day | All | 23 | Average Per Premise1-in-10June Monthly System Peak DayAll23 | 1.4466 | 1.3829 | 70.4519 | 0 | 0 | 0 | 0 | 0 | 23026 | Residential | caiso
Average Per Device | 1-in-10 | June Monthly System Peak Day | All | 23 | Average Per Device1-in-10June Monthly System Peak DayAll23 | 1.2056 | 1.1525 | 70.4519 | 0 | 0 | 0 | 0 | 0 | 23026 | Residential | caiso
Aggregate | 1-in-10 | June Monthly System Peak Day | All | 23 | Aggregate1-in-10June Monthly System Peak DayAll23 | 33.3083 | 31.8422 | 70.4519 | 0 | 0 | 0 | 0 | 0 | 23026 | Residential | caiso
Average Per Ton | 1-in-10 | May Monthly System Peak Day | 100% Cycling | 23 | Average Per Ton1-in-10May Monthly System Peak Day100% Cycling23 | 0.2952 | 0.27597 | 71.0565 | 0 | 0 | 0 | 0 | 0 | 10695 | Residential | caiso
Average Per Premise | 1-in-10 | May Monthly System Peak Day | 100% Cycling | 23 | Average Per Premise1-in-10May Monthly System Peak Day100% Cycling23 | 1.323 | 1.2368 | 71.0565 | 0 | 0 | 0 | 0 | 0 | 10695 | Residential | caiso
Average Per Device | 1-in-10 | May Monthly System Peak Day | 100% Cycling | 23 | Average Per Device1-in-10May Monthly System Peak Day100% Cycling23 | 1.0715 | 1.0017 | 71.0565 | 0 | 0 | 0 | 0 | 0 | 10695 | Residential | caiso
Aggregate | 1-in-10 | May Monthly System Peak Day | 100% Cycling | 23 | Aggregate1-in-10May Monthly System Peak Day100% Cycling23 | 14.1494 | 13.2277 | 71.0565 | 0 | 0 | 0 | 0 | 0 | 10695 | Residential | caiso
Average Per Ton | 1-in-10 | May Monthly System Peak Day | 50% Cycling | 23 | Average Per Ton1-in-10May Monthly System Peak Day50% Cycling23 | 0.37961 | 0.36833 | 71.0267 | 0 | 0 | 0 | 0 | 0 | 12331 | Residential | caiso
Average Per Premise | 1-in-10 | May Monthly System Peak Day | 50% Cycling | 23 | Average Per Premise1-in-10May Monthly System Peak Day50% Cycling23 | 1.5582 | 1.5119 | 71.0267 | 0 | 0 | 0 | 0 | 0 | 12331 | Residential | caiso
Average Per Device | 1-in-10 | May Monthly System Peak Day | 50% Cycling | 23 | Average Per Device1-in-10May Monthly System Peak Day50% Cycling23 | 1.3322 | 1.2926 | 71.0267 | 0 | 0 | 0 | 0 | 0 | 12331 | Residential | caiso
Aggregate | 1-in-10 | May Monthly System Peak Day | 50% Cycling | 23 | Aggregate1-in-10May Monthly System Peak Day50% Cycling23 | 19.2146 | 18.6434 | 71.0267 | 0 | 0 | 0 | 0 | 0 | 12331 | Residential | caiso
Average Per Ton | 1-in-10 | May Monthly System Peak Day | All | 23 | Average Per Ton1-in-10May Monthly System Peak DayAll23 | 0.3404 | 0.32543 | 71.0405 | 0 | 0 | 0 | 0 | 0 | 23026 | Residential | caiso
Average Per Premise | 1-in-10 | May Monthly System Peak Day | All | 23 | Average Per Premise1-in-10May Monthly System Peak DayAll23 | 1.4569 | 1.3928 | 71.0405 | 0 | 0 | 0 | 0 | 0 | 23026 | Residential | caiso
Average Per Device | 1-in-10 | May Monthly System Peak Day | All | 23 | Average Per Device1-in-10May Monthly System Peak DayAll23 | 1.2142 | 1.1608 | 71.0405 | 0 | 0 | 0 | 0 | 0 | 23026 | Residential | caiso
Aggregate | 1-in-10 | May Monthly System Peak Day | All | 23 | Aggregate1-in-10May Monthly System Peak DayAll23 | 33.546 | 32.0702 | 71.0405 | 0 | 0 | 0 | 0 | 0 | 23026 | Residential | caiso
Average Per Ton | 1-in-10 | October Monthly System Peak Day | 100% Cycling | 23 | Average Per Ton1-in-10October Monthly System Peak Day100% Cycling23 | 0.31522 | 0.29469 | 69.4654 | 0 | 0 | 0 | 0 | 0 | 10695 | Residential | caiso
Average Per Premise | 1-in-10 | October Monthly System Peak Day | 100% Cycling | 23 | Average Per Premise1-in-10October Monthly System Peak Day100% Cycling23 | 1.4127 | 1.3207 | 69.4654 | 0 | 0 | 0 | 0 | 0 | 10695 | Residential | caiso
Average Per Device | 1-in-10 | October Monthly System Peak Day | 100% Cycling | 23 | Average Per Device1-in-10October Monthly System Peak Day100% Cycling23 | 1.1442 | 1.0696 | 69.4654 | 0 | 0 | 0 | 0 | 0 | 10695 | Residential | caiso
Aggregate | 1-in-10 | October Monthly System Peak Day | 100% Cycling | 23 | Aggregate1-in-10October Monthly System Peak Day100% Cycling23 | 15.1089 | 14.1247 | 69.4654 | 0 | 0 | 0 | 0 | 0 | 10695 | Residential | caiso
Average Per Ton | 1-in-10 | October Monthly System Peak Day | 50% Cycling | 23 | Average Per Ton1-in-10October Monthly System Peak Day50% Cycling23 | 0.40034 | 0.38844 | 68.9557 | 0 | 0 | 0 | 0 | 0 | 12331 | Residential | caiso
Average Per Premise | 1-in-10 | October Monthly System Peak Day | 50% Cycling | 23 | Average Per Premise1-in-10October Monthly System Peak Day50% Cycling23 | 1.6433 | 1.5945 | 68.9557 | 0 | 0 | 0 | 0 | 0 | 12331 | Residential | caiso
Average Per Device | 1-in-10 | October Monthly System Peak Day | 50% Cycling | 23 | Average Per Device1-in-10October Monthly System Peak Day50% Cycling23 | 1.405 | 1.3632 | 68.9557 | 0 | 0 | 0 | 0 | 0 | 12331 | Residential | caiso
Aggregate | 1-in-10 | October Monthly System Peak Day | 50% Cycling | 23 | Aggregate1-in-10October Monthly System Peak Day50% Cycling23 | 20.2638 | 19.6614 | 68.9557 | 0 | 0 | 0 | 0 | 0 | 12331 | Residential | caiso
Average Per Ton | 1-in-10 | October Monthly System Peak Day | All | 23 | Average Per Ton1-in-10October Monthly System Peak DayAll23 | 0.3608 | 0.34489 | 69.1925 | 0 | 0 | 0 | 0 | 0 | 23026 | Residential | caiso
Average Per Premise | 1-in-10 | October Monthly System Peak Day | All | 23 | Average Per Premise1-in-10October Monthly System Peak DayAll23 | 1.5442 | 1.4761 | 69.1925 | 0 | 0 | 0 | 0 | 0 | 23026 | Residential | caiso
Average Per Device | 1-in-10 | October Monthly System Peak Day | All | 23 | Average Per Device1-in-10October Monthly System Peak DayAll23 | 1.287 | 1.2302 | 69.1925 | 0 | 0 | 0 | 0 | 0 | 23026 | Residential | caiso
Aggregate | 1-in-10 | October Monthly System Peak Day | All | 23 | Aggregate1-in-10October Monthly System Peak DayAll23 | 35.5562 | 33.9882 | 69.1925 | 0 | 0 | 0 | 0 | 0 | 23026 | Residential | caiso
Average Per Ton | 1-in-10 | September Monthly System Peak Day | 100% Cycling | 23 | Average Per Ton1-in-10September Monthly System Peak Day100% Cycling23 | 0.41502 | 0.38799 | 78.5239 | 0 | 0 | 0 | 0 | 0 | 10695 | Residential | caiso
Average Per Premise | 1-in-10 | September Monthly System Peak Day | 100% Cycling | 23 | Average Per Premise1-in-10September Monthly System Peak Day100% Cycling23 | 1.86 | 1.7388 | 78.5239 | 0 | 0 | 0 | 0 | 0 | 10695 | Residential | caiso
Average Per Device | 1-in-10 | September Monthly System Peak Day | 100% Cycling | 23 | Average Per Device1-in-10September Monthly System Peak Day100% Cycling23 | 1.5064 | 1.4083 | 78.5239 | 0 | 0 | 0 | 0 | 0 | 10695 | Residential | caiso
Aggregate | 1-in-10 | September Monthly System Peak Day | 100% Cycling | 23 | Aggregate1-in-10September Monthly System Peak Day100% Cycling23 | 19.8926 | 18.5968 | 78.5239 | 0 | 0 | 0 | 0 | 0 | 10695 | Residential | caiso
Average Per Ton | 1-in-10 | September Monthly System Peak Day | 50% Cycling | 23 | Average Per Ton1-in-10September Monthly System Peak Day50% Cycling23 | 0.52154 | 0.50603 | 78.6433 | 0 | 0 | 0 | 0 | 0 | 12331 | Residential | caiso
Average Per Premise | 1-in-10 | September Monthly System Peak Day | 50% Cycling | 23 | Average Per Premise1-in-10September Monthly System Peak Day50% Cycling23 | 2.1408 | 2.0772 | 78.6433 | 0 | 0 | 0 | 0 | 0 | 12331 | Residential | caiso
Average Per Device | 1-in-10 | September Monthly System Peak Day | 50% Cycling | 23 | Average Per Device1-in-10September Monthly System Peak Day50% Cycling23 | 1.8303 | 1.7759 | 78.6433 | 0 | 0 | 0 | 0 | 0 | 12331 | Residential | caiso
Aggregate | 1-in-10 | September Monthly System Peak Day | 50% Cycling | 23 | Aggregate1-in-10September Monthly System Peak Day50% Cycling23 | 26.3984 | 25.6135 | 78.6433 | 0 | 0 | 0 | 0 | 0 | 12331 | Residential | caiso
Average Per Ton | 1-in-10 | September Monthly System Peak Day | All | 23 | Average Per Ton1-in-10September Monthly System Peak DayAll23 | 0.47206 | 0.4512 | 78.5878 | 0 | 0 | 0 | 0 | 0 | 23026 | Residential | caiso
Average Per Premise | 1-in-10 | September Monthly System Peak Day | All | 23 | Average Per Premise1-in-10September Monthly System Peak DayAll23 | 2.0204 | 1.9311 | 78.5878 | 0 | 0 | 0 | 0 | 0 | 23026 | Residential | caiso
Average Per Device | 1-in-10 | September Monthly System Peak Day | All | 23 | Average Per Device1-in-10September Monthly System Peak DayAll23 | 1.6838 | 1.6094 | 78.5878 | 0 | 0 | 0 | 0 | 0 | 23026 | Residential | caiso
Aggregate | 1-in-10 | September Monthly System Peak Day | All | 23 | Aggregate1-in-10September Monthly System Peak DayAll23 | 46.5206 | 44.4649 | 78.5878 | 0 | 0 | 0 | 0 | 0 | 23026 | Residential | caiso
Average Per Ton | 1-in-10 | August Monthly System Peak Day | 100% Cycling | 24 | Average Per Ton1-in-10August Monthly System Peak Day100% Cycling24 | 0.27286 | 0.25743 | 73.4697 | 0 | 0 | 0 | 0 | 0 | 10695 | Residential | caiso
Average Per Premise | 1-in-10 | August Monthly System Peak Day | 100% Cycling | 24 | Average Per Premise1-in-10August Monthly System Peak Day100% Cycling24 | 1.2229 | 1.1537 | 73.4697 | 0 | 0 | 0 | 0 | 0 | 10695 | Residential | caiso
Average Per Device | 1-in-10 | August Monthly System Peak Day | 100% Cycling | 24 | Average Per Device1-in-10August Monthly System Peak Day100% Cycling24 | 0.99043 | 0.93441 | 73.4697 | 0 | 0 | 0 | 0 | 0 | 10695 | Residential | caiso
Aggregate | 1-in-10 | August Monthly System Peak Day | 100% Cycling | 24 | Aggregate1-in-10August Monthly System Peak Day100% Cycling24 | 13.0787 | 12.3389 | 73.4697 | 0 | 0 | 0 | 0 | 0 | 10695 | Residential | caiso
Average Per Ton | 1-in-10 | August Monthly System Peak Day | 50% Cycling | 24 | Average Per Ton1-in-10August Monthly System Peak Day50% Cycling24 | 0.35706 | 0.34548 | 73.6177 | 0 | 0 | 0 | 0 | 0 | 12331 | Residential | caiso
Average Per Premise | 1-in-10 | August Monthly System Peak Day | 50% Cycling | 24 | Average Per Premise1-in-10August Monthly System Peak Day50% Cycling24 | 1.4657 | 1.4181 | 73.6177 | 0 | 0 | 0 | 0 | 0 | 12331 | Residential | caiso
Average Per Device | 1-in-10 | August Monthly System Peak Day | 50% Cycling | 24 | Average Per Device1-in-10August Monthly System Peak Day50% Cycling24 | 1.2531 | 1.2124 | 73.6177 | 0 | 0 | 0 | 0 | 0 | 12331 | Residential | caiso
Aggregate | 1-in-10 | August Monthly System Peak Day | 50% Cycling | 24 | Aggregate1-in-10August Monthly System Peak Day50% Cycling24 | 18.073 | 17.4869 | 73.6177 | 0 | 0 | 0 | 0 | 0 | 12331 | Residential | caiso
Average Per Ton | 1-in-10 | August Monthly System Peak Day | All | 24 | Average Per Ton1-in-10August Monthly System Peak DayAll24 | 0.31795 | 0.30458 | 73.5489 | 0 | 0 | 0 | 0 | 0 | 23026 | Residential | caiso
Average Per Premise | 1-in-10 | August Monthly System Peak Day | All | 24 | Average Per Premise1-in-10August Monthly System Peak DayAll24 | 1.3608 | 1.3036 | 73.5489 | 0 | 0 | 0 | 0 | 0 | 23026 | Residential | caiso
Average Per Device | 1-in-10 | August Monthly System Peak Day | All | 24 | Average Per Device1-in-10August Monthly System Peak DayAll24 | 1.1341 | 1.0864 | 73.5489 | 0 | 0 | 0 | 0 | 0 | 23026 | Residential | caiso
Aggregate | 1-in-10 | August Monthly System Peak Day | All | 24 | Aggregate1-in-10August Monthly System Peak DayAll24 | 31.3332 | 30.0156 | 73.5489 | 0 | 0 | 0 | 0 | 0 | 23026 | Residential | caiso
Average Per Ton | 1-in-10 | August Typical Event Day | 100% Cycling | 24 | Average Per Ton1-in-10August Typical Event Day100% Cycling24 | 0.26737 | 0.25224 | 72.3025 | 0 | 0 | 0 | 0 | 0 | 10695 | Residential | caiso
Average Per Premise | 1-in-10 | August Typical Event Day | 100% Cycling | 24 | Average Per Premise1-in-10August Typical Event Day100% Cycling24 | 1.1982 | 1.1305 | 72.3025 | 0 | 0 | 0 | 0 | 0 | 10695 | Residential | caiso
Average Per Device | 1-in-10 | August Typical Event Day | 100% Cycling | 24 | Average Per Device1-in-10August Typical Event Day100% Cycling24 | 0.97048 | 0.91558 | 72.3025 | 0 | 0 | 0 | 0 | 0 | 10695 | Residential | caiso
Aggregate | 1-in-10 | August Typical Event Day | 100% Cycling | 24 | Aggregate1-in-10August Typical Event Day100% Cycling24 | 12.8152 | 12.0903 | 72.3025 | 0 | 0 | 0 | 0 | 0 | 10695 | Residential | caiso
Average Per Ton | 1-in-10 | August Typical Event Day | 50% Cycling | 24 | Average Per Ton1-in-10August Typical Event Day50% Cycling24 | 0.35088 | 0.3395 | 72.2088 | 0 | 0 | 0 | 0 | 0 | 12331 | Residential | caiso
Average Per Premise | 1-in-10 | August Typical Event Day | 50% Cycling | 24 | Average Per Premise1-in-10August Typical Event Day50% Cycling24 | 1.4403 | 1.3936 | 72.2088 | 0 | 0 | 0 | 0 | 0 | 12331 | Residential | caiso
Average Per Device | 1-in-10 | August Typical Event Day | 50% Cycling | 24 | Average Per Device1-in-10August Typical Event Day50% Cycling24 | 1.2314 | 1.1914 | 72.2088 | 0 | 0 | 0 | 0 | 0 | 12331 | Residential | caiso
Aggregate | 1-in-10 | August Typical Event Day | 50% Cycling | 24 | Aggregate1-in-10August Typical Event Day50% Cycling24 | 17.7602 | 17.1842 | 72.2088 | 0 | 0 | 0 | 0 | 0 | 12331 | Residential | caiso
Average Per Ton | 1-in-10 | August Typical Event Day | All | 24 | Average Per Ton1-in-10August Typical Event DayAll24 | 0.31209 | 0.29897 | 72.2523 | 0 | 0 | 0 | 0 | 0 | 23026 | Residential | caiso
Average Per Premise | 1-in-10 | August Typical Event Day | All | 24 | Average Per Premise1-in-10August Typical Event DayAll24 | 1.3357 | 1.2795 | 72.2523 | 0 | 0 | 0 | 0 | 0 | 23026 | Residential | caiso
Average Per Device | 1-in-10 | August Typical Event Day | All | 24 | Average Per Device1-in-10August Typical Event DayAll24 | 1.1132 | 1.0664 | 72.2523 | 0 | 0 | 0 | 0 | 0 | 23026 | Residential | caiso
Aggregate | 1-in-10 | August Typical Event Day | All | 24 | Aggregate1-in-10August Typical Event DayAll24 | 30.7554 | 29.4626 | 72.2523 | 0 | 0 | 0 | 0 | 0 | 23026 | Residential | caiso
Average Per Ton | 1-in-10 | July Monthly System Peak Day | 100% Cycling | 24 | Average Per Ton1-in-10July Monthly System Peak Day100% Cycling24 | 0.2388 | 0.2253 | 71.8936 | 0 | 0 | 0 | 0 | 0 | 10695 | Residential | caiso
Average Per Premise | 1-in-10 | July Monthly System Peak Day | 100% Cycling | 24 | Average Per Premise1-in-10July Monthly System Peak Day100% Cycling24 | 1.0702 | 1.0097 | 71.8936 | 0 | 0 | 0 | 0 | 0 | 10695 | Residential | caiso
Average Per Device | 1-in-10 | July Monthly System Peak Day | 100% Cycling | 24 | Average Per Device1-in-10July Monthly System Peak Day100% Cycling24 | 0.86681 | 0.81777 | 71.8936 | 0 | 0 | 0 | 0 | 0 | 10695 | Residential | caiso
Aggregate | 1-in-10 | July Monthly System Peak Day | 100% Cycling | 24 | Aggregate1-in-10July Monthly System Peak Day100% Cycling24 | 11.4462 | 10.7987 | 71.8936 | 0 | 0 | 0 | 0 | 0 | 10695 | Residential | caiso
Average Per Ton | 1-in-10 | July Monthly System Peak Day | 50% Cycling | 24 | Average Per Ton1-in-10July Monthly System Peak Day50% Cycling24 | 0.31574 | 0.3055 | 71.8178 | 0 | 0 | 0 | 0 | 0 | 12331 | Residential | caiso
Average Per Premise | 1-in-10 | July Monthly System Peak Day | 50% Cycling | 24 | Average Per Premise1-in-10July Monthly System Peak Day50% Cycling24 | 1.2961 | 1.254 | 71.8178 | 0 | 0 | 0 | 0 | 0 | 12331 | Residential | caiso
Average Per Device | 1-in-10 | July Monthly System Peak Day | 50% Cycling | 24 | Average Per Device1-in-10July Monthly System Peak Day50% Cycling24 | 1.1081 | 1.0721 | 71.8178 | 0 | 0 | 0 | 0 | 0 | 12331 | Residential | caiso
Aggregate | 1-in-10 | July Monthly System Peak Day | 50% Cycling | 24 | Aggregate1-in-10July Monthly System Peak Day50% Cycling24 | 15.9818 | 15.4635 | 71.8178 | 0 | 0 | 0 | 0 | 0 | 12331 | Residential | caiso
Average Per Ton | 1-in-10 | July Monthly System Peak Day | All | 24 | Average Per Ton1-in-10July Monthly System Peak DayAll24 | 0.28001 | 0.26825 | 71.853 | 0 | 0 | 0 | 0 | 0 | 23026 | Residential | caiso
Average Per Premise | 1-in-10 | July Monthly System Peak Day | All | 24 | Average Per Premise1-in-10July Monthly System Peak DayAll24 | 1.1984 | 1.1481 | 71.853 | 0 | 0 | 0 | 0 | 0 | 23026 | Residential | caiso
Average Per Device | 1-in-10 | July Monthly System Peak Day | All | 24 | Average Per Device1-in-10July Monthly System Peak DayAll24 | 0.99876 | 0.95682 | 71.853 | 0 | 0 | 0 | 0 | 0 | 23026 | Residential | caiso
Aggregate | 1-in-10 | July Monthly System Peak Day | All | 24 | Aggregate1-in-10July Monthly System Peak DayAll24 | 27.5938 | 26.4351 | 71.853 | 0 | 0 | 0 | 0 | 0 | 23026 | Residential | caiso
Average Per Ton | 1-in-10 | June Monthly System Peak Day | 100% Cycling | 24 | Average Per Ton1-in-10June Monthly System Peak Day100% Cycling24 | 0.23109 | 0.21802 | 68.7337 | 0 | 0 | 0 | 0 | 0 | 10695 | Residential | caiso
Average Per Premise | 1-in-10 | June Monthly System Peak Day | 100% Cycling | 24 | Average Per Premise1-in-10June Monthly System Peak Day100% Cycling24 | 1.0357 | 0.97709 | 68.7337 | 0 | 0 | 0 | 0 | 0 | 10695 | Residential | caiso
Average Per Device | 1-in-10 | June Monthly System Peak Day | 100% Cycling | 24 | Average Per Device1-in-10June Monthly System Peak Day100% Cycling24 | 0.83882 | 0.79137 | 68.7337 | 0 | 0 | 0 | 0 | 0 | 10695 | Residential | caiso
Aggregate | 1-in-10 | June Monthly System Peak Day | 100% Cycling | 24 | Aggregate1-in-10June Monthly System Peak Day100% Cycling24 | 11.0766 | 10.45 | 68.7337 | 0 | 0 | 0 | 0 | 0 | 10695 | Residential | caiso
Average Per Ton | 1-in-10 | June Monthly System Peak Day | 50% Cycling | 24 | Average Per Ton1-in-10June Monthly System Peak Day50% Cycling24 | 0.30636 | 0.29643 | 68.3463 | 0 | 0 | 0 | 0 | 0 | 12331 | Residential | caiso
Average Per Premise | 1-in-10 | June Monthly System Peak Day | 50% Cycling | 24 | Average Per Premise1-in-10June Monthly System Peak Day50% Cycling24 | 1.2576 | 1.2168 | 68.3463 | 0 | 0 | 0 | 0 | 0 | 12331 | Residential | caiso
Average Per Device | 1-in-10 | June Monthly System Peak Day | 50% Cycling | 24 | Average Per Device1-in-10June Monthly System Peak Day50% Cycling24 | 1.0752 | 1.0403 | 68.3463 | 0 | 0 | 0 | 0 | 0 | 12331 | Residential | caiso
Aggregate | 1-in-10 | June Monthly System Peak Day | 50% Cycling | 24 | Aggregate1-in-10June Monthly System Peak Day50% Cycling24 | 15.5069 | 15.004 | 68.3463 | 0 | 0 | 0 | 0 | 0 | 12331 | Residential | caiso
Average Per Ton | 1-in-10 | June Monthly System Peak Day | All | 24 | Average Per Ton1-in-10June Monthly System Peak DayAll24 | 0.2714 | 0.26001 | 68.5262 | 0 | 0 | 0 | 0 | 0 | 23026 | Residential | caiso
Average Per Premise | 1-in-10 | June Monthly System Peak Day | All | 24 | Average Per Premise1-in-10June Monthly System Peak DayAll24 | 1.1615 | 1.1128 | 68.5262 | 0 | 0 | 0 | 0 | 0 | 23026 | Residential | caiso
Average Per Device | 1-in-10 | June Monthly System Peak Day | All | 24 | Average Per Device1-in-10June Monthly System Peak DayAll24 | 0.96807 | 0.92743 | 68.5262 | 0 | 0 | 0 | 0 | 0 | 23026 | Residential | caiso
Aggregate | 1-in-10 | June Monthly System Peak Day | All | 24 | Aggregate1-in-10June Monthly System Peak DayAll24 | 26.7457 | 25.623 | 68.5262 | 0 | 0 | 0 | 0 | 0 | 23026 | Residential | caiso
Average Per Ton | 1-in-10 | May Monthly System Peak Day | 100% Cycling | 24 | Average Per Ton1-in-10May Monthly System Peak Day100% Cycling24 | 0.23238 | 0.21924 | 68.7913 | 0 | 0 | 0 | 0 | 0 | 10695 | Residential | caiso
Average Per Premise | 1-in-10 | May Monthly System Peak Day | 100% Cycling | 24 | Average Per Premise1-in-10May Monthly System Peak Day100% Cycling24 | 1.0414 | 0.98254 | 68.7913 | 0 | 0 | 0 | 0 | 0 | 10695 | Residential | caiso
Average Per Device | 1-in-10 | May Monthly System Peak Day | 100% Cycling | 24 | Average Per Device1-in-10May Monthly System Peak Day100% Cycling24 | 0.84349 | 0.79578 | 68.7913 | 0 | 0 | 0 | 0 | 0 | 10695 | Residential | caiso
Aggregate | 1-in-10 | May Monthly System Peak Day | 100% Cycling | 24 | Aggregate1-in-10May Monthly System Peak Day100% Cycling24 | 11.1383 | 10.5083 | 68.7913 | 0 | 0 | 0 | 0 | 0 | 10695 | Residential | caiso
Average Per Ton | 1-in-10 | May Monthly System Peak Day | 50% Cycling | 24 | Average Per Ton1-in-10May Monthly System Peak Day50% Cycling24 | 0.30887 | 0.29885 | 68.3736 | 0 | 0 | 0 | 0 | 0 | 12331 | Residential | caiso
Average Per Premise | 1-in-10 | May Monthly System Peak Day | 50% Cycling | 24 | Average Per Premise1-in-10May Monthly System Peak Day50% Cycling24 | 1.2679 | 1.2267 | 68.3736 | 0 | 0 | 0 | 0 | 0 | 12331 | Residential | caiso
Average Per Device | 1-in-10 | May Monthly System Peak Day | 50% Cycling | 24 | Average Per Device1-in-10May Monthly System Peak Day50% Cycling24 | 1.084 | 1.0488 | 68.3736 | 0 | 0 | 0 | 0 | 0 | 12331 | Residential | caiso
Aggregate | 1-in-10 | May Monthly System Peak Day | 50% Cycling | 24 | Aggregate1-in-10May Monthly System Peak Day50% Cycling24 | 15.6339 | 15.1269 | 68.3736 | 0 | 0 | 0 | 0 | 0 | 12331 | Residential | caiso
Average Per Ton | 1-in-10 | May Monthly System Peak Day | All | 24 | Average Per Ton1-in-10May Monthly System Peak DayAll24 | 0.27334 | 0.26187 | 68.5676 | 0 | 0 | 0 | 0 | 0 | 23026 | Residential | caiso
Average Per Premise | 1-in-10 | May Monthly System Peak Day | All | 24 | Average Per Premise1-in-10May Monthly System Peak DayAll24 | 1.1699 | 1.1208 | 68.5676 | 0 | 0 | 0 | 0 | 0 | 23026 | Residential | caiso
Average Per Device | 1-in-10 | May Monthly System Peak Day | All | 24 | Average Per Device1-in-10May Monthly System Peak DayAll24 | 0.97499 | 0.93408 | 68.5676 | 0 | 0 | 0 | 0 | 0 | 23026 | Residential | caiso
Aggregate | 1-in-10 | May Monthly System Peak Day | All | 24 | Aggregate1-in-10May Monthly System Peak DayAll24 | 26.9371 | 25.8068 | 68.5676 | 0 | 0 | 0 | 0 | 0 | 23026 | Residential | caiso
Average Per Ton | 1-in-10 | October Monthly System Peak Day | 100% Cycling | 24 | Average Per Ton1-in-10October Monthly System Peak Day100% Cycling24 | 0.24814 | 0.2341 | 68.9089 | 0 | 0 | 0 | 0 | 0 | 10695 | Residential | caiso
Average Per Premise | 1-in-10 | October Monthly System Peak Day | 100% Cycling | 24 | Average Per Premise1-in-10October Monthly System Peak Day100% Cycling24 | 1.1121 | 1.0492 | 68.9089 | 0 | 0 | 0 | 0 | 0 | 10695 | Residential | caiso
Average Per Device | 1-in-10 | October Monthly System Peak Day | 100% Cycling | 24 | Average Per Device1-in-10October Monthly System Peak Day100% Cycling24 | 0.90069 | 0.84974 | 68.9089 | 0 | 0 | 0 | 0 | 0 | 10695 | Residential | caiso
Aggregate | 1-in-10 | October Monthly System Peak Day | 100% Cycling | 24 | Aggregate1-in-10October Monthly System Peak Day100% Cycling24 | 11.8936 | 11.2208 | 68.9089 | 0 | 0 | 0 | 0 | 0 | 10695 | Residential | caiso
Average Per Ton | 1-in-10 | October Monthly System Peak Day | 50% Cycling | 24 | Average Per Ton1-in-10October Monthly System Peak Day50% Cycling24 | 0.32574 | 0.31517 | 68.4291 | 0 | 0 | 0 | 0 | 0 | 12331 | Residential | caiso
Average Per Premise | 1-in-10 | October Monthly System Peak Day | 50% Cycling | 24 | Average Per Premise1-in-10October Monthly System Peak Day50% Cycling24 | 1.3371 | 1.2937 | 68.4291 | 0 | 0 | 0 | 0 | 0 | 12331 | Residential | caiso
Average Per Device | 1-in-10 | October Monthly System Peak Day | 50% Cycling | 24 | Average Per Device1-in-10October Monthly System Peak Day50% Cycling24 | 1.1431 | 1.1061 | 68.4291 | 0 | 0 | 0 | 0 | 0 | 12331 | Residential | caiso
Aggregate | 1-in-10 | October Monthly System Peak Day | 50% Cycling | 24 | Aggregate1-in-10October Monthly System Peak Day50% Cycling24 | 16.4876 | 15.9529 | 68.4291 | 0 | 0 | 0 | 0 | 0 | 12331 | Residential | caiso
Average Per Ton | 1-in-10 | October Monthly System Peak Day | All | 24 | Average Per Ton1-in-10October Monthly System Peak DayAll24 | 0.28969 | 0.27752 | 68.6519 | 0 | 0 | 0 | 0 | 0 | 23026 | Residential | caiso
Average Per Premise | 1-in-10 | October Monthly System Peak Day | All | 24 | Average Per Premise1-in-10October Monthly System Peak DayAll24 | 1.2398 | 1.1877 | 68.6519 | 0 | 0 | 0 | 0 | 0 | 23026 | Residential | caiso
Average Per Device | 1-in-10 | October Monthly System Peak Day | All | 24 | Average Per Device1-in-10October Monthly System Peak DayAll24 | 1.0333 | 0.98988 | 68.6519 | 0 | 0 | 0 | 0 | 0 | 23026 | Residential | caiso
Aggregate | 1-in-10 | October Monthly System Peak Day | All | 24 | Aggregate1-in-10October Monthly System Peak DayAll24 | 28.5485 | 27.3485 | 68.6519 | 0 | 0 | 0 | 0 | 0 | 23026 | Residential | caiso
Average Per Ton | 1-in-10 | September Monthly System Peak Day | 100% Cycling | 24 | Average Per Ton1-in-10September Monthly System Peak Day100% Cycling24 | 0.32671 | 0.30822 | 75.113 | 0 | 0 | 0 | 0 | 0 | 10695 | Residential | caiso
Average Per Premise | 1-in-10 | September Monthly System Peak Day | 100% Cycling | 24 | Average Per Premise1-in-10September Monthly System Peak Day100% Cycling24 | 1.4642 | 1.3814 | 75.113 | 0 | 0 | 0 | 0 | 0 | 10695 | Residential | caiso
Average Per Device | 1-in-10 | September Monthly System Peak Day | 100% Cycling | 24 | Average Per Device1-in-10September Monthly System Peak Day100% Cycling24 | 1.1859 | 1.1188 | 75.113 | 0 | 0 | 0 | 0 | 0 | 10695 | Residential | caiso
Aggregate | 1-in-10 | September Monthly System Peak Day | 100% Cycling | 24 | Aggregate1-in-10September Monthly System Peak Day100% Cycling24 | 15.6593 | 14.7735 | 75.113 | 0 | 0 | 0 | 0 | 0 | 10695 | Residential | caiso
Average Per Ton | 1-in-10 | September Monthly System Peak Day | 50% Cycling | 24 | Average Per Ton1-in-10September Monthly System Peak Day50% Cycling24 | 0.42435 | 0.41059 | 75.0534 | 0 | 0 | 0 | 0 | 0 | 12331 | Residential | caiso
Average Per Premise | 1-in-10 | September Monthly System Peak Day | 50% Cycling | 24 | Average Per Premise1-in-10September Monthly System Peak Day50% Cycling24 | 1.7419 | 1.6854 | 75.0534 | 0 | 0 | 0 | 0 | 0 | 12331 | Residential | caiso
Average Per Device | 1-in-10 | September Monthly System Peak Day | 50% Cycling | 24 | Average Per Device1-in-10September Monthly System Peak Day50% Cycling24 | 1.4892 | 1.4409 | 75.0534 | 0 | 0 | 0 | 0 | 0 | 12331 | Residential | caiso
Aggregate | 1-in-10 | September Monthly System Peak Day | 50% Cycling | 24 | Aggregate1-in-10September Monthly System Peak Day50% Cycling24 | 21.479 | 20.7824 | 75.0534 | 0 | 0 | 0 | 0 | 0 | 12331 | Residential | caiso
Average Per Ton | 1-in-10 | September Monthly System Peak Day | All | 24 | Average Per Ton1-in-10September Monthly System Peak DayAll24 | 0.37899 | 0.36304 | 75.0811 | 0 | 0 | 0 | 0 | 0 | 23026 | Residential | caiso
Average Per Premise | 1-in-10 | September Monthly System Peak Day | All | 24 | Average Per Premise1-in-10September Monthly System Peak DayAll24 | 1.622 | 1.5537 | 75.0811 | 0 | 0 | 0 | 0 | 0 | 23026 | Residential | caiso
Average Per Device | 1-in-10 | September Monthly System Peak Day | All | 24 | Average Per Device1-in-10September Monthly System Peak DayAll24 | 1.3518 | 1.2949 | 75.0811 | 0 | 0 | 0 | 0 | 0 | 23026 | Residential | caiso
Aggregate | 1-in-10 | September Monthly System Peak Day | All | 24 | Aggregate1-in-10September Monthly System Peak DayAll24 | 37.3488 | 35.7766 | 75.0811 | 0 | 0 | 0 | 0 | 0 | 23026 | Residential | caiso
Average Per Ton | 1-in-2 | August Monthly System Peak Day | 100% Cycling | 1 | Average Per Ton1-in-2August Monthly System Peak Day100% Cycling1 | 0.19453 | 0.19453 | 70.2632 | 0 | 0 | 0 | 0 | 0 | 10695 | Residential | caiso
Average Per Premise | 1-in-2 | August Monthly System Peak Day | 100% Cycling | 1 | Average Per Premise1-in-2August Monthly System Peak Day100% Cycling1 | 0.87182 | 0.87182 | 70.2632 | 0 | 0 | 0 | 0 | 0 | 10695 | Residential | caiso
Average Per Device | 1-in-2 | August Monthly System Peak Day | 100% Cycling | 1 | Average Per Device1-in-2August Monthly System Peak Day100% Cycling1 | 0.7061 | 0.7061 | 70.2632 | 0 | 0 | 0 | 0 | 0 | 10695 | Residential | caiso
Aggregate | 1-in-2 | August Monthly System Peak Day | 100% Cycling | 1 | Aggregate1-in-2August Monthly System Peak Day100% Cycling1 | 9.3241 | 9.3241 | 70.2632 | 0 | 0 | 0 | 0 | 0 | 10695 | Residential | caiso
Average Per Ton | 1-in-2 | August Monthly System Peak Day | 50% Cycling | 1 | Average Per Ton1-in-2August Monthly System Peak Day50% Cycling1 | 0.26018 | 0.26018 | 69.9923 | 0 | 0 | 0 | 0 | 0 | 12331 | Residential | caiso
Average Per Premise | 1-in-2 | August Monthly System Peak Day | 50% Cycling | 1 | Average Per Premise1-in-2August Monthly System Peak Day50% Cycling1 | 1.068 | 1.068 | 69.9923 | 0 | 0 | 0 | 0 | 0 | 12331 | Residential | caiso
Average Per Device | 1-in-2 | August Monthly System Peak Day | 50% Cycling | 1 | Average Per Device1-in-2August Monthly System Peak Day50% Cycling1 | 0.91307 | 0.91307 | 69.9923 | 0 | 0 | 0 | 0 | 0 | 12331 | Residential | caiso
Aggregate | 1-in-2 | August Monthly System Peak Day | 50% Cycling | 1 | Aggregate1-in-2August Monthly System Peak Day50% Cycling1 | 13.1692 | 13.1692 | 69.9923 | 0 | 0 | 0 | 0 | 0 | 12331 | Residential | caiso
Average Per Ton | 1-in-2 | August Monthly System Peak Day | All | 1 | Average Per Ton1-in-2August Monthly System Peak DayAll1 | 0.22968 | 0.22968 | 70.1181 | 0 | 0 | 0 | 0 | 0 | 23026 | Residential | caiso
Average Per Premise | 1-in-2 | August Monthly System Peak Day | All | 1 | Average Per Premise1-in-2August Monthly System Peak DayAll1 | 0.98301 | 0.98301 | 70.1181 | 0 | 0 | 0 | 0 | 0 | 23026 | Residential | caiso
Average Per Device | 1-in-2 | August Monthly System Peak Day | All | 1 | Average Per Device1-in-2August Monthly System Peak DayAll1 | 0.81927 | 0.81927 | 70.1181 | 0 | 0 | 0 | 0 | 0 | 23026 | Residential | caiso
Aggregate | 1-in-2 | August Monthly System Peak Day | All | 1 | Aggregate1-in-2August Monthly System Peak DayAll1 | 22.6349 | 22.6349 | 70.1181 | 0 | 0 | 0 | 0 | 0 | 23026 | Residential | caiso
Average Per Ton | 1-in-2 | August Typical Event Day | 100% Cycling | 1 | Average Per Ton1-in-2August Typical Event Day100% Cycling1 | 0.17055 | 0.17055 | 67.4569 | 0 | 0 | 0 | 0 | 0 | 10695 | Residential | caiso
Average Per Premise | 1-in-2 | August Typical Event Day | 100% Cycling | 1 | Average Per Premise1-in-2August Typical Event Day100% Cycling1 | 0.76434 | 0.76434 | 67.4569 | 0 | 0 | 0 | 0 | 0 | 10695 | Residential | caiso
Average Per Device | 1-in-2 | August Typical Event Day | 100% Cycling | 1 | Average Per Device1-in-2August Typical Event Day100% Cycling1 | 0.61905 | 0.61905 | 67.4569 | 0 | 0 | 0 | 0 | 0 | 10695 | Residential | caiso
Aggregate | 1-in-2 | August Typical Event Day | 100% Cycling | 1 | Aggregate1-in-2August Typical Event Day100% Cycling1 | 8.1746 | 8.1746 | 67.4569 | 0 | 0 | 0 | 0 | 0 | 10695 | Residential | caiso
Average Per Ton | 1-in-2 | August Typical Event Day | 50% Cycling | 1 | Average Per Ton1-in-2August Typical Event Day50% Cycling1 | 0.23055 | 0.23055 | 67.1497 | 0 | 0 | 0 | 0 | 0 | 12331 | Residential | caiso
Average Per Premise | 1-in-2 | August Typical Event Day | 50% Cycling | 1 | Average Per Premise1-in-2August Typical Event Day50% Cycling1 | 0.94635 | 0.94635 | 67.1497 | 0 | 0 | 0 | 0 | 0 | 12331 | Residential | caiso
Average Per Device | 1-in-2 | August Typical Event Day | 50% Cycling | 1 | Average Per Device1-in-2August Typical Event Day50% Cycling1 | 0.80908 | 0.80908 | 67.1497 | 0 | 0 | 0 | 0 | 0 | 12331 | Residential | caiso
Aggregate | 1-in-2 | August Typical Event Day | 50% Cycling | 1 | Aggregate1-in-2August Typical Event Day50% Cycling1 | 11.6694 | 11.6694 | 67.1497 | 0 | 0 | 0 | 0 | 0 | 12331 | Residential | caiso
Average Per Ton | 1-in-2 | August Typical Event Day | All | 1 | Average Per Ton1-in-2August Typical Event DayAll1 | 0.20268 | 0.20268 | 67.2924 | 0 | 0 | 0 | 0 | 0 | 23026 | Residential | caiso
Average Per Premise | 1-in-2 | August Typical Event Day | All | 1 | Average Per Premise1-in-2August Typical Event DayAll1 | 0.86743 | 0.86743 | 67.2924 | 0 | 0 | 0 | 0 | 0 | 23026 | Residential | caiso
Average Per Device | 1-in-2 | August Typical Event Day | All | 1 | Average Per Device1-in-2August Typical Event DayAll1 | 0.72294 | 0.72294 | 67.2924 | 0 | 0 | 0 | 0 | 0 | 23026 | Residential | caiso
Aggregate | 1-in-2 | August Typical Event Day | All | 1 | Aggregate1-in-2August Typical Event DayAll1 | 19.9733 | 19.9733 | 67.2924 | 0 | 0 | 0 | 0 | 0 | 23026 | Residential | caiso
Average Per Ton | 1-in-2 | July Monthly System Peak Day | 100% Cycling | 1 | Average Per Ton1-in-2July Monthly System Peak Day100% Cycling1 | 0.15488 | 0.15488 | 67.0337 | 0 | 0 | 0 | 0 | 0 | 10695 | Residential | caiso
Average Per Premise | 1-in-2 | July Monthly System Peak Day | 100% Cycling | 1 | Average Per Premise1-in-2July Monthly System Peak Day100% Cycling1 | 0.69413 | 0.69413 | 67.0337 | 0 | 0 | 0 | 0 | 0 | 10695 | Residential | caiso
Average Per Device | 1-in-2 | July Monthly System Peak Day | 100% Cycling | 1 | Average Per Device1-in-2July Monthly System Peak Day100% Cycling1 | 0.56219 | 0.56219 | 67.0337 | 0 | 0 | 0 | 0 | 0 | 10695 | Residential | caiso
Aggregate | 1-in-2 | July Monthly System Peak Day | 100% Cycling | 1 | Aggregate1-in-2July Monthly System Peak Day100% Cycling1 | 7.4237 | 7.4237 | 67.0337 | 0 | 0 | 0 | 0 | 0 | 10695 | Residential | caiso
Average Per Ton | 1-in-2 | July Monthly System Peak Day | 50% Cycling | 1 | Average Per Ton1-in-2July Monthly System Peak Day50% Cycling1 | 0.21042 | 0.21042 | 66.8839 | 0 | 0 | 0 | 0 | 0 | 12331 | Residential | caiso
Average Per Premise | 1-in-2 | July Monthly System Peak Day | 50% Cycling | 1 | Average Per Premise1-in-2July Monthly System Peak Day50% Cycling1 | 0.86373 | 0.86373 | 66.8839 | 0 | 0 | 0 | 0 | 0 | 12331 | Residential | caiso
Average Per Device | 1-in-2 | July Monthly System Peak Day | 50% Cycling | 1 | Average Per Device1-in-2July Monthly System Peak Day50% Cycling1 | 0.73845 | 0.73845 | 66.8839 | 0 | 0 | 0 | 0 | 0 | 12331 | Residential | caiso
Aggregate | 1-in-2 | July Monthly System Peak Day | 50% Cycling | 1 | Aggregate1-in-2July Monthly System Peak Day50% Cycling1 | 10.6507 | 10.6507 | 66.8839 | 0 | 0 | 0 | 0 | 0 | 12331 | Residential | caiso
Average Per Ton | 1-in-2 | July Monthly System Peak Day | All | 1 | Average Per Ton1-in-2July Monthly System Peak DayAll1 | 0.18462 | 0.18462 | 66.9535 | 0 | 0 | 0 | 0 | 0 | 23026 | Residential | caiso
Average Per Premise | 1-in-2 | July Monthly System Peak Day | All | 1 | Average Per Premise1-in-2July Monthly System Peak DayAll1 | 0.79015 | 0.79015 | 66.9535 | 0 | 0 | 0 | 0 | 0 | 23026 | Residential | caiso
Average Per Device | 1-in-2 | July Monthly System Peak Day | All | 1 | Average Per Device1-in-2July Monthly System Peak DayAll1 | 0.65854 | 0.65854 | 66.9535 | 0 | 0 | 0 | 0 | 0 | 23026 | Residential | caiso
Aggregate | 1-in-2 | July Monthly System Peak Day | All | 1 | Aggregate1-in-2July Monthly System Peak DayAll1 | 18.1941 | 18.1941 | 66.9535 | 0 | 0 | 0 | 0 | 0 | 23026 | Residential | caiso
Average Per Ton | 1-in-2 | June Monthly System Peak Day | 100% Cycling | 1 | Average Per Ton1-in-2June Monthly System Peak Day100% Cycling1 | 0.13254 | 0.13254 | 62.6589 | 0 | 0 | 0 | 0 | 0 | 10695 | Residential | caiso
Average Per Premise | 1-in-2 | June Monthly System Peak Day | 100% Cycling | 1 | Average Per Premise1-in-2June Monthly System Peak Day100% Cycling1 | 0.594 | 0.594 | 62.6589 | 0 | 0 | 0 | 0 | 0 | 10695 | Residential | caiso
Average Per Device | 1-in-2 | June Monthly System Peak Day | 100% Cycling | 1 | Average Per Device1-in-2June Monthly System Peak Day100% Cycling1 | 0.48109 | 0.48109 | 62.6589 | 0 | 0 | 0 | 0 | 0 | 10695 | Residential | caiso
Aggregate | 1-in-2 | June Monthly System Peak Day | 100% Cycling | 1 | Aggregate1-in-2June Monthly System Peak Day100% Cycling1 | 6.3528 | 6.3528 | 62.6589 | 0 | 0 | 0 | 0 | 0 | 10695 | Residential | caiso
Average Per Ton | 1-in-2 | June Monthly System Peak Day | 50% Cycling | 1 | Average Per Ton1-in-2June Monthly System Peak Day50% Cycling1 | 0.18347 | 0.18347 | 62.1791 | 0 | 0 | 0 | 0 | 0 | 12331 | Residential | caiso
Average Per Premise | 1-in-2 | June Monthly System Peak Day | 50% Cycling | 1 | Average Per Premise1-in-2June Monthly System Peak Day50% Cycling1 | 0.75311 | 0.75311 | 62.1791 | 0 | 0 | 0 | 0 | 0 | 12331 | Residential | caiso
Average Per Device | 1-in-2 | June Monthly System Peak Day | 50% Cycling | 1 | Average Per Device1-in-2June Monthly System Peak Day50% Cycling1 | 0.64388 | 0.64388 | 62.1791 | 0 | 0 | 0 | 0 | 0 | 12331 | Residential | caiso
Aggregate | 1-in-2 | June Monthly System Peak Day | 50% Cycling | 1 | Aggregate1-in-2June Monthly System Peak Day50% Cycling1 | 9.2866 | 9.2866 | 62.1791 | 0 | 0 | 0 | 0 | 0 | 12331 | Residential | caiso
Average Per Ton | 1-in-2 | June Monthly System Peak Day | All | 1 | Average Per Ton1-in-2June Monthly System Peak DayAll1 | 0.15981 | 0.15981 | 62.4019 | 0 | 0 | 0 | 0 | 0 | 23026 | Residential | caiso
Average Per Premise | 1-in-2 | June Monthly System Peak Day | All | 1 | Average Per Premise1-in-2June Monthly System Peak DayAll1 | 0.68398 | 0.68398 | 62.4019 | 0 | 0 | 0 | 0 | 0 | 23026 | Residential | caiso
Average Per Device | 1-in-2 | June Monthly System Peak Day | All | 1 | Average Per Device1-in-2June Monthly System Peak DayAll1 | 0.57005 | 0.57005 | 62.4019 | 0 | 0 | 0 | 0 | 0 | 23026 | Residential | caiso
Aggregate | 1-in-2 | June Monthly System Peak Day | All | 1 | Aggregate1-in-2June Monthly System Peak DayAll1 | 15.7493 | 15.7493 | 62.4019 | 0 | 0 | 0 | 0 | 0 | 23026 | Residential | caiso
Average Per Ton | 1-in-2 | May Monthly System Peak Day | 100% Cycling | 1 | Average Per Ton1-in-2May Monthly System Peak Day100% Cycling1 | 0.10049 | 0.10049 | 59.624 | 0 | 0 | 0 | 0 | 0 | 10695 | Residential | caiso
Average Per Premise | 1-in-2 | May Monthly System Peak Day | 100% Cycling | 1 | Average Per Premise1-in-2May Monthly System Peak Day100% Cycling1 | 0.45036 | 0.45036 | 59.624 | 0 | 0 | 0 | 0 | 0 | 10695 | Residential | caiso
Average Per Device | 1-in-2 | May Monthly System Peak Day | 100% Cycling | 1 | Average Per Device1-in-2May Monthly System Peak Day100% Cycling1 | 0.36476 | 0.36476 | 59.624 | 0 | 0 | 0 | 0 | 0 | 10695 | Residential | caiso
Aggregate | 1-in-2 | May Monthly System Peak Day | 100% Cycling | 1 | Aggregate1-in-2May Monthly System Peak Day100% Cycling1 | 4.8166 | 4.8166 | 59.624 | 0 | 0 | 0 | 0 | 0 | 10695 | Residential | caiso
Average Per Ton | 1-in-2 | May Monthly System Peak Day | 50% Cycling | 1 | Average Per Ton1-in-2May Monthly System Peak Day50% Cycling1 | 0.14526 | 0.14526 | 59.2946 | 0 | 0 | 0 | 0 | 0 | 12331 | Residential | caiso
Average Per Premise | 1-in-2 | May Monthly System Peak Day | 50% Cycling | 1 | Average Per Premise1-in-2May Monthly System Peak Day50% Cycling1 | 0.59626 | 0.59626 | 59.2946 | 0 | 0 | 0 | 0 | 0 | 12331 | Residential | caiso
Average Per Device | 1-in-2 | May Monthly System Peak Day | 50% Cycling | 1 | Average Per Device1-in-2May Monthly System Peak Day50% Cycling1 | 0.50977 | 0.50977 | 59.2946 | 0 | 0 | 0 | 0 | 0 | 12331 | Residential | caiso
Aggregate | 1-in-2 | May Monthly System Peak Day | 50% Cycling | 1 | Aggregate1-in-2May Monthly System Peak Day50% Cycling1 | 7.3525 | 7.3525 | 59.2946 | 0 | 0 | 0 | 0 | 0 | 12331 | Residential | caiso
Average Per Ton | 1-in-2 | May Monthly System Peak Day | All | 1 | Average Per Ton1-in-2May Monthly System Peak DayAll1 | 0.12446 | 0.12446 | 59.4476 | 0 | 0 | 0 | 0 | 0 | 23026 | Residential | caiso
Average Per Premise | 1-in-2 | May Monthly System Peak Day | All | 1 | Average Per Premise1-in-2May Monthly System Peak DayAll1 | 0.53269 | 0.53269 | 59.4476 | 0 | 0 | 0 | 0 | 0 | 23026 | Residential | caiso
Average Per Device | 1-in-2 | May Monthly System Peak Day | All | 1 | Average Per Device1-in-2May Monthly System Peak DayAll1 | 0.44396 | 0.44396 | 59.4476 | 0 | 0 | 0 | 0 | 0 | 23026 | Residential | caiso
Aggregate | 1-in-2 | May Monthly System Peak Day | All | 1 | Aggregate1-in-2May Monthly System Peak DayAll1 | 12.2656 | 12.2656 | 59.4476 | 0 | 0 | 0 | 0 | 0 | 23026 | Residential | caiso
Average Per Ton | 1-in-2 | October Monthly System Peak Day | 100% Cycling | 1 | Average Per Ton1-in-2October Monthly System Peak Day100% Cycling1 | 0.12512 | 0.12512 | 63.2958 | 0 | 0 | 0 | 0 | 0 | 10695 | Residential | caiso
Average Per Premise | 1-in-2 | October Monthly System Peak Day | 100% Cycling | 1 | Average Per Premise1-in-2October Monthly System Peak Day100% Cycling1 | 0.56073 | 0.56073 | 63.2958 | 0 | 0 | 0 | 0 | 0 | 10695 | Residential | caiso
Average Per Device | 1-in-2 | October Monthly System Peak Day | 100% Cycling | 1 | Average Per Device1-in-2October Monthly System Peak Day100% Cycling1 | 0.45415 | 0.45415 | 63.2958 | 0 | 0 | 0 | 0 | 0 | 10695 | Residential | caiso
Aggregate | 1-in-2 | October Monthly System Peak Day | 100% Cycling | 1 | Aggregate1-in-2October Monthly System Peak Day100% Cycling1 | 5.997 | 5.997 | 63.2958 | 0 | 0 | 0 | 0 | 0 | 10695 | Residential | caiso
Average Per Ton | 1-in-2 | October Monthly System Peak Day | 50% Cycling | 1 | Average Per Ton1-in-2October Monthly System Peak Day50% Cycling1 | 0.17284 | 0.17284 | 62.8757 | 0 | 0 | 0 | 0 | 0 | 12331 | Residential | caiso
Average Per Premise | 1-in-2 | October Monthly System Peak Day | 50% Cycling | 1 | Average Per Premise1-in-2October Monthly System Peak Day50% Cycling1 | 0.70949 | 0.70949 | 62.8757 | 0 | 0 | 0 | 0 | 0 | 12331 | Residential | caiso
Average Per Device | 1-in-2 | October Monthly System Peak Day | 50% Cycling | 1 | Average Per Device1-in-2October Monthly System Peak Day50% Cycling1 | 0.60658 | 0.60658 | 62.8757 | 0 | 0 | 0 | 0 | 0 | 12331 | Residential | caiso
Aggregate | 1-in-2 | October Monthly System Peak Day | 50% Cycling | 1 | Aggregate1-in-2October Monthly System Peak Day50% Cycling1 | 8.7487 | 8.7487 | 62.8757 | 0 | 0 | 0 | 0 | 0 | 12331 | Residential | caiso
Average Per Ton | 1-in-2 | October Monthly System Peak Day | All | 1 | Average Per Ton1-in-2October Monthly System Peak DayAll1 | 0.15067 | 0.15067 | 63.0708 | 0 | 0 | 0 | 0 | 0 | 23026 | Residential | caiso
Average Per Premise | 1-in-2 | October Monthly System Peak Day | All | 1 | Average Per Premise1-in-2October Monthly System Peak DayAll1 | 0.64486 | 0.64486 | 63.0708 | 0 | 0 | 0 | 0 | 0 | 23026 | Residential | caiso
Average Per Device | 1-in-2 | October Monthly System Peak Day | All | 1 | Average Per Device1-in-2October Monthly System Peak DayAll1 | 0.53745 | 0.53745 | 63.0708 | 0 | 0 | 0 | 0 | 0 | 23026 | Residential | caiso
Aggregate | 1-in-2 | October Monthly System Peak Day | All | 1 | Aggregate1-in-2October Monthly System Peak DayAll1 | 14.8486 | 14.8486 | 63.0708 | 0 | 0 | 0 | 0 | 0 | 23026 | Residential | caiso
Average Per Ton | 1-in-2 | September Monthly System Peak Day | 100% Cycling | 1 | Average Per Ton1-in-2September Monthly System Peak Day100% Cycling1 | 0.20024 | 0.20024 | 69.8717 | 0 | 0 | 0 | 0 | 0 | 10695 | Residential | caiso
Average Per Premise | 1-in-2 | September Monthly System Peak Day | 100% Cycling | 1 | Average Per Premise1-in-2September Monthly System Peak Day100% Cycling1 | 0.8974 | 0.8974 | 69.8717 | 0 | 0 | 0 | 0 | 0 | 10695 | Residential | caiso
Average Per Device | 1-in-2 | September Monthly System Peak Day | 100% Cycling | 1 | Average Per Device1-in-2September Monthly System Peak Day100% Cycling1 | 0.72682 | 0.72682 | 69.8717 | 0 | 0 | 0 | 0 | 0 | 10695 | Residential | caiso
Aggregate | 1-in-2 | September Monthly System Peak Day | 100% Cycling | 1 | Aggregate1-in-2September Monthly System Peak Day100% Cycling1 | 9.5977 | 9.5977 | 69.8717 | 0 | 0 | 0 | 0 | 0 | 10695 | Residential | caiso
Average Per Ton | 1-in-2 | September Monthly System Peak Day | 50% Cycling | 1 | Average Per Ton1-in-2September Monthly System Peak Day50% Cycling1 | 0.26812 | 0.26812 | 69.5435 | 0 | 0 | 0 | 0 | 0 | 12331 | Residential | caiso
Average Per Premise | 1-in-2 | September Monthly System Peak Day | 50% Cycling | 1 | Average Per Premise1-in-2September Monthly System Peak Day50% Cycling1 | 1.1006 | 1.1006 | 69.5435 | 0 | 0 | 0 | 0 | 0 | 12331 | Residential | caiso
Average Per Device | 1-in-2 | September Monthly System Peak Day | 50% Cycling | 1 | Average Per Device1-in-2September Monthly System Peak Day50% Cycling1 | 0.94094 | 0.94094 | 69.5435 | 0 | 0 | 0 | 0 | 0 | 12331 | Residential | caiso
Aggregate | 1-in-2 | September Monthly System Peak Day | 50% Cycling | 1 | Aggregate1-in-2September Monthly System Peak Day50% Cycling1 | 13.5711 | 13.5711 | 69.5435 | 0 | 0 | 0 | 0 | 0 | 12331 | Residential | caiso
Average Per Ton | 1-in-2 | September Monthly System Peak Day | All | 1 | Average Per Ton1-in-2September Monthly System Peak DayAll1 | 0.23659 | 0.23659 | 69.696 | 0 | 0 | 0 | 0 | 0 | 23026 | Residential | caiso
Average Per Premise | 1-in-2 | September Monthly System Peak Day | All | 1 | Average Per Premise1-in-2September Monthly System Peak DayAll1 | 1.0126 | 1.0126 | 69.696 | 0 | 0 | 0 | 0 | 0 | 23026 | Residential | caiso
Average Per Device | 1-in-2 | September Monthly System Peak Day | All | 1 | Average Per Device1-in-2September Monthly System Peak DayAll1 | 0.8439 | 0.8439 | 69.696 | 0 | 0 | 0 | 0 | 0 | 23026 | Residential | caiso
Aggregate | 1-in-2 | September Monthly System Peak Day | All | 1 | Aggregate1-in-2September Monthly System Peak DayAll1 | 23.3152 | 23.3152 | 69.696 | 0 | 0 | 0 | 0 | 0 | 23026 | Residential | caiso
Average Per Ton | 1-in-2 | August Monthly System Peak Day | 100% Cycling | 2 | Average Per Ton1-in-2August Monthly System Peak Day100% Cycling2 | 0.16787 | 0.16787 | 69.4522 | 0 | 0 | 0 | 0 | 0 | 10695 | Residential | caiso
Average Per Premise | 1-in-2 | August Monthly System Peak Day | 100% Cycling | 2 | Average Per Premise1-in-2August Monthly System Peak Day100% Cycling2 | 0.75233 | 0.75233 | 69.4522 | 0 | 0 | 0 | 0 | 0 | 10695 | Residential | caiso
Average Per Device | 1-in-2 | August Monthly System Peak Day | 100% Cycling | 2 | Average Per Device1-in-2August Monthly System Peak Day100% Cycling2 | 0.60933 | 0.60933 | 69.4522 | 0 | 0 | 0 | 0 | 0 | 10695 | Residential | caiso
Aggregate | 1-in-2 | August Monthly System Peak Day | 100% Cycling | 2 | Aggregate1-in-2August Monthly System Peak Day100% Cycling2 | 8.0462 | 8.0462 | 69.4522 | 0 | 0 | 0 | 0 | 0 | 10695 | Residential | caiso
Average Per Ton | 1-in-2 | August Monthly System Peak Day | 50% Cycling | 2 | Average Per Ton1-in-2August Monthly System Peak Day50% Cycling2 | 0.22562 | 0.22562 | 69.2135 | 0 | 0 | 0 | 0 | 0 | 12331 | Residential | caiso
Average Per Premise | 1-in-2 | August Monthly System Peak Day | 50% Cycling | 2 | Average Per Premise1-in-2August Monthly System Peak Day50% Cycling2 | 0.92614 | 0.92614 | 69.2135 | 0 | 0 | 0 | 0 | 0 | 12331 | Residential | caiso
Average Per Device | 1-in-2 | August Monthly System Peak Day | 50% Cycling | 2 | Average Per Device1-in-2August Monthly System Peak Day50% Cycling2 | 0.7918 | 0.7918 | 69.2135 | 0 | 0 | 0 | 0 | 0 | 12331 | Residential | caiso
Aggregate | 1-in-2 | August Monthly System Peak Day | 50% Cycling | 2 | Aggregate1-in-2August Monthly System Peak Day50% Cycling2 | 11.4202 | 11.4202 | 69.2135 | 0 | 0 | 0 | 0 | 0 | 12331 | Residential | caiso
Average Per Ton | 1-in-2 | August Monthly System Peak Day | All | 2 | Average Per Ton1-in-2August Monthly System Peak DayAll2 | 0.1988 | 0.1988 | 69.3243 | 0 | 0 | 0 | 0 | 0 | 23026 | Residential | caiso
Average Per Premise | 1-in-2 | August Monthly System Peak Day | All | 2 | Average Per Premise1-in-2August Monthly System Peak DayAll2 | 0.85081 | 0.85081 | 69.3243 | 0 | 0 | 0 | 0 | 0 | 23026 | Residential | caiso
Average Per Device | 1-in-2 | August Monthly System Peak Day | All | 2 | Average Per Device1-in-2August Monthly System Peak DayAll2 | 0.70909 | 0.70909 | 69.3243 | 0 | 0 | 0 | 0 | 0 | 23026 | Residential | caiso
Aggregate | 1-in-2 | August Monthly System Peak Day | All | 2 | Aggregate1-in-2August Monthly System Peak DayAll2 | 19.5908 | 19.5908 | 69.3243 | 0 | 0 | 0 | 0 | 0 | 23026 | Residential | caiso
Average Per Ton | 1-in-2 | August Typical Event Day | 100% Cycling | 2 | Average Per Ton1-in-2August Typical Event Day100% Cycling2 | 0.14717 | 0.14717 | 66.9077 | 0 | 0 | 0 | 0 | 0 | 10695 | Residential | caiso
Average Per Premise | 1-in-2 | August Typical Event Day | 100% Cycling | 2 | Average Per Premise1-in-2August Typical Event Day100% Cycling2 | 0.65958 | 0.65958 | 66.9077 | 0 | 0 | 0 | 0 | 0 | 10695 | Residential | caiso
Average Per Device | 1-in-2 | August Typical Event Day | 100% Cycling | 2 | Average Per Device1-in-2August Typical Event Day100% Cycling2 | 0.53421 | 0.53421 | 66.9077 | 0 | 0 | 0 | 0 | 0 | 10695 | Residential | caiso
Aggregate | 1-in-2 | August Typical Event Day | 100% Cycling | 2 | Aggregate1-in-2August Typical Event Day100% Cycling2 | 7.0542 | 7.0542 | 66.9077 | 0 | 0 | 0 | 0 | 0 | 10695 | Residential | caiso
Average Per Ton | 1-in-2 | August Typical Event Day | 50% Cycling | 2 | Average Per Ton1-in-2August Typical Event Day50% Cycling2 | 0.19993 | 0.19993 | 66.5935 | 0 | 0 | 0 | 0 | 0 | 12331 | Residential | caiso
Average Per Premise | 1-in-2 | August Typical Event Day | 50% Cycling | 2 | Average Per Premise1-in-2August Typical Event Day50% Cycling2 | 0.82066 | 0.82066 | 66.5935 | 0 | 0 | 0 | 0 | 0 | 12331 | Residential | caiso
Average Per Device | 1-in-2 | August Typical Event Day | 50% Cycling | 2 | Average Per Device1-in-2August Typical Event Day50% Cycling2 | 0.70163 | 0.70163 | 66.5935 | 0 | 0 | 0 | 0 | 0 | 12331 | Residential | caiso
Aggregate | 1-in-2 | August Typical Event Day | 50% Cycling | 2 | Aggregate1-in-2August Typical Event Day50% Cycling2 | 10.1196 | 10.1196 | 66.5935 | 0 | 0 | 0 | 0 | 0 | 12331 | Residential | caiso
Average Per Ton | 1-in-2 | August Typical Event Day | All | 2 | Average Per Ton1-in-2August Typical Event DayAll2 | 0.17542 | 0.17542 | 66.7394 | 0 | 0 | 0 | 0 | 0 | 23026 | Residential | caiso
Average Per Premise | 1-in-2 | August Typical Event Day | All | 2 | Average Per Premise1-in-2August Typical Event DayAll2 | 0.75078 | 0.75078 | 66.7394 | 0 | 0 | 0 | 0 | 0 | 23026 | Residential | caiso
Average Per Device | 1-in-2 | August Typical Event Day | All | 2 | Average Per Device1-in-2August Typical Event DayAll2 | 0.62572 | 0.62572 | 66.7394 | 0 | 0 | 0 | 0 | 0 | 23026 | Residential | caiso
Aggregate | 1-in-2 | August Typical Event Day | All | 2 | Aggregate1-in-2August Typical Event DayAll2 | 17.2875 | 17.2875 | 66.7394 | 0 | 0 | 0 | 0 | 0 | 23026 | Residential | caiso
Average Per Ton | 1-in-2 | July Monthly System Peak Day | 100% Cycling | 2 | Average Per Ton1-in-2July Monthly System Peak Day100% Cycling2 | 0.13365 | 0.13365 | 66.7283 | 0 | 0 | 0 | 0 | 0 | 10695 | Residential | caiso
Average Per Premise | 1-in-2 | July Monthly System Peak Day | 100% Cycling | 2 | Average Per Premise1-in-2July Monthly System Peak Day100% Cycling2 | 0.59899 | 0.59899 | 66.7283 | 0 | 0 | 0 | 0 | 0 | 10695 | Residential | caiso
Average Per Device | 1-in-2 | July Monthly System Peak Day | 100% Cycling | 2 | Average Per Device1-in-2July Monthly System Peak Day100% Cycling2 | 0.48514 | 0.48514 | 66.7283 | 0 | 0 | 0 | 0 | 0 | 10695 | Residential | caiso
Aggregate | 1-in-2 | July Monthly System Peak Day | 100% Cycling | 2 | Aggregate1-in-2July Monthly System Peak Day100% Cycling2 | 6.4062 | 6.4062 | 66.7283 | 0 | 0 | 0 | 0 | 0 | 10695 | Residential | caiso
Average Per Ton | 1-in-2 | July Monthly System Peak Day | 50% Cycling | 2 | Average Per Ton1-in-2July Monthly System Peak Day50% Cycling2 | 0.18247 | 0.18247 | 66.6078 | 0 | 0 | 0 | 0 | 0 | 12331 | Residential | caiso
Average Per Premise | 1-in-2 | July Monthly System Peak Day | 50% Cycling | 2 | Average Per Premise1-in-2July Monthly System Peak Day50% Cycling2 | 0.74901 | 0.74901 | 66.6078 | 0 | 0 | 0 | 0 | 0 | 12331 | Residential | caiso
Average Per Device | 1-in-2 | July Monthly System Peak Day | 50% Cycling | 2 | Average Per Device1-in-2July Monthly System Peak Day50% Cycling2 | 0.64037 | 0.64037 | 66.6078 | 0 | 0 | 0 | 0 | 0 | 12331 | Residential | caiso
Aggregate | 1-in-2 | July Monthly System Peak Day | 50% Cycling | 2 | Aggregate1-in-2July Monthly System Peak Day50% Cycling2 | 9.2361 | 9.2361 | 66.6078 | 0 | 0 | 0 | 0 | 0 | 12331 | Residential | caiso
Average Per Ton | 1-in-2 | July Monthly System Peak Day | All | 2 | Average Per Ton1-in-2July Monthly System Peak DayAll2 | 0.1598 | 0.1598 | 66.6638 | 0 | 0 | 0 | 0 | 0 | 23026 | Residential | caiso
Average Per Premise | 1-in-2 | July Monthly System Peak Day | All | 2 | Average Per Premise1-in-2July Monthly System Peak DayAll2 | 0.6839 | 0.6839 | 66.6638 | 0 | 0 | 0 | 0 | 0 | 23026 | Residential | caiso
Average Per Device | 1-in-2 | July Monthly System Peak Day | All | 2 | Average Per Device1-in-2July Monthly System Peak DayAll2 | 0.56999 | 0.56999 | 66.6638 | 0 | 0 | 0 | 0 | 0 | 23026 | Residential | caiso
Aggregate | 1-in-2 | July Monthly System Peak Day | All | 2 | Aggregate1-in-2July Monthly System Peak DayAll2 | 15.7476 | 15.7476 | 66.6638 | 0 | 0 | 0 | 0 | 0 | 23026 | Residential | caiso
Average Per Ton | 1-in-2 | June Monthly System Peak Day | 100% Cycling | 2 | Average Per Ton1-in-2June Monthly System Peak Day100% Cycling2 | 0.11438 | 0.11438 | 62.2154 | 0 | 0 | 0 | 0 | 0 | 10695 | Residential | caiso
Average Per Premise | 1-in-2 | June Monthly System Peak Day | 100% Cycling | 2 | Average Per Premise1-in-2June Monthly System Peak Day100% Cycling2 | 0.51259 | 0.51259 | 62.2154 | 0 | 0 | 0 | 0 | 0 | 10695 | Residential | caiso
Average Per Device | 1-in-2 | June Monthly System Peak Day | 100% Cycling | 2 | Average Per Device1-in-2June Monthly System Peak Day100% Cycling2 | 0.41516 | 0.41516 | 62.2154 | 0 | 0 | 0 | 0 | 0 | 10695 | Residential | caiso
Aggregate | 1-in-2 | June Monthly System Peak Day | 100% Cycling | 2 | Aggregate1-in-2June Monthly System Peak Day100% Cycling2 | 5.4821 | 5.4821 | 62.2154 | 0 | 0 | 0 | 0 | 0 | 10695 | Residential | caiso
Average Per Ton | 1-in-2 | June Monthly System Peak Day | 50% Cycling | 2 | Average Per Ton1-in-2June Monthly System Peak Day50% Cycling2 | 0.1591 | 0.1591 | 61.7057 | 0 | 0 | 0 | 0 | 0 | 12331 | Residential | caiso
Average Per Premise | 1-in-2 | June Monthly System Peak Day | 50% Cycling | 2 | Average Per Premise1-in-2June Monthly System Peak Day50% Cycling2 | 0.65309 | 0.65309 | 61.7057 | 0 | 0 | 0 | 0 | 0 | 12331 | Residential | caiso
Average Per Device | 1-in-2 | June Monthly System Peak Day | 50% Cycling | 2 | Average Per Device1-in-2June Monthly System Peak Day50% Cycling2 | 0.55836 | 0.55836 | 61.7057 | 0 | 0 | 0 | 0 | 0 | 12331 | Residential | caiso
Aggregate | 1-in-2 | June Monthly System Peak Day | 50% Cycling | 2 | Aggregate1-in-2June Monthly System Peak Day50% Cycling2 | 8.0532 | 8.0532 | 61.7057 | 0 | 0 | 0 | 0 | 0 | 12331 | Residential | caiso
Average Per Ton | 1-in-2 | June Monthly System Peak Day | All | 2 | Average Per Ton1-in-2June Monthly System Peak DayAll2 | 0.13833 | 0.13833 | 61.9425 | 0 | 0 | 0 | 0 | 0 | 23026 | Residential | caiso
Average Per Premise | 1-in-2 | June Monthly System Peak Day | All | 2 | Average Per Premise1-in-2June Monthly System Peak DayAll2 | 0.59202 | 0.59202 | 61.9425 | 0 | 0 | 0 | 0 | 0 | 23026 | Residential | caiso
Average Per Device | 1-in-2 | June Monthly System Peak Day | All | 2 | Average Per Device1-in-2June Monthly System Peak DayAll2 | 0.4934 | 0.4934 | 61.9425 | 0 | 0 | 0 | 0 | 0 | 23026 | Residential | caiso
Aggregate | 1-in-2 | June Monthly System Peak Day | All | 2 | Aggregate1-in-2June Monthly System Peak DayAll2 | 13.6318 | 13.6318 | 61.9425 | 0 | 0 | 0 | 0 | 0 | 23026 | Residential | caiso
Average Per Ton | 1-in-2 | May Monthly System Peak Day | 100% Cycling | 2 | Average Per Ton1-in-2May Monthly System Peak Day100% Cycling2 | 0.086718 | 0.086718 | 59.9036 | 0 | 0 | 0 | 0 | 0 | 10695 | Residential | caiso
Average Per Premise | 1-in-2 | May Monthly System Peak Day | 100% Cycling | 2 | Average Per Premise1-in-2May Monthly System Peak Day100% Cycling2 | 0.38864 | 0.38864 | 59.9036 | 0 | 0 | 0 | 0 | 0 | 10695 | Residential | caiso
Average Per Device | 1-in-2 | May Monthly System Peak Day | 100% Cycling | 2 | Average Per Device1-in-2May Monthly System Peak Day100% Cycling2 | 0.31477 | 0.31477 | 59.9036 | 0 | 0 | 0 | 0 | 0 | 10695 | Residential | caiso
Aggregate | 1-in-2 | May Monthly System Peak Day | 100% Cycling | 2 | Aggregate1-in-2May Monthly System Peak Day100% Cycling2 | 4.1565 | 4.1565 | 59.9036 | 0 | 0 | 0 | 0 | 0 | 10695 | Residential | caiso
Average Per Ton | 1-in-2 | May Monthly System Peak Day | 50% Cycling | 2 | Average Per Ton1-in-2May Monthly System Peak Day50% Cycling2 | 0.12597 | 0.12597 | 59.6905 | 0 | 0 | 0 | 0 | 0 | 12331 | Residential | caiso
Average Per Premise | 1-in-2 | May Monthly System Peak Day | 50% Cycling | 2 | Average Per Premise1-in-2May Monthly System Peak Day50% Cycling2 | 0.51707 | 0.51707 | 59.6905 | 0 | 0 | 0 | 0 | 0 | 12331 | Residential | caiso
Average Per Device | 1-in-2 | May Monthly System Peak Day | 50% Cycling | 2 | Average Per Device1-in-2May Monthly System Peak Day50% Cycling2 | 0.44207 | 0.44207 | 59.6905 | 0 | 0 | 0 | 0 | 0 | 12331 | Residential | caiso
Aggregate | 1-in-2 | May Monthly System Peak Day | 50% Cycling | 2 | Aggregate1-in-2May Monthly System Peak Day50% Cycling2 | 6.3759 | 6.3759 | 59.6905 | 0 | 0 | 0 | 0 | 0 | 12331 | Residential | caiso
Average Per Ton | 1-in-2 | May Monthly System Peak Day | All | 2 | Average Per Ton1-in-2May Monthly System Peak DayAll2 | 0.10774 | 0.10774 | 59.7895 | 0 | 0 | 0 | 0 | 0 | 23026 | Residential | caiso
Average Per Premise | 1-in-2 | May Monthly System Peak Day | All | 2 | Average Per Premise1-in-2May Monthly System Peak DayAll2 | 0.46109 | 0.46109 | 59.7895 | 0 | 0 | 0 | 0 | 0 | 23026 | Residential | caiso
Average Per Device | 1-in-2 | May Monthly System Peak Day | All | 2 | Average Per Device1-in-2May Monthly System Peak DayAll2 | 0.38429 | 0.38429 | 59.7895 | 0 | 0 | 0 | 0 | 0 | 23026 | Residential | caiso
Aggregate | 1-in-2 | May Monthly System Peak Day | All | 2 | Aggregate1-in-2May Monthly System Peak DayAll2 | 10.617 | 10.617 | 59.7895 | 0 | 0 | 0 | 0 | 0 | 23026 | Residential | caiso
Average Per Ton | 1-in-2 | October Monthly System Peak Day | 100% Cycling | 2 | Average Per Ton1-in-2October Monthly System Peak Day100% Cycling2 | 0.10797 | 0.10797 | 63.5652 | 0 | 0 | 0 | 0 | 0 | 10695 | Residential | caiso
Average Per Premise | 1-in-2 | October Monthly System Peak Day | 100% Cycling | 2 | Average Per Premise1-in-2October Monthly System Peak Day100% Cycling2 | 0.48388 | 0.48388 | 63.5652 | 0 | 0 | 0 | 0 | 0 | 10695 | Residential | caiso
Average Per Device | 1-in-2 | October Monthly System Peak Day | 100% Cycling | 2 | Average Per Device1-in-2October Monthly System Peak Day100% Cycling2 | 0.3919 | 0.3919 | 63.5652 | 0 | 0 | 0 | 0 | 0 | 10695 | Residential | caiso
Aggregate | 1-in-2 | October Monthly System Peak Day | 100% Cycling | 2 | Aggregate1-in-2October Monthly System Peak Day100% Cycling2 | 5.1751 | 5.1751 | 63.5652 | 0 | 0 | 0 | 0 | 0 | 10695 | Residential | caiso
Average Per Ton | 1-in-2 | October Monthly System Peak Day | 50% Cycling | 2 | Average Per Ton1-in-2October Monthly System Peak Day50% Cycling2 | 0.14989 | 0.14989 | 63.2668 | 0 | 0 | 0 | 0 | 0 | 12331 | Residential | caiso
Average Per Premise | 1-in-2 | October Monthly System Peak Day | 50% Cycling | 2 | Average Per Premise1-in-2October Monthly System Peak Day50% Cycling2 | 0.61526 | 0.61526 | 63.2668 | 0 | 0 | 0 | 0 | 0 | 12331 | Residential | caiso
Average Per Device | 1-in-2 | October Monthly System Peak Day | 50% Cycling | 2 | Average Per Device1-in-2October Monthly System Peak Day50% Cycling2 | 0.52602 | 0.52602 | 63.2668 | 0 | 0 | 0 | 0 | 0 | 12331 | Residential | caiso
Aggregate | 1-in-2 | October Monthly System Peak Day | 50% Cycling | 2 | Aggregate1-in-2October Monthly System Peak Day50% Cycling2 | 7.5867 | 7.5867 | 63.2668 | 0 | 0 | 0 | 0 | 0 | 12331 | Residential | caiso
Average Per Ton | 1-in-2 | October Monthly System Peak Day | All | 2 | Average Per Ton1-in-2October Monthly System Peak DayAll2 | 0.13042 | 0.13042 | 63.4054 | 0 | 0 | 0 | 0 | 0 | 23026 | Residential | caiso
Average Per Premise | 1-in-2 | October Monthly System Peak Day | All | 2 | Average Per Premise1-in-2October Monthly System Peak DayAll2 | 0.55816 | 0.55816 | 63.4054 | 0 | 0 | 0 | 0 | 0 | 23026 | Residential | caiso
Average Per Device | 1-in-2 | October Monthly System Peak Day | All | 2 | Average Per Device1-in-2October Monthly System Peak DayAll2 | 0.46519 | 0.46519 | 63.4054 | 0 | 0 | 0 | 0 | 0 | 23026 | Residential | caiso
Aggregate | 1-in-2 | October Monthly System Peak Day | All | 2 | Aggregate1-in-2October Monthly System Peak DayAll2 | 12.8522 | 12.8522 | 63.4054 | 0 | 0 | 0 | 0 | 0 | 23026 | Residential | caiso
Average Per Ton | 1-in-2 | September Monthly System Peak Day | 100% Cycling | 2 | Average Per Ton1-in-2September Monthly System Peak Day100% Cycling2 | 0.1728 | 0.1728 | 69.2348 | 0 | 0 | 0 | 0 | 0 | 10695 | Residential | caiso
Average Per Premise | 1-in-2 | September Monthly System Peak Day | 100% Cycling | 2 | Average Per Premise1-in-2September Monthly System Peak Day100% Cycling2 | 0.77441 | 0.77441 | 69.2348 | 0 | 0 | 0 | 0 | 0 | 10695 | Residential | caiso
Average Per Device | 1-in-2 | September Monthly System Peak Day | 100% Cycling | 2 | Average Per Device1-in-2September Monthly System Peak Day100% Cycling2 | 0.62721 | 0.62721 | 69.2348 | 0 | 0 | 0 | 0 | 0 | 10695 | Residential | caiso
Aggregate | 1-in-2 | September Monthly System Peak Day | 100% Cycling | 2 | Aggregate1-in-2September Monthly System Peak Day100% Cycling2 | 8.2823 | 8.2823 | 69.2348 | 0 | 0 | 0 | 0 | 0 | 10695 | Residential | caiso
Average Per Ton | 1-in-2 | September Monthly System Peak Day | 50% Cycling | 2 | Average Per Ton1-in-2September Monthly System Peak Day50% Cycling2 | 0.23251 | 0.23251 | 68.8469 | 0 | 0 | 0 | 0 | 0 | 12331 | Residential | caiso
Average Per Premise | 1-in-2 | September Monthly System Peak Day | 50% Cycling | 2 | Average Per Premise1-in-2September Monthly System Peak Day50% Cycling2 | 0.9544 | 0.9544 | 68.8469 | 0 | 0 | 0 | 0 | 0 | 12331 | Residential | caiso
Average Per Device | 1-in-2 | September Monthly System Peak Day | 50% Cycling | 2 | Average Per Device1-in-2September Monthly System Peak Day50% Cycling2 | 0.81597 | 0.81597 | 68.8469 | 0 | 0 | 0 | 0 | 0 | 12331 | Residential | caiso
Aggregate | 1-in-2 | September Monthly System Peak Day | 50% Cycling | 2 | Aggregate1-in-2September Monthly System Peak Day50% Cycling2 | 11.7687 | 11.7687 | 68.8469 | 0 | 0 | 0 | 0 | 0 | 12331 | Residential | caiso
Average Per Ton | 1-in-2 | September Monthly System Peak Day | All | 2 | Average Per Ton1-in-2September Monthly System Peak DayAll2 | 0.20477 | 0.20477 | 69.0271 | 0 | 0 | 0 | 0 | 0 | 23026 | Residential | caiso
Average Per Premise | 1-in-2 | September Monthly System Peak Day | All | 2 | Average Per Premise1-in-2September Monthly System Peak DayAll2 | 0.87639 | 0.87639 | 69.0271 | 0 | 0 | 0 | 0 | 0 | 23026 | Residential | caiso
Average Per Device | 1-in-2 | September Monthly System Peak Day | All | 2 | Average Per Device1-in-2September Monthly System Peak DayAll2 | 0.73041 | 0.73041 | 69.0271 | 0 | 0 | 0 | 0 | 0 | 23026 | Residential | caiso
Aggregate | 1-in-2 | September Monthly System Peak Day | All | 2 | Aggregate1-in-2September Monthly System Peak DayAll2 | 20.1797 | 20.1797 | 69.0271 | 0 | 0 | 0 | 0 | 0 | 23026 | Residential | caiso
Average Per Ton | 1-in-2 | August Monthly System Peak Day | 100% Cycling | 3 | Average Per Ton1-in-2August Monthly System Peak Day100% Cycling3 | 0.15565 | 0.15565 | 68.5652 | 0 | 0 | 0 | 0 | 0 | 10695 | Residential | caiso
Average Per Premise | 1-in-2 | August Monthly System Peak Day | 100% Cycling | 3 | Average Per Premise1-in-2August Monthly System Peak Day100% Cycling3 | 0.69758 | 0.69758 | 68.5652 | 0 | 0 | 0 | 0 | 0 | 10695 | Residential | caiso
Average Per Device | 1-in-2 | August Monthly System Peak Day | 100% Cycling | 3 | Average Per Device1-in-2August Monthly System Peak Day100% Cycling3 | 0.56499 | 0.56499 | 68.5652 | 0 | 0 | 0 | 0 | 0 | 10695 | Residential | caiso
Aggregate | 1-in-2 | August Monthly System Peak Day | 100% Cycling | 3 | Aggregate1-in-2August Monthly System Peak Day100% Cycling3 | 7.4606 | 7.4606 | 68.5652 | 0 | 0 | 0 | 0 | 0 | 10695 | Residential | caiso
Average Per Ton | 1-in-2 | August Monthly System Peak Day | 50% Cycling | 3 | Average Per Ton1-in-2August Monthly System Peak Day50% Cycling3 | 0.20065 | 0.20065 | 68.2668 | 0 | 0 | 0 | 0 | 0 | 12331 | Residential | caiso
Average Per Premise | 1-in-2 | August Monthly System Peak Day | 50% Cycling | 3 | Average Per Premise1-in-2August Monthly System Peak Day50% Cycling3 | 0.82364 | 0.82364 | 68.2668 | 0 | 0 | 0 | 0 | 0 | 12331 | Residential | caiso
Average Per Device | 1-in-2 | August Monthly System Peak Day | 50% Cycling | 3 | Average Per Device1-in-2August Monthly System Peak Day50% Cycling3 | 0.70417 | 0.70417 | 68.2668 | 0 | 0 | 0 | 0 | 0 | 12331 | Residential | caiso
Aggregate | 1-in-2 | August Monthly System Peak Day | 50% Cycling | 3 | Aggregate1-in-2August Monthly System Peak Day50% Cycling3 | 10.1563 | 10.1563 | 68.2668 | 0 | 0 | 0 | 0 | 0 | 12331 | Residential | caiso
Average Per Ton | 1-in-2 | August Monthly System Peak Day | All | 3 | Average Per Ton1-in-2August Monthly System Peak DayAll3 | 0.17975 | 0.17975 | 68.4054 | 0 | 0 | 0 | 0 | 0 | 23026 | Residential | caiso
Average Per Premise | 1-in-2 | August Monthly System Peak Day | All | 3 | Average Per Premise1-in-2August Monthly System Peak DayAll3 | 0.7693 | 0.7693 | 68.4054 | 0 | 0 | 0 | 0 | 0 | 23026 | Residential | caiso
Average Per Device | 1-in-2 | August Monthly System Peak Day | All | 3 | Average Per Device1-in-2August Monthly System Peak DayAll3 | 0.64116 | 0.64116 | 68.4054 | 0 | 0 | 0 | 0 | 0 | 23026 | Residential | caiso
Aggregate | 1-in-2 | August Monthly System Peak Day | All | 3 | Aggregate1-in-2August Monthly System Peak DayAll3 | 17.7139 | 17.7139 | 68.4054 | 0 | 0 | 0 | 0 | 0 | 23026 | Residential | caiso
Average Per Ton | 1-in-2 | August Typical Event Day | 100% Cycling | 3 | Average Per Ton1-in-2August Typical Event Day100% Cycling3 | 0.13646 | 0.13646 | 66.4172 | 0 | 0 | 0 | 0 | 0 | 10695 | Residential | caiso
Average Per Premise | 1-in-2 | August Typical Event Day | 100% Cycling | 3 | Average Per Premise1-in-2August Typical Event Day100% Cycling3 | 0.61158 | 0.61158 | 66.4172 | 0 | 0 | 0 | 0 | 0 | 10695 | Residential | caiso
Average Per Device | 1-in-2 | August Typical Event Day | 100% Cycling | 3 | Average Per Device1-in-2August Typical Event Day100% Cycling3 | 0.49533 | 0.49533 | 66.4172 | 0 | 0 | 0 | 0 | 0 | 10695 | Residential | caiso
Aggregate | 1-in-2 | August Typical Event Day | 100% Cycling | 3 | Aggregate1-in-2August Typical Event Day100% Cycling3 | 6.5408 | 6.5408 | 66.4172 | 0 | 0 | 0 | 0 | 0 | 10695 | Residential | caiso
Average Per Ton | 1-in-2 | August Typical Event Day | 50% Cycling | 3 | Average Per Ton1-in-2August Typical Event Day50% Cycling3 | 0.1778 | 0.1778 | 66.065 | 0 | 0 | 0 | 0 | 0 | 12331 | Residential | caiso
Average Per Premise | 1-in-2 | August Typical Event Day | 50% Cycling | 3 | Average Per Premise1-in-2August Typical Event Day50% Cycling3 | 0.72983 | 0.72983 | 66.065 | 0 | 0 | 0 | 0 | 0 | 12331 | Residential | caiso
Average Per Device | 1-in-2 | August Typical Event Day | 50% Cycling | 3 | Average Per Device1-in-2August Typical Event Day50% Cycling3 | 0.62398 | 0.62398 | 66.065 | 0 | 0 | 0 | 0 | 0 | 12331 | Residential | caiso
Aggregate | 1-in-2 | August Typical Event Day | 50% Cycling | 3 | Aggregate1-in-2August Typical Event Day50% Cycling3 | 8.9996 | 8.9996 | 66.065 | 0 | 0 | 0 | 0 | 0 | 12331 | Residential | caiso
Average Per Ton | 1-in-2 | August Typical Event Day | All | 3 | Average Per Ton1-in-2August Typical Event DayAll3 | 0.1586 | 0.1586 | 66.2286 | 0 | 0 | 0 | 0 | 0 | 23026 | Residential | caiso
Average Per Premise | 1-in-2 | August Typical Event Day | All | 3 | Average Per Premise1-in-2August Typical Event DayAll3 | 0.67878 | 0.67878 | 66.2286 | 0 | 0 | 0 | 0 | 0 | 23026 | Residential | caiso
Average Per Device | 1-in-2 | August Typical Event Day | All | 3 | Average Per Device1-in-2August Typical Event DayAll3 | 0.56571 | 0.56571 | 66.2286 | 0 | 0 | 0 | 0 | 0 | 23026 | Residential | caiso
Aggregate | 1-in-2 | August Typical Event Day | All | 3 | Aggregate1-in-2August Typical Event DayAll3 | 15.6296 | 15.6296 | 66.2286 | 0 | 0 | 0 | 0 | 0 | 23026 | Residential | caiso
Average Per Ton | 1-in-2 | July Monthly System Peak Day | 100% Cycling | 3 | Average Per Ton1-in-2July Monthly System Peak Day100% Cycling3 | 0.12393 | 0.12393 | 66.0155 | 0 | 0 | 0 | 0 | 0 | 10695 | Residential | caiso
Average Per Premise | 1-in-2 | July Monthly System Peak Day | 100% Cycling | 3 | Average Per Premise1-in-2July Monthly System Peak Day100% Cycling3 | 0.5554 | 0.5554 | 66.0155 | 0 | 0 | 0 | 0 | 0 | 10695 | Residential | caiso
Average Per Device | 1-in-2 | July Monthly System Peak Day | 100% Cycling | 3 | Average Per Device1-in-2July Monthly System Peak Day100% Cycling3 | 0.44983 | 0.44983 | 66.0155 | 0 | 0 | 0 | 0 | 0 | 10695 | Residential | caiso
Aggregate | 1-in-2 | July Monthly System Peak Day | 100% Cycling | 3 | Aggregate1-in-2July Monthly System Peak Day100% Cycling3 | 5.94 | 5.94 | 66.0155 | 0 | 0 | 0 | 0 | 0 | 10695 | Residential | caiso
Average Per Ton | 1-in-2 | July Monthly System Peak Day | 50% Cycling | 3 | Average Per Ton1-in-2July Monthly System Peak Day50% Cycling3 | 0.16228 | 0.16228 | 65.7433 | 0 | 0 | 0 | 0 | 0 | 12331 | Residential | caiso
Average Per Premise | 1-in-2 | July Monthly System Peak Day | 50% Cycling | 3 | Average Per Premise1-in-2July Monthly System Peak Day50% Cycling3 | 0.66612 | 0.66612 | 65.7433 | 0 | 0 | 0 | 0 | 0 | 12331 | Residential | caiso
Average Per Device | 1-in-2 | July Monthly System Peak Day | 50% Cycling | 3 | Average Per Device1-in-2July Monthly System Peak Day50% Cycling3 | 0.5695 | 0.5695 | 65.7433 | 0 | 0 | 0 | 0 | 0 | 12331 | Residential | caiso
Aggregate | 1-in-2 | July Monthly System Peak Day | 50% Cycling | 3 | Aggregate1-in-2July Monthly System Peak Day50% Cycling3 | 8.2139 | 8.2139 | 65.7433 | 0 | 0 | 0 | 0 | 0 | 12331 | Residential | caiso
Average Per Ton | 1-in-2 | July Monthly System Peak Day | All | 3 | Average Per Ton1-in-2July Monthly System Peak DayAll3 | 0.14446 | 0.14446 | 65.8698 | 0 | 0 | 0 | 0 | 0 | 23026 | Residential | caiso
Average Per Premise | 1-in-2 | July Monthly System Peak Day | All | 3 | Average Per Premise1-in-2July Monthly System Peak DayAll3 | 0.61828 | 0.61828 | 65.8698 | 0 | 0 | 0 | 0 | 0 | 23026 | Residential | caiso
Average Per Device | 1-in-2 | July Monthly System Peak Day | All | 3 | Average Per Device1-in-2July Monthly System Peak DayAll3 | 0.5153 | 0.5153 | 65.8698 | 0 | 0 | 0 | 0 | 0 | 23026 | Residential | caiso
Aggregate | 1-in-2 | July Monthly System Peak Day | All | 3 | Aggregate1-in-2July Monthly System Peak DayAll3 | 14.2366 | 14.2366 | 65.8698 | 0 | 0 | 0 | 0 | 0 | 23026 | Residential | caiso
Average Per Ton | 1-in-2 | June Monthly System Peak Day | 100% Cycling | 3 | Average Per Ton1-in-2June Monthly System Peak Day100% Cycling3 | 0.10605 | 0.10605 | 61.91 | 0 | 0 | 0 | 0 | 0 | 10695 | Residential | caiso
Average Per Premise | 1-in-2 | June Monthly System Peak Day | 100% Cycling | 3 | Average Per Premise1-in-2June Monthly System Peak Day100% Cycling3 | 0.47529 | 0.47529 | 61.91 | 0 | 0 | 0 | 0 | 0 | 10695 | Residential | caiso
Average Per Device | 1-in-2 | June Monthly System Peak Day | 100% Cycling | 3 | Average Per Device1-in-2June Monthly System Peak Day100% Cycling3 | 0.38494 | 0.38494 | 61.91 | 0 | 0 | 0 | 0 | 0 | 10695 | Residential | caiso
Aggregate | 1-in-2 | June Monthly System Peak Day | 100% Cycling | 3 | Aggregate1-in-2June Monthly System Peak Day100% Cycling3 | 5.0832 | 5.0832 | 61.91 | 0 | 0 | 0 | 0 | 0 | 10695 | Residential | caiso
Average Per Ton | 1-in-2 | June Monthly System Peak Day | 50% Cycling | 3 | Average Per Ton1-in-2June Monthly System Peak Day50% Cycling3 | 0.1415 | 0.1415 | 61.4296 | 0 | 0 | 0 | 0 | 0 | 12331 | Residential | caiso
Average Per Premise | 1-in-2 | June Monthly System Peak Day | 50% Cycling | 3 | Average Per Premise1-in-2June Monthly System Peak Day50% Cycling3 | 0.58081 | 0.58081 | 61.4296 | 0 | 0 | 0 | 0 | 0 | 12331 | Residential | caiso
Average Per Device | 1-in-2 | June Monthly System Peak Day | 50% Cycling | 3 | Average Per Device1-in-2June Monthly System Peak Day50% Cycling3 | 0.49657 | 0.49657 | 61.4296 | 0 | 0 | 0 | 0 | 0 | 12331 | Residential | caiso
Aggregate | 1-in-2 | June Monthly System Peak Day | 50% Cycling | 3 | Aggregate1-in-2June Monthly System Peak Day50% Cycling3 | 7.162 | 7.162 | 61.4296 | 0 | 0 | 0 | 0 | 0 | 12331 | Residential | caiso
Average Per Ton | 1-in-2 | June Monthly System Peak Day | All | 3 | Average Per Ton1-in-2June Monthly System Peak DayAll3 | 0.12503 | 0.12503 | 61.6527 | 0 | 0 | 0 | 0 | 0 | 23026 | Residential | caiso
Average Per Premise | 1-in-2 | June Monthly System Peak Day | All | 3 | Average Per Premise1-in-2June Monthly System Peak DayAll3 | 0.53511 | 0.53511 | 61.6527 | 0 | 0 | 0 | 0 | 0 | 23026 | Residential | caiso
Average Per Device | 1-in-2 | June Monthly System Peak Day | All | 3 | Average Per Device1-in-2June Monthly System Peak DayAll3 | 0.44598 | 0.44598 | 61.6527 | 0 | 0 | 0 | 0 | 0 | 23026 | Residential | caiso
Aggregate | 1-in-2 | June Monthly System Peak Day | All | 3 | Aggregate1-in-2June Monthly System Peak DayAll3 | 12.3216 | 12.3216 | 61.6527 | 0 | 0 | 0 | 0 | 0 | 23026 | Residential | caiso
Average Per Ton | 1-in-2 | May Monthly System Peak Day | 100% Cycling | 3 | Average Per Ton1-in-2May Monthly System Peak Day100% Cycling3 | 0.080407 | 0.080407 | 60.0405 | 0 | 0 | 0 | 0 | 0 | 10695 | Residential | caiso
Average Per Premise | 1-in-2 | May Monthly System Peak Day | 100% Cycling | 3 | Average Per Premise1-in-2May Monthly System Peak Day100% Cycling3 | 0.36036 | 0.36036 | 60.0405 | 0 | 0 | 0 | 0 | 0 | 10695 | Residential | caiso
Average Per Device | 1-in-2 | May Monthly System Peak Day | 100% Cycling | 3 | Average Per Device1-in-2May Monthly System Peak Day100% Cycling3 | 0.29186 | 0.29186 | 60.0405 | 0 | 0 | 0 | 0 | 0 | 10695 | Residential | caiso
Aggregate | 1-in-2 | May Monthly System Peak Day | 100% Cycling | 3 | Aggregate1-in-2May Monthly System Peak Day100% Cycling3 | 3.854 | 3.854 | 60.0405 | 0 | 0 | 0 | 0 | 0 | 10695 | Residential | caiso
Average Per Ton | 1-in-2 | May Monthly System Peak Day | 50% Cycling | 3 | Average Per Ton1-in-2May Monthly System Peak Day50% Cycling3 | 0.11202 | 0.11202 | 59.8871 | 0 | 0 | 0 | 0 | 0 | 12331 | Residential | caiso
Average Per Premise | 1-in-2 | May Monthly System Peak Day | 50% Cycling | 3 | Average Per Premise1-in-2May Monthly System Peak Day50% Cycling3 | 0.45984 | 0.45984 | 59.8871 | 0 | 0 | 0 | 0 | 0 | 12331 | Residential | caiso
Average Per Device | 1-in-2 | May Monthly System Peak Day | 50% Cycling | 3 | Average Per Device1-in-2May Monthly System Peak Day50% Cycling3 | 0.39314 | 0.39314 | 59.8871 | 0 | 0 | 0 | 0 | 0 | 12331 | Residential | caiso
Aggregate | 1-in-2 | May Monthly System Peak Day | 50% Cycling | 3 | Aggregate1-in-2May Monthly System Peak Day50% Cycling3 | 5.6703 | 5.6703 | 59.8871 | 0 | 0 | 0 | 0 | 0 | 12331 | Residential | caiso
Average Per Ton | 1-in-2 | May Monthly System Peak Day | All | 3 | Average Per Ton1-in-2May Monthly System Peak DayAll3 | 0.097338 | 0.097338 | 59.9584 | 0 | 0 | 0 | 0 | 0 | 23026 | Residential | caiso
Average Per Premise | 1-in-2 | May Monthly System Peak Day | All | 3 | Average Per Premise1-in-2May Monthly System Peak DayAll3 | 0.41659 | 0.41659 | 59.9584 | 0 | 0 | 0 | 0 | 0 | 23026 | Residential | caiso
Average Per Device | 1-in-2 | May Monthly System Peak Day | All | 3 | Average Per Device1-in-2May Monthly System Peak DayAll3 | 0.3472 | 0.3472 | 59.9584 | 0 | 0 | 0 | 0 | 0 | 23026 | Residential | caiso
Aggregate | 1-in-2 | May Monthly System Peak Day | All | 3 | Aggregate1-in-2May Monthly System Peak DayAll3 | 9.5925 | 9.5925 | 59.9584 | 0 | 0 | 0 | 0 | 0 | 23026 | Residential | caiso
Average Per Ton | 1-in-2 | October Monthly System Peak Day | 100% Cycling | 3 | Average Per Ton1-in-2October Monthly System Peak Day100% Cycling3 | 0.10011 | 0.10011 | 63.3968 | 0 | 0 | 0 | 0 | 0 | 10695 | Residential | caiso
Average Per Premise | 1-in-2 | October Monthly System Peak Day | 100% Cycling | 3 | Average Per Premise1-in-2October Monthly System Peak Day100% Cycling3 | 0.44867 | 0.44867 | 63.3968 | 0 | 0 | 0 | 0 | 0 | 10695 | Residential | caiso
Average Per Device | 1-in-2 | October Monthly System Peak Day | 100% Cycling | 3 | Average Per Device1-in-2October Monthly System Peak Day100% Cycling3 | 0.36338 | 0.36338 | 63.3968 | 0 | 0 | 0 | 0 | 0 | 10695 | Residential | caiso
Aggregate | 1-in-2 | October Monthly System Peak Day | 100% Cycling | 3 | Aggregate1-in-2October Monthly System Peak Day100% Cycling3 | 4.7985 | 4.7985 | 63.3968 | 0 | 0 | 0 | 0 | 0 | 10695 | Residential | caiso
Average Per Ton | 1-in-2 | October Monthly System Peak Day | 50% Cycling | 3 | Average Per Ton1-in-2October Monthly System Peak Day50% Cycling3 | 0.1333 | 0.1333 | 63.1873 | 0 | 0 | 0 | 0 | 0 | 12331 | Residential | caiso
Average Per Premise | 1-in-2 | October Monthly System Peak Day | 50% Cycling | 3 | Average Per Premise1-in-2October Monthly System Peak Day50% Cycling3 | 0.54717 | 0.54717 | 63.1873 | 0 | 0 | 0 | 0 | 0 | 12331 | Residential | caiso
Average Per Device | 1-in-2 | October Monthly System Peak Day | 50% Cycling | 3 | Average Per Device1-in-2October Monthly System Peak Day50% Cycling3 | 0.4678 | 0.4678 | 63.1873 | 0 | 0 | 0 | 0 | 0 | 12331 | Residential | caiso
Aggregate | 1-in-2 | October Monthly System Peak Day | 50% Cycling | 3 | Aggregate1-in-2October Monthly System Peak Day50% Cycling3 | 6.7471 | 6.7471 | 63.1873 | 0 | 0 | 0 | 0 | 0 | 12331 | Residential | caiso
Average Per Ton | 1-in-2 | October Monthly System Peak Day | All | 3 | Average Per Ton1-in-2October Monthly System Peak DayAll3 | 0.11788 | 0.11788 | 63.2846 | 0 | 0 | 0 | 0 | 0 | 23026 | Residential | caiso
Average Per Premise | 1-in-2 | October Monthly System Peak Day | All | 3 | Average Per Premise1-in-2October Monthly System Peak DayAll3 | 0.50452 | 0.50452 | 63.2846 | 0 | 0 | 0 | 0 | 0 | 23026 | Residential | caiso
Average Per Device | 1-in-2 | October Monthly System Peak Day | All | 3 | Average Per Device1-in-2October Monthly System Peak DayAll3 | 0.42048 | 0.42048 | 63.2846 | 0 | 0 | 0 | 0 | 0 | 23026 | Residential | caiso
Aggregate | 1-in-2 | October Monthly System Peak Day | All | 3 | Aggregate1-in-2October Monthly System Peak DayAll3 | 11.6171 | 11.6171 | 63.2846 | 0 | 0 | 0 | 0 | 0 | 23026 | Residential | caiso
Average Per Ton | 1-in-2 | September Monthly System Peak Day | 100% Cycling | 3 | Average Per Ton1-in-2September Monthly System Peak Day100% Cycling3 | 0.16022 | 0.16022 | 69.1783 | 0 | 0 | 0 | 0 | 0 | 10695 | Residential | caiso
Average Per Premise | 1-in-2 | September Monthly System Peak Day | 100% Cycling | 3 | Average Per Premise1-in-2September Monthly System Peak Day100% Cycling3 | 0.71805 | 0.71805 | 69.1783 | 0 | 0 | 0 | 0 | 0 | 10695 | Residential | caiso
Average Per Device | 1-in-2 | September Monthly System Peak Day | 100% Cycling | 3 | Average Per Device1-in-2September Monthly System Peak Day100% Cycling3 | 0.58156 | 0.58156 | 69.1783 | 0 | 0 | 0 | 0 | 0 | 10695 | Residential | caiso
Aggregate | 1-in-2 | September Monthly System Peak Day | 100% Cycling | 3 | Aggregate1-in-2September Monthly System Peak Day100% Cycling3 | 7.6795 | 7.6795 | 69.1783 | 0 | 0 | 0 | 0 | 0 | 10695 | Residential | caiso
Average Per Ton | 1-in-2 | September Monthly System Peak Day | 50% Cycling | 3 | Average Per Ton1-in-2September Monthly System Peak Day50% Cycling3 | 0.20678 | 0.20678 | 68.8202 | 0 | 0 | 0 | 0 | 0 | 12331 | Residential | caiso
Average Per Premise | 1-in-2 | September Monthly System Peak Day | 50% Cycling | 3 | Average Per Premise1-in-2September Monthly System Peak Day50% Cycling3 | 0.84877 | 0.84877 | 68.8202 | 0 | 0 | 0 | 0 | 0 | 12331 | Residential | caiso
Average Per Device | 1-in-2 | September Monthly System Peak Day | 50% Cycling | 3 | Average Per Device1-in-2September Monthly System Peak Day50% Cycling3 | 0.72566 | 0.72566 | 68.8202 | 0 | 0 | 0 | 0 | 0 | 12331 | Residential | caiso
Aggregate | 1-in-2 | September Monthly System Peak Day | 50% Cycling | 3 | Aggregate1-in-2September Monthly System Peak Day50% Cycling3 | 10.4662 | 10.4662 | 68.8202 | 0 | 0 | 0 | 0 | 0 | 12331 | Residential | caiso
Average Per Ton | 1-in-2 | September Monthly System Peak Day | All | 3 | Average Per Ton1-in-2September Monthly System Peak DayAll3 | 0.18515 | 0.18515 | 68.9865 | 0 | 0 | 0 | 0 | 0 | 23026 | Residential | caiso
Average Per Premise | 1-in-2 | September Monthly System Peak Day | All | 3 | Average Per Premise1-in-2September Monthly System Peak DayAll3 | 0.79241 | 0.79241 | 68.9865 | 0 | 0 | 0 | 0 | 0 | 23026 | Residential | caiso
Average Per Device | 1-in-2 | September Monthly System Peak Day | All | 3 | Average Per Device1-in-2September Monthly System Peak DayAll3 | 0.66042 | 0.66042 | 68.9865 | 0 | 0 | 0 | 0 | 0 | 23026 | Residential | caiso
Aggregate | 1-in-2 | September Monthly System Peak Day | All | 3 | Aggregate1-in-2September Monthly System Peak DayAll3 | 18.2461 | 18.2461 | 68.9865 | 0 | 0 | 0 | 0 | 0 | 23026 | Residential | caiso
Average Per Ton | 1-in-2 | August Monthly System Peak Day | 100% Cycling | 4 | Average Per Ton1-in-2August Monthly System Peak Day100% Cycling4 | 0.14419 | 0.14419 | 67.0978 | 0 | 0 | 0 | 0 | 0 | 10695 | Residential | caiso
Average Per Premise | 1-in-2 | August Monthly System Peak Day | 100% Cycling | 4 | Average Per Premise1-in-2August Monthly System Peak Day100% Cycling4 | 0.64622 | 0.64622 | 67.0978 | 0 | 0 | 0 | 0 | 0 | 10695 | Residential | caiso
Average Per Device | 1-in-2 | August Monthly System Peak Day | 100% Cycling | 4 | Average Per Device1-in-2August Monthly System Peak Day100% Cycling4 | 0.52339 | 0.52339 | 67.0978 | 0 | 0 | 0 | 0 | 0 | 10695 | Residential | caiso
Aggregate | 1-in-2 | August Monthly System Peak Day | 100% Cycling | 4 | Aggregate1-in-2August Monthly System Peak Day100% Cycling4 | 6.9113 | 6.9113 | 67.0978 | 0 | 0 | 0 | 0 | 0 | 10695 | Residential | caiso
Average Per Ton | 1-in-2 | August Monthly System Peak Day | 50% Cycling | 4 | Average Per Ton1-in-2August Monthly System Peak Day50% Cycling4 | 0.18488 | 0.18488 | 66.6502 | 0 | 0 | 0 | 0 | 0 | 12331 | Residential | caiso
Average Per Premise | 1-in-2 | August Monthly System Peak Day | 50% Cycling | 4 | Average Per Premise1-in-2August Monthly System Peak Day50% Cycling4 | 0.75891 | 0.75891 | 66.6502 | 0 | 0 | 0 | 0 | 0 | 12331 | Residential | caiso
Average Per Device | 1-in-2 | August Monthly System Peak Day | 50% Cycling | 4 | Average Per Device1-in-2August Monthly System Peak Day50% Cycling4 | 0.64883 | 0.64883 | 66.6502 | 0 | 0 | 0 | 0 | 0 | 12331 | Residential | caiso
Aggregate | 1-in-2 | August Monthly System Peak Day | 50% Cycling | 4 | Aggregate1-in-2August Monthly System Peak Day50% Cycling4 | 9.3581 | 9.3581 | 66.6502 | 0 | 0 | 0 | 0 | 0 | 12331 | Residential | caiso
Average Per Ton | 1-in-2 | August Monthly System Peak Day | All | 4 | Average Per Ton1-in-2August Monthly System Peak DayAll4 | 0.16598 | 0.16598 | 66.8581 | 0 | 0 | 0 | 0 | 0 | 23026 | Residential | caiso
Average Per Premise | 1-in-2 | August Monthly System Peak Day | All | 4 | Average Per Premise1-in-2August Monthly System Peak DayAll4 | 0.71038 | 0.71038 | 66.8581 | 0 | 0 | 0 | 0 | 0 | 23026 | Residential | caiso
Average Per Device | 1-in-2 | August Monthly System Peak Day | All | 4 | Average Per Device1-in-2August Monthly System Peak DayAll4 | 0.59205 | 0.59205 | 66.8581 | 0 | 0 | 0 | 0 | 0 | 23026 | Residential | caiso
Aggregate | 1-in-2 | August Monthly System Peak Day | All | 4 | Aggregate1-in-2August Monthly System Peak DayAll4 | 16.3572 | 16.3572 | 66.8581 | 0 | 0 | 0 | 0 | 0 | 23026 | Residential | caiso
Average Per Ton | 1-in-2 | August Typical Event Day | 100% Cycling | 4 | Average Per Ton1-in-2August Typical Event Day100% Cycling4 | 0.12642 | 0.12642 | 65.8666 | 0 | 0 | 0 | 0 | 0 | 10695 | Residential | caiso
Average Per Premise | 1-in-2 | August Typical Event Day | 100% Cycling | 4 | Average Per Premise1-in-2August Typical Event Day100% Cycling4 | 0.56655 | 0.56655 | 65.8666 | 0 | 0 | 0 | 0 | 0 | 10695 | Residential | caiso
Average Per Device | 1-in-2 | August Typical Event Day | 100% Cycling | 4 | Average Per Device1-in-2August Typical Event Day100% Cycling4 | 0.45886 | 0.45886 | 65.8666 | 0 | 0 | 0 | 0 | 0 | 10695 | Residential | caiso
Aggregate | 1-in-2 | August Typical Event Day | 100% Cycling | 4 | Aggregate1-in-2August Typical Event Day100% Cycling4 | 6.0592 | 6.0592 | 65.8666 | 0 | 0 | 0 | 0 | 0 | 10695 | Residential | caiso
Average Per Ton | 1-in-2 | August Typical Event Day | 50% Cycling | 4 | Average Per Ton1-in-2August Typical Event Day50% Cycling4 | 0.16383 | 0.16383 | 65.5081 | 0 | 0 | 0 | 0 | 0 | 12331 | Residential | caiso
Average Per Premise | 1-in-2 | August Typical Event Day | 50% Cycling | 4 | Average Per Premise1-in-2August Typical Event Day50% Cycling4 | 0.67248 | 0.67248 | 65.5081 | 0 | 0 | 0 | 0 | 0 | 12331 | Residential | caiso
Average Per Device | 1-in-2 | August Typical Event Day | 50% Cycling | 4 | Average Per Device1-in-2August Typical Event Day50% Cycling4 | 0.57494 | 0.57494 | 65.5081 | 0 | 0 | 0 | 0 | 0 | 12331 | Residential | caiso
Aggregate | 1-in-2 | August Typical Event Day | 50% Cycling | 4 | Aggregate1-in-2August Typical Event Day50% Cycling4 | 8.2923 | 8.2923 | 65.5081 | 0 | 0 | 0 | 0 | 0 | 12331 | Residential | caiso
Average Per Ton | 1-in-2 | August Typical Event Day | All | 4 | Average Per Ton1-in-2August Typical Event DayAll4 | 0.14645 | 0.14645 | 65.6746 | 0 | 0 | 0 | 0 | 0 | 23026 | Residential | caiso
Average Per Premise | 1-in-2 | August Typical Event Day | All | 4 | Average Per Premise1-in-2August Typical Event DayAll4 | 0.62678 | 0.62678 | 65.6746 | 0 | 0 | 0 | 0 | 0 | 23026 | Residential | caiso
Average Per Device | 1-in-2 | August Typical Event Day | All | 4 | Average Per Device1-in-2August Typical Event DayAll4 | 0.52238 | 0.52238 | 65.6746 | 0 | 0 | 0 | 0 | 0 | 23026 | Residential | caiso
Aggregate | 1-in-2 | August Typical Event Day | All | 4 | Aggregate1-in-2August Typical Event DayAll4 | 14.4322 | 14.4322 | 65.6746 | 0 | 0 | 0 | 0 | 0 | 23026 | Residential | caiso
Average Per Ton | 1-in-2 | July Monthly System Peak Day | 100% Cycling | 4 | Average Per Ton1-in-2July Monthly System Peak Day100% Cycling4 | 0.1148 | 0.1148 | 66.2238 | 0 | 0 | 0 | 0 | 0 | 10695 | Residential | caiso
Average Per Premise | 1-in-2 | July Monthly System Peak Day | 100% Cycling | 4 | Average Per Premise1-in-2July Monthly System Peak Day100% Cycling4 | 0.51451 | 0.51451 | 66.2238 | 0 | 0 | 0 | 0 | 0 | 10695 | Residential | caiso
Average Per Device | 1-in-2 | July Monthly System Peak Day | 100% Cycling | 4 | Average Per Device1-in-2July Monthly System Peak Day100% Cycling4 | 0.41671 | 0.41671 | 66.2238 | 0 | 0 | 0 | 0 | 0 | 10695 | Residential | caiso
Aggregate | 1-in-2 | July Monthly System Peak Day | 100% Cycling | 4 | Aggregate1-in-2July Monthly System Peak Day100% Cycling4 | 5.5027 | 5.5027 | 66.2238 | 0 | 0 | 0 | 0 | 0 | 10695 | Residential | caiso
Average Per Ton | 1-in-2 | July Monthly System Peak Day | 50% Cycling | 4 | Average Per Ton1-in-2July Monthly System Peak Day50% Cycling4 | 0.14952 | 0.14952 | 66.1057 | 0 | 0 | 0 | 0 | 0 | 12331 | Residential | caiso
Average Per Premise | 1-in-2 | July Monthly System Peak Day | 50% Cycling | 4 | Average Per Premise1-in-2July Monthly System Peak Day50% Cycling4 | 0.61377 | 0.61377 | 66.1057 | 0 | 0 | 0 | 0 | 0 | 12331 | Residential | caiso
Average Per Device | 1-in-2 | July Monthly System Peak Day | 50% Cycling | 4 | Average Per Device1-in-2July Monthly System Peak Day50% Cycling4 | 0.52475 | 0.52475 | 66.1057 | 0 | 0 | 0 | 0 | 0 | 12331 | Residential | caiso
Aggregate | 1-in-2 | July Monthly System Peak Day | 50% Cycling | 4 | Aggregate1-in-2July Monthly System Peak Day50% Cycling4 | 7.5684 | 7.5684 | 66.1057 | 0 | 0 | 0 | 0 | 0 | 12331 | Residential | caiso
Average Per Ton | 1-in-2 | July Monthly System Peak Day | All | 4 | Average Per Ton1-in-2July Monthly System Peak DayAll4 | 0.1334 | 0.1334 | 66.1606 | 0 | 0 | 0 | 0 | 0 | 23026 | Residential | caiso
Average Per Premise | 1-in-2 | July Monthly System Peak Day | All | 4 | Average Per Premise1-in-2July Monthly System Peak DayAll4 | 0.57092 | 0.57092 | 66.1606 | 0 | 0 | 0 | 0 | 0 | 23026 | Residential | caiso
Average Per Device | 1-in-2 | July Monthly System Peak Day | All | 4 | Average Per Device1-in-2July Monthly System Peak DayAll4 | 0.47582 | 0.47582 | 66.1606 | 0 | 0 | 0 | 0 | 0 | 23026 | Residential | caiso
Aggregate | 1-in-2 | July Monthly System Peak Day | All | 4 | Aggregate1-in-2July Monthly System Peak DayAll4 | 13.1459 | 13.1459 | 66.1606 | 0 | 0 | 0 | 0 | 0 | 23026 | Residential | caiso
Average Per Ton | 1-in-2 | June Monthly System Peak Day | 100% Cycling | 4 | Average Per Ton1-in-2June Monthly System Peak Day100% Cycling4 | 0.098243 | 0.098243 | 62.047 | 0 | 0 | 0 | 0 | 0 | 10695 | Residential | caiso
Average Per Premise | 1-in-2 | June Monthly System Peak Day | 100% Cycling | 4 | Average Per Premise1-in-2June Monthly System Peak Day100% Cycling4 | 0.44029 | 0.44029 | 62.047 | 0 | 0 | 0 | 0 | 0 | 10695 | Residential | caiso
Average Per Device | 1-in-2 | June Monthly System Peak Day | 100% Cycling | 4 | Average Per Device1-in-2June Monthly System Peak Day100% Cycling4 | 0.3566 | 0.3566 | 62.047 | 0 | 0 | 0 | 0 | 0 | 10695 | Residential | caiso
Aggregate | 1-in-2 | June Monthly System Peak Day | 100% Cycling | 4 | Aggregate1-in-2June Monthly System Peak Day100% Cycling4 | 4.7089 | 4.7089 | 62.047 | 0 | 0 | 0 | 0 | 0 | 10695 | Residential | caiso
Average Per Ton | 1-in-2 | June Monthly System Peak Day | 50% Cycling | 4 | Average Per Ton1-in-2June Monthly System Peak Day50% Cycling4 | 0.13038 | 0.13038 | 61.6262 | 0 | 0 | 0 | 0 | 0 | 12331 | Residential | caiso
Average Per Premise | 1-in-2 | June Monthly System Peak Day | 50% Cycling | 4 | Average Per Premise1-in-2June Monthly System Peak Day50% Cycling4 | 0.53517 | 0.53517 | 61.6262 | 0 | 0 | 0 | 0 | 0 | 12331 | Residential | caiso
Average Per Device | 1-in-2 | June Monthly System Peak Day | 50% Cycling | 4 | Average Per Device1-in-2June Monthly System Peak Day50% Cycling4 | 0.45754 | 0.45754 | 61.6262 | 0 | 0 | 0 | 0 | 0 | 12331 | Residential | caiso
Aggregate | 1-in-2 | June Monthly System Peak Day | 50% Cycling | 4 | Aggregate1-in-2June Monthly System Peak Day50% Cycling4 | 6.5991 | 6.5991 | 61.6262 | 0 | 0 | 0 | 0 | 0 | 12331 | Residential | caiso
Average Per Ton | 1-in-2 | June Monthly System Peak Day | All | 4 | Average Per Ton1-in-2June Monthly System Peak DayAll4 | 0.11545 | 0.11545 | 61.8217 | 0 | 0 | 0 | 0 | 0 | 23026 | Residential | caiso
Average Per Premise | 1-in-2 | June Monthly System Peak Day | All | 4 | Average Per Premise1-in-2June Monthly System Peak DayAll4 | 0.49411 | 0.49411 | 61.8217 | 0 | 0 | 0 | 0 | 0 | 23026 | Residential | caiso
Average Per Device | 1-in-2 | June Monthly System Peak Day | All | 4 | Average Per Device1-in-2June Monthly System Peak DayAll4 | 0.4118 | 0.4118 | 61.8217 | 0 | 0 | 0 | 0 | 0 | 23026 | Residential | caiso
Aggregate | 1-in-2 | June Monthly System Peak Day | All | 4 | Aggregate1-in-2June Monthly System Peak DayAll4 | 11.3773 | 11.3773 | 61.8217 | 0 | 0 | 0 | 0 | 0 | 23026 | Residential | caiso
Average Per Ton | 1-in-2 | May Monthly System Peak Day | 100% Cycling | 4 | Average Per Ton1-in-2May Monthly System Peak Day100% Cycling4 | 0.074487 | 0.074487 | 60.097 | 0 | 0 | 0 | 0 | 0 | 10695 | Residential | caiso
Average Per Premise | 1-in-2 | May Monthly System Peak Day | 100% Cycling | 4 | Average Per Premise1-in-2May Monthly System Peak Day100% Cycling4 | 0.33382 | 0.33382 | 60.097 | 0 | 0 | 0 | 0 | 0 | 10695 | Residential | caiso
Average Per Device | 1-in-2 | May Monthly System Peak Day | 100% Cycling | 4 | Average Per Device1-in-2May Monthly System Peak Day100% Cycling4 | 0.27037 | 0.27037 | 60.097 | 0 | 0 | 0 | 0 | 0 | 10695 | Residential | caiso
Aggregate | 1-in-2 | May Monthly System Peak Day | 100% Cycling | 4 | Aggregate1-in-2May Monthly System Peak Day100% Cycling4 | 3.5702 | 3.5702 | 60.097 | 0 | 0 | 0 | 0 | 0 | 10695 | Residential | caiso
Average Per Ton | 1-in-2 | May Monthly System Peak Day | 50% Cycling | 4 | Average Per Ton1-in-2May Monthly System Peak Day50% Cycling4 | 0.10322 | 0.10322 | 59.9138 | 0 | 0 | 0 | 0 | 0 | 12331 | Residential | caiso
Average Per Premise | 1-in-2 | May Monthly System Peak Day | 50% Cycling | 4 | Average Per Premise1-in-2May Monthly System Peak Day50% Cycling4 | 0.4237 | 0.4237 | 59.9138 | 0 | 0 | 0 | 0 | 0 | 12331 | Residential | caiso
Average Per Device | 1-in-2 | May Monthly System Peak Day | 50% Cycling | 4 | Average Per Device1-in-2May Monthly System Peak Day50% Cycling4 | 0.36225 | 0.36225 | 59.9138 | 0 | 0 | 0 | 0 | 0 | 12331 | Residential | caiso
Aggregate | 1-in-2 | May Monthly System Peak Day | 50% Cycling | 4 | Aggregate1-in-2May Monthly System Peak Day50% Cycling4 | 5.2247 | 5.2247 | 59.9138 | 0 | 0 | 0 | 0 | 0 | 12331 | Residential | caiso
Average Per Ton | 1-in-2 | May Monthly System Peak Day | All | 4 | Average Per Ton1-in-2May Monthly System Peak DayAll4 | 0.089874 | 0.089874 | 59.9989 | 0 | 0 | 0 | 0 | 0 | 23026 | Residential | caiso
Average Per Premise | 1-in-2 | May Monthly System Peak Day | All | 4 | Average Per Premise1-in-2May Monthly System Peak DayAll4 | 0.38465 | 0.38465 | 59.9989 | 0 | 0 | 0 | 0 | 0 | 23026 | Residential | caiso
Average Per Device | 1-in-2 | May Monthly System Peak Day | All | 4 | Average Per Device1-in-2May Monthly System Peak DayAll4 | 0.32058 | 0.32058 | 59.9989 | 0 | 0 | 0 | 0 | 0 | 23026 | Residential | caiso
Aggregate | 1-in-2 | May Monthly System Peak Day | All | 4 | Aggregate1-in-2May Monthly System Peak DayAll4 | 8.8569 | 8.8569 | 59.9989 | 0 | 0 | 0 | 0 | 0 | 23026 | Residential | caiso
Average Per Ton | 1-in-2 | October Monthly System Peak Day | 100% Cycling | 4 | Average Per Ton1-in-2October Monthly System Peak Day100% Cycling4 | 0.092741 | 0.092741 | 61.5944 | 0 | 0 | 0 | 0 | 0 | 10695 | Residential | caiso
Average Per Premise | 1-in-2 | October Monthly System Peak Day | 100% Cycling | 4 | Average Per Premise1-in-2October Monthly System Peak Day100% Cycling4 | 0.41563 | 0.41563 | 61.5944 | 0 | 0 | 0 | 0 | 0 | 10695 | Residential | caiso
Average Per Device | 1-in-2 | October Monthly System Peak Day | 100% Cycling | 4 | Average Per Device1-in-2October Monthly System Peak Day100% Cycling4 | 0.33663 | 0.33663 | 61.5944 | 0 | 0 | 0 | 0 | 0 | 10695 | Residential | caiso
Aggregate | 1-in-2 | October Monthly System Peak Day | 100% Cycling | 4 | Aggregate1-in-2October Monthly System Peak Day100% Cycling4 | 4.4452 | 4.4452 | 61.5944 | 0 | 0 | 0 | 0 | 0 | 10695 | Residential | caiso
Average Per Ton | 1-in-2 | October Monthly System Peak Day | 50% Cycling | 4 | Average Per Ton1-in-2October Monthly System Peak Day50% Cycling4 | 0.12282 | 0.12282 | 61.1486 | 0 | 0 | 0 | 0 | 0 | 12331 | Residential | caiso
Average Per Premise | 1-in-2 | October Monthly System Peak Day | 50% Cycling | 4 | Average Per Premise1-in-2October Monthly System Peak Day50% Cycling4 | 0.50417 | 0.50417 | 61.1486 | 0 | 0 | 0 | 0 | 0 | 12331 | Residential | caiso
Average Per Device | 1-in-2 | October Monthly System Peak Day | 50% Cycling | 4 | Average Per Device1-in-2October Monthly System Peak Day50% Cycling4 | 0.43104 | 0.43104 | 61.1486 | 0 | 0 | 0 | 0 | 0 | 12331 | Residential | caiso
Aggregate | 1-in-2 | October Monthly System Peak Day | 50% Cycling | 4 | Aggregate1-in-2October Monthly System Peak Day50% Cycling4 | 6.2169 | 6.2169 | 61.1486 | 0 | 0 | 0 | 0 | 0 | 12331 | Residential | caiso
Average Per Ton | 1-in-2 | October Monthly System Peak Day | All | 4 | Average Per Ton1-in-2October Monthly System Peak DayAll4 | 0.10885 | 0.10885 | 61.3557 | 0 | 0 | 0 | 0 | 0 | 23026 | Residential | caiso
Average Per Premise | 1-in-2 | October Monthly System Peak Day | All | 4 | Average Per Premise1-in-2October Monthly System Peak DayAll4 | 0.46586 | 0.46586 | 61.3557 | 0 | 0 | 0 | 0 | 0 | 23026 | Residential | caiso
Average Per Device | 1-in-2 | October Monthly System Peak Day | All | 4 | Average Per Device1-in-2October Monthly System Peak DayAll4 | 0.38826 | 0.38826 | 61.3557 | 0 | 0 | 0 | 0 | 0 | 23026 | Residential | caiso
Aggregate | 1-in-2 | October Monthly System Peak Day | All | 4 | Aggregate1-in-2October Monthly System Peak DayAll4 | 10.7269 | 10.7269 | 61.3557 | 0 | 0 | 0 | 0 | 0 | 23026 | Residential | caiso
Average Per Ton | 1-in-2 | September Monthly System Peak Day | 100% Cycling | 4 | Average Per Ton1-in-2September Monthly System Peak Day100% Cycling4 | 0.14842 | 0.14842 | 68.0978 | 0 | 0 | 0 | 0 | 0 | 10695 | Residential | caiso
Average Per Premise | 1-in-2 | September Monthly System Peak Day | 100% Cycling | 4 | Average Per Premise1-in-2September Monthly System Peak Day100% Cycling4 | 0.66518 | 0.66518 | 68.0978 | 0 | 0 | 0 | 0 | 0 | 10695 | Residential | caiso
Average Per Device | 1-in-2 | September Monthly System Peak Day | 100% Cycling | 4 | Average Per Device1-in-2September Monthly System Peak Day100% Cycling4 | 0.53874 | 0.53874 | 68.0978 | 0 | 0 | 0 | 0 | 0 | 10695 | Residential | caiso
Aggregate | 1-in-2 | September Monthly System Peak Day | 100% Cycling | 4 | Aggregate1-in-2September Monthly System Peak Day100% Cycling4 | 7.1141 | 7.1141 | 68.0978 | 0 | 0 | 0 | 0 | 0 | 10695 | Residential | caiso
Average Per Ton | 1-in-2 | September Monthly System Peak Day | 50% Cycling | 4 | Average Per Ton1-in-2September Monthly System Peak Day50% Cycling4 | 0.19053 | 0.19053 | 67.6502 | 0 | 0 | 0 | 0 | 0 | 12331 | Residential | caiso
Average Per Premise | 1-in-2 | September Monthly System Peak Day | 50% Cycling | 4 | Average Per Premise1-in-2September Monthly System Peak Day50% Cycling4 | 0.78207 | 0.78207 | 67.6502 | 0 | 0 | 0 | 0 | 0 | 12331 | Residential | caiso
Average Per Device | 1-in-2 | September Monthly System Peak Day | 50% Cycling | 4 | Average Per Device1-in-2September Monthly System Peak Day50% Cycling4 | 0.66863 | 0.66863 | 67.6502 | 0 | 0 | 0 | 0 | 0 | 12331 | Residential | caiso
Aggregate | 1-in-2 | September Monthly System Peak Day | 50% Cycling | 4 | Aggregate1-in-2September Monthly System Peak Day50% Cycling4 | 9.6437 | 9.6437 | 67.6502 | 0 | 0 | 0 | 0 | 0 | 12331 | Residential | caiso
Average Per Ton | 1-in-2 | September Monthly System Peak Day | All | 4 | Average Per Ton1-in-2September Monthly System Peak DayAll4 | 0.17097 | 0.17097 | 67.8581 | 0 | 0 | 0 | 0 | 0 | 23026 | Residential | caiso
Average Per Premise | 1-in-2 | September Monthly System Peak Day | All | 4 | Average Per Premise1-in-2September Monthly System Peak DayAll4 | 0.73172 | 0.73172 | 67.8581 | 0 | 0 | 0 | 0 | 0 | 23026 | Residential | caiso
Average Per Device | 1-in-2 | September Monthly System Peak Day | All | 4 | Average Per Device1-in-2September Monthly System Peak DayAll4 | 0.60984 | 0.60984 | 67.8581 | 0 | 0 | 0 | 0 | 0 | 23026 | Residential | caiso
Aggregate | 1-in-2 | September Monthly System Peak Day | All | 4 | Aggregate1-in-2September Monthly System Peak DayAll4 | 16.8486 | 16.8486 | 67.8581 | 0 | 0 | 0 | 0 | 0 | 23026 | Residential | caiso
Average Per Ton | 1-in-2 | August Monthly System Peak Day | 100% Cycling | 5 | Average Per Ton1-in-2August Monthly System Peak Day100% Cycling5 | 0.14006 | 0.14006 | 67.9477 | 0 | 0 | 0 | 0 | 0 | 10695 | Residential | caiso
Average Per Premise | 1-in-2 | August Monthly System Peak Day | 100% Cycling | 5 | Average Per Premise1-in-2August Monthly System Peak Day100% Cycling5 | 0.6277 | 0.6277 | 67.9477 | 0 | 0 | 0 | 0 | 0 | 10695 | Residential | caiso
Average Per Device | 1-in-2 | August Monthly System Peak Day | 100% Cycling | 5 | Average Per Device1-in-2August Monthly System Peak Day100% Cycling5 | 0.50839 | 0.50839 | 67.9477 | 0 | 0 | 0 | 0 | 0 | 10695 | Residential | caiso
Aggregate | 1-in-2 | August Monthly System Peak Day | 100% Cycling | 5 | Aggregate1-in-2August Monthly System Peak Day100% Cycling5 | 6.7133 | 6.7133 | 67.9477 | 0 | 0 | 0 | 0 | 0 | 10695 | Residential | caiso
Average Per Ton | 1-in-2 | August Monthly System Peak Day | 50% Cycling | 5 | Average Per Ton1-in-2August Monthly System Peak Day50% Cycling5 | 0.17619 | 0.17619 | 67.7113 | 0 | 0 | 0 | 0 | 0 | 12331 | Residential | caiso
Average Per Premise | 1-in-2 | August Monthly System Peak Day | 50% Cycling | 5 | Average Per Premise1-in-2August Monthly System Peak Day50% Cycling5 | 0.72321 | 0.72321 | 67.7113 | 0 | 0 | 0 | 0 | 0 | 12331 | Residential | caiso
Average Per Device | 1-in-2 | August Monthly System Peak Day | 50% Cycling | 5 | Average Per Device1-in-2August Monthly System Peak Day50% Cycling5 | 0.61831 | 0.61831 | 67.7113 | 0 | 0 | 0 | 0 | 0 | 12331 | Residential | caiso
Aggregate | 1-in-2 | August Monthly System Peak Day | 50% Cycling | 5 | Aggregate1-in-2August Monthly System Peak Day50% Cycling5 | 8.9179 | 8.9179 | 67.7113 | 0 | 0 | 0 | 0 | 0 | 12331 | Residential | caiso
Average Per Ton | 1-in-2 | August Monthly System Peak Day | All | 5 | Average Per Ton1-in-2August Monthly System Peak DayAll5 | 0.15941 | 0.15941 | 67.8211 | 0 | 0 | 0 | 0 | 0 | 23026 | Residential | caiso
Average Per Premise | 1-in-2 | August Monthly System Peak Day | All | 5 | Average Per Premise1-in-2August Monthly System Peak DayAll5 | 0.68223 | 0.68223 | 67.8211 | 0 | 0 | 0 | 0 | 0 | 23026 | Residential | caiso
Average Per Device | 1-in-2 | August Monthly System Peak Day | All | 5 | Average Per Device1-in-2August Monthly System Peak DayAll5 | 0.56859 | 0.56859 | 67.8211 | 0 | 0 | 0 | 0 | 0 | 23026 | Residential | caiso
Aggregate | 1-in-2 | August Monthly System Peak Day | All | 5 | Aggregate1-in-2August Monthly System Peak DayAll5 | 15.709 | 15.709 | 67.8211 | 0 | 0 | 0 | 0 | 0 | 23026 | Residential | caiso
Average Per Ton | 1-in-2 | August Typical Event Day | 100% Cycling | 5 | Average Per Ton1-in-2August Typical Event Day100% Cycling5 | 0.12279 | 0.12279 | 65.8242 | 0 | 0 | 0 | 0 | 0 | 10695 | Residential | caiso
Average Per Premise | 1-in-2 | August Typical Event Day | 100% Cycling | 5 | Average Per Premise1-in-2August Typical Event Day100% Cycling5 | 0.55031 | 0.55031 | 65.8242 | 0 | 0 | 0 | 0 | 0 | 10695 | Residential | caiso
Average Per Device | 1-in-2 | August Typical Event Day | 100% Cycling | 5 | Average Per Device1-in-2August Typical Event Day100% Cycling5 | 0.44571 | 0.44571 | 65.8242 | 0 | 0 | 0 | 0 | 0 | 10695 | Residential | caiso
Aggregate | 1-in-2 | August Typical Event Day | 100% Cycling | 5 | Aggregate1-in-2August Typical Event Day100% Cycling5 | 5.8856 | 5.8856 | 65.8242 | 0 | 0 | 0 | 0 | 0 | 10695 | Residential | caiso
Average Per Ton | 1-in-2 | August Typical Event Day | 50% Cycling | 5 | Average Per Ton1-in-2August Typical Event Day50% Cycling5 | 0.15612 | 0.15612 | 65.4881 | 0 | 0 | 0 | 0 | 0 | 12331 | Residential | caiso
Average Per Premise | 1-in-2 | August Typical Event Day | 50% Cycling | 5 | Average Per Premise1-in-2August Typical Event Day50% Cycling5 | 0.64084 | 0.64084 | 65.4881 | 0 | 0 | 0 | 0 | 0 | 12331 | Residential | caiso
Average Per Device | 1-in-2 | August Typical Event Day | 50% Cycling | 5 | Average Per Device1-in-2August Typical Event Day50% Cycling5 | 0.54789 | 0.54789 | 65.4881 | 0 | 0 | 0 | 0 | 0 | 12331 | Residential | caiso
Aggregate | 1-in-2 | August Typical Event Day | 50% Cycling | 5 | Aggregate1-in-2August Typical Event Day50% Cycling5 | 7.9022 | 7.9022 | 65.4881 | 0 | 0 | 0 | 0 | 0 | 12331 | Residential | caiso
Average Per Ton | 1-in-2 | August Typical Event Day | All | 5 | Average Per Ton1-in-2August Typical Event DayAll5 | 0.14064 | 0.14064 | 65.6442 | 0 | 0 | 0 | 0 | 0 | 23026 | Residential | caiso
Average Per Premise | 1-in-2 | August Typical Event Day | All | 5 | Average Per Premise1-in-2August Typical Event DayAll5 | 0.60191 | 0.60191 | 65.6442 | 0 | 0 | 0 | 0 | 0 | 23026 | Residential | caiso
Average Per Device | 1-in-2 | August Typical Event Day | All | 5 | Average Per Device1-in-2August Typical Event DayAll5 | 0.50165 | 0.50165 | 65.6442 | 0 | 0 | 0 | 0 | 0 | 23026 | Residential | caiso
Aggregate | 1-in-2 | August Typical Event Day | All | 5 | Aggregate1-in-2August Typical Event DayAll5 | 13.8597 | 13.8597 | 65.6442 | 0 | 0 | 0 | 0 | 0 | 23026 | Residential | caiso
Average Per Ton | 1-in-2 | July Monthly System Peak Day | 100% Cycling | 5 | Average Per Ton1-in-2July Monthly System Peak Day100% Cycling5 | 0.11151 | 0.11151 | 65.822 | 0 | 0 | 0 | 0 | 0 | 10695 | Residential | caiso
Average Per Premise | 1-in-2 | July Monthly System Peak Day | 100% Cycling | 5 | Average Per Premise1-in-2July Monthly System Peak Day100% Cycling5 | 0.49976 | 0.49976 | 65.822 | 0 | 0 | 0 | 0 | 0 | 10695 | Residential | caiso
Average Per Device | 1-in-2 | July Monthly System Peak Day | 100% Cycling | 5 | Average Per Device1-in-2July Monthly System Peak Day100% Cycling5 | 0.40477 | 0.40477 | 65.822 | 0 | 0 | 0 | 0 | 0 | 10695 | Residential | caiso
Aggregate | 1-in-2 | July Monthly System Peak Day | 100% Cycling | 5 | Aggregate1-in-2July Monthly System Peak Day100% Cycling5 | 5.345 | 5.345 | 65.822 | 0 | 0 | 0 | 0 | 0 | 10695 | Residential | caiso
Average Per Ton | 1-in-2 | July Monthly System Peak Day | 50% Cycling | 5 | Average Per Ton1-in-2July Monthly System Peak Day50% Cycling5 | 0.14249 | 0.14249 | 65.52 | 0 | 0 | 0 | 0 | 0 | 12331 | Residential | caiso
Average Per Premise | 1-in-2 | July Monthly System Peak Day | 50% Cycling | 5 | Average Per Premise1-in-2July Monthly System Peak Day50% Cycling5 | 0.5849 | 0.5849 | 65.52 | 0 | 0 | 0 | 0 | 0 | 12331 | Residential | caiso
Average Per Device | 1-in-2 | July Monthly System Peak Day | 50% Cycling | 5 | Average Per Device1-in-2July Monthly System Peak Day50% Cycling5 | 0.50006 | 0.50006 | 65.52 | 0 | 0 | 0 | 0 | 0 | 12331 | Residential | caiso
Aggregate | 1-in-2 | July Monthly System Peak Day | 50% Cycling | 5 | Aggregate1-in-2July Monthly System Peak Day50% Cycling5 | 7.2124 | 7.2124 | 65.52 | 0 | 0 | 0 | 0 | 0 | 12331 | Residential | caiso
Average Per Ton | 1-in-2 | July Monthly System Peak Day | All | 5 | Average Per Ton1-in-2July Monthly System Peak DayAll5 | 0.1281 | 0.1281 | 65.6603 | 0 | 0 | 0 | 0 | 0 | 23026 | Residential | caiso
Average Per Premise | 1-in-2 | July Monthly System Peak Day | All | 5 | Average Per Premise1-in-2July Monthly System Peak DayAll5 | 0.54825 | 0.54825 | 65.6603 | 0 | 0 | 0 | 0 | 0 | 23026 | Residential | caiso
Average Per Device | 1-in-2 | July Monthly System Peak Day | All | 5 | Average Per Device1-in-2July Monthly System Peak DayAll5 | 0.45693 | 0.45693 | 65.6603 | 0 | 0 | 0 | 0 | 0 | 23026 | Residential | caiso
Aggregate | 1-in-2 | July Monthly System Peak Day | All | 5 | Aggregate1-in-2July Monthly System Peak DayAll5 | 12.6241 | 12.6241 | 65.6603 | 0 | 0 | 0 | 0 | 0 | 23026 | Residential | caiso
Average Per Ton | 1-in-2 | June Monthly System Peak Day | 100% Cycling | 5 | Average Per Ton1-in-2June Monthly System Peak Day100% Cycling5 | 0.095428 | 0.095428 | 61.599 | 0 | 0 | 0 | 0 | 0 | 10695 | Residential | caiso
Average Per Premise | 1-in-2 | June Monthly System Peak Day | 100% Cycling | 5 | Average Per Premise1-in-2June Monthly System Peak Day100% Cycling5 | 0.42767 | 0.42767 | 61.599 | 0 | 0 | 0 | 0 | 0 | 10695 | Residential | caiso
Average Per Device | 1-in-2 | June Monthly System Peak Day | 100% Cycling | 5 | Average Per Device1-in-2June Monthly System Peak Day100% Cycling5 | 0.34638 | 0.34638 | 61.599 | 0 | 0 | 0 | 0 | 0 | 10695 | Residential | caiso
Aggregate | 1-in-2 | June Monthly System Peak Day | 100% Cycling | 5 | Aggregate1-in-2June Monthly System Peak Day100% Cycling5 | 4.574 | 4.574 | 61.599 | 0 | 0 | 0 | 0 | 0 | 10695 | Residential | caiso
Average Per Ton | 1-in-2 | June Monthly System Peak Day | 50% Cycling | 5 | Average Per Ton1-in-2June Monthly System Peak Day50% Cycling5 | 0.12424 | 0.12424 | 61.1508 | 0 | 0 | 0 | 0 | 0 | 12331 | Residential | caiso
Average Per Premise | 1-in-2 | June Monthly System Peak Day | 50% Cycling | 5 | Average Per Premise1-in-2June Monthly System Peak Day50% Cycling5 | 0.50999 | 0.50999 | 61.1508 | 0 | 0 | 0 | 0 | 0 | 12331 | Residential | caiso
Average Per Device | 1-in-2 | June Monthly System Peak Day | 50% Cycling | 5 | Average Per Device1-in-2June Monthly System Peak Day50% Cycling5 | 0.43602 | 0.43602 | 61.1508 | 0 | 0 | 0 | 0 | 0 | 12331 | Residential | caiso
Aggregate | 1-in-2 | June Monthly System Peak Day | 50% Cycling | 5 | Aggregate1-in-2June Monthly System Peak Day50% Cycling5 | 6.2887 | 6.2887 | 61.1508 | 0 | 0 | 0 | 0 | 0 | 12331 | Residential | caiso
Average Per Ton | 1-in-2 | June Monthly System Peak Day | All | 5 | Average Per Ton1-in-2June Monthly System Peak DayAll5 | 0.11086 | 0.11086 | 61.359 | 0 | 0 | 0 | 0 | 0 | 23026 | Residential | caiso
Average Per Premise | 1-in-2 | June Monthly System Peak Day | All | 5 | Average Per Premise1-in-2June Monthly System Peak DayAll5 | 0.47445 | 0.47445 | 61.359 | 0 | 0 | 0 | 0 | 0 | 23026 | Residential | caiso
Average Per Device | 1-in-2 | June Monthly System Peak Day | All | 5 | Average Per Device1-in-2June Monthly System Peak DayAll5 | 0.39542 | 0.39542 | 61.359 | 0 | 0 | 0 | 0 | 0 | 23026 | Residential | caiso
Aggregate | 1-in-2 | June Monthly System Peak Day | All | 5 | Aggregate1-in-2June Monthly System Peak DayAll5 | 10.9248 | 10.9248 | 61.359 | 0 | 0 | 0 | 0 | 0 | 23026 | Residential | caiso
Average Per Ton | 1-in-2 | May Monthly System Peak Day | 100% Cycling | 5 | Average Per Ton1-in-2May Monthly System Peak Day100% Cycling5 | 0.072353 | 0.072353 | 60.0869 | 0 | 0 | 0 | 0 | 0 | 10695 | Residential | caiso
Average Per Premise | 1-in-2 | May Monthly System Peak Day | 100% Cycling | 5 | Average Per Premise1-in-2May Monthly System Peak Day100% Cycling5 | 0.32426 | 0.32426 | 60.0869 | 0 | 0 | 0 | 0 | 0 | 10695 | Residential | caiso
Average Per Device | 1-in-2 | May Monthly System Peak Day | 100% Cycling | 5 | Average Per Device1-in-2May Monthly System Peak Day100% Cycling5 | 0.26262 | 0.26262 | 60.0869 | 0 | 0 | 0 | 0 | 0 | 10695 | Residential | caiso
Aggregate | 1-in-2 | May Monthly System Peak Day | 100% Cycling | 5 | Aggregate1-in-2May Monthly System Peak Day100% Cycling5 | 3.4679 | 3.4679 | 60.0869 | 0 | 0 | 0 | 0 | 0 | 10695 | Residential | caiso
Average Per Ton | 1-in-2 | May Monthly System Peak Day | 50% Cycling | 5 | Average Per Ton1-in-2May Monthly System Peak Day50% Cycling5 | 0.098365 | 0.098365 | 59.909 | 0 | 0 | 0 | 0 | 0 | 12331 | Residential | caiso
Average Per Premise | 1-in-2 | May Monthly System Peak Day | 50% Cycling | 5 | Average Per Premise1-in-2May Monthly System Peak Day50% Cycling5 | 0.40377 | 0.40377 | 59.909 | 0 | 0 | 0 | 0 | 0 | 12331 | Residential | caiso
Average Per Device | 1-in-2 | May Monthly System Peak Day | 50% Cycling | 5 | Average Per Device1-in-2May Monthly System Peak Day50% Cycling5 | 0.3452 | 0.3452 | 59.909 | 0 | 0 | 0 | 0 | 0 | 12331 | Residential | caiso
Aggregate | 1-in-2 | May Monthly System Peak Day | 50% Cycling | 5 | Aggregate1-in-2May Monthly System Peak Day50% Cycling5 | 4.9789 | 4.9789 | 59.909 | 0 | 0 | 0 | 0 | 0 | 12331 | Residential | caiso
Average Per Ton | 1-in-2 | May Monthly System Peak Day | All | 5 | Average Per Ton1-in-2May Monthly System Peak DayAll5 | 0.086282 | 0.086282 | 59.9916 | 0 | 0 | 0 | 0 | 0 | 23026 | Residential | caiso
Average Per Premise | 1-in-2 | May Monthly System Peak Day | All | 5 | Average Per Premise1-in-2May Monthly System Peak DayAll5 | 0.36927 | 0.36927 | 59.9916 | 0 | 0 | 0 | 0 | 0 | 23026 | Residential | caiso
Average Per Device | 1-in-2 | May Monthly System Peak Day | All | 5 | Average Per Device1-in-2May Monthly System Peak DayAll5 | 0.30776 | 0.30776 | 59.9916 | 0 | 0 | 0 | 0 | 0 | 23026 | Residential | caiso
Aggregate | 1-in-2 | May Monthly System Peak Day | All | 5 | Aggregate1-in-2May Monthly System Peak DayAll5 | 8.5029 | 8.5029 | 59.9916 | 0 | 0 | 0 | 0 | 0 | 23026 | Residential | caiso
Average Per Ton | 1-in-2 | October Monthly System Peak Day | 100% Cycling | 5 | Average Per Ton1-in-2October Monthly System Peak Day100% Cycling5 | 0.090083 | 0.090083 | 60.0208 | 0 | 0 | 0 | 0 | 0 | 10695 | Residential | caiso
Average Per Premise | 1-in-2 | October Monthly System Peak Day | 100% Cycling | 5 | Average Per Premise1-in-2October Monthly System Peak Day100% Cycling5 | 0.40372 | 0.40372 | 60.0208 | 0 | 0 | 0 | 0 | 0 | 10695 | Residential | caiso
Average Per Device | 1-in-2 | October Monthly System Peak Day | 100% Cycling | 5 | Average Per Device1-in-2October Monthly System Peak Day100% Cycling5 | 0.32698 | 0.32698 | 60.0208 | 0 | 0 | 0 | 0 | 0 | 10695 | Residential | caiso
Aggregate | 1-in-2 | October Monthly System Peak Day | 100% Cycling | 5 | Aggregate1-in-2October Monthly System Peak Day100% Cycling5 | 4.3178 | 4.3178 | 60.0208 | 0 | 0 | 0 | 0 | 0 | 10695 | Residential | caiso
Average Per Ton | 1-in-2 | October Monthly System Peak Day | 50% Cycling | 5 | Average Per Ton1-in-2October Monthly System Peak Day50% Cycling5 | 0.11704 | 0.11704 | 59.4819 | 0 | 0 | 0 | 0 | 0 | 12331 | Residential | caiso
Average Per Premise | 1-in-2 | October Monthly System Peak Day | 50% Cycling | 5 | Average Per Premise1-in-2October Monthly System Peak Day50% Cycling5 | 0.48045 | 0.48045 | 59.4819 | 0 | 0 | 0 | 0 | 0 | 12331 | Residential | caiso
Average Per Device | 1-in-2 | October Monthly System Peak Day | 50% Cycling | 5 | Average Per Device1-in-2October Monthly System Peak Day50% Cycling5 | 0.41076 | 0.41076 | 59.4819 | 0 | 0 | 0 | 0 | 0 | 12331 | Residential | caiso
Aggregate | 1-in-2 | October Monthly System Peak Day | 50% Cycling | 5 | Aggregate1-in-2October Monthly System Peak Day50% Cycling5 | 5.9244 | 5.9244 | 59.4819 | 0 | 0 | 0 | 0 | 0 | 12331 | Residential | caiso
Average Per Ton | 1-in-2 | October Monthly System Peak Day | All | 5 | Average Per Ton1-in-2October Monthly System Peak DayAll5 | 0.10452 | 0.10452 | 59.7322 | 0 | 0 | 0 | 0 | 0 | 23026 | Residential | caiso
Average Per Premise | 1-in-2 | October Monthly System Peak Day | All | 5 | Average Per Premise1-in-2October Monthly System Peak DayAll5 | 0.44733 | 0.44733 | 59.7322 | 0 | 0 | 0 | 0 | 0 | 23026 | Residential | caiso
Average Per Device | 1-in-2 | October Monthly System Peak Day | All | 5 | Average Per Device1-in-2October Monthly System Peak DayAll5 | 0.37282 | 0.37282 | 59.7322 | 0 | 0 | 0 | 0 | 0 | 23026 | Residential | caiso
Aggregate | 1-in-2 | October Monthly System Peak Day | All | 5 | Aggregate1-in-2October Monthly System Peak DayAll5 | 10.3003 | 10.3003 | 59.7322 | 0 | 0 | 0 | 0 | 0 | 23026 | Residential | caiso
Average Per Ton | 1-in-2 | September Monthly System Peak Day | 100% Cycling | 5 | Average Per Ton1-in-2September Monthly System Peak Day100% Cycling5 | 0.14417 | 0.14417 | 67.9283 | 0 | 0 | 0 | 0 | 0 | 10695 | Residential | caiso
Average Per Premise | 1-in-2 | September Monthly System Peak Day | 100% Cycling | 5 | Average Per Premise1-in-2September Monthly System Peak Day100% Cycling5 | 0.64612 | 0.64612 | 67.9283 | 0 | 0 | 0 | 0 | 0 | 10695 | Residential | caiso
Average Per Device | 1-in-2 | September Monthly System Peak Day | 100% Cycling | 5 | Average Per Device1-in-2September Monthly System Peak Day100% Cycling5 | 0.52331 | 0.52331 | 67.9283 | 0 | 0 | 0 | 0 | 0 | 10695 | Residential | caiso
Aggregate | 1-in-2 | September Monthly System Peak Day | 100% Cycling | 5 | Aggregate1-in-2September Monthly System Peak Day100% Cycling5 | 6.9103 | 6.9103 | 67.9283 | 0 | 0 | 0 | 0 | 0 | 10695 | Residential | caiso
Average Per Ton | 1-in-2 | September Monthly System Peak Day | 50% Cycling | 5 | Average Per Ton1-in-2September Monthly System Peak Day50% Cycling5 | 0.18156 | 0.18156 | 67.5702 | 0 | 0 | 0 | 0 | 0 | 12331 | Residential | caiso
Average Per Premise | 1-in-2 | September Monthly System Peak Day | 50% Cycling | 5 | Average Per Premise1-in-2September Monthly System Peak Day50% Cycling5 | 0.74528 | 0.74528 | 67.5702 | 0 | 0 | 0 | 0 | 0 | 12331 | Residential | caiso
Average Per Device | 1-in-2 | September Monthly System Peak Day | 50% Cycling | 5 | Average Per Device1-in-2September Monthly System Peak Day50% Cycling5 | 0.63718 | 0.63718 | 67.5702 | 0 | 0 | 0 | 0 | 0 | 12331 | Residential | caiso
Aggregate | 1-in-2 | September Monthly System Peak Day | 50% Cycling | 5 | Aggregate1-in-2September Monthly System Peak Day50% Cycling5 | 9.19 | 9.19 | 67.5702 | 0 | 0 | 0 | 0 | 0 | 12331 | Residential | caiso
Average Per Ton | 1-in-2 | September Monthly System Peak Day | All | 5 | Average Per Ton1-in-2September Monthly System Peak DayAll5 | 0.16419 | 0.16419 | 67.7365 | 0 | 0 | 0 | 0 | 0 | 23026 | Residential | caiso
Average Per Premise | 1-in-2 | September Monthly System Peak Day | All | 5 | Average Per Premise1-in-2September Monthly System Peak DayAll5 | 0.70272 | 0.70272 | 67.7365 | 0 | 0 | 0 | 0 | 0 | 23026 | Residential | caiso
Average Per Device | 1-in-2 | September Monthly System Peak Day | All | 5 | Average Per Device1-in-2September Monthly System Peak DayAll5 | 0.58567 | 0.58567 | 67.7365 | 0 | 0 | 0 | 0 | 0 | 23026 | Residential | caiso
Aggregate | 1-in-2 | September Monthly System Peak Day | All | 5 | Aggregate1-in-2September Monthly System Peak DayAll5 | 16.1809 | 16.1809 | 67.7365 | 0 | 0 | 0 | 0 | 0 | 23026 | Residential | caiso
Average Per Ton | 1-in-2 | August Monthly System Peak Day | 100% Cycling | 6 | Average Per Ton1-in-2August Monthly System Peak Day100% Cycling6 | 0.14692 | 0.14692 | 67.6977 | 0 | 0 | 0 | 0 | 0 | 10695 | Residential | caiso
Average Per Premise | 1-in-2 | August Monthly System Peak Day | 100% Cycling | 6 | Average Per Premise1-in-2August Monthly System Peak Day100% Cycling6 | 0.65843 | 0.65843 | 67.6977 | 0 | 0 | 0 | 0 | 0 | 10695 | Residential | caiso
Average Per Device | 1-in-2 | August Monthly System Peak Day | 100% Cycling | 6 | Average Per Device1-in-2August Monthly System Peak Day100% Cycling6 | 0.53328 | 0.53328 | 67.6977 | 0 | 0 | 0 | 0 | 0 | 10695 | Residential | caiso
Aggregate | 1-in-2 | August Monthly System Peak Day | 100% Cycling | 6 | Aggregate1-in-2August Monthly System Peak Day100% Cycling6 | 7.0419 | 7.0419 | 67.6977 | 0 | 0 | 0 | 0 | 0 | 10695 | Residential | caiso
Average Per Ton | 1-in-2 | August Monthly System Peak Day | 50% Cycling | 6 | Average Per Ton1-in-2August Monthly System Peak Day50% Cycling6 | 0.18528 | 0.18528 | 67.4613 | 0 | 0 | 0 | 0 | 0 | 12331 | Residential | caiso
Average Per Premise | 1-in-2 | August Monthly System Peak Day | 50% Cycling | 6 | Average Per Premise1-in-2August Monthly System Peak Day50% Cycling6 | 0.76053 | 0.76053 | 67.4613 | 0 | 0 | 0 | 0 | 0 | 12331 | Residential | caiso
Average Per Device | 1-in-2 | August Monthly System Peak Day | 50% Cycling | 6 | Average Per Device1-in-2August Monthly System Peak Day50% Cycling6 | 0.65022 | 0.65022 | 67.4613 | 0 | 0 | 0 | 0 | 0 | 12331 | Residential | caiso
Aggregate | 1-in-2 | August Monthly System Peak Day | 50% Cycling | 6 | Aggregate1-in-2August Monthly System Peak Day50% Cycling6 | 9.3781 | 9.3781 | 67.4613 | 0 | 0 | 0 | 0 | 0 | 12331 | Residential | caiso
Average Per Ton | 1-in-2 | August Monthly System Peak Day | All | 6 | Average Per Ton1-in-2August Monthly System Peak DayAll6 | 0.16746 | 0.16746 | 67.5711 | 0 | 0 | 0 | 0 | 0 | 23026 | Residential | caiso
Average Per Premise | 1-in-2 | August Monthly System Peak Day | All | 6 | Average Per Premise1-in-2August Monthly System Peak DayAll6 | 0.7167 | 0.7167 | 67.5711 | 0 | 0 | 0 | 0 | 0 | 23026 | Residential | caiso
Average Per Device | 1-in-2 | August Monthly System Peak Day | All | 6 | Average Per Device1-in-2August Monthly System Peak DayAll6 | 0.59732 | 0.59732 | 67.5711 | 0 | 0 | 0 | 0 | 0 | 23026 | Residential | caiso
Aggregate | 1-in-2 | August Monthly System Peak Day | All | 6 | Aggregate1-in-2August Monthly System Peak DayAll6 | 16.5027 | 16.5027 | 67.5711 | 0 | 0 | 0 | 0 | 0 | 23026 | Residential | caiso
Average Per Ton | 1-in-2 | August Typical Event Day | 100% Cycling | 6 | Average Per Ton1-in-2August Typical Event Day100% Cycling6 | 0.12881 | 0.12881 | 65.7703 | 0 | 0 | 0 | 0 | 0 | 10695 | Residential | caiso
Average Per Premise | 1-in-2 | August Typical Event Day | 100% Cycling | 6 | Average Per Premise1-in-2August Typical Event Day100% Cycling6 | 0.57726 | 0.57726 | 65.7703 | 0 | 0 | 0 | 0 | 0 | 10695 | Residential | caiso
Average Per Device | 1-in-2 | August Typical Event Day | 100% Cycling | 6 | Average Per Device1-in-2August Typical Event Day100% Cycling6 | 0.46753 | 0.46753 | 65.7703 | 0 | 0 | 0 | 0 | 0 | 10695 | Residential | caiso
Aggregate | 1-in-2 | August Typical Event Day | 100% Cycling | 6 | Aggregate1-in-2August Typical Event Day100% Cycling6 | 6.1738 | 6.1738 | 65.7703 | 0 | 0 | 0 | 0 | 0 | 10695 | Residential | caiso
Average Per Ton | 1-in-2 | August Typical Event Day | 50% Cycling | 6 | Average Per Ton1-in-2August Typical Event Day50% Cycling6 | 0.16418 | 0.16418 | 65.4956 | 0 | 0 | 0 | 0 | 0 | 12331 | Residential | caiso
Average Per Premise | 1-in-2 | August Typical Event Day | 50% Cycling | 6 | Average Per Premise1-in-2August Typical Event Day50% Cycling6 | 0.67391 | 0.67391 | 65.4956 | 0 | 0 | 0 | 0 | 0 | 12331 | Residential | caiso
Average Per Device | 1-in-2 | August Typical Event Day | 50% Cycling | 6 | Average Per Device1-in-2August Typical Event Day50% Cycling6 | 0.57616 | 0.57616 | 65.4956 | 0 | 0 | 0 | 0 | 0 | 12331 | Residential | caiso
Aggregate | 1-in-2 | August Typical Event Day | 50% Cycling | 6 | Aggregate1-in-2August Typical Event Day50% Cycling6 | 8.31 | 8.31 | 65.4956 | 0 | 0 | 0 | 0 | 0 | 12331 | Residential | caiso
Average Per Ton | 1-in-2 | August Typical Event Day | All | 6 | Average Per Ton1-in-2August Typical Event DayAll6 | 0.14775 | 0.14775 | 65.6232 | 0 | 0 | 0 | 0 | 0 | 23026 | Residential | caiso
Average Per Premise | 1-in-2 | August Typical Event Day | All | 6 | Average Per Premise1-in-2August Typical Event DayAll6 | 0.63233 | 0.63233 | 65.6232 | 0 | 0 | 0 | 0 | 0 | 23026 | Residential | caiso
Average Per Device | 1-in-2 | August Typical Event Day | All | 6 | Average Per Device1-in-2August Typical Event DayAll6 | 0.527 | 0.527 | 65.6232 | 0 | 0 | 0 | 0 | 0 | 23026 | Residential | caiso
Aggregate | 1-in-2 | August Typical Event Day | All | 6 | Aggregate1-in-2August Typical Event DayAll6 | 14.56 | 14.56 | 65.6232 | 0 | 0 | 0 | 0 | 0 | 23026 | Residential | caiso
Average Per Ton | 1-in-2 | July Monthly System Peak Day | 100% Cycling | 6 | Average Per Ton1-in-2July Monthly System Peak Day100% Cycling6 | 0.11697 | 0.11697 | 65.6434 | 0 | 0 | 0 | 0 | 0 | 10695 | Residential | caiso
Average Per Premise | 1-in-2 | July Monthly System Peak Day | 100% Cycling | 6 | Average Per Premise1-in-2July Monthly System Peak Day100% Cycling6 | 0.52423 | 0.52423 | 65.6434 | 0 | 0 | 0 | 0 | 0 | 10695 | Residential | caiso
Average Per Device | 1-in-2 | July Monthly System Peak Day | 100% Cycling | 6 | Average Per Device1-in-2July Monthly System Peak Day100% Cycling6 | 0.42459 | 0.42459 | 65.6434 | 0 | 0 | 0 | 0 | 0 | 10695 | Residential | caiso
Aggregate | 1-in-2 | July Monthly System Peak Day | 100% Cycling | 6 | Aggregate1-in-2July Monthly System Peak Day100% Cycling6 | 5.6067 | 5.6067 | 65.6434 | 0 | 0 | 0 | 0 | 0 | 10695 | Residential | caiso
Average Per Ton | 1-in-2 | July Monthly System Peak Day | 50% Cycling | 6 | Average Per Ton1-in-2July Monthly System Peak Day50% Cycling6 | 0.14984 | 0.14984 | 65.4357 | 0 | 0 | 0 | 0 | 0 | 12331 | Residential | caiso
Average Per Premise | 1-in-2 | July Monthly System Peak Day | 50% Cycling | 6 | Average Per Premise1-in-2July Monthly System Peak Day50% Cycling6 | 0.61508 | 0.61508 | 65.4357 | 0 | 0 | 0 | 0 | 0 | 12331 | Residential | caiso
Average Per Device | 1-in-2 | July Monthly System Peak Day | 50% Cycling | 6 | Average Per Device1-in-2July Monthly System Peak Day50% Cycling6 | 0.52586 | 0.52586 | 65.4357 | 0 | 0 | 0 | 0 | 0 | 12331 | Residential | caiso
Aggregate | 1-in-2 | July Monthly System Peak Day | 50% Cycling | 6 | Aggregate1-in-2July Monthly System Peak Day50% Cycling6 | 7.5845 | 7.5845 | 65.4357 | 0 | 0 | 0 | 0 | 0 | 12331 | Residential | caiso
Average Per Ton | 1-in-2 | July Monthly System Peak Day | All | 6 | Average Per Ton1-in-2July Monthly System Peak DayAll6 | 0.13458 | 0.13458 | 65.5322 | 0 | 0 | 0 | 0 | 0 | 23026 | Residential | caiso
Average Per Premise | 1-in-2 | July Monthly System Peak Day | All | 6 | Average Per Premise1-in-2July Monthly System Peak DayAll6 | 0.57596 | 0.57596 | 65.5322 | 0 | 0 | 0 | 0 | 0 | 23026 | Residential | caiso
Average Per Device | 1-in-2 | July Monthly System Peak Day | All | 6 | Average Per Device1-in-2July Monthly System Peak DayAll6 | 0.48002 | 0.48002 | 65.5322 | 0 | 0 | 0 | 0 | 0 | 23026 | Residential | caiso
Aggregate | 1-in-2 | July Monthly System Peak Day | All | 6 | Aggregate1-in-2July Monthly System Peak DayAll6 | 13.2621 | 13.2621 | 65.5322 | 0 | 0 | 0 | 0 | 0 | 23026 | Residential | caiso
Average Per Ton | 1-in-2 | June Monthly System Peak Day | 100% Cycling | 6 | Average Per Ton1-in-2June Monthly System Peak Day100% Cycling6 | 0.1001 | 0.1001 | 61.9249 | 0 | 0 | 0 | 0 | 0 | 10695 | Residential | caiso
Average Per Premise | 1-in-2 | June Monthly System Peak Day | 100% Cycling | 6 | Average Per Premise1-in-2June Monthly System Peak Day100% Cycling6 | 0.44861 | 0.44861 | 61.9249 | 0 | 0 | 0 | 0 | 0 | 10695 | Residential | caiso
Average Per Device | 1-in-2 | June Monthly System Peak Day | 100% Cycling | 6 | Average Per Device1-in-2June Monthly System Peak Day100% Cycling6 | 0.36334 | 0.36334 | 61.9249 | 0 | 0 | 0 | 0 | 0 | 10695 | Residential | caiso
Aggregate | 1-in-2 | June Monthly System Peak Day | 100% Cycling | 6 | Aggregate1-in-2June Monthly System Peak Day100% Cycling6 | 4.7979 | 4.7979 | 61.9249 | 0 | 0 | 0 | 0 | 0 | 10695 | Residential | caiso
Average Per Ton | 1-in-2 | June Monthly System Peak Day | 50% Cycling | 6 | Average Per Ton1-in-2June Monthly System Peak Day50% Cycling6 | 0.13065 | 0.13065 | 61.5686 | 0 | 0 | 0 | 0 | 0 | 12331 | Residential | caiso
Average Per Premise | 1-in-2 | June Monthly System Peak Day | 50% Cycling | 6 | Average Per Premise1-in-2June Monthly System Peak Day50% Cycling6 | 0.53631 | 0.53631 | 61.5686 | 0 | 0 | 0 | 0 | 0 | 12331 | Residential | caiso
Average Per Device | 1-in-2 | June Monthly System Peak Day | 50% Cycling | 6 | Average Per Device1-in-2June Monthly System Peak Day50% Cycling6 | 0.45852 | 0.45852 | 61.5686 | 0 | 0 | 0 | 0 | 0 | 12331 | Residential | caiso
Aggregate | 1-in-2 | June Monthly System Peak Day | 50% Cycling | 6 | Aggregate1-in-2June Monthly System Peak Day50% Cycling6 | 6.6132 | 6.6132 | 61.5686 | 0 | 0 | 0 | 0 | 0 | 12331 | Residential | caiso
Average Per Ton | 1-in-2 | June Monthly System Peak Day | All | 6 | Average Per Ton1-in-2June Monthly System Peak DayAll6 | 0.11646 | 0.11646 | 61.7341 | 0 | 0 | 0 | 0 | 0 | 23026 | Residential | caiso
Average Per Premise | 1-in-2 | June Monthly System Peak Day | All | 6 | Average Per Premise1-in-2June Monthly System Peak DayAll6 | 0.49844 | 0.49844 | 61.7341 | 0 | 0 | 0 | 0 | 0 | 23026 | Residential | caiso
Average Per Device | 1-in-2 | June Monthly System Peak Day | All | 6 | Average Per Device1-in-2June Monthly System Peak DayAll6 | 0.41541 | 0.41541 | 61.7341 | 0 | 0 | 0 | 0 | 0 | 23026 | Residential | caiso
Aggregate | 1-in-2 | June Monthly System Peak Day | All | 6 | Aggregate1-in-2June Monthly System Peak DayAll6 | 11.477 | 11.477 | 61.7341 | 0 | 0 | 0 | 0 | 0 | 23026 | Residential | caiso
Average Per Ton | 1-in-2 | May Monthly System Peak Day | 100% Cycling | 6 | Average Per Ton1-in-2May Monthly System Peak Day100% Cycling6 | 0.075895 | 0.075895 | 60.2295 | 0 | 0 | 0 | 0 | 0 | 10695 | Residential | caiso
Average Per Premise | 1-in-2 | May Monthly System Peak Day | 100% Cycling | 6 | Average Per Premise1-in-2May Monthly System Peak Day100% Cycling6 | 0.34013 | 0.34013 | 60.2295 | 0 | 0 | 0 | 0 | 0 | 10695 | Residential | caiso
Average Per Device | 1-in-2 | May Monthly System Peak Day | 100% Cycling | 6 | Average Per Device1-in-2May Monthly System Peak Day100% Cycling6 | 0.27548 | 0.27548 | 60.2295 | 0 | 0 | 0 | 0 | 0 | 10695 | Residential | caiso
Aggregate | 1-in-2 | May Monthly System Peak Day | 100% Cycling | 6 | Aggregate1-in-2May Monthly System Peak Day100% Cycling6 | 3.6377 | 3.6377 | 60.2295 | 0 | 0 | 0 | 0 | 0 | 10695 | Residential | caiso
Average Per Ton | 1-in-2 | May Monthly System Peak Day | 50% Cycling | 6 | Average Per Ton1-in-2May Monthly System Peak Day50% Cycling6 | 0.10344 | 0.10344 | 60.1083 | 0 | 0 | 0 | 0 | 0 | 12331 | Residential | caiso
Average Per Premise | 1-in-2 | May Monthly System Peak Day | 50% Cycling | 6 | Average Per Premise1-in-2May Monthly System Peak Day50% Cycling6 | 0.42461 | 0.42461 | 60.1083 | 0 | 0 | 0 | 0 | 0 | 12331 | Residential | caiso
Average Per Device | 1-in-2 | May Monthly System Peak Day | 50% Cycling | 6 | Average Per Device1-in-2May Monthly System Peak Day50% Cycling6 | 0.36302 | 0.36302 | 60.1083 | 0 | 0 | 0 | 0 | 0 | 12331 | Residential | caiso
Aggregate | 1-in-2 | May Monthly System Peak Day | 50% Cycling | 6 | Aggregate1-in-2May Monthly System Peak Day50% Cycling6 | 5.2358 | 5.2358 | 60.1083 | 0 | 0 | 0 | 0 | 0 | 12331 | Residential | caiso
Average Per Ton | 1-in-2 | May Monthly System Peak Day | All | 6 | Average Per Ton1-in-2May Monthly System Peak DayAll6 | 0.090646 | 0.090646 | 60.1646 | 0 | 0 | 0 | 0 | 0 | 23026 | Residential | caiso
Average Per Premise | 1-in-2 | May Monthly System Peak Day | All | 6 | Average Per Premise1-in-2May Monthly System Peak DayAll6 | 0.38795 | 0.38795 | 60.1646 | 0 | 0 | 0 | 0 | 0 | 23026 | Residential | caiso
Average Per Device | 1-in-2 | May Monthly System Peak Day | All | 6 | Average Per Device1-in-2May Monthly System Peak DayAll6 | 0.32333 | 0.32333 | 60.1646 | 0 | 0 | 0 | 0 | 0 | 23026 | Residential | caiso
Aggregate | 1-in-2 | May Monthly System Peak Day | All | 6 | Aggregate1-in-2May Monthly System Peak DayAll6 | 8.9329 | 8.9329 | 60.1646 | 0 | 0 | 0 | 0 | 0 | 23026 | Residential | caiso
Average Per Ton | 1-in-2 | October Monthly System Peak Day | 100% Cycling | 6 | Average Per Ton1-in-2October Monthly System Peak Day100% Cycling6 | 0.094494 | 0.094494 | 59.7154 | 0 | 0 | 0 | 0 | 0 | 10695 | Residential | caiso
Average Per Premise | 1-in-2 | October Monthly System Peak Day | 100% Cycling | 6 | Average Per Premise1-in-2October Monthly System Peak Day100% Cycling6 | 0.42349 | 0.42349 | 59.7154 | 0 | 0 | 0 | 0 | 0 | 10695 | Residential | caiso
Average Per Device | 1-in-2 | October Monthly System Peak Day | 100% Cycling | 6 | Average Per Device1-in-2October Monthly System Peak Day100% Cycling6 | 0.34299 | 0.34299 | 59.7154 | 0 | 0 | 0 | 0 | 0 | 10695 | Residential | caiso
Aggregate | 1-in-2 | October Monthly System Peak Day | 100% Cycling | 6 | Aggregate1-in-2October Monthly System Peak Day100% Cycling6 | 4.5292 | 4.5292 | 59.7154 | 0 | 0 | 0 | 0 | 0 | 10695 | Residential | caiso
Average Per Ton | 1-in-2 | October Monthly System Peak Day | 50% Cycling | 6 | Average Per Ton1-in-2October Monthly System Peak Day50% Cycling6 | 0.12308 | 0.12308 | 59.2057 | 0 | 0 | 0 | 0 | 0 | 12331 | Residential | caiso
Average Per Premise | 1-in-2 | October Monthly System Peak Day | 50% Cycling | 6 | Average Per Premise1-in-2October Monthly System Peak Day50% Cycling6 | 0.50524 | 0.50524 | 59.2057 | 0 | 0 | 0 | 0 | 0 | 12331 | Residential | caiso
Average Per Device | 1-in-2 | October Monthly System Peak Day | 50% Cycling | 6 | Average Per Device1-in-2October Monthly System Peak Day50% Cycling6 | 0.43196 | 0.43196 | 59.2057 | 0 | 0 | 0 | 0 | 0 | 12331 | Residential | caiso
Aggregate | 1-in-2 | October Monthly System Peak Day | 50% Cycling | 6 | Aggregate1-in-2October Monthly System Peak Day50% Cycling6 | 6.2301 | 6.2301 | 59.2057 | 0 | 0 | 0 | 0 | 0 | 12331 | Residential | caiso
Average Per Ton | 1-in-2 | October Monthly System Peak Day | All | 6 | Average Per Ton1-in-2October Monthly System Peak DayAll6 | 0.1098 | 0.1098 | 59.4425 | 0 | 0 | 0 | 0 | 0 | 23026 | Residential | caiso
Average Per Premise | 1-in-2 | October Monthly System Peak Day | All | 6 | Average Per Premise1-in-2October Monthly System Peak DayAll6 | 0.46994 | 0.46994 | 59.4425 | 0 | 0 | 0 | 0 | 0 | 23026 | Residential | caiso
Average Per Device | 1-in-2 | October Monthly System Peak Day | All | 6 | Average Per Device1-in-2October Monthly System Peak DayAll6 | 0.39167 | 0.39167 | 59.4425 | 0 | 0 | 0 | 0 | 0 | 23026 | Residential | caiso
Aggregate | 1-in-2 | October Monthly System Peak Day | All | 6 | Aggregate1-in-2October Monthly System Peak DayAll6 | 10.8209 | 10.8209 | 59.4425 | 0 | 0 | 0 | 0 | 0 | 23026 | Residential | caiso
Average Per Ton | 1-in-2 | September Monthly System Peak Day | 100% Cycling | 6 | Average Per Ton1-in-2September Monthly System Peak Day100% Cycling6 | 0.15123 | 0.15123 | 67.8152 | 0 | 0 | 0 | 0 | 0 | 10695 | Residential | caiso
Average Per Premise | 1-in-2 | September Monthly System Peak Day | 100% Cycling | 6 | Average Per Premise1-in-2September Monthly System Peak Day100% Cycling6 | 0.67775 | 0.67775 | 67.8152 | 0 | 0 | 0 | 0 | 0 | 10695 | Residential | caiso
Average Per Device | 1-in-2 | September Monthly System Peak Day | 100% Cycling | 6 | Average Per Device1-in-2September Monthly System Peak Day100% Cycling6 | 0.54893 | 0.54893 | 67.8152 | 0 | 0 | 0 | 0 | 0 | 10695 | Residential | caiso
Aggregate | 1-in-2 | September Monthly System Peak Day | 100% Cycling | 6 | Aggregate1-in-2September Monthly System Peak Day100% Cycling6 | 7.2486 | 7.2486 | 67.8152 | 0 | 0 | 0 | 0 | 0 | 10695 | Residential | caiso
Average Per Ton | 1-in-2 | September Monthly System Peak Day | 50% Cycling | 6 | Average Per Ton1-in-2September Monthly System Peak Day50% Cycling6 | 0.19093 | 0.19093 | 67.5168 | 0 | 0 | 0 | 0 | 0 | 12331 | Residential | caiso
Average Per Premise | 1-in-2 | September Monthly System Peak Day | 50% Cycling | 6 | Average Per Premise1-in-2September Monthly System Peak Day50% Cycling6 | 0.78374 | 0.78374 | 67.5168 | 0 | 0 | 0 | 0 | 0 | 12331 | Residential | caiso
Average Per Device | 1-in-2 | September Monthly System Peak Day | 50% Cycling | 6 | Average Per Device1-in-2September Monthly System Peak Day50% Cycling6 | 0.67006 | 0.67006 | 67.5168 | 0 | 0 | 0 | 0 | 0 | 12331 | Residential | caiso
Aggregate | 1-in-2 | September Monthly System Peak Day | 50% Cycling | 6 | Aggregate1-in-2September Monthly System Peak Day50% Cycling6 | 9.6643 | 9.6643 | 67.5168 | 0 | 0 | 0 | 0 | 0 | 12331 | Residential | caiso
Average Per Ton | 1-in-2 | September Monthly System Peak Day | All | 6 | Average Per Ton1-in-2September Monthly System Peak DayAll6 | 0.17249 | 0.17249 | 67.6554 | 0 | 0 | 0 | 0 | 0 | 23026 | Residential | caiso
Average Per Premise | 1-in-2 | September Monthly System Peak Day | All | 6 | Average Per Premise1-in-2September Monthly System Peak DayAll6 | 0.73823 | 0.73823 | 67.6554 | 0 | 0 | 0 | 0 | 0 | 23026 | Residential | caiso
Average Per Device | 1-in-2 | September Monthly System Peak Day | All | 6 | Average Per Device1-in-2September Monthly System Peak DayAll6 | 0.61526 | 0.61526 | 67.6554 | 0 | 0 | 0 | 0 | 0 | 23026 | Residential | caiso
Aggregate | 1-in-2 | September Monthly System Peak Day | All | 6 | Aggregate1-in-2September Monthly System Peak DayAll6 | 16.9984 | 16.9984 | 67.6554 | 0 | 0 | 0 | 0 | 0 | 23026 | Residential | caiso
Average Per Ton | 1-in-2 | August Monthly System Peak Day | 100% Cycling | 7 | Average Per Ton1-in-2August Monthly System Peak Day100% Cycling7 | 0.16701 | 0.16701 | 68.0042 | 0 | 0 | 0 | 0 | 0 | 10695 | Residential | caiso
Average Per Premise | 1-in-2 | August Monthly System Peak Day | 100% Cycling | 7 | Average Per Premise1-in-2August Monthly System Peak Day100% Cycling7 | 0.74848 | 0.74848 | 68.0042 | 0 | 0 | 0 | 0 | 0 | 10695 | Residential | caiso
Average Per Device | 1-in-2 | August Monthly System Peak Day | 100% Cycling | 7 | Average Per Device1-in-2August Monthly System Peak Day100% Cycling7 | 0.60621 | 0.60621 | 68.0042 | 0 | 0 | 0 | 0 | 0 | 10695 | Residential | caiso
Aggregate | 1-in-2 | August Monthly System Peak Day | 100% Cycling | 7 | Aggregate1-in-2August Monthly System Peak Day100% Cycling7 | 8.005 | 8.005 | 68.0042 | 0 | 0 | 0 | 0 | 0 | 10695 | Residential | caiso
Average Per Ton | 1-in-2 | August Monthly System Peak Day | 50% Cycling | 7 | Average Per Ton1-in-2August Monthly System Peak Day50% Cycling7 | 0.21383 | 0.21383 | 67.738 | 0 | 0 | 0 | 0 | 0 | 12331 | Residential | caiso
Average Per Premise | 1-in-2 | August Monthly System Peak Day | 50% Cycling | 7 | Average Per Premise1-in-2August Monthly System Peak Day50% Cycling7 | 0.87775 | 0.87775 | 67.738 | 0 | 0 | 0 | 0 | 0 | 12331 | Residential | caiso
Average Per Device | 1-in-2 | August Monthly System Peak Day | 50% Cycling | 7 | Average Per Device1-in-2August Monthly System Peak Day50% Cycling7 | 0.75043 | 0.75043 | 67.738 | 0 | 0 | 0 | 0 | 0 | 12331 | Residential | caiso
Aggregate | 1-in-2 | August Monthly System Peak Day | 50% Cycling | 7 | Aggregate1-in-2August Monthly System Peak Day50% Cycling7 | 10.8235 | 10.8235 | 67.738 | 0 | 0 | 0 | 0 | 0 | 12331 | Residential | caiso
Average Per Ton | 1-in-2 | August Monthly System Peak Day | All | 7 | Average Per Ton1-in-2August Monthly System Peak DayAll7 | 0.19208 | 0.19208 | 67.8616 | 0 | 0 | 0 | 0 | 0 | 23026 | Residential | caiso
Average Per Premise | 1-in-2 | August Monthly System Peak Day | All | 7 | Average Per Premise1-in-2August Monthly System Peak DayAll7 | 0.82209 | 0.82209 | 67.8616 | 0 | 0 | 0 | 0 | 0 | 23026 | Residential | caiso
Average Per Device | 1-in-2 | August Monthly System Peak Day | All | 7 | Average Per Device1-in-2August Monthly System Peak DayAll7 | 0.68515 | 0.68515 | 67.8616 | 0 | 0 | 0 | 0 | 0 | 23026 | Residential | caiso
Aggregate | 1-in-2 | August Monthly System Peak Day | All | 7 | Aggregate1-in-2August Monthly System Peak DayAll7 | 18.9294 | 18.9294 | 67.8616 | 0 | 0 | 0 | 0 | 0 | 23026 | Residential | caiso
Average Per Ton | 1-in-2 | August Typical Event Day | 100% Cycling | 7 | Average Per Ton1-in-2August Typical Event Day100% Cycling7 | 0.14642 | 0.14642 | 66.8231 | 0 | 0 | 0 | 0 | 0 | 10695 | Residential | caiso
Average Per Premise | 1-in-2 | August Typical Event Day | 100% Cycling | 7 | Average Per Premise1-in-2August Typical Event Day100% Cycling7 | 0.65621 | 0.65621 | 66.8231 | 0 | 0 | 0 | 0 | 0 | 10695 | Residential | caiso
Average Per Device | 1-in-2 | August Typical Event Day | 100% Cycling | 7 | Average Per Device1-in-2August Typical Event Day100% Cycling7 | 0.53147 | 0.53147 | 66.8231 | 0 | 0 | 0 | 0 | 0 | 10695 | Residential | caiso
Aggregate | 1-in-2 | August Typical Event Day | 100% Cycling | 7 | Aggregate1-in-2August Typical Event Day100% Cycling7 | 7.0181 | 7.0181 | 66.8231 | 0 | 0 | 0 | 0 | 0 | 10695 | Residential | caiso
Average Per Ton | 1-in-2 | August Typical Event Day | 50% Cycling | 7 | Average Per Ton1-in-2August Typical Event Day50% Cycling7 | 0.18948 | 0.18948 | 66.7185 | 0 | 0 | 0 | 0 | 0 | 12331 | Residential | caiso
Average Per Premise | 1-in-2 | August Typical Event Day | 50% Cycling | 7 | Average Per Premise1-in-2August Typical Event Day50% Cycling7 | 0.77778 | 0.77778 | 66.7185 | 0 | 0 | 0 | 0 | 0 | 12331 | Residential | caiso
Average Per Device | 1-in-2 | August Typical Event Day | 50% Cycling | 7 | Average Per Device1-in-2August Typical Event Day50% Cycling7 | 0.66497 | 0.66497 | 66.7185 | 0 | 0 | 0 | 0 | 0 | 12331 | Residential | caiso
Aggregate | 1-in-2 | August Typical Event Day | 50% Cycling | 7 | Aggregate1-in-2August Typical Event Day50% Cycling7 | 9.5908 | 9.5908 | 66.7185 | 0 | 0 | 0 | 0 | 0 | 12331 | Residential | caiso
Average Per Ton | 1-in-2 | August Typical Event Day | All | 7 | Average Per Ton1-in-2August Typical Event DayAll7 | 0.16948 | 0.16948 | 66.7671 | 0 | 0 | 0 | 0 | 0 | 23026 | Residential | caiso
Average Per Premise | 1-in-2 | August Typical Event Day | All | 7 | Average Per Premise1-in-2August Typical Event DayAll7 | 0.72534 | 0.72534 | 66.7671 | 0 | 0 | 0 | 0 | 0 | 23026 | Residential | caiso
Average Per Device | 1-in-2 | August Typical Event Day | All | 7 | Average Per Device1-in-2August Typical Event DayAll7 | 0.60452 | 0.60452 | 66.7671 | 0 | 0 | 0 | 0 | 0 | 23026 | Residential | caiso
Aggregate | 1-in-2 | August Typical Event Day | All | 7 | Aggregate1-in-2August Typical Event DayAll7 | 16.7018 | 16.7018 | 66.7671 | 0 | 0 | 0 | 0 | 0 | 23026 | Residential | caiso
Average Per Ton | 1-in-2 | July Monthly System Peak Day | 100% Cycling | 7 | Average Per Ton1-in-2July Monthly System Peak Day100% Cycling7 | 0.13297 | 0.13297 | 67.3904 | 0 | 0 | 0 | 0 | 0 | 10695 | Residential | caiso
Average Per Premise | 1-in-2 | July Monthly System Peak Day | 100% Cycling | 7 | Average Per Premise1-in-2July Monthly System Peak Day100% Cycling7 | 0.59593 | 0.59593 | 67.3904 | 0 | 0 | 0 | 0 | 0 | 10695 | Residential | caiso
Average Per Device | 1-in-2 | July Monthly System Peak Day | 100% Cycling | 7 | Average Per Device1-in-2July Monthly System Peak Day100% Cycling7 | 0.48265 | 0.48265 | 67.3904 | 0 | 0 | 0 | 0 | 0 | 10695 | Residential | caiso
Aggregate | 1-in-2 | July Monthly System Peak Day | 100% Cycling | 7 | Aggregate1-in-2July Monthly System Peak Day100% Cycling7 | 6.3734 | 6.3734 | 67.3904 | 0 | 0 | 0 | 0 | 0 | 10695 | Residential | caiso
Average Per Ton | 1-in-2 | July Monthly System Peak Day | 50% Cycling | 7 | Average Per Ton1-in-2July Monthly System Peak Day50% Cycling7 | 0.17294 | 0.17294 | 67.4482 | 0 | 0 | 0 | 0 | 0 | 12331 | Residential | caiso
Average Per Premise | 1-in-2 | July Monthly System Peak Day | 50% Cycling | 7 | Average Per Premise1-in-2July Monthly System Peak Day50% Cycling7 | 0.70988 | 0.70988 | 67.4482 | 0 | 0 | 0 | 0 | 0 | 12331 | Residential | caiso
Average Per Device | 1-in-2 | July Monthly System Peak Day | 50% Cycling | 7 | Average Per Device1-in-2July Monthly System Peak Day50% Cycling7 | 0.60691 | 0.60691 | 67.4482 | 0 | 0 | 0 | 0 | 0 | 12331 | Residential | caiso
Aggregate | 1-in-2 | July Monthly System Peak Day | 50% Cycling | 7 | Aggregate1-in-2July Monthly System Peak Day50% Cycling7 | 8.7535 | 8.7535 | 67.4482 | 0 | 0 | 0 | 0 | 0 | 12331 | Residential | caiso
Average Per Ton | 1-in-2 | July Monthly System Peak Day | All | 7 | Average Per Ton1-in-2July Monthly System Peak DayAll7 | 0.15437 | 0.15437 | 67.4213 | 0 | 0 | 0 | 0 | 0 | 23026 | Residential | caiso
Average Per Premise | 1-in-2 | July Monthly System Peak Day | All | 7 | Average Per Premise1-in-2July Monthly System Peak DayAll7 | 0.66069 | 0.66069 | 67.4213 | 0 | 0 | 0 | 0 | 0 | 23026 | Residential | caiso
Average Per Device | 1-in-2 | July Monthly System Peak Day | All | 7 | Average Per Device1-in-2July Monthly System Peak DayAll7 | 0.55064 | 0.55064 | 67.4213 | 0 | 0 | 0 | 0 | 0 | 23026 | Residential | caiso
Aggregate | 1-in-2 | July Monthly System Peak Day | All | 7 | Aggregate1-in-2July Monthly System Peak DayAll7 | 15.2131 | 15.2131 | 67.4213 | 0 | 0 | 0 | 0 | 0 | 23026 | Residential | caiso
Average Per Ton | 1-in-2 | June Monthly System Peak Day | 100% Cycling | 7 | Average Per Ton1-in-2June Monthly System Peak Day100% Cycling7 | 0.11379 | 0.11379 | 62.9783 | 0 | 0 | 0 | 0 | 0 | 10695 | Residential | caiso
Average Per Premise | 1-in-2 | June Monthly System Peak Day | 100% Cycling | 7 | Average Per Premise1-in-2June Monthly System Peak Day100% Cycling7 | 0.50997 | 0.50997 | 62.9783 | 0 | 0 | 0 | 0 | 0 | 10695 | Residential | caiso
Average Per Device | 1-in-2 | June Monthly System Peak Day | 100% Cycling | 7 | Average Per Device1-in-2June Monthly System Peak Day100% Cycling7 | 0.41303 | 0.41303 | 62.9783 | 0 | 0 | 0 | 0 | 0 | 10695 | Residential | caiso
Aggregate | 1-in-2 | June Monthly System Peak Day | 100% Cycling | 7 | Aggregate1-in-2June Monthly System Peak Day100% Cycling7 | 5.4541 | 5.4541 | 62.9783 | 0 | 0 | 0 | 0 | 0 | 10695 | Residential | caiso
Average Per Ton | 1-in-2 | June Monthly System Peak Day | 50% Cycling | 7 | Average Per Ton1-in-2June Monthly System Peak Day50% Cycling7 | 0.15079 | 0.15079 | 62.8578 | 0 | 0 | 0 | 0 | 0 | 12331 | Residential | caiso
Average Per Premise | 1-in-2 | June Monthly System Peak Day | 50% Cycling | 7 | Average Per Premise1-in-2June Monthly System Peak Day50% Cycling7 | 0.61897 | 0.61897 | 62.8578 | 0 | 0 | 0 | 0 | 0 | 12331 | Residential | caiso
Average Per Device | 1-in-2 | June Monthly System Peak Day | 50% Cycling | 7 | Average Per Device1-in-2June Monthly System Peak Day50% Cycling7 | 0.52919 | 0.52919 | 62.8578 | 0 | 0 | 0 | 0 | 0 | 12331 | Residential | caiso
Aggregate | 1-in-2 | June Monthly System Peak Day | 50% Cycling | 7 | Aggregate1-in-2June Monthly System Peak Day50% Cycling7 | 7.6325 | 7.6325 | 62.8578 | 0 | 0 | 0 | 0 | 0 | 12331 | Residential | caiso
Average Per Ton | 1-in-2 | June Monthly System Peak Day | All | 7 | Average Per Ton1-in-2June Monthly System Peak DayAll7 | 0.1336 | 0.1336 | 62.9138 | 0 | 0 | 0 | 0 | 0 | 23026 | Residential | caiso
Average Per Premise | 1-in-2 | June Monthly System Peak Day | All | 7 | Average Per Premise1-in-2June Monthly System Peak DayAll7 | 0.5718 | 0.5718 | 62.9138 | 0 | 0 | 0 | 0 | 0 | 23026 | Residential | caiso
Average Per Device | 1-in-2 | June Monthly System Peak Day | All | 7 | Average Per Device1-in-2June Monthly System Peak DayAll7 | 0.47656 | 0.47656 | 62.9138 | 0 | 0 | 0 | 0 | 0 | 23026 | Residential | caiso
Aggregate | 1-in-2 | June Monthly System Peak Day | All | 7 | Aggregate1-in-2June Monthly System Peak DayAll7 | 13.1663 | 13.1663 | 62.9138 | 0 | 0 | 0 | 0 | 0 | 23026 | Residential | caiso
Average Per Ton | 1-in-2 | May Monthly System Peak Day | 100% Cycling | 7 | Average Per Ton1-in-2May Monthly System Peak Day100% Cycling7 | 0.086275 | 0.086275 | 60.9173 | 0 | 0 | 0 | 0 | 0 | 10695 | Residential | caiso
Average Per Premise | 1-in-2 | May Monthly System Peak Day | 100% Cycling | 7 | Average Per Premise1-in-2May Monthly System Peak Day100% Cycling7 | 0.38665 | 0.38665 | 60.9173 | 0 | 0 | 0 | 0 | 0 | 10695 | Residential | caiso
Average Per Device | 1-in-2 | May Monthly System Peak Day | 100% Cycling | 7 | Average Per Device1-in-2May Monthly System Peak Day100% Cycling7 | 0.31316 | 0.31316 | 60.9173 | 0 | 0 | 0 | 0 | 0 | 10695 | Residential | caiso
Aggregate | 1-in-2 | May Monthly System Peak Day | 100% Cycling | 7 | Aggregate1-in-2May Monthly System Peak Day100% Cycling7 | 4.1352 | 4.1352 | 60.9173 | 0 | 0 | 0 | 0 | 0 | 10695 | Residential | caiso
Average Per Ton | 1-in-2 | May Monthly System Peak Day | 50% Cycling | 7 | Average Per Ton1-in-2May Monthly System Peak Day50% Cycling7 | 0.11938 | 0.11938 | 60.829 | 0 | 0 | 0 | 0 | 0 | 12331 | Residential | caiso
Average Per Premise | 1-in-2 | May Monthly System Peak Day | 50% Cycling | 7 | Average Per Premise1-in-2May Monthly System Peak Day50% Cycling7 | 0.49005 | 0.49005 | 60.829 | 0 | 0 | 0 | 0 | 0 | 12331 | Residential | caiso
Average Per Device | 1-in-2 | May Monthly System Peak Day | 50% Cycling | 7 | Average Per Device1-in-2May Monthly System Peak Day50% Cycling7 | 0.41897 | 0.41897 | 60.829 | 0 | 0 | 0 | 0 | 0 | 12331 | Residential | caiso
Aggregate | 1-in-2 | May Monthly System Peak Day | 50% Cycling | 7 | Aggregate1-in-2May Monthly System Peak Day50% Cycling7 | 6.0428 | 6.0428 | 60.829 | 0 | 0 | 0 | 0 | 0 | 12331 | Residential | caiso
Average Per Ton | 1-in-2 | May Monthly System Peak Day | All | 7 | Average Per Ton1-in-2May Monthly System Peak DayAll7 | 0.104 | 0.104 | 60.87 | 0 | 0 | 0 | 0 | 0 | 23026 | Residential | caiso
Average Per Premise | 1-in-2 | May Monthly System Peak Day | All | 7 | Average Per Premise1-in-2May Monthly System Peak DayAll7 | 0.44512 | 0.44512 | 60.87 | 0 | 0 | 0 | 0 | 0 | 23026 | Residential | caiso
Average Per Device | 1-in-2 | May Monthly System Peak Day | All | 7 | Average Per Device1-in-2May Monthly System Peak DayAll7 | 0.37098 | 0.37098 | 60.87 | 0 | 0 | 0 | 0 | 0 | 23026 | Residential | caiso
Aggregate | 1-in-2 | May Monthly System Peak Day | All | 7 | Aggregate1-in-2May Monthly System Peak DayAll7 | 10.2494 | 10.2494 | 60.87 | 0 | 0 | 0 | 0 | 0 | 23026 | Residential | caiso
Average Per Ton | 1-in-2 | October Monthly System Peak Day | 100% Cycling | 7 | Average Per Ton1-in-2October Monthly System Peak Day100% Cycling7 | 0.10742 | 0.10742 | 59.3228 | 0 | 0 | 0 | 0 | 0 | 10695 | Residential | caiso
Average Per Premise | 1-in-2 | October Monthly System Peak Day | 100% Cycling | 7 | Average Per Premise1-in-2October Monthly System Peak Day100% Cycling7 | 0.4814 | 0.4814 | 59.3228 | 0 | 0 | 0 | 0 | 0 | 10695 | Residential | caiso
Average Per Device | 1-in-2 | October Monthly System Peak Day | 100% Cycling | 7 | Average Per Device1-in-2October Monthly System Peak Day100% Cycling7 | 0.3899 | 0.3899 | 59.3228 | 0 | 0 | 0 | 0 | 0 | 10695 | Residential | caiso
Aggregate | 1-in-2 | October Monthly System Peak Day | 100% Cycling | 7 | Aggregate1-in-2October Monthly System Peak Day100% Cycling7 | 5.1486 | 5.1486 | 59.3228 | 0 | 0 | 0 | 0 | 0 | 10695 | Residential | caiso
Average Per Ton | 1-in-2 | October Monthly System Peak Day | 50% Cycling | 7 | Average Per Ton1-in-2October Monthly System Peak Day50% Cycling7 | 0.14206 | 0.14206 | 58.7564 | 0 | 0 | 0 | 0 | 0 | 12331 | Residential | caiso
Average Per Premise | 1-in-2 | October Monthly System Peak Day | 50% Cycling | 7 | Average Per Premise1-in-2October Monthly System Peak Day50% Cycling7 | 0.58311 | 0.58311 | 58.7564 | 0 | 0 | 0 | 0 | 0 | 12331 | Residential | caiso
Average Per Device | 1-in-2 | October Monthly System Peak Day | 50% Cycling | 7 | Average Per Device1-in-2October Monthly System Peak Day50% Cycling7 | 0.49853 | 0.49853 | 58.7564 | 0 | 0 | 0 | 0 | 0 | 12331 | Residential | caiso
Aggregate | 1-in-2 | October Monthly System Peak Day | 50% Cycling | 7 | Aggregate1-in-2October Monthly System Peak Day50% Cycling7 | 7.1903 | 7.1903 | 58.7564 | 0 | 0 | 0 | 0 | 0 | 12331 | Residential | caiso
Average Per Ton | 1-in-2 | October Monthly System Peak Day | All | 7 | Average Per Ton1-in-2October Monthly System Peak DayAll7 | 0.12597 | 0.12597 | 59.0195 | 0 | 0 | 0 | 0 | 0 | 23026 | Residential | caiso
Average Per Premise | 1-in-2 | October Monthly System Peak Day | All | 7 | Average Per Premise1-in-2October Monthly System Peak DayAll7 | 0.53911 | 0.53911 | 59.0195 | 0 | 0 | 0 | 0 | 0 | 23026 | Residential | caiso
Average Per Device | 1-in-2 | October Monthly System Peak Day | All | 7 | Average Per Device1-in-2October Monthly System Peak DayAll7 | 0.44931 | 0.44931 | 59.0195 | 0 | 0 | 0 | 0 | 0 | 23026 | Residential | caiso
Aggregate | 1-in-2 | October Monthly System Peak Day | All | 7 | Aggregate1-in-2October Monthly System Peak DayAll7 | 12.4136 | 12.4136 | 59.0195 | 0 | 0 | 0 | 0 | 0 | 23026 | Residential | caiso
Average Per Ton | 1-in-2 | September Monthly System Peak Day | 100% Cycling | 7 | Average Per Ton1-in-2September Monthly System Peak Day100% Cycling7 | 0.17191 | 0.17191 | 68.9196 | 0 | 0 | 0 | 0 | 0 | 10695 | Residential | caiso
Average Per Premise | 1-in-2 | September Monthly System Peak Day | 100% Cycling | 7 | Average Per Premise1-in-2September Monthly System Peak Day100% Cycling7 | 0.77044 | 0.77044 | 68.9196 | 0 | 0 | 0 | 0 | 0 | 10695 | Residential | caiso
Average Per Device | 1-in-2 | September Monthly System Peak Day | 100% Cycling | 7 | Average Per Device1-in-2September Monthly System Peak Day100% Cycling7 | 0.624 | 0.624 | 68.9196 | 0 | 0 | 0 | 0 | 0 | 10695 | Residential | caiso
Aggregate | 1-in-2 | September Monthly System Peak Day | 100% Cycling | 7 | Aggregate1-in-2September Monthly System Peak Day100% Cycling7 | 8.2399 | 8.2399 | 68.9196 | 0 | 0 | 0 | 0 | 0 | 10695 | Residential | caiso
Average Per Ton | 1-in-2 | September Monthly System Peak Day | 50% Cycling | 7 | Average Per Ton1-in-2September Monthly System Peak Day50% Cycling7 | 0.22036 | 0.22036 | 68.83 | 0 | 0 | 0 | 0 | 0 | 12331 | Residential | caiso
Average Per Premise | 1-in-2 | September Monthly System Peak Day | 50% Cycling | 7 | Average Per Premise1-in-2September Monthly System Peak Day50% Cycling7 | 0.90453 | 0.90453 | 68.83 | 0 | 0 | 0 | 0 | 0 | 12331 | Residential | caiso
Average Per Device | 1-in-2 | September Monthly System Peak Day | 50% Cycling | 7 | Average Per Device1-in-2September Monthly System Peak Day50% Cycling7 | 0.77333 | 0.77333 | 68.83 | 0 | 0 | 0 | 0 | 0 | 12331 | Residential | caiso
Aggregate | 1-in-2 | September Monthly System Peak Day | 50% Cycling | 7 | Aggregate1-in-2September Monthly System Peak Day50% Cycling7 | 11.1538 | 11.1538 | 68.83 | 0 | 0 | 0 | 0 | 0 | 12331 | Residential | caiso
Average Per Ton | 1-in-2 | September Monthly System Peak Day | All | 7 | Average Per Ton1-in-2September Monthly System Peak DayAll7 | 0.19786 | 0.19786 | 68.8716 | 0 | 0 | 0 | 0 | 0 | 23026 | Residential | caiso
Average Per Premise | 1-in-2 | September Monthly System Peak Day | All | 7 | Average Per Premise1-in-2September Monthly System Peak DayAll7 | 0.84679 | 0.84679 | 68.8716 | 0 | 0 | 0 | 0 | 0 | 23026 | Residential | caiso
Average Per Device | 1-in-2 | September Monthly System Peak Day | All | 7 | Average Per Device1-in-2September Monthly System Peak DayAll7 | 0.70574 | 0.70574 | 68.8716 | 0 | 0 | 0 | 0 | 0 | 23026 | Residential | caiso
Aggregate | 1-in-2 | September Monthly System Peak Day | All | 7 | Aggregate1-in-2September Monthly System Peak DayAll7 | 19.4981 | 19.4981 | 68.8716 | 0 | 0 | 0 | 0 | 0 | 23026 | Residential | caiso
Average Per Ton | 1-in-2 | August Monthly System Peak Day | 100% Cycling | 8 | Average Per Ton1-in-2August Monthly System Peak Day100% Cycling8 | 0.17634 | 0.17634 | 69.552 | 0 | 0 | 0 | 0 | 0 | 10695 | Residential | caiso
Average Per Premise | 1-in-2 | August Monthly System Peak Day | 100% Cycling | 8 | Average Per Premise1-in-2August Monthly System Peak Day100% Cycling8 | 0.79029 | 0.79029 | 69.552 | 0 | 0 | 0 | 0 | 0 | 10695 | Residential | caiso
Average Per Device | 1-in-2 | August Monthly System Peak Day | 100% Cycling | 8 | Average Per Device1-in-2August Monthly System Peak Day100% Cycling8 | 0.64007 | 0.64007 | 69.552 | 0 | 0 | 0 | 0 | 0 | 10695 | Residential | caiso
Aggregate | 1-in-2 | August Monthly System Peak Day | 100% Cycling | 8 | Aggregate1-in-2August Monthly System Peak Day100% Cycling8 | 8.4522 | 8.4522 | 69.552 | 0 | 0 | 0 | 0 | 0 | 10695 | Residential | caiso
Average Per Ton | 1-in-2 | August Monthly System Peak Day | 50% Cycling | 8 | Average Per Ton1-in-2August Monthly System Peak Day50% Cycling8 | 0.22907 | 0.22907 | 69.5246 | 0 | 0 | 0 | 0 | 0 | 12331 | Residential | caiso
Average Per Premise | 1-in-2 | August Monthly System Peak Day | 50% Cycling | 8 | Average Per Premise1-in-2August Monthly System Peak Day50% Cycling8 | 0.94027 | 0.94027 | 69.5246 | 0 | 0 | 0 | 0 | 0 | 12331 | Residential | caiso
Average Per Device | 1-in-2 | August Monthly System Peak Day | 50% Cycling | 8 | Average Per Device1-in-2August Monthly System Peak Day50% Cycling8 | 0.80389 | 0.80389 | 69.5246 | 0 | 0 | 0 | 0 | 0 | 12331 | Residential | caiso
Aggregate | 1-in-2 | August Monthly System Peak Day | 50% Cycling | 8 | Aggregate1-in-2August Monthly System Peak Day50% Cycling8 | 11.5945 | 11.5945 | 69.5246 | 0 | 0 | 0 | 0 | 0 | 12331 | Residential | caiso
Average Per Ton | 1-in-2 | August Monthly System Peak Day | All | 8 | Average Per Ton1-in-2August Monthly System Peak DayAll8 | 0.20458 | 0.20458 | 69.5373 | 0 | 0 | 0 | 0 | 0 | 23026 | Residential | caiso
Average Per Premise | 1-in-2 | August Monthly System Peak Day | All | 8 | Average Per Premise1-in-2August Monthly System Peak DayAll8 | 0.87555 | 0.87555 | 69.5373 | 0 | 0 | 0 | 0 | 0 | 23026 | Residential | caiso
Average Per Device | 1-in-2 | August Monthly System Peak Day | All | 8 | Average Per Device1-in-2August Monthly System Peak DayAll8 | 0.72971 | 0.72971 | 69.5373 | 0 | 0 | 0 | 0 | 0 | 23026 | Residential | caiso
Aggregate | 1-in-2 | August Monthly System Peak Day | All | 8 | Aggregate1-in-2August Monthly System Peak DayAll8 | 20.1604 | 20.1604 | 69.5373 | 0 | 0 | 0 | 0 | 0 | 23026 | Residential | caiso
Average Per Ton | 1-in-2 | August Typical Event Day | 100% Cycling | 8 | Average Per Ton1-in-2August Typical Event Day100% Cycling8 | 0.1546 | 0.1546 | 68.3725 | 0 | 0 | 0 | 0 | 0 | 10695 | Residential | caiso
Average Per Premise | 1-in-2 | August Typical Event Day | 100% Cycling | 8 | Average Per Premise1-in-2August Typical Event Day100% Cycling8 | 0.69286 | 0.69286 | 68.3725 | 0 | 0 | 0 | 0 | 0 | 10695 | Residential | caiso
Average Per Device | 1-in-2 | August Typical Event Day | 100% Cycling | 8 | Average Per Device1-in-2August Typical Event Day100% Cycling8 | 0.56116 | 0.56116 | 68.3725 | 0 | 0 | 0 | 0 | 0 | 10695 | Residential | caiso
Aggregate | 1-in-2 | August Typical Event Day | 100% Cycling | 8 | Aggregate1-in-2August Typical Event Day100% Cycling8 | 7.4102 | 7.4102 | 68.3725 | 0 | 0 | 0 | 0 | 0 | 10695 | Residential | caiso
Average Per Ton | 1-in-2 | August Typical Event Day | 50% Cycling | 8 | Average Per Ton1-in-2August Typical Event Day50% Cycling8 | 0.20298 | 0.20298 | 68.4398 | 0 | 0 | 0 | 0 | 0 | 12331 | Residential | caiso
Average Per Premise | 1-in-2 | August Typical Event Day | 50% Cycling | 8 | Average Per Premise1-in-2August Typical Event Day50% Cycling8 | 0.83319 | 0.83319 | 68.4398 | 0 | 0 | 0 | 0 | 0 | 12331 | Residential | caiso
Average Per Device | 1-in-2 | August Typical Event Day | 50% Cycling | 8 | Average Per Device1-in-2August Typical Event Day50% Cycling8 | 0.71234 | 0.71234 | 68.4398 | 0 | 0 | 0 | 0 | 0 | 12331 | Residential | caiso
Aggregate | 1-in-2 | August Typical Event Day | 50% Cycling | 8 | Aggregate1-in-2August Typical Event Day50% Cycling8 | 10.274 | 10.274 | 68.4398 | 0 | 0 | 0 | 0 | 0 | 12331 | Residential | caiso
Average Per Ton | 1-in-2 | August Typical Event Day | All | 8 | Average Per Ton1-in-2August Typical Event DayAll8 | 0.18051 | 0.18051 | 68.4086 | 0 | 0 | 0 | 0 | 0 | 23026 | Residential | caiso
Average Per Premise | 1-in-2 | August Typical Event Day | All | 8 | Average Per Premise1-in-2August Typical Event DayAll8 | 0.77254 | 0.77254 | 68.4086 | 0 | 0 | 0 | 0 | 0 | 23026 | Residential | caiso
Average Per Device | 1-in-2 | August Typical Event Day | All | 8 | Average Per Device1-in-2August Typical Event DayAll8 | 0.64386 | 0.64386 | 68.4086 | 0 | 0 | 0 | 0 | 0 | 23026 | Residential | caiso
Aggregate | 1-in-2 | August Typical Event Day | All | 8 | Aggregate1-in-2August Typical Event DayAll8 | 17.7885 | 17.7885 | 68.4086 | 0 | 0 | 0 | 0 | 0 | 23026 | Residential | caiso
Average Per Ton | 1-in-2 | July Monthly System Peak Day | 100% Cycling | 8 | Average Per Ton1-in-2July Monthly System Peak Day100% Cycling8 | 0.1404 | 0.1404 | 68.2762 | 0 | 0 | 0 | 0 | 0 | 10695 | Residential | caiso
Average Per Premise | 1-in-2 | July Monthly System Peak Day | 100% Cycling | 8 | Average Per Premise1-in-2July Monthly System Peak Day100% Cycling8 | 0.62922 | 0.62922 | 68.2762 | 0 | 0 | 0 | 0 | 0 | 10695 | Residential | caiso
Average Per Device | 1-in-2 | July Monthly System Peak Day | 100% Cycling | 8 | Average Per Device1-in-2July Monthly System Peak Day100% Cycling8 | 0.50962 | 0.50962 | 68.2762 | 0 | 0 | 0 | 0 | 0 | 10695 | Residential | caiso
Aggregate | 1-in-2 | July Monthly System Peak Day | 100% Cycling | 8 | Aggregate1-in-2July Monthly System Peak Day100% Cycling8 | 6.7295 | 6.7295 | 68.2762 | 0 | 0 | 0 | 0 | 0 | 10695 | Residential | caiso
Average Per Ton | 1-in-2 | July Monthly System Peak Day | 50% Cycling | 8 | Average Per Ton1-in-2July Monthly System Peak Day50% Cycling8 | 0.18526 | 0.18526 | 68.3943 | 0 | 0 | 0 | 0 | 0 | 12331 | Residential | caiso
Average Per Premise | 1-in-2 | July Monthly System Peak Day | 50% Cycling | 8 | Average Per Premise1-in-2July Monthly System Peak Day50% Cycling8 | 0.76045 | 0.76045 | 68.3943 | 0 | 0 | 0 | 0 | 0 | 12331 | Residential | caiso
Average Per Device | 1-in-2 | July Monthly System Peak Day | 50% Cycling | 8 | Average Per Device1-in-2July Monthly System Peak Day50% Cycling8 | 0.65015 | 0.65015 | 68.3943 | 0 | 0 | 0 | 0 | 0 | 12331 | Residential | caiso
Aggregate | 1-in-2 | July Monthly System Peak Day | 50% Cycling | 8 | Aggregate1-in-2July Monthly System Peak Day50% Cycling8 | 9.3771 | 9.3771 | 68.3943 | 0 | 0 | 0 | 0 | 0 | 12331 | Residential | caiso
Average Per Ton | 1-in-2 | July Monthly System Peak Day | All | 8 | Average Per Ton1-in-2July Monthly System Peak DayAll8 | 0.16442 | 0.16442 | 68.3394 | 0 | 0 | 0 | 0 | 0 | 23026 | Residential | caiso
Average Per Premise | 1-in-2 | July Monthly System Peak Day | All | 8 | Average Per Premise1-in-2July Monthly System Peak DayAll8 | 0.70369 | 0.70369 | 68.3394 | 0 | 0 | 0 | 0 | 0 | 23026 | Residential | caiso
Average Per Device | 1-in-2 | July Monthly System Peak Day | All | 8 | Average Per Device1-in-2July Monthly System Peak DayAll8 | 0.58648 | 0.58648 | 68.3394 | 0 | 0 | 0 | 0 | 0 | 23026 | Residential | caiso
Aggregate | 1-in-2 | July Monthly System Peak Day | All | 8 | Aggregate1-in-2July Monthly System Peak DayAll8 | 16.2033 | 16.2033 | 68.3394 | 0 | 0 | 0 | 0 | 0 | 23026 | Residential | caiso
Average Per Ton | 1-in-2 | June Monthly System Peak Day | 100% Cycling | 8 | Average Per Ton1-in-2June Monthly System Peak Day100% Cycling8 | 0.12015 | 0.12015 | 65.6055 | 0 | 0 | 0 | 0 | 0 | 10695 | Residential | caiso
Average Per Premise | 1-in-2 | June Monthly System Peak Day | 100% Cycling | 8 | Average Per Premise1-in-2June Monthly System Peak Day100% Cycling8 | 0.53845 | 0.53845 | 65.6055 | 0 | 0 | 0 | 0 | 0 | 10695 | Residential | caiso
Average Per Device | 1-in-2 | June Monthly System Peak Day | 100% Cycling | 8 | Average Per Device1-in-2June Monthly System Peak Day100% Cycling8 | 0.4361 | 0.4361 | 65.6055 | 0 | 0 | 0 | 0 | 0 | 10695 | Residential | caiso
Aggregate | 1-in-2 | June Monthly System Peak Day | 100% Cycling | 8 | Aggregate1-in-2June Monthly System Peak Day100% Cycling8 | 5.7588 | 5.7588 | 65.6055 | 0 | 0 | 0 | 0 | 0 | 10695 | Residential | caiso
Average Per Ton | 1-in-2 | June Monthly System Peak Day | 50% Cycling | 8 | Average Per Ton1-in-2June Monthly System Peak Day50% Cycling8 | 0.16153 | 0.16153 | 65.8138 | 0 | 0 | 0 | 0 | 0 | 12331 | Residential | caiso
Average Per Premise | 1-in-2 | June Monthly System Peak Day | 50% Cycling | 8 | Average Per Premise1-in-2June Monthly System Peak Day50% Cycling8 | 0.66306 | 0.66306 | 65.8138 | 0 | 0 | 0 | 0 | 0 | 12331 | Residential | caiso
Average Per Device | 1-in-2 | June Monthly System Peak Day | 50% Cycling | 8 | Average Per Device1-in-2June Monthly System Peak Day50% Cycling8 | 0.56688 | 0.56688 | 65.8138 | 0 | 0 | 0 | 0 | 0 | 12331 | Residential | caiso
Aggregate | 1-in-2 | June Monthly System Peak Day | 50% Cycling | 8 | Aggregate1-in-2June Monthly System Peak Day50% Cycling8 | 8.1762 | 8.1762 | 65.8138 | 0 | 0 | 0 | 0 | 0 | 12331 | Residential | caiso
Average Per Ton | 1-in-2 | June Monthly System Peak Day | All | 8 | Average Per Ton1-in-2June Monthly System Peak DayAll8 | 0.14231 | 0.14231 | 65.717 | 0 | 0 | 0 | 0 | 0 | 23026 | Residential | caiso
Average Per Premise | 1-in-2 | June Monthly System Peak Day | All | 8 | Average Per Premise1-in-2June Monthly System Peak DayAll8 | 0.60906 | 0.60906 | 65.717 | 0 | 0 | 0 | 0 | 0 | 23026 | Residential | caiso
Average Per Device | 1-in-2 | June Monthly System Peak Day | All | 8 | Average Per Device1-in-2June Monthly System Peak DayAll8 | 0.50761 | 0.50761 | 65.717 | 0 | 0 | 0 | 0 | 0 | 23026 | Residential | caiso
Aggregate | 1-in-2 | June Monthly System Peak Day | All | 8 | Aggregate1-in-2June Monthly System Peak DayAll8 | 14.0242 | 14.0242 | 65.717 | 0 | 0 | 0 | 0 | 0 | 23026 | Residential | caiso
Average Per Ton | 1-in-2 | May Monthly System Peak Day | 100% Cycling | 8 | Average Per Ton1-in-2May Monthly System Peak Day100% Cycling8 | 0.091094 | 0.091094 | 61.1108 | 0 | 0 | 0 | 0 | 0 | 10695 | Residential | caiso
Average Per Premise | 1-in-2 | May Monthly System Peak Day | 100% Cycling | 8 | Average Per Premise1-in-2May Monthly System Peak Day100% Cycling8 | 0.40825 | 0.40825 | 61.1108 | 0 | 0 | 0 | 0 | 0 | 10695 | Residential | caiso
Average Per Device | 1-in-2 | May Monthly System Peak Day | 100% Cycling | 8 | Average Per Device1-in-2May Monthly System Peak Day100% Cycling8 | 0.33065 | 0.33065 | 61.1108 | 0 | 0 | 0 | 0 | 0 | 10695 | Residential | caiso
Aggregate | 1-in-2 | May Monthly System Peak Day | 100% Cycling | 8 | Aggregate1-in-2May Monthly System Peak Day100% Cycling8 | 4.3662 | 4.3662 | 61.1108 | 0 | 0 | 0 | 0 | 0 | 10695 | Residential | caiso
Average Per Ton | 1-in-2 | May Monthly System Peak Day | 50% Cycling | 8 | Average Per Ton1-in-2May Monthly System Peak Day50% Cycling8 | 0.12789 | 0.12789 | 61.0523 | 0 | 0 | 0 | 0 | 0 | 12331 | Residential | caiso
Average Per Premise | 1-in-2 | May Monthly System Peak Day | 50% Cycling | 8 | Average Per Premise1-in-2May Monthly System Peak Day50% Cycling8 | 0.52496 | 0.52496 | 61.0523 | 0 | 0 | 0 | 0 | 0 | 12331 | Residential | caiso
Average Per Device | 1-in-2 | May Monthly System Peak Day | 50% Cycling | 8 | Average Per Device1-in-2May Monthly System Peak Day50% Cycling8 | 0.44882 | 0.44882 | 61.0523 | 0 | 0 | 0 | 0 | 0 | 12331 | Residential | caiso
Aggregate | 1-in-2 | May Monthly System Peak Day | 50% Cycling | 8 | Aggregate1-in-2May Monthly System Peak Day50% Cycling8 | 6.4733 | 6.4733 | 61.0523 | 0 | 0 | 0 | 0 | 0 | 12331 | Residential | caiso
Average Per Ton | 1-in-2 | May Monthly System Peak Day | All | 8 | Average Per Ton1-in-2May Monthly System Peak DayAll8 | 0.1108 | 0.1108 | 61.0795 | 0 | 0 | 0 | 0 | 0 | 23026 | Residential | caiso
Average Per Premise | 1-in-2 | May Monthly System Peak Day | All | 8 | Average Per Premise1-in-2May Monthly System Peak DayAll8 | 0.4742 | 0.4742 | 61.0795 | 0 | 0 | 0 | 0 | 0 | 23026 | Residential | caiso
Average Per Device | 1-in-2 | May Monthly System Peak Day | All | 8 | Average Per Device1-in-2May Monthly System Peak DayAll8 | 0.39521 | 0.39521 | 61.0795 | 0 | 0 | 0 | 0 | 0 | 23026 | Residential | caiso
Aggregate | 1-in-2 | May Monthly System Peak Day | All | 8 | Aggregate1-in-2May Monthly System Peak DayAll8 | 10.9188 | 10.9188 | 61.0795 | 0 | 0 | 0 | 0 | 0 | 23026 | Residential | caiso
Average Per Ton | 1-in-2 | October Monthly System Peak Day | 100% Cycling | 8 | Average Per Ton1-in-2October Monthly System Peak Day100% Cycling8 | 0.11342 | 0.11342 | 60.7067 | 0 | 0 | 0 | 0 | 0 | 10695 | Residential | caiso
Average Per Premise | 1-in-2 | October Monthly System Peak Day | 100% Cycling | 8 | Average Per Premise1-in-2October Monthly System Peak Day100% Cycling8 | 0.5083 | 0.5083 | 60.7067 | 0 | 0 | 0 | 0 | 0 | 10695 | Residential | caiso
Average Per Device | 1-in-2 | October Monthly System Peak Day | 100% Cycling | 8 | Average Per Device1-in-2October Monthly System Peak Day100% Cycling8 | 0.41168 | 0.41168 | 60.7067 | 0 | 0 | 0 | 0 | 0 | 10695 | Residential | caiso
Aggregate | 1-in-2 | October Monthly System Peak Day | 100% Cycling | 8 | Aggregate1-in-2October Monthly System Peak Day100% Cycling8 | 5.4362 | 5.4362 | 60.7067 | 0 | 0 | 0 | 0 | 0 | 10695 | Residential | caiso
Average Per Ton | 1-in-2 | October Monthly System Peak Day | 50% Cycling | 8 | Average Per Ton1-in-2October Monthly System Peak Day50% Cycling8 | 0.15218 | 0.15218 | 60.4656 | 0 | 0 | 0 | 0 | 0 | 12331 | Residential | caiso
Average Per Premise | 1-in-2 | October Monthly System Peak Day | 50% Cycling | 8 | Average Per Premise1-in-2October Monthly System Peak Day50% Cycling8 | 0.62465 | 0.62465 | 60.4656 | 0 | 0 | 0 | 0 | 0 | 12331 | Residential | caiso
Average Per Device | 1-in-2 | October Monthly System Peak Day | 50% Cycling | 8 | Average Per Device1-in-2October Monthly System Peak Day50% Cycling8 | 0.53405 | 0.53405 | 60.4656 | 0 | 0 | 0 | 0 | 0 | 12331 | Residential | caiso
Aggregate | 1-in-2 | October Monthly System Peak Day | 50% Cycling | 8 | Aggregate1-in-2October Monthly System Peak Day50% Cycling8 | 7.7026 | 7.7026 | 60.4656 | 0 | 0 | 0 | 0 | 0 | 12331 | Residential | caiso
Average Per Ton | 1-in-2 | October Monthly System Peak Day | All | 8 | Average Per Ton1-in-2October Monthly System Peak DayAll8 | 0.13417 | 0.13417 | 60.5776 | 0 | 0 | 0 | 0 | 0 | 23026 | Residential | caiso
Average Per Premise | 1-in-2 | October Monthly System Peak Day | All | 8 | Average Per Premise1-in-2October Monthly System Peak DayAll8 | 0.57424 | 0.57424 | 60.5776 | 0 | 0 | 0 | 0 | 0 | 23026 | Residential | caiso
Average Per Device | 1-in-2 | October Monthly System Peak Day | All | 8 | Average Per Device1-in-2October Monthly System Peak DayAll8 | 0.47858 | 0.47858 | 60.5776 | 0 | 0 | 0 | 0 | 0 | 23026 | Residential | caiso
Aggregate | 1-in-2 | October Monthly System Peak Day | All | 8 | Aggregate1-in-2October Monthly System Peak DayAll8 | 13.2223 | 13.2223 | 60.5776 | 0 | 0 | 0 | 0 | 0 | 23026 | Residential | caiso
Average Per Ton | 1-in-2 | September Monthly System Peak Day | 100% Cycling | 8 | Average Per Ton1-in-2September Monthly System Peak Day100% Cycling8 | 0.18151 | 0.18151 | 70.0565 | 0 | 0 | 0 | 0 | 0 | 10695 | Residential | caiso
Average Per Premise | 1-in-2 | September Monthly System Peak Day | 100% Cycling | 8 | Average Per Premise1-in-2September Monthly System Peak Day100% Cycling8 | 0.81348 | 0.81348 | 70.0565 | 0 | 0 | 0 | 0 | 0 | 10695 | Residential | caiso
Average Per Device | 1-in-2 | September Monthly System Peak Day | 100% Cycling | 8 | Average Per Device1-in-2September Monthly System Peak Day100% Cycling8 | 0.65886 | 0.65886 | 70.0565 | 0 | 0 | 0 | 0 | 0 | 10695 | Residential | caiso
Aggregate | 1-in-2 | September Monthly System Peak Day | 100% Cycling | 8 | Aggregate1-in-2September Monthly System Peak Day100% Cycling8 | 8.7002 | 8.7002 | 70.0565 | 0 | 0 | 0 | 0 | 0 | 10695 | Residential | caiso
Average Per Ton | 1-in-2 | September Monthly System Peak Day | 50% Cycling | 8 | Average Per Ton1-in-2September Monthly System Peak Day50% Cycling8 | 0.23606 | 0.23606 | 70.0267 | 0 | 0 | 0 | 0 | 0 | 12331 | Residential | caiso
Average Per Premise | 1-in-2 | September Monthly System Peak Day | 50% Cycling | 8 | Average Per Premise1-in-2September Monthly System Peak Day50% Cycling8 | 0.96897 | 0.96897 | 70.0267 | 0 | 0 | 0 | 0 | 0 | 12331 | Residential | caiso
Average Per Device | 1-in-2 | September Monthly System Peak Day | 50% Cycling | 8 | Average Per Device1-in-2September Monthly System Peak Day50% Cycling8 | 0.82842 | 0.82842 | 70.0267 | 0 | 0 | 0 | 0 | 0 | 12331 | Residential | caiso
Aggregate | 1-in-2 | September Monthly System Peak Day | 50% Cycling | 8 | Aggregate1-in-2September Monthly System Peak Day50% Cycling8 | 11.9483 | 11.9483 | 70.0267 | 0 | 0 | 0 | 0 | 0 | 12331 | Residential | caiso
Average Per Ton | 1-in-2 | September Monthly System Peak Day | All | 8 | Average Per Ton1-in-2September Monthly System Peak DayAll8 | 0.21072 | 0.21072 | 70.0405 | 0 | 0 | 0 | 0 | 0 | 23026 | Residential | caiso
Average Per Premise | 1-in-2 | September Monthly System Peak Day | All | 8 | Average Per Premise1-in-2September Monthly System Peak DayAll8 | 0.90186 | 0.90186 | 70.0405 | 0 | 0 | 0 | 0 | 0 | 23026 | Residential | caiso
Average Per Device | 1-in-2 | September Monthly System Peak Day | All | 8 | Average Per Device1-in-2September Monthly System Peak DayAll8 | 0.75163 | 0.75163 | 70.0405 | 0 | 0 | 0 | 0 | 0 | 23026 | Residential | caiso
Aggregate | 1-in-2 | September Monthly System Peak Day | All | 8 | Aggregate1-in-2September Monthly System Peak DayAll8 | 20.7661 | 20.7661 | 70.0405 | 0 | 0 | 0 | 0 | 0 | 23026 | Residential | caiso
Average Per Ton | 1-in-2 | August Monthly System Peak Day | 100% Cycling | 9 | Average Per Ton1-in-2August Monthly System Peak Day100% Cycling9 | 0.18883 | 0.18883 | 74.7458 | 0 | 0 | 0 | 0 | 0 | 10695 | Residential | caiso
Average Per Premise | 1-in-2 | August Monthly System Peak Day | 100% Cycling | 9 | Average Per Premise1-in-2August Monthly System Peak Day100% Cycling9 | 0.84625 | 0.84625 | 74.7458 | 0 | 0 | 0 | 0 | 0 | 10695 | Residential | caiso
Average Per Device | 1-in-2 | August Monthly System Peak Day | 100% Cycling | 9 | Average Per Device1-in-2August Monthly System Peak Day100% Cycling9 | 0.68539 | 0.68539 | 74.7458 | 0 | 0 | 0 | 0 | 0 | 10695 | Residential | caiso
Aggregate | 1-in-2 | August Monthly System Peak Day | 100% Cycling | 9 | Aggregate1-in-2August Monthly System Peak Day100% Cycling9 | 9.0506 | 9.0506 | 74.7458 | 0 | 0 | 0 | 0 | 0 | 10695 | Residential | caiso
Average Per Ton | 1-in-2 | August Monthly System Peak Day | 50% Cycling | 9 | Average Per Ton1-in-2August Monthly System Peak Day50% Cycling9 | 0.24822 | 0.24822 | 75.012 | 0 | 0 | 0 | 0 | 0 | 12331 | Residential | caiso
Average Per Premise | 1-in-2 | August Monthly System Peak Day | 50% Cycling | 9 | Average Per Premise1-in-2August Monthly System Peak Day50% Cycling9 | 1.0189 | 1.0189 | 75.012 | 0 | 0 | 0 | 0 | 0 | 12331 | Residential | caiso
Average Per Device | 1-in-2 | August Monthly System Peak Day | 50% Cycling | 9 | Average Per Device1-in-2August Monthly System Peak Day50% Cycling9 | 0.8711 | 0.8711 | 75.012 | 0 | 0 | 0 | 0 | 0 | 12331 | Residential | caiso
Aggregate | 1-in-2 | August Monthly System Peak Day | 50% Cycling | 9 | Aggregate1-in-2August Monthly System Peak Day50% Cycling9 | 12.5639 | 12.5639 | 75.012 | 0 | 0 | 0 | 0 | 0 | 12331 | Residential | caiso
Average Per Ton | 1-in-2 | August Monthly System Peak Day | All | 9 | Average Per Ton1-in-2August Monthly System Peak DayAll9 | 0.22063 | 0.22063 | 74.8884 | 0 | 0 | 0 | 0 | 0 | 23026 | Residential | caiso
Average Per Premise | 1-in-2 | August Monthly System Peak Day | All | 9 | Average Per Premise1-in-2August Monthly System Peak DayAll9 | 0.94426 | 0.94426 | 74.8884 | 0 | 0 | 0 | 0 | 0 | 23026 | Residential | caiso
Average Per Device | 1-in-2 | August Monthly System Peak Day | All | 9 | Average Per Device1-in-2August Monthly System Peak DayAll9 | 0.78697 | 0.78697 | 74.8884 | 0 | 0 | 0 | 0 | 0 | 23026 | Residential | caiso
Aggregate | 1-in-2 | August Monthly System Peak Day | All | 9 | Aggregate1-in-2August Monthly System Peak DayAll9 | 21.7425 | 21.7425 | 74.8884 | 0 | 0 | 0 | 0 | 0 | 23026 | Residential | caiso
Average Per Ton | 1-in-2 | August Typical Event Day | 100% Cycling | 9 | Average Per Ton1-in-2August Typical Event Day100% Cycling9 | 0.16555 | 0.16555 | 71.853 | 0 | 0 | 0 | 0 | 0 | 10695 | Residential | caiso
Average Per Premise | 1-in-2 | August Typical Event Day | 100% Cycling | 9 | Average Per Premise1-in-2August Typical Event Day100% Cycling9 | 0.74192 | 0.74192 | 71.853 | 0 | 0 | 0 | 0 | 0 | 10695 | Residential | caiso
Average Per Device | 1-in-2 | August Typical Event Day | 100% Cycling | 9 | Average Per Device1-in-2August Typical Event Day100% Cycling9 | 0.60089 | 0.60089 | 71.853 | 0 | 0 | 0 | 0 | 0 | 10695 | Residential | caiso
Aggregate | 1-in-2 | August Typical Event Day | 100% Cycling | 9 | Aggregate1-in-2August Typical Event Day100% Cycling9 | 7.9348 | 7.9348 | 71.853 | 0 | 0 | 0 | 0 | 0 | 10695 | Residential | caiso
Average Per Ton | 1-in-2 | August Typical Event Day | 50% Cycling | 9 | Average Per Ton1-in-2August Typical Event Day50% Cycling9 | 0.21995 | 0.21995 | 72.1286 | 0 | 0 | 0 | 0 | 0 | 12331 | Residential | caiso
Average Per Premise | 1-in-2 | August Typical Event Day | 50% Cycling | 9 | Average Per Premise1-in-2August Typical Event Day50% Cycling9 | 0.90284 | 0.90284 | 72.1286 | 0 | 0 | 0 | 0 | 0 | 12331 | Residential | caiso
Average Per Device | 1-in-2 | August Typical Event Day | 50% Cycling | 9 | Average Per Device1-in-2August Typical Event Day50% Cycling9 | 0.77189 | 0.77189 | 72.1286 | 0 | 0 | 0 | 0 | 0 | 12331 | Residential | caiso
Aggregate | 1-in-2 | August Typical Event Day | 50% Cycling | 9 | Aggregate1-in-2August Typical Event Day50% Cycling9 | 11.133 | 11.133 | 72.1286 | 0 | 0 | 0 | 0 | 0 | 12331 | Residential | caiso
Average Per Ton | 1-in-2 | August Typical Event Day | All | 9 | Average Per Ton1-in-2August Typical Event DayAll9 | 0.19468 | 0.19468 | 72.0006 | 0 | 0 | 0 | 0 | 0 | 23026 | Residential | caiso
Average Per Premise | 1-in-2 | August Typical Event Day | All | 9 | Average Per Premise1-in-2August Typical Event DayAll9 | 0.83319 | 0.83319 | 72.0006 | 0 | 0 | 0 | 0 | 0 | 23026 | Residential | caiso
Average Per Device | 1-in-2 | August Typical Event Day | All | 9 | Average Per Device1-in-2August Typical Event DayAll9 | 0.69441 | 0.69441 | 72.0006 | 0 | 0 | 0 | 0 | 0 | 23026 | Residential | caiso
Aggregate | 1-in-2 | August Typical Event Day | All | 9 | Aggregate1-in-2August Typical Event DayAll9 | 19.1851 | 19.1851 | 72.0006 | 0 | 0 | 0 | 0 | 0 | 23026 | Residential | caiso
Average Per Ton | 1-in-2 | July Monthly System Peak Day | 100% Cycling | 9 | Average Per Ton1-in-2July Monthly System Peak Day100% Cycling9 | 0.15034 | 0.15034 | 71.1294 | 0 | 0 | 0 | 0 | 0 | 10695 | Residential | caiso
Average Per Premise | 1-in-2 | July Monthly System Peak Day | 100% Cycling | 9 | Average Per Premise1-in-2July Monthly System Peak Day100% Cycling9 | 0.67377 | 0.67377 | 71.1294 | 0 | 0 | 0 | 0 | 0 | 10695 | Residential | caiso
Average Per Device | 1-in-2 | July Monthly System Peak Day | 100% Cycling | 9 | Average Per Device1-in-2July Monthly System Peak Day100% Cycling9 | 0.5457 | 0.5457 | 71.1294 | 0 | 0 | 0 | 0 | 0 | 10695 | Residential | caiso
Aggregate | 1-in-2 | July Monthly System Peak Day | 100% Cycling | 9 | Aggregate1-in-2July Monthly System Peak Day100% Cycling9 | 7.2059 | 7.2059 | 71.1294 | 0 | 0 | 0 | 0 | 0 | 10695 | Residential | caiso
Average Per Ton | 1-in-2 | July Monthly System Peak Day | 50% Cycling | 9 | Average Per Ton1-in-2July Monthly System Peak Day50% Cycling9 | 0.20075 | 0.20075 | 71.457 | 0 | 0 | 0 | 0 | 0 | 12331 | Residential | caiso
Average Per Premise | 1-in-2 | July Monthly System Peak Day | 50% Cycling | 9 | Average Per Premise1-in-2July Monthly System Peak Day50% Cycling9 | 0.82402 | 0.82402 | 71.457 | 0 | 0 | 0 | 0 | 0 | 12331 | Residential | caiso
Average Per Device | 1-in-2 | July Monthly System Peak Day | 50% Cycling | 9 | Average Per Device1-in-2July Monthly System Peak Day50% Cycling9 | 0.7045 | 0.7045 | 71.457 | 0 | 0 | 0 | 0 | 0 | 12331 | Residential | caiso
Aggregate | 1-in-2 | July Monthly System Peak Day | 50% Cycling | 9 | Aggregate1-in-2July Monthly System Peak Day50% Cycling9 | 10.161 | 10.161 | 71.457 | 0 | 0 | 0 | 0 | 0 | 12331 | Residential | caiso
Average Per Ton | 1-in-2 | July Monthly System Peak Day | All | 9 | Average Per Ton1-in-2July Monthly System Peak DayAll9 | 0.17733 | 0.17733 | 71.3048 | 0 | 0 | 0 | 0 | 0 | 23026 | Residential | caiso
Average Per Premise | 1-in-2 | July Monthly System Peak Day | All | 9 | Average Per Premise1-in-2July Monthly System Peak DayAll9 | 0.75895 | 0.75895 | 71.3048 | 0 | 0 | 0 | 0 | 0 | 23026 | Residential | caiso
Average Per Device | 1-in-2 | July Monthly System Peak Day | All | 9 | Average Per Device1-in-2July Monthly System Peak DayAll9 | 0.63253 | 0.63253 | 71.3048 | 0 | 0 | 0 | 0 | 0 | 23026 | Residential | caiso
Aggregate | 1-in-2 | July Monthly System Peak Day | All | 9 | Aggregate1-in-2July Monthly System Peak DayAll9 | 17.4756 | 17.4756 | 71.3048 | 0 | 0 | 0 | 0 | 0 | 23026 | Residential | caiso
Average Per Ton | 1-in-2 | June Monthly System Peak Day | 100% Cycling | 9 | Average Per Ton1-in-2June Monthly System Peak Day100% Cycling9 | 0.12865 | 0.12865 | 68.126 | 0 | 0 | 0 | 0 | 0 | 10695 | Residential | caiso
Average Per Premise | 1-in-2 | June Monthly System Peak Day | 100% Cycling | 9 | Average Per Premise1-in-2June Monthly System Peak Day100% Cycling9 | 0.57658 | 0.57658 | 68.126 | 0 | 0 | 0 | 0 | 0 | 10695 | Residential | caiso
Average Per Device | 1-in-2 | June Monthly System Peak Day | 100% Cycling | 9 | Average Per Device1-in-2June Monthly System Peak Day100% Cycling9 | 0.46698 | 0.46698 | 68.126 | 0 | 0 | 0 | 0 | 0 | 10695 | Residential | caiso
Aggregate | 1-in-2 | June Monthly System Peak Day | 100% Cycling | 9 | Aggregate1-in-2June Monthly System Peak Day100% Cycling9 | 6.1665 | 6.1665 | 68.126 | 0 | 0 | 0 | 0 | 0 | 10695 | Residential | caiso
Average Per Ton | 1-in-2 | June Monthly System Peak Day | 50% Cycling | 9 | Average Per Ton1-in-2June Monthly System Peak Day50% Cycling9 | 0.17504 | 0.17504 | 68.4554 | 0 | 0 | 0 | 0 | 0 | 12331 | Residential | caiso
Average Per Premise | 1-in-2 | June Monthly System Peak Day | 50% Cycling | 9 | Average Per Premise1-in-2June Monthly System Peak Day50% Cycling9 | 0.71849 | 0.71849 | 68.4554 | 0 | 0 | 0 | 0 | 0 | 12331 | Residential | caiso
Average Per Device | 1-in-2 | June Monthly System Peak Day | 50% Cycling | 9 | Average Per Device1-in-2June Monthly System Peak Day50% Cycling9 | 0.61428 | 0.61428 | 68.4554 | 0 | 0 | 0 | 0 | 0 | 12331 | Residential | caiso
Aggregate | 1-in-2 | June Monthly System Peak Day | 50% Cycling | 9 | Aggregate1-in-2June Monthly System Peak Day50% Cycling9 | 8.8597 | 8.8597 | 68.4554 | 0 | 0 | 0 | 0 | 0 | 12331 | Residential | caiso
Average Per Ton | 1-in-2 | June Monthly System Peak Day | All | 9 | Average Per Ton1-in-2June Monthly System Peak DayAll9 | 0.15349 | 0.15349 | 68.3024 | 0 | 0 | 0 | 0 | 0 | 23026 | Residential | caiso
Average Per Premise | 1-in-2 | June Monthly System Peak Day | All | 9 | Average Per Premise1-in-2June Monthly System Peak DayAll9 | 0.65692 | 0.65692 | 68.3024 | 0 | 0 | 0 | 0 | 0 | 23026 | Residential | caiso
Average Per Device | 1-in-2 | June Monthly System Peak Day | All | 9 | Average Per Device1-in-2June Monthly System Peak DayAll9 | 0.5475 | 0.5475 | 68.3024 | 0 | 0 | 0 | 0 | 0 | 23026 | Residential | caiso
Aggregate | 1-in-2 | June Monthly System Peak Day | All | 9 | Aggregate1-in-2June Monthly System Peak DayAll9 | 15.1262 | 15.1262 | 68.3024 | 0 | 0 | 0 | 0 | 0 | 23026 | Residential | caiso
Average Per Ton | 1-in-2 | May Monthly System Peak Day | 100% Cycling | 9 | Average Per Ton1-in-2May Monthly System Peak Day100% Cycling9 | 0.097543 | 0.097543 | 63.8555 | 0 | 0 | 0 | 0 | 0 | 10695 | Residential | caiso
Average Per Premise | 1-in-2 | May Monthly System Peak Day | 100% Cycling | 9 | Average Per Premise1-in-2May Monthly System Peak Day100% Cycling9 | 0.43715 | 0.43715 | 63.8555 | 0 | 0 | 0 | 0 | 0 | 10695 | Residential | caiso
Average Per Device | 1-in-2 | May Monthly System Peak Day | 100% Cycling | 9 | Average Per Device1-in-2May Monthly System Peak Day100% Cycling9 | 0.35406 | 0.35406 | 63.8555 | 0 | 0 | 0 | 0 | 0 | 10695 | Residential | caiso
Aggregate | 1-in-2 | May Monthly System Peak Day | 100% Cycling | 9 | Aggregate1-in-2May Monthly System Peak Day100% Cycling9 | 4.6754 | 4.6754 | 63.8555 | 0 | 0 | 0 | 0 | 0 | 10695 | Residential | caiso
Average Per Ton | 1-in-2 | May Monthly System Peak Day | 50% Cycling | 9 | Average Per Ton1-in-2May Monthly System Peak Day50% Cycling9 | 0.13858 | 0.13858 | 64.0638 | 0 | 0 | 0 | 0 | 0 | 12331 | Residential | caiso
Average Per Premise | 1-in-2 | May Monthly System Peak Day | 50% Cycling | 9 | Average Per Premise1-in-2May Monthly System Peak Day50% Cycling9 | 0.56885 | 0.56885 | 64.0638 | 0 | 0 | 0 | 0 | 0 | 12331 | Residential | caiso
Average Per Device | 1-in-2 | May Monthly System Peak Day | 50% Cycling | 9 | Average Per Device1-in-2May Monthly System Peak Day50% Cycling9 | 0.48634 | 0.48634 | 64.0638 | 0 | 0 | 0 | 0 | 0 | 12331 | Residential | caiso
Aggregate | 1-in-2 | May Monthly System Peak Day | 50% Cycling | 9 | Aggregate1-in-2May Monthly System Peak Day50% Cycling9 | 7.0145 | 7.0145 | 64.0638 | 0 | 0 | 0 | 0 | 0 | 12331 | Residential | caiso
Average Per Ton | 1-in-2 | May Monthly System Peak Day | All | 9 | Average Per Ton1-in-2May Monthly System Peak DayAll9 | 0.11952 | 0.11952 | 63.967 | 0 | 0 | 0 | 0 | 0 | 23026 | Residential | caiso
Average Per Premise | 1-in-2 | May Monthly System Peak Day | All | 9 | Average Per Premise1-in-2May Monthly System Peak DayAll9 | 0.51152 | 0.51152 | 63.967 | 0 | 0 | 0 | 0 | 0 | 23026 | Residential | caiso
Average Per Device | 1-in-2 | May Monthly System Peak Day | All | 9 | Average Per Device1-in-2May Monthly System Peak DayAll9 | 0.42632 | 0.42632 | 63.967 | 0 | 0 | 0 | 0 | 0 | 23026 | Residential | caiso
Aggregate | 1-in-2 | May Monthly System Peak Day | All | 9 | Aggregate1-in-2May Monthly System Peak DayAll9 | 11.7783 | 11.7783 | 63.967 | 0 | 0 | 0 | 0 | 0 | 23026 | Residential | caiso
Average Per Ton | 1-in-2 | October Monthly System Peak Day | 100% Cycling | 9 | Average Per Ton1-in-2October Monthly System Peak Day100% Cycling9 | 0.12145 | 0.12145 | 63.5577 | 0 | 0 | 0 | 0 | 0 | 10695 | Residential | caiso
Average Per Premise | 1-in-2 | October Monthly System Peak Day | 100% Cycling | 9 | Average Per Premise1-in-2October Monthly System Peak Day100% Cycling9 | 0.54428 | 0.54428 | 63.5577 | 0 | 0 | 0 | 0 | 0 | 10695 | Residential | caiso
Average Per Device | 1-in-2 | October Monthly System Peak Day | 100% Cycling | 9 | Average Per Device1-in-2October Monthly System Peak Day100% Cycling9 | 0.44083 | 0.44083 | 63.5577 | 0 | 0 | 0 | 0 | 0 | 10695 | Residential | caiso
Aggregate | 1-in-2 | October Monthly System Peak Day | 100% Cycling | 9 | Aggregate1-in-2October Monthly System Peak Day100% Cycling9 | 5.8211 | 5.8211 | 63.5577 | 0 | 0 | 0 | 0 | 0 | 10695 | Residential | caiso
Average Per Ton | 1-in-2 | October Monthly System Peak Day | 50% Cycling | 9 | Average Per Ton1-in-2October Monthly System Peak Day50% Cycling9 | 0.1649 | 0.1649 | 63.5272 | 0 | 0 | 0 | 0 | 0 | 12331 | Residential | caiso
Average Per Premise | 1-in-2 | October Monthly System Peak Day | 50% Cycling | 9 | Average Per Premise1-in-2October Monthly System Peak Day50% Cycling9 | 0.67687 | 0.67687 | 63.5272 | 0 | 0 | 0 | 0 | 0 | 12331 | Residential | caiso
Average Per Device | 1-in-2 | October Monthly System Peak Day | 50% Cycling | 9 | Average Per Device1-in-2October Monthly System Peak Day50% Cycling9 | 0.57869 | 0.57869 | 63.5272 | 0 | 0 | 0 | 0 | 0 | 12331 | Residential | caiso
Aggregate | 1-in-2 | October Monthly System Peak Day | 50% Cycling | 9 | Aggregate1-in-2October Monthly System Peak Day50% Cycling9 | 8.3465 | 8.3465 | 63.5272 | 0 | 0 | 0 | 0 | 0 | 12331 | Residential | caiso
Average Per Ton | 1-in-2 | October Monthly System Peak Day | All | 9 | Average Per Ton1-in-2October Monthly System Peak DayAll9 | 0.14471 | 0.14471 | 63.5414 | 0 | 0 | 0 | 0 | 0 | 23026 | Residential | caiso
Average Per Premise | 1-in-2 | October Monthly System Peak Day | All | 9 | Average Per Premise1-in-2October Monthly System Peak DayAll9 | 0.61936 | 0.61936 | 63.5414 | 0 | 0 | 0 | 0 | 0 | 23026 | Residential | caiso
Average Per Device | 1-in-2 | October Monthly System Peak Day | All | 9 | Average Per Device1-in-2October Monthly System Peak DayAll9 | 0.51619 | 0.51619 | 63.5414 | 0 | 0 | 0 | 0 | 0 | 23026 | Residential | caiso
Aggregate | 1-in-2 | October Monthly System Peak Day | All | 9 | Aggregate1-in-2October Monthly System Peak DayAll9 | 14.2613 | 14.2613 | 63.5414 | 0 | 0 | 0 | 0 | 0 | 23026 | Residential | caiso
Average Per Ton | 1-in-2 | September Monthly System Peak Day | 100% Cycling | 9 | Average Per Ton1-in-2September Monthly System Peak Day100% Cycling9 | 0.19437 | 0.19437 | 73.4109 | 0 | 0 | 0 | 0 | 0 | 10695 | Residential | caiso
Average Per Premise | 1-in-2 | September Monthly System Peak Day | 100% Cycling | 9 | Average Per Premise1-in-2September Monthly System Peak Day100% Cycling9 | 0.87108 | 0.87108 | 73.4109 | 0 | 0 | 0 | 0 | 0 | 10695 | Residential | caiso
Average Per Device | 1-in-2 | September Monthly System Peak Day | 100% Cycling | 9 | Average Per Device1-in-2September Monthly System Peak Day100% Cycling9 | 0.7055 | 0.7055 | 73.4109 | 0 | 0 | 0 | 0 | 0 | 10695 | Residential | caiso
Aggregate | 1-in-2 | September Monthly System Peak Day | 100% Cycling | 9 | Aggregate1-in-2September Monthly System Peak Day100% Cycling9 | 9.3162 | 9.3162 | 73.4109 | 0 | 0 | 0 | 0 | 0 | 10695 | Residential | caiso
Average Per Ton | 1-in-2 | September Monthly System Peak Day | 50% Cycling | 9 | Average Per Ton1-in-2September Monthly System Peak Day50% Cycling9 | 0.25579 | 0.25579 | 73.5899 | 0 | 0 | 0 | 0 | 0 | 12331 | Residential | caiso
Average Per Premise | 1-in-2 | September Monthly System Peak Day | 50% Cycling | 9 | Average Per Premise1-in-2September Monthly System Peak Day50% Cycling9 | 1.05 | 1.05 | 73.5899 | 0 | 0 | 0 | 0 | 0 | 12331 | Residential | caiso
Average Per Device | 1-in-2 | September Monthly System Peak Day | 50% Cycling | 9 | Average Per Device1-in-2September Monthly System Peak Day50% Cycling9 | 0.89768 | 0.89768 | 73.5899 | 0 | 0 | 0 | 0 | 0 | 12331 | Residential | caiso
Aggregate | 1-in-2 | September Monthly System Peak Day | 50% Cycling | 9 | Aggregate1-in-2September Monthly System Peak Day50% Cycling9 | 12.9473 | 12.9473 | 73.5899 | 0 | 0 | 0 | 0 | 0 | 12331 | Residential | caiso
Average Per Ton | 1-in-2 | September Monthly System Peak Day | All | 9 | Average Per Ton1-in-2September Monthly System Peak DayAll9 | 0.22726 | 0.22726 | 73.5067 | 0 | 0 | 0 | 0 | 0 | 23026 | Residential | caiso
Average Per Premise | 1-in-2 | September Monthly System Peak Day | All | 9 | Average Per Premise1-in-2September Monthly System Peak DayAll9 | 0.97263 | 0.97263 | 73.5067 | 0 | 0 | 0 | 0 | 0 | 23026 | Residential | caiso
Average Per Device | 1-in-2 | September Monthly System Peak Day | All | 9 | Average Per Device1-in-2September Monthly System Peak DayAll9 | 0.81062 | 0.81062 | 73.5067 | 0 | 0 | 0 | 0 | 0 | 23026 | Residential | caiso
Aggregate | 1-in-2 | September Monthly System Peak Day | All | 9 | Aggregate1-in-2September Monthly System Peak DayAll9 | 22.3959 | 22.3959 | 73.5067 | 0 | 0 | 0 | 0 | 0 | 23026 | Residential | caiso
Average Per Ton | 1-in-2 | August Monthly System Peak Day | 100% Cycling | 10 | Average Per Ton1-in-2August Monthly System Peak Day100% Cycling10 | 0.20647 | 0.20647 | 80.3923 | 0 | 0 | 0 | 0 | 0 | 10695 | Residential | caiso
Average Per Premise | 1-in-2 | August Monthly System Peak Day | 100% Cycling | 10 | Average Per Premise1-in-2August Monthly System Peak Day100% Cycling10 | 0.92534 | 0.92534 | 80.3923 | 0 | 0 | 0 | 0 | 0 | 10695 | Residential | caiso
Average Per Device | 1-in-2 | August Monthly System Peak Day | 100% Cycling | 10 | Average Per Device1-in-2August Monthly System Peak Day100% Cycling10 | 0.74945 | 0.74945 | 80.3923 | 0 | 0 | 0 | 0 | 0 | 10695 | Residential | caiso
Aggregate | 1-in-2 | August Monthly System Peak Day | 100% Cycling | 10 | Aggregate1-in-2August Monthly System Peak Day100% Cycling10 | 9.8965 | 9.8965 | 80.3923 | 0 | 0 | 0 | 0 | 0 | 10695 | Residential | caiso
Average Per Ton | 1-in-2 | August Monthly System Peak Day | 50% Cycling | 10 | Average Per Ton1-in-2August Monthly System Peak Day50% Cycling10 | 0.27825 | 0.27825 | 81.1091 | 0 | 0 | 0 | 0 | 0 | 12331 | Residential | caiso
Average Per Premise | 1-in-2 | August Monthly System Peak Day | 50% Cycling | 10 | Average Per Premise1-in-2August Monthly System Peak Day50% Cycling10 | 1.1422 | 1.1422 | 81.1091 | 0 | 0 | 0 | 0 | 0 | 12331 | Residential | caiso
Average Per Device | 1-in-2 | August Monthly System Peak Day | 50% Cycling | 10 | Average Per Device1-in-2August Monthly System Peak Day50% Cycling10 | 0.97651 | 0.97651 | 81.1091 | 0 | 0 | 0 | 0 | 0 | 12331 | Residential | caiso
Aggregate | 1-in-2 | August Monthly System Peak Day | 50% Cycling | 10 | Aggregate1-in-2August Monthly System Peak Day50% Cycling10 | 14.0843 | 14.0843 | 81.1091 | 0 | 0 | 0 | 0 | 0 | 12331 | Residential | caiso
Average Per Ton | 1-in-2 | August Monthly System Peak Day | All | 10 | Average Per Ton1-in-2August Monthly System Peak DayAll10 | 0.24491 | 0.24491 | 80.7762 | 0 | 0 | 0 | 0 | 0 | 23026 | Residential | caiso
Average Per Premise | 1-in-2 | August Monthly System Peak Day | All | 10 | Average Per Premise1-in-2August Monthly System Peak DayAll10 | 1.0482 | 1.0482 | 80.7762 | 0 | 0 | 0 | 0 | 0 | 23026 | Residential | caiso
Average Per Device | 1-in-2 | August Monthly System Peak Day | All | 10 | Average Per Device1-in-2August Monthly System Peak DayAll10 | 0.87359 | 0.87359 | 80.7762 | 0 | 0 | 0 | 0 | 0 | 23026 | Residential | caiso
Aggregate | 1-in-2 | August Monthly System Peak Day | All | 10 | Aggregate1-in-2August Monthly System Peak DayAll10 | 24.1355 | 24.1355 | 80.7762 | 0 | 0 | 0 | 0 | 0 | 23026 | Residential | caiso
Average Per Ton | 1-in-2 | August Typical Event Day | 100% Cycling | 10 | Average Per Ton1-in-2August Typical Event Day100% Cycling10 | 0.18102 | 0.18102 | 75.9826 | 0 | 0 | 0 | 0 | 0 | 10695 | Residential | caiso
Average Per Premise | 1-in-2 | August Typical Event Day | 100% Cycling | 10 | Average Per Premise1-in-2August Typical Event Day100% Cycling10 | 0.81126 | 0.81126 | 75.9826 | 0 | 0 | 0 | 0 | 0 | 10695 | Residential | caiso
Average Per Device | 1-in-2 | August Typical Event Day | 100% Cycling | 10 | Average Per Device1-in-2August Typical Event Day100% Cycling10 | 0.65706 | 0.65706 | 75.9826 | 0 | 0 | 0 | 0 | 0 | 10695 | Residential | caiso
Aggregate | 1-in-2 | August Typical Event Day | 100% Cycling | 10 | Aggregate1-in-2August Typical Event Day100% Cycling10 | 8.6764 | 8.6764 | 75.9826 | 0 | 0 | 0 | 0 | 0 | 10695 | Residential | caiso
Average Per Ton | 1-in-2 | August Typical Event Day | 50% Cycling | 10 | Average Per Ton1-in-2August Typical Event Day50% Cycling10 | 0.24656 | 0.24656 | 76.5197 | 0 | 0 | 0 | 0 | 0 | 12331 | Residential | caiso
Average Per Premise | 1-in-2 | August Typical Event Day | 50% Cycling | 10 | Average Per Premise1-in-2August Typical Event Day50% Cycling10 | 1.0121 | 1.0121 | 76.5197 | 0 | 0 | 0 | 0 | 0 | 12331 | Residential | caiso
Average Per Device | 1-in-2 | August Typical Event Day | 50% Cycling | 10 | Average Per Device1-in-2August Typical Event Day50% Cycling10 | 0.8653 | 0.8653 | 76.5197 | 0 | 0 | 0 | 0 | 0 | 12331 | Residential | caiso
Aggregate | 1-in-2 | August Typical Event Day | 50% Cycling | 10 | Aggregate1-in-2August Typical Event Day50% Cycling10 | 12.4802 | 12.4802 | 76.5197 | 0 | 0 | 0 | 0 | 0 | 12331 | Residential | caiso
Average Per Ton | 1-in-2 | August Typical Event Day | All | 10 | Average Per Ton1-in-2August Typical Event DayAll10 | 0.21612 | 0.21612 | 76.2702 | 0 | 0 | 0 | 0 | 0 | 23026 | Residential | caiso
Average Per Premise | 1-in-2 | August Typical Event Day | All | 10 | Average Per Premise1-in-2August Typical Event DayAll10 | 0.92495 | 0.92495 | 76.2702 | 0 | 0 | 0 | 0 | 0 | 23026 | Residential | caiso
Average Per Device | 1-in-2 | August Typical Event Day | All | 10 | Average Per Device1-in-2August Typical Event DayAll10 | 0.77088 | 0.77088 | 76.2702 | 0 | 0 | 0 | 0 | 0 | 23026 | Residential | caiso
Aggregate | 1-in-2 | August Typical Event Day | All | 10 | Aggregate1-in-2August Typical Event DayAll10 | 21.298 | 21.298 | 76.2702 | 0 | 0 | 0 | 0 | 0 | 23026 | Residential | caiso
Average Per Ton | 1-in-2 | July Monthly System Peak Day | 100% Cycling | 10 | Average Per Ton1-in-2July Monthly System Peak Day100% Cycling10 | 0.16439 | 0.16439 | 72.3771 | 0 | 0 | 0 | 0 | 0 | 10695 | Residential | caiso
Average Per Premise | 1-in-2 | July Monthly System Peak Day | 100% Cycling | 10 | Average Per Premise1-in-2July Monthly System Peak Day100% Cycling10 | 0.73674 | 0.73674 | 72.3771 | 0 | 0 | 0 | 0 | 0 | 10695 | Residential | caiso
Average Per Device | 1-in-2 | July Monthly System Peak Day | 100% Cycling | 10 | Average Per Device1-in-2July Monthly System Peak Day100% Cycling10 | 0.5967 | 0.5967 | 72.3771 | 0 | 0 | 0 | 0 | 0 | 10695 | Residential | caiso
Aggregate | 1-in-2 | July Monthly System Peak Day | 100% Cycling | 10 | Aggregate1-in-2July Monthly System Peak Day100% Cycling10 | 7.8794 | 7.8794 | 72.3771 | 0 | 0 | 0 | 0 | 0 | 10695 | Residential | caiso
Average Per Ton | 1-in-2 | July Monthly System Peak Day | 50% Cycling | 10 | Average Per Ton1-in-2July Monthly System Peak Day50% Cycling10 | 0.22504 | 0.22504 | 72.706 | 0 | 0 | 0 | 0 | 0 | 12331 | Residential | caiso
Average Per Premise | 1-in-2 | July Monthly System Peak Day | 50% Cycling | 10 | Average Per Premise1-in-2July Monthly System Peak Day50% Cycling10 | 0.92374 | 0.92374 | 72.706 | 0 | 0 | 0 | 0 | 0 | 12331 | Residential | caiso
Average Per Device | 1-in-2 | July Monthly System Peak Day | 50% Cycling | 10 | Average Per Device1-in-2July Monthly System Peak Day50% Cycling10 | 0.78976 | 0.78976 | 72.706 | 0 | 0 | 0 | 0 | 0 | 12331 | Residential | caiso
Aggregate | 1-in-2 | July Monthly System Peak Day | 50% Cycling | 10 | Aggregate1-in-2July Monthly System Peak Day50% Cycling10 | 11.3907 | 11.3907 | 72.706 | 0 | 0 | 0 | 0 | 0 | 12331 | Residential | caiso
Average Per Ton | 1-in-2 | July Monthly System Peak Day | All | 10 | Average Per Ton1-in-2July Monthly System Peak DayAll10 | 0.19687 | 0.19687 | 72.5532 | 0 | 0 | 0 | 0 | 0 | 23026 | Residential | caiso
Average Per Premise | 1-in-2 | July Monthly System Peak Day | All | 10 | Average Per Premise1-in-2July Monthly System Peak DayAll10 | 0.84256 | 0.84256 | 72.5532 | 0 | 0 | 0 | 0 | 0 | 23026 | Residential | caiso
Average Per Device | 1-in-2 | July Monthly System Peak Day | All | 10 | Average Per Device1-in-2July Monthly System Peak DayAll10 | 0.70222 | 0.70222 | 72.5532 | 0 | 0 | 0 | 0 | 0 | 23026 | Residential | caiso
Aggregate | 1-in-2 | July Monthly System Peak Day | All | 10 | Aggregate1-in-2July Monthly System Peak DayAll10 | 19.4009 | 19.4009 | 72.5532 | 0 | 0 | 0 | 0 | 0 | 23026 | Residential | caiso
Average Per Ton | 1-in-2 | June Monthly System Peak Day | 100% Cycling | 10 | Average Per Ton1-in-2June Monthly System Peak Day100% Cycling10 | 0.14068 | 0.14068 | 72.8718 | 0 | 0 | 0 | 0 | 0 | 10695 | Residential | caiso
Average Per Premise | 1-in-2 | June Monthly System Peak Day | 100% Cycling | 10 | Average Per Premise1-in-2June Monthly System Peak Day100% Cycling10 | 0.63047 | 0.63047 | 72.8718 | 0 | 0 | 0 | 0 | 0 | 10695 | Residential | caiso
Average Per Device | 1-in-2 | June Monthly System Peak Day | 100% Cycling | 10 | Average Per Device1-in-2June Monthly System Peak Day100% Cycling10 | 0.51063 | 0.51063 | 72.8718 | 0 | 0 | 0 | 0 | 0 | 10695 | Residential | caiso
Aggregate | 1-in-2 | June Monthly System Peak Day | 100% Cycling | 10 | Aggregate1-in-2June Monthly System Peak Day100% Cycling10 | 6.7428 | 6.7428 | 72.8718 | 0 | 0 | 0 | 0 | 0 | 10695 | Residential | caiso
Average Per Ton | 1-in-2 | June Monthly System Peak Day | 50% Cycling | 10 | Average Per Ton1-in-2June Monthly System Peak Day50% Cycling10 | 0.19622 | 0.19622 | 73.4674 | 0 | 0 | 0 | 0 | 0 | 12331 | Residential | caiso
Average Per Premise | 1-in-2 | June Monthly System Peak Day | 50% Cycling | 10 | Average Per Premise1-in-2June Monthly System Peak Day50% Cycling10 | 0.80544 | 0.80544 | 73.4674 | 0 | 0 | 0 | 0 | 0 | 12331 | Residential | caiso
Average Per Device | 1-in-2 | June Monthly System Peak Day | 50% Cycling | 10 | Average Per Device1-in-2June Monthly System Peak Day50% Cycling10 | 0.68861 | 0.68861 | 73.4674 | 0 | 0 | 0 | 0 | 0 | 12331 | Residential | caiso
Aggregate | 1-in-2 | June Monthly System Peak Day | 50% Cycling | 10 | Aggregate1-in-2June Monthly System Peak Day50% Cycling10 | 9.9319 | 9.9319 | 73.4674 | 0 | 0 | 0 | 0 | 0 | 12331 | Residential | caiso
Average Per Ton | 1-in-2 | June Monthly System Peak Day | All | 10 | Average Per Ton1-in-2June Monthly System Peak DayAll10 | 0.17042 | 0.17042 | 73.1908 | 0 | 0 | 0 | 0 | 0 | 23026 | Residential | caiso
Average Per Premise | 1-in-2 | June Monthly System Peak Day | All | 10 | Average Per Premise1-in-2June Monthly System Peak DayAll10 | 0.72937 | 0.72937 | 73.1908 | 0 | 0 | 0 | 0 | 0 | 23026 | Residential | caiso
Average Per Device | 1-in-2 | June Monthly System Peak Day | All | 10 | Average Per Device1-in-2June Monthly System Peak DayAll10 | 0.60788 | 0.60788 | 73.1908 | 0 | 0 | 0 | 0 | 0 | 23026 | Residential | caiso
Aggregate | 1-in-2 | June Monthly System Peak Day | All | 10 | Aggregate1-in-2June Monthly System Peak DayAll10 | 16.7945 | 16.7945 | 73.1908 | 0 | 0 | 0 | 0 | 0 | 23026 | Residential | caiso
Average Per Ton | 1-in-2 | May Monthly System Peak Day | 100% Cycling | 10 | Average Per Ton1-in-2May Monthly System Peak Day100% Cycling10 | 0.10666 | 0.10666 | 65.8012 | 0 | 0 | 0 | 0 | 0 | 10695 | Residential | caiso
Average Per Premise | 1-in-2 | May Monthly System Peak Day | 100% Cycling | 10 | Average Per Premise1-in-2May Monthly System Peak Day100% Cycling10 | 0.47801 | 0.47801 | 65.8012 | 0 | 0 | 0 | 0 | 0 | 10695 | Residential | caiso
Average Per Device | 1-in-2 | May Monthly System Peak Day | 100% Cycling | 10 | Average Per Device1-in-2May Monthly System Peak Day100% Cycling10 | 0.38715 | 0.38715 | 65.8012 | 0 | 0 | 0 | 0 | 0 | 10695 | Residential | caiso
Aggregate | 1-in-2 | May Monthly System Peak Day | 100% Cycling | 10 | Aggregate1-in-2May Monthly System Peak Day100% Cycling10 | 5.1124 | 5.1124 | 65.8012 | 0 | 0 | 0 | 0 | 0 | 10695 | Residential | caiso
Average Per Ton | 1-in-2 | May Monthly System Peak Day | 50% Cycling | 10 | Average Per Ton1-in-2May Monthly System Peak Day50% Cycling10 | 0.15535 | 0.15535 | 66.0381 | 0 | 0 | 0 | 0 | 0 | 12331 | Residential | caiso
Average Per Premise | 1-in-2 | May Monthly System Peak Day | 50% Cycling | 10 | Average Per Premise1-in-2May Monthly System Peak Day50% Cycling10 | 0.63769 | 0.63769 | 66.0381 | 0 | 0 | 0 | 0 | 0 | 12331 | Residential | caiso
Average Per Device | 1-in-2 | May Monthly System Peak Day | 50% Cycling | 10 | Average Per Device1-in-2May Monthly System Peak Day50% Cycling10 | 0.54519 | 0.54519 | 66.0381 | 0 | 0 | 0 | 0 | 0 | 12331 | Residential | caiso
Aggregate | 1-in-2 | May Monthly System Peak Day | 50% Cycling | 10 | Aggregate1-in-2May Monthly System Peak Day50% Cycling10 | 7.8633 | 7.8633 | 66.0381 | 0 | 0 | 0 | 0 | 0 | 12331 | Residential | caiso
Average Per Ton | 1-in-2 | May Monthly System Peak Day | All | 10 | Average Per Ton1-in-2May Monthly System Peak DayAll10 | 0.13273 | 0.13273 | 65.9281 | 0 | 0 | 0 | 0 | 0 | 23026 | Residential | caiso
Average Per Premise | 1-in-2 | May Monthly System Peak Day | All | 10 | Average Per Premise1-in-2May Monthly System Peak DayAll10 | 0.56808 | 0.56808 | 65.9281 | 0 | 0 | 0 | 0 | 0 | 23026 | Residential | caiso
Average Per Device | 1-in-2 | May Monthly System Peak Day | All | 10 | Average Per Device1-in-2May Monthly System Peak DayAll10 | 0.47346 | 0.47346 | 65.9281 | 0 | 0 | 0 | 0 | 0 | 23026 | Residential | caiso
Aggregate | 1-in-2 | May Monthly System Peak Day | All | 10 | Aggregate1-in-2May Monthly System Peak DayAll10 | 13.0806 | 13.0806 | 65.9281 | 0 | 0 | 0 | 0 | 0 | 23026 | Residential | caiso
Average Per Ton | 1-in-2 | October Monthly System Peak Day | 100% Cycling | 10 | Average Per Ton1-in-2October Monthly System Peak Day100% Cycling10 | 0.1328 | 0.1328 | 68.6825 | 0 | 0 | 0 | 0 | 0 | 10695 | Residential | caiso
Average Per Premise | 1-in-2 | October Monthly System Peak Day | 100% Cycling | 10 | Average Per Premise1-in-2October Monthly System Peak Day100% Cycling10 | 0.59516 | 0.59516 | 68.6825 | 0 | 0 | 0 | 0 | 0 | 10695 | Residential | caiso
Average Per Device | 1-in-2 | October Monthly System Peak Day | 100% Cycling | 10 | Average Per Device1-in-2October Monthly System Peak Day100% Cycling10 | 0.48203 | 0.48203 | 68.6825 | 0 | 0 | 0 | 0 | 0 | 10695 | Residential | caiso
Aggregate | 1-in-2 | October Monthly System Peak Day | 100% Cycling | 10 | Aggregate1-in-2October Monthly System Peak Day100% Cycling10 | 6.3652 | 6.3652 | 68.6825 | 0 | 0 | 0 | 0 | 0 | 10695 | Residential | caiso
Average Per Ton | 1-in-2 | October Monthly System Peak Day | 50% Cycling | 10 | Average Per Ton1-in-2October Monthly System Peak Day50% Cycling10 | 0.18485 | 0.18485 | 68.9821 | 0 | 0 | 0 | 0 | 0 | 12331 | Residential | caiso
Average Per Premise | 1-in-2 | October Monthly System Peak Day | 50% Cycling | 10 | Average Per Premise1-in-2October Monthly System Peak Day50% Cycling10 | 0.75878 | 0.75878 | 68.9821 | 0 | 0 | 0 | 0 | 0 | 12331 | Residential | caiso
Average Per Device | 1-in-2 | October Monthly System Peak Day | 50% Cycling | 10 | Average Per Device1-in-2October Monthly System Peak Day50% Cycling10 | 0.64873 | 0.64873 | 68.9821 | 0 | 0 | 0 | 0 | 0 | 12331 | Residential | caiso
Aggregate | 1-in-2 | October Monthly System Peak Day | 50% Cycling | 10 | Aggregate1-in-2October Monthly System Peak Day50% Cycling10 | 9.3566 | 9.3566 | 68.9821 | 0 | 0 | 0 | 0 | 0 | 12331 | Residential | caiso
Average Per Ton | 1-in-2 | October Monthly System Peak Day | All | 10 | Average Per Ton1-in-2October Monthly System Peak DayAll10 | 0.16067 | 0.16067 | 68.8429 | 0 | 0 | 0 | 0 | 0 | 23026 | Residential | caiso
Average Per Premise | 1-in-2 | October Monthly System Peak Day | All | 10 | Average Per Premise1-in-2October Monthly System Peak DayAll10 | 0.68766 | 0.68766 | 68.8429 | 0 | 0 | 0 | 0 | 0 | 23026 | Residential | caiso
Average Per Device | 1-in-2 | October Monthly System Peak Day | All | 10 | Average Per Device1-in-2October Monthly System Peak DayAll10 | 0.57311 | 0.57311 | 68.8429 | 0 | 0 | 0 | 0 | 0 | 23026 | Residential | caiso
Aggregate | 1-in-2 | October Monthly System Peak Day | All | 10 | Aggregate1-in-2October Monthly System Peak DayAll10 | 15.834 | 15.834 | 68.8429 | 0 | 0 | 0 | 0 | 0 | 23026 | Residential | caiso
Average Per Ton | 1-in-2 | September Monthly System Peak Day | 100% Cycling | 10 | Average Per Ton1-in-2September Monthly System Peak Day100% Cycling10 | 0.21253 | 0.21253 | 78.2891 | 0 | 0 | 0 | 0 | 0 | 10695 | Residential | caiso
Average Per Premise | 1-in-2 | September Monthly System Peak Day | 100% Cycling | 10 | Average Per Premise1-in-2September Monthly System Peak Day100% Cycling10 | 0.9525 | 0.9525 | 78.2891 | 0 | 0 | 0 | 0 | 0 | 10695 | Residential | caiso
Average Per Device | 1-in-2 | September Monthly System Peak Day | 100% Cycling | 10 | Average Per Device1-in-2September Monthly System Peak Day100% Cycling10 | 0.77145 | 0.77145 | 78.2891 | 0 | 0 | 0 | 0 | 0 | 10695 | Residential | caiso
Aggregate | 1-in-2 | September Monthly System Peak Day | 100% Cycling | 10 | Aggregate1-in-2September Monthly System Peak Day100% Cycling10 | 10.1869 | 10.1869 | 78.2891 | 0 | 0 | 0 | 0 | 0 | 10695 | Residential | caiso
Average Per Ton | 1-in-2 | September Monthly System Peak Day | 50% Cycling | 10 | Average Per Ton1-in-2September Monthly System Peak Day50% Cycling10 | 0.28675 | 0.28675 | 78.7964 | 0 | 0 | 0 | 0 | 0 | 12331 | Residential | caiso
Average Per Premise | 1-in-2 | September Monthly System Peak Day | 50% Cycling | 10 | Average Per Premise1-in-2September Monthly System Peak Day50% Cycling10 | 1.177 | 1.177 | 78.7964 | 0 | 0 | 0 | 0 | 0 | 12331 | Residential | caiso
Average Per Device | 1-in-2 | September Monthly System Peak Day | 50% Cycling | 10 | Average Per Device1-in-2September Monthly System Peak Day50% Cycling10 | 1.0063 | 1.0063 | 78.7964 | 0 | 0 | 0 | 0 | 0 | 12331 | Residential | caiso
Aggregate | 1-in-2 | September Monthly System Peak Day | 50% Cycling | 10 | Aggregate1-in-2September Monthly System Peak Day50% Cycling10 | 14.5141 | 14.5141 | 78.7964 | 0 | 0 | 0 | 0 | 0 | 12331 | Residential | caiso
Average Per Ton | 1-in-2 | September Monthly System Peak Day | All | 10 | Average Per Ton1-in-2September Monthly System Peak DayAll10 | 0.25227 | 0.25227 | 78.5608 | 0 | 0 | 0 | 0 | 0 | 23026 | Residential | caiso
Average Per Premise | 1-in-2 | September Monthly System Peak Day | All | 10 | Average Per Premise1-in-2September Monthly System Peak DayAll10 | 1.0797 | 1.0797 | 78.5608 | 0 | 0 | 0 | 0 | 0 | 23026 | Residential | caiso
Average Per Device | 1-in-2 | September Monthly System Peak Day | All | 10 | Average Per Device1-in-2September Monthly System Peak DayAll10 | 0.89985 | 0.89985 | 78.5608 | 0 | 0 | 0 | 0 | 0 | 23026 | Residential | caiso
Aggregate | 1-in-2 | September Monthly System Peak Day | All | 10 | Aggregate1-in-2September Monthly System Peak DayAll10 | 24.861 | 24.861 | 78.5608 | 0 | 0 | 0 | 0 | 0 | 23026 | Residential | caiso
Average Per Ton | 1-in-2 | August Monthly System Peak Day | 100% Cycling | 11 | Average Per Ton1-in-2August Monthly System Peak Day100% Cycling11 | 0.23609 | 0.23609 | 84.8066 | 0 | 0 | 0 | 0 | 0 | 10695 | Residential | caiso
Average Per Premise | 1-in-2 | August Monthly System Peak Day | 100% Cycling | 11 | Average Per Premise1-in-2August Monthly System Peak Day100% Cycling11 | 1.0581 | 1.0581 | 84.8066 | 0 | 0 | 0 | 0 | 0 | 10695 | Residential | caiso
Average Per Device | 1-in-2 | August Monthly System Peak Day | 100% Cycling | 11 | Average Per Device1-in-2August Monthly System Peak Day100% Cycling11 | 0.85695 | 0.85695 | 84.8066 | 0 | 0 | 0 | 0 | 0 | 10695 | Residential | caiso
Aggregate | 1-in-2 | August Monthly System Peak Day | 100% Cycling | 11 | Aggregate1-in-2August Monthly System Peak Day100% Cycling11 | 11.316 | 11.316 | 84.8066 | 0 | 0 | 0 | 0 | 0 | 10695 | Residential | caiso
Average Per Ton | 1-in-2 | August Monthly System Peak Day | 50% Cycling | 11 | Average Per Ton1-in-2August Monthly System Peak Day50% Cycling11 | 0.32979 | 0.32979 | 85.7006 | 0 | 0 | 0 | 0 | 0 | 12331 | Residential | caiso
Average Per Premise | 1-in-2 | August Monthly System Peak Day | 50% Cycling | 11 | Average Per Premise1-in-2August Monthly System Peak Day50% Cycling11 | 1.3537 | 1.3537 | 85.7006 | 0 | 0 | 0 | 0 | 0 | 12331 | Residential | caiso
Average Per Device | 1-in-2 | August Monthly System Peak Day | 50% Cycling | 11 | Average Per Device1-in-2August Monthly System Peak Day50% Cycling11 | 1.1574 | 1.1574 | 85.7006 | 0 | 0 | 0 | 0 | 0 | 12331 | Residential | caiso
Aggregate | 1-in-2 | August Monthly System Peak Day | 50% Cycling | 11 | Aggregate1-in-2August Monthly System Peak Day50% Cycling11 | 16.6926 | 16.6926 | 85.7006 | 0 | 0 | 0 | 0 | 0 | 12331 | Residential | caiso
Average Per Ton | 1-in-2 | August Monthly System Peak Day | All | 11 | Average Per Ton1-in-2August Monthly System Peak DayAll11 | 0.28626 | 0.28626 | 85.2853 | 0 | 0 | 0 | 0 | 0 | 23026 | Residential | caiso
Average Per Premise | 1-in-2 | August Monthly System Peak Day | All | 11 | Average Per Premise1-in-2August Monthly System Peak DayAll11 | 1.2252 | 1.2252 | 85.2853 | 0 | 0 | 0 | 0 | 0 | 23026 | Residential | caiso
Average Per Device | 1-in-2 | August Monthly System Peak Day | All | 11 | Average Per Device1-in-2August Monthly System Peak DayAll11 | 1.0211 | 1.0211 | 85.2853 | 0 | 0 | 0 | 0 | 0 | 23026 | Residential | caiso
Aggregate | 1-in-2 | August Monthly System Peak Day | All | 11 | Aggregate1-in-2August Monthly System Peak DayAll11 | 28.2106 | 28.2106 | 85.2853 | 0 | 0 | 0 | 0 | 0 | 23026 | Residential | caiso
Average Per Ton | 1-in-2 | August Typical Event Day | 100% Cycling | 11 | Average Per Ton1-in-2August Typical Event Day100% Cycling11 | 0.20698 | 0.20698 | 80.0842 | 0 | 0 | 0 | 0 | 0 | 10695 | Residential | caiso
Average Per Premise | 1-in-2 | August Typical Event Day | 100% Cycling | 11 | Average Per Premise1-in-2August Typical Event Day100% Cycling11 | 0.92762 | 0.92762 | 80.0842 | 0 | 0 | 0 | 0 | 0 | 10695 | Residential | caiso
Average Per Device | 1-in-2 | August Typical Event Day | 100% Cycling | 11 | Average Per Device1-in-2August Typical Event Day100% Cycling11 | 0.7513 | 0.7513 | 80.0842 | 0 | 0 | 0 | 0 | 0 | 10695 | Residential | caiso
Aggregate | 1-in-2 | August Typical Event Day | 100% Cycling | 11 | Aggregate1-in-2August Typical Event Day100% Cycling11 | 9.9209 | 9.9209 | 80.0842 | 0 | 0 | 0 | 0 | 0 | 10695 | Residential | caiso
Average Per Ton | 1-in-2 | August Typical Event Day | 50% Cycling | 11 | Average Per Ton1-in-2August Typical Event Day50% Cycling11 | 0.29223 | 0.29223 | 80.8976 | 0 | 0 | 0 | 0 | 0 | 12331 | Residential | caiso
Average Per Premise | 1-in-2 | August Typical Event Day | 50% Cycling | 11 | Average Per Premise1-in-2August Typical Event Day50% Cycling11 | 1.1995 | 1.1995 | 80.8976 | 0 | 0 | 0 | 0 | 0 | 12331 | Residential | caiso
Average Per Device | 1-in-2 | August Typical Event Day | 50% Cycling | 11 | Average Per Device1-in-2August Typical Event Day50% Cycling11 | 1.0255 | 1.0255 | 80.8976 | 0 | 0 | 0 | 0 | 0 | 12331 | Residential | caiso
Aggregate | 1-in-2 | August Typical Event Day | 50% Cycling | 11 | Aggregate1-in-2August Typical Event Day50% Cycling11 | 14.7915 | 14.7915 | 80.8976 | 0 | 0 | 0 | 0 | 0 | 12331 | Residential | caiso
Average Per Ton | 1-in-2 | August Typical Event Day | All | 11 | Average Per Ton1-in-2August Typical Event DayAll11 | 0.25263 | 0.25263 | 80.5198 | 0 | 0 | 0 | 0 | 0 | 23026 | Residential | caiso
Average Per Premise | 1-in-2 | August Typical Event Day | All | 11 | Average Per Premise1-in-2August Typical Event DayAll11 | 1.0812 | 1.0812 | 80.5198 | 0 | 0 | 0 | 0 | 0 | 23026 | Residential | caiso
Average Per Device | 1-in-2 | August Typical Event Day | All | 11 | Average Per Device1-in-2August Typical Event DayAll11 | 0.90112 | 0.90112 | 80.5198 | 0 | 0 | 0 | 0 | 0 | 23026 | Residential | caiso
Aggregate | 1-in-2 | August Typical Event Day | All | 11 | Aggregate1-in-2August Typical Event DayAll11 | 24.8962 | 24.8962 | 80.5198 | 0 | 0 | 0 | 0 | 0 | 23026 | Residential | caiso
Average Per Ton | 1-in-2 | July Monthly System Peak Day | 100% Cycling | 11 | Average Per Ton1-in-2July Monthly System Peak Day100% Cycling11 | 0.18797 | 0.18797 | 74.3954 | 0 | 0 | 0 | 0 | 0 | 10695 | Residential | caiso
Average Per Premise | 1-in-2 | July Monthly System Peak Day | 100% Cycling | 11 | Average Per Premise1-in-2July Monthly System Peak Day100% Cycling11 | 0.84241 | 0.84241 | 74.3954 | 0 | 0 | 0 | 0 | 0 | 10695 | Residential | caiso
Average Per Device | 1-in-2 | July Monthly System Peak Day | 100% Cycling | 11 | Average Per Device1-in-2July Monthly System Peak Day100% Cycling11 | 0.68229 | 0.68229 | 74.3954 | 0 | 0 | 0 | 0 | 0 | 10695 | Residential | caiso
Aggregate | 1-in-2 | July Monthly System Peak Day | 100% Cycling | 11 | Aggregate1-in-2July Monthly System Peak Day100% Cycling11 | 9.0096 | 9.0096 | 74.3954 | 0 | 0 | 0 | 0 | 0 | 10695 | Residential | caiso
Average Per Ton | 1-in-2 | July Monthly System Peak Day | 50% Cycling | 11 | Average Per Ton1-in-2July Monthly System Peak Day50% Cycling11 | 0.26672 | 0.26672 | 74.8466 | 0 | 0 | 0 | 0 | 0 | 12331 | Residential | caiso
Average Per Premise | 1-in-2 | July Monthly System Peak Day | 50% Cycling | 11 | Average Per Premise1-in-2July Monthly System Peak Day50% Cycling11 | 1.0948 | 1.0948 | 74.8466 | 0 | 0 | 0 | 0 | 0 | 12331 | Residential | caiso
Average Per Device | 1-in-2 | July Monthly System Peak Day | 50% Cycling | 11 | Average Per Device1-in-2July Monthly System Peak Day50% Cycling11 | 0.93602 | 0.93602 | 74.8466 | 0 | 0 | 0 | 0 | 0 | 12331 | Residential | caiso
Aggregate | 1-in-2 | July Monthly System Peak Day | 50% Cycling | 11 | Aggregate1-in-2July Monthly System Peak Day50% Cycling11 | 13.5002 | 13.5002 | 74.8466 | 0 | 0 | 0 | 0 | 0 | 12331 | Residential | caiso
Average Per Ton | 1-in-2 | July Monthly System Peak Day | All | 11 | Average Per Ton1-in-2July Monthly System Peak DayAll11 | 0.23014 | 0.23014 | 74.637 | 0 | 0 | 0 | 0 | 0 | 23026 | Residential | caiso
Average Per Premise | 1-in-2 | July Monthly System Peak Day | All | 11 | Average Per Premise1-in-2July Monthly System Peak DayAll11 | 0.98495 | 0.98495 | 74.637 | 0 | 0 | 0 | 0 | 0 | 23026 | Residential | caiso
Average Per Device | 1-in-2 | July Monthly System Peak Day | All | 11 | Average Per Device1-in-2July Monthly System Peak DayAll11 | 0.82089 | 0.82089 | 74.637 | 0 | 0 | 0 | 0 | 0 | 23026 | Residential | caiso
Aggregate | 1-in-2 | July Monthly System Peak Day | All | 11 | Aggregate1-in-2July Monthly System Peak DayAll11 | 22.6795 | 22.6795 | 74.637 | 0 | 0 | 0 | 0 | 0 | 23026 | Residential | caiso
Average Per Ton | 1-in-2 | June Monthly System Peak Day | 100% Cycling | 11 | Average Per Ton1-in-2June Monthly System Peak Day100% Cycling11 | 0.16086 | 0.16086 | 76.3392 | 0 | 0 | 0 | 0 | 0 | 10695 | Residential | caiso
Average Per Premise | 1-in-2 | June Monthly System Peak Day | 100% Cycling | 11 | Average Per Premise1-in-2June Monthly System Peak Day100% Cycling11 | 0.7209 | 0.7209 | 76.3392 | 0 | 0 | 0 | 0 | 0 | 10695 | Residential | caiso
Average Per Device | 1-in-2 | June Monthly System Peak Day | 100% Cycling | 11 | Average Per Device1-in-2June Monthly System Peak Day100% Cycling11 | 0.58387 | 0.58387 | 76.3392 | 0 | 0 | 0 | 0 | 0 | 10695 | Residential | caiso
Aggregate | 1-in-2 | June Monthly System Peak Day | 100% Cycling | 11 | Aggregate1-in-2June Monthly System Peak Day100% Cycling11 | 7.71 | 7.71 | 76.3392 | 0 | 0 | 0 | 0 | 0 | 10695 | Residential | caiso
Average Per Ton | 1-in-2 | June Monthly System Peak Day | 50% Cycling | 11 | Average Per Ton1-in-2June Monthly System Peak Day50% Cycling11 | 0.23256 | 0.23256 | 77.084 | 0 | 0 | 0 | 0 | 0 | 12331 | Residential | caiso
Average Per Premise | 1-in-2 | June Monthly System Peak Day | 50% Cycling | 11 | Average Per Premise1-in-2June Monthly System Peak Day50% Cycling11 | 0.9546 | 0.9546 | 77.084 | 0 | 0 | 0 | 0 | 0 | 12331 | Residential | caiso
Average Per Device | 1-in-2 | June Monthly System Peak Day | 50% Cycling | 11 | Average Per Device1-in-2June Monthly System Peak Day50% Cycling11 | 0.81614 | 0.81614 | 77.084 | 0 | 0 | 0 | 0 | 0 | 12331 | Residential | caiso
Aggregate | 1-in-2 | June Monthly System Peak Day | 50% Cycling | 11 | Aggregate1-in-2June Monthly System Peak Day50% Cycling11 | 11.7712 | 11.7712 | 77.084 | 0 | 0 | 0 | 0 | 0 | 12331 | Residential | caiso
Average Per Ton | 1-in-2 | June Monthly System Peak Day | All | 11 | Average Per Ton1-in-2June Monthly System Peak DayAll11 | 0.19925 | 0.19925 | 76.738 | 0 | 0 | 0 | 0 | 0 | 23026 | Residential | caiso
Average Per Premise | 1-in-2 | June Monthly System Peak Day | All | 11 | Average Per Premise1-in-2June Monthly System Peak DayAll11 | 0.85277 | 0.85277 | 76.738 | 0 | 0 | 0 | 0 | 0 | 23026 | Residential | caiso
Average Per Device | 1-in-2 | June Monthly System Peak Day | All | 11 | Average Per Device1-in-2June Monthly System Peak DayAll11 | 0.71072 | 0.71072 | 76.738 | 0 | 0 | 0 | 0 | 0 | 23026 | Residential | caiso
Aggregate | 1-in-2 | June Monthly System Peak Day | All | 11 | Aggregate1-in-2June Monthly System Peak DayAll11 | 19.6358 | 19.6358 | 76.738 | 0 | 0 | 0 | 0 | 0 | 23026 | Residential | caiso
Average Per Ton | 1-in-2 | May Monthly System Peak Day | 100% Cycling | 11 | Average Per Ton1-in-2May Monthly System Peak Day100% Cycling11 | 0.12196 | 0.12196 | 69.3718 | 0 | 0 | 0 | 0 | 0 | 10695 | Residential | caiso
Average Per Premise | 1-in-2 | May Monthly System Peak Day | 100% Cycling | 11 | Average Per Premise1-in-2May Monthly System Peak Day100% Cycling11 | 0.54658 | 0.54658 | 69.3718 | 0 | 0 | 0 | 0 | 0 | 10695 | Residential | caiso
Average Per Device | 1-in-2 | May Monthly System Peak Day | 100% Cycling | 11 | Average Per Device1-in-2May Monthly System Peak Day100% Cycling11 | 0.44268 | 0.44268 | 69.3718 | 0 | 0 | 0 | 0 | 0 | 10695 | Residential | caiso
Aggregate | 1-in-2 | May Monthly System Peak Day | 100% Cycling | 11 | Aggregate1-in-2May Monthly System Peak Day100% Cycling11 | 5.8456 | 5.8456 | 69.3718 | 0 | 0 | 0 | 0 | 0 | 10695 | Residential | caiso
Average Per Ton | 1-in-2 | May Monthly System Peak Day | 50% Cycling | 11 | Average Per Ton1-in-2May Monthly System Peak Day50% Cycling11 | 0.18412 | 0.18412 | 69.9674 | 0 | 0 | 0 | 0 | 0 | 12331 | Residential | caiso
Average Per Premise | 1-in-2 | May Monthly System Peak Day | 50% Cycling | 11 | Average Per Premise1-in-2May Monthly System Peak Day50% Cycling11 | 0.75578 | 0.75578 | 69.9674 | 0 | 0 | 0 | 0 | 0 | 12331 | Residential | caiso
Average Per Device | 1-in-2 | May Monthly System Peak Day | 50% Cycling | 11 | Average Per Device1-in-2May Monthly System Peak Day50% Cycling11 | 0.64616 | 0.64616 | 69.9674 | 0 | 0 | 0 | 0 | 0 | 12331 | Residential | caiso
Aggregate | 1-in-2 | May Monthly System Peak Day | 50% Cycling | 11 | Aggregate1-in-2May Monthly System Peak Day50% Cycling11 | 9.3195 | 9.3195 | 69.9674 | 0 | 0 | 0 | 0 | 0 | 12331 | Residential | caiso
Average Per Ton | 1-in-2 | May Monthly System Peak Day | All | 11 | Average Per Ton1-in-2May Monthly System Peak DayAll11 | 0.15525 | 0.15525 | 69.6908 | 0 | 0 | 0 | 0 | 0 | 23026 | Residential | caiso
Average Per Premise | 1-in-2 | May Monthly System Peak Day | All | 11 | Average Per Premise1-in-2May Monthly System Peak DayAll11 | 0.66443 | 0.66443 | 69.6908 | 0 | 0 | 0 | 0 | 0 | 23026 | Residential | caiso
Average Per Device | 1-in-2 | May Monthly System Peak Day | All | 11 | Average Per Device1-in-2May Monthly System Peak DayAll11 | 0.55376 | 0.55376 | 69.6908 | 0 | 0 | 0 | 0 | 0 | 23026 | Residential | caiso
Aggregate | 1-in-2 | May Monthly System Peak Day | All | 11 | Aggregate1-in-2May Monthly System Peak DayAll11 | 15.2992 | 15.2992 | 69.6908 | 0 | 0 | 0 | 0 | 0 | 23026 | Residential | caiso
Average Per Ton | 1-in-2 | October Monthly System Peak Day | 100% Cycling | 11 | Average Per Ton1-in-2October Monthly System Peak Day100% Cycling11 | 0.15185 | 0.15185 | 72.3715 | 0 | 0 | 0 | 0 | 0 | 10695 | Residential | caiso
Average Per Premise | 1-in-2 | October Monthly System Peak Day | 100% Cycling | 11 | Average Per Premise1-in-2October Monthly System Peak Day100% Cycling11 | 0.68052 | 0.68052 | 72.3715 | 0 | 0 | 0 | 0 | 0 | 10695 | Residential | caiso
Average Per Device | 1-in-2 | October Monthly System Peak Day | 100% Cycling | 11 | Average Per Device1-in-2October Monthly System Peak Day100% Cycling11 | 0.55117 | 0.55117 | 72.3715 | 0 | 0 | 0 | 0 | 0 | 10695 | Residential | caiso
Aggregate | 1-in-2 | October Monthly System Peak Day | 100% Cycling | 11 | Aggregate1-in-2October Monthly System Peak Day100% Cycling11 | 7.2782 | 7.2782 | 72.3715 | 0 | 0 | 0 | 0 | 0 | 10695 | Residential | caiso
Average Per Ton | 1-in-2 | October Monthly System Peak Day | 50% Cycling | 11 | Average Per Ton1-in-2October Monthly System Peak Day50% Cycling11 | 0.21909 | 0.21909 | 72.7033 | 0 | 0 | 0 | 0 | 0 | 12331 | Residential | caiso
Average Per Premise | 1-in-2 | October Monthly System Peak Day | 50% Cycling | 11 | Average Per Premise1-in-2October Monthly System Peak Day50% Cycling11 | 0.89931 | 0.89931 | 72.7033 | 0 | 0 | 0 | 0 | 0 | 12331 | Residential | caiso
Average Per Device | 1-in-2 | October Monthly System Peak Day | 50% Cycling | 11 | Average Per Device1-in-2October Monthly System Peak Day50% Cycling11 | 0.76887 | 0.76887 | 72.7033 | 0 | 0 | 0 | 0 | 0 | 12331 | Residential | caiso
Aggregate | 1-in-2 | October Monthly System Peak Day | 50% Cycling | 11 | Aggregate1-in-2October Monthly System Peak Day50% Cycling11 | 11.0893 | 11.0893 | 72.7033 | 0 | 0 | 0 | 0 | 0 | 12331 | Residential | caiso
Average Per Ton | 1-in-2 | October Monthly System Peak Day | All | 11 | Average Per Ton1-in-2October Monthly System Peak DayAll11 | 0.18785 | 0.18785 | 72.5492 | 0 | 0 | 0 | 0 | 0 | 23026 | Residential | caiso
Average Per Premise | 1-in-2 | October Monthly System Peak Day | All | 11 | Average Per Premise1-in-2October Monthly System Peak DayAll11 | 0.80398 | 0.80398 | 72.5492 | 0 | 0 | 0 | 0 | 0 | 23026 | Residential | caiso
Average Per Device | 1-in-2 | October Monthly System Peak Day | All | 11 | Average Per Device1-in-2October Monthly System Peak DayAll11 | 0.67006 | 0.67006 | 72.5492 | 0 | 0 | 0 | 0 | 0 | 23026 | Residential | caiso
Aggregate | 1-in-2 | October Monthly System Peak Day | All | 11 | Aggregate1-in-2October Monthly System Peak DayAll11 | 18.5125 | 18.5125 | 72.5492 | 0 | 0 | 0 | 0 | 0 | 23026 | Residential | caiso
Average Per Ton | 1-in-2 | September Monthly System Peak Day | 100% Cycling | 11 | Average Per Ton1-in-2September Monthly System Peak Day100% Cycling11 | 0.24302 | 0.24302 | 84.7957 | 0 | 0 | 0 | 0 | 0 | 10695 | Residential | caiso
Average Per Premise | 1-in-2 | September Monthly System Peak Day | 100% Cycling | 11 | Average Per Premise1-in-2September Monthly System Peak Day100% Cycling11 | 1.0891 | 1.0891 | 84.7957 | 0 | 0 | 0 | 0 | 0 | 10695 | Residential | caiso
Average Per Device | 1-in-2 | September Monthly System Peak Day | 100% Cycling | 11 | Average Per Device1-in-2September Monthly System Peak Day100% Cycling11 | 0.88209 | 0.88209 | 84.7957 | 0 | 0 | 0 | 0 | 0 | 10695 | Residential | caiso
Aggregate | 1-in-2 | September Monthly System Peak Day | 100% Cycling | 11 | Aggregate1-in-2September Monthly System Peak Day100% Cycling11 | 11.648 | 11.648 | 84.7957 | 0 | 0 | 0 | 0 | 0 | 10695 | Residential | caiso
Average Per Ton | 1-in-2 | September Monthly System Peak Day | 50% Cycling | 11 | Average Per Ton1-in-2September Monthly System Peak Day50% Cycling11 | 0.33985 | 0.33985 | 85.9594 | 0 | 0 | 0 | 0 | 0 | 12331 | Residential | caiso
Average Per Premise | 1-in-2 | September Monthly System Peak Day | 50% Cycling | 11 | Average Per Premise1-in-2September Monthly System Peak Day50% Cycling11 | 1.395 | 1.395 | 85.9594 | 0 | 0 | 0 | 0 | 0 | 12331 | Residential | caiso
Average Per Device | 1-in-2 | September Monthly System Peak Day | 50% Cycling | 11 | Average Per Device1-in-2September Monthly System Peak Day50% Cycling11 | 1.1927 | 1.1927 | 85.9594 | 0 | 0 | 0 | 0 | 0 | 12331 | Residential | caiso
Aggregate | 1-in-2 | September Monthly System Peak Day | 50% Cycling | 11 | Aggregate1-in-2September Monthly System Peak Day50% Cycling11 | 17.202 | 17.202 | 85.9594 | 0 | 0 | 0 | 0 | 0 | 12331 | Residential | caiso
Average Per Ton | 1-in-2 | September Monthly System Peak Day | All | 11 | Average Per Ton1-in-2September Monthly System Peak DayAll11 | 0.29487 | 0.29487 | 85.4188 | 0 | 0 | 0 | 0 | 0 | 23026 | Residential | caiso
Average Per Premise | 1-in-2 | September Monthly System Peak Day | All | 11 | Average Per Premise1-in-2September Monthly System Peak DayAll11 | 1.262 | 1.262 | 85.4188 | 0 | 0 | 0 | 0 | 0 | 23026 | Residential | caiso
Average Per Device | 1-in-2 | September Monthly System Peak Day | All | 11 | Average Per Device1-in-2September Monthly System Peak DayAll11 | 1.0518 | 1.0518 | 85.4188 | 0 | 0 | 0 | 0 | 0 | 23026 | Residential | caiso
Aggregate | 1-in-2 | September Monthly System Peak Day | All | 11 | Aggregate1-in-2September Monthly System Peak DayAll11 | 29.0588 | 29.0588 | 85.4188 | 0 | 0 | 0 | 0 | 0 | 23026 | Residential | caiso
Average Per Ton | 1-in-2 | August Monthly System Peak Day | 100% Cycling | 12 | Average Per Ton1-in-2August Monthly System Peak Day100% Cycling12 | 0.27237 | 0.27237 | 86.7444 | 0 | 0 | 0 | 0 | 0 | 10695 | Residential | caiso
Average Per Premise | 1-in-2 | August Monthly System Peak Day | 100% Cycling | 12 | Average Per Premise1-in-2August Monthly System Peak Day100% Cycling12 | 1.2207 | 1.2207 | 86.7444 | 0 | 0 | 0 | 0 | 0 | 10695 | Residential | caiso
Average Per Device | 1-in-2 | August Monthly System Peak Day | 100% Cycling | 12 | Average Per Device1-in-2August Monthly System Peak Day100% Cycling12 | 0.98864 | 0.98864 | 86.7444 | 0 | 0 | 0 | 0 | 0 | 10695 | Residential | caiso
Aggregate | 1-in-2 | August Monthly System Peak Day | 100% Cycling | 12 | Aggregate1-in-2August Monthly System Peak Day100% Cycling12 | 13.055 | 13.055 | 86.7444 | 0 | 0 | 0 | 0 | 0 | 10695 | Residential | caiso
Average Per Ton | 1-in-2 | August Monthly System Peak Day | 50% Cycling | 12 | Average Per Ton1-in-2August Monthly System Peak Day50% Cycling12 | 0.39802 | 0.39802 | 87.6712 | 0 | 0 | 0 | 0 | 0 | 12331 | Residential | caiso
Average Per Premise | 1-in-2 | August Monthly System Peak Day | 50% Cycling | 12 | Average Per Premise1-in-2August Monthly System Peak Day50% Cycling12 | 1.6338 | 1.6338 | 87.6712 | 0 | 0 | 0 | 0 | 0 | 12331 | Residential | caiso
Average Per Device | 1-in-2 | August Monthly System Peak Day | 50% Cycling | 12 | Average Per Device1-in-2August Monthly System Peak Day50% Cycling12 | 1.3968 | 1.3968 | 87.6712 | 0 | 0 | 0 | 0 | 0 | 12331 | Residential | caiso
Aggregate | 1-in-2 | August Monthly System Peak Day | 50% Cycling | 12 | Aggregate1-in-2August Monthly System Peak Day50% Cycling12 | 20.1463 | 20.1463 | 87.6712 | 0 | 0 | 0 | 0 | 0 | 12331 | Residential | caiso
Average Per Ton | 1-in-2 | August Monthly System Peak Day | All | 12 | Average Per Ton1-in-2August Monthly System Peak DayAll12 | 0.33966 | 0.33966 | 87.2407 | 0 | 0 | 0 | 0 | 0 | 23026 | Residential | caiso
Average Per Premise | 1-in-2 | August Monthly System Peak Day | All | 12 | Average Per Premise1-in-2August Monthly System Peak DayAll12 | 1.4537 | 1.4537 | 87.2407 | 0 | 0 | 0 | 0 | 0 | 23026 | Residential | caiso
Average Per Device | 1-in-2 | August Monthly System Peak Day | All | 12 | Average Per Device1-in-2August Monthly System Peak DayAll12 | 1.2115 | 1.2115 | 87.2407 | 0 | 0 | 0 | 0 | 0 | 23026 | Residential | caiso
Aggregate | 1-in-2 | August Monthly System Peak Day | All | 12 | Aggregate1-in-2August Monthly System Peak DayAll12 | 33.4722 | 33.4722 | 87.2407 | 0 | 0 | 0 | 0 | 0 | 23026 | Residential | caiso
Average Per Ton | 1-in-2 | August Typical Event Day | 100% Cycling | 12 | Average Per Ton1-in-2August Typical Event Day100% Cycling12 | 0.23879 | 0.23879 | 81.7017 | 0 | 0 | 0 | 0 | 0 | 10695 | Residential | caiso
Average Per Premise | 1-in-2 | August Typical Event Day | 100% Cycling | 12 | Average Per Premise1-in-2August Typical Event Day100% Cycling12 | 1.0702 | 1.0702 | 81.7017 | 0 | 0 | 0 | 0 | 0 | 10695 | Residential | caiso
Average Per Device | 1-in-2 | August Typical Event Day | 100% Cycling | 12 | Average Per Device1-in-2August Typical Event Day100% Cycling12 | 0.86676 | 0.86676 | 81.7017 | 0 | 0 | 0 | 0 | 0 | 10695 | Residential | caiso
Aggregate | 1-in-2 | August Typical Event Day | 100% Cycling | 12 | Aggregate1-in-2August Typical Event Day100% Cycling12 | 11.4455 | 11.4455 | 81.7017 | 0 | 0 | 0 | 0 | 0 | 10695 | Residential | caiso
Average Per Ton | 1-in-2 | August Typical Event Day | 50% Cycling | 12 | Average Per Ton1-in-2August Typical Event Day50% Cycling12 | 0.35269 | 0.35269 | 82.6181 | 0 | 0 | 0 | 0 | 0 | 12331 | Residential | caiso
Average Per Premise | 1-in-2 | August Typical Event Day | 50% Cycling | 12 | Average Per Premise1-in-2August Typical Event Day50% Cycling12 | 1.4477 | 1.4477 | 82.6181 | 0 | 0 | 0 | 0 | 0 | 12331 | Residential | caiso
Average Per Device | 1-in-2 | August Typical Event Day | 50% Cycling | 12 | Average Per Device1-in-2August Typical Event Day50% Cycling12 | 1.2377 | 1.2377 | 82.6181 | 0 | 0 | 0 | 0 | 0 | 12331 | Residential | caiso
Aggregate | 1-in-2 | August Typical Event Day | 50% Cycling | 12 | Aggregate1-in-2August Typical Event Day50% Cycling12 | 17.8519 | 17.8519 | 82.6181 | 0 | 0 | 0 | 0 | 0 | 12331 | Residential | caiso
Average Per Ton | 1-in-2 | August Typical Event Day | All | 12 | Average Per Ton1-in-2August Typical Event DayAll12 | 0.29978 | 0.29978 | 82.1924 | 0 | 0 | 0 | 0 | 0 | 23026 | Residential | caiso
Average Per Premise | 1-in-2 | August Typical Event Day | All | 12 | Average Per Premise1-in-2August Typical Event DayAll12 | 1.283 | 1.283 | 82.1924 | 0 | 0 | 0 | 0 | 0 | 23026 | Residential | caiso
Average Per Device | 1-in-2 | August Typical Event Day | All | 12 | Average Per Device1-in-2August Typical Event DayAll12 | 1.0693 | 1.0693 | 82.1924 | 0 | 0 | 0 | 0 | 0 | 23026 | Residential | caiso
Aggregate | 1-in-2 | August Typical Event Day | All | 12 | Aggregate1-in-2August Typical Event DayAll12 | 29.5429 | 29.5429 | 82.1924 | 0 | 0 | 0 | 0 | 0 | 23026 | Residential | caiso
Average Per Ton | 1-in-2 | July Monthly System Peak Day | 100% Cycling | 12 | Average Per Ton1-in-2July Monthly System Peak Day100% Cycling12 | 0.21686 | 0.21686 | 76.1817 | 0 | 0 | 0 | 0 | 0 | 10695 | Residential | caiso
Average Per Premise | 1-in-2 | July Monthly System Peak Day | 100% Cycling | 12 | Average Per Premise1-in-2July Monthly System Peak Day100% Cycling12 | 0.97187 | 0.97187 | 76.1817 | 0 | 0 | 0 | 0 | 0 | 10695 | Residential | caiso
Average Per Device | 1-in-2 | July Monthly System Peak Day | 100% Cycling | 12 | Average Per Device1-in-2July Monthly System Peak Day100% Cycling12 | 0.78714 | 0.78714 | 76.1817 | 0 | 0 | 0 | 0 | 0 | 10695 | Residential | caiso
Aggregate | 1-in-2 | July Monthly System Peak Day | 100% Cycling | 12 | Aggregate1-in-2July Monthly System Peak Day100% Cycling12 | 10.3941 | 10.3941 | 76.1817 | 0 | 0 | 0 | 0 | 0 | 10695 | Residential | caiso
Average Per Ton | 1-in-2 | July Monthly System Peak Day | 50% Cycling | 12 | Average Per Ton1-in-2July Monthly System Peak Day50% Cycling12 | 0.3219 | 0.3219 | 76.7457 | 0 | 0 | 0 | 0 | 0 | 12331 | Residential | caiso
Average Per Premise | 1-in-2 | July Monthly System Peak Day | 50% Cycling | 12 | Average Per Premise1-in-2July Monthly System Peak Day50% Cycling12 | 1.3213 | 1.3213 | 76.7457 | 0 | 0 | 0 | 0 | 0 | 12331 | Residential | caiso
Average Per Device | 1-in-2 | July Monthly System Peak Day | 50% Cycling | 12 | Average Per Device1-in-2July Monthly System Peak Day50% Cycling12 | 1.1297 | 1.1297 | 76.7457 | 0 | 0 | 0 | 0 | 0 | 12331 | Residential | caiso
Aggregate | 1-in-2 | July Monthly System Peak Day | 50% Cycling | 12 | Aggregate1-in-2July Monthly System Peak Day50% Cycling12 | 16.2934 | 16.2934 | 76.7457 | 0 | 0 | 0 | 0 | 0 | 12331 | Residential | caiso
Average Per Ton | 1-in-2 | July Monthly System Peak Day | All | 12 | Average Per Ton1-in-2July Monthly System Peak DayAll12 | 0.27311 | 0.27311 | 76.4837 | 0 | 0 | 0 | 0 | 0 | 23026 | Residential | caiso
Average Per Premise | 1-in-2 | July Monthly System Peak Day | All | 12 | Average Per Premise1-in-2July Monthly System Peak DayAll12 | 1.1689 | 1.1689 | 76.4837 | 0 | 0 | 0 | 0 | 0 | 23026 | Residential | caiso
Average Per Device | 1-in-2 | July Monthly System Peak Day | All | 12 | Average Per Device1-in-2July Monthly System Peak DayAll12 | 0.97416 | 0.97416 | 76.4837 | 0 | 0 | 0 | 0 | 0 | 23026 | Residential | caiso
Aggregate | 1-in-2 | July Monthly System Peak Day | All | 12 | Aggregate1-in-2July Monthly System Peak DayAll12 | 26.914 | 26.914 | 76.4837 | 0 | 0 | 0 | 0 | 0 | 23026 | Residential | caiso
Average Per Ton | 1-in-2 | June Monthly System Peak Day | 100% Cycling | 12 | Average Per Ton1-in-2June Monthly System Peak Day100% Cycling12 | 0.18558 | 0.18558 | 76.5133 | 0 | 0 | 0 | 0 | 0 | 10695 | Residential | caiso
Average Per Premise | 1-in-2 | June Monthly System Peak Day | 100% Cycling | 12 | Average Per Premise1-in-2June Monthly System Peak Day100% Cycling12 | 0.83168 | 0.83168 | 76.5133 | 0 | 0 | 0 | 0 | 0 | 10695 | Residential | caiso
Average Per Device | 1-in-2 | June Monthly System Peak Day | 100% Cycling | 12 | Average Per Device1-in-2June Monthly System Peak Day100% Cycling12 | 0.67359 | 0.67359 | 76.5133 | 0 | 0 | 0 | 0 | 0 | 10695 | Residential | caiso
Aggregate | 1-in-2 | June Monthly System Peak Day | 100% Cycling | 12 | Aggregate1-in-2June Monthly System Peak Day100% Cycling12 | 8.8948 | 8.8948 | 76.5133 | 0 | 0 | 0 | 0 | 0 | 10695 | Residential | caiso
Average Per Ton | 1-in-2 | June Monthly System Peak Day | 50% Cycling | 12 | Average Per Ton1-in-2June Monthly System Peak Day50% Cycling12 | 0.28067 | 0.28067 | 77.1662 | 0 | 0 | 0 | 0 | 0 | 12331 | Residential | caiso
Average Per Premise | 1-in-2 | June Monthly System Peak Day | 50% Cycling | 12 | Average Per Premise1-in-2June Monthly System Peak Day50% Cycling12 | 1.1521 | 1.1521 | 77.1662 | 0 | 0 | 0 | 0 | 0 | 12331 | Residential | caiso
Average Per Device | 1-in-2 | June Monthly System Peak Day | 50% Cycling | 12 | Average Per Device1-in-2June Monthly System Peak Day50% Cycling12 | 0.985 | 0.985 | 77.1662 | 0 | 0 | 0 | 0 | 0 | 12331 | Residential | caiso
Aggregate | 1-in-2 | June Monthly System Peak Day | 50% Cycling | 12 | Aggregate1-in-2June Monthly System Peak Day50% Cycling12 | 14.2067 | 14.2067 | 77.1662 | 0 | 0 | 0 | 0 | 0 | 12331 | Residential | caiso
Average Per Ton | 1-in-2 | June Monthly System Peak Day | All | 12 | Average Per Ton1-in-2June Monthly System Peak DayAll12 | 0.2365 | 0.2365 | 76.8629 | 0 | 0 | 0 | 0 | 0 | 23026 | Residential | caiso
Average Per Premise | 1-in-2 | June Monthly System Peak Day | All | 12 | Average Per Premise1-in-2June Monthly System Peak DayAll12 | 1.0122 | 1.0122 | 76.8629 | 0 | 0 | 0 | 0 | 0 | 23026 | Residential | caiso
Average Per Device | 1-in-2 | June Monthly System Peak Day | All | 12 | Average Per Device1-in-2June Monthly System Peak DayAll12 | 0.84358 | 0.84358 | 76.8629 | 0 | 0 | 0 | 0 | 0 | 23026 | Residential | caiso
Aggregate | 1-in-2 | June Monthly System Peak Day | All | 12 | Aggregate1-in-2June Monthly System Peak DayAll12 | 23.3065 | 23.3065 | 76.8629 | 0 | 0 | 0 | 0 | 0 | 23026 | Residential | caiso
Average Per Ton | 1-in-2 | May Monthly System Peak Day | 100% Cycling | 12 | Average Per Ton1-in-2May Monthly System Peak Day100% Cycling12 | 0.1407 | 0.1407 | 71.3279 | 0 | 0 | 0 | 0 | 0 | 10695 | Residential | caiso
Average Per Premise | 1-in-2 | May Monthly System Peak Day | 100% Cycling | 12 | Average Per Premise1-in-2May Monthly System Peak Day100% Cycling12 | 0.63057 | 0.63057 | 71.3279 | 0 | 0 | 0 | 0 | 0 | 10695 | Residential | caiso
Average Per Device | 1-in-2 | May Monthly System Peak Day | 100% Cycling | 12 | Average Per Device1-in-2May Monthly System Peak Day100% Cycling12 | 0.51071 | 0.51071 | 71.3279 | 0 | 0 | 0 | 0 | 0 | 10695 | Residential | caiso
Aggregate | 1-in-2 | May Monthly System Peak Day | 100% Cycling | 12 | Aggregate1-in-2May Monthly System Peak Day100% Cycling12 | 6.744 | 6.744 | 71.3279 | 0 | 0 | 0 | 0 | 0 | 10695 | Residential | caiso
Average Per Ton | 1-in-2 | May Monthly System Peak Day | 50% Cycling | 12 | Average Per Ton1-in-2May Monthly System Peak Day50% Cycling12 | 0.22222 | 0.22222 | 72.0787 | 0 | 0 | 0 | 0 | 0 | 12331 | Residential | caiso
Average Per Premise | 1-in-2 | May Monthly System Peak Day | 50% Cycling | 12 | Average Per Premise1-in-2May Monthly System Peak Day50% Cycling12 | 0.91215 | 0.91215 | 72.0787 | 0 | 0 | 0 | 0 | 0 | 12331 | Residential | caiso
Average Per Device | 1-in-2 | May Monthly System Peak Day | 50% Cycling | 12 | Average Per Device1-in-2May Monthly System Peak Day50% Cycling12 | 0.77985 | 0.77985 | 72.0787 | 0 | 0 | 0 | 0 | 0 | 12331 | Residential | caiso
Aggregate | 1-in-2 | May Monthly System Peak Day | 50% Cycling | 12 | Aggregate1-in-2May Monthly System Peak Day50% Cycling12 | 11.2478 | 11.2478 | 72.0787 | 0 | 0 | 0 | 0 | 0 | 12331 | Residential | caiso
Average Per Ton | 1-in-2 | May Monthly System Peak Day | All | 12 | Average Per Ton1-in-2May Monthly System Peak DayAll12 | 0.18435 | 0.18435 | 71.7299 | 0 | 0 | 0 | 0 | 0 | 23026 | Residential | caiso
Average Per Premise | 1-in-2 | May Monthly System Peak Day | All | 12 | Average Per Premise1-in-2May Monthly System Peak DayAll12 | 0.789 | 0.789 | 71.7299 | 0 | 0 | 0 | 0 | 0 | 23026 | Residential | caiso
Average Per Device | 1-in-2 | May Monthly System Peak Day | All | 12 | Average Per Device1-in-2May Monthly System Peak DayAll12 | 0.65757 | 0.65757 | 71.7299 | 0 | 0 | 0 | 0 | 0 | 23026 | Residential | caiso
Aggregate | 1-in-2 | May Monthly System Peak Day | All | 12 | Aggregate1-in-2May Monthly System Peak DayAll12 | 18.1675 | 18.1675 | 71.7299 | 0 | 0 | 0 | 0 | 0 | 23026 | Residential | caiso
Average Per Ton | 1-in-2 | October Monthly System Peak Day | 100% Cycling | 12 | Average Per Ton1-in-2October Monthly System Peak Day100% Cycling12 | 0.17518 | 0.17518 | 76.5437 | 0 | 0 | 0 | 0 | 0 | 10695 | Residential | caiso
Average Per Premise | 1-in-2 | October Monthly System Peak Day | 100% Cycling | 12 | Average Per Premise1-in-2October Monthly System Peak Day100% Cycling12 | 0.7851 | 0.7851 | 76.5437 | 0 | 0 | 0 | 0 | 0 | 10695 | Residential | caiso
Average Per Device | 1-in-2 | October Monthly System Peak Day | 100% Cycling | 12 | Average Per Device1-in-2October Monthly System Peak Day100% Cycling12 | 0.63587 | 0.63587 | 76.5437 | 0 | 0 | 0 | 0 | 0 | 10695 | Residential | caiso
Aggregate | 1-in-2 | October Monthly System Peak Day | 100% Cycling | 12 | Aggregate1-in-2October Monthly System Peak Day100% Cycling12 | 8.3966 | 8.3966 | 76.5437 | 0 | 0 | 0 | 0 | 0 | 10695 | Residential | caiso
Average Per Ton | 1-in-2 | October Monthly System Peak Day | 50% Cycling | 12 | Average Per Ton1-in-2October Monthly System Peak Day50% Cycling12 | 0.26442 | 0.26442 | 77.0485 | 0 | 0 | 0 | 0 | 0 | 12331 | Residential | caiso
Average Per Premise | 1-in-2 | October Monthly System Peak Day | 50% Cycling | 12 | Average Per Premise1-in-2October Monthly System Peak Day50% Cycling12 | 1.0854 | 1.0854 | 77.0485 | 0 | 0 | 0 | 0 | 0 | 12331 | Residential | caiso
Average Per Device | 1-in-2 | October Monthly System Peak Day | 50% Cycling | 12 | Average Per Device1-in-2October Monthly System Peak Day50% Cycling12 | 0.92794 | 0.92794 | 77.0485 | 0 | 0 | 0 | 0 | 0 | 12331 | Residential | caiso
Aggregate | 1-in-2 | October Monthly System Peak Day | 50% Cycling | 12 | Aggregate1-in-2October Monthly System Peak Day50% Cycling12 | 13.3837 | 13.3837 | 77.0485 | 0 | 0 | 0 | 0 | 0 | 12331 | Residential | caiso
Average Per Ton | 1-in-2 | October Monthly System Peak Day | All | 12 | Average Per Ton1-in-2October Monthly System Peak DayAll12 | 0.22297 | 0.22297 | 76.814 | 0 | 0 | 0 | 0 | 0 | 23026 | Residential | caiso
Average Per Premise | 1-in-2 | October Monthly System Peak Day | All | 12 | Average Per Premise1-in-2October Monthly System Peak DayAll12 | 0.95426 | 0.95426 | 76.814 | 0 | 0 | 0 | 0 | 0 | 23026 | Residential | caiso
Average Per Device | 1-in-2 | October Monthly System Peak Day | All | 12 | Average Per Device1-in-2October Monthly System Peak DayAll12 | 0.79531 | 0.79531 | 76.814 | 0 | 0 | 0 | 0 | 0 | 23026 | Residential | caiso
Aggregate | 1-in-2 | October Monthly System Peak Day | All | 12 | Aggregate1-in-2October Monthly System Peak DayAll12 | 21.9728 | 21.9728 | 76.814 | 0 | 0 | 0 | 0 | 0 | 23026 | Residential | caiso
Average Per Ton | 1-in-2 | September Monthly System Peak Day | 100% Cycling | 12 | Average Per Ton1-in-2September Monthly System Peak Day100% Cycling12 | 0.28036 | 0.28036 | 87.3674 | 0 | 0 | 0 | 0 | 0 | 10695 | Residential | caiso
Average Per Premise | 1-in-2 | September Monthly System Peak Day | 100% Cycling | 12 | Average Per Premise1-in-2September Monthly System Peak Day100% Cycling12 | 1.2565 | 1.2565 | 87.3674 | 0 | 0 | 0 | 0 | 0 | 10695 | Residential | caiso
Average Per Device | 1-in-2 | September Monthly System Peak Day | 100% Cycling | 12 | Average Per Device1-in-2September Monthly System Peak Day100% Cycling12 | 1.0177 | 1.0177 | 87.3674 | 0 | 0 | 0 | 0 | 0 | 10695 | Residential | caiso
Aggregate | 1-in-2 | September Monthly System Peak Day | 100% Cycling | 12 | Aggregate1-in-2September Monthly System Peak Day100% Cycling12 | 13.4381 | 13.4381 | 87.3674 | 0 | 0 | 0 | 0 | 0 | 10695 | Residential | caiso
Average Per Ton | 1-in-2 | September Monthly System Peak Day | 50% Cycling | 12 | Average Per Ton1-in-2September Monthly System Peak Day50% Cycling12 | 0.41017 | 0.41017 | 88.8892 | 0 | 0 | 0 | 0 | 0 | 12331 | Residential | caiso
Average Per Premise | 1-in-2 | September Monthly System Peak Day | 50% Cycling | 12 | Average Per Premise1-in-2September Monthly System Peak Day50% Cycling12 | 1.6837 | 1.6837 | 88.8892 | 0 | 0 | 0 | 0 | 0 | 12331 | Residential | caiso
Average Per Device | 1-in-2 | September Monthly System Peak Day | 50% Cycling | 12 | Average Per Device1-in-2September Monthly System Peak Day50% Cycling12 | 1.4394 | 1.4394 | 88.8892 | 0 | 0 | 0 | 0 | 0 | 12331 | Residential | caiso
Aggregate | 1-in-2 | September Monthly System Peak Day | 50% Cycling | 12 | Aggregate1-in-2September Monthly System Peak Day50% Cycling12 | 20.7611 | 20.7611 | 88.8892 | 0 | 0 | 0 | 0 | 0 | 12331 | Residential | caiso
Average Per Ton | 1-in-2 | September Monthly System Peak Day | All | 12 | Average Per Ton1-in-2September Monthly System Peak DayAll12 | 0.34987 | 0.34987 | 88.1823 | 0 | 0 | 0 | 0 | 0 | 23026 | Residential | caiso
Average Per Premise | 1-in-2 | September Monthly System Peak Day | All | 12 | Average Per Premise1-in-2September Monthly System Peak DayAll12 | 1.4974 | 1.4974 | 88.1823 | 0 | 0 | 0 | 0 | 0 | 23026 | Residential | caiso
Average Per Device | 1-in-2 | September Monthly System Peak Day | All | 12 | Average Per Device1-in-2September Monthly System Peak DayAll12 | 1.248 | 1.248 | 88.1823 | 0 | 0 | 0 | 0 | 0 | 23026 | Residential | caiso
Aggregate | 1-in-2 | September Monthly System Peak Day | All | 12 | Aggregate1-in-2September Monthly System Peak DayAll12 | 34.479 | 34.479 | 88.1823 | 0 | 0 | 0 | 0 | 0 | 23026 | Residential | caiso
Average Per Ton | 1-in-2 | August Monthly System Peak Day | 100% Cycling | 13 | Average Per Ton1-in-2August Monthly System Peak Day100% Cycling13 | 0.31546 | 0.31546 | 88.2118 | 0 | 0 | 0 | 0 | 0 | 10695 | Residential | caiso
Average Per Premise | 1-in-2 | August Monthly System Peak Day | 100% Cycling | 13 | Average Per Premise1-in-2August Monthly System Peak Day100% Cycling13 | 1.4138 | 1.4138 | 88.2118 | 0 | 0 | 0 | 0 | 0 | 10695 | Residential | caiso
Average Per Device | 1-in-2 | August Monthly System Peak Day | 100% Cycling | 13 | Average Per Device1-in-2August Monthly System Peak Day100% Cycling13 | 1.1451 | 1.1451 | 88.2118 | 0 | 0 | 0 | 0 | 0 | 10695 | Residential | caiso
Aggregate | 1-in-2 | August Monthly System Peak Day | 100% Cycling | 13 | Aggregate1-in-2August Monthly System Peak Day100% Cycling13 | 15.1205 | 15.1205 | 88.2118 | 0 | 0 | 0 | 0 | 0 | 10695 | Residential | caiso
Average Per Ton | 1-in-2 | August Monthly System Peak Day | 50% Cycling | 13 | Average Per Ton1-in-2August Monthly System Peak Day50% Cycling13 | 0.46785 | 0.46785 | 89.2878 | 0 | 0 | 0 | 0 | 0 | 12331 | Residential | caiso
Average Per Premise | 1-in-2 | August Monthly System Peak Day | 50% Cycling | 13 | Average Per Premise1-in-2August Monthly System Peak Day50% Cycling13 | 1.9204 | 1.9204 | 89.2878 | 0 | 0 | 0 | 0 | 0 | 12331 | Residential | caiso
Average Per Device | 1-in-2 | August Monthly System Peak Day | 50% Cycling | 13 | Average Per Device1-in-2August Monthly System Peak Day50% Cycling13 | 1.6419 | 1.6419 | 89.2878 | 0 | 0 | 0 | 0 | 0 | 12331 | Residential | caiso
Aggregate | 1-in-2 | August Monthly System Peak Day | 50% Cycling | 13 | Aggregate1-in-2August Monthly System Peak Day50% Cycling13 | 23.6808 | 23.6808 | 89.2878 | 0 | 0 | 0 | 0 | 0 | 12331 | Residential | caiso
Average Per Ton | 1-in-2 | August Monthly System Peak Day | All | 13 | Average Per Ton1-in-2August Monthly System Peak DayAll13 | 0.39707 | 0.39707 | 88.788 | 0 | 0 | 0 | 0 | 0 | 23026 | Residential | caiso
Average Per Premise | 1-in-2 | August Monthly System Peak Day | All | 13 | Average Per Premise1-in-2August Monthly System Peak DayAll13 | 1.6994 | 1.6994 | 88.788 | 0 | 0 | 0 | 0 | 0 | 23026 | Residential | caiso
Average Per Device | 1-in-2 | August Monthly System Peak Day | All | 13 | Average Per Device1-in-2August Monthly System Peak DayAll13 | 1.4163 | 1.4163 | 88.788 | 0 | 0 | 0 | 0 | 0 | 23026 | Residential | caiso
Aggregate | 1-in-2 | August Monthly System Peak Day | All | 13 | Aggregate1-in-2August Monthly System Peak DayAll13 | 39.1298 | 39.1298 | 88.788 | 0 | 0 | 0 | 0 | 0 | 23026 | Residential | caiso
Average Per Ton | 1-in-2 | August Typical Event Day | 100% Cycling | 13 | Average Per Ton1-in-2August Typical Event Day100% Cycling13 | 0.27657 | 0.27657 | 83.2725 | 0 | 0 | 0 | 0 | 0 | 10695 | Residential | caiso
Average Per Premise | 1-in-2 | August Typical Event Day | 100% Cycling | 13 | Average Per Premise1-in-2August Typical Event Day100% Cycling13 | 1.2395 | 1.2395 | 83.2725 | 0 | 0 | 0 | 0 | 0 | 10695 | Residential | caiso
Average Per Device | 1-in-2 | August Typical Event Day | 100% Cycling | 13 | Average Per Device1-in-2August Typical Event Day100% Cycling13 | 1.0039 | 1.0039 | 83.2725 | 0 | 0 | 0 | 0 | 0 | 10695 | Residential | caiso
Aggregate | 1-in-2 | August Typical Event Day | 100% Cycling | 13 | Aggregate1-in-2August Typical Event Day100% Cycling13 | 13.2563 | 13.2563 | 83.2725 | 0 | 0 | 0 | 0 | 0 | 10695 | Residential | caiso
Average Per Ton | 1-in-2 | August Typical Event Day | 50% Cycling | 13 | Average Per Ton1-in-2August Typical Event Day50% Cycling13 | 0.41457 | 0.41457 | 84.2505 | 0 | 0 | 0 | 0 | 0 | 12331 | Residential | caiso
Average Per Premise | 1-in-2 | August Typical Event Day | 50% Cycling | 13 | Average Per Premise1-in-2August Typical Event Day50% Cycling13 | 1.7017 | 1.7017 | 84.2505 | 0 | 0 | 0 | 0 | 0 | 12331 | Residential | caiso
Average Per Device | 1-in-2 | August Typical Event Day | 50% Cycling | 13 | Average Per Device1-in-2August Typical Event Day50% Cycling13 | 1.4549 | 1.4549 | 84.2505 | 0 | 0 | 0 | 0 | 0 | 12331 | Residential | caiso
Aggregate | 1-in-2 | August Typical Event Day | 50% Cycling | 13 | Aggregate1-in-2August Typical Event Day50% Cycling13 | 20.9838 | 20.9838 | 84.2505 | 0 | 0 | 0 | 0 | 0 | 12331 | Residential | caiso
Average Per Ton | 1-in-2 | August Typical Event Day | All | 13 | Average Per Ton1-in-2August Typical Event DayAll13 | 0.35047 | 0.35047 | 83.7962 | 0 | 0 | 0 | 0 | 0 | 23026 | Residential | caiso
Average Per Premise | 1-in-2 | August Typical Event Day | All | 13 | Average Per Premise1-in-2August Typical Event DayAll13 | 1.4999 | 1.4999 | 83.7962 | 0 | 0 | 0 | 0 | 0 | 23026 | Residential | caiso
Average Per Device | 1-in-2 | August Typical Event Day | All | 13 | Average Per Device1-in-2August Typical Event DayAll13 | 1.2501 | 1.2501 | 83.7962 | 0 | 0 | 0 | 0 | 0 | 23026 | Residential | caiso
Aggregate | 1-in-2 | August Typical Event Day | All | 13 | Aggregate1-in-2August Typical Event DayAll13 | 34.5377 | 34.5377 | 83.7962 | 0 | 0 | 0 | 0 | 0 | 23026 | Residential | caiso
Average Per Ton | 1-in-2 | July Monthly System Peak Day | 100% Cycling | 13 | Average Per Ton1-in-2July Monthly System Peak Day100% Cycling13 | 0.25117 | 0.25117 | 77.1443 | 0 | 0 | 0 | 0 | 0 | 10695 | Residential | caiso
Average Per Premise | 1-in-2 | July Monthly System Peak Day | 100% Cycling | 13 | Average Per Premise1-in-2July Monthly System Peak Day100% Cycling13 | 1.1256 | 1.1256 | 77.1443 | 0 | 0 | 0 | 0 | 0 | 10695 | Residential | caiso
Average Per Device | 1-in-2 | July Monthly System Peak Day | 100% Cycling | 13 | Average Per Device1-in-2July Monthly System Peak Day100% Cycling13 | 0.91167 | 0.91167 | 77.1443 | 0 | 0 | 0 | 0 | 0 | 10695 | Residential | caiso
Aggregate | 1-in-2 | July Monthly System Peak Day | 100% Cycling | 13 | Aggregate1-in-2July Monthly System Peak Day100% Cycling13 | 12.0387 | 12.0387 | 77.1443 | 0 | 0 | 0 | 0 | 0 | 10695 | Residential | caiso
Average Per Ton | 1-in-2 | July Monthly System Peak Day | 50% Cycling | 13 | Average Per Ton1-in-2July Monthly System Peak Day50% Cycling13 | 0.37837 | 0.37837 | 77.596 | 0 | 0 | 0 | 0 | 0 | 12331 | Residential | caiso
Average Per Premise | 1-in-2 | July Monthly System Peak Day | 50% Cycling | 13 | Average Per Premise1-in-2July Monthly System Peak Day50% Cycling13 | 1.5532 | 1.5532 | 77.596 | 0 | 0 | 0 | 0 | 0 | 12331 | Residential | caiso
Average Per Device | 1-in-2 | July Monthly System Peak Day | 50% Cycling | 13 | Average Per Device1-in-2July Monthly System Peak Day50% Cycling13 | 1.3279 | 1.3279 | 77.596 | 0 | 0 | 0 | 0 | 0 | 12331 | Residential | caiso
Aggregate | 1-in-2 | July Monthly System Peak Day | 50% Cycling | 13 | Aggregate1-in-2July Monthly System Peak Day50% Cycling13 | 19.1519 | 19.1519 | 77.596 | 0 | 0 | 0 | 0 | 0 | 12331 | Residential | caiso
Average Per Ton | 1-in-2 | July Monthly System Peak Day | All | 13 | Average Per Ton1-in-2July Monthly System Peak DayAll13 | 0.31929 | 0.31929 | 77.3862 | 0 | 0 | 0 | 0 | 0 | 23026 | Residential | caiso
Average Per Premise | 1-in-2 | July Monthly System Peak Day | All | 13 | Average Per Premise1-in-2July Monthly System Peak DayAll13 | 1.3665 | 1.3665 | 77.3862 | 0 | 0 | 0 | 0 | 0 | 23026 | Residential | caiso
Average Per Device | 1-in-2 | July Monthly System Peak Day | All | 13 | Average Per Device1-in-2July Monthly System Peak DayAll13 | 1.1389 | 1.1389 | 77.3862 | 0 | 0 | 0 | 0 | 0 | 23026 | Residential | caiso
Aggregate | 1-in-2 | July Monthly System Peak Day | All | 13 | Aggregate1-in-2July Monthly System Peak DayAll13 | 31.4648 | 31.4648 | 77.3862 | 0 | 0 | 0 | 0 | 0 | 23026 | Residential | caiso
Average Per Ton | 1-in-2 | June Monthly System Peak Day | 100% Cycling | 13 | Average Per Ton1-in-2June Monthly System Peak Day100% Cycling13 | 0.21494 | 0.21494 | 78.56 | 0 | 0 | 0 | 0 | 0 | 10695 | Residential | caiso
Average Per Premise | 1-in-2 | June Monthly System Peak Day | 100% Cycling | 13 | Average Per Premise1-in-2June Monthly System Peak Day100% Cycling13 | 0.96326 | 0.96326 | 78.56 | 0 | 0 | 0 | 0 | 0 | 10695 | Residential | caiso
Average Per Device | 1-in-2 | June Monthly System Peak Day | 100% Cycling | 13 | Average Per Device1-in-2June Monthly System Peak Day100% Cycling13 | 0.78017 | 0.78017 | 78.56 | 0 | 0 | 0 | 0 | 0 | 10695 | Residential | caiso
Aggregate | 1-in-2 | June Monthly System Peak Day | 100% Cycling | 13 | Aggregate1-in-2June Monthly System Peak Day100% Cycling13 | 10.3021 | 10.3021 | 78.56 | 0 | 0 | 0 | 0 | 0 | 10695 | Residential | caiso
Average Per Ton | 1-in-2 | June Monthly System Peak Day | 50% Cycling | 13 | Average Per Ton1-in-2June Monthly System Peak Day50% Cycling13 | 0.32992 | 0.32992 | 79.4522 | 0 | 0 | 0 | 0 | 0 | 12331 | Residential | caiso
Average Per Premise | 1-in-2 | June Monthly System Peak Day | 50% Cycling | 13 | Average Per Premise1-in-2June Monthly System Peak Day50% Cycling13 | 1.3542 | 1.3542 | 79.4522 | 0 | 0 | 0 | 0 | 0 | 12331 | Residential | caiso
Average Per Device | 1-in-2 | June Monthly System Peak Day | 50% Cycling | 13 | Average Per Device1-in-2June Monthly System Peak Day50% Cycling13 | 1.1578 | 1.1578 | 79.4522 | 0 | 0 | 0 | 0 | 0 | 12331 | Residential | caiso
Aggregate | 1-in-2 | June Monthly System Peak Day | 50% Cycling | 13 | Aggregate1-in-2June Monthly System Peak Day50% Cycling13 | 16.6991 | 16.6991 | 79.4522 | 0 | 0 | 0 | 0 | 0 | 12331 | Residential | caiso
Average Per Ton | 1-in-2 | June Monthly System Peak Day | All | 13 | Average Per Ton1-in-2June Monthly System Peak DayAll13 | 0.27651 | 0.27651 | 79.0378 | 0 | 0 | 0 | 0 | 0 | 23026 | Residential | caiso
Average Per Premise | 1-in-2 | June Monthly System Peak Day | All | 13 | Average Per Premise1-in-2June Monthly System Peak DayAll13 | 1.1834 | 1.1834 | 79.0378 | 0 | 0 | 0 | 0 | 0 | 23026 | Residential | caiso
Average Per Device | 1-in-2 | June Monthly System Peak Day | All | 13 | Average Per Device1-in-2June Monthly System Peak DayAll13 | 0.98629 | 0.98629 | 79.0378 | 0 | 0 | 0 | 0 | 0 | 23026 | Residential | caiso
Aggregate | 1-in-2 | June Monthly System Peak Day | All | 13 | Aggregate1-in-2June Monthly System Peak DayAll13 | 27.2491 | 27.2491 | 79.0378 | 0 | 0 | 0 | 0 | 0 | 23026 | Residential | caiso
Average Per Ton | 1-in-2 | May Monthly System Peak Day | 100% Cycling | 13 | Average Per Ton1-in-2May Monthly System Peak Day100% Cycling13 | 0.16296 | 0.16296 | 71.511 | 0 | 0 | 0 | 0 | 0 | 10695 | Residential | caiso
Average Per Premise | 1-in-2 | May Monthly System Peak Day | 100% Cycling | 13 | Average Per Premise1-in-2May Monthly System Peak Day100% Cycling13 | 0.73034 | 0.73034 | 71.511 | 0 | 0 | 0 | 0 | 0 | 10695 | Residential | caiso
Average Per Device | 1-in-2 | May Monthly System Peak Day | 100% Cycling | 13 | Average Per Device1-in-2May Monthly System Peak Day100% Cycling13 | 0.59151 | 0.59151 | 71.511 | 0 | 0 | 0 | 0 | 0 | 10695 | Residential | caiso
Aggregate | 1-in-2 | May Monthly System Peak Day | 100% Cycling | 13 | Aggregate1-in-2May Monthly System Peak Day100% Cycling13 | 7.8109 | 7.8109 | 71.511 | 0 | 0 | 0 | 0 | 0 | 10695 | Residential | caiso
Average Per Ton | 1-in-2 | May Monthly System Peak Day | 50% Cycling | 13 | Average Per Ton1-in-2May Monthly System Peak Day50% Cycling13 | 0.2612 | 0.2612 | 72.1651 | 0 | 0 | 0 | 0 | 0 | 12331 | Residential | caiso
Average Per Premise | 1-in-2 | May Monthly System Peak Day | 50% Cycling | 13 | Average Per Premise1-in-2May Monthly System Peak Day50% Cycling13 | 1.0722 | 1.0722 | 72.1651 | 0 | 0 | 0 | 0 | 0 | 12331 | Residential | caiso
Average Per Device | 1-in-2 | May Monthly System Peak Day | 50% Cycling | 13 | Average Per Device1-in-2May Monthly System Peak Day50% Cycling13 | 0.91667 | 0.91667 | 72.1651 | 0 | 0 | 0 | 0 | 0 | 12331 | Residential | caiso
Aggregate | 1-in-2 | May Monthly System Peak Day | 50% Cycling | 13 | Aggregate1-in-2May Monthly System Peak Day50% Cycling13 | 13.2211 | 13.2211 | 72.1651 | 0 | 0 | 0 | 0 | 0 | 12331 | Residential | caiso
Average Per Ton | 1-in-2 | May Monthly System Peak Day | All | 13 | Average Per Ton1-in-2May Monthly System Peak DayAll13 | 0.21557 | 0.21557 | 71.8613 | 0 | 0 | 0 | 0 | 0 | 23026 | Residential | caiso
Average Per Premise | 1-in-2 | May Monthly System Peak Day | All | 13 | Average Per Premise1-in-2May Monthly System Peak DayAll13 | 0.9226 | 0.9226 | 71.8613 | 0 | 0 | 0 | 0 | 0 | 23026 | Residential | caiso
Average Per Device | 1-in-2 | May Monthly System Peak Day | All | 13 | Average Per Device1-in-2May Monthly System Peak DayAll13 | 0.76892 | 0.76892 | 71.8613 | 0 | 0 | 0 | 0 | 0 | 23026 | Residential | caiso
Aggregate | 1-in-2 | May Monthly System Peak Day | All | 13 | Aggregate1-in-2May Monthly System Peak DayAll13 | 21.2438 | 21.2438 | 71.8613 | 0 | 0 | 0 | 0 | 0 | 23026 | Residential | caiso
Average Per Ton | 1-in-2 | October Monthly System Peak Day | 100% Cycling | 13 | Average Per Ton1-in-2October Monthly System Peak Day100% Cycling13 | 0.2029 | 0.2029 | 79.0403 | 0 | 0 | 0 | 0 | 0 | 10695 | Residential | caiso
Average Per Premise | 1-in-2 | October Monthly System Peak Day | 100% Cycling | 13 | Average Per Premise1-in-2October Monthly System Peak Day100% Cycling13 | 0.90931 | 0.90931 | 79.0403 | 0 | 0 | 0 | 0 | 0 | 10695 | Residential | caiso
Average Per Device | 1-in-2 | October Monthly System Peak Day | 100% Cycling | 13 | Average Per Device1-in-2October Monthly System Peak Day100% Cycling13 | 0.73647 | 0.73647 | 79.0403 | 0 | 0 | 0 | 0 | 0 | 10695 | Residential | caiso
Aggregate | 1-in-2 | October Monthly System Peak Day | 100% Cycling | 13 | Aggregate1-in-2October Monthly System Peak Day100% Cycling13 | 9.7251 | 9.7251 | 79.0403 | 0 | 0 | 0 | 0 | 0 | 10695 | Residential | caiso
Average Per Ton | 1-in-2 | October Monthly System Peak Day | 50% Cycling | 13 | Average Per Ton1-in-2October Monthly System Peak Day50% Cycling13 | 0.3108 | 0.3108 | 79.5469 | 0 | 0 | 0 | 0 | 0 | 12331 | Residential | caiso
Average Per Premise | 1-in-2 | October Monthly System Peak Day | 50% Cycling | 13 | Average Per Premise1-in-2October Monthly System Peak Day50% Cycling13 | 1.2758 | 1.2758 | 79.5469 | 0 | 0 | 0 | 0 | 0 | 12331 | Residential | caiso
Average Per Device | 1-in-2 | October Monthly System Peak Day | 50% Cycling | 13 | Average Per Device1-in-2October Monthly System Peak Day50% Cycling13 | 1.0907 | 1.0907 | 79.5469 | 0 | 0 | 0 | 0 | 0 | 12331 | Residential | caiso
Aggregate | 1-in-2 | October Monthly System Peak Day | 50% Cycling | 13 | Aggregate1-in-2October Monthly System Peak Day50% Cycling13 | 15.7318 | 15.7318 | 79.5469 | 0 | 0 | 0 | 0 | 0 | 12331 | Residential | caiso
Average Per Ton | 1-in-2 | October Monthly System Peak Day | All | 13 | Average Per Ton1-in-2October Monthly System Peak DayAll13 | 0.26068 | 0.26068 | 79.3116 | 0 | 0 | 0 | 0 | 0 | 23026 | Residential | caiso
Average Per Premise | 1-in-2 | October Monthly System Peak Day | All | 13 | Average Per Premise1-in-2October Monthly System Peak DayAll13 | 1.1157 | 1.1157 | 79.3116 | 0 | 0 | 0 | 0 | 0 | 23026 | Residential | caiso
Average Per Device | 1-in-2 | October Monthly System Peak Day | All | 13 | Average Per Device1-in-2October Monthly System Peak DayAll13 | 0.92984 | 0.92984 | 79.3116 | 0 | 0 | 0 | 0 | 0 | 23026 | Residential | caiso
Aggregate | 1-in-2 | October Monthly System Peak Day | All | 13 | Aggregate1-in-2October Monthly System Peak DayAll13 | 25.6896 | 25.6896 | 79.3116 | 0 | 0 | 0 | 0 | 0 | 23026 | Residential | caiso
Average Per Ton | 1-in-2 | September Monthly System Peak Day | 100% Cycling | 13 | Average Per Ton1-in-2September Monthly System Peak Day100% Cycling13 | 0.32472 | 0.32472 | 89.1739 | 0 | 0 | 0 | 0 | 0 | 10695 | Residential | caiso
Average Per Premise | 1-in-2 | September Monthly System Peak Day | 100% Cycling | 13 | Average Per Premise1-in-2September Monthly System Peak Day100% Cycling13 | 1.4553 | 1.4553 | 89.1739 | 0 | 0 | 0 | 0 | 0 | 10695 | Residential | caiso
Average Per Device | 1-in-2 | September Monthly System Peak Day | 100% Cycling | 13 | Average Per Device1-in-2September Monthly System Peak Day100% Cycling13 | 1.1787 | 1.1787 | 89.1739 | 0 | 0 | 0 | 0 | 0 | 10695 | Residential | caiso
Aggregate | 1-in-2 | September Monthly System Peak Day | 100% Cycling | 13 | Aggregate1-in-2September Monthly System Peak Day100% Cycling13 | 15.5642 | 15.5642 | 89.1739 | 0 | 0 | 0 | 0 | 0 | 10695 | Residential | caiso
Average Per Ton | 1-in-2 | September Monthly System Peak Day | 50% Cycling | 13 | Average Per Ton1-in-2September Monthly System Peak Day50% Cycling13 | 0.48213 | 0.48213 | 90.6659 | 0 | 0 | 0 | 0 | 0 | 12331 | Residential | caiso
Average Per Premise | 1-in-2 | September Monthly System Peak Day | 50% Cycling | 13 | Average Per Premise1-in-2September Monthly System Peak Day50% Cycling13 | 1.979 | 1.979 | 90.6659 | 0 | 0 | 0 | 0 | 0 | 12331 | Residential | caiso
Average Per Device | 1-in-2 | September Monthly System Peak Day | 50% Cycling | 13 | Average Per Device1-in-2September Monthly System Peak Day50% Cycling13 | 1.692 | 1.692 | 90.6659 | 0 | 0 | 0 | 0 | 0 | 12331 | Residential | caiso
Aggregate | 1-in-2 | September Monthly System Peak Day | 50% Cycling | 13 | Aggregate1-in-2September Monthly System Peak Day50% Cycling13 | 24.4035 | 24.4035 | 90.6659 | 0 | 0 | 0 | 0 | 0 | 12331 | Residential | caiso
Average Per Ton | 1-in-2 | September Monthly System Peak Day | All | 13 | Average Per Ton1-in-2September Monthly System Peak DayAll13 | 0.40901 | 0.40901 | 89.9729 | 0 | 0 | 0 | 0 | 0 | 23026 | Residential | caiso
Average Per Premise | 1-in-2 | September Monthly System Peak Day | All | 13 | Average Per Premise1-in-2September Monthly System Peak DayAll13 | 1.7505 | 1.7505 | 89.9729 | 0 | 0 | 0 | 0 | 0 | 23026 | Residential | caiso
Average Per Device | 1-in-2 | September Monthly System Peak Day | All | 13 | Average Per Device1-in-2September Monthly System Peak DayAll13 | 1.4589 | 1.4589 | 89.9729 | 0 | 0 | 0 | 0 | 0 | 23026 | Residential | caiso
Aggregate | 1-in-2 | September Monthly System Peak Day | All | 13 | Aggregate1-in-2September Monthly System Peak DayAll13 | 40.307 | 40.307 | 89.9729 | 0 | 0 | 0 | 0 | 0 | 23026 | Residential | caiso
Average Per Ton | 1-in-2 | August Monthly System Peak Day | 100% Cycling | 14 | Average Per Ton1-in-2August Monthly System Peak Day100% Cycling14 | 0.25361 | 0.34909 | 87.3488 | 0.048824 | 0.076389 | 0.09548 | 0.11457 | 0.14214 | 10695 | Residential | caiso
Average Per Premise | 1-in-2 | August Monthly System Peak Day | 100% Cycling | 14 | Average Per Premise1-in-2August Monthly System Peak Day100% Cycling14 | 1.1366 | 1.5645 | 87.3488 | 0.21881 | 0.34235 | 0.42791 | 0.51347 | 0.63701 | 10695 | Residential | caiso
Average Per Device | 1-in-2 | August Monthly System Peak Day | 100% Cycling | 14 | Average Per Device1-in-2August Monthly System Peak Day100% Cycling14 | 0.92055 | 1.2671 | 87.3488 | 0.17722 | 0.27727 | 0.34657 | 0.41587 | 0.51592 | 10695 | Residential | caiso
Aggregate | 1-in-2 | August Monthly System Peak Day | 100% Cycling | 14 | Aggregate1-in-2August Monthly System Peak Day100% Cycling14 | 12.1558 | 16.7323 | 87.3488 | 2.3402 | 3.6614 | 4.5765 | 5.4916 | 6.8128 | 10695 | Residential | caiso
Average Per Ton | 1-in-2 | August Monthly System Peak Day | 50% Cycling | 14 | Average Per Ton1-in-2August Monthly System Peak Day50% Cycling14 | 0.41646 | 0.52896 | 88.4845 | 0.013304 | 0.071908 | 0.1125 | 0.15309 | 0.21169 | 12331 | Residential | caiso
Average Per Premise | 1-in-2 | August Monthly System Peak Day | 50% Cycling | 14 | Average Per Premise1-in-2August Monthly System Peak Day50% Cycling14 | 1.7095 | 2.1713 | 88.4845 | 0.05461 | 0.29517 | 0.46178 | 0.62839 | 0.86895 | 12331 | Residential | caiso
Average Per Device | 1-in-2 | August Monthly System Peak Day | 50% Cycling | 14 | Average Per Device1-in-2August Monthly System Peak Day50% Cycling14 | 1.4615 | 1.8564 | 88.4845 | 0.046689 | 0.25236 | 0.3948 | 0.53725 | 0.74292 | 12331 | Residential | caiso
Aggregate | 1-in-2 | August Monthly System Peak Day | 50% Cycling | 14 | Aggregate1-in-2August Monthly System Peak Day50% Cycling14 | 21.0799 | 26.7742 | 88.4845 | 0.6734 | 3.6397 | 5.6942 | 7.7487 | 10.7151 | 12331 | Residential | caiso
Average Per Ton | 1-in-2 | August Monthly System Peak Day | All | 14 | Average Per Ton1-in-2August Monthly System Peak DayAll14 | 0.34082 | 0.44541 | 87.9569 | 0.029803 | 0.073989 | 0.10459 | 0.1352 | 0.17938 | 23026 | Residential | caiso
Average Per Premise | 1-in-2 | August Monthly System Peak Day | All | 14 | Average Per Premise1-in-2August Monthly System Peak DayAll14 | 1.4586 | 1.9063 | 87.9569 | 0.12755 | 0.31666 | 0.44764 | 0.57862 | 0.76773 | 23026 | Residential | caiso
Average Per Device | 1-in-2 | August Monthly System Peak Day | All | 14 | Average Per Device1-in-2August Monthly System Peak DayAll14 | 1.2157 | 1.5888 | 87.9569 | 0.1063 | 0.26392 | 0.37308 | 0.48224 | 0.63985 | 23026 | Residential | caiso
Aggregate | 1-in-2 | August Monthly System Peak Day | All | 14 | Aggregate1-in-2August Monthly System Peak DayAll14 | 33.5869 | 43.8942 | 87.9569 | 2.937 | 7.2915 | 10.3074 | 13.3233 | 17.6778 | 23026 | Residential | caiso
Average Per Ton | 1-in-2 | August Typical Event Day | 100% Cycling | 14 | Average Per Ton1-in-2August Typical Event Day100% Cycling14 | 0.23372 | 0.30605 | 83.435 | 0.022768 | 0.052051 | 0.072332 | 0.092613 | 0.1219 | 10695 | Residential | caiso
Average Per Premise | 1-in-2 | August Typical Event Day | 100% Cycling | 14 | Average Per Premise1-in-2August Typical Event Day100% Cycling14 | 1.0475 | 1.3716 | 83.435 | 0.10204 | 0.23327 | 0.32416 | 0.41506 | 0.54629 | 10695 | Residential | caiso
Average Per Device | 1-in-2 | August Typical Event Day | 100% Cycling | 14 | Average Per Device1-in-2August Typical Event Day100% Cycling14 | 0.84835 | 1.1109 | 83.435 | 0.082643 | 0.18893 | 0.26255 | 0.33616 | 0.44245 | 10695 | Residential | caiso
Aggregate | 1-in-2 | August Typical Event Day | 100% Cycling | 14 | Aggregate1-in-2August Typical Event Day100% Cycling14 | 11.2025 | 14.6695 | 83.435 | 1.0913 | 2.4948 | 3.4669 | 4.439 | 5.8426 | 10695 | Residential | caiso
Average Per Ton | 1-in-2 | August Typical Event Day | 50% Cycling | 14 | Average Per Ton1-in-2August Typical Event Day50% Cycling14 | 0.37819 | 0.46872 | 84.3602 | -0.012368 | 0.048426 | 0.090532 | 0.13264 | 0.19343 | 12331 | Residential | caiso
Average Per Premise | 1-in-2 | August Typical Event Day | 50% Cycling | 14 | Average Per Premise1-in-2August Typical Event Day50% Cycling14 | 1.5524 | 1.924 | 84.3602 | -0.050768 | 0.19878 | 0.37162 | 0.54445 | 0.794 | 12331 | Residential | caiso
Average Per Device | 1-in-2 | August Typical Event Day | 50% Cycling | 14 | Average Per Device1-in-2August Typical Event Day50% Cycling14 | 1.3272 | 1.6449 | 84.3602 | -0.043404 | 0.16995 | 0.31771 | 0.46548 | 0.67883 | 12331 | Residential | caiso
Aggregate | 1-in-2 | August Typical Event Day | 50% Cycling | 14 | Aggregate1-in-2August Typical Event Day50% Cycling14 | 19.1425 | 23.7249 | 84.3602 | -0.62601 | 2.4512 | 4.5824 | 6.7136 | 9.7908 | 12331 | Residential | caiso
Average Per Ton | 1-in-2 | August Typical Event Day | All | 14 | Average Per Ton1-in-2August Typical Event DayAll14 | 0.31108 | 0.39316 | 83.9305 | 0.0039528 | 0.05011 | 0.082078 | 0.11405 | 0.1602 | 23026 | Residential | caiso
Average Per Premise | 1-in-2 | August Typical Event Day | All | 14 | Average Per Premise1-in-2August Typical Event DayAll14 | 1.3314 | 1.6827 | 83.9305 | 0.016917 | 0.21446 | 0.35128 | 0.4881 | 0.68564 | 23026 | Residential | caiso
Average Per Device | 1-in-2 | August Typical Event Day | All | 14 | Average Per Device1-in-2August Typical Event DayAll14 | 1.1096 | 1.4024 | 83.9305 | 0.014099 | 0.17874 | 0.29277 | 0.4068 | 0.57143 | 23026 | Residential | caiso
Aggregate | 1-in-2 | August Typical Event Day | All | 14 | Aggregate1-in-2August Typical Event DayAll14 | 30.6565 | 38.745 | 83.9305 | 0.38954 | 4.9382 | 8.0886 | 11.239 | 15.7876 | 23026 | Residential | caiso
Average Per Ton | 1-in-2 | July Monthly System Peak Day | 100% Cycling | 14 | Average Per Ton1-in-2July Monthly System Peak Day100% Cycling14 | 0.22073 | 0.27794 | 79.1738 | 0.0047776 | 0.035755 | 0.05721 | 0.078666 | 0.10964 | 10695 | Residential | caiso
Average Per Premise | 1-in-2 | July Monthly System Peak Day | 100% Cycling | 14 | Average Per Premise1-in-2July Monthly System Peak Day100% Cycling14 | 0.98923 | 1.2456 | 79.1738 | 0.021411 | 0.16024 | 0.2564 | 0.35255 | 0.49138 | 10695 | Residential | caiso
Average Per Device | 1-in-2 | July Monthly System Peak Day | 100% Cycling | 14 | Average Per Device1-in-2July Monthly System Peak Day100% Cycling14 | 0.8012 | 1.0089 | 79.1738 | 0.017341 | 0.12978 | 0.20766 | 0.28554 | 0.39798 | 10695 | Residential | caiso
Aggregate | 1-in-2 | July Monthly System Peak Day | 100% Cycling | 14 | Aggregate1-in-2July Monthly System Peak Day100% Cycling14 | 10.5798 | 13.322 | 79.1738 | 0.22899 | 1.7138 | 2.7422 | 3.7705 | 5.2553 | 10695 | Residential | caiso
Average Per Ton | 1-in-2 | July Monthly System Peak Day | 50% Cycling | 14 | Average Per Ton1-in-2July Monthly System Peak Day50% Cycling14 | 0.35219 | 0.4278 | 79.742 | -0.031706 | 0.031698 | 0.075611 | 0.11953 | 0.18293 | 12331 | Residential | caiso
Average Per Premise | 1-in-2 | July Monthly System Peak Day | 50% Cycling | 14 | Average Per Premise1-in-2July Monthly System Peak Day50% Cycling14 | 1.4457 | 1.756 | 79.742 | -0.13015 | 0.13011 | 0.31037 | 0.49063 | 0.75089 | 12331 | Residential | caiso
Average Per Device | 1-in-2 | July Monthly System Peak Day | 50% Cycling | 14 | Average Per Device1-in-2July Monthly System Peak Day50% Cycling14 | 1.236 | 1.5013 | 79.742 | -0.11127 | 0.11124 | 0.26535 | 0.41946 | 0.64198 | 12331 | Residential | caiso
Aggregate | 1-in-2 | July Monthly System Peak Day | 50% Cycling | 14 | Aggregate1-in-2July Monthly System Peak Day50% Cycling14 | 17.8265 | 21.6537 | 79.742 | -1.6049 | 1.6044 | 3.8272 | 6.0499 | 9.2592 | 12331 | Residential | caiso
Average Per Ton | 1-in-2 | July Monthly System Peak Day | All | 14 | Average Per Ton1-in-2July Monthly System Peak DayAll14 | 0.29113 | 0.35819 | 79.4781 | -0.01476 | 0.033583 | 0.067064 | 0.10055 | 0.14889 | 23026 | Residential | caiso
Average Per Premise | 1-in-2 | July Monthly System Peak Day | All | 14 | Average Per Premise1-in-2July Monthly System Peak DayAll14 | 1.246 | 1.533 | 79.4781 | -0.063168 | 0.14373 | 0.28702 | 0.43032 | 0.63722 | 23026 | Residential | caiso
Average Per Device | 1-in-2 | July Monthly System Peak Day | All | 14 | Average Per Device1-in-2July Monthly System Peak DayAll14 | 1.0384 | 1.2776 | 79.4781 | -0.052646 | 0.11979 | 0.23921 | 0.35864 | 0.53107 | 23026 | Residential | caiso
Aggregate | 1-in-2 | July Monthly System Peak Day | All | 14 | Aggregate1-in-2July Monthly System Peak DayAll14 | 28.6897 | 35.2987 | 79.4781 | -1.4545 | 3.3095 | 6.609 | 9.9085 | 14.6725 | 23026 | Residential | caiso
Average Per Ton | 1-in-2 | June Monthly System Peak Day | 100% Cycling | 14 | Average Per Ton1-in-2June Monthly System Peak Day100% Cycling14 | 0.2022 | 0.23785 | 77.761 | -0.021946 | 0.01208 | 0.035646 | 0.059212 | 0.093238 | 10695 | Residential | caiso
Average Per Premise | 1-in-2 | June Monthly System Peak Day | 100% Cycling | 14 | Average Per Premise1-in-2June Monthly System Peak Day100% Cycling14 | 0.90619 | 1.0659 | 77.761 | -0.098354 | 0.054138 | 0.15975 | 0.26537 | 0.41786 | 10695 | Residential | caiso
Average Per Device | 1-in-2 | June Monthly System Peak Day | 100% Cycling | 14 | Average Per Device1-in-2June Monthly System Peak Day100% Cycling14 | 0.73394 | 0.86333 | 77.761 | -0.079659 | 0.043847 | 0.12939 | 0.21493 | 0.33843 | 10695 | Residential | caiso
Aggregate | 1-in-2 | June Monthly System Peak Day | 100% Cycling | 14 | Aggregate1-in-2June Monthly System Peak Day100% Cycling14 | 9.6917 | 11.4003 | 77.761 | -1.0519 | 0.579 | 1.7086 | 2.8381 | 4.469 | 10695 | Residential | caiso
Average Per Ton | 1-in-2 | June Monthly System Peak Day | 50% Cycling | 14 | Average Per Ton1-in-2June Monthly System Peak Day50% Cycling14 | 0.31738 | 0.37301 | 78.4151 | -0.059659 | 0.0084573 | 0.055635 | 0.10281 | 0.17093 | 12331 | Residential | caiso
Average Per Premise | 1-in-2 | June Monthly System Peak Day | 50% Cycling | 14 | Average Per Premise1-in-2June Monthly System Peak Day50% Cycling14 | 1.3028 | 1.5311 | 78.4151 | -0.24489 | 0.034716 | 0.22837 | 0.42202 | 0.70163 | 12331 | Residential | caiso
Average Per Device | 1-in-2 | June Monthly System Peak Day | 50% Cycling | 14 | Average Per Device1-in-2June Monthly System Peak Day50% Cycling14 | 1.1138 | 1.3091 | 78.4151 | -0.20937 | 0.02968 | 0.19525 | 0.36081 | 0.59986 | 12331 | Residential | caiso
Aggregate | 1-in-2 | June Monthly System Peak Day | 50% Cycling | 14 | Aggregate1-in-2June Monthly System Peak Day50% Cycling14 | 16.0645 | 18.8805 | 78.4151 | -3.0197 | 0.42808 | 2.816 | 5.204 | 8.6518 | 12331 | Residential | caiso
Average Per Ton | 1-in-2 | June Monthly System Peak Day | All | 14 | Average Per Ton1-in-2June Monthly System Peak DayAll14 | 0.26388 | 0.31023 | 78.1113 | -0.042141 | 0.01014 | 0.04635 | 0.08256 | 0.13484 | 23026 | Residential | caiso
Average Per Premise | 1-in-2 | June Monthly System Peak Day | All | 14 | Average Per Premise1-in-2June Monthly System Peak DayAll14 | 1.1294 | 1.3277 | 78.1113 | -0.18036 | 0.043397 | 0.19837 | 0.35334 | 0.5771 | 23026 | Residential | caiso
Average Per Device | 1-in-2 | June Monthly System Peak Day | All | 14 | Average Per Device1-in-2June Monthly System Peak DayAll14 | 0.94124 | 1.1066 | 78.1113 | -0.15032 | 0.036169 | 0.16533 | 0.29449 | 0.48097 | 23026 | Residential | caiso
Aggregate | 1-in-2 | June Monthly System Peak Day | All | 14 | Aggregate1-in-2June Monthly System Peak DayAll14 | 26.0045 | 30.5722 | 78.1113 | -4.1529 | 0.99927 | 4.5677 | 8.1361 | 13.2883 | 23026 | Residential | caiso
Average Per Ton | 1-in-2 | May Monthly System Peak Day | 100% Cycling | 14 | Average Per Ton1-in-2May Monthly System Peak Day100% Cycling14 | 0.17562 | 0.18033 | 71.8935 | -0.06192 | -0.022554 | 0.0047112 | 0.031976 | 0.071343 | 10695 | Residential | caiso
Average Per Premise | 1-in-2 | May Monthly System Peak Day | 100% Cycling | 14 | Average Per Premise1-in-2May Monthly System Peak Day100% Cycling14 | 0.78707 | 0.80819 | 71.8935 | -0.2775 | -0.10108 | 0.021114 | 0.14331 | 0.31973 | 10695 | Residential | caiso
Average Per Device | 1-in-2 | May Monthly System Peak Day | 100% Cycling | 14 | Average Per Device1-in-2May Monthly System Peak Day100% Cycling14 | 0.63747 | 0.65457 | 71.8935 | -0.22476 | -0.081865 | 0.017101 | 0.11607 | 0.25896 | 10695 | Residential | caiso
Aggregate | 1-in-2 | May Monthly System Peak Day | 100% Cycling | 14 | Aggregate1-in-2May Monthly System Peak Day100% Cycling14 | 8.4178 | 8.6436 | 71.8935 | -2.9679 | -1.081 | 0.22581 | 1.5327 | 3.4195 | 10695 | Residential | caiso
Average Per Ton | 1-in-2 | May Monthly System Peak Day | 50% Cycling | 14 | Average Per Ton1-in-2May Monthly System Peak Day50% Cycling14 | 0.26801 | 0.29532 | 72.6096 | -0.10252 | -0.025816 | 0.027307 | 0.080431 | 0.15713 | 12331 | Residential | caiso
Average Per Premise | 1-in-2 | May Monthly System Peak Day | 50% Cycling | 14 | Average Per Premise1-in-2May Monthly System Peak Day50% Cycling14 | 1.1001 | 1.2122 | 72.6096 | -0.42082 | -0.10597 | 0.11209 | 0.33015 | 0.645 | 12331 | Residential | caiso
Average Per Device | 1-in-2 | May Monthly System Peak Day | 50% Cycling | 14 | Average Per Device1-in-2May Monthly System Peak Day50% Cycling14 | 0.94058 | 1.0364 | 72.6096 | -0.35978 | -0.090601 | 0.095832 | 0.28227 | 0.55145 | 12331 | Residential | caiso
Aggregate | 1-in-2 | May Monthly System Peak Day | 50% Cycling | 14 | Aggregate1-in-2May Monthly System Peak Day50% Cycling14 | 13.566 | 14.9481 | 72.6096 | -5.1891 | -1.3067 | 1.3822 | 4.0711 | 7.9535 | 12331 | Residential | caiso
Average Per Ton | 1-in-2 | May Monthly System Peak Day | All | 14 | Average Per Ton1-in-2May Monthly System Peak DayAll14 | 0.2251 | 0.24191 | 72.277 | -0.083661 | -0.024301 | 0.016811 | 0.057924 | 0.11728 | 23026 | Residential | caiso
Average Per Premise | 1-in-2 | May Monthly System Peak Day | All | 14 | Average Per Premise1-in-2May Monthly System Peak DayAll14 | 0.96338 | 1.0353 | 72.277 | -0.35805 | -0.104 | 0.07195 | 0.2479 | 0.50195 | 23026 | Residential | caiso
Average Per Device | 1-in-2 | May Monthly System Peak Day | All | 14 | Average Per Device1-in-2May Monthly System Peak DayAll14 | 0.80291 | 0.86288 | 72.277 | -0.29841 | -0.08668 | 0.059965 | 0.20661 | 0.41834 | 23026 | Residential | caiso
Aggregate | 1-in-2 | May Monthly System Peak Day | All | 14 | Aggregate1-in-2May Monthly System Peak DayAll14 | 22.1829 | 23.8396 | 72.277 | -8.2445 | -2.3948 | 1.6567 | 5.7082 | 11.558 | 23026 | Residential | caiso
Average Per Ton | 1-in-2 | October Monthly System Peak Day | 100% Cycling | 14 | Average Per Ton1-in-2October Monthly System Peak Day100% Cycling14 | 0.19605 | 0.22453 | 78.5923 | -0.031055 | 0.0041193 | 0.028481 | 0.052843 | 0.088017 | 10695 | Residential | caiso
Average Per Premise | 1-in-2 | October Monthly System Peak Day | 100% Cycling | 14 | Average Per Premise1-in-2October Monthly System Peak Day100% Cycling14 | 0.8786 | 1.0062 | 78.5923 | -0.13918 | 0.018461 | 0.12764 | 0.23682 | 0.39446 | 10695 | Residential | caiso
Average Per Device | 1-in-2 | October Monthly System Peak Day | 100% Cycling | 14 | Average Per Device1-in-2October Monthly System Peak Day100% Cycling14 | 0.7116 | 0.81498 | 78.5923 | -0.11272 | 0.014952 | 0.10338 | 0.19181 | 0.31948 | 10695 | Residential | caiso
Aggregate | 1-in-2 | October Monthly System Peak Day | 100% Cycling | 14 | Aggregate1-in-2October Monthly System Peak Day100% Cycling14 | 9.3967 | 10.7618 | 78.5923 | -1.4885 | 0.19744 | 1.3651 | 2.5328 | 4.2188 | 10695 | Residential | caiso
Average Per Ton | 1-in-2 | October Monthly System Peak Day | 50% Cycling | 14 | Average Per Ton1-in-2October Monthly System Peak Day50% Cycling14 | 0.30365 | 0.3514 | 79.0715 | -0.071241 | -0.0009368 | 0.047756 | 0.096449 | 0.16675 | 12331 | Residential | caiso
Average Per Premise | 1-in-2 | October Monthly System Peak Day | 50% Cycling | 14 | Average Per Premise1-in-2October Monthly System Peak Day50% Cycling14 | 1.2464 | 1.4424 | 79.0715 | -0.29243 | -0.0038453 | 0.19603 | 0.3959 | 0.68449 | 12331 | Residential | caiso
Average Per Device | 1-in-2 | October Monthly System Peak Day | 50% Cycling | 14 | Average Per Device1-in-2October Monthly System Peak Day50% Cycling14 | 1.0656 | 1.2332 | 79.0715 | -0.25002 | -0.0032876 | 0.1676 | 0.33848 | 0.58521 | 12331 | Residential | caiso
Aggregate | 1-in-2 | October Monthly System Peak Day | 50% Cycling | 14 | Aggregate1-in-2October Monthly System Peak Day50% Cycling14 | 15.3696 | 17.7868 | 79.0715 | -3.606 | -0.047417 | 2.4172 | 4.8819 | 8.4405 | 12331 | Residential | caiso
Average Per Ton | 1-in-2 | October Monthly System Peak Day | All | 14 | Average Per Ton1-in-2October Monthly System Peak DayAll14 | 0.25367 | 0.29247 | 78.8489 | -0.052575 | 0.0014118 | 0.038803 | 0.076194 | 0.13018 | 23026 | Residential | caiso
Average Per Premise | 1-in-2 | October Monthly System Peak Day | All | 14 | Average Per Premise1-in-2October Monthly System Peak DayAll14 | 1.0857 | 1.2517 | 78.8489 | -0.22501 | 0.0060422 | 0.16607 | 0.3261 | 0.55715 | 23026 | Residential | caiso
Average Per Device | 1-in-2 | October Monthly System Peak Day | All | 14 | Average Per Device1-in-2October Monthly System Peak DayAll14 | 0.90481 | 1.0432 | 78.8489 | -0.18753 | 0.0050357 | 0.13841 | 0.27178 | 0.46435 | 23026 | Residential | caiso
Aggregate | 1-in-2 | October Monthly System Peak Day | All | 14 | Aggregate1-in-2October Monthly System Peak DayAll14 | 24.9982 | 28.8221 | 78.8489 | -5.1811 | 0.13913 | 3.8239 | 7.5087 | 12.829 | 23026 | Residential | caiso
Average Per Ton | 1-in-2 | September Monthly System Peak Day | 100% Cycling | 14 | Average Per Ton1-in-2September Monthly System Peak Day100% Cycling14 | 0.25834 | 0.35933 | 89.4565 | 0.054727 | 0.082059 | 0.10099 | 0.11992 | 0.14725 | 10695 | Residential | caiso
Average Per Premise | 1-in-2 | September Monthly System Peak Day | 100% Cycling | 14 | Average Per Premise1-in-2September Monthly System Peak Day100% Cycling14 | 1.1578 | 1.6104 | 89.4565 | 0.24527 | 0.36776 | 0.4526 | 0.53744 | 0.65993 | 10695 | Residential | caiso
Average Per Device | 1-in-2 | September Monthly System Peak Day | 100% Cycling | 14 | Average Per Device1-in-2September Monthly System Peak Day100% Cycling14 | 0.93773 | 1.3043 | 89.4565 | 0.19865 | 0.29786 | 0.36657 | 0.43528 | 0.53449 | 10695 | Residential | caiso
Aggregate | 1-in-2 | September Monthly System Peak Day | 100% Cycling | 14 | Aggregate1-in-2September Monthly System Peak Day100% Cycling14 | 12.3827 | 17.2233 | 89.4565 | 2.6231 | 3.9332 | 4.8406 | 5.7479 | 7.058 | 10695 | Residential | caiso
Average Per Ton | 1-in-2 | September Monthly System Peak Day | 50% Cycling | 14 | Average Per Ton1-in-2September Monthly System Peak Day50% Cycling14 | 0.42672 | 0.5451 | 90.7993 | 0.019571 | 0.077951 | 0.11838 | 0.15882 | 0.2172 | 12331 | Residential | caiso
Average Per Premise | 1-in-2 | September Monthly System Peak Day | 50% Cycling | 14 | Average Per Premise1-in-2September Monthly System Peak Day50% Cycling14 | 1.7516 | 2.2376 | 90.7993 | 0.080337 | 0.31997 | 0.48594 | 0.65191 | 0.89155 | 12331 | Residential | caiso
Average Per Device | 1-in-2 | September Monthly System Peak Day | 50% Cycling | 14 | Average Per Device1-in-2September Monthly System Peak Day50% Cycling14 | 1.4975 | 1.913 | 90.7993 | 0.068685 | 0.27356 | 0.41546 | 0.55736 | 0.76223 | 12331 | Residential | caiso
Aggregate | 1-in-2 | September Monthly System Peak Day | 50% Cycling | 14 | Aggregate1-in-2September Monthly System Peak Day50% Cycling14 | 21.5991 | 27.5912 | 90.7993 | 0.99064 | 3.9456 | 5.9922 | 8.0387 | 10.9937 | 12331 | Residential | caiso
Average Per Ton | 1-in-2 | September Monthly System Peak Day | All | 14 | Average Per Ton1-in-2September Monthly System Peak DayAll14 | 0.34851 | 0.45881 | 90.1756 | 0.035901 | 0.079859 | 0.1103 | 0.14075 | 0.18471 | 23026 | Residential | caiso
Average Per Premise | 1-in-2 | September Monthly System Peak Day | All | 14 | Average Per Premise1-in-2September Monthly System Peak DayAll14 | 1.4916 | 1.9637 | 90.1756 | 0.15365 | 0.34178 | 0.47208 | 0.60238 | 0.79052 | 23026 | Residential | caiso
Average Per Device | 1-in-2 | September Monthly System Peak Day | All | 14 | Average Per Device1-in-2September Monthly System Peak DayAll14 | 1.2431 | 1.6366 | 90.1756 | 0.12806 | 0.28485 | 0.39345 | 0.50205 | 0.65884 | 23026 | Residential | caiso
Aggregate | 1-in-2 | September Monthly System Peak Day | All | 14 | Aggregate1-in-2September Monthly System Peak DayAll14 | 34.3448 | 45.215 | 90.1756 | 3.538 | 7.8699 | 10.8702 | 13.8705 | 18.2024 | 23026 | Residential | caiso
Average Per Ton | 1-in-2 | August Monthly System Peak Day | 100% Cycling | 15 | Average Per Ton1-in-2August Monthly System Peak Day100% Cycling15 | 0.25941 | 0.37504 | 86.1075 | 0.059127 | 0.09251 | 0.11563 | 0.13875 | 0.17213 | 10695 | Residential | caiso
Average Per Premise | 1-in-2 | August Monthly System Peak Day | 100% Cycling | 15 | Average Per Premise1-in-2August Monthly System Peak Day100% Cycling15 | 1.1626 | 1.6808 | 86.1075 | 0.26499 | 0.4146 | 0.51821 | 0.62183 | 0.77144 | 10695 | Residential | caiso
Average Per Device | 1-in-2 | August Monthly System Peak Day | 100% Cycling | 15 | Average Per Device1-in-2August Monthly System Peak Day100% Cycling15 | 0.94159 | 1.3613 | 86.1075 | 0.21462 | 0.33579 | 0.41971 | 0.50364 | 0.62481 | 10695 | Residential | caiso
Aggregate | 1-in-2 | August Monthly System Peak Day | 100% Cycling | 15 | Aggregate1-in-2August Monthly System Peak Day100% Cycling15 | 12.4337 | 17.976 | 86.1075 | 2.834 | 4.4341 | 5.5423 | 6.6505 | 8.2506 | 10695 | Residential | caiso
Average Per Ton | 1-in-2 | August Monthly System Peak Day | 50% Cycling | 15 | Average Per Ton1-in-2August Monthly System Peak Day50% Cycling15 | 0.44945 | 0.57703 | 86.9746 | 0.015088 | 0.08155 | 0.12758 | 0.17361 | 0.24008 | 12331 | Residential | caiso
Average Per Premise | 1-in-2 | August Monthly System Peak Day | 50% Cycling | 15 | Average Per Premise1-in-2August Monthly System Peak Day50% Cycling15 | 1.8449 | 2.3686 | 86.9746 | 0.061932 | 0.33475 | 0.5237 | 0.71265 | 0.98546 | 12331 | Residential | caiso
Average Per Device | 1-in-2 | August Monthly System Peak Day | 50% Cycling | 15 | Average Per Device1-in-2August Monthly System Peak Day50% Cycling15 | 1.5773 | 2.0251 | 86.9746 | 0.052949 | 0.28619 | 0.44774 | 0.60928 | 0.84253 | 12331 | Residential | caiso
Aggregate | 1-in-2 | August Monthly System Peak Day | 50% Cycling | 15 | Aggregate1-in-2August Monthly System Peak Day50% Cycling15 | 22.7497 | 29.2074 | 86.9746 | 0.76369 | 4.1278 | 6.4577 | 8.7877 | 12.1518 | 12331 | Residential | caiso
Average Per Ton | 1-in-2 | August Monthly System Peak Day | All | 15 | Average Per Ton1-in-2August Monthly System Peak DayAll15 | 0.36118 | 0.48321 | 86.5718 | 0.035544 | 0.086641 | 0.12203 | 0.15742 | 0.20852 | 23026 | Residential | caiso
Average Per Premise | 1-in-2 | August Monthly System Peak Day | All | 15 | Average Per Premise1-in-2August Monthly System Peak DayAll15 | 1.5458 | 2.068 | 86.5718 | 0.15212 | 0.37081 | 0.52227 | 0.67373 | 0.89242 | 23026 | Residential | caiso
Average Per Device | 1-in-2 | August Monthly System Peak Day | All | 15 | Average Per Device1-in-2August Monthly System Peak DayAll15 | 1.2883 | 1.7236 | 86.5718 | 0.12678 | 0.30904 | 0.43528 | 0.56151 | 0.74377 | 23026 | Residential | caiso
Aggregate | 1-in-2 | August Monthly System Peak Day | All | 15 | Aggregate1-in-2August Monthly System Peak DayAll15 | 35.5931 | 47.6189 | 86.5718 | 3.5028 | 8.5382 | 12.0258 | 15.5133 | 20.5488 | 23026 | Residential | caiso
Average Per Ton | 1-in-2 | August Typical Event Day | 100% Cycling | 15 | Average Per Ton1-in-2August Typical Event Day100% Cycling15 | 0.2412 | 0.3288 | 82.9897 | 0.027573 | 0.063035 | 0.087597 | 0.11216 | 0.14762 | 10695 | Residential | caiso
Average Per Premise | 1-in-2 | August Typical Event Day | 100% Cycling | 15 | Average Per Premise1-in-2August Typical Event Day100% Cycling15 | 1.081 | 1.4736 | 82.9897 | 0.12357 | 0.2825 | 0.39258 | 0.50265 | 0.66158 | 10695 | Residential | caiso
Average Per Device | 1-in-2 | August Typical Event Day | 100% Cycling | 15 | Average Per Device1-in-2August Typical Event Day100% Cycling15 | 0.87552 | 1.1935 | 82.9897 | 0.10008 | 0.2288 | 0.31796 | 0.40711 | 0.53583 | 10695 | Residential | caiso
Aggregate | 1-in-2 | August Typical Event Day | 100% Cycling | 15 | Aggregate1-in-2August Typical Event Day100% Cycling15 | 11.5612 | 15.7598 | 82.9897 | 1.3216 | 3.0214 | 4.1986 | 5.3758 | 7.0756 | 10695 | Residential | caiso
Average Per Ton | 1-in-2 | August Typical Event Day | 50% Cycling | 15 | Average Per Ton1-in-2August Typical Event Day50% Cycling15 | 0.40865 | 0.51132 | 83.721 | -0.014026 | 0.054919 | 0.10267 | 0.15042 | 0.21937 | 12331 | Residential | caiso
Average Per Premise | 1-in-2 | August Typical Event Day | 50% Cycling | 15 | Average Per Premise1-in-2August Typical Event Day50% Cycling15 | 1.6774 | 2.0989 | 83.721 | -0.057575 | 0.22543 | 0.42144 | 0.61745 | 0.90046 | 12331 | Residential | caiso
Average Per Device | 1-in-2 | August Typical Event Day | 50% Cycling | 15 | Average Per Device1-in-2August Typical Event Day50% Cycling15 | 1.4341 | 1.7944 | 83.721 | -0.049224 | 0.19273 | 0.36031 | 0.52789 | 0.76985 | 12331 | Residential | caiso
Aggregate | 1-in-2 | August Typical Event Day | 50% Cycling | 15 | Aggregate1-in-2August Typical Event Day50% Cycling15 | 20.6842 | 25.881 | 83.721 | -0.70995 | 2.7798 | 5.1968 | 7.6138 | 11.1036 | 12331 | Residential | caiso
Average Per Ton | 1-in-2 | August Typical Event Day | All | 15 | Average Per Ton1-in-2August Typical Event DayAll15 | 0.33087 | 0.42654 | 83.3813 | 0.0052967 | 0.058689 | 0.095669 | 0.13265 | 0.18604 | 23026 | Residential | caiso
Average Per Premise | 1-in-2 | August Typical Event Day | All | 15 | Average Per Premise1-in-2August Typical Event DayAll15 | 1.4161 | 1.8255 | 83.3813 | 0.022669 | 0.25118 | 0.40945 | 0.56771 | 0.79622 | 23026 | Residential | caiso
Average Per Device | 1-in-2 | August Typical Event Day | All | 15 | Average Per Device1-in-2August Typical Event DayAll15 | 1.1802 | 1.5214 | 83.3813 | 0.018893 | 0.20934 | 0.34125 | 0.47315 | 0.6636 | 23026 | Residential | caiso
Aggregate | 1-in-2 | August Typical Event Day | All | 15 | Aggregate1-in-2August Typical Event DayAll15 | 32.6064 | 42.0343 | 83.3813 | 0.52198 | 5.7837 | 9.4279 | 13.0722 | 18.3339 | 23026 | Residential | caiso
Average Per Ton | 1-in-2 | July Monthly System Peak Day | 100% Cycling | 15 | Average Per Ton1-in-2July Monthly System Peak Day100% Cycling15 | 0.22931 | 0.2986 | 79.4584 | 0.0057858 | 0.043301 | 0.069284 | 0.095267 | 0.13278 | 10695 | Residential | caiso
Average Per Premise | 1-in-2 | July Monthly System Peak Day | 100% Cycling | 15 | Average Per Premise1-in-2July Monthly System Peak Day100% Cycling15 | 1.0277 | 1.3382 | 79.4584 | 0.02593 | 0.19406 | 0.31051 | 0.42695 | 0.59508 | 10695 | Residential | caiso
Average Per Device | 1-in-2 | July Monthly System Peak Day | 100% Cycling | 15 | Average Per Device1-in-2July Monthly System Peak Day100% Cycling15 | 0.83236 | 1.0838 | 79.4584 | 0.021001 | 0.15717 | 0.25149 | 0.3458 | 0.48197 | 10695 | Residential | caiso
Aggregate | 1-in-2 | July Monthly System Peak Day | 100% Cycling | 15 | Aggregate1-in-2July Monthly System Peak Day100% Cycling15 | 10.9913 | 14.3121 | 79.4584 | 0.27732 | 2.0755 | 3.3209 | 4.5663 | 6.3644 | 10695 | Residential | caiso
Average Per Ton | 1-in-2 | July Monthly System Peak Day | 50% Cycling | 15 | Average Per Ton1-in-2July Monthly System Peak Day50% Cycling15 | 0.38093 | 0.46668 | 79.6123 | -0.035957 | 0.035948 | 0.08575 | 0.13555 | 0.20746 | 12331 | Residential | caiso
Average Per Premise | 1-in-2 | July Monthly System Peak Day | 50% Cycling | 15 | Average Per Premise1-in-2July Monthly System Peak Day50% Cycling15 | 1.5636 | 1.9156 | 79.6123 | -0.1476 | 0.14756 | 0.35199 | 0.55641 | 0.85157 | 12331 | Residential | caiso
Average Per Device | 1-in-2 | July Monthly System Peak Day | 50% Cycling | 15 | Average Per Device1-in-2July Monthly System Peak Day50% Cycling15 | 1.3368 | 1.6378 | 79.6123 | -0.12619 | 0.12616 | 0.30093 | 0.47571 | 0.72805 | 12331 | Residential | caiso
Aggregate | 1-in-2 | July Monthly System Peak Day | 50% Cycling | 15 | Aggregate1-in-2July Monthly System Peak Day50% Cycling15 | 19.2812 | 23.6216 | 79.6123 | -1.82 | 1.8196 | 4.3403 | 6.8611 | 10.5007 | 12331 | Residential | caiso
Average Per Ton | 1-in-2 | July Monthly System Peak Day | All | 15 | Average Per Ton1-in-2July Monthly System Peak DayAll15 | 0.3105 | 0.38861 | 79.5408 | -0.016568 | 0.039364 | 0.078102 | 0.11684 | 0.17277 | 23026 | Residential | caiso
Average Per Premise | 1-in-2 | July Monthly System Peak Day | All | 15 | Average Per Premise1-in-2July Monthly System Peak DayAll15 | 1.3289 | 1.6632 | 79.5408 | -0.070907 | 0.16847 | 0.33426 | 0.50005 | 0.73943 | 23026 | Residential | caiso
Average Per Device | 1-in-2 | July Monthly System Peak Day | All | 15 | Average Per Device1-in-2July Monthly System Peak DayAll15 | 1.1075 | 1.3861 | 79.5408 | -0.059096 | 0.14041 | 0.27858 | 0.41676 | 0.61626 | 23026 | Residential | caiso
Aggregate | 1-in-2 | July Monthly System Peak Day | All | 15 | Aggregate1-in-2July Monthly System Peak DayAll15 | 30.5994 | 38.2961 | 79.5408 | -1.6327 | 3.8792 | 7.6967 | 11.5142 | 17.0261 | 23026 | Residential | caiso
Average Per Ton | 1-in-2 | June Monthly System Peak Day | 100% Cycling | 15 | Average Per Ton1-in-2June Monthly System Peak Day100% Cycling15 | 0.21236 | 0.25553 | 76.3797 | -0.026578 | 0.014629 | 0.043169 | 0.071709 | 0.11292 | 10695 | Residential | caiso
Average Per Premise | 1-in-2 | June Monthly System Peak Day | 100% Cycling | 15 | Average Per Premise1-in-2June Monthly System Peak Day100% Cycling15 | 0.95171 | 1.1452 | 76.3797 | -0.11911 | 0.065563 | 0.19347 | 0.32137 | 0.50605 | 10695 | Residential | caiso
Average Per Device | 1-in-2 | June Monthly System Peak Day | 100% Cycling | 15 | Average Per Device1-in-2June Monthly System Peak Day100% Cycling15 | 0.77081 | 0.9275 | 76.3797 | -0.096471 | 0.053101 | 0.15669 | 0.26029 | 0.40986 | 10695 | Residential | caiso
Aggregate | 1-in-2 | June Monthly System Peak Day | 100% Cycling | 15 | Aggregate1-in-2June Monthly System Peak Day100% Cycling15 | 10.1785 | 12.2476 | 76.3797 | -1.2739 | 0.7012 | 2.0691 | 3.4371 | 5.4122 | 10695 | Residential | caiso
Average Per Ton | 1-in-2 | June Monthly System Peak Day | 50% Cycling | 15 | Average Per Ton1-in-2June Monthly System Peak Day50% Cycling15 | 0.34382 | 0.40691 | 76.9711 | -0.067658 | 0.0095913 | 0.063094 | 0.1166 | 0.19385 | 12331 | Residential | caiso
Average Per Premise | 1-in-2 | June Monthly System Peak Day | 50% Cycling | 15 | Average Per Premise1-in-2June Monthly System Peak Day50% Cycling15 | 1.4113 | 1.6703 | 76.9711 | -0.27772 | 0.03937 | 0.25899 | 0.47861 | 0.7957 | 12331 | Residential | caiso
Average Per Device | 1-in-2 | June Monthly System Peak Day | 50% Cycling | 15 | Average Per Device1-in-2June Monthly System Peak Day50% Cycling15 | 1.2066 | 1.428 | 76.9711 | -0.23744 | 0.03366 | 0.22142 | 0.40919 | 0.68029 | 12331 | Residential | caiso
Aggregate | 1-in-2 | June Monthly System Peak Day | 50% Cycling | 15 | Aggregate1-in-2June Monthly System Peak Day50% Cycling15 | 17.4028 | 20.5964 | 76.9711 | -3.4246 | 0.48548 | 3.1936 | 5.9017 | 9.8118 | 12331 | Residential | caiso
Average Per Ton | 1-in-2 | June Monthly System Peak Day | All | 15 | Average Per Ton1-in-2June Monthly System Peak DayAll15 | 0.28275 | 0.33659 | 76.6964 | -0.048576 | 0.011931 | 0.053839 | 0.095746 | 0.15625 | 23026 | Residential | caiso
Average Per Premise | 1-in-2 | June Monthly System Peak Day | All | 15 | Average Per Premise1-in-2June Monthly System Peak DayAll15 | 1.2101 | 1.4406 | 76.6964 | -0.2079 | 0.051064 | 0.23042 | 0.40978 | 0.66874 | 23026 | Residential | caiso
Average Per Device | 1-in-2 | June Monthly System Peak Day | All | 15 | Average Per Device1-in-2June Monthly System Peak DayAll15 | 1.0086 | 1.2006 | 76.6964 | -0.17327 | 0.042559 | 0.19204 | 0.34152 | 0.55735 | 23026 | Residential | caiso
Aggregate | 1-in-2 | June Monthly System Peak Day | All | 15 | Aggregate1-in-2June Monthly System Peak DayAll15 | 27.8647 | 33.1704 | 76.6964 | -4.7871 | 1.1758 | 5.3057 | 9.4356 | 15.3985 | 23026 | Residential | caiso
Average Per Ton | 1-in-2 | May Monthly System Peak Day | 100% Cycling | 15 | Average Per Ton1-in-2May Monthly System Peak Day100% Cycling15 | 0.18803 | 0.19374 | 71.4705 | -0.074988 | -0.027314 | 0.0057055 | 0.038725 | 0.086399 | 10695 | Residential | caiso
Average Per Premise | 1-in-2 | May Monthly System Peak Day | 100% Cycling | 15 | Average Per Premise1-in-2May Monthly System Peak Day100% Cycling15 | 0.84269 | 0.86826 | 71.4705 | -0.33607 | -0.12241 | 0.02557 | 0.17355 | 0.38721 | 10695 | Residential | caiso
Average Per Device | 1-in-2 | May Monthly System Peak Day | 100% Cycling | 15 | Average Per Device1-in-2May Monthly System Peak Day100% Cycling15 | 0.68251 | 0.70322 | 71.4705 | -0.27219 | -0.099142 | 0.02071 | 0.14056 | 0.31361 | 10695 | Residential | caiso
Aggregate | 1-in-2 | May Monthly System Peak Day | 100% Cycling | 15 | Aggregate1-in-2May Monthly System Peak Day100% Cycling15 | 9.0126 | 9.286 | 71.4705 | -3.5943 | -1.3092 | 0.27347 | 1.8561 | 4.1412 | 10695 | Residential | caiso
Average Per Ton | 1-in-2 | May Monthly System Peak Day | 50% Cycling | 15 | Average Per Ton1-in-2May Monthly System Peak Day50% Cycling15 | 0.29119 | 0.32216 | 72.278 | -0.11626 | -0.029278 | 0.030969 | 0.091215 | 0.1782 | 12331 | Residential | caiso
Average Per Premise | 1-in-2 | May Monthly System Peak Day | 50% Cycling | 15 | Average Per Premise1-in-2May Monthly System Peak Day50% Cycling15 | 1.1953 | 1.3224 | 72.278 | -0.47724 | -0.12018 | 0.12712 | 0.37442 | 0.73148 | 12331 | Residential | caiso
Average Per Device | 1-in-2 | May Monthly System Peak Day | 50% Cycling | 15 | Average Per Device1-in-2May Monthly System Peak Day50% Cycling15 | 1.0219 | 1.1306 | 72.278 | -0.40802 | -0.10275 | 0.10868 | 0.32011 | 0.62538 | 12331 | Residential | caiso
Aggregate | 1-in-2 | May Monthly System Peak Day | 50% Cycling | 15 | Aggregate1-in-2May Monthly System Peak Day50% Cycling15 | 14.7391 | 16.3066 | 72.278 | -5.8849 | -1.4819 | 1.5675 | 4.617 | 9.0199 | 12331 | Residential | caiso
Average Per Ton | 1-in-2 | May Monthly System Peak Day | All | 15 | Average Per Ton1-in-2May Monthly System Peak DayAll15 | 0.24327 | 0.26251 | 71.9029 | -0.097092 | -0.028366 | 0.019234 | 0.066833 | 0.13556 | 23026 | Residential | caiso
Average Per Premise | 1-in-2 | May Monthly System Peak Day | All | 15 | Average Per Premise1-in-2May Monthly System Peak DayAll15 | 1.0412 | 1.1235 | 71.9029 | -0.41554 | -0.1214 | 0.082318 | 0.28604 | 0.58017 | 23026 | Residential | caiso
Average Per Device | 1-in-2 | May Monthly System Peak Day | All | 15 | Average Per Device1-in-2May Monthly System Peak DayAll15 | 0.86775 | 0.93635 | 71.9029 | -0.34632 | -0.10118 | 0.068606 | 0.23839 | 0.48353 | 23026 | Residential | caiso
Aggregate | 1-in-2 | May Monthly System Peak Day | All | 15 | Aggregate1-in-2May Monthly System Peak DayAll15 | 23.9741 | 25.8695 | 71.9029 | -9.5681 | -2.7954 | 1.8954 | 6.5863 | 13.359 | 23026 | Residential | caiso
Average Per Ton | 1-in-2 | October Monthly System Peak Day | 100% Cycling | 15 | Average Per Ton1-in-2October Monthly System Peak Day100% Cycling15 | 0.20672 | 0.24121 | 77.412 | -0.037609 | 0.0049887 | 0.034492 | 0.063995 | 0.10659 | 10695 | Residential | caiso
Average Per Premise | 1-in-2 | October Monthly System Peak Day | 100% Cycling | 15 | Average Per Premise1-in-2October Monthly System Peak Day100% Cycling15 | 0.92646 | 1.081 | 77.412 | -0.16855 | 0.022357 | 0.15458 | 0.2868 | 0.47771 | 10695 | Residential | caiso
Average Per Device | 1-in-2 | October Monthly System Peak Day | 100% Cycling | 15 | Average Per Device1-in-2October Monthly System Peak Day100% Cycling15 | 0.75036 | 0.87555 | 77.412 | -0.13651 | 0.018108 | 0.1252 | 0.23229 | 0.38691 | 10695 | Residential | caiso
Aggregate | 1-in-2 | October Monthly System Peak Day | 100% Cycling | 15 | Aggregate1-in-2October Monthly System Peak Day100% Cycling15 | 9.9085 | 11.5617 | 77.412 | -1.8027 | 0.23911 | 1.6532 | 3.0674 | 5.1091 | 10695 | Residential | caiso
Average Per Ton | 1-in-2 | October Monthly System Peak Day | 50% Cycling | 15 | Average Per Ton1-in-2October Monthly System Peak Day50% Cycling15 | 0.32918 | 0.38334 | 77.5904 | -0.080794 | -0.0010624 | 0.054159 | 0.10938 | 0.18911 | 12331 | Residential | caiso
Average Per Premise | 1-in-2 | October Monthly System Peak Day | 50% Cycling | 15 | Average Per Premise1-in-2October Monthly System Peak Day50% Cycling15 | 1.3512 | 1.5735 | 77.5904 | -0.33164 | -0.0043609 | 0.22231 | 0.44899 | 0.77627 | 12331 | Residential | caiso
Average Per Device | 1-in-2 | October Monthly System Peak Day | 50% Cycling | 15 | Average Per Device1-in-2October Monthly System Peak Day50% Cycling15 | 1.1552 | 1.3453 | 77.5904 | -0.28354 | -0.0037284 | 0.19007 | 0.38386 | 0.66367 | 12331 | Residential | caiso
Aggregate | 1-in-2 | October Monthly System Peak Day | 50% Cycling | 15 | Aggregate1-in-2October Monthly System Peak Day50% Cycling15 | 16.6619 | 19.4033 | 77.5904 | -4.0895 | -0.053774 | 2.7413 | 5.5365 | 9.5722 | 12331 | Residential | caiso
Average Per Ton | 1-in-2 | October Monthly System Peak Day | All | 15 | Average Per Ton1-in-2October Monthly System Peak DayAll15 | 0.2723 | 0.31732 | 77.5076 | -0.060734 | 0.0017483 | 0.045024 | 0.088299 | 0.15078 | 23026 | Residential | caiso
Average Per Premise | 1-in-2 | October Monthly System Peak Day | All | 15 | Average Per Premise1-in-2October Monthly System Peak DayAll15 | 1.1654 | 1.3581 | 77.5076 | -0.25993 | 0.0074825 | 0.19269 | 0.37791 | 0.64532 | 23026 | Residential | caiso
Average Per Device | 1-in-2 | October Monthly System Peak Day | All | 15 | Average Per Device1-in-2October Monthly System Peak DayAll15 | 0.97128 | 1.1319 | 77.5076 | -0.21664 | 0.0062362 | 0.1606 | 0.31496 | 0.53783 | 23026 | Residential | caiso
Aggregate | 1-in-2 | October Monthly System Peak Day | All | 15 | Aggregate1-in-2October Monthly System Peak DayAll15 | 26.8344 | 31.2714 | 77.5076 | -5.9852 | 0.17229 | 4.437 | 8.7017 | 14.8592 | 23026 | Residential | caiso
Average Per Ton | 1-in-2 | September Monthly System Peak Day | 100% Cycling | 15 | Average Per Ton1-in-2September Monthly System Peak Day100% Cycling15 | 0.26374 | 0.38604 | 90.013 | 0.066277 | 0.099377 | 0.1223 | 0.14523 | 0.17833 | 10695 | Residential | caiso
Average Per Premise | 1-in-2 | September Monthly System Peak Day | 100% Cycling | 15 | Average Per Premise1-in-2September Monthly System Peak Day100% Cycling15 | 1.182 | 1.7301 | 90.013 | 0.29703 | 0.44537 | 0.54812 | 0.65086 | 0.79921 | 10695 | Residential | caiso
Average Per Device | 1-in-2 | September Monthly System Peak Day | 100% Cycling | 15 | Average Per Device1-in-2September Monthly System Peak Day100% Cycling15 | 0.95731 | 1.4012 | 90.013 | 0.24057 | 0.36072 | 0.44393 | 0.52715 | 0.64729 | 10695 | Residential | caiso
Aggregate | 1-in-2 | September Monthly System Peak Day | 100% Cycling | 15 | Aggregate1-in-2September Monthly System Peak Day100% Cycling15 | 12.6413 | 18.5035 | 90.013 | 3.1767 | 4.7633 | 5.8621 | 6.961 | 8.5475 | 10695 | Residential | caiso
Average Per Ton | 1-in-2 | September Monthly System Peak Day | 50% Cycling | 15 | Average Per Ton1-in-2September Monthly System Peak Day50% Cycling15 | 0.46039 | 0.59464 | 91.326 | 0.022196 | 0.088402 | 0.13426 | 0.18011 | 0.24632 | 12331 | Residential | caiso
Average Per Premise | 1-in-2 | September Monthly System Peak Day | 50% Cycling | 15 | Average Per Premise1-in-2September Monthly System Peak Day50% Cycling15 | 1.8898 | 2.4409 | 91.326 | 0.091109 | 0.36287 | 0.5511 | 0.73932 | 1.0111 | 12331 | Residential | caiso
Average Per Device | 1-in-2 | September Monthly System Peak Day | 50% Cycling | 15 | Average Per Device1-in-2September Monthly System Peak Day50% Cycling15 | 1.6157 | 2.0869 | 91.326 | 0.077894 | 0.31024 | 0.47116 | 0.63209 | 0.86443 | 12331 | Residential | caiso
Aggregate | 1-in-2 | September Monthly System Peak Day | 50% Cycling | 15 | Aggregate1-in-2September Monthly System Peak Day50% Cycling15 | 23.3031 | 30.0987 | 91.326 | 1.1235 | 4.4746 | 6.7956 | 9.1166 | 12.4677 | 12331 | Residential | caiso
Average Per Ton | 1-in-2 | September Monthly System Peak Day | All | 15 | Average Per Ton1-in-2September Monthly System Peak DayAll15 | 0.36904 | 0.49775 | 90.7161 | 0.042671 | 0.0935 | 0.1287 | 0.16391 | 0.21474 | 23026 | Residential | caiso
Average Per Premise | 1-in-2 | September Monthly System Peak Day | All | 15 | Average Per Premise1-in-2September Monthly System Peak DayAll15 | 1.5795 | 2.1303 | 90.7161 | 0.18263 | 0.40017 | 0.55083 | 0.7015 | 0.91904 | 23026 | Residential | caiso
Average Per Device | 1-in-2 | September Monthly System Peak Day | All | 15 | Average Per Device1-in-2September Monthly System Peak DayAll15 | 1.3164 | 1.7754 | 90.7161 | 0.15221 | 0.33351 | 0.45908 | 0.58465 | 0.76596 | 23026 | Residential | caiso
Aggregate | 1-in-2 | September Monthly System Peak Day | All | 15 | Aggregate1-in-2September Monthly System Peak DayAll15 | 36.3684 | 49.0519 | 90.7161 | 4.2051 | 9.2142 | 12.6835 | 16.1528 | 21.1618 | 23026 | Residential | caiso
Average Per Ton | 1-in-2 | August Monthly System Peak Day | 100% Cycling | 16 | Average Per Ton1-in-2August Monthly System Peak Day100% Cycling16 | 0.26531 | 0.40472 | 86.8803 | 0.071287 | 0.11154 | 0.13941 | 0.16729 | 0.20753 | 10695 | Residential | caiso
Average Per Premise | 1-in-2 | August Monthly System Peak Day | 100% Cycling | 16 | Average Per Premise1-in-2August Monthly System Peak Day100% Cycling16 | 1.189 | 1.8138 | 86.8803 | 0.31948 | 0.49986 | 0.62479 | 0.74972 | 0.93009 | 10695 | Residential | caiso
Average Per Device | 1-in-2 | August Monthly System Peak Day | 100% Cycling | 16 | Average Per Device1-in-2August Monthly System Peak Day100% Cycling16 | 0.96302 | 1.469 | 86.8803 | 0.25876 | 0.40485 | 0.50603 | 0.60721 | 0.7533 | 10695 | Residential | caiso
Aggregate | 1-in-2 | August Monthly System Peak Day | 100% Cycling | 16 | Aggregate1-in-2August Monthly System Peak Day100% Cycling16 | 12.7167 | 19.3988 | 86.8803 | 3.4169 | 5.346 | 6.6821 | 8.0182 | 9.9474 | 10695 | Residential | caiso
Average Per Ton | 1-in-2 | August Monthly System Peak Day | 50% Cycling | 16 | Average Per Ton1-in-2August Monthly System Peak Day50% Cycling16 | 0.48082 | 0.62207 | 87.8673 | 0.016705 | 0.090289 | 0.14125 | 0.19222 | 0.2658 | 12331 | Residential | caiso
Average Per Premise | 1-in-2 | August Monthly System Peak Day | 50% Cycling | 16 | Average Per Premise1-in-2August Monthly System Peak Day50% Cycling16 | 1.9737 | 2.5535 | 87.8673 | 0.068569 | 0.37062 | 0.57982 | 0.78902 | 1.0911 | 12331 | Residential | caiso
Average Per Device | 1-in-2 | August Monthly System Peak Day | 50% Cycling | 16 | Average Per Device1-in-2August Monthly System Peak Day50% Cycling16 | 1.6874 | 2.1831 | 87.8673 | 0.058623 | 0.31686 | 0.49572 | 0.67457 | 0.93281 | 12331 | Residential | caiso
Aggregate | 1-in-2 | August Monthly System Peak Day | 50% Cycling | 16 | Aggregate1-in-2August Monthly System Peak Day50% Cycling16 | 24.3373 | 31.487 | 87.8673 | 0.84552 | 4.5701 | 7.1497 | 9.7294 | 13.4539 | 12331 | Residential | caiso
Average Per Ton | 1-in-2 | August Monthly System Peak Day | All | 16 | Average Per Ton1-in-2August Monthly System Peak DayAll16 | 0.38072 | 0.52111 | 87.4088 | 0.042058 | 0.10016 | 0.1404 | 0.18064 | 0.23874 | 23026 | Residential | caiso
Average Per Premise | 1-in-2 | August Monthly System Peak Day | All | 16 | Average Per Premise1-in-2August Monthly System Peak DayAll16 | 1.6294 | 2.2303 | 87.4088 | 0.18 | 0.42866 | 0.60088 | 0.7731 | 1.0218 | 23026 | Residential | caiso
Average Per Device | 1-in-2 | August Monthly System Peak Day | All | 16 | Average Per Device1-in-2August Monthly System Peak DayAll16 | 1.358 | 1.8588 | 87.4088 | 0.15002 | 0.35726 | 0.50079 | 0.64432 | 0.85156 | 23026 | Residential | caiso
Aggregate | 1-in-2 | August Monthly System Peak Day | All | 16 | Aggregate1-in-2August Monthly System Peak DayAll16 | 37.5186 | 51.3544 | 87.4088 | 4.1447 | 9.8703 | 13.8358 | 17.8013 | 23.5269 | 23026 | Residential | caiso
Average Per Ton | 1-in-2 | August Typical Event Day | 100% Cycling | 16 | Average Per Ton1-in-2August Typical Event Day100% Cycling16 | 0.24921 | 0.35483 | 83.2923 | 0.033244 | 0.075999 | 0.10561 | 0.13522 | 0.17798 | 10695 | Residential | caiso
Average Per Premise | 1-in-2 | August Typical Event Day | 100% Cycling | 16 | Average Per Premise1-in-2August Typical Event Day100% Cycling16 | 1.1169 | 1.5902 | 83.2923 | 0.14899 | 0.3406 | 0.47331 | 0.60602 | 0.79764 | 10695 | Residential | caiso
Average Per Device | 1-in-2 | August Typical Event Day | 100% Cycling | 16 | Average Per Device1-in-2August Typical Event Day100% Cycling16 | 0.90459 | 1.2879 | 83.2923 | 0.12067 | 0.27586 | 0.38335 | 0.49083 | 0.64602 | 10695 | Residential | caiso
Aggregate | 1-in-2 | August Typical Event Day | 100% Cycling | 16 | Aggregate1-in-2August Typical Event Day100% Cycling16 | 11.9451 | 17.0072 | 83.2923 | 1.5934 | 3.6427 | 5.0621 | 6.4814 | 8.5308 | 10695 | Residential | caiso
Average Per Ton | 1-in-2 | August Typical Event Day | 50% Cycling | 16 | Average Per Ton1-in-2August Typical Event Day50% Cycling16 | 0.43755 | 0.55123 | 84.0619 | -0.015529 | 0.060804 | 0.11367 | 0.16654 | 0.24287 | 12331 | Residential | caiso
Average Per Premise | 1-in-2 | August Typical Event Day | 50% Cycling | 16 | Average Per Premise1-in-2August Typical Event Day50% Cycling16 | 1.7961 | 2.2627 | 84.0619 | -0.063744 | 0.24959 | 0.4666 | 0.68362 | 0.99695 | 12331 | Residential | caiso
Average Per Device | 1-in-2 | August Typical Event Day | 50% Cycling | 16 | Average Per Device1-in-2August Typical Event Day50% Cycling16 | 1.5356 | 1.9345 | 84.0619 | -0.054498 | 0.21339 | 0.39893 | 0.58446 | 0.85235 | 12331 | Residential | caiso
Aggregate | 1-in-2 | August Typical Event Day | 50% Cycling | 16 | Aggregate1-in-2August Typical Event Day50% Cycling16 | 22.1473 | 27.901 | 84.0619 | -0.78603 | 3.0777 | 5.7537 | 8.4297 | 12.2934 | 12331 | Residential | caiso
Average Per Ton | 1-in-2 | August Typical Event Day | All | 16 | Average Per Ton1-in-2August Typical Event DayAll16 | 0.35007 | 0.46 | 83.7044 | 0.0071259 | 0.067862 | 0.10993 | 0.15199 | 0.21273 | 23026 | Residential | caiso
Average Per Premise | 1-in-2 | August Typical Event Day | All | 16 | Average Per Premise1-in-2August Typical Event DayAll16 | 1.4982 | 1.9687 | 83.7044 | 0.030498 | 0.29044 | 0.47047 | 0.65051 | 0.91045 | 23026 | Residential | caiso
Average Per Device | 1-in-2 | August Typical Event Day | All | 16 | Average Per Device1-in-2August Typical Event DayAll16 | 1.2487 | 1.6408 | 83.7044 | 0.025417 | 0.24206 | 0.39211 | 0.54215 | 0.7588 | 23026 | Residential | caiso
Aggregate | 1-in-2 | August Typical Event Day | All | 16 | Aggregate1-in-2August Typical Event DayAll16 | 34.4985 | 45.3317 | 83.7044 | 0.70224 | 6.6877 | 10.8332 | 14.9787 | 20.9641 | 23026 | Residential | caiso
Average Per Ton | 1-in-2 | July Monthly System Peak Day | 100% Cycling | 16 | Average Per Ton1-in-2July Monthly System Peak Day100% Cycling16 | 0.2387 | 0.32223 | 80.4868 | 0.0069758 | 0.052207 | 0.083533 | 0.11486 | 0.16009 | 10695 | Residential | caiso
Average Per Premise | 1-in-2 | July Monthly System Peak Day | 100% Cycling | 16 | Average Per Premise1-in-2July Monthly System Peak Day100% Cycling16 | 1.0698 | 1.4441 | 80.4868 | 0.031263 | 0.23397 | 0.37437 | 0.51476 | 0.71747 | 10695 | Residential | caiso
Average Per Device | 1-in-2 | July Monthly System Peak Day | 100% Cycling | 16 | Average Per Device1-in-2July Monthly System Peak Day100% Cycling16 | 0.86643 | 1.1696 | 80.4868 | 0.02532 | 0.1895 | 0.30321 | 0.41691 | 0.58109 | 10695 | Residential | caiso
Aggregate | 1-in-2 | July Monthly System Peak Day | 100% Cycling | 16 | Aggregate1-in-2July Monthly System Peak Day100% Cycling16 | 11.4411 | 15.445 | 80.4868 | 0.33436 | 2.5023 | 4.0038 | 5.5054 | 7.6733 | 10695 | Residential | caiso
Average Per Ton | 1-in-2 | July Monthly System Peak Day | 50% Cycling | 16 | Average Per Ton1-in-2July Monthly System Peak Day50% Cycling16 | 0.40816 | 0.5031 | 80.7577 | -0.039811 | 0.0398 | 0.094938 | 0.15008 | 0.22969 | 12331 | Residential | caiso
Average Per Premise | 1-in-2 | July Monthly System Peak Day | 50% Cycling | 16 | Average Per Premise1-in-2July Monthly System Peak Day50% Cycling16 | 1.6754 | 2.0651 | 80.7577 | -0.16341 | 0.16337 | 0.3897 | 0.61604 | 0.94282 | 12331 | Residential | caiso
Average Per Device | 1-in-2 | July Monthly System Peak Day | 50% Cycling | 16 | Average Per Device1-in-2July Monthly System Peak Day50% Cycling16 | 1.4324 | 1.7656 | 80.7577 | -0.13971 | 0.13968 | 0.33318 | 0.52668 | 0.80607 | 12331 | Residential | caiso
Aggregate | 1-in-2 | July Monthly System Peak Day | 50% Cycling | 16 | Aggregate1-in-2July Monthly System Peak Day50% Cycling16 | 20.6598 | 25.4652 | 80.7577 | -2.0151 | 2.0145 | 4.8054 | 7.5963 | 11.626 | 12331 | Residential | caiso
Average Per Ton | 1-in-2 | July Monthly System Peak Day | All | 16 | Average Per Ton1-in-2July Monthly System Peak DayAll16 | 0.32945 | 0.41909 | 80.6319 | -0.018078 | 0.045563 | 0.089641 | 0.13372 | 0.19736 | 23026 | Residential | caiso
Average Per Premise | 1-in-2 | July Monthly System Peak Day | All | 16 | Average Per Premise1-in-2July Monthly System Peak DayAll16 | 1.41 | 1.7936 | 80.6319 | -0.077372 | 0.195 | 0.38365 | 0.57229 | 0.84467 | 23026 | Residential | caiso
Average Per Device | 1-in-2 | July Monthly System Peak Day | All | 16 | Average Per Device1-in-2July Monthly System Peak DayAll16 | 1.1751 | 1.4949 | 80.6319 | -0.064484 | 0.16252 | 0.31974 | 0.47697 | 0.70397 | 23026 | Residential | caiso
Aggregate | 1-in-2 | July Monthly System Peak Day | All | 16 | Aggregate1-in-2July Monthly System Peak DayAll16 | 32.4663 | 41.3001 | 80.6319 | -1.7816 | 4.4901 | 8.8339 | 13.1776 | 19.4493 | 23026 | Residential | caiso
Average Per Ton | 1-in-2 | June Monthly System Peak Day | 100% Cycling | 16 | Average Per Ton1-in-2June Monthly System Peak Day100% Cycling16 | 0.2237 | 0.27575 | 75.5391 | -0.032044 | 0.017638 | 0.052047 | 0.086456 | 0.13614 | 10695 | Residential | caiso
Average Per Premise | 1-in-2 | June Monthly System Peak Day | 100% Cycling | 16 | Average Per Premise1-in-2June Monthly System Peak Day100% Cycling16 | 1.0026 | 1.2358 | 75.5391 | -0.14361 | 0.079046 | 0.23326 | 0.38747 | 0.61012 | 10695 | Residential | caiso
Average Per Device | 1-in-2 | June Monthly System Peak Day | 100% Cycling | 16 | Average Per Device1-in-2June Monthly System Peak Day100% Cycling16 | 0.812 | 1.0009 | 75.5391 | -0.11631 | 0.064021 | 0.18892 | 0.31382 | 0.49415 | 10695 | Residential | caiso
Aggregate | 1-in-2 | June Monthly System Peak Day | 100% Cycling | 16 | Aggregate1-in-2June Monthly System Peak Day100% Cycling16 | 10.7224 | 13.2171 | 75.5391 | -1.5359 | 0.8454 | 2.4947 | 4.1439 | 6.5252 | 10695 | Residential | caiso
Average Per Ton | 1-in-2 | June Monthly System Peak Day | 50% Cycling | 16 | Average Per Ton1-in-2June Monthly System Peak Day50% Cycling16 | 0.36882 | 0.43867 | 76.0464 | -0.074909 | 0.010619 | 0.069855 | 0.12909 | 0.21462 | 12331 | Residential | caiso
Average Per Premise | 1-in-2 | June Monthly System Peak Day | 50% Cycling | 16 | Average Per Premise1-in-2June Monthly System Peak Day50% Cycling16 | 1.5139 | 1.8007 | 76.0464 | -0.30749 | 0.043589 | 0.28674 | 0.5299 | 0.88097 | 12331 | Residential | caiso
Average Per Device | 1-in-2 | June Monthly System Peak Day | 50% Cycling | 16 | Average Per Device1-in-2June Monthly System Peak Day50% Cycling16 | 1.2943 | 1.5395 | 76.0464 | -0.26289 | 0.037267 | 0.24515 | 0.45304 | 0.75319 | 12331 | Residential | caiso
Aggregate | 1-in-2 | June Monthly System Peak Day | 50% Cycling | 16 | Aggregate1-in-2June Monthly System Peak Day50% Cycling16 | 18.6681 | 22.2039 | 76.0464 | -3.7916 | 0.5375 | 3.5358 | 6.5341 | 10.8633 | 12331 | Residential | caiso
Average Per Ton | 1-in-2 | June Monthly System Peak Day | All | 16 | Average Per Ton1-in-2June Monthly System Peak DayAll16 | 0.30141 | 0.36299 | 75.8108 | -0.054998 | 0.013879 | 0.061583 | 0.10929 | 0.17816 | 23026 | Residential | caiso
Average Per Premise | 1-in-2 | June Monthly System Peak Day | All | 16 | Average Per Premise1-in-2June Monthly System Peak DayAll16 | 1.29 | 1.5536 | 75.8108 | -0.23538 | 0.059401 | 0.26357 | 0.46773 | 0.76251 | 23026 | Residential | caiso
Average Per Device | 1-in-2 | June Monthly System Peak Day | All | 16 | Average Per Device1-in-2June Monthly System Peak DayAll16 | 1.0751 | 1.2948 | 75.8108 | -0.19617 | 0.049507 | 0.21966 | 0.38982 | 0.6355 | 23026 | Residential | caiso
Aggregate | 1-in-2 | June Monthly System Peak Day | All | 16 | Aggregate1-in-2June Monthly System Peak DayAll16 | 29.7033 | 35.7722 | 75.8108 | -5.4199 | 1.3678 | 6.0689 | 10.77 | 17.5577 | 23026 | Residential | caiso
Average Per Ton | 1-in-2 | May Monthly System Peak Day | 100% Cycling | 16 | Average Per Ton1-in-2May Monthly System Peak Day100% Cycling16 | 0.20219 | 0.20907 | 71.1196 | -0.09041 | -0.032931 | 0.0068789 | 0.046689 | 0.10417 | 10695 | Residential | caiso
Average Per Premise | 1-in-2 | May Monthly System Peak Day | 100% Cycling | 16 | Average Per Premise1-in-2May Monthly System Peak Day100% Cycling16 | 0.90615 | 0.93698 | 71.1196 | -0.40518 | -0.14758 | 0.030829 | 0.20924 | 0.46684 | 10695 | Residential | caiso
Average Per Device | 1-in-2 | May Monthly System Peak Day | 100% Cycling | 16 | Average Per Device1-in-2May Monthly System Peak Day100% Cycling16 | 0.73391 | 0.75888 | 71.1196 | -0.32817 | -0.11953 | 0.024969 | 0.16947 | 0.3781 | 10695 | Residential | caiso
Aggregate | 1-in-2 | May Monthly System Peak Day | 100% Cycling | 16 | Aggregate1-in-2May Monthly System Peak Day100% Cycling16 | 9.6913 | 10.021 | 71.1196 | -4.3334 | -1.5784 | 0.32971 | 2.2378 | 4.9929 | 10695 | Residential | caiso
Average Per Ton | 1-in-2 | May Monthly System Peak Day | 50% Cycling | 16 | Average Per Ton1-in-2May Monthly System Peak Day50% Cycling16 | 0.31302 | 0.34731 | 71.7163 | -0.12872 | -0.032415 | 0.034287 | 0.10099 | 0.1973 | 12331 | Residential | caiso
Average Per Premise | 1-in-2 | May Monthly System Peak Day | 50% Cycling | 16 | Average Per Premise1-in-2May Monthly System Peak Day50% Cycling16 | 1.2849 | 1.4256 | 71.7163 | -0.52838 | -0.13306 | 0.14074 | 0.41454 | 0.80987 | 12331 | Residential | caiso
Average Per Device | 1-in-2 | May Monthly System Peak Day | 50% Cycling | 16 | Average Per Device1-in-2May Monthly System Peak Day50% Cycling16 | 1.0985 | 1.2188 | 71.7163 | -0.45174 | -0.11376 | 0.12033 | 0.35442 | 0.6924 | 12331 | Residential | caiso
Aggregate | 1-in-2 | May Monthly System Peak Day | 50% Cycling | 16 | Aggregate1-in-2May Monthly System Peak Day50% Cycling16 | 15.8439 | 17.5794 | 71.7163 | -6.5155 | -1.6408 | 1.7355 | 5.1117 | 9.9865 | 12331 | Residential | caiso
Average Per Ton | 1-in-2 | May Monthly System Peak Day | All | 16 | Average Per Ton1-in-2May Monthly System Peak DayAll16 | 0.26154 | 0.2831 | 71.4391 | -0.11093 | -0.032655 | 0.021556 | 0.075767 | 0.15404 | 23026 | Residential | caiso
Average Per Premise | 1-in-2 | May Monthly System Peak Day | All | 16 | Average Per Premise1-in-2May Monthly System Peak DayAll16 | 1.1193 | 1.2116 | 71.4391 | -0.47475 | -0.13976 | 0.092256 | 0.32427 | 0.65926 | 23026 | Residential | caiso
Average Per Device | 1-in-2 | May Monthly System Peak Day | All | 16 | Average Per Device1-in-2May Monthly System Peak DayAll16 | 0.9329 | 1.0098 | 71.4391 | -0.39567 | -0.11648 | 0.076889 | 0.27026 | 0.54945 | 23026 | Residential | caiso
Aggregate | 1-in-2 | May Monthly System Peak Day | All | 16 | Aggregate1-in-2May Monthly System Peak DayAll16 | 25.7741 | 27.8984 | 71.4391 | -10.9315 | -3.2181 | 2.1243 | 7.4666 | 15.1801 | 23026 | Residential | caiso
Average Per Ton | 1-in-2 | October Monthly System Peak Day | 100% Cycling | 16 | Average Per Ton1-in-2October Monthly System Peak Day100% Cycling16 | 0.21872 | 0.26031 | 77.0661 | -0.045344 | 0.0060146 | 0.041585 | 0.077156 | 0.12851 | 10695 | Residential | caiso
Average Per Premise | 1-in-2 | October Monthly System Peak Day | 100% Cycling | 16 | Average Per Premise1-in-2October Monthly System Peak Day100% Cycling16 | 0.98023 | 1.1666 | 77.0661 | -0.20321 | 0.026955 | 0.18637 | 0.34579 | 0.57596 | 10695 | Residential | caiso
Average Per Device | 1-in-2 | October Monthly System Peak Day | 100% Cycling | 16 | Average Per Device1-in-2October Monthly System Peak Day100% Cycling16 | 0.79391 | 0.94486 | 77.0661 | -0.16459 | 0.021832 | 0.15095 | 0.28006 | 0.46648 | 10695 | Residential | caiso
Aggregate | 1-in-2 | October Monthly System Peak Day | 100% Cycling | 16 | Aggregate1-in-2October Monthly System Peak Day100% Cycling16 | 10.4836 | 12.4768 | 77.0661 | -2.1734 | 0.28829 | 1.9932 | 3.6982 | 6.1598 | 10695 | Residential | caiso
Average Per Ton | 1-in-2 | October Monthly System Peak Day | 50% Cycling | 16 | Average Per Ton1-in-2October Monthly System Peak Day50% Cycling16 | 0.3533 | 0.41326 | 77.4271 | -0.089451 | -0.0011762 | 0.059963 | 0.1211 | 0.20938 | 12331 | Residential | caiso
Average Per Premise | 1-in-2 | October Monthly System Peak Day | 50% Cycling | 16 | Average Per Premise1-in-2October Monthly System Peak Day50% Cycling16 | 1.4502 | 1.6964 | 77.4271 | -0.36718 | -0.0048282 | 0.24614 | 0.4971 | 0.85945 | 12331 | Residential | caiso
Average Per Device | 1-in-2 | October Monthly System Peak Day | 50% Cycling | 16 | Average Per Device1-in-2October Monthly System Peak Day50% Cycling16 | 1.2399 | 1.4503 | 77.4271 | -0.31392 | -0.0041279 | 0.21044 | 0.425 | 0.73479 | 12331 | Residential | caiso
Aggregate | 1-in-2 | October Monthly System Peak Day | 50% Cycling | 16 | Aggregate1-in-2October Monthly System Peak Day50% Cycling16 | 17.8826 | 20.9177 | 77.4271 | -4.5277 | -0.059537 | 3.0351 | 6.1297 | 10.5979 | 12331 | Residential | caiso
Average Per Ton | 1-in-2 | October Monthly System Peak Day | All | 16 | Average Per Ton1-in-2October Monthly System Peak DayAll16 | 0.29079 | 0.34221 | 77.2594 | -0.068963 | 0.0021639 | 0.051426 | 0.10069 | 0.17182 | 23026 | Residential | caiso
Average Per Premise | 1-in-2 | October Monthly System Peak Day | All | 16 | Average Per Premise1-in-2October Monthly System Peak DayAll16 | 1.2445 | 1.4646 | 77.2594 | -0.29515 | 0.0092612 | 0.2201 | 0.43093 | 0.73535 | 23026 | Residential | caiso
Average Per Device | 1-in-2 | October Monthly System Peak Day | All | 16 | Average Per Device1-in-2October Monthly System Peak DayAll16 | 1.0372 | 1.2207 | 77.2594 | -0.24599 | 0.0077186 | 0.18344 | 0.35915 | 0.61286 | 23026 | Residential | caiso
Aggregate | 1-in-2 | October Monthly System Peak Day | All | 16 | Aggregate1-in-2October Monthly System Peak DayAll16 | 28.6563 | 33.7243 | 77.2594 | -6.7962 | 0.21325 | 5.068 | 9.9227 | 16.9321 | 23026 | Residential | caiso
Average Per Ton | 1-in-2 | September Monthly System Peak Day | 100% Cycling | 16 | Average Per Ton1-in-2September Monthly System Peak Day100% Cycling16 | 0.26914 | 0.4166 | 90.263 | 0.079907 | 0.11982 | 0.14746 | 0.1751 | 0.215 | 10695 | Residential | caiso
Average Per Premise | 1-in-2 | September Monthly System Peak Day | 100% Cycling | 16 | Average Per Premise1-in-2September Monthly System Peak Day100% Cycling16 | 1.2062 | 1.867 | 90.263 | 0.35811 | 0.53697 | 0.66084 | 0.78472 | 0.96357 | 10695 | Residential | caiso
Average Per Device | 1-in-2 | September Monthly System Peak Day | 100% Cycling | 16 | Average Per Device1-in-2September Monthly System Peak Day100% Cycling16 | 0.97693 | 1.5122 | 90.263 | 0.29004 | 0.4349 | 0.53523 | 0.63556 | 0.78042 | 10695 | Residential | caiso
Aggregate | 1-in-2 | September Monthly System Peak Day | 100% Cycling | 16 | Aggregate1-in-2September Monthly System Peak Day100% Cycling16 | 12.9003 | 19.968 | 90.263 | 3.83 | 5.7429 | 7.0677 | 8.3925 | 10.3054 | 10695 | Residential | caiso
Average Per Ton | 1-in-2 | September Monthly System Peak Day | 50% Cycling | 16 | Average Per Ton1-in-2September Monthly System Peak Day50% Cycling16 | 0.49241 | 0.64106 | 91.576 | 0.024574 | 0.097875 | 0.14864 | 0.19941 | 0.27271 | 12331 | Residential | caiso
Average Per Premise | 1-in-2 | September Monthly System Peak Day | 50% Cycling | 16 | Average Per Premise1-in-2September Monthly System Peak Day50% Cycling16 | 2.0213 | 2.6314 | 91.576 | 0.10087 | 0.40176 | 0.61015 | 0.81855 | 1.1194 | 12331 | Residential | caiso
Average Per Device | 1-in-2 | September Monthly System Peak Day | 50% Cycling | 16 | Average Per Device1-in-2September Monthly System Peak Day50% Cycling16 | 1.7281 | 2.2497 | 91.576 | 0.086241 | 0.34349 | 0.52165 | 0.69982 | 0.95707 | 12331 | Residential | caiso
Aggregate | 1-in-2 | September Monthly System Peak Day | 50% Cycling | 16 | Aggregate1-in-2September Monthly System Peak Day50% Cycling16 | 24.9242 | 32.448 | 91.576 | 1.2439 | 4.9541 | 7.5238 | 10.0935 | 13.8038 | 12331 | Residential | caiso
Average Per Ton | 1-in-2 | September Monthly System Peak Day | All | 16 | Average Per Ton1-in-2September Monthly System Peak DayAll16 | 0.3887 | 0.5368 | 90.9661 | 0.050276 | 0.10807 | 0.14809 | 0.18812 | 0.24591 | 23026 | Residential | caiso
Average Per Premise | 1-in-2 | September Monthly System Peak Day | All | 16 | Average Per Premise1-in-2September Monthly System Peak DayAll16 | 1.6636 | 2.2974 | 90.9661 | 0.21517 | 0.46251 | 0.63381 | 0.80511 | 1.0524 | 23026 | Residential | caiso
Average Per Device | 1-in-2 | September Monthly System Peak Day | All | 16 | Average Per Device1-in-2September Monthly System Peak DayAll16 | 1.3865 | 1.9147 | 90.9661 | 0.17933 | 0.38547 | 0.52823 | 0.671 | 0.87714 | 23026 | Residential | caiso
Aggregate | 1-in-2 | September Monthly System Peak Day | All | 16 | Aggregate1-in-2September Monthly System Peak DayAll16 | 38.3058 | 52.8999 | 90.9661 | 4.9546 | 10.6497 | 14.5941 | 18.5385 | 24.2336 | 23026 | Residential | caiso
Average Per Ton | 1-in-2 | August Monthly System Peak Day | 100% Cycling | 17 | Average Per Ton1-in-2August Monthly System Peak Day100% Cycling17 | 0.27565 | 0.42845 | 86.3609 | 0.078137 | 0.12225 | 0.15281 | 0.18336 | 0.22748 | 10695 | Residential | caiso
Average Per Premise | 1-in-2 | August Monthly System Peak Day | 100% Cycling | 17 | Average Per Premise1-in-2August Monthly System Peak Day100% Cycling17 | 1.2354 | 1.9202 | 86.3609 | 0.35018 | 0.54789 | 0.68482 | 0.82175 | 1.0195 | 10695 | Residential | caiso
Average Per Device | 1-in-2 | August Monthly System Peak Day | 100% Cycling | 17 | Average Per Device1-in-2August Monthly System Peak Day100% Cycling17 | 1.0005 | 1.5552 | 86.3609 | 0.28362 | 0.44375 | 0.55465 | 0.66556 | 0.82568 | 10695 | Residential | caiso
Aggregate | 1-in-2 | August Monthly System Peak Day | 100% Cycling | 17 | Aggregate1-in-2August Monthly System Peak Day100% Cycling17 | 13.2121 | 20.5363 | 86.3609 | 3.7452 | 5.8597 | 7.3242 | 8.7887 | 10.9032 | 10695 | Residential | caiso
Average Per Ton | 1-in-2 | August Monthly System Peak Day | 50% Cycling | 17 | Average Per Ton1-in-2August Monthly System Peak Day50% Cycling17 | 0.51052 | 0.65557 | 87.2262 | 0.017153 | 0.092711 | 0.14504 | 0.19737 | 0.27293 | 12331 | Residential | caiso
Average Per Premise | 1-in-2 | August Monthly System Peak Day | 50% Cycling | 17 | Average Per Premise1-in-2August Monthly System Peak Day50% Cycling17 | 2.0956 | 2.691 | 87.2262 | 0.070408 | 0.38056 | 0.59537 | 0.81018 | 1.1203 | 12331 | Residential | caiso
Average Per Device | 1-in-2 | August Monthly System Peak Day | 50% Cycling | 17 | Average Per Device1-in-2August Monthly System Peak Day50% Cycling17 | 1.7916 | 2.3007 | 87.2262 | 0.060196 | 0.32536 | 0.50902 | 0.69267 | 0.95783 | 12331 | Residential | caiso
Aggregate | 1-in-2 | August Monthly System Peak Day | 50% Cycling | 17 | Aggregate1-in-2August Monthly System Peak Day50% Cycling17 | 25.8408 | 33.1824 | 87.2262 | 0.8682 | 4.6927 | 7.3415 | 9.9904 | 13.8148 | 12331 | Residential | caiso
Average Per Ton | 1-in-2 | August Monthly System Peak Day | All | 17 | Average Per Ton1-in-2August Monthly System Peak DayAll17 | 0.40142 | 0.55007 | 86.8243 | 0.04548 | 0.10643 | 0.14865 | 0.19086 | 0.25182 | 23026 | Residential | caiso
Average Per Premise | 1-in-2 | August Monthly System Peak Day | All | 17 | Average Per Premise1-in-2August Monthly System Peak DayAll17 | 1.718 | 2.3542 | 86.8243 | 0.19465 | 0.45552 | 0.63619 | 0.81687 | 1.0777 | 23026 | Residential | caiso
Average Per Device | 1-in-2 | August Monthly System Peak Day | All | 17 | Average Per Device1-in-2August Monthly System Peak DayAll17 | 1.4319 | 1.9621 | 86.8243 | 0.16222 | 0.37964 | 0.53022 | 0.6808 | 0.89822 | 23026 | Residential | caiso
Aggregate | 1-in-2 | August Monthly System Peak Day | All | 17 | Aggregate1-in-2August Monthly System Peak DayAll17 | 39.5593 | 54.2083 | 86.8243 | 4.4819 | 10.4887 | 14.649 | 18.8092 | 24.816 | 23026 | Residential | caiso
Average Per Ton | 1-in-2 | August Typical Event Day | 100% Cycling | 17 | Average Per Ton1-in-2August Typical Event Day100% Cycling17 | 0.25987 | 0.37563 | 82.5699 | 0.036438 | 0.083302 | 0.11576 | 0.14822 | 0.19508 | 10695 | Residential | caiso
Average Per Premise | 1-in-2 | August Typical Event Day | 100% Cycling | 17 | Average Per Premise1-in-2August Typical Event Day100% Cycling17 | 1.1647 | 1.6834 | 82.5699 | 0.1633 | 0.37333 | 0.51879 | 0.66426 | 0.87428 | 10695 | Residential | caiso
Average Per Device | 1-in-2 | August Typical Event Day | 100% Cycling | 17 | Average Per Device1-in-2August Typical Event Day100% Cycling17 | 0.94328 | 1.3635 | 82.5699 | 0.13226 | 0.30237 | 0.42018 | 0.53799 | 0.7081 | 10695 | Residential | caiso
Aggregate | 1-in-2 | August Typical Event Day | 100% Cycling | 17 | Aggregate1-in-2August Typical Event Day100% Cycling17 | 12.456 | 18.0045 | 82.5699 | 1.7465 | 3.9927 | 5.5485 | 7.1042 | 9.3504 | 10695 | Residential | caiso
Average Per Ton | 1-in-2 | August Typical Event Day | 50% Cycling | 17 | Average Per Ton1-in-2August Typical Event Day50% Cycling17 | 0.46418 | 0.5809 | 83.2259 | -0.015946 | 0.062435 | 0.11672 | 0.17101 | 0.24939 | 12331 | Residential | caiso
Average Per Premise | 1-in-2 | August Typical Event Day | 50% Cycling | 17 | Average Per Premise1-in-2August Typical Event Day50% Cycling17 | 1.9054 | 2.3845 | 83.2259 | -0.065454 | 0.25629 | 0.47912 | 0.70196 | 1.0237 | 12331 | Residential | caiso
Average Per Device | 1-in-2 | August Typical Event Day | 50% Cycling | 17 | Average Per Device1-in-2August Typical Event Day50% Cycling17 | 1.629 | 2.0386 | 83.2259 | -0.05596 | 0.21911 | 0.40963 | 0.60014 | 0.87521 | 12331 | Residential | caiso
Aggregate | 1-in-2 | August Typical Event Day | 50% Cycling | 17 | Aggregate1-in-2August Typical Event Day50% Cycling17 | 23.4952 | 29.4033 | 83.2259 | -0.80711 | 3.1603 | 5.908 | 8.6558 | 12.6232 | 12331 | Residential | caiso
Average Per Ton | 1-in-2 | August Typical Event Day | All | 17 | Average Per Ton1-in-2August Typical Event DayAll17 | 0.36928 | 0.48556 | 82.9212 | 0.0083865 | 0.072128 | 0.11627 | 0.16042 | 0.22416 | 23026 | Residential | caiso
Average Per Premise | 1-in-2 | August Typical Event Day | All | 17 | Average Per Premise1-in-2August Typical Event DayAll17 | 1.5805 | 2.0781 | 82.9212 | 0.035893 | 0.3087 | 0.49764 | 0.68658 | 0.95938 | 23026 | Residential | caiso
Average Per Device | 1-in-2 | August Typical Event Day | All | 17 | Average Per Device1-in-2August Typical Event DayAll17 | 1.3172 | 1.7319 | 82.9212 | 0.029914 | 0.25728 | 0.41475 | 0.57222 | 0.79958 | 23026 | Residential | caiso
Aggregate | 1-in-2 | August Typical Event Day | All | 17 | Aggregate1-in-2August Typical Event DayAll17 | 36.3917 | 47.8503 | 82.9212 | 0.82647 | 7.108 | 11.4586 | 15.8092 | 22.0907 | 23026 | Residential | caiso
Average Per Ton | 1-in-2 | July Monthly System Peak Day | 100% Cycling | 17 | Average Per Ton1-in-2July Monthly System Peak Day100% Cycling17 | 0.24957 | 0.34113 | 81.4598 | 0.007646 | 0.057223 | 0.09156 | 0.1259 | 0.17547 | 10695 | Residential | caiso
Average Per Premise | 1-in-2 | July Monthly System Peak Day | 100% Cycling | 17 | Average Per Premise1-in-2July Monthly System Peak Day100% Cycling17 | 1.1185 | 1.5288 | 81.4598 | 0.034267 | 0.25645 | 0.41034 | 0.56422 | 0.78641 | 10695 | Residential | caiso
Average Per Device | 1-in-2 | July Monthly System Peak Day | 100% Cycling | 17 | Average Per Device1-in-2July Monthly System Peak Day100% Cycling17 | 0.90588 | 1.2382 | 81.4598 | 0.027753 | 0.20771 | 0.33234 | 0.45697 | 0.63693 | 10695 | Residential | caiso
Aggregate | 1-in-2 | July Monthly System Peak Day | 100% Cycling | 17 | Aggregate1-in-2July Monthly System Peak Day100% Cycling17 | 11.9621 | 16.3506 | 81.4598 | 0.36648 | 2.7428 | 4.3885 | 6.0343 | 8.4106 | 10695 | Residential | caiso
Average Per Ton | 1-in-2 | July Monthly System Peak Day | 50% Cycling | 17 | Average Per Ton1-in-2July Monthly System Peak Day50% Cycling17 | 0.43271 | 0.53019 | 81.877 | -0.040878 | 0.040868 | 0.097485 | 0.1541 | 0.23585 | 12331 | Residential | caiso
Average Per Premise | 1-in-2 | July Monthly System Peak Day | 50% Cycling | 17 | Average Per Premise1-in-2July Monthly System Peak Day50% Cycling17 | 1.7762 | 2.1763 | 81.877 | -0.1678 | 0.16776 | 0.40016 | 0.63256 | 0.96812 | 12331 | Residential | caiso
Average Per Device | 1-in-2 | July Monthly System Peak Day | 50% Cycling | 17 | Average Per Device1-in-2July Monthly System Peak Day50% Cycling17 | 1.5185 | 1.8607 | 81.877 | -0.14346 | 0.14342 | 0.34212 | 0.54081 | 0.82769 | 12331 | Residential | caiso
Aggregate | 1-in-2 | July Monthly System Peak Day | 50% Cycling | 17 | Aggregate1-in-2July Monthly System Peak Day50% Cycling17 | 21.902 | 26.8363 | 81.877 | -2.0691 | 2.0686 | 4.9344 | 7.8001 | 11.9378 | 12331 | Residential | caiso
Average Per Ton | 1-in-2 | July Monthly System Peak Day | All | 17 | Average Per Ton1-in-2July Monthly System Peak DayAll17 | 0.34764 | 0.44237 | 81.6832 | -0.018339 | 0.048465 | 0.094733 | 0.141 | 0.2078 | 23026 | Residential | caiso
Average Per Premise | 1-in-2 | July Monthly System Peak Day | All | 17 | Average Per Premise1-in-2July Monthly System Peak DayAll17 | 1.4878 | 1.8933 | 81.6832 | -0.078487 | 0.20742 | 0.40544 | 0.60346 | 0.88937 | 23026 | Residential | caiso
Average Per Device | 1-in-2 | July Monthly System Peak Day | All | 17 | Average Per Device1-in-2July Monthly System Peak DayAll17 | 1.24 | 1.5779 | 81.6832 | -0.065414 | 0.17287 | 0.33791 | 0.50294 | 0.74123 | 23026 | Residential | caiso
Aggregate | 1-in-2 | July Monthly System Peak Day | All | 17 | Aggregate1-in-2July Monthly System Peak DayAll17 | 34.2589 | 43.5945 | 81.6832 | -1.8073 | 4.7761 | 9.3357 | 13.8953 | 20.4786 | 23026 | Residential | caiso
Average Per Ton | 1-in-2 | June Monthly System Peak Day | 100% Cycling | 17 | Average Per Ton1-in-2June Monthly System Peak Day100% Cycling17 | 0.23487 | 0.29192 | 73.8805 | -0.035123 | 0.019333 | 0.057048 | 0.094763 | 0.14922 | 10695 | Residential | caiso
Average Per Premise | 1-in-2 | June Monthly System Peak Day | 100% Cycling | 17 | Average Per Premise1-in-2June Monthly System Peak Day100% Cycling17 | 1.0526 | 1.3083 | 73.8805 | -0.15741 | 0.086642 | 0.25567 | 0.42469 | 0.66874 | 10695 | Residential | caiso
Average Per Device | 1-in-2 | June Monthly System Peak Day | 100% Cycling | 17 | Average Per Device1-in-2June Monthly System Peak Day100% Cycling17 | 0.85253 | 1.0596 | 73.8805 | -0.12749 | 0.070173 | 0.20707 | 0.34397 | 0.54163 | 10695 | Residential | caiso
Aggregate | 1-in-2 | June Monthly System Peak Day | 100% Cycling | 17 | Aggregate1-in-2June Monthly System Peak Day100% Cycling17 | 11.2577 | 13.9921 | 73.8805 | -1.6835 | 0.92663 | 2.7344 | 4.5421 | 7.1522 | 10695 | Residential | caiso
Average Per Ton | 1-in-2 | June Monthly System Peak Day | 50% Cycling | 17 | Average Per Ton1-in-2June Monthly System Peak Day50% Cycling17 | 0.39056 | 0.46229 | 74.2076 | -0.076918 | 0.010904 | 0.071729 | 0.13255 | 0.22038 | 12331 | Residential | caiso
Average Per Premise | 1-in-2 | June Monthly System Peak Day | 50% Cycling | 17 | Average Per Premise1-in-2June Monthly System Peak Day50% Cycling17 | 1.6032 | 1.8976 | 74.2076 | -0.31573 | 0.044759 | 0.29443 | 0.54411 | 0.9046 | 12331 | Residential | caiso
Average Per Device | 1-in-2 | June Monthly System Peak Day | 50% Cycling | 17 | Average Per Device1-in-2June Monthly System Peak Day50% Cycling17 | 1.3706 | 1.6224 | 74.2076 | -0.26994 | 0.038267 | 0.25173 | 0.46519 | 0.77339 | 12331 | Residential | caiso
Aggregate | 1-in-2 | June Monthly System Peak Day | 50% Cycling | 17 | Aggregate1-in-2June Monthly System Peak Day50% Cycling17 | 19.7688 | 23.3994 | 74.2076 | -3.8933 | 0.55192 | 3.6307 | 6.7094 | 11.1547 | 12331 | Residential | caiso
Average Per Ton | 1-in-2 | June Monthly System Peak Day | All | 17 | Average Per Ton1-in-2June Monthly System Peak DayAll17 | 0.31824 | 0.38315 | 74.0557 | -0.057504 | 0.014819 | 0.06491 | 0.115 | 0.18732 | 23026 | Residential | caiso
Average Per Premise | 1-in-2 | June Monthly System Peak Day | All | 17 | Average Per Premise1-in-2June Monthly System Peak DayAll17 | 1.362 | 1.6398 | 74.0557 | -0.24611 | 0.063423 | 0.2778 | 0.49218 | 0.80171 | 23026 | Residential | caiso
Average Per Device | 1-in-2 | June Monthly System Peak Day | All | 17 | Average Per Device1-in-2June Monthly System Peak DayAll17 | 1.1352 | 1.3667 | 74.0557 | -0.20511 | 0.052859 | 0.23153 | 0.4102 | 0.66817 | 23026 | Residential | caiso
Aggregate | 1-in-2 | June Monthly System Peak Day | All | 17 | Aggregate1-in-2June Monthly System Peak DayAll17 | 31.3621 | 37.7588 | 74.0557 | -5.6669 | 1.4604 | 6.3967 | 11.333 | 18.4603 | 23026 | Residential | caiso
Average Per Ton | 1-in-2 | May Monthly System Peak Day | 100% Cycling | 17 | Average Per Ton1-in-2May Monthly System Peak Day100% Cycling17 | 0.21379 | 0.22133 | 69.6477 | -0.099097 | -0.036095 | 0.0075398 | 0.051175 | 0.11418 | 10695 | Residential | caiso
Average Per Premise | 1-in-2 | May Monthly System Peak Day | 100% Cycling | 17 | Average Per Premise1-in-2May Monthly System Peak Day100% Cycling17 | 0.95814 | 0.99193 | 69.6477 | -0.44412 | -0.16176 | 0.033791 | 0.22935 | 0.5117 | 10695 | Residential | caiso
Average Per Device | 1-in-2 | May Monthly System Peak Day | 100% Cycling | 17 | Average Per Device1-in-2May Monthly System Peak Day100% Cycling17 | 0.77601 | 0.80338 | 69.6477 | -0.3597 | -0.13102 | 0.027368 | 0.18575 | 0.41443 | 10695 | Residential | caiso
Aggregate | 1-in-2 | May Monthly System Peak Day | 100% Cycling | 17 | Aggregate1-in-2May Monthly System Peak Day100% Cycling17 | 10.2473 | 10.6087 | 69.6477 | -4.7498 | -1.7301 | 0.36139 | 2.4529 | 5.4726 | 10695 | Residential | caiso
Average Per Ton | 1-in-2 | May Monthly System Peak Day | 50% Cycling | 17 | Average Per Ton1-in-2May Monthly System Peak Day50% Cycling17 | 0.3308 | 0.36601 | 70.0976 | -0.13218 | -0.033285 | 0.035207 | 0.1037 | 0.20259 | 12331 | Residential | caiso
Average Per Premise | 1-in-2 | May Monthly System Peak Day | 50% Cycling | 17 | Average Per Premise1-in-2May Monthly System Peak Day50% Cycling17 | 1.3579 | 1.5024 | 70.0976 | -0.54256 | -0.13663 | 0.14452 | 0.42566 | 0.83159 | 12331 | Residential | caiso
Average Per Device | 1-in-2 | May Monthly System Peak Day | 50% Cycling | 17 | Average Per Device1-in-2May Monthly System Peak Day50% Cycling17 | 1.1609 | 1.2845 | 70.0976 | -0.46386 | -0.11681 | 0.12356 | 0.36392 | 0.71097 | 12331 | Residential | caiso
Aggregate | 1-in-2 | May Monthly System Peak Day | 50% Cycling | 17 | Aggregate1-in-2May Monthly System Peak Day50% Cycling17 | 16.7438 | 18.5259 | 70.0976 | -6.6903 | -1.6848 | 1.782 | 5.2489 | 10.2544 | 12331 | Residential | caiso
Average Per Ton | 1-in-2 | May Monthly System Peak Day | All | 17 | Average Per Ton1-in-2May Monthly System Peak DayAll17 | 0.27645 | 0.2988 | 69.8886 | -0.11681 | -0.03459 | 0.022356 | 0.079301 | 0.16152 | 23026 | Residential | caiso
Average Per Premise | 1-in-2 | May Monthly System Peak Day | All | 17 | Average Per Premise1-in-2May Monthly System Peak DayAll17 | 1.1832 | 1.2788 | 69.8886 | -0.49993 | -0.14804 | 0.095678 | 0.3394 | 0.69129 | 23026 | Residential | caiso
Average Per Device | 1-in-2 | May Monthly System Peak Day | All | 17 | Average Per Device1-in-2May Monthly System Peak DayAll17 | 0.98608 | 1.0658 | 69.8886 | -0.41666 | -0.12338 | 0.079741 | 0.28286 | 0.57614 | 23026 | Residential | caiso
Aggregate | 1-in-2 | May Monthly System Peak Day | All | 17 | Aggregate1-in-2May Monthly System Peak DayAll17 | 27.2433 | 29.4464 | 69.8886 | -11.5114 | -3.4088 | 2.2031 | 7.8149 | 15.9176 | 23026 | Residential | caiso
Average Per Ton | 1-in-2 | October Monthly System Peak Day | 100% Cycling | 17 | Average Per Ton1-in-2October Monthly System Peak Day100% Cycling17 | 0.22999 | 0.27557 | 76.0672 | -0.049701 | 0.0065925 | 0.045581 | 0.08457 | 0.14086 | 10695 | Residential | caiso
Average Per Premise | 1-in-2 | October Monthly System Peak Day | 100% Cycling | 17 | Average Per Premise1-in-2October Monthly System Peak Day100% Cycling17 | 1.0307 | 1.235 | 76.0672 | -0.22274 | 0.029545 | 0.20428 | 0.37901 | 0.6313 | 10695 | Residential | caiso
Average Per Device | 1-in-2 | October Monthly System Peak Day | 100% Cycling | 17 | Average Per Device1-in-2October Monthly System Peak Day100% Cycling17 | 0.83481 | 1.0003 | 76.0672 | -0.1804 | 0.023929 | 0.16545 | 0.30697 | 0.5113 | 10695 | Residential | caiso
Aggregate | 1-in-2 | October Monthly System Peak Day | 100% Cycling | 17 | Aggregate1-in-2October Monthly System Peak Day100% Cycling17 | 11.0237 | 13.2084 | 76.0672 | -2.3822 | 0.31599 | 2.1848 | 4.0535 | 6.7517 | 10695 | Residential | caiso
Average Per Ton | 1-in-2 | October Monthly System Peak Day | 50% Cycling | 17 | Average Per Ton1-in-2October Monthly System Peak Day50% Cycling17 | 0.37394 | 0.43551 | 76.4277 | -0.091851 | -0.0012078 | 0.061571 | 0.12435 | 0.21499 | 12331 | Residential | caiso
Average Per Premise | 1-in-2 | October Monthly System Peak Day | 50% Cycling | 17 | Average Per Premise1-in-2October Monthly System Peak Day50% Cycling17 | 1.5349 | 1.7877 | 76.4277 | -0.37703 | -0.0049577 | 0.25274 | 0.51044 | 0.88251 | 12331 | Residential | caiso
Average Per Device | 1-in-2 | October Monthly System Peak Day | 50% Cycling | 17 | Average Per Device1-in-2October Monthly System Peak Day50% Cycling17 | 1.3123 | 1.5284 | 76.4277 | -0.32234 | -0.0042386 | 0.21608 | 0.4364 | 0.7545 | 12331 | Residential | caiso
Aggregate | 1-in-2 | October Monthly System Peak Day | 50% Cycling | 17 | Aggregate1-in-2October Monthly System Peak Day50% Cycling17 | 18.9274 | 22.044 | 76.4277 | -4.6492 | -0.061134 | 3.1165 | 6.2942 | 10.8822 | 12331 | Residential | caiso
Average Per Ton | 1-in-2 | October Monthly System Peak Day | All | 17 | Average Per Ton1-in-2October Monthly System Peak DayAll17 | 0.30707 | 0.36122 | 76.2602 | -0.072272 | 0.0024155 | 0.054144 | 0.10587 | 0.18056 | 23026 | Residential | caiso
Average Per Premise | 1-in-2 | October Monthly System Peak Day | All | 17 | Average Per Premise1-in-2October Monthly System Peak DayAll17 | 1.3142 | 1.546 | 76.2602 | -0.30931 | 0.010338 | 0.23173 | 0.45312 | 0.77277 | 23026 | Residential | caiso
Average Per Device | 1-in-2 | October Monthly System Peak Day | All | 17 | Average Per Device1-in-2October Monthly System Peak DayAll17 | 1.0953 | 1.2884 | 76.2602 | -0.25779 | 0.0086158 | 0.19313 | 0.37764 | 0.64405 | 23026 | Residential | caiso
Aggregate | 1-in-2 | October Monthly System Peak Day | All | 17 | Aggregate1-in-2October Monthly System Peak DayAll17 | 30.2614 | 35.5972 | 76.2602 | -7.1222 | 0.23804 | 5.3357 | 10.4335 | 17.7937 | 23026 | Residential | caiso
Average Per Ton | 1-in-2 | September Monthly System Peak Day | 100% Cycling | 17 | Average Per Ton1-in-2September Monthly System Peak Day100% Cycling17 | 0.2794 | 0.44103 | 88.5783 | 0.087585 | 0.13133 | 0.16162 | 0.19192 | 0.23566 | 10695 | Residential | caiso
Average Per Premise | 1-in-2 | September Monthly System Peak Day | 100% Cycling | 17 | Average Per Premise1-in-2September Monthly System Peak Day100% Cycling17 | 1.2522 | 1.9765 | 88.5783 | 0.39252 | 0.58856 | 0.72434 | 0.86012 | 1.0562 | 10695 | Residential | caiso
Average Per Device | 1-in-2 | September Monthly System Peak Day | 100% Cycling | 17 | Average Per Device1-in-2September Monthly System Peak Day100% Cycling17 | 1.0142 | 1.6008 | 88.5783 | 0.31791 | 0.47669 | 0.58666 | 0.69663 | 0.8554 | 10695 | Residential | caiso
Aggregate | 1-in-2 | September Monthly System Peak Day | 100% Cycling | 17 | Aggregate1-in-2September Monthly System Peak Day100% Cycling17 | 13.3921 | 21.1389 | 88.5783 | 4.198 | 6.2947 | 7.7468 | 9.1989 | 11.2956 | 10695 | Residential | caiso
Average Per Ton | 1-in-2 | September Monthly System Peak Day | 50% Cycling | 17 | Average Per Ton1-in-2September Monthly System Peak Day50% Cycling17 | 0.52294 | 0.67557 | 89.5928 | 0.025233 | 0.1005 | 0.15263 | 0.20476 | 0.28003 | 12331 | Residential | caiso
Average Per Premise | 1-in-2 | September Monthly System Peak Day | 50% Cycling | 17 | Average Per Premise1-in-2September Monthly System Peak Day50% Cycling17 | 2.1466 | 2.7731 | 89.5928 | 0.10358 | 0.41254 | 0.62652 | 0.84051 | 1.1495 | 12331 | Residential | caiso
Average Per Device | 1-in-2 | September Monthly System Peak Day | 50% Cycling | 17 | Average Per Device1-in-2September Monthly System Peak Day50% Cycling17 | 1.8352 | 2.3709 | 89.5928 | 0.088555 | 0.3527 | 0.53565 | 0.71859 | 0.98274 | 12331 | Residential | caiso
Aggregate | 1-in-2 | September Monthly System Peak Day | 50% Cycling | 17 | Aggregate1-in-2September Monthly System Peak Day50% Cycling17 | 26.4694 | 34.195 | 89.5928 | 1.2772 | 5.087 | 7.7256 | 10.3643 | 14.1741 | 12331 | Residential | caiso
Average Per Ton | 1-in-2 | September Monthly System Peak Day | All | 17 | Average Per Ton1-in-2September Monthly System Peak DayAll17 | 0.40982 | 0.56663 | 89.1215 | 0.054196 | 0.11482 | 0.15681 | 0.1988 | 0.25942 | 23026 | Residential | caiso
Average Per Premise | 1-in-2 | September Monthly System Peak Day | All | 17 | Average Per Premise1-in-2September Monthly System Peak DayAll17 | 1.754 | 2.4251 | 89.1215 | 0.23195 | 0.49141 | 0.67111 | 0.85082 | 1.1103 | 23026 | Residential | caiso
Average Per Device | 1-in-2 | September Monthly System Peak Day | All | 17 | Average Per Device1-in-2September Monthly System Peak DayAll17 | 1.4618 | 2.0211 | 89.1215 | 0.19331 | 0.40956 | 0.55933 | 0.7091 | 0.92534 | 23026 | Residential | caiso
Aggregate | 1-in-2 | September Monthly System Peak Day | All | 17 | Aggregate1-in-2September Monthly System Peak DayAll17 | 40.3865 | 55.8396 | 89.1215 | 5.3408 | 11.3152 | 15.4531 | 19.5909 | 25.5653 | 23026 | Residential | caiso
Average Per Ton | 1-in-2 | August Monthly System Peak Day | 100% Cycling | 18 | Average Per Ton1-in-2August Monthly System Peak Day100% Cycling18 | 0.29562 | 0.43799 | 85.0824 | 0.072799 | 0.1139 | 0.14237 | 0.17083 | 0.21193 | 10695 | Residential | caiso
Average Per Premise | 1-in-2 | August Monthly System Peak Day | 100% Cycling | 18 | Average Per Premise1-in-2August Monthly System Peak Day100% Cycling18 | 1.3249 | 1.9629 | 85.0824 | 0.32626 | 0.51046 | 0.63804 | 0.76561 | 0.94981 | 10695 | Residential | caiso
Average Per Device | 1-in-2 | August Monthly System Peak Day | 100% Cycling | 18 | Average Per Device1-in-2August Monthly System Peak Day100% Cycling18 | 1.073 | 1.5898 | 85.0824 | 0.26424 | 0.41343 | 0.51676 | 0.62008 | 0.76927 | 10695 | Residential | caiso
Aggregate | 1-in-2 | August Monthly System Peak Day | 100% Cycling | 18 | Aggregate1-in-2August Monthly System Peak Day100% Cycling18 | 14.1694 | 20.9931 | 85.0824 | 3.4893 | 5.4594 | 6.8238 | 8.1882 | 10.1583 | 10695 | Residential | caiso
Average Per Ton | 1-in-2 | August Monthly System Peak Day | 50% Cycling | 18 | Average Per Ton1-in-2August Monthly System Peak Day50% Cycling18 | 0.53448 | 0.66236 | 85.8308 | 0.015124 | 0.081745 | 0.12789 | 0.17403 | 0.24065 | 12331 | Residential | caiso
Average Per Premise | 1-in-2 | August Monthly System Peak Day | 50% Cycling | 18 | Average Per Premise1-in-2August Monthly System Peak Day50% Cycling18 | 2.1939 | 2.7189 | 85.8308 | 0.06208 | 0.33555 | 0.52495 | 0.71435 | 0.98782 | 12331 | Residential | caiso
Average Per Device | 1-in-2 | August Monthly System Peak Day | 50% Cycling | 18 | Average Per Device1-in-2August Monthly System Peak Day50% Cycling18 | 1.8757 | 2.3245 | 85.8308 | 0.053076 | 0.28688 | 0.44881 | 0.61074 | 0.84454 | 12331 | Residential | caiso
Aggregate | 1-in-2 | August Monthly System Peak Day | 50% Cycling | 18 | Aggregate1-in-2August Monthly System Peak Day50% Cycling18 | 27.0533 | 33.5264 | 85.8308 | 0.76551 | 4.1376 | 6.4732 | 8.8087 | 12.1808 | 12331 | Residential | caiso
Average Per Ton | 1-in-2 | August Monthly System Peak Day | All | 18 | Average Per Ton1-in-2August Monthly System Peak DayAll18 | 0.42353 | 0.55814 | 85.4832 | 0.041914 | 0.096681 | 0.13461 | 0.17254 | 0.22731 | 23026 | Residential | caiso
Average Per Premise | 1-in-2 | August Monthly System Peak Day | All | 18 | Average Per Premise1-in-2August Monthly System Peak DayAll18 | 1.8126 | 2.3887 | 85.4832 | 0.17938 | 0.41378 | 0.57612 | 0.73846 | 0.97286 | 23026 | Residential | caiso
Average Per Device | 1-in-2 | August Monthly System Peak Day | All | 18 | Average Per Device1-in-2August Monthly System Peak DayAll18 | 1.5107 | 1.9909 | 85.4832 | 0.1495 | 0.34486 | 0.48016 | 0.61546 | 0.81081 | 23026 | Residential | caiso
Aggregate | 1-in-2 | August Monthly System Peak Day | All | 18 | Aggregate1-in-2August Monthly System Peak DayAll18 | 41.7375 | 55.0033 | 85.4832 | 4.1305 | 9.5277 | 13.2657 | 17.0038 | 22.401 | 23026 | Residential | caiso
Average Per Ton | 1-in-2 | August Typical Event Day | 100% Cycling | 18 | Average Per Ton1-in-2August Typical Event Day100% Cycling18 | 0.27614 | 0.38399 | 81.726 | 0.033948 | 0.07761 | 0.10785 | 0.13809 | 0.18175 | 10695 | Residential | caiso
Average Per Premise | 1-in-2 | August Typical Event Day | 100% Cycling | 18 | Average Per Premise1-in-2August Typical Event Day100% Cycling18 | 1.2375 | 1.7209 | 81.726 | 0.15214 | 0.34782 | 0.48335 | 0.61887 | 0.81455 | 10695 | Residential | caiso
Average Per Device | 1-in-2 | August Typical Event Day | 100% Cycling | 18 | Average Per Device1-in-2August Typical Event Day100% Cycling18 | 1.0023 | 1.3938 | 81.726 | 0.12323 | 0.28171 | 0.39147 | 0.50124 | 0.65972 | 10695 | Residential | caiso
Aggregate | 1-in-2 | August Typical Event Day | 100% Cycling | 18 | Aggregate1-in-2August Typical Event Day100% Cycling18 | 13.2356 | 18.405 | 81.726 | 1.6272 | 3.72 | 5.1694 | 6.6188 | 8.7116 | 10695 | Residential | caiso
Average Per Ton | 1-in-2 | August Typical Event Day | 50% Cycling | 18 | Average Per Ton1-in-2August Typical Event Day50% Cycling18 | 0.48401 | 0.58693 | 82.3986 | -0.01406 | 0.055051 | 0.10292 | 0.15078 | 0.21989 | 12331 | Residential | caiso
Average Per Premise | 1-in-2 | August Typical Event Day | 50% Cycling | 18 | Average Per Premise1-in-2August Typical Event Day50% Cycling18 | 1.9868 | 2.4092 | 82.3986 | -0.057712 | 0.22597 | 0.42245 | 0.61893 | 0.90261 | 12331 | Residential | caiso
Average Per Device | 1-in-2 | August Typical Event Day | 50% Cycling | 18 | Average Per Device1-in-2August Typical Event Day50% Cycling18 | 1.6986 | 2.0598 | 82.3986 | -0.049341 | 0.1932 | 0.36118 | 0.52916 | 0.77169 | 12331 | Residential | caiso
Aggregate | 1-in-2 | August Typical Event Day | 50% Cycling | 18 | Aggregate1-in-2August Typical Event Day50% Cycling18 | 24.4989 | 29.7081 | 82.3986 | -0.71165 | 2.7865 | 5.2092 | 7.632 | 11.1301 | 12331 | Residential | caiso
Average Per Ton | 1-in-2 | August Typical Event Day | All | 18 | Average Per Ton1-in-2August Typical Event DayAll18 | 0.38745 | 0.49266 | 82.0862 | 0.0082401 | 0.06553 | 0.10521 | 0.14489 | 0.20218 | 23026 | Residential | caiso
Average Per Premise | 1-in-2 | August Typical Event Day | All | 18 | Average Per Premise1-in-2August Typical Event DayAll18 | 1.6582 | 2.1085 | 82.0862 | 0.035266 | 0.28046 | 0.45027 | 0.62009 | 0.86528 | 23026 | Residential | caiso
Average Per Device | 1-in-2 | August Typical Event Day | All | 18 | Average Per Device1-in-2August Typical Event DayAll18 | 1.382 | 1.7573 | 82.0862 | 0.029392 | 0.23374 | 0.37527 | 0.5168 | 0.72115 | 23026 | Residential | caiso
Aggregate | 1-in-2 | August Typical Event Day | All | 18 | Aggregate1-in-2August Typical Event DayAll18 | 38.1827 | 48.5506 | 82.0862 | 0.81205 | 6.4578 | 10.368 | 14.2782 | 19.924 | 23026 | Residential | caiso
Average Per Ton | 1-in-2 | July Monthly System Peak Day | 100% Cycling | 18 | Average Per Ton1-in-2July Monthly System Peak Day100% Cycling18 | 0.26341 | 0.34872 | 82.0585 | 0.0071236 | 0.053313 | 0.085304 | 0.11729 | 0.16348 | 10695 | Residential | caiso
Average Per Premise | 1-in-2 | July Monthly System Peak Day | 100% Cycling | 18 | Average Per Premise1-in-2July Monthly System Peak Day100% Cycling18 | 1.1805 | 1.5628 | 82.0585 | 0.031926 | 0.23893 | 0.3823 | 0.52567 | 0.73268 | 10695 | Residential | caiso
Average Per Device | 1-in-2 | July Monthly System Peak Day | 100% Cycling | 18 | Average Per Device1-in-2July Monthly System Peak Day100% Cycling18 | 0.95613 | 1.2658 | 82.0585 | 0.025857 | 0.19351 | 0.30963 | 0.42575 | 0.59341 | 10695 | Residential | caiso
Aggregate | 1-in-2 | July Monthly System Peak Day | 100% Cycling | 18 | Aggregate1-in-2July Monthly System Peak Day100% Cycling18 | 12.6256 | 16.7144 | 82.0585 | 0.34144 | 2.5554 | 4.0887 | 5.6221 | 7.836 | 10695 | Residential | caiso
Average Per Ton | 1-in-2 | July Monthly System Peak Day | 50% Cycling | 18 | Average Per Ton1-in-2July Monthly System Peak Day50% Cycling18 | 0.44973 | 0.53569 | 82.6875 | -0.036043 | 0.036034 | 0.085955 | 0.13588 | 0.20795 | 12331 | Residential | caiso
Average Per Premise | 1-in-2 | July Monthly System Peak Day | 50% Cycling | 18 | Average Per Premise1-in-2July Monthly System Peak Day50% Cycling18 | 1.8461 | 2.1989 | 82.6875 | -0.14795 | 0.14791 | 0.35283 | 0.55774 | 0.85361 | 12331 | Residential | caiso
Average Per Device | 1-in-2 | July Monthly System Peak Day | 50% Cycling | 18 | Average Per Device1-in-2July Monthly System Peak Day50% Cycling18 | 1.5783 | 1.88 | 82.6875 | -0.12649 | 0.12646 | 0.30165 | 0.47684 | 0.72979 | 12331 | Residential | caiso
Aggregate | 1-in-2 | July Monthly System Peak Day | 50% Cycling | 18 | Aggregate1-in-2July Monthly System Peak Day50% Cycling18 | 22.7639 | 27.1146 | 82.6875 | -1.8244 | 1.8239 | 4.3507 | 6.8775 | 10.5258 | 12331 | Residential | caiso
Average Per Ton | 1-in-2 | July Monthly System Peak Day | All | 18 | Average Per Ton1-in-2July Monthly System Peak DayAll18 | 0.36319 | 0.44884 | 82.3953 | -0.015992 | 0.04406 | 0.085653 | 0.12724 | 0.1873 | 23026 | Residential | caiso
Average Per Premise | 1-in-2 | July Monthly System Peak Day | All | 18 | Average Per Premise1-in-2July Monthly System Peak DayAll18 | 1.5544 | 1.921 | 82.3953 | -0.068444 | 0.18857 | 0.36658 | 0.54459 | 0.8016 | 23026 | Residential | caiso
Average Per Device | 1-in-2 | July Monthly System Peak Day | All | 18 | Average Per Device1-in-2July Monthly System Peak DayAll18 | 1.2955 | 1.601 | 82.3953 | -0.057044 | 0.15716 | 0.30552 | 0.45387 | 0.66808 | 23026 | Residential | caiso
Aggregate | 1-in-2 | July Monthly System Peak Day | All | 18 | Aggregate1-in-2July Monthly System Peak DayAll18 | 35.7912 | 44.232 | 82.3953 | -1.576 | 4.342 | 8.4408 | 12.5396 | 18.4577 | 23026 | Residential | caiso
Average Per Ton | 1-in-2 | June Monthly System Peak Day | 100% Cycling | 18 | Average Per Ton1-in-2June Monthly System Peak Day100% Cycling18 | 0.24526 | 0.29841 | 72.4913 | -0.032723 | 0.018012 | 0.05315 | 0.088289 | 0.13902 | 10695 | Residential | caiso
Average Per Premise | 1-in-2 | June Monthly System Peak Day | 100% Cycling | 18 | Average Per Premise1-in-2June Monthly System Peak Day100% Cycling18 | 1.0992 | 1.3374 | 72.4913 | -0.14665 | 0.080722 | 0.2382 | 0.39568 | 0.62305 | 10695 | Residential | caiso
Average Per Device | 1-in-2 | June Monthly System Peak Day | 100% Cycling | 18 | Average Per Device1-in-2June Monthly System Peak Day100% Cycling18 | 0.89025 | 1.0832 | 72.4913 | -0.11878 | 0.065379 | 0.19292 | 0.32047 | 0.50462 | 10695 | Residential | caiso
Aggregate | 1-in-2 | June Monthly System Peak Day | 100% Cycling | 18 | Aggregate1-in-2June Monthly System Peak Day100% Cycling18 | 11.7558 | 14.3034 | 72.4913 | -1.5684 | 0.86332 | 2.5476 | 4.2318 | 6.6636 | 10695 | Residential | caiso
Average Per Ton | 1-in-2 | June Monthly System Peak Day | 50% Cycling | 18 | Average Per Ton1-in-2June Monthly System Peak Day50% Cycling18 | 0.40384 | 0.46708 | 72.7599 | -0.06782 | 0.0096142 | 0.063245 | 0.11688 | 0.19431 | 12331 | Residential | caiso
Average Per Premise | 1-in-2 | June Monthly System Peak Day | 50% Cycling | 18 | Average Per Premise1-in-2June Monthly System Peak Day50% Cycling18 | 1.6577 | 1.9173 | 72.7599 | -0.27839 | 0.039464 | 0.25961 | 0.47975 | 0.79761 | 12331 | Residential | caiso
Average Per Device | 1-in-2 | June Monthly System Peak Day | 50% Cycling | 18 | Average Per Device1-in-2June Monthly System Peak Day50% Cycling18 | 1.4172 | 1.6392 | 72.7599 | -0.23801 | 0.03374 | 0.22195 | 0.41017 | 0.68192 | 12331 | Residential | caiso
Aggregate | 1-in-2 | June Monthly System Peak Day | 50% Cycling | 18 | Aggregate1-in-2June Monthly System Peak Day50% Cycling18 | 20.4408 | 23.642 | 72.7599 | -3.4328 | 0.48664 | 3.2012 | 5.9158 | 9.8353 | 12331 | Residential | caiso
Average Per Ton | 1-in-2 | June Monthly System Peak Day | All | 18 | Average Per Ton1-in-2June Monthly System Peak DayAll18 | 0.33018 | 0.38874 | 72.6351 | -0.051518 | 0.013515 | 0.058556 | 0.1036 | 0.16863 | 23026 | Residential | caiso
Average Per Premise | 1-in-2 | June Monthly System Peak Day | All | 18 | Average Per Premise1-in-2June Monthly System Peak DayAll18 | 1.4131 | 1.6637 | 72.6351 | -0.22049 | 0.057841 | 0.25061 | 0.44338 | 0.72171 | 23026 | Residential | caiso
Average Per Device | 1-in-2 | June Monthly System Peak Day | All | 18 | Average Per Device1-in-2June Monthly System Peak DayAll18 | 1.1777 | 1.3866 | 72.6351 | -0.18376 | 0.048207 | 0.20887 | 0.36953 | 0.60149 | 23026 | Residential | caiso
Aggregate | 1-in-2 | June Monthly System Peak Day | All | 18 | Aggregate1-in-2June Monthly System Peak DayAll18 | 32.5384 | 38.309 | 72.6351 | -5.0769 | 1.3319 | 5.7706 | 10.2093 | 16.618 | 23026 | Residential | caiso
Average Per Ton | 1-in-2 | May Monthly System Peak Day | 100% Cycling | 18 | Average Per Ton1-in-2May Monthly System Peak Day100% Cycling18 | 0.21923 | 0.22625 | 67.2379 | -0.092327 | -0.033629 | 0.0070247 | 0.047678 | 0.10638 | 10695 | Residential | caiso
Average Per Premise | 1-in-2 | May Monthly System Peak Day | 100% Cycling | 18 | Average Per Premise1-in-2May Monthly System Peak Day100% Cycling18 | 0.98251 | 1.014 | 67.2379 | -0.41377 | -0.15071 | 0.031482 | 0.21368 | 0.47674 | 10695 | Residential | caiso
Average Per Device | 1-in-2 | May Monthly System Peak Day | 100% Cycling | 18 | Average Per Device1-in-2May Monthly System Peak Day100% Cycling18 | 0.79575 | 0.82125 | 67.2379 | -0.33512 | -0.12207 | 0.025498 | 0.17306 | 0.38612 | 10695 | Residential | caiso
Aggregate | 1-in-2 | May Monthly System Peak Day | 100% Cycling | 18 | Aggregate1-in-2May Monthly System Peak Day100% Cycling18 | 10.5079 | 10.8446 | 67.2379 | -4.4253 | -1.6119 | 0.3367 | 2.2853 | 5.0987 | 10695 | Residential | caiso
Average Per Ton | 1-in-2 | May Monthly System Peak Day | 50% Cycling | 18 | Average Per Ton1-in-2May Monthly System Peak Day50% Cycling18 | 0.33876 | 0.3698 | 67.5083 | -0.11654 | -0.029348 | 0.031043 | 0.091433 | 0.17863 | 12331 | Residential | caiso
Average Per Premise | 1-in-2 | May Monthly System Peak Day | 50% Cycling | 18 | Average Per Premise1-in-2May Monthly System Peak Day50% Cycling18 | 1.3905 | 1.518 | 67.5083 | -0.47838 | -0.12047 | 0.12742 | 0.37532 | 0.73323 | 12331 | Residential | caiso
Average Per Device | 1-in-2 | May Monthly System Peak Day | 50% Cycling | 18 | Average Per Device1-in-2May Monthly System Peak Day50% Cycling18 | 1.1888 | 1.2978 | 67.5083 | -0.409 | -0.10299 | 0.10894 | 0.32088 | 0.62688 | 12331 | Residential | caiso
Aggregate | 1-in-2 | May Monthly System Peak Day | 50% Cycling | 18 | Aggregate1-in-2May Monthly System Peak Day50% Cycling18 | 17.1467 | 18.718 | 67.5083 | -5.899 | -1.4855 | 1.5713 | 4.628 | 9.0415 | 12331 | Residential | caiso
Average Per Ton | 1-in-2 | May Monthly System Peak Day | All | 18 | Average Per Ton1-in-2May Monthly System Peak DayAll18 | 0.28324 | 0.30312 | 67.3827 | -0.10529 | -0.031337 | 0.019886 | 0.071109 | 0.14507 | 23026 | Residential | caiso
Average Per Premise | 1-in-2 | May Monthly System Peak Day | All | 18 | Average Per Premise1-in-2May Monthly System Peak DayAll18 | 1.2122 | 1.2973 | 67.3827 | -0.45064 | -0.13412 | 0.08511 | 0.30434 | 0.62086 | 23026 | Residential | caiso
Average Per Device | 1-in-2 | May Monthly System Peak Day | All | 18 | Average Per Device1-in-2May Monthly System Peak DayAll18 | 1.0103 | 1.0812 | 67.3827 | -0.37558 | -0.11178 | 0.070933 | 0.25364 | 0.51744 | 23026 | Residential | caiso
Aggregate | 1-in-2 | May Monthly System Peak Day | All | 18 | Aggregate1-in-2May Monthly System Peak DayAll18 | 27.9123 | 29.8721 | 67.3827 | -10.3765 | -3.0881 | 1.9597 | 7.0076 | 14.296 | 23026 | Residential | caiso
Average Per Ton | 1-in-2 | October Monthly System Peak Day | 100% Cycling | 18 | Average Per Ton1-in-2October Monthly System Peak Day100% Cycling18 | 0.23923 | 0.2817 | 75.7663 | -0.046305 | 0.0061421 | 0.042467 | 0.078792 | 0.13124 | 10695 | Residential | caiso
Average Per Premise | 1-in-2 | October Monthly System Peak Day | 100% Cycling | 18 | Average Per Premise1-in-2October Monthly System Peak Day100% Cycling18 | 1.0722 | 1.2625 | 75.7663 | -0.20752 | 0.027527 | 0.19032 | 0.35312 | 0.58817 | 10695 | Residential | caiso
Average Per Device | 1-in-2 | October Monthly System Peak Day | 100% Cycling | 18 | Average Per Device1-in-2October Monthly System Peak Day100% Cycling18 | 0.86837 | 1.0225 | 75.7663 | -0.16808 | 0.022294 | 0.15415 | 0.286 | 0.47637 | 10695 | Residential | caiso
Aggregate | 1-in-2 | October Monthly System Peak Day | 100% Cycling | 18 | Aggregate1-in-2October Monthly System Peak Day100% Cycling18 | 11.4668 | 13.5023 | 75.7663 | -2.2195 | 0.2944 | 2.0355 | 3.7766 | 6.2904 | 10695 | Residential | caiso
Average Per Ton | 1-in-2 | October Monthly System Peak Day | 50% Cycling | 18 | Average Per Ton1-in-2October Monthly System Peak Day50% Cycling18 | 0.38574 | 0.44003 | 76.1537 | -0.080987 | -0.0010649 | 0.054289 | 0.10964 | 0.18956 | 12331 | Residential | caiso
Average Per Premise | 1-in-2 | October Monthly System Peak Day | 50% Cycling | 18 | Average Per Premise1-in-2October Monthly System Peak Day50% Cycling18 | 1.5834 | 1.8062 | 76.1537 | -0.33244 | -0.0043713 | 0.22284 | 0.45006 | 0.77812 | 12331 | Residential | caiso
Average Per Device | 1-in-2 | October Monthly System Peak Day | 50% Cycling | 18 | Average Per Device1-in-2October Monthly System Peak Day50% Cycling18 | 1.3537 | 1.5442 | 76.1537 | -0.28422 | -0.0037373 | 0.19052 | 0.38478 | 0.66526 | 12331 | Residential | caiso
Aggregate | 1-in-2 | October Monthly System Peak Day | 50% Cycling | 18 | Aggregate1-in-2October Monthly System Peak Day50% Cycling18 | 19.5246 | 22.2725 | 76.1537 | -4.0993 | -0.053903 | 2.7479 | 5.5497 | 9.5951 | 12331 | Residential | caiso
Average Per Ton | 1-in-2 | October Monthly System Peak Day | All | 18 | Average Per Ton1-in-2October Monthly System Peak DayAll18 | 0.31769 | 0.36648 | 75.9738 | -0.064877 | 0.0022828 | 0.048798 | 0.095312 | 0.16247 | 23026 | Residential | caiso
Average Per Premise | 1-in-2 | October Monthly System Peak Day | All | 18 | Average Per Premise1-in-2October Monthly System Peak DayAll18 | 1.3596 | 1.5685 | 75.9738 | -0.27766 | 0.0097698 | 0.20885 | 0.40792 | 0.69535 | 23026 | Residential | caiso
Average Per Device | 1-in-2 | October Monthly System Peak Day | All | 18 | Average Per Device1-in-2October Monthly System Peak DayAll18 | 1.1332 | 1.3072 | 75.9738 | -0.23141 | 0.0081424 | 0.17406 | 0.33997 | 0.57953 | 23026 | Residential | caiso
Aggregate | 1-in-2 | October Monthly System Peak Day | All | 18 | Aggregate1-in-2October Monthly System Peak DayAll18 | 31.3072 | 36.1161 | 75.9738 | -6.3935 | 0.22496 | 4.8089 | 9.3928 | 16.0112 | 23026 | Residential | caiso
Average Per Ton | 1-in-2 | September Monthly System Peak Day | 100% Cycling | 18 | Average Per Ton1-in-2September Monthly System Peak Day100% Cycling18 | 0.30026 | 0.45084 | 87.2717 | 0.081601 | 0.12236 | 0.15058 | 0.17881 | 0.21956 | 10695 | Residential | caiso
Average Per Premise | 1-in-2 | September Monthly System Peak Day | 100% Cycling | 18 | Average Per Premise1-in-2September Monthly System Peak Day100% Cycling18 | 1.3456 | 2.0205 | 87.2717 | 0.36571 | 0.54835 | 0.67485 | 0.80135 | 0.984 | 10695 | Residential | caiso
Average Per Device | 1-in-2 | September Monthly System Peak Day | 100% Cycling | 18 | Average Per Device1-in-2September Monthly System Peak Day100% Cycling18 | 1.0899 | 1.6364 | 87.2717 | 0.29619 | 0.44412 | 0.54658 | 0.64903 | 0.79696 | 10695 | Residential | caiso
Aggregate | 1-in-2 | September Monthly System Peak Day | 100% Cycling | 18 | Aggregate1-in-2September Monthly System Peak Day100% Cycling18 | 14.3916 | 21.6092 | 87.2717 | 3.9112 | 5.8646 | 7.2176 | 8.5705 | 10.5239 | 10695 | Residential | caiso
Average Per Ton | 1-in-2 | September Monthly System Peak Day | 50% Cycling | 18 | Average Per Ton1-in-2September Monthly System Peak Day50% Cycling18 | 0.548 | 0.68258 | 88.3161 | 0.022249 | 0.088614 | 0.13458 | 0.18054 | 0.24691 | 12331 | Residential | caiso
Average Per Premise | 1-in-2 | September Monthly System Peak Day | 50% Cycling | 18 | Average Per Premise1-in-2September Monthly System Peak Day50% Cycling18 | 2.2494 | 2.8018 | 88.3161 | 0.091327 | 0.36374 | 0.55242 | 0.74109 | 1.0135 | 12331 | Residential | caiso
Average Per Device | 1-in-2 | September Monthly System Peak Day | 50% Cycling | 18 | Average Per Device1-in-2September Monthly System Peak Day50% Cycling18 | 1.9232 | 2.3954 | 88.3161 | 0.07808 | 0.31098 | 0.47229 | 0.6336 | 0.8665 | 12331 | Residential | caiso
Aggregate | 1-in-2 | September Monthly System Peak Day | 50% Cycling | 18 | Aggregate1-in-2September Monthly System Peak Day50% Cycling18 | 27.7377 | 34.5496 | 88.3161 | 1.1262 | 4.4853 | 6.8118 | 9.1384 | 12.4975 | 12331 | Residential | caiso
Average Per Ton | 1-in-2 | September Monthly System Peak Day | All | 18 | Average Per Ton1-in-2September Monthly System Peak DayAll18 | 0.43292 | 0.57493 | 87.831 | 0.049818 | 0.10429 | 0.14201 | 0.17974 | 0.23421 | 23026 | Residential | caiso
Average Per Premise | 1-in-2 | September Monthly System Peak Day | All | 18 | Average Per Premise1-in-2September Monthly System Peak DayAll18 | 1.8528 | 2.4606 | 87.831 | 0.21321 | 0.44633 | 0.60779 | 0.76924 | 1.0024 | 23026 | Residential | caiso
Average Per Device | 1-in-2 | September Monthly System Peak Day | All | 18 | Average Per Device1-in-2September Monthly System Peak DayAll18 | 1.5442 | 2.0508 | 87.831 | 0.1777 | 0.37198 | 0.50655 | 0.64111 | 0.8354 | 23026 | Residential | caiso
Aggregate | 1-in-2 | September Monthly System Peak Day | All | 18 | Aggregate1-in-2September Monthly System Peak DayAll18 | 42.6634 | 56.6583 | 87.831 | 4.9094 | 10.2772 | 13.9949 | 17.7126 | 23.0804 | 23026 | Residential | caiso
Average Per Ton | 1-in-2 | August Monthly System Peak Day | 100% Cycling | 19 | Average Per Ton1-in-2August Monthly System Peak Day100% Cycling19 | 0.46371 | 0.44522 | 81.7914 | 0 | 0 | 0 | 0 | 0 | 10695 | Residential | caiso
Average Per Premise | 1-in-2 | August Monthly System Peak Day | 100% Cycling | 19 | Average Per Premise1-in-2August Monthly System Peak Day100% Cycling19 | 2.0782 | 1.9953 | 81.7914 | 0 | 0 | 0 | 0 | 0 | 10695 | Residential | caiso
Average Per Device | 1-in-2 | August Monthly System Peak Day | 100% Cycling | 19 | Average Per Device1-in-2August Monthly System Peak Day100% Cycling19 | 1.6832 | 1.616 | 81.7914 | 0 | 0 | 0 | 0 | 0 | 10695 | Residential | caiso
Aggregate | 1-in-2 | August Monthly System Peak Day | 100% Cycling | 19 | Aggregate1-in-2August Monthly System Peak Day100% Cycling19 | 22.2262 | 21.3398 | 81.7914 | 0 | 0 | 0 | 0 | 0 | 10695 | Residential | caiso
Average Per Ton | 1-in-2 | August Monthly System Peak Day | 50% Cycling | 19 | Average Per Ton1-in-2August Monthly System Peak Day50% Cycling19 | 0.68282 | 0.6357 | 82.2975 | 0 | 0 | 0 | 0 | 0 | 12331 | Residential | caiso
Average Per Premise | 1-in-2 | August Monthly System Peak Day | 50% Cycling | 19 | Average Per Premise1-in-2August Monthly System Peak Day50% Cycling19 | 2.8028 | 2.6094 | 82.2975 | 0 | 0 | 0 | 0 | 0 | 12331 | Residential | caiso
Average Per Device | 1-in-2 | August Monthly System Peak Day | 50% Cycling | 19 | Average Per Device1-in-2August Monthly System Peak Day50% Cycling19 | 2.3963 | 2.2309 | 82.2975 | 0 | 0 | 0 | 0 | 0 | 12331 | Residential | caiso
Aggregate | 1-in-2 | August Monthly System Peak Day | 50% Cycling | 19 | Aggregate1-in-2August Monthly System Peak Day50% Cycling19 | 34.5617 | 32.1769 | 82.2975 | 0 | 0 | 0 | 0 | 0 | 12331 | Residential | caiso
Average Per Ton | 1-in-2 | August Monthly System Peak Day | All | 19 | Average Per Ton1-in-2August Monthly System Peak DayAll19 | 0.58104 | 0.54722 | 82.0624 | 0 | 0 | 0 | 0 | 0 | 23026 | Residential | caiso
Average Per Premise | 1-in-2 | August Monthly System Peak Day | All | 19 | Average Per Premise1-in-2August Monthly System Peak DayAll19 | 2.4868 | 2.342 | 82.0624 | 0 | 0 | 0 | 0 | 0 | 23026 | Residential | caiso
Average Per Device | 1-in-2 | August Monthly System Peak Day | All | 19 | Average Per Device1-in-2August Monthly System Peak DayAll19 | 2.0725 | 1.9519 | 82.0624 | 0 | 0 | 0 | 0 | 0 | 23026 | Residential | caiso
Aggregate | 1-in-2 | August Monthly System Peak Day | All | 19 | Aggregate1-in-2August Monthly System Peak DayAll19 | 57.2602 | 53.9274 | 82.0624 | 0 | 0 | 0 | 0 | 0 | 23026 | Residential | caiso
Average Per Ton | 1-in-2 | August Typical Event Day | 100% Cycling | 19 | Average Per Ton1-in-2August Typical Event Day100% Cycling19 | 0.40654 | 0.39033 | 79.048 | 0 | 0 | 0 | 0 | 0 | 10695 | Residential | caiso
Average Per Premise | 1-in-2 | August Typical Event Day | 100% Cycling | 19 | Average Per Premise1-in-2August Typical Event Day100% Cycling19 | 1.822 | 1.7493 | 79.048 | 0 | 0 | 0 | 0 | 0 | 10695 | Residential | caiso
Average Per Device | 1-in-2 | August Typical Event Day | 100% Cycling | 19 | Average Per Device1-in-2August Typical Event Day100% Cycling19 | 1.4757 | 1.4168 | 79.048 | 0 | 0 | 0 | 0 | 0 | 10695 | Residential | caiso
Aggregate | 1-in-2 | August Typical Event Day | 100% Cycling | 19 | Aggregate1-in-2August Typical Event Day100% Cycling19 | 19.486 | 18.709 | 79.048 | 0 | 0 | 0 | 0 | 0 | 10695 | Residential | caiso
Average Per Ton | 1-in-2 | August Typical Event Day | 50% Cycling | 19 | Average Per Ton1-in-2August Typical Event Day50% Cycling19 | 0.60505 | 0.5633 | 79.4516 | 0 | 0 | 0 | 0 | 0 | 12331 | Residential | caiso
Average Per Premise | 1-in-2 | August Typical Event Day | 50% Cycling | 19 | Average Per Premise1-in-2August Typical Event Day50% Cycling19 | 2.4836 | 2.3123 | 79.4516 | 0 | 0 | 0 | 0 | 0 | 12331 | Residential | caiso
Average Per Device | 1-in-2 | August Typical Event Day | 50% Cycling | 19 | Average Per Device1-in-2August Typical Event Day50% Cycling19 | 2.1234 | 1.9769 | 79.4516 | 0 | 0 | 0 | 0 | 0 | 12331 | Residential | caiso
Aggregate | 1-in-2 | August Typical Event Day | 50% Cycling | 19 | Aggregate1-in-2August Typical Event Day50% Cycling19 | 30.6255 | 28.5124 | 79.4516 | 0 | 0 | 0 | 0 | 0 | 12331 | Residential | caiso
Average Per Ton | 1-in-2 | August Typical Event Day | All | 19 | Average Per Ton1-in-2August Typical Event DayAll19 | 0.51284 | 0.48296 | 79.2642 | 0 | 0 | 0 | 0 | 0 | 23026 | Residential | caiso
Average Per Premise | 1-in-2 | August Typical Event Day | All | 19 | Average Per Premise1-in-2August Typical Event DayAll19 | 2.1949 | 2.067 | 79.2642 | 0 | 0 | 0 | 0 | 0 | 23026 | Residential | caiso
Average Per Device | 1-in-2 | August Typical Event Day | All | 19 | Average Per Device1-in-2August Typical Event DayAll19 | 1.8293 | 1.7227 | 79.2642 | 0 | 0 | 0 | 0 | 0 | 23026 | Residential | caiso
Aggregate | 1-in-2 | August Typical Event Day | All | 19 | Aggregate1-in-2August Typical Event DayAll19 | 50.5394 | 47.5942 | 79.2642 | 0 | 0 | 0 | 0 | 0 | 23026 | Residential | caiso
Average Per Ton | 1-in-2 | July Monthly System Peak Day | 100% Cycling | 19 | Average Per Ton1-in-2July Monthly System Peak Day100% Cycling19 | 0.3692 | 0.35448 | 76.8259 | 0 | 0 | 0 | 0 | 0 | 10695 | Residential | caiso
Average Per Premise | 1-in-2 | July Monthly System Peak Day | 100% Cycling | 19 | Average Per Premise1-in-2July Monthly System Peak Day100% Cycling19 | 1.6546 | 1.5886 | 76.8259 | 0 | 0 | 0 | 0 | 0 | 10695 | Residential | caiso
Average Per Device | 1-in-2 | July Monthly System Peak Day | 100% Cycling | 19 | Average Per Device1-in-2July Monthly System Peak Day100% Cycling19 | 1.3401 | 1.2867 | 76.8259 | 0 | 0 | 0 | 0 | 0 | 10695 | Residential | caiso
Aggregate | 1-in-2 | July Monthly System Peak Day | 100% Cycling | 19 | Aggregate1-in-2July Monthly System Peak Day100% Cycling19 | 17.6961 | 16.9904 | 76.8259 | 0 | 0 | 0 | 0 | 0 | 10695 | Residential | caiso
Average Per Ton | 1-in-2 | July Monthly System Peak Day | 50% Cycling | 19 | Average Per Ton1-in-2July Monthly System Peak Day50% Cycling19 | 0.55223 | 0.51413 | 76.9178 | 0 | 0 | 0 | 0 | 0 | 12331 | Residential | caiso
Average Per Premise | 1-in-2 | July Monthly System Peak Day | 50% Cycling | 19 | Average Per Premise1-in-2July Monthly System Peak Day50% Cycling19 | 2.2668 | 2.1104 | 76.9178 | 0 | 0 | 0 | 0 | 0 | 12331 | Residential | caiso
Average Per Device | 1-in-2 | July Monthly System Peak Day | 50% Cycling | 19 | Average Per Device1-in-2July Monthly System Peak Day50% Cycling19 | 1.938 | 1.8043 | 76.9178 | 0 | 0 | 0 | 0 | 0 | 12331 | Residential | caiso
Aggregate | 1-in-2 | July Monthly System Peak Day | 50% Cycling | 19 | Aggregate1-in-2July Monthly System Peak Day50% Cycling19 | 27.9519 | 26.0232 | 76.9178 | 0 | 0 | 0 | 0 | 0 | 12331 | Residential | caiso
Average Per Ton | 1-in-2 | July Monthly System Peak Day | All | 19 | Average Per Ton1-in-2July Monthly System Peak DayAll19 | 0.46721 | 0.43997 | 76.8751 | 0 | 0 | 0 | 0 | 0 | 23026 | Residential | caiso
Average Per Premise | 1-in-2 | July Monthly System Peak Day | All | 19 | Average Per Premise1-in-2July Monthly System Peak DayAll19 | 1.9996 | 1.883 | 76.8751 | 0 | 0 | 0 | 0 | 0 | 23026 | Residential | caiso
Average Per Device | 1-in-2 | July Monthly System Peak Day | All | 19 | Average Per Device1-in-2July Monthly System Peak DayAll19 | 1.6665 | 1.5693 | 76.8751 | 0 | 0 | 0 | 0 | 0 | 23026 | Residential | caiso
Aggregate | 1-in-2 | July Monthly System Peak Day | All | 19 | Aggregate1-in-2July Monthly System Peak DayAll19 | 46.0425 | 43.3577 | 76.8751 | 0 | 0 | 0 | 0 | 0 | 23026 | Residential | caiso
Average Per Ton | 1-in-2 | June Monthly System Peak Day | 100% Cycling | 19 | Average Per Ton1-in-2June Monthly System Peak Day100% Cycling19 | 0.31594 | 0.30334 | 71.214 | 0 | 0 | 0 | 0 | 0 | 10695 | Residential | caiso
Average Per Premise | 1-in-2 | June Monthly System Peak Day | 100% Cycling | 19 | Average Per Premise1-in-2June Monthly System Peak Day100% Cycling19 | 1.4159 | 1.3595 | 71.214 | 0 | 0 | 0 | 0 | 0 | 10695 | Residential | caiso
Average Per Device | 1-in-2 | June Monthly System Peak Day | 100% Cycling | 19 | Average Per Device1-in-2June Monthly System Peak Day100% Cycling19 | 1.1468 | 1.1011 | 71.214 | 0 | 0 | 0 | 0 | 0 | 10695 | Residential | caiso
Aggregate | 1-in-2 | June Monthly System Peak Day | 100% Cycling | 19 | Aggregate1-in-2June Monthly System Peak Day100% Cycling19 | 15.1434 | 14.5396 | 71.214 | 0 | 0 | 0 | 0 | 0 | 10695 | Residential | caiso
Average Per Ton | 1-in-2 | June Monthly System Peak Day | 50% Cycling | 19 | Average Per Ton1-in-2June Monthly System Peak Day50% Cycling19 | 0.48151 | 0.44828 | 71.365 | 0 | 0 | 0 | 0 | 0 | 12331 | Residential | caiso
Average Per Premise | 1-in-2 | June Monthly System Peak Day | 50% Cycling | 19 | Average Per Premise1-in-2June Monthly System Peak Day50% Cycling19 | 1.9765 | 1.8401 | 71.365 | 0 | 0 | 0 | 0 | 0 | 12331 | Residential | caiso
Average Per Device | 1-in-2 | June Monthly System Peak Day | 50% Cycling | 19 | Average Per Device1-in-2June Monthly System Peak Day50% Cycling19 | 1.6898 | 1.5732 | 71.365 | 0 | 0 | 0 | 0 | 0 | 12331 | Residential | caiso
Aggregate | 1-in-2 | June Monthly System Peak Day | 50% Cycling | 19 | Aggregate1-in-2June Monthly System Peak Day50% Cycling19 | 24.3721 | 22.6904 | 71.365 | 0 | 0 | 0 | 0 | 0 | 12331 | Residential | caiso
Average Per Ton | 1-in-2 | June Monthly System Peak Day | All | 19 | Average Per Ton1-in-2June Monthly System Peak DayAll19 | 0.4046 | 0.38096 | 71.2949 | 0 | 0 | 0 | 0 | 0 | 23026 | Residential | caiso
Average Per Premise | 1-in-2 | June Monthly System Peak Day | All | 19 | Average Per Premise1-in-2June Monthly System Peak DayAll19 | 1.7316 | 1.6304 | 71.2949 | 0 | 0 | 0 | 0 | 0 | 23026 | Residential | caiso
Average Per Device | 1-in-2 | June Monthly System Peak Day | All | 19 | Average Per Device1-in-2June Monthly System Peak DayAll19 | 1.4432 | 1.3589 | 71.2949 | 0 | 0 | 0 | 0 | 0 | 23026 | Residential | caiso
Aggregate | 1-in-2 | June Monthly System Peak Day | All | 19 | Aggregate1-in-2June Monthly System Peak DayAll19 | 39.8724 | 37.5424 | 71.2949 | 0 | 0 | 0 | 0 | 0 | 23026 | Residential | caiso
Average Per Ton | 1-in-2 | May Monthly System Peak Day | 100% Cycling | 19 | Average Per Ton1-in-2May Monthly System Peak Day100% Cycling19 | 0.23954 | 0.22999 | 64.3858 | 0 | 0 | 0 | 0 | 0 | 10695 | Residential | caiso
Average Per Premise | 1-in-2 | May Monthly System Peak Day | 100% Cycling | 19 | Average Per Premise1-in-2May Monthly System Peak Day100% Cycling19 | 1.0735 | 1.0307 | 64.3858 | 0 | 0 | 0 | 0 | 0 | 10695 | Residential | caiso
Average Per Device | 1-in-2 | May Monthly System Peak Day | 100% Cycling | 19 | Average Per Device1-in-2May Monthly System Peak Day100% Cycling19 | 0.86949 | 0.83482 | 64.3858 | 0 | 0 | 0 | 0 | 0 | 10695 | Residential | caiso
Aggregate | 1-in-2 | May Monthly System Peak Day | 100% Cycling | 19 | Aggregate1-in-2May Monthly System Peak Day100% Cycling19 | 11.4816 | 11.0237 | 64.3858 | 0 | 0 | 0 | 0 | 0 | 10695 | Residential | caiso
Average Per Ton | 1-in-2 | May Monthly System Peak Day | 50% Cycling | 19 | Average Per Ton1-in-2May Monthly System Peak Day50% Cycling19 | 0.38122 | 0.35492 | 64.4461 | 0 | 0 | 0 | 0 | 0 | 12331 | Residential | caiso
Average Per Premise | 1-in-2 | May Monthly System Peak Day | 50% Cycling | 19 | Average Per Premise1-in-2May Monthly System Peak Day50% Cycling19 | 1.5648 | 1.4569 | 64.4461 | 0 | 0 | 0 | 0 | 0 | 12331 | Residential | caiso
Average Per Device | 1-in-2 | May Monthly System Peak Day | 50% Cycling | 19 | Average Per Device1-in-2May Monthly System Peak Day50% Cycling19 | 1.3379 | 1.2455 | 64.4461 | 0 | 0 | 0 | 0 | 0 | 12331 | Residential | caiso
Aggregate | 1-in-2 | May Monthly System Peak Day | 50% Cycling | 19 | Aggregate1-in-2May Monthly System Peak Day50% Cycling19 | 19.2959 | 17.9645 | 64.4461 | 0 | 0 | 0 | 0 | 0 | 12331 | Residential | caiso
Average Per Ton | 1-in-2 | May Monthly System Peak Day | All | 19 | Average Per Ton1-in-2May Monthly System Peak DayAll19 | 0.31541 | 0.29689 | 64.4181 | 0 | 0 | 0 | 0 | 0 | 23026 | Residential | caiso
Average Per Premise | 1-in-2 | May Monthly System Peak Day | All | 19 | Average Per Premise1-in-2May Monthly System Peak DayAll19 | 1.3499 | 1.2706 | 64.4181 | 0 | 0 | 0 | 0 | 0 | 23026 | Residential | caiso
Average Per Device | 1-in-2 | May Monthly System Peak Day | All | 19 | Average Per Device1-in-2May Monthly System Peak DayAll19 | 1.1251 | 1.059 | 64.4181 | 0 | 0 | 0 | 0 | 0 | 23026 | Residential | caiso
Aggregate | 1-in-2 | May Monthly System Peak Day | All | 19 | Aggregate1-in-2May Monthly System Peak DayAll19 | 31.083 | 29.2576 | 64.4181 | 0 | 0 | 0 | 0 | 0 | 23026 | Residential | caiso
Average Per Ton | 1-in-2 | October Monthly System Peak Day | 100% Cycling | 19 | Average Per Ton1-in-2October Monthly System Peak Day100% Cycling19 | 0.29825 | 0.28635 | 73.1844 | 0 | 0 | 0 | 0 | 0 | 10695 | Residential | caiso
Average Per Premise | 1-in-2 | October Monthly System Peak Day | 100% Cycling | 19 | Average Per Premise1-in-2October Monthly System Peak Day100% Cycling19 | 1.3366 | 1.2833 | 73.1844 | 0 | 0 | 0 | 0 | 0 | 10695 | Residential | caiso
Average Per Device | 1-in-2 | October Monthly System Peak Day | 100% Cycling | 19 | Average Per Device1-in-2October Monthly System Peak Day100% Cycling19 | 1.0826 | 1.0394 | 73.1844 | 0 | 0 | 0 | 0 | 0 | 10695 | Residential | caiso
Aggregate | 1-in-2 | October Monthly System Peak Day | 100% Cycling | 19 | Aggregate1-in-2October Monthly System Peak Day100% Cycling19 | 14.2953 | 13.7252 | 73.1844 | 0 | 0 | 0 | 0 | 0 | 10695 | Residential | caiso
Average Per Ton | 1-in-2 | October Monthly System Peak Day | 50% Cycling | 19 | Average Per Ton1-in-2October Monthly System Peak Day50% Cycling19 | 0.45361 | 0.42231 | 73.219 | 0 | 0 | 0 | 0 | 0 | 12331 | Residential | caiso
Average Per Premise | 1-in-2 | October Monthly System Peak Day | 50% Cycling | 19 | Average Per Premise1-in-2October Monthly System Peak Day50% Cycling19 | 1.862 | 1.7335 | 73.219 | 0 | 0 | 0 | 0 | 0 | 12331 | Residential | caiso
Average Per Device | 1-in-2 | October Monthly System Peak Day | 50% Cycling | 19 | Average Per Device1-in-2October Monthly System Peak Day50% Cycling19 | 1.5919 | 1.4821 | 73.219 | 0 | 0 | 0 | 0 | 0 | 12331 | Residential | caiso
Aggregate | 1-in-2 | October Monthly System Peak Day | 50% Cycling | 19 | Aggregate1-in-2October Monthly System Peak Day50% Cycling19 | 22.9603 | 21.376 | 73.219 | 0 | 0 | 0 | 0 | 0 | 12331 | Residential | caiso
Average Per Ton | 1-in-2 | October Monthly System Peak Day | All | 19 | Average Per Ton1-in-2October Monthly System Peak DayAll19 | 0.38145 | 0.35916 | 73.203 | 0 | 0 | 0 | 0 | 0 | 23026 | Residential | caiso
Average Per Premise | 1-in-2 | October Monthly System Peak Day | All | 19 | Average Per Premise1-in-2October Monthly System Peak DayAll19 | 1.6325 | 1.5371 | 73.203 | 0 | 0 | 0 | 0 | 0 | 23026 | Residential | caiso
Average Per Device | 1-in-2 | October Monthly System Peak Day | All | 19 | Average Per Device1-in-2October Monthly System Peak DayAll19 | 1.3606 | 1.2811 | 73.203 | 0 | 0 | 0 | 0 | 0 | 23026 | Residential | caiso
Aggregate | 1-in-2 | October Monthly System Peak Day | All | 19 | Aggregate1-in-2October Monthly System Peak DayAll19 | 37.5905 | 35.3944 | 73.203 | 0 | 0 | 0 | 0 | 0 | 23026 | Residential | caiso
Average Per Ton | 1-in-2 | September Monthly System Peak Day | 100% Cycling | 19 | Average Per Ton1-in-2September Monthly System Peak Day100% Cycling19 | 0.47732 | 0.45828 | 86.3609 | 0 | 0 | 0 | 0 | 0 | 10695 | Residential | caiso
Average Per Premise | 1-in-2 | September Monthly System Peak Day | 100% Cycling | 19 | Average Per Premise1-in-2September Monthly System Peak Day100% Cycling19 | 2.1392 | 2.0539 | 86.3609 | 0 | 0 | 0 | 0 | 0 | 10695 | Residential | caiso
Average Per Device | 1-in-2 | September Monthly System Peak Day | 100% Cycling | 19 | Average Per Device1-in-2September Monthly System Peak Day100% Cycling19 | 1.7326 | 1.6635 | 86.3609 | 0 | 0 | 0 | 0 | 0 | 10695 | Residential | caiso
Aggregate | 1-in-2 | September Monthly System Peak Day | 100% Cycling | 19 | Aggregate1-in-2September Monthly System Peak Day100% Cycling19 | 22.8783 | 21.966 | 86.3609 | 0 | 0 | 0 | 0 | 0 | 10695 | Residential | caiso
Average Per Ton | 1-in-2 | September Monthly System Peak Day | 50% Cycling | 19 | Average Per Ton1-in-2September Monthly System Peak Day50% Cycling19 | 0.70365 | 0.6551 | 87.2262 | 0 | 0 | 0 | 0 | 0 | 12331 | Residential | caiso
Average Per Premise | 1-in-2 | September Monthly System Peak Day | 50% Cycling | 19 | Average Per Premise1-in-2September Monthly System Peak Day50% Cycling19 | 2.8884 | 2.6891 | 87.2262 | 0 | 0 | 0 | 0 | 0 | 12331 | Residential | caiso
Average Per Device | 1-in-2 | September Monthly System Peak Day | 50% Cycling | 19 | Average Per Device1-in-2September Monthly System Peak Day50% Cycling19 | 2.4694 | 2.299 | 87.2262 | 0 | 0 | 0 | 0 | 0 | 12331 | Residential | caiso
Aggregate | 1-in-2 | September Monthly System Peak Day | 50% Cycling | 19 | Aggregate1-in-2September Monthly System Peak Day50% Cycling19 | 35.6164 | 33.1589 | 87.2262 | 0 | 0 | 0 | 0 | 0 | 12331 | Residential | caiso
Average Per Ton | 1-in-2 | September Monthly System Peak Day | All | 19 | Average Per Ton1-in-2September Monthly System Peak DayAll19 | 0.59852 | 0.56368 | 86.8243 | 0 | 0 | 0 | 0 | 0 | 23026 | Residential | caiso
Average Per Premise | 1-in-2 | September Monthly System Peak Day | All | 19 | Average Per Premise1-in-2September Monthly System Peak DayAll19 | 2.5616 | 2.4125 | 86.8243 | 0 | 0 | 0 | 0 | 0 | 23026 | Residential | caiso
Average Per Device | 1-in-2 | September Monthly System Peak Day | All | 19 | Average Per Device1-in-2September Monthly System Peak DayAll19 | 2.1349 | 2.0106 | 86.8243 | 0 | 0 | 0 | 0 | 0 | 23026 | Residential | caiso
Aggregate | 1-in-2 | September Monthly System Peak Day | All | 19 | Aggregate1-in-2September Monthly System Peak DayAll19 | 58.9827 | 55.5492 | 86.8243 | 0 | 0 | 0 | 0 | 0 | 23026 | Residential | caiso
Average Per Ton | 1-in-2 | August Monthly System Peak Day | 100% Cycling | 20 | Average Per Ton1-in-2August Monthly System Peak Day100% Cycling20 | 0.48187 | 0.42779 | 78.376 | 0 | 0 | 0 | 0 | 0 | 10695 | Residential | caiso
Average Per Premise | 1-in-2 | August Monthly System Peak Day | 100% Cycling | 20 | Average Per Premise1-in-2August Monthly System Peak Day100% Cycling20 | 2.1596 | 1.9172 | 78.376 | 0 | 0 | 0 | 0 | 0 | 10695 | Residential | caiso
Average Per Device | 1-in-2 | August Monthly System Peak Day | 100% Cycling | 20 | Average Per Device1-in-2August Monthly System Peak Day100% Cycling20 | 1.7491 | 1.5528 | 78.376 | 0 | 0 | 0 | 0 | 0 | 10695 | Residential | caiso
Aggregate | 1-in-2 | August Monthly System Peak Day | 100% Cycling | 20 | Aggregate1-in-2August Monthly System Peak Day100% Cycling20 | 23.0968 | 20.5042 | 78.376 | 0 | 0 | 0 | 0 | 0 | 10695 | Residential | caiso
Average Per Ton | 1-in-2 | August Monthly System Peak Day | 50% Cycling | 20 | Average Per Ton1-in-2August Monthly System Peak Day50% Cycling20 | 0.64691 | 0.59918 | 78.7054 | 0 | 0 | 0 | 0 | 0 | 12331 | Residential | caiso
Average Per Premise | 1-in-2 | August Monthly System Peak Day | 50% Cycling | 20 | Average Per Premise1-in-2August Monthly System Peak Day50% Cycling20 | 2.6554 | 2.4595 | 78.7054 | 0 | 0 | 0 | 0 | 0 | 12331 | Residential | caiso
Average Per Device | 1-in-2 | August Monthly System Peak Day | 50% Cycling | 20 | Average Per Device1-in-2August Monthly System Peak Day50% Cycling20 | 2.2703 | 2.1028 | 78.7054 | 0 | 0 | 0 | 0 | 0 | 12331 | Residential | caiso
Aggregate | 1-in-2 | August Monthly System Peak Day | 50% Cycling | 20 | Aggregate1-in-2August Monthly System Peak Day50% Cycling20 | 32.7441 | 30.3282 | 78.7054 | 0 | 0 | 0 | 0 | 0 | 12331 | Residential | caiso
Average Per Ton | 1-in-2 | August Monthly System Peak Day | All | 20 | Average Per Ton1-in-2August Monthly System Peak DayAll20 | 0.57025 | 0.51957 | 78.5524 | 0 | 0 | 0 | 0 | 0 | 23026 | Residential | caiso
Average Per Premise | 1-in-2 | August Monthly System Peak Day | All | 20 | Average Per Premise1-in-2August Monthly System Peak DayAll20 | 2.4406 | 2.2237 | 78.5524 | 0 | 0 | 0 | 0 | 0 | 23026 | Residential | caiso
Average Per Device | 1-in-2 | August Monthly System Peak Day | All | 20 | Average Per Device1-in-2August Monthly System Peak DayAll20 | 2.034 | 1.8533 | 78.5524 | 0 | 0 | 0 | 0 | 0 | 23026 | Residential | caiso
Aggregate | 1-in-2 | August Monthly System Peak Day | All | 20 | Aggregate1-in-2August Monthly System Peak DayAll20 | 56.1966 | 51.2019 | 78.5524 | 0 | 0 | 0 | 0 | 0 | 23026 | Residential | caiso
Average Per Ton | 1-in-2 | August Typical Event Day | 100% Cycling | 20 | Average Per Ton1-in-2August Typical Event Day100% Cycling20 | 0.42247 | 0.37505 | 75.2281 | 0 | 0 | 0 | 0 | 0 | 10695 | Residential | caiso
Average Per Premise | 1-in-2 | August Typical Event Day | 100% Cycling | 20 | Average Per Premise1-in-2August Typical Event Day100% Cycling20 | 1.8933 | 1.6808 | 75.2281 | 0 | 0 | 0 | 0 | 0 | 10695 | Residential | caiso
Average Per Device | 1-in-2 | August Typical Event Day | 100% Cycling | 20 | Average Per Device1-in-2August Typical Event Day100% Cycling20 | 1.5335 | 1.3613 | 75.2281 | 0 | 0 | 0 | 0 | 0 | 10695 | Residential | caiso
Aggregate | 1-in-2 | August Typical Event Day | 100% Cycling | 20 | Aggregate1-in-2August Typical Event Day100% Cycling20 | 20.2493 | 17.9764 | 75.2281 | 0 | 0 | 0 | 0 | 0 | 10695 | Residential | caiso
Average Per Ton | 1-in-2 | August Typical Event Day | 50% Cycling | 20 | Average Per Ton1-in-2August Typical Event Day50% Cycling20 | 0.57323 | 0.53094 | 75.3386 | 0 | 0 | 0 | 0 | 0 | 12331 | Residential | caiso
Average Per Premise | 1-in-2 | August Typical Event Day | 50% Cycling | 20 | Average Per Premise1-in-2August Typical Event Day50% Cycling20 | 2.353 | 2.1794 | 75.3386 | 0 | 0 | 0 | 0 | 0 | 12331 | Residential | caiso
Average Per Device | 1-in-2 | August Typical Event Day | 50% Cycling | 20 | Average Per Device1-in-2August Typical Event Day50% Cycling20 | 2.0117 | 1.8633 | 75.3386 | 0 | 0 | 0 | 0 | 0 | 12331 | Residential | caiso
Aggregate | 1-in-2 | August Typical Event Day | 50% Cycling | 20 | Aggregate1-in-2August Typical Event Day50% Cycling20 | 29.0149 | 26.8742 | 75.3386 | 0 | 0 | 0 | 0 | 0 | 12331 | Residential | caiso
Average Per Ton | 1-in-2 | August Typical Event Day | All | 20 | Average Per Ton1-in-2August Typical Event DayAll20 | 0.5032 | 0.45853 | 75.2873 | 0 | 0 | 0 | 0 | 0 | 23026 | Residential | caiso
Average Per Premise | 1-in-2 | August Typical Event Day | All | 20 | Average Per Premise1-in-2August Typical Event DayAll20 | 2.1536 | 1.9624 | 75.2873 | 0 | 0 | 0 | 0 | 0 | 23026 | Residential | caiso
Average Per Device | 1-in-2 | August Typical Event Day | All | 20 | Average Per Device1-in-2August Typical Event DayAll20 | 1.7949 | 1.6355 | 75.2873 | 0 | 0 | 0 | 0 | 0 | 23026 | Residential | caiso
Aggregate | 1-in-2 | August Typical Event Day | All | 20 | Aggregate1-in-2August Typical Event DayAll20 | 49.5892 | 45.1866 | 75.2873 | 0 | 0 | 0 | 0 | 0 | 23026 | Residential | caiso
Average Per Ton | 1-in-2 | July Monthly System Peak Day | 100% Cycling | 20 | Average Per Ton1-in-2July Monthly System Peak Day100% Cycling20 | 0.38366 | 0.3406 | 74.1164 | 0 | 0 | 0 | 0 | 0 | 10695 | Residential | caiso
Average Per Premise | 1-in-2 | July Monthly System Peak Day | 100% Cycling | 20 | Average Per Premise1-in-2July Monthly System Peak Day100% Cycling20 | 1.7194 | 1.5264 | 74.1164 | 0 | 0 | 0 | 0 | 0 | 10695 | Residential | caiso
Average Per Device | 1-in-2 | July Monthly System Peak Day | 100% Cycling | 20 | Average Per Device1-in-2July Monthly System Peak Day100% Cycling20 | 1.3926 | 1.2363 | 74.1164 | 0 | 0 | 0 | 0 | 0 | 10695 | Residential | caiso
Aggregate | 1-in-2 | July Monthly System Peak Day | 100% Cycling | 20 | Aggregate1-in-2July Monthly System Peak Day100% Cycling20 | 18.3892 | 16.3251 | 74.1164 | 0 | 0 | 0 | 0 | 0 | 10695 | Residential | caiso
Average Per Ton | 1-in-2 | July Monthly System Peak Day | 50% Cycling | 20 | Average Per Ton1-in-2July Monthly System Peak Day50% Cycling20 | 0.52319 | 0.48459 | 74.055 | 0 | 0 | 0 | 0 | 0 | 12331 | Residential | caiso
Average Per Premise | 1-in-2 | July Monthly System Peak Day | 50% Cycling | 20 | Average Per Premise1-in-2July Monthly System Peak Day50% Cycling20 | 2.1476 | 1.9891 | 74.055 | 0 | 0 | 0 | 0 | 0 | 12331 | Residential | caiso
Average Per Device | 1-in-2 | July Monthly System Peak Day | 50% Cycling | 20 | Average Per Device1-in-2July Monthly System Peak Day50% Cycling20 | 1.8361 | 1.7006 | 74.055 | 0 | 0 | 0 | 0 | 0 | 12331 | Residential | caiso
Aggregate | 1-in-2 | July Monthly System Peak Day | 50% Cycling | 20 | Aggregate1-in-2July Monthly System Peak Day50% Cycling20 | 26.4819 | 24.528 | 74.055 | 0 | 0 | 0 | 0 | 0 | 12331 | Residential | caiso
Average Per Ton | 1-in-2 | July Monthly System Peak Day | All | 20 | Average Per Ton1-in-2July Monthly System Peak DayAll20 | 0.45838 | 0.4177 | 74.0835 | 0 | 0 | 0 | 0 | 0 | 23026 | Residential | caiso
Average Per Premise | 1-in-2 | July Monthly System Peak Day | All | 20 | Average Per Premise1-in-2July Monthly System Peak DayAll20 | 1.9618 | 1.7877 | 74.0835 | 0 | 0 | 0 | 0 | 0 | 23026 | Residential | caiso
Average Per Device | 1-in-2 | July Monthly System Peak Day | All | 20 | Average Per Device1-in-2July Monthly System Peak DayAll20 | 1.635 | 1.4899 | 74.0835 | 0 | 0 | 0 | 0 | 0 | 23026 | Residential | caiso
Aggregate | 1-in-2 | July Monthly System Peak Day | All | 20 | Aggregate1-in-2July Monthly System Peak DayAll20 | 45.1719 | 41.1636 | 74.0835 | 0 | 0 | 0 | 0 | 0 | 23026 | Residential | caiso
Average Per Ton | 1-in-2 | June Monthly System Peak Day | 100% Cycling | 20 | Average Per Ton1-in-2June Monthly System Peak Day100% Cycling20 | 0.32832 | 0.29146 | 69.0656 | 0 | 0 | 0 | 0 | 0 | 10695 | Residential | caiso
Average Per Premise | 1-in-2 | June Monthly System Peak Day | 100% Cycling | 20 | Average Per Premise1-in-2June Monthly System Peak Day100% Cycling20 | 1.4714 | 1.3062 | 69.0656 | 0 | 0 | 0 | 0 | 0 | 10695 | Residential | caiso
Average Per Device | 1-in-2 | June Monthly System Peak Day | 100% Cycling | 20 | Average Per Device1-in-2June Monthly System Peak Day100% Cycling20 | 1.1917 | 1.058 | 69.0656 | 0 | 0 | 0 | 0 | 0 | 10695 | Residential | caiso
Aggregate | 1-in-2 | June Monthly System Peak Day | 100% Cycling | 20 | Aggregate1-in-2June Monthly System Peak Day100% Cycling20 | 15.7366 | 13.9702 | 69.0656 | 0 | 0 | 0 | 0 | 0 | 10695 | Residential | caiso
Average Per Ton | 1-in-2 | June Monthly System Peak Day | 50% Cycling | 20 | Average Per Ton1-in-2June Monthly System Peak Day50% Cycling20 | 0.45618 | 0.42253 | 69.031 | 0 | 0 | 0 | 0 | 0 | 12331 | Residential | caiso
Average Per Premise | 1-in-2 | June Monthly System Peak Day | 50% Cycling | 20 | Average Per Premise1-in-2June Monthly System Peak Day50% Cycling20 | 1.8725 | 1.7344 | 69.031 | 0 | 0 | 0 | 0 | 0 | 12331 | Residential | caiso
Average Per Device | 1-in-2 | June Monthly System Peak Day | 50% Cycling | 20 | Average Per Device1-in-2June Monthly System Peak Day50% Cycling20 | 1.6009 | 1.4828 | 69.031 | 0 | 0 | 0 | 0 | 0 | 12331 | Residential | caiso
Aggregate | 1-in-2 | June Monthly System Peak Day | 50% Cycling | 20 | Aggregate1-in-2June Monthly System Peak Day50% Cycling20 | 23.0903 | 21.3867 | 69.031 | 0 | 0 | 0 | 0 | 0 | 12331 | Residential | caiso
Average Per Ton | 1-in-2 | June Monthly System Peak Day | All | 20 | Average Per Ton1-in-2June Monthly System Peak DayAll20 | 0.39679 | 0.36165 | 69.047 | 0 | 0 | 0 | 0 | 0 | 23026 | Residential | caiso
Average Per Premise | 1-in-2 | June Monthly System Peak Day | All | 20 | Average Per Premise1-in-2June Monthly System Peak DayAll20 | 1.6982 | 1.5478 | 69.047 | 0 | 0 | 0 | 0 | 0 | 23026 | Residential | caiso
Average Per Device | 1-in-2 | June Monthly System Peak Day | All | 20 | Average Per Device1-in-2June Monthly System Peak DayAll20 | 1.4153 | 1.29 | 69.047 | 0 | 0 | 0 | 0 | 0 | 23026 | Residential | caiso
Aggregate | 1-in-2 | June Monthly System Peak Day | All | 20 | Aggregate1-in-2June Monthly System Peak DayAll20 | 39.1026 | 35.6395 | 69.047 | 0 | 0 | 0 | 0 | 0 | 23026 | Residential | caiso
Average Per Ton | 1-in-2 | May Monthly System Peak Day | 100% Cycling | 20 | Average Per Ton1-in-2May Monthly System Peak Day100% Cycling20 | 0.24893 | 0.22099 | 61.7781 | 0 | 0 | 0 | 0 | 0 | 10695 | Residential | caiso
Average Per Premise | 1-in-2 | May Monthly System Peak Day | 100% Cycling | 20 | Average Per Premise1-in-2May Monthly System Peak Day100% Cycling20 | 1.1156 | 0.99038 | 61.7781 | 0 | 0 | 0 | 0 | 0 | 10695 | Residential | caiso
Average Per Device | 1-in-2 | May Monthly System Peak Day | 100% Cycling | 20 | Average Per Device1-in-2May Monthly System Peak Day100% Cycling20 | 0.90355 | 0.80213 | 61.7781 | 0 | 0 | 0 | 0 | 0 | 10695 | Residential | caiso
Aggregate | 1-in-2 | May Monthly System Peak Day | 100% Cycling | 20 | Aggregate1-in-2May Monthly System Peak Day100% Cycling20 | 11.9313 | 10.5921 | 61.7781 | 0 | 0 | 0 | 0 | 0 | 10695 | Residential | caiso
Average Per Ton | 1-in-2 | May Monthly System Peak Day | 50% Cycling | 20 | Average Per Ton1-in-2May Monthly System Peak Day50% Cycling20 | 0.36117 | 0.33452 | 61.6313 | 0 | 0 | 0 | 0 | 0 | 12331 | Residential | caiso
Average Per Premise | 1-in-2 | May Monthly System Peak Day | 50% Cycling | 20 | Average Per Premise1-in-2May Monthly System Peak Day50% Cycling20 | 1.4825 | 1.3732 | 61.6313 | 0 | 0 | 0 | 0 | 0 | 12331 | Residential | caiso
Average Per Device | 1-in-2 | May Monthly System Peak Day | 50% Cycling | 20 | Average Per Device1-in-2May Monthly System Peak Day50% Cycling20 | 1.2675 | 1.174 | 61.6313 | 0 | 0 | 0 | 0 | 0 | 12331 | Residential | caiso
Aggregate | 1-in-2 | May Monthly System Peak Day | 50% Cycling | 20 | Aggregate1-in-2May Monthly System Peak Day50% Cycling20 | 18.2812 | 16.9324 | 61.6313 | 0 | 0 | 0 | 0 | 0 | 12331 | Residential | caiso
Average Per Ton | 1-in-2 | May Monthly System Peak Day | All | 20 | Average Per Ton1-in-2May Monthly System Peak DayAll20 | 0.30903 | 0.28179 | 61.6995 | 0 | 0 | 0 | 0 | 0 | 23026 | Residential | caiso
Average Per Premise | 1-in-2 | May Monthly System Peak Day | All | 20 | Average Per Premise1-in-2May Monthly System Peak DayAll20 | 1.3226 | 1.206 | 61.6995 | 0 | 0 | 0 | 0 | 0 | 23026 | Residential | caiso
Average Per Device | 1-in-2 | May Monthly System Peak Day | All | 20 | Average Per Device1-in-2May Monthly System Peak DayAll20 | 1.1023 | 1.0051 | 61.6995 | 0 | 0 | 0 | 0 | 0 | 23026 | Residential | caiso
Aggregate | 1-in-2 | May Monthly System Peak Day | All | 20 | Aggregate1-in-2May Monthly System Peak DayAll20 | 30.4545 | 27.7692 | 61.6995 | 0 | 0 | 0 | 0 | 0 | 23026 | Residential | caiso
Average Per Ton | 1-in-2 | October Monthly System Peak Day | 100% Cycling | 20 | Average Per Ton1-in-2October Monthly System Peak Day100% Cycling20 | 0.30993 | 0.27514 | 70.439 | 0 | 0 | 0 | 0 | 0 | 10695 | Residential | caiso
Average Per Premise | 1-in-2 | October Monthly System Peak Day | 100% Cycling | 20 | Average Per Premise1-in-2October Monthly System Peak Day100% Cycling20 | 1.389 | 1.2331 | 70.439 | 0 | 0 | 0 | 0 | 0 | 10695 | Residential | caiso
Average Per Device | 1-in-2 | October Monthly System Peak Day | 100% Cycling | 20 | Average Per Device1-in-2October Monthly System Peak Day100% Cycling20 | 1.125 | 0.9987 | 70.439 | 0 | 0 | 0 | 0 | 0 | 10695 | Residential | caiso
Aggregate | 1-in-2 | October Monthly System Peak Day | 100% Cycling | 20 | Aggregate1-in-2October Monthly System Peak Day100% Cycling20 | 14.8553 | 13.1878 | 70.439 | 0 | 0 | 0 | 0 | 0 | 10695 | Residential | caiso
Average Per Ton | 1-in-2 | October Monthly System Peak Day | 50% Cycling | 20 | Average Per Ton1-in-2October Monthly System Peak Day50% Cycling20 | 0.42976 | 0.39805 | 70.4712 | 0 | 0 | 0 | 0 | 0 | 12331 | Residential | caiso
Average Per Premise | 1-in-2 | October Monthly System Peak Day | 50% Cycling | 20 | Average Per Premise1-in-2October Monthly System Peak Day50% Cycling20 | 1.7641 | 1.6339 | 70.4712 | 0 | 0 | 0 | 0 | 0 | 12331 | Residential | caiso
Average Per Device | 1-in-2 | October Monthly System Peak Day | 50% Cycling | 20 | Average Per Device1-in-2October Monthly System Peak Day50% Cycling20 | 1.5082 | 1.3969 | 70.4712 | 0 | 0 | 0 | 0 | 0 | 12331 | Residential | caiso
Aggregate | 1-in-2 | October Monthly System Peak Day | 50% Cycling | 20 | Aggregate1-in-2October Monthly System Peak Day50% Cycling20 | 21.7528 | 20.1479 | 70.4712 | 0 | 0 | 0 | 0 | 0 | 12331 | Residential | caiso
Average Per Ton | 1-in-2 | October Monthly System Peak Day | All | 20 | Average Per Ton1-in-2October Monthly System Peak DayAll20 | 0.3741 | 0.34096 | 70.4562 | 0 | 0 | 0 | 0 | 0 | 23026 | Residential | caiso
Average Per Premise | 1-in-2 | October Monthly System Peak Day | All | 20 | Average Per Premise1-in-2October Monthly System Peak DayAll20 | 1.6011 | 1.4592 | 70.4562 | 0 | 0 | 0 | 0 | 0 | 23026 | Residential | caiso
Average Per Device | 1-in-2 | October Monthly System Peak Day | All | 20 | Average Per Device1-in-2October Monthly System Peak DayAll20 | 1.3344 | 1.2162 | 70.4562 | 0 | 0 | 0 | 0 | 0 | 23026 | Residential | caiso
Aggregate | 1-in-2 | October Monthly System Peak Day | All | 20 | Aggregate1-in-2October Monthly System Peak DayAll20 | 36.8664 | 33.6007 | 70.4562 | 0 | 0 | 0 | 0 | 0 | 23026 | Residential | caiso
Average Per Ton | 1-in-2 | September Monthly System Peak Day | 100% Cycling | 20 | Average Per Ton1-in-2September Monthly System Peak Day100% Cycling20 | 0.49601 | 0.44034 | 79.3543 | 0 | 0 | 0 | 0 | 0 | 10695 | Residential | caiso
Average Per Premise | 1-in-2 | September Monthly System Peak Day | 100% Cycling | 20 | Average Per Premise1-in-2September Monthly System Peak Day100% Cycling20 | 2.223 | 1.9734 | 79.3543 | 0 | 0 | 0 | 0 | 0 | 10695 | Residential | caiso
Average Per Device | 1-in-2 | September Monthly System Peak Day | 100% Cycling | 20 | Average Per Device1-in-2September Monthly System Peak Day100% Cycling20 | 1.8004 | 1.5983 | 79.3543 | 0 | 0 | 0 | 0 | 0 | 10695 | Residential | caiso
Aggregate | 1-in-2 | September Monthly System Peak Day | 100% Cycling | 20 | Aggregate1-in-2September Monthly System Peak Day100% Cycling20 | 23.7745 | 21.1059 | 79.3543 | 0 | 0 | 0 | 0 | 0 | 10695 | Residential | caiso
Average Per Ton | 1-in-2 | September Monthly System Peak Day | 50% Cycling | 20 | Average Per Ton1-in-2September Monthly System Peak Day50% Cycling20 | 0.66665 | 0.61746 | 79.5632 | 0 | 0 | 0 | 0 | 0 | 12331 | Residential | caiso
Average Per Premise | 1-in-2 | September Monthly System Peak Day | 50% Cycling | 20 | Average Per Premise1-in-2September Monthly System Peak Day50% Cycling20 | 2.7365 | 2.5346 | 79.5632 | 0 | 0 | 0 | 0 | 0 | 12331 | Residential | caiso
Average Per Device | 1-in-2 | September Monthly System Peak Day | 50% Cycling | 20 | Average Per Device1-in-2September Monthly System Peak Day50% Cycling20 | 2.3396 | 2.1669 | 79.5632 | 0 | 0 | 0 | 0 | 0 | 12331 | Residential | caiso
Aggregate | 1-in-2 | September Monthly System Peak Day | 50% Cycling | 20 | Aggregate1-in-2September Monthly System Peak Day50% Cycling20 | 33.7433 | 31.2538 | 79.5632 | 0 | 0 | 0 | 0 | 0 | 12331 | Residential | caiso
Average Per Ton | 1-in-2 | September Monthly System Peak Day | All | 20 | Average Per Ton1-in-2September Monthly System Peak DayAll20 | 0.58739 | 0.53519 | 79.4662 | 0 | 0 | 0 | 0 | 0 | 23026 | Residential | caiso
Average Per Premise | 1-in-2 | September Monthly System Peak Day | All | 20 | Average Per Premise1-in-2September Monthly System Peak DayAll20 | 2.5139 | 2.2905 | 79.4662 | 0 | 0 | 0 | 0 | 0 | 23026 | Residential | caiso
Average Per Device | 1-in-2 | September Monthly System Peak Day | All | 20 | Average Per Device1-in-2September Monthly System Peak DayAll20 | 2.0952 | 1.909 | 79.4662 | 0 | 0 | 0 | 0 | 0 | 23026 | Residential | caiso
Aggregate | 1-in-2 | September Monthly System Peak Day | All | 20 | Aggregate1-in-2September Monthly System Peak DayAll20 | 57.8857 | 52.7415 | 79.4662 | 0 | 0 | 0 | 0 | 0 | 23026 | Residential | caiso
Average Per Ton | 1-in-2 | August Monthly System Peak Day | 100% Cycling | 21 | Average Per Ton1-in-2August Monthly System Peak Day100% Cycling21 | 0.46192 | 0.42014 | 75.4708 | 0 | 0 | 0 | 0 | 0 | 10695 | Residential | caiso
Average Per Premise | 1-in-2 | August Monthly System Peak Day | 100% Cycling | 21 | Average Per Premise1-in-2August Monthly System Peak Day100% Cycling21 | 2.0702 | 1.8829 | 75.4708 | 0 | 0 | 0 | 0 | 0 | 10695 | Residential | caiso
Average Per Device | 1-in-2 | August Monthly System Peak Day | 100% Cycling | 21 | Average Per Device1-in-2August Monthly System Peak Day100% Cycling21 | 1.6767 | 1.525 | 75.4708 | 0 | 0 | 0 | 0 | 0 | 10695 | Residential | caiso
Aggregate | 1-in-2 | August Monthly System Peak Day | 100% Cycling | 21 | Aggregate1-in-2August Monthly System Peak Day100% Cycling21 | 22.1405 | 20.1376 | 75.4708 | 0 | 0 | 0 | 0 | 0 | 10695 | Residential | caiso
Average Per Ton | 1-in-2 | August Monthly System Peak Day | 50% Cycling | 21 | Average Per Ton1-in-2August Monthly System Peak Day50% Cycling21 | 0.59451 | 0.56425 | 75.6182 | 0 | 0 | 0 | 0 | 0 | 12331 | Residential | caiso
Average Per Premise | 1-in-2 | August Monthly System Peak Day | 50% Cycling | 21 | Average Per Premise1-in-2August Monthly System Peak Day50% Cycling21 | 2.4404 | 2.3161 | 75.6182 | 0 | 0 | 0 | 0 | 0 | 12331 | Residential | caiso
Average Per Device | 1-in-2 | August Monthly System Peak Day | 50% Cycling | 21 | Average Per Device1-in-2August Monthly System Peak Day50% Cycling21 | 2.0864 | 1.9802 | 75.6182 | 0 | 0 | 0 | 0 | 0 | 12331 | Residential | caiso
Aggregate | 1-in-2 | August Monthly System Peak Day | 50% Cycling | 21 | Aggregate1-in-2August Monthly System Peak Day50% Cycling21 | 30.0921 | 28.5601 | 75.6182 | 0 | 0 | 0 | 0 | 0 | 12331 | Residential | caiso
Average Per Ton | 1-in-2 | August Monthly System Peak Day | All | 21 | Average Per Ton1-in-2August Monthly System Peak DayAll21 | 0.53292 | 0.49731 | 75.5497 | 0 | 0 | 0 | 0 | 0 | 23026 | Residential | caiso
Average Per Premise | 1-in-2 | August Monthly System Peak Day | All | 21 | Average Per Premise1-in-2August Monthly System Peak DayAll21 | 2.2808 | 2.1284 | 75.5497 | 0 | 0 | 0 | 0 | 0 | 23026 | Residential | caiso
Average Per Device | 1-in-2 | August Monthly System Peak Day | All | 21 | Average Per Device1-in-2August Monthly System Peak DayAll21 | 1.9009 | 1.7739 | 75.5497 | 0 | 0 | 0 | 0 | 0 | 23026 | Residential | caiso
Aggregate | 1-in-2 | August Monthly System Peak Day | All | 21 | Aggregate1-in-2August Monthly System Peak DayAll21 | 52.5184 | 49.0084 | 75.5497 | 0 | 0 | 0 | 0 | 0 | 23026 | Residential | caiso
Average Per Ton | 1-in-2 | August Typical Event Day | 100% Cycling | 21 | Average Per Ton1-in-2August Typical Event Day100% Cycling21 | 0.40497 | 0.36834 | 72.3425 | 0 | 0 | 0 | 0 | 0 | 10695 | Residential | caiso
Average Per Premise | 1-in-2 | August Typical Event Day | 100% Cycling | 21 | Average Per Premise1-in-2August Typical Event Day100% Cycling21 | 1.8149 | 1.6508 | 72.3425 | 0 | 0 | 0 | 0 | 0 | 10695 | Residential | caiso
Average Per Device | 1-in-2 | August Typical Event Day | 100% Cycling | 21 | Average Per Device1-in-2August Typical Event Day100% Cycling21 | 1.47 | 1.337 | 72.3425 | 0 | 0 | 0 | 0 | 0 | 10695 | Residential | caiso
Aggregate | 1-in-2 | August Typical Event Day | 100% Cycling | 21 | Aggregate1-in-2August Typical Event Day100% Cycling21 | 19.4109 | 17.6549 | 72.3425 | 0 | 0 | 0 | 0 | 0 | 10695 | Residential | caiso
Average Per Ton | 1-in-2 | August Typical Event Day | 50% Cycling | 21 | Average Per Ton1-in-2August Typical Event Day50% Cycling21 | 0.5268 | 0.49999 | 72.3266 | 0 | 0 | 0 | 0 | 0 | 12331 | Residential | caiso
Average Per Premise | 1-in-2 | August Typical Event Day | 50% Cycling | 21 | Average Per Premise1-in-2August Typical Event Day50% Cycling21 | 2.1624 | 2.0523 | 72.3266 | 0 | 0 | 0 | 0 | 0 | 12331 | Residential | caiso
Average Per Device | 1-in-2 | August Typical Event Day | 50% Cycling | 21 | Average Per Device1-in-2August Typical Event Day50% Cycling21 | 1.8488 | 1.7547 | 72.3266 | 0 | 0 | 0 | 0 | 0 | 12331 | Residential | caiso
Aggregate | 1-in-2 | August Typical Event Day | 50% Cycling | 21 | Aggregate1-in-2August Typical Event Day50% Cycling21 | 26.665 | 25.3074 | 72.3266 | 0 | 0 | 0 | 0 | 0 | 12331 | Residential | caiso
Average Per Ton | 1-in-2 | August Typical Event Day | All | 21 | Average Per Ton1-in-2August Typical Event DayAll21 | 0.47021 | 0.43884 | 72.334 | 0 | 0 | 0 | 0 | 0 | 23026 | Residential | caiso
Average Per Premise | 1-in-2 | August Typical Event Day | All | 21 | Average Per Premise1-in-2August Typical Event DayAll21 | 2.0124 | 1.8781 | 72.334 | 0 | 0 | 0 | 0 | 0 | 23026 | Residential | caiso
Average Per Device | 1-in-2 | August Typical Event Day | All | 21 | Average Per Device1-in-2August Typical Event DayAll21 | 1.6772 | 1.5653 | 72.334 | 0 | 0 | 0 | 0 | 0 | 23026 | Residential | caiso
Aggregate | 1-in-2 | August Typical Event Day | All | 21 | Aggregate1-in-2August Typical Event DayAll21 | 46.3385 | 43.2462 | 72.334 | 0 | 0 | 0 | 0 | 0 | 23026 | Residential | caiso
Average Per Ton | 1-in-2 | July Monthly System Peak Day | 100% Cycling | 21 | Average Per Ton1-in-2July Monthly System Peak Day100% Cycling21 | 0.36777 | 0.3345 | 72.0262 | 0 | 0 | 0 | 0 | 0 | 10695 | Residential | caiso
Average Per Premise | 1-in-2 | July Monthly System Peak Day | 100% Cycling | 21 | Average Per Premise1-in-2July Monthly System Peak Day100% Cycling21 | 1.6482 | 1.4991 | 72.0262 | 0 | 0 | 0 | 0 | 0 | 10695 | Residential | caiso
Average Per Device | 1-in-2 | July Monthly System Peak Day | 100% Cycling | 21 | Average Per Device1-in-2July Monthly System Peak Day100% Cycling21 | 1.3349 | 1.2142 | 72.0262 | 0 | 0 | 0 | 0 | 0 | 10695 | Residential | caiso
Aggregate | 1-in-2 | July Monthly System Peak Day | 100% Cycling | 21 | Aggregate1-in-2July Monthly System Peak Day100% Cycling21 | 17.6278 | 16.0332 | 72.0262 | 0 | 0 | 0 | 0 | 0 | 10695 | Residential | caiso
Average Per Ton | 1-in-2 | July Monthly System Peak Day | 50% Cycling | 21 | Average Per Ton1-in-2July Monthly System Peak Day50% Cycling21 | 0.48081 | 0.45634 | 72.1443 | 0 | 0 | 0 | 0 | 0 | 12331 | Residential | caiso
Average Per Premise | 1-in-2 | July Monthly System Peak Day | 50% Cycling | 21 | Average Per Premise1-in-2July Monthly System Peak Day50% Cycling21 | 1.9736 | 1.8732 | 72.1443 | 0 | 0 | 0 | 0 | 0 | 12331 | Residential | caiso
Average Per Device | 1-in-2 | July Monthly System Peak Day | 50% Cycling | 21 | Average Per Device1-in-2July Monthly System Peak Day50% Cycling21 | 1.6874 | 1.6015 | 72.1443 | 0 | 0 | 0 | 0 | 0 | 12331 | Residential | caiso
Aggregate | 1-in-2 | July Monthly System Peak Day | 50% Cycling | 21 | Aggregate1-in-2July Monthly System Peak Day50% Cycling21 | 24.3371 | 23.0981 | 72.1443 | 0 | 0 | 0 | 0 | 0 | 12331 | Residential | caiso
Average Per Ton | 1-in-2 | July Monthly System Peak Day | All | 21 | Average Per Ton1-in-2July Monthly System Peak DayAll21 | 0.42831 | 0.39975 | 72.0894 | 0 | 0 | 0 | 0 | 0 | 23026 | Residential | caiso
Average Per Premise | 1-in-2 | July Monthly System Peak Day | All | 21 | Average Per Premise1-in-2July Monthly System Peak DayAll21 | 1.8331 | 1.7108 | 72.0894 | 0 | 0 | 0 | 0 | 0 | 23026 | Residential | caiso
Average Per Device | 1-in-2 | July Monthly System Peak Day | All | 21 | Average Per Device1-in-2July Monthly System Peak DayAll21 | 1.5277 | 1.4259 | 72.0894 | 0 | 0 | 0 | 0 | 0 | 23026 | Residential | caiso
Aggregate | 1-in-2 | July Monthly System Peak Day | All | 21 | Aggregate1-in-2July Monthly System Peak DayAll21 | 42.2086 | 39.3939 | 72.0894 | 0 | 0 | 0 | 0 | 0 | 23026 | Residential | caiso
Average Per Ton | 1-in-2 | June Monthly System Peak Day | 100% Cycling | 21 | Average Per Ton1-in-2June Monthly System Peak Day100% Cycling21 | 0.31472 | 0.28625 | 65.7598 | 0 | 0 | 0 | 0 | 0 | 10695 | Residential | caiso
Average Per Premise | 1-in-2 | June Monthly System Peak Day | 100% Cycling | 21 | Average Per Premise1-in-2June Monthly System Peak Day100% Cycling21 | 1.4105 | 1.2829 | 65.7598 | 0 | 0 | 0 | 0 | 0 | 10695 | Residential | caiso
Average Per Device | 1-in-2 | June Monthly System Peak Day | 100% Cycling | 21 | Average Per Device1-in-2June Monthly System Peak Day100% Cycling21 | 1.1424 | 1.039 | 65.7598 | 0 | 0 | 0 | 0 | 0 | 10695 | Residential | caiso
Aggregate | 1-in-2 | June Monthly System Peak Day | 100% Cycling | 21 | Aggregate1-in-2June Monthly System Peak Day100% Cycling21 | 15.0851 | 13.7204 | 65.7598 | 0 | 0 | 0 | 0 | 0 | 10695 | Residential | caiso
Average Per Ton | 1-in-2 | June Monthly System Peak Day | 50% Cycling | 21 | Average Per Ton1-in-2June Monthly System Peak Day50% Cycling21 | 0.41924 | 0.39789 | 65.4907 | 0 | 0 | 0 | 0 | 0 | 12331 | Residential | caiso
Average Per Premise | 1-in-2 | June Monthly System Peak Day | 50% Cycling | 21 | Average Per Premise1-in-2June Monthly System Peak Day50% Cycling21 | 1.7209 | 1.6333 | 65.4907 | 0 | 0 | 0 | 0 | 0 | 12331 | Residential | caiso
Average Per Device | 1-in-2 | June Monthly System Peak Day | 50% Cycling | 21 | Average Per Device1-in-2June Monthly System Peak Day50% Cycling21 | 1.4713 | 1.3964 | 65.4907 | 0 | 0 | 0 | 0 | 0 | 12331 | Residential | caiso
Aggregate | 1-in-2 | June Monthly System Peak Day | 50% Cycling | 21 | Aggregate1-in-2June Monthly System Peak Day50% Cycling21 | 21.2202 | 20.1399 | 65.4907 | 0 | 0 | 0 | 0 | 0 | 12331 | Residential | caiso
Average Per Ton | 1-in-2 | June Monthly System Peak Day | All | 21 | Average Per Ton1-in-2June Monthly System Peak DayAll21 | 0.37069 | 0.34604 | 65.6157 | 0 | 0 | 0 | 0 | 0 | 23026 | Residential | caiso
Average Per Premise | 1-in-2 | June Monthly System Peak Day | All | 21 | Average Per Premise1-in-2June Monthly System Peak DayAll21 | 1.5865 | 1.481 | 65.6157 | 0 | 0 | 0 | 0 | 0 | 23026 | Residential | caiso
Average Per Device | 1-in-2 | June Monthly System Peak Day | All | 21 | Average Per Device1-in-2June Monthly System Peak DayAll21 | 1.3222 | 1.2343 | 65.6157 | 0 | 0 | 0 | 0 | 0 | 23026 | Residential | caiso
Aggregate | 1-in-2 | June Monthly System Peak Day | All | 21 | Aggregate1-in-2June Monthly System Peak DayAll21 | 36.5306 | 34.101 | 65.6157 | 0 | 0 | 0 | 0 | 0 | 23026 | Residential | caiso
Average Per Ton | 1-in-2 | May Monthly System Peak Day | 100% Cycling | 21 | Average Per Ton1-in-2May Monthly System Peak Day100% Cycling21 | 0.23862 | 0.21703 | 60.9738 | 0 | 0 | 0 | 0 | 0 | 10695 | Residential | caiso
Average Per Premise | 1-in-2 | May Monthly System Peak Day | 100% Cycling | 21 | Average Per Premise1-in-2May Monthly System Peak Day100% Cycling21 | 1.0694 | 0.97267 | 60.9738 | 0 | 0 | 0 | 0 | 0 | 10695 | Residential | caiso
Average Per Device | 1-in-2 | May Monthly System Peak Day | 100% Cycling | 21 | Average Per Device1-in-2May Monthly System Peak Day100% Cycling21 | 0.86614 | 0.78778 | 60.9738 | 0 | 0 | 0 | 0 | 0 | 10695 | Residential | caiso
Aggregate | 1-in-2 | May Monthly System Peak Day | 100% Cycling | 21 | Aggregate1-in-2May Monthly System Peak Day100% Cycling21 | 11.4373 | 10.4027 | 60.9738 | 0 | 0 | 0 | 0 | 0 | 10695 | Residential | caiso
Average Per Ton | 1-in-2 | May Monthly System Peak Day | 50% Cycling | 21 | Average Per Ton1-in-2May Monthly System Peak Day50% Cycling21 | 0.33192 | 0.31502 | 60.8557 | 0 | 0 | 0 | 0 | 0 | 12331 | Residential | caiso
Average Per Premise | 1-in-2 | May Monthly System Peak Day | 50% Cycling | 21 | Average Per Premise1-in-2May Monthly System Peak Day50% Cycling21 | 1.3625 | 1.2931 | 60.8557 | 0 | 0 | 0 | 0 | 0 | 12331 | Residential | caiso
Average Per Device | 1-in-2 | May Monthly System Peak Day | 50% Cycling | 21 | Average Per Device1-in-2May Monthly System Peak Day50% Cycling21 | 1.1648 | 1.1055 | 60.8557 | 0 | 0 | 0 | 0 | 0 | 12331 | Residential | caiso
Aggregate | 1-in-2 | May Monthly System Peak Day | 50% Cycling | 21 | Aggregate1-in-2May Monthly System Peak Day50% Cycling21 | 16.8006 | 15.9452 | 60.8557 | 0 | 0 | 0 | 0 | 0 | 12331 | Residential | caiso
Average Per Ton | 1-in-2 | May Monthly System Peak Day | All | 21 | Average Per Ton1-in-2May Monthly System Peak DayAll21 | 0.28858 | 0.26951 | 60.9105 | 0 | 0 | 0 | 0 | 0 | 23026 | Residential | caiso
Average Per Premise | 1-in-2 | May Monthly System Peak Day | All | 21 | Average Per Premise1-in-2May Monthly System Peak DayAll21 | 1.2351 | 1.1534 | 60.9105 | 0 | 0 | 0 | 0 | 0 | 23026 | Residential | caiso
Average Per Device | 1-in-2 | May Monthly System Peak Day | All | 21 | Average Per Device1-in-2May Monthly System Peak DayAll21 | 1.0294 | 0.96131 | 60.9105 | 0 | 0 | 0 | 0 | 0 | 23026 | Residential | caiso
Aggregate | 1-in-2 | May Monthly System Peak Day | All | 21 | Aggregate1-in-2May Monthly System Peak DayAll21 | 28.439 | 26.5592 | 60.9105 | 0 | 0 | 0 | 0 | 0 | 23026 | Residential | caiso
Average Per Ton | 1-in-2 | October Monthly System Peak Day | 100% Cycling | 21 | Average Per Ton1-in-2October Monthly System Peak Day100% Cycling21 | 0.2971 | 0.27022 | 68.2598 | 0 | 0 | 0 | 0 | 0 | 10695 | Residential | caiso
Average Per Premise | 1-in-2 | October Monthly System Peak Day | 100% Cycling | 21 | Average Per Premise1-in-2October Monthly System Peak Day100% Cycling21 | 1.3315 | 1.211 | 68.2598 | 0 | 0 | 0 | 0 | 0 | 10695 | Residential | caiso
Average Per Device | 1-in-2 | October Monthly System Peak Day | 100% Cycling | 21 | Average Per Device1-in-2October Monthly System Peak Day100% Cycling21 | 1.0784 | 0.98084 | 68.2598 | 0 | 0 | 0 | 0 | 0 | 10695 | Residential | caiso
Aggregate | 1-in-2 | October Monthly System Peak Day | 100% Cycling | 21 | Aggregate1-in-2October Monthly System Peak Day100% Cycling21 | 14.2402 | 12.952 | 68.2598 | 0 | 0 | 0 | 0 | 0 | 10695 | Residential | caiso
Average Per Ton | 1-in-2 | October Monthly System Peak Day | 50% Cycling | 21 | Average Per Ton1-in-2October Monthly System Peak Day50% Cycling21 | 0.39495 | 0.37484 | 67.9907 | 0 | 0 | 0 | 0 | 0 | 12331 | Residential | caiso
Average Per Premise | 1-in-2 | October Monthly System Peak Day | 50% Cycling | 21 | Average Per Premise1-in-2October Monthly System Peak Day50% Cycling21 | 1.6212 | 1.5387 | 67.9907 | 0 | 0 | 0 | 0 | 0 | 12331 | Residential | caiso
Average Per Device | 1-in-2 | October Monthly System Peak Day | 50% Cycling | 21 | Average Per Device1-in-2October Monthly System Peak Day50% Cycling21 | 1.3861 | 1.3155 | 67.9907 | 0 | 0 | 0 | 0 | 0 | 12331 | Residential | caiso
Aggregate | 1-in-2 | October Monthly System Peak Day | 50% Cycling | 21 | Aggregate1-in-2October Monthly System Peak Day50% Cycling21 | 19.991 | 18.9733 | 67.9907 | 0 | 0 | 0 | 0 | 0 | 12331 | Residential | caiso
Average Per Ton | 1-in-2 | October Monthly System Peak Day | All | 21 | Average Per Ton1-in-2October Monthly System Peak DayAll21 | 0.3495 | 0.32625 | 68.1157 | 0 | 0 | 0 | 0 | 0 | 23026 | Residential | caiso
Average Per Premise | 1-in-2 | October Monthly System Peak Day | All | 21 | Average Per Premise1-in-2October Monthly System Peak DayAll21 | 1.4958 | 1.3963 | 68.1157 | 0 | 0 | 0 | 0 | 0 | 23026 | Residential | caiso
Average Per Device | 1-in-2 | October Monthly System Peak Day | All | 21 | Average Per Device1-in-2October Monthly System Peak DayAll21 | 1.2466 | 1.1637 | 68.1157 | 0 | 0 | 0 | 0 | 0 | 23026 | Residential | caiso
Aggregate | 1-in-2 | October Monthly System Peak Day | All | 21 | Aggregate1-in-2October Monthly System Peak DayAll21 | 34.4421 | 32.1508 | 68.1157 | 0 | 0 | 0 | 0 | 0 | 23026 | Residential | caiso
Average Per Ton | 1-in-2 | September Monthly System Peak Day | 100% Cycling | 21 | Average Per Ton1-in-2September Monthly System Peak Day100% Cycling21 | 0.47548 | 0.43246 | 76.113 | 0 | 0 | 0 | 0 | 0 | 10695 | Residential | caiso
Average Per Premise | 1-in-2 | September Monthly System Peak Day | 100% Cycling | 21 | Average Per Premise1-in-2September Monthly System Peak Day100% Cycling21 | 2.1309 | 1.9381 | 76.113 | 0 | 0 | 0 | 0 | 0 | 10695 | Residential | caiso
Average Per Device | 1-in-2 | September Monthly System Peak Day | 100% Cycling | 21 | Average Per Device1-in-2September Monthly System Peak Day100% Cycling21 | 1.7259 | 1.5697 | 76.113 | 0 | 0 | 0 | 0 | 0 | 10695 | Residential | caiso
Aggregate | 1-in-2 | September Monthly System Peak Day | 100% Cycling | 21 | Aggregate1-in-2September Monthly System Peak Day100% Cycling21 | 22.7902 | 20.7285 | 76.113 | 0 | 0 | 0 | 0 | 0 | 10695 | Residential | caiso
Average Per Ton | 1-in-2 | September Monthly System Peak Day | 50% Cycling | 21 | Average Per Ton1-in-2September Monthly System Peak Day50% Cycling21 | 0.61266 | 0.58147 | 76.0534 | 0 | 0 | 0 | 0 | 0 | 12331 | Residential | caiso
Average Per Premise | 1-in-2 | September Monthly System Peak Day | 50% Cycling | 21 | Average Per Premise1-in-2September Monthly System Peak Day50% Cycling21 | 2.5148 | 2.3868 | 76.0534 | 0 | 0 | 0 | 0 | 0 | 12331 | Residential | caiso
Average Per Device | 1-in-2 | September Monthly System Peak Day | 50% Cycling | 21 | Average Per Device1-in-2September Monthly System Peak Day50% Cycling21 | 2.1501 | 2.0406 | 76.0534 | 0 | 0 | 0 | 0 | 0 | 12331 | Residential | caiso
Aggregate | 1-in-2 | September Monthly System Peak Day | 50% Cycling | 21 | Aggregate1-in-2September Monthly System Peak Day50% Cycling21 | 31.0104 | 29.4317 | 76.0534 | 0 | 0 | 0 | 0 | 0 | 12331 | Residential | caiso
Average Per Ton | 1-in-2 | September Monthly System Peak Day | All | 21 | Average Per Ton1-in-2September Monthly System Peak DayAll21 | 0.54894 | 0.51225 | 76.0811 | 0 | 0 | 0 | 0 | 0 | 23026 | Residential | caiso
Average Per Premise | 1-in-2 | September Monthly System Peak Day | All | 21 | Average Per Premise1-in-2September Monthly System Peak DayAll21 | 2.3494 | 2.1924 | 76.0811 | 0 | 0 | 0 | 0 | 0 | 23026 | Residential | caiso
Average Per Device | 1-in-2 | September Monthly System Peak Day | All | 21 | Average Per Device1-in-2September Monthly System Peak DayAll21 | 1.958 | 1.8272 | 76.0811 | 0 | 0 | 0 | 0 | 0 | 23026 | Residential | caiso
Aggregate | 1-in-2 | September Monthly System Peak Day | All | 21 | Aggregate1-in-2September Monthly System Peak DayAll21 | 54.0963 | 50.4814 | 76.0811 | 0 | 0 | 0 | 0 | 0 | 23026 | Residential | caiso
Average Per Ton | 1-in-2 | August Monthly System Peak Day | 100% Cycling | 22 | Average Per Ton1-in-2August Monthly System Peak Day100% Cycling22 | 0.41205 | 0.3789 | 73.8847 | 0 | 0 | 0 | 0 | 0 | 10695 | Residential | caiso
Average Per Premise | 1-in-2 | August Monthly System Peak Day | 100% Cycling | 22 | Average Per Premise1-in-2August Monthly System Peak Day100% Cycling22 | 1.8467 | 1.6981 | 73.8847 | 0 | 0 | 0 | 0 | 0 | 10695 | Residential | caiso
Average Per Device | 1-in-2 | August Monthly System Peak Day | 100% Cycling | 22 | Average Per Device1-in-2August Monthly System Peak Day100% Cycling22 | 1.4957 | 1.3753 | 73.8847 | 0 | 0 | 0 | 0 | 0 | 10695 | Residential | caiso
Aggregate | 1-in-2 | August Monthly System Peak Day | 100% Cycling | 22 | Aggregate1-in-2August Monthly System Peak Day100% Cycling22 | 19.7502 | 18.1612 | 73.8847 | 0 | 0 | 0 | 0 | 0 | 10695 | Residential | caiso
Average Per Ton | 1-in-2 | August Monthly System Peak Day | 50% Cycling | 22 | Average Per Ton1-in-2August Monthly System Peak Day50% Cycling22 | 0.52221 | 0.50192 | 73.9456 | 0 | 0 | 0 | 0 | 0 | 12331 | Residential | caiso
Average Per Premise | 1-in-2 | August Monthly System Peak Day | 50% Cycling | 22 | Average Per Premise1-in-2August Monthly System Peak Day50% Cycling22 | 2.1436 | 2.0603 | 73.9456 | 0 | 0 | 0 | 0 | 0 | 12331 | Residential | caiso
Average Per Device | 1-in-2 | August Monthly System Peak Day | 50% Cycling | 22 | Average Per Device1-in-2August Monthly System Peak Day50% Cycling22 | 1.8327 | 1.7614 | 73.9456 | 0 | 0 | 0 | 0 | 0 | 12331 | Residential | caiso
Aggregate | 1-in-2 | August Monthly System Peak Day | 50% Cycling | 22 | Aggregate1-in-2August Monthly System Peak Day50% Cycling22 | 26.4326 | 25.4053 | 73.9456 | 0 | 0 | 0 | 0 | 0 | 12331 | Residential | caiso
Average Per Ton | 1-in-2 | August Monthly System Peak Day | All | 22 | Average Per Ton1-in-2August Monthly System Peak DayAll22 | 0.47105 | 0.44478 | 73.9173 | 0 | 0 | 0 | 0 | 0 | 23026 | Residential | caiso
Average Per Premise | 1-in-2 | August Monthly System Peak Day | All | 22 | Average Per Premise1-in-2August Monthly System Peak DayAll22 | 2.016 | 1.9036 | 73.9173 | 0 | 0 | 0 | 0 | 0 | 23026 | Residential | caiso
Average Per Device | 1-in-2 | August Monthly System Peak Day | All | 22 | Average Per Device1-in-2August Monthly System Peak DayAll22 | 1.6802 | 1.5865 | 73.9173 | 0 | 0 | 0 | 0 | 0 | 23026 | Residential | caiso
Aggregate | 1-in-2 | August Monthly System Peak Day | All | 22 | Aggregate1-in-2August Monthly System Peak DayAll22 | 46.4203 | 43.8317 | 73.9173 | 0 | 0 | 0 | 0 | 0 | 23026 | Residential | caiso
Average Per Ton | 1-in-2 | August Typical Event Day | 100% Cycling | 22 | Average Per Ton1-in-2August Typical Event Day100% Cycling22 | 0.36125 | 0.33219 | 70.824 | 0 | 0 | 0 | 0 | 0 | 10695 | Residential | caiso
Average Per Premise | 1-in-2 | August Typical Event Day | 100% Cycling | 22 | Average Per Premise1-in-2August Typical Event Day100% Cycling22 | 1.619 | 1.4888 | 70.824 | 0 | 0 | 0 | 0 | 0 | 10695 | Residential | caiso
Average Per Device | 1-in-2 | August Typical Event Day | 100% Cycling | 22 | Average Per Device1-in-2August Typical Event Day100% Cycling22 | 1.3113 | 1.2058 | 70.824 | 0 | 0 | 0 | 0 | 0 | 10695 | Residential | caiso
Aggregate | 1-in-2 | August Typical Event Day | 100% Cycling | 22 | Aggregate1-in-2August Typical Event Day100% Cycling22 | 17.3153 | 15.9222 | 70.824 | 0 | 0 | 0 | 0 | 0 | 10695 | Residential | caiso
Average Per Ton | 1-in-2 | August Typical Event Day | 50% Cycling | 22 | Average Per Ton1-in-2August Typical Event Day50% Cycling22 | 0.46274 | 0.44476 | 70.7189 | 0 | 0 | 0 | 0 | 0 | 12331 | Residential | caiso
Average Per Premise | 1-in-2 | August Typical Event Day | 50% Cycling | 22 | Average Per Premise1-in-2August Typical Event Day50% Cycling22 | 1.8995 | 1.8256 | 70.7189 | 0 | 0 | 0 | 0 | 0 | 12331 | Residential | caiso
Average Per Device | 1-in-2 | August Typical Event Day | 50% Cycling | 22 | Average Per Device1-in-2August Typical Event Day50% Cycling22 | 1.624 | 1.5608 | 70.7189 | 0 | 0 | 0 | 0 | 0 | 12331 | Residential | caiso
Aggregate | 1-in-2 | August Typical Event Day | 50% Cycling | 22 | Aggregate1-in-2August Typical Event Day50% Cycling22 | 23.4223 | 22.5119 | 70.7189 | 0 | 0 | 0 | 0 | 0 | 12331 | Residential | caiso
Average Per Ton | 1-in-2 | August Typical Event Day | All | 22 | Average Per Ton1-in-2August Typical Event DayAll22 | 0.4156 | 0.39247 | 70.7677 | 0 | 0 | 0 | 0 | 0 | 23026 | Residential | caiso
Average Per Premise | 1-in-2 | August Typical Event Day | All | 22 | Average Per Premise1-in-2August Typical Event DayAll22 | 1.7787 | 1.6797 | 70.7677 | 0 | 0 | 0 | 0 | 0 | 23026 | Residential | caiso
Average Per Device | 1-in-2 | August Typical Event Day | All | 22 | Average Per Device1-in-2August Typical Event DayAll22 | 1.4824 | 1.3999 | 70.7677 | 0 | 0 | 0 | 0 | 0 | 23026 | Residential | caiso
Aggregate | 1-in-2 | August Typical Event Day | All | 22 | Aggregate1-in-2August Typical Event DayAll22 | 40.9563 | 38.6768 | 70.7677 | 0 | 0 | 0 | 0 | 0 | 23026 | Residential | caiso
Average Per Ton | 1-in-2 | July Monthly System Peak Day | 100% Cycling | 22 | Average Per Ton1-in-2July Monthly System Peak Day100% Cycling22 | 0.32807 | 0.30168 | 71.1404 | 0 | 0 | 0 | 0 | 0 | 10695 | Residential | caiso
Average Per Premise | 1-in-2 | July Monthly System Peak Day | 100% Cycling | 22 | Average Per Premise1-in-2July Monthly System Peak Day100% Cycling22 | 1.4703 | 1.352 | 71.1404 | 0 | 0 | 0 | 0 | 0 | 10695 | Residential | caiso
Average Per Device | 1-in-2 | July Monthly System Peak Day | 100% Cycling | 22 | Average Per Device1-in-2July Monthly System Peak Day100% Cycling22 | 1.1908 | 1.095 | 71.1404 | 0 | 0 | 0 | 0 | 0 | 10695 | Residential | caiso
Aggregate | 1-in-2 | July Monthly System Peak Day | 100% Cycling | 22 | Aggregate1-in-2July Monthly System Peak Day100% Cycling22 | 15.7248 | 14.4597 | 71.1404 | 0 | 0 | 0 | 0 | 0 | 10695 | Residential | caiso
Average Per Ton | 1-in-2 | July Monthly System Peak Day | 50% Cycling | 22 | Average Per Ton1-in-2July Monthly System Peak Day50% Cycling22 | 0.42234 | 0.40593 | 71.1982 | 0 | 0 | 0 | 0 | 0 | 12331 | Residential | caiso
Average Per Premise | 1-in-2 | July Monthly System Peak Day | 50% Cycling | 22 | Average Per Premise1-in-2July Monthly System Peak Day50% Cycling22 | 1.7336 | 1.6663 | 71.1982 | 0 | 0 | 0 | 0 | 0 | 12331 | Residential | caiso
Average Per Device | 1-in-2 | July Monthly System Peak Day | 50% Cycling | 22 | Average Per Device1-in-2July Monthly System Peak Day50% Cycling22 | 1.4822 | 1.4246 | 71.1982 | 0 | 0 | 0 | 0 | 0 | 12331 | Residential | caiso
Aggregate | 1-in-2 | July Monthly System Peak Day | 50% Cycling | 22 | Aggregate1-in-2July Monthly System Peak Day50% Cycling22 | 21.3775 | 20.5466 | 71.1982 | 0 | 0 | 0 | 0 | 0 | 12331 | Residential | caiso
Average Per Ton | 1-in-2 | July Monthly System Peak Day | All | 22 | Average Per Ton1-in-2July Monthly System Peak DayAll22 | 0.37855 | 0.3575 | 71.1713 | 0 | 0 | 0 | 0 | 0 | 23026 | Residential | caiso
Average Per Premise | 1-in-2 | July Monthly System Peak Day | All | 22 | Average Per Premise1-in-2July Monthly System Peak DayAll22 | 1.6201 | 1.5301 | 71.1713 | 0 | 0 | 0 | 0 | 0 | 23026 | Residential | caiso
Average Per Device | 1-in-2 | July Monthly System Peak Day | All | 22 | Average Per Device1-in-2July Monthly System Peak DayAll22 | 1.3503 | 1.2752 | 71.1713 | 0 | 0 | 0 | 0 | 0 | 23026 | Residential | caiso
Aggregate | 1-in-2 | July Monthly System Peak Day | All | 22 | Aggregate1-in-2July Monthly System Peak DayAll22 | 37.3054 | 35.231 | 71.1713 | 0 | 0 | 0 | 0 | 0 | 23026 | Residential | caiso
Average Per Ton | 1-in-2 | June Monthly System Peak Day | 100% Cycling | 22 | Average Per Ton1-in-2June Monthly System Peak Day100% Cycling22 | 0.28075 | 0.25816 | 64.899 | 0 | 0 | 0 | 0 | 0 | 10695 | Residential | caiso
Average Per Premise | 1-in-2 | June Monthly System Peak Day | 100% Cycling | 22 | Average Per Premise1-in-2June Monthly System Peak Day100% Cycling22 | 1.2582 | 1.157 | 64.899 | 0 | 0 | 0 | 0 | 0 | 10695 | Residential | caiso
Average Per Device | 1-in-2 | June Monthly System Peak Day | 100% Cycling | 22 | Average Per Device1-in-2June Monthly System Peak Day100% Cycling22 | 1.019 | 0.93706 | 64.899 | 0 | 0 | 0 | 0 | 0 | 10695 | Residential | caiso
Aggregate | 1-in-2 | June Monthly System Peak Day | 100% Cycling | 22 | Aggregate1-in-2June Monthly System Peak Day100% Cycling22 | 13.4565 | 12.3739 | 64.899 | 0 | 0 | 0 | 0 | 0 | 10695 | Residential | caiso
Average Per Ton | 1-in-2 | June Monthly System Peak Day | 50% Cycling | 22 | Average Per Ton1-in-2June Monthly System Peak Day50% Cycling22 | 0.36825 | 0.35394 | 64.6884 | 0 | 0 | 0 | 0 | 0 | 12331 | Residential | caiso
Average Per Premise | 1-in-2 | June Monthly System Peak Day | 50% Cycling | 22 | Average Per Premise1-in-2June Monthly System Peak Day50% Cycling22 | 1.5116 | 1.4529 | 64.6884 | 0 | 0 | 0 | 0 | 0 | 12331 | Residential | caiso
Average Per Device | 1-in-2 | June Monthly System Peak Day | 50% Cycling | 22 | Average Per Device1-in-2June Monthly System Peak Day50% Cycling22 | 1.2924 | 1.2421 | 64.6884 | 0 | 0 | 0 | 0 | 0 | 12331 | Residential | caiso
Aggregate | 1-in-2 | June Monthly System Peak Day | 50% Cycling | 22 | Aggregate1-in-2June Monthly System Peak Day50% Cycling22 | 18.6397 | 17.9152 | 64.6884 | 0 | 0 | 0 | 0 | 0 | 12331 | Residential | caiso
Average Per Ton | 1-in-2 | June Monthly System Peak Day | All | 22 | Average Per Ton1-in-2June Monthly System Peak DayAll22 | 0.32761 | 0.30945 | 64.7862 | 0 | 0 | 0 | 0 | 0 | 23026 | Residential | caiso
Average Per Premise | 1-in-2 | June Monthly System Peak Day | All | 22 | Average Per Premise1-in-2June Monthly System Peak DayAll22 | 1.4021 | 1.3244 | 64.7862 | 0 | 0 | 0 | 0 | 0 | 23026 | Residential | caiso
Average Per Device | 1-in-2 | June Monthly System Peak Day | All | 22 | Average Per Device1-in-2June Monthly System Peak DayAll22 | 1.1686 | 1.1038 | 64.7862 | 0 | 0 | 0 | 0 | 0 | 23026 | Residential | caiso
Aggregate | 1-in-2 | June Monthly System Peak Day | All | 22 | Aggregate1-in-2June Monthly System Peak DayAll22 | 32.2848 | 30.4956 | 64.7862 | 0 | 0 | 0 | 0 | 0 | 23026 | Residential | caiso
Average Per Ton | 1-in-2 | May Monthly System Peak Day | 100% Cycling | 22 | Average Per Ton1-in-2May Monthly System Peak Day100% Cycling22 | 0.21286 | 0.19573 | 60.4544 | 0 | 0 | 0 | 0 | 0 | 10695 | Residential | caiso
Average Per Premise | 1-in-2 | May Monthly System Peak Day | 100% Cycling | 22 | Average Per Premise1-in-2May Monthly System Peak Day100% Cycling22 | 0.95396 | 0.87721 | 60.4544 | 0 | 0 | 0 | 0 | 0 | 10695 | Residential | caiso
Average Per Device | 1-in-2 | May Monthly System Peak Day | 100% Cycling | 22 | Average Per Device1-in-2May Monthly System Peak Day100% Cycling22 | 0.77263 | 0.71047 | 60.4544 | 0 | 0 | 0 | 0 | 0 | 10695 | Residential | caiso
Aggregate | 1-in-2 | May Monthly System Peak Day | 100% Cycling | 22 | Aggregate1-in-2May Monthly System Peak Day100% Cycling22 | 10.2026 | 9.3817 | 60.4544 | 0 | 0 | 0 | 0 | 0 | 10695 | Residential | caiso
Average Per Ton | 1-in-2 | May Monthly System Peak Day | 50% Cycling | 22 | Average Per Ton1-in-2May Monthly System Peak Day50% Cycling22 | 0.29155 | 0.28022 | 60.2145 | 0 | 0 | 0 | 0 | 0 | 12331 | Residential | caiso
Average Per Premise | 1-in-2 | May Monthly System Peak Day | 50% Cycling | 22 | Average Per Premise1-in-2May Monthly System Peak Day50% Cycling22 | 1.1968 | 1.1503 | 60.2145 | 0 | 0 | 0 | 0 | 0 | 12331 | Residential | caiso
Average Per Device | 1-in-2 | May Monthly System Peak Day | 50% Cycling | 22 | Average Per Device1-in-2May Monthly System Peak Day50% Cycling22 | 1.0232 | 0.98342 | 60.2145 | 0 | 0 | 0 | 0 | 0 | 12331 | Residential | caiso
Aggregate | 1-in-2 | May Monthly System Peak Day | 50% Cycling | 22 | Aggregate1-in-2May Monthly System Peak Day50% Cycling22 | 14.7575 | 14.1839 | 60.2145 | 0 | 0 | 0 | 0 | 0 | 12331 | Residential | caiso
Average Per Ton | 1-in-2 | May Monthly System Peak Day | All | 22 | Average Per Ton1-in-2May Monthly System Peak DayAll22 | 0.255 | 0.24098 | 60.326 | 0 | 0 | 0 | 0 | 0 | 23026 | Residential | caiso
Average Per Premise | 1-in-2 | May Monthly System Peak Day | All | 22 | Average Per Premise1-in-2May Monthly System Peak DayAll22 | 1.0914 | 1.0313 | 60.326 | 0 | 0 | 0 | 0 | 0 | 23026 | Residential | caiso
Average Per Device | 1-in-2 | May Monthly System Peak Day | All | 22 | Average Per Device1-in-2May Monthly System Peak DayAll22 | 0.90957 | 0.85955 | 60.326 | 0 | 0 | 0 | 0 | 0 | 23026 | Residential | caiso
Aggregate | 1-in-2 | May Monthly System Peak Day | All | 22 | Aggregate1-in-2May Monthly System Peak DayAll22 | 25.1297 | 23.7478 | 60.326 | 0 | 0 | 0 | 0 | 0 | 23026 | Residential | caiso
Average Per Ton | 1-in-2 | October Monthly System Peak Day | 100% Cycling | 22 | Average Per Ton1-in-2October Monthly System Peak Day100% Cycling22 | 0.26502 | 0.2437 | 67.225 | 0 | 0 | 0 | 0 | 0 | 10695 | Residential | caiso
Average Per Premise | 1-in-2 | October Monthly System Peak Day | 100% Cycling | 22 | Average Per Premise1-in-2October Monthly System Peak Day100% Cycling22 | 1.1877 | 1.0922 | 67.225 | 0 | 0 | 0 | 0 | 0 | 10695 | Residential | caiso
Average Per Device | 1-in-2 | October Monthly System Peak Day | 100% Cycling | 22 | Average Per Device1-in-2October Monthly System Peak Day100% Cycling22 | 0.96197 | 0.88458 | 67.225 | 0 | 0 | 0 | 0 | 0 | 10695 | Residential | caiso
Aggregate | 1-in-2 | October Monthly System Peak Day | 100% Cycling | 22 | Aggregate1-in-2October Monthly System Peak Day100% Cycling22 | 12.7028 | 11.6808 | 67.225 | 0 | 0 | 0 | 0 | 0 | 10695 | Residential | caiso
Average Per Ton | 1-in-2 | October Monthly System Peak Day | 50% Cycling | 22 | Average Per Ton1-in-2October Monthly System Peak Day50% Cycling22 | 0.34692 | 0.33344 | 67.1062 | 0 | 0 | 0 | 0 | 0 | 12331 | Residential | caiso
Average Per Premise | 1-in-2 | October Monthly System Peak Day | 50% Cycling | 22 | Average Per Premise1-in-2October Monthly System Peak Day50% Cycling22 | 1.424 | 1.3687 | 67.1062 | 0 | 0 | 0 | 0 | 0 | 12331 | Residential | caiso
Average Per Device | 1-in-2 | October Monthly System Peak Day | 50% Cycling | 22 | Average Per Device1-in-2October Monthly System Peak Day50% Cycling22 | 1.2175 | 1.1702 | 67.1062 | 0 | 0 | 0 | 0 | 0 | 12331 | Residential | caiso
Aggregate | 1-in-2 | October Monthly System Peak Day | 50% Cycling | 22 | Aggregate1-in-2October Monthly System Peak Day50% Cycling22 | 17.5599 | 16.8774 | 67.1062 | 0 | 0 | 0 | 0 | 0 | 12331 | Residential | caiso
Average Per Ton | 1-in-2 | October Monthly System Peak Day | All | 22 | Average Per Ton1-in-2October Monthly System Peak DayAll22 | 0.30888 | 0.29175 | 67.1614 | 0 | 0 | 0 | 0 | 0 | 23026 | Residential | caiso
Average Per Premise | 1-in-2 | October Monthly System Peak Day | All | 22 | Average Per Premise1-in-2October Monthly System Peak DayAll22 | 1.322 | 1.2487 | 67.1614 | 0 | 0 | 0 | 0 | 0 | 23026 | Residential | caiso
Average Per Device | 1-in-2 | October Monthly System Peak Day | All | 22 | Average Per Device1-in-2October Monthly System Peak DayAll22 | 1.1018 | 1.0407 | 67.1614 | 0 | 0 | 0 | 0 | 0 | 23026 | Residential | caiso
Aggregate | 1-in-2 | October Monthly System Peak Day | All | 22 | Aggregate1-in-2October Monthly System Peak DayAll22 | 30.4393 | 28.7517 | 67.1614 | 0 | 0 | 0 | 0 | 0 | 23026 | Residential | caiso
Average Per Ton | 1-in-2 | September Monthly System Peak Day | 100% Cycling | 22 | Average Per Ton1-in-2September Monthly System Peak Day100% Cycling22 | 0.42414 | 0.39002 | 73.3717 | 0 | 0 | 0 | 0 | 0 | 10695 | Residential | caiso
Average Per Premise | 1-in-2 | September Monthly System Peak Day | 100% Cycling | 22 | Average Per Premise1-in-2September Monthly System Peak Day100% Cycling22 | 1.9009 | 1.7479 | 73.3717 | 0 | 0 | 0 | 0 | 0 | 10695 | Residential | caiso
Average Per Device | 1-in-2 | September Monthly System Peak Day | 100% Cycling | 22 | Average Per Device1-in-2September Monthly System Peak Day100% Cycling22 | 1.5395 | 1.4157 | 73.3717 | 0 | 0 | 0 | 0 | 0 | 10695 | Residential | caiso
Aggregate | 1-in-2 | September Monthly System Peak Day | 100% Cycling | 22 | Aggregate1-in-2September Monthly System Peak Day100% Cycling22 | 20.3297 | 18.6942 | 73.3717 | 0 | 0 | 0 | 0 | 0 | 10695 | Residential | caiso
Average Per Ton | 1-in-2 | September Monthly System Peak Day | 50% Cycling | 22 | Average Per Ton1-in-2September Monthly System Peak Day50% Cycling22 | 0.53815 | 0.51724 | 73.0435 | 0 | 0 | 0 | 0 | 0 | 12331 | Residential | caiso
Average Per Premise | 1-in-2 | September Monthly System Peak Day | 50% Cycling | 22 | Average Per Premise1-in-2September Monthly System Peak Day50% Cycling22 | 2.209 | 2.1232 | 73.0435 | 0 | 0 | 0 | 0 | 0 | 12331 | Residential | caiso
Average Per Device | 1-in-2 | September Monthly System Peak Day | 50% Cycling | 22 | Average Per Device1-in-2September Monthly System Peak Day50% Cycling22 | 1.8886 | 1.8152 | 73.0435 | 0 | 0 | 0 | 0 | 0 | 12331 | Residential | caiso
Aggregate | 1-in-2 | September Monthly System Peak Day | 50% Cycling | 22 | Aggregate1-in-2September Monthly System Peak Day50% Cycling22 | 27.2393 | 26.1806 | 73.0435 | 0 | 0 | 0 | 0 | 0 | 12331 | Residential | caiso
Average Per Ton | 1-in-2 | September Monthly System Peak Day | All | 22 | Average Per Ton1-in-2September Monthly System Peak DayAll22 | 0.4852 | 0.45814 | 73.196 | 0 | 0 | 0 | 0 | 0 | 23026 | Residential | caiso
Average Per Premise | 1-in-2 | September Monthly System Peak Day | All | 22 | Average Per Premise1-in-2September Monthly System Peak DayAll22 | 2.0766 | 1.9608 | 73.196 | 0 | 0 | 0 | 0 | 0 | 23026 | Residential | caiso
Average Per Device | 1-in-2 | September Monthly System Peak Day | All | 22 | Average Per Device1-in-2September Monthly System Peak DayAll22 | 1.7307 | 1.6342 | 73.196 | 0 | 0 | 0 | 0 | 0 | 23026 | Residential | caiso
Aggregate | 1-in-2 | September Monthly System Peak Day | All | 22 | Aggregate1-in-2September Monthly System Peak DayAll22 | 47.8148 | 45.149 | 73.196 | 0 | 0 | 0 | 0 | 0 | 23026 | Residential | caiso
Average Per Ton | 1-in-2 | August Monthly System Peak Day | 100% Cycling | 23 | Average Per Ton1-in-2August Monthly System Peak Day100% Cycling23 | 0.33749 | 0.31551 | 72.5554 | 0 | 0 | 0 | 0 | 0 | 10695 | Residential | caiso
Average Per Premise | 1-in-2 | August Monthly System Peak Day | 100% Cycling | 23 | Average Per Premise1-in-2August Monthly System Peak Day100% Cycling23 | 1.5125 | 1.414 | 72.5554 | 0 | 0 | 0 | 0 | 0 | 10695 | Residential | caiso
Average Per Device | 1-in-2 | August Monthly System Peak Day | 100% Cycling | 23 | Average Per Device1-in-2August Monthly System Peak Day100% Cycling23 | 1.225 | 1.1452 | 72.5554 | 0 | 0 | 0 | 0 | 0 | 10695 | Residential | caiso
Aggregate | 1-in-2 | August Monthly System Peak Day | 100% Cycling | 23 | Aggregate1-in-2August Monthly System Peak Day100% Cycling23 | 16.1763 | 15.1226 | 72.5554 | 0 | 0 | 0 | 0 | 0 | 10695 | Residential | caiso
Average Per Ton | 1-in-2 | August Monthly System Peak Day | 50% Cycling | 23 | Average Per Ton1-in-2August Monthly System Peak Day50% Cycling23 | 0.42778 | 0.41507 | 72.5261 | 0 | 0 | 0 | 0 | 0 | 12331 | Residential | caiso
Average Per Premise | 1-in-2 | August Monthly System Peak Day | 50% Cycling | 23 | Average Per Premise1-in-2August Monthly System Peak Day50% Cycling23 | 1.756 | 1.7038 | 72.5261 | 0 | 0 | 0 | 0 | 0 | 12331 | Residential | caiso
Average Per Device | 1-in-2 | August Monthly System Peak Day | 50% Cycling | 23 | Average Per Device1-in-2August Monthly System Peak Day50% Cycling23 | 1.5013 | 1.4566 | 72.5261 | 0 | 0 | 0 | 0 | 0 | 12331 | Residential | caiso
Aggregate | 1-in-2 | August Monthly System Peak Day | 50% Cycling | 23 | Aggregate1-in-2August Monthly System Peak Day50% Cycling23 | 21.6529 | 21.0092 | 72.5261 | 0 | 0 | 0 | 0 | 0 | 12331 | Residential | caiso
Average Per Ton | 1-in-2 | August Monthly System Peak Day | All | 23 | Average Per Ton1-in-2August Monthly System Peak DayAll23 | 0.38584 | 0.36882 | 72.5397 | 0 | 0 | 0 | 0 | 0 | 23026 | Residential | caiso
Average Per Premise | 1-in-2 | August Monthly System Peak Day | All | 23 | Average Per Premise1-in-2August Monthly System Peak DayAll23 | 1.6513 | 1.5785 | 72.5397 | 0 | 0 | 0 | 0 | 0 | 23026 | Residential | caiso
Average Per Device | 1-in-2 | August Monthly System Peak Day | All | 23 | Average Per Device1-in-2August Monthly System Peak DayAll23 | 1.3763 | 1.3156 | 72.5397 | 0 | 0 | 0 | 0 | 0 | 23026 | Residential | caiso
Aggregate | 1-in-2 | August Monthly System Peak Day | All | 23 | Aggregate1-in-2August Monthly System Peak DayAll23 | 38.0239 | 36.3464 | 72.5397 | 0 | 0 | 0 | 0 | 0 | 23026 | Residential | caiso
Average Per Ton | 1-in-2 | August Typical Event Day | 100% Cycling | 23 | Average Per Ton1-in-2August Typical Event Day100% Cycling23 | 0.29588 | 0.27661 | 69.881 | 0 | 0 | 0 | 0 | 0 | 10695 | Residential | caiso
Average Per Premise | 1-in-2 | August Typical Event Day | 100% Cycling | 23 | Average Per Premise1-in-2August Typical Event Day100% Cycling23 | 1.326 | 1.2397 | 69.881 | 0 | 0 | 0 | 0 | 0 | 10695 | Residential | caiso
Average Per Device | 1-in-2 | August Typical Event Day | 100% Cycling | 23 | Average Per Device1-in-2August Typical Event Day100% Cycling23 | 1.074 | 1.004 | 69.881 | 0 | 0 | 0 | 0 | 0 | 10695 | Residential | caiso
Aggregate | 1-in-2 | August Typical Event Day | 100% Cycling | 23 | Aggregate1-in-2August Typical Event Day100% Cycling23 | 14.182 | 13.2582 | 69.881 | 0 | 0 | 0 | 0 | 0 | 10695 | Residential | caiso
Average Per Ton | 1-in-2 | August Typical Event Day | 50% Cycling | 23 | Average Per Ton1-in-2August Typical Event Day50% Cycling23 | 0.37906 | 0.36779 | 69.7459 | 0 | 0 | 0 | 0 | 0 | 12331 | Residential | caiso
Average Per Premise | 1-in-2 | August Typical Event Day | 50% Cycling | 23 | Average Per Premise1-in-2August Typical Event Day50% Cycling23 | 1.556 | 1.5097 | 69.7459 | 0 | 0 | 0 | 0 | 0 | 12331 | Residential | caiso
Average Per Device | 1-in-2 | August Typical Event Day | 50% Cycling | 23 | Average Per Device1-in-2August Typical Event Day50% Cycling23 | 1.3303 | 1.2907 | 69.7459 | 0 | 0 | 0 | 0 | 0 | 12331 | Residential | caiso
Aggregate | 1-in-2 | August Typical Event Day | 50% Cycling | 23 | Aggregate1-in-2August Typical Event Day50% Cycling23 | 19.1869 | 18.6165 | 69.7459 | 0 | 0 | 0 | 0 | 0 | 12331 | Residential | caiso
Average Per Ton | 1-in-2 | August Typical Event Day | All | 23 | Average Per Ton1-in-2August Typical Event DayAll23 | 0.34043 | 0.32544 | 69.8087 | 0 | 0 | 0 | 0 | 0 | 23026 | Residential | caiso
Average Per Premise | 1-in-2 | August Typical Event Day | All | 23 | Average Per Premise1-in-2August Typical Event DayAll23 | 1.457 | 1.3928 | 69.8087 | 0 | 0 | 0 | 0 | 0 | 23026 | Residential | caiso
Average Per Device | 1-in-2 | August Typical Event Day | All | 23 | Average Per Device1-in-2August Typical Event DayAll23 | 1.2143 | 1.1608 | 69.8087 | 0 | 0 | 0 | 0 | 0 | 23026 | Residential | caiso
Aggregate | 1-in-2 | August Typical Event Day | All | 23 | Aggregate1-in-2August Typical Event DayAll23 | 33.5482 | 32.0713 | 69.8087 | 0 | 0 | 0 | 0 | 0 | 23026 | Residential | caiso
Average Per Ton | 1-in-2 | July Monthly System Peak Day | 100% Cycling | 23 | Average Per Ton1-in-2July Monthly System Peak Day100% Cycling23 | 0.2687 | 0.2512 | 70.4469 | 0 | 0 | 0 | 0 | 0 | 10695 | Residential | caiso
Average Per Premise | 1-in-2 | July Monthly System Peak Day | 100% Cycling | 23 | Average Per Premise1-in-2July Monthly System Peak Day100% Cycling23 | 1.2042 | 1.1258 | 70.4469 | 0 | 0 | 0 | 0 | 0 | 10695 | Residential | caiso
Average Per Device | 1-in-2 | July Monthly System Peak Day | 100% Cycling | 23 | Average Per Device1-in-2July Monthly System Peak Day100% Cycling23 | 0.97533 | 0.9118 | 70.4469 | 0 | 0 | 0 | 0 | 0 | 10695 | Residential | caiso
Aggregate | 1-in-2 | July Monthly System Peak Day | 100% Cycling | 23 | Aggregate1-in-2July Monthly System Peak Day100% Cycling23 | 12.8793 | 12.0404 | 70.4469 | 0 | 0 | 0 | 0 | 0 | 10695 | Residential | caiso
Average Per Ton | 1-in-2 | July Monthly System Peak Day | 50% Cycling | 23 | Average Per Ton1-in-2July Monthly System Peak Day50% Cycling23 | 0.34597 | 0.33569 | 70.4749 | 0 | 0 | 0 | 0 | 0 | 12331 | Residential | caiso
Average Per Premise | 1-in-2 | July Monthly System Peak Day | 50% Cycling | 23 | Average Per Premise1-in-2July Monthly System Peak Day50% Cycling23 | 1.4201 | 1.3779 | 70.4749 | 0 | 0 | 0 | 0 | 0 | 12331 | Residential | caiso
Average Per Device | 1-in-2 | July Monthly System Peak Day | 50% Cycling | 23 | Average Per Device1-in-2July Monthly System Peak Day50% Cycling23 | 1.2142 | 1.1781 | 70.4749 | 0 | 0 | 0 | 0 | 0 | 12331 | Residential | caiso
Aggregate | 1-in-2 | July Monthly System Peak Day | 50% Cycling | 23 | Aggregate1-in-2July Monthly System Peak Day50% Cycling23 | 17.5118 | 16.9912 | 70.4749 | 0 | 0 | 0 | 0 | 0 | 12331 | Residential | caiso
Average Per Ton | 1-in-2 | July Monthly System Peak Day | All | 23 | Average Per Ton1-in-2July Monthly System Peak DayAll23 | 0.31008 | 0.29644 | 70.4619 | 0 | 0 | 0 | 0 | 0 | 23026 | Residential | caiso
Average Per Premise | 1-in-2 | July Monthly System Peak Day | All | 23 | Average Per Premise1-in-2July Monthly System Peak DayAll23 | 1.3271 | 1.2687 | 70.4619 | 0 | 0 | 0 | 0 | 0 | 23026 | Residential | caiso
Average Per Device | 1-in-2 | July Monthly System Peak Day | All | 23 | Average Per Device1-in-2July Monthly System Peak DayAll23 | 1.106 | 1.0574 | 70.4619 | 0 | 0 | 0 | 0 | 0 | 23026 | Residential | caiso
Aggregate | 1-in-2 | July Monthly System Peak Day | All | 23 | Aggregate1-in-2July Monthly System Peak DayAll23 | 30.5577 | 29.2137 | 70.4619 | 0 | 0 | 0 | 0 | 0 | 23026 | Residential | caiso
Average Per Ton | 1-in-2 | June Monthly System Peak Day | 100% Cycling | 23 | Average Per Ton1-in-2June Monthly System Peak Day100% Cycling23 | 0.22994 | 0.21497 | 63.9567 | 0 | 0 | 0 | 0 | 0 | 10695 | Residential | caiso
Average Per Premise | 1-in-2 | June Monthly System Peak Day | 100% Cycling | 23 | Average Per Premise1-in-2June Monthly System Peak Day100% Cycling23 | 1.0305 | 0.9634 | 63.9567 | 0 | 0 | 0 | 0 | 0 | 10695 | Residential | caiso
Average Per Device | 1-in-2 | June Monthly System Peak Day | 100% Cycling | 23 | Average Per Device1-in-2June Monthly System Peak Day100% Cycling23 | 0.83464 | 0.78028 | 63.9567 | 0 | 0 | 0 | 0 | 0 | 10695 | Residential | caiso
Aggregate | 1-in-2 | June Monthly System Peak Day | 100% Cycling | 23 | Aggregate1-in-2June Monthly System Peak Day100% Cycling23 | 11.0215 | 10.3035 | 63.9567 | 0 | 0 | 0 | 0 | 0 | 10695 | Residential | caiso
Average Per Ton | 1-in-2 | June Monthly System Peak Day | 50% Cycling | 23 | Average Per Ton1-in-2June Monthly System Peak Day50% Cycling23 | 0.30166 | 0.29269 | 63.7156 | 0 | 0 | 0 | 0 | 0 | 12331 | Residential | caiso
Average Per Premise | 1-in-2 | June Monthly System Peak Day | 50% Cycling | 23 | Average Per Premise1-in-2June Monthly System Peak Day50% Cycling23 | 1.2383 | 1.2015 | 63.7156 | 0 | 0 | 0 | 0 | 0 | 12331 | Residential | caiso
Average Per Device | 1-in-2 | June Monthly System Peak Day | 50% Cycling | 23 | Average Per Device1-in-2June Monthly System Peak Day50% Cycling23 | 1.0587 | 1.0272 | 63.7156 | 0 | 0 | 0 | 0 | 0 | 12331 | Residential | caiso
Aggregate | 1-in-2 | June Monthly System Peak Day | 50% Cycling | 23 | Aggregate1-in-2June Monthly System Peak Day50% Cycling23 | 15.2691 | 14.8152 | 63.7156 | 0 | 0 | 0 | 0 | 0 | 12331 | Residential | caiso
Average Per Ton | 1-in-2 | June Monthly System Peak Day | All | 23 | Average Per Ton1-in-2June Monthly System Peak DayAll23 | 0.26835 | 0.25659 | 63.8276 | 0 | 0 | 0 | 0 | 0 | 23026 | Residential | caiso
Average Per Premise | 1-in-2 | June Monthly System Peak Day | All | 23 | Average Per Premise1-in-2June Monthly System Peak DayAll23 | 1.1485 | 1.0982 | 63.8276 | 0 | 0 | 0 | 0 | 0 | 23026 | Residential | caiso
Average Per Device | 1-in-2 | June Monthly System Peak Day | All | 23 | Average Per Device1-in-2June Monthly System Peak DayAll23 | 0.95719 | 0.91524 | 63.8276 | 0 | 0 | 0 | 0 | 0 | 23026 | Residential | caiso
Aggregate | 1-in-2 | June Monthly System Peak Day | All | 23 | Aggregate1-in-2June Monthly System Peak DayAll23 | 26.4452 | 25.2863 | 63.8276 | 0 | 0 | 0 | 0 | 0 | 23026 | Residential | caiso
Average Per Ton | 1-in-2 | May Monthly System Peak Day | 100% Cycling | 23 | Average Per Ton1-in-2May Monthly System Peak Day100% Cycling23 | 0.17434 | 0.16298 | 60.511 | 0 | 0 | 0 | 0 | 0 | 10695 | Residential | caiso
Average Per Premise | 1-in-2 | May Monthly System Peak Day | 100% Cycling | 23 | Average Per Premise1-in-2May Monthly System Peak Day100% Cycling23 | 0.78133 | 0.73044 | 60.511 | 0 | 0 | 0 | 0 | 0 | 10695 | Residential | caiso
Average Per Device | 1-in-2 | May Monthly System Peak Day | 100% Cycling | 23 | Average Per Device1-in-2May Monthly System Peak Day100% Cycling23 | 0.63282 | 0.5916 | 60.511 | 0 | 0 | 0 | 0 | 0 | 10695 | Residential | caiso
Aggregate | 1-in-2 | May Monthly System Peak Day | 100% Cycling | 23 | Aggregate1-in-2May Monthly System Peak Day100% Cycling23 | 8.3564 | 7.812 | 60.511 | 0 | 0 | 0 | 0 | 0 | 10695 | Residential | caiso
Average Per Ton | 1-in-2 | May Monthly System Peak Day | 50% Cycling | 23 | Average Per Ton1-in-2May Monthly System Peak Day50% Cycling23 | 0.23883 | 0.23173 | 60.2412 | 0 | 0 | 0 | 0 | 0 | 12331 | Residential | caiso
Average Per Premise | 1-in-2 | May Monthly System Peak Day | 50% Cycling | 23 | Average Per Premise1-in-2May Monthly System Peak Day50% Cycling23 | 0.98037 | 0.95122 | 60.2412 | 0 | 0 | 0 | 0 | 0 | 12331 | Residential | caiso
Average Per Device | 1-in-2 | May Monthly System Peak Day | 50% Cycling | 23 | Average Per Device1-in-2May Monthly System Peak Day50% Cycling23 | 0.83817 | 0.81325 | 60.2412 | 0 | 0 | 0 | 0 | 0 | 12331 | Residential | caiso
Aggregate | 1-in-2 | May Monthly System Peak Day | 50% Cycling | 23 | Aggregate1-in-2May Monthly System Peak Day50% Cycling23 | 12.0889 | 11.7295 | 60.2412 | 0 | 0 | 0 | 0 | 0 | 12331 | Residential | caiso
Average Per Ton | 1-in-2 | May Monthly System Peak Day | All | 23 | Average Per Ton1-in-2May Monthly System Peak DayAll23 | 0.20888 | 0.1998 | 60.3665 | 0 | 0 | 0 | 0 | 0 | 23026 | Residential | caiso
Average Per Premise | 1-in-2 | May Monthly System Peak Day | All | 23 | Average Per Premise1-in-2May Monthly System Peak DayAll23 | 0.89396 | 0.85511 | 60.3665 | 0 | 0 | 0 | 0 | 0 | 23026 | Residential | caiso
Average Per Device | 1-in-2 | May Monthly System Peak Day | All | 23 | Average Per Device1-in-2May Monthly System Peak DayAll23 | 0.74505 | 0.71267 | 60.3665 | 0 | 0 | 0 | 0 | 0 | 23026 | Residential | caiso
Aggregate | 1-in-2 | May Monthly System Peak Day | All | 23 | Aggregate1-in-2May Monthly System Peak DayAll23 | 20.5843 | 19.6898 | 60.3665 | 0 | 0 | 0 | 0 | 0 | 23026 | Residential | caiso
Average Per Ton | 1-in-2 | October Monthly System Peak Day | 100% Cycling | 23 | Average Per Ton1-in-2October Monthly System Peak Day100% Cycling23 | 0.21707 | 0.20293 | 65.926 | 0 | 0 | 0 | 0 | 0 | 10695 | Residential | caiso
Average Per Premise | 1-in-2 | October Monthly System Peak Day | 100% Cycling | 23 | Average Per Premise1-in-2October Monthly System Peak Day100% Cycling23 | 0.97281 | 0.90944 | 65.926 | 0 | 0 | 0 | 0 | 0 | 10695 | Residential | caiso
Average Per Device | 1-in-2 | October Monthly System Peak Day | 100% Cycling | 23 | Average Per Device1-in-2October Monthly System Peak Day100% Cycling23 | 0.7879 | 0.73658 | 65.926 | 0 | 0 | 0 | 0 | 0 | 10695 | Residential | caiso
Aggregate | 1-in-2 | October Monthly System Peak Day | 100% Cycling | 23 | Aggregate1-in-2October Monthly System Peak Day100% Cycling23 | 10.4042 | 9.7265 | 65.926 | 0 | 0 | 0 | 0 | 0 | 10695 | Residential | caiso
Average Per Ton | 1-in-2 | October Monthly System Peak Day | 50% Cycling | 23 | Average Per Ton1-in-2October Monthly System Peak Day50% Cycling23 | 0.28419 | 0.27574 | 65.5691 | 0 | 0 | 0 | 0 | 0 | 12331 | Residential | caiso
Average Per Premise | 1-in-2 | October Monthly System Peak Day | 50% Cycling | 23 | Average Per Premise1-in-2October Monthly System Peak Day50% Cycling23 | 1.1665 | 1.1319 | 65.5691 | 0 | 0 | 0 | 0 | 0 | 12331 | Residential | caiso
Average Per Device | 1-in-2 | October Monthly System Peak Day | 50% Cycling | 23 | Average Per Device1-in-2October Monthly System Peak Day50% Cycling23 | 0.99734 | 0.96769 | 65.5691 | 0 | 0 | 0 | 0 | 0 | 12331 | Residential | caiso
Aggregate | 1-in-2 | October Monthly System Peak Day | 50% Cycling | 23 | Aggregate1-in-2October Monthly System Peak Day50% Cycling23 | 14.3846 | 13.957 | 65.5691 | 0 | 0 | 0 | 0 | 0 | 12331 | Residential | caiso
Average Per Ton | 1-in-2 | October Monthly System Peak Day | All | 23 | Average Per Ton1-in-2October Monthly System Peak DayAll23 | 0.25301 | 0.24192 | 65.7349 | 0 | 0 | 0 | 0 | 0 | 23026 | Residential | caiso
Average Per Premise | 1-in-2 | October Monthly System Peak Day | All | 23 | Average Per Premise1-in-2October Monthly System Peak DayAll23 | 1.0828 | 1.0354 | 65.7349 | 0 | 0 | 0 | 0 | 0 | 23026 | Residential | caiso
Average Per Device | 1-in-2 | October Monthly System Peak Day | All | 23 | Average Per Device1-in-2October Monthly System Peak DayAll23 | 0.90247 | 0.86291 | 65.7349 | 0 | 0 | 0 | 0 | 0 | 23026 | Residential | caiso
Aggregate | 1-in-2 | October Monthly System Peak Day | All | 23 | Aggregate1-in-2October Monthly System Peak DayAll23 | 24.9335 | 23.8404 | 65.7349 | 0 | 0 | 0 | 0 | 0 | 23026 | Residential | caiso
Average Per Ton | 1-in-2 | September Monthly System Peak Day | 100% Cycling | 23 | Average Per Ton1-in-2September Monthly System Peak Day100% Cycling23 | 0.34739 | 0.32477 | 72.5652 | 0 | 0 | 0 | 0 | 0 | 10695 | Residential | caiso
Average Per Premise | 1-in-2 | September Monthly System Peak Day | 100% Cycling | 23 | Average Per Premise1-in-2September Monthly System Peak Day100% Cycling23 | 1.5569 | 1.4555 | 72.5652 | 0 | 0 | 0 | 0 | 0 | 10695 | Residential | caiso
Average Per Device | 1-in-2 | September Monthly System Peak Day | 100% Cycling | 23 | Average Per Device1-in-2September Monthly System Peak Day100% Cycling23 | 1.261 | 1.1788 | 72.5652 | 0 | 0 | 0 | 0 | 0 | 10695 | Residential | caiso
Aggregate | 1-in-2 | September Monthly System Peak Day | 100% Cycling | 23 | Aggregate1-in-2September Monthly System Peak Day100% Cycling23 | 16.651 | 15.5664 | 72.5652 | 0 | 0 | 0 | 0 | 0 | 10695 | Residential | caiso
Average Per Ton | 1-in-2 | September Monthly System Peak Day | 50% Cycling | 23 | Average Per Ton1-in-2September Monthly System Peak Day50% Cycling23 | 0.44084 | 0.42773 | 72.2668 | 0 | 0 | 0 | 0 | 0 | 12331 | Residential | caiso
Average Per Premise | 1-in-2 | September Monthly System Peak Day | 50% Cycling | 23 | Average Per Premise1-in-2September Monthly System Peak Day50% Cycling23 | 1.8096 | 1.7558 | 72.2668 | 0 | 0 | 0 | 0 | 0 | 12331 | Residential | caiso
Average Per Device | 1-in-2 | September Monthly System Peak Day | 50% Cycling | 23 | Average Per Device1-in-2September Monthly System Peak Day50% Cycling23 | 1.5471 | 1.5011 | 72.2668 | 0 | 0 | 0 | 0 | 0 | 12331 | Residential | caiso
Aggregate | 1-in-2 | September Monthly System Peak Day | 50% Cycling | 23 | Aggregate1-in-2September Monthly System Peak Day50% Cycling23 | 22.3137 | 21.6503 | 72.2668 | 0 | 0 | 0 | 0 | 0 | 12331 | Residential | caiso
Average Per Ton | 1-in-2 | September Monthly System Peak Day | All | 23 | Average Per Ton1-in-2September Monthly System Peak DayAll23 | 0.39743 | 0.3799 | 72.4054 | 0 | 0 | 0 | 0 | 0 | 23026 | Residential | caiso
Average Per Premise | 1-in-2 | September Monthly System Peak Day | All | 23 | Average Per Premise1-in-2September Monthly System Peak DayAll23 | 1.701 | 1.6259 | 72.4054 | 0 | 0 | 0 | 0 | 0 | 23026 | Residential | caiso
Average Per Device | 1-in-2 | September Monthly System Peak Day | All | 23 | Average Per Device1-in-2September Monthly System Peak DayAll23 | 1.4176 | 1.3551 | 72.4054 | 0 | 0 | 0 | 0 | 0 | 23026 | Residential | caiso
Aggregate | 1-in-2 | September Monthly System Peak Day | All | 23 | Aggregate1-in-2September Monthly System Peak DayAll23 | 39.1661 | 37.4387 | 72.4054 | 0 | 0 | 0 | 0 | 0 | 23026 | Residential | caiso
Average Per Ton | 1-in-2 | August Monthly System Peak Day | 100% Cycling | 24 | Average Per Ton1-in-2August Monthly System Peak Day100% Cycling24 | 0.26567 | 0.25064 | 71.786 | 0 | 0 | 0 | 0 | 0 | 10695 | Residential | caiso
Average Per Premise | 1-in-2 | August Monthly System Peak Day | 100% Cycling | 24 | Average Per Premise1-in-2August Monthly System Peak Day100% Cycling24 | 1.1906 | 1.1233 | 71.786 | 0 | 0 | 0 | 0 | 0 | 10695 | Residential | caiso
Average Per Device | 1-in-2 | August Monthly System Peak Day | 100% Cycling | 24 | Average Per Device1-in-2August Monthly System Peak Day100% Cycling24 | 0.96432 | 0.90977 | 71.786 | 0 | 0 | 0 | 0 | 0 | 10695 | Residential | caiso
Aggregate | 1-in-2 | August Monthly System Peak Day | 100% Cycling | 24 | Aggregate1-in-2August Monthly System Peak Day100% Cycling24 | 12.7339 | 12.0136 | 71.786 | 0 | 0 | 0 | 0 | 0 | 10695 | Residential | caiso
Average Per Ton | 1-in-2 | August Monthly System Peak Day | 50% Cycling | 24 | Average Per Ton1-in-2August Monthly System Peak Day50% Cycling24 | 0.34807 | 0.33678 | 71.635 | 0 | 0 | 0 | 0 | 0 | 12331 | Residential | caiso
Average Per Premise | 1-in-2 | August Monthly System Peak Day | 50% Cycling | 24 | Average Per Premise1-in-2August Monthly System Peak Day50% Cycling24 | 1.4287 | 1.3824 | 71.635 | 0 | 0 | 0 | 0 | 0 | 12331 | Residential | caiso
Average Per Device | 1-in-2 | August Monthly System Peak Day | 50% Cycling | 24 | Average Per Device1-in-2August Monthly System Peak Day50% Cycling24 | 1.2215 | 1.1819 | 71.635 | 0 | 0 | 0 | 0 | 0 | 12331 | Residential | caiso
Aggregate | 1-in-2 | August Monthly System Peak Day | 50% Cycling | 24 | Aggregate1-in-2August Monthly System Peak Day50% Cycling24 | 17.6178 | 17.0465 | 71.635 | 0 | 0 | 0 | 0 | 0 | 12331 | Residential | caiso
Average Per Ton | 1-in-2 | August Monthly System Peak Day | All | 24 | Average Per Ton1-in-2August Monthly System Peak DayAll24 | 0.30979 | 0.29677 | 71.7051 | 0 | 0 | 0 | 0 | 0 | 23026 | Residential | caiso
Average Per Premise | 1-in-2 | August Monthly System Peak Day | All | 24 | Average Per Premise1-in-2August Monthly System Peak DayAll24 | 1.3259 | 1.2701 | 71.7051 | 0 | 0 | 0 | 0 | 0 | 23026 | Residential | caiso
Average Per Device | 1-in-2 | August Monthly System Peak Day | All | 24 | Average Per Device1-in-2August Monthly System Peak DayAll24 | 1.105 | 1.0586 | 71.7051 | 0 | 0 | 0 | 0 | 0 | 23026 | Residential | caiso
Aggregate | 1-in-2 | August Monthly System Peak Day | All | 24 | Aggregate1-in-2August Monthly System Peak DayAll24 | 30.5293 | 29.2457 | 71.7051 | 0 | 0 | 0 | 0 | 0 | 23026 | Residential | caiso
Average Per Ton | 1-in-2 | August Typical Event Day | 100% Cycling | 24 | Average Per Ton1-in-2August Typical Event Day100% Cycling24 | 0.23292 | 0.21974 | 69.1346 | 0 | 0 | 0 | 0 | 0 | 10695 | Residential | caiso
Average Per Premise | 1-in-2 | August Typical Event Day | 100% Cycling | 24 | Average Per Premise1-in-2August Typical Event Day100% Cycling24 | 1.0439 | 0.9848 | 69.1346 | 0 | 0 | 0 | 0 | 0 | 10695 | Residential | caiso
Average Per Device | 1-in-2 | August Typical Event Day | 100% Cycling | 24 | Average Per Device1-in-2August Typical Event Day100% Cycling24 | 0.84544 | 0.79761 | 69.1346 | 0 | 0 | 0 | 0 | 0 | 10695 | Residential | caiso
Aggregate | 1-in-2 | August Typical Event Day | 100% Cycling | 24 | Aggregate1-in-2August Typical Event Day100% Cycling24 | 11.164 | 10.5325 | 69.1346 | 0 | 0 | 0 | 0 | 0 | 10695 | Residential | caiso
Average Per Ton | 1-in-2 | August Typical Event Day | 50% Cycling | 24 | Average Per Ton1-in-2August Typical Event Day50% Cycling24 | 0.30842 | 0.29842 | 68.9316 | 0 | 0 | 0 | 0 | 0 | 12331 | Residential | caiso
Average Per Premise | 1-in-2 | August Typical Event Day | 50% Cycling | 24 | Average Per Premise1-in-2August Typical Event Day50% Cycling24 | 1.266 | 1.225 | 68.9316 | 0 | 0 | 0 | 0 | 0 | 12331 | Residential | caiso
Average Per Device | 1-in-2 | August Typical Event Day | 50% Cycling | 24 | Average Per Device1-in-2August Typical Event Day50% Cycling24 | 1.0824 | 1.0473 | 68.9316 | 0 | 0 | 0 | 0 | 0 | 12331 | Residential | caiso
Aggregate | 1-in-2 | August Typical Event Day | 50% Cycling | 24 | Aggregate1-in-2August Typical Event Day50% Cycling24 | 15.6113 | 15.1051 | 68.9316 | 0 | 0 | 0 | 0 | 0 | 12331 | Residential | caiso
Average Per Ton | 1-in-2 | August Typical Event Day | All | 24 | Average Per Ton1-in-2August Typical Event DayAll24 | 0.27335 | 0.26188 | 69.0259 | 0 | 0 | 0 | 0 | 0 | 23026 | Residential | caiso
Average Per Premise | 1-in-2 | August Typical Event Day | All | 24 | Average Per Premise1-in-2August Typical Event DayAll24 | 1.1699 | 1.1208 | 69.0259 | 0 | 0 | 0 | 0 | 0 | 23026 | Residential | caiso
Average Per Device | 1-in-2 | August Typical Event Day | All | 24 | Average Per Device1-in-2August Typical Event DayAll24 | 0.97503 | 0.9341 | 69.0259 | 0 | 0 | 0 | 0 | 0 | 23026 | Residential | caiso
Aggregate | 1-in-2 | August Typical Event Day | All | 24 | Aggregate1-in-2August Typical Event DayAll24 | 26.9381 | 25.8072 | 69.0259 | 0 | 0 | 0 | 0 | 0 | 23026 | Residential | caiso
Average Per Ton | 1-in-2 | July Monthly System Peak Day | 100% Cycling | 24 | Average Per Ton1-in-2July Monthly System Peak Day100% Cycling24 | 0.21152 | 0.19956 | 69.8156 | 0 | 0 | 0 | 0 | 0 | 10695 | Residential | caiso
Average Per Premise | 1-in-2 | July Monthly System Peak Day | 100% Cycling | 24 | Average Per Premise1-in-2July Monthly System Peak Day100% Cycling24 | 0.94797 | 0.89434 | 69.8156 | 0 | 0 | 0 | 0 | 0 | 10695 | Residential | caiso
Average Per Device | 1-in-2 | July Monthly System Peak Day | 100% Cycling | 24 | Average Per Device1-in-2July Monthly System Peak Day100% Cycling24 | 0.76778 | 0.72435 | 69.8156 | 0 | 0 | 0 | 0 | 0 | 10695 | Residential | caiso
Aggregate | 1-in-2 | July Monthly System Peak Day | 100% Cycling | 24 | Aggregate1-in-2July Monthly System Peak Day100% Cycling24 | 10.1385 | 9.565 | 69.8156 | 0 | 0 | 0 | 0 | 0 | 10695 | Residential | caiso
Average Per Ton | 1-in-2 | July Monthly System Peak Day | 50% Cycling | 24 | Average Per Ton1-in-2July Monthly System Peak Day50% Cycling24 | 0.2815 | 0.27237 | 69.781 | 0 | 0 | 0 | 0 | 0 | 12331 | Residential | caiso
Average Per Premise | 1-in-2 | July Monthly System Peak Day | 50% Cycling | 24 | Average Per Premise1-in-2July Monthly System Peak Day50% Cycling24 | 1.1555 | 1.118 | 69.781 | 0 | 0 | 0 | 0 | 0 | 12331 | Residential | caiso
Average Per Device | 1-in-2 | July Monthly System Peak Day | 50% Cycling | 24 | Average Per Device1-in-2July Monthly System Peak Day50% Cycling24 | 0.9879 | 0.95586 | 69.781 | 0 | 0 | 0 | 0 | 0 | 12331 | Residential | caiso
Aggregate | 1-in-2 | July Monthly System Peak Day | 50% Cycling | 24 | Aggregate1-in-2July Monthly System Peak Day50% Cycling24 | 14.2485 | 13.7864 | 69.781 | 0 | 0 | 0 | 0 | 0 | 12331 | Residential | caiso
Average Per Ton | 1-in-2 | July Monthly System Peak Day | All | 24 | Average Per Ton1-in-2July Monthly System Peak DayAll24 | 0.24899 | 0.23855 | 69.797 | 0 | 0 | 0 | 0 | 0 | 23026 | Residential | caiso
Average Per Premise | 1-in-2 | July Monthly System Peak Day | All | 24 | Average Per Premise1-in-2July Monthly System Peak DayAll24 | 1.0657 | 1.0209 | 69.797 | 0 | 0 | 0 | 0 | 0 | 23026 | Residential | caiso
Average Per Device | 1-in-2 | July Monthly System Peak Day | All | 24 | Average Per Device1-in-2July Monthly System Peak DayAll24 | 0.88815 | 0.85089 | 69.797 | 0 | 0 | 0 | 0 | 0 | 23026 | Residential | caiso
Aggregate | 1-in-2 | July Monthly System Peak Day | All | 24 | Aggregate1-in-2July Monthly System Peak DayAll24 | 24.5378 | 23.5083 | 69.797 | 0 | 0 | 0 | 0 | 0 | 23026 | Residential | caiso
Average Per Ton | 1-in-2 | June Monthly System Peak Day | 100% Cycling | 24 | Average Per Ton1-in-2June Monthly System Peak Day100% Cycling24 | 0.18101 | 0.17077 | 62.9283 | 0 | 0 | 0 | 0 | 0 | 10695 | Residential | caiso
Average Per Premise | 1-in-2 | June Monthly System Peak Day | 100% Cycling | 24 | Average Per Premise1-in-2June Monthly System Peak Day100% Cycling24 | 0.81122 | 0.76533 | 62.9283 | 0 | 0 | 0 | 0 | 0 | 10695 | Residential | caiso
Average Per Device | 1-in-2 | June Monthly System Peak Day | 100% Cycling | 24 | Average Per Device1-in-2June Monthly System Peak Day100% Cycling24 | 0.65703 | 0.61986 | 62.9283 | 0 | 0 | 0 | 0 | 0 | 10695 | Residential | caiso
Aggregate | 1-in-2 | June Monthly System Peak Day | 100% Cycling | 24 | Aggregate1-in-2June Monthly System Peak Day100% Cycling24 | 8.676 | 8.1853 | 62.9283 | 0 | 0 | 0 | 0 | 0 | 10695 | Residential | caiso
Average Per Ton | 1-in-2 | June Monthly System Peak Day | 50% Cycling | 24 | Average Per Ton1-in-2June Monthly System Peak Day50% Cycling24 | 0.24545 | 0.23749 | 62.5702 | 0 | 0 | 0 | 0 | 0 | 12331 | Residential | caiso
Average Per Premise | 1-in-2 | June Monthly System Peak Day | 50% Cycling | 24 | Average Per Premise1-in-2June Monthly System Peak Day50% Cycling24 | 1.0075 | 0.97484 | 62.5702 | 0 | 0 | 0 | 0 | 0 | 12331 | Residential | caiso
Average Per Device | 1-in-2 | June Monthly System Peak Day | 50% Cycling | 24 | Average Per Device1-in-2June Monthly System Peak Day50% Cycling24 | 0.86138 | 0.83344 | 62.5702 | 0 | 0 | 0 | 0 | 0 | 12331 | Residential | caiso
Aggregate | 1-in-2 | June Monthly System Peak Day | 50% Cycling | 24 | Aggregate1-in-2June Monthly System Peak Day50% Cycling24 | 12.4237 | 12.0208 | 62.5702 | 0 | 0 | 0 | 0 | 0 | 12331 | Residential | caiso
Average Per Ton | 1-in-2 | June Monthly System Peak Day | All | 24 | Average Per Ton1-in-2June Monthly System Peak DayAll24 | 0.21552 | 0.2065 | 62.7365 | 0 | 0 | 0 | 0 | 0 | 23026 | Residential | caiso
Average Per Premise | 1-in-2 | June Monthly System Peak Day | All | 24 | Average Per Premise1-in-2June Monthly System Peak DayAll24 | 0.92238 | 0.88378 | 62.7365 | 0 | 0 | 0 | 0 | 0 | 23026 | Residential | caiso
Average Per Device | 1-in-2 | June Monthly System Peak Day | All | 24 | Average Per Device1-in-2June Monthly System Peak DayAll24 | 0.76873 | 0.73657 | 62.7365 | 0 | 0 | 0 | 0 | 0 | 23026 | Residential | caiso
Aggregate | 1-in-2 | June Monthly System Peak Day | All | 24 | Aggregate1-in-2June Monthly System Peak DayAll24 | 21.2386 | 20.3499 | 62.7365 | 0 | 0 | 0 | 0 | 0 | 23026 | Residential | caiso
Average Per Ton | 1-in-2 | May Monthly System Peak Day | 100% Cycling | 24 | Average Per Ton1-in-2May Monthly System Peak Day100% Cycling24 | 0.13724 | 0.12948 | 60.4499 | 0 | 0 | 0 | 0 | 0 | 10695 | Residential | caiso
Average Per Premise | 1-in-2 | May Monthly System Peak Day | 100% Cycling | 24 | Average Per Premise1-in-2May Monthly System Peak Day100% Cycling24 | 0.61506 | 0.58027 | 60.4499 | 0 | 0 | 0 | 0 | 0 | 10695 | Residential | caiso
Average Per Device | 1-in-2 | May Monthly System Peak Day | 100% Cycling | 24 | Average Per Device1-in-2May Monthly System Peak Day100% Cycling24 | 0.49815 | 0.46997 | 60.4499 | 0 | 0 | 0 | 0 | 0 | 10695 | Residential | caiso
Aggregate | 1-in-2 | May Monthly System Peak Day | 100% Cycling | 24 | Aggregate1-in-2May Monthly System Peak Day100% Cycling24 | 6.5781 | 6.206 | 60.4499 | 0 | 0 | 0 | 0 | 0 | 10695 | Residential | caiso
Average Per Ton | 1-in-2 | May Monthly System Peak Day | 50% Cycling | 24 | Average Per Ton1-in-2May Monthly System Peak Day50% Cycling24 | 0.19433 | 0.18802 | 60.2124 | 0 | 0 | 0 | 0 | 0 | 12331 | Residential | caiso
Average Per Premise | 1-in-2 | May Monthly System Peak Day | 50% Cycling | 24 | Average Per Premise1-in-2May Monthly System Peak Day50% Cycling24 | 0.79767 | 0.7718 | 60.2124 | 0 | 0 | 0 | 0 | 0 | 12331 | Residential | caiso
Average Per Device | 1-in-2 | May Monthly System Peak Day | 50% Cycling | 24 | Average Per Device1-in-2May Monthly System Peak Day50% Cycling24 | 0.68197 | 0.65986 | 60.2124 | 0 | 0 | 0 | 0 | 0 | 12331 | Residential | caiso
Aggregate | 1-in-2 | May Monthly System Peak Day | 50% Cycling | 24 | Aggregate1-in-2May Monthly System Peak Day50% Cycling24 | 9.8361 | 9.5171 | 60.2124 | 0 | 0 | 0 | 0 | 0 | 12331 | Residential | caiso
Average Per Ton | 1-in-2 | May Monthly System Peak Day | All | 24 | Average Per Ton1-in-2May Monthly System Peak DayAll24 | 0.16781 | 0.16083 | 60.3227 | 0 | 0 | 0 | 0 | 0 | 23026 | Residential | caiso
Average Per Premise | 1-in-2 | May Monthly System Peak Day | All | 24 | Average Per Premise1-in-2May Monthly System Peak DayAll24 | 0.7182 | 0.68832 | 60.3227 | 0 | 0 | 0 | 0 | 0 | 23026 | Residential | caiso
Average Per Device | 1-in-2 | May Monthly System Peak Day | All | 24 | Average Per Device1-in-2May Monthly System Peak DayAll24 | 0.59857 | 0.57367 | 60.3227 | 0 | 0 | 0 | 0 | 0 | 23026 | Residential | caiso
Aggregate | 1-in-2 | May Monthly System Peak Day | All | 24 | Aggregate1-in-2May Monthly System Peak DayAll24 | 16.5372 | 15.8493 | 60.3227 | 0 | 0 | 0 | 0 | 0 | 23026 | Residential | caiso
Average Per Ton | 1-in-2 | October Monthly System Peak Day | 100% Cycling | 24 | Average Per Ton1-in-2October Monthly System Peak Day100% Cycling24 | 0.17087 | 0.16121 | 64.8209 | 0 | 0 | 0 | 0 | 0 | 10695 | Residential | caiso
Average Per Premise | 1-in-2 | October Monthly System Peak Day | 100% Cycling | 24 | Average Per Premise1-in-2October Monthly System Peak Day100% Cycling24 | 0.76579 | 0.72247 | 64.8209 | 0 | 0 | 0 | 0 | 0 | 10695 | Residential | caiso
Average Per Device | 1-in-2 | October Monthly System Peak Day | 100% Cycling | 24 | Average Per Device1-in-2October Monthly System Peak Day100% Cycling24 | 0.62023 | 0.58514 | 64.8209 | 0 | 0 | 0 | 0 | 0 | 10695 | Residential | caiso
Aggregate | 1-in-2 | October Monthly System Peak Day | 100% Cycling | 24 | Aggregate1-in-2October Monthly System Peak Day100% Cycling24 | 8.1901 | 7.7268 | 64.8209 | 0 | 0 | 0 | 0 | 0 | 10695 | Residential | caiso
Average Per Ton | 1-in-2 | October Monthly System Peak Day | 50% Cycling | 24 | Average Per Ton1-in-2October Monthly System Peak Day50% Cycling24 | 0.23123 | 0.22373 | 64.5195 | 0 | 0 | 0 | 0 | 0 | 12331 | Residential | caiso
Average Per Premise | 1-in-2 | October Monthly System Peak Day | 50% Cycling | 24 | Average Per Premise1-in-2October Monthly System Peak Day50% Cycling24 | 0.94915 | 0.91837 | 64.5195 | 0 | 0 | 0 | 0 | 0 | 12331 | Residential | caiso
Average Per Device | 1-in-2 | October Monthly System Peak Day | 50% Cycling | 24 | Average Per Device1-in-2October Monthly System Peak Day50% Cycling24 | 0.81148 | 0.78517 | 64.5195 | 0 | 0 | 0 | 0 | 0 | 12331 | Residential | caiso
Aggregate | 1-in-2 | October Monthly System Peak Day | 50% Cycling | 24 | Aggregate1-in-2October Monthly System Peak Day50% Cycling24 | 11.704 | 11.3245 | 64.5195 | 0 | 0 | 0 | 0 | 0 | 12331 | Residential | caiso
Average Per Ton | 1-in-2 | October Monthly System Peak Day | All | 24 | Average Per Ton1-in-2October Monthly System Peak DayAll24 | 0.20319 | 0.19469 | 64.6595 | 0 | 0 | 0 | 0 | 0 | 23026 | Residential | caiso
Average Per Premise | 1-in-2 | October Monthly System Peak Day | All | 24 | Average Per Premise1-in-2October Monthly System Peak DayAll24 | 0.86964 | 0.83323 | 64.6595 | 0 | 0 | 0 | 0 | 0 | 23026 | Residential | caiso
Average Per Device | 1-in-2 | October Monthly System Peak Day | All | 24 | Average Per Device1-in-2October Monthly System Peak DayAll24 | 0.72478 | 0.69444 | 64.6595 | 0 | 0 | 0 | 0 | 0 | 23026 | Residential | caiso
Aggregate | 1-in-2 | October Monthly System Peak Day | All | 24 | Aggregate1-in-2October Monthly System Peak DayAll24 | 20.0242 | 19.1861 | 64.6595 | 0 | 0 | 0 | 0 | 0 | 23026 | Residential | caiso
Average Per Ton | 1-in-2 | September Monthly System Peak Day | 100% Cycling | 24 | Average Per Ton1-in-2September Monthly System Peak Day100% Cycling24 | 0.27347 | 0.258 | 72.0087 | 0 | 0 | 0 | 0 | 0 | 10695 | Residential | caiso
Average Per Premise | 1-in-2 | September Monthly System Peak Day | 100% Cycling | 24 | Average Per Premise1-in-2September Monthly System Peak Day100% Cycling24 | 1.2256 | 1.1562 | 72.0087 | 0 | 0 | 0 | 0 | 0 | 10695 | Residential | caiso
Average Per Device | 1-in-2 | September Monthly System Peak Day | 100% Cycling | 24 | Average Per Device1-in-2September Monthly System Peak Day100% Cycling24 | 0.99262 | 0.93647 | 72.0087 | 0 | 0 | 0 | 0 | 0 | 10695 | Residential | caiso
Aggregate | 1-in-2 | September Monthly System Peak Day | 100% Cycling | 24 | Aggregate1-in-2September Monthly System Peak Day100% Cycling24 | 13.1075 | 12.3661 | 72.0087 | 0 | 0 | 0 | 0 | 0 | 10695 | Residential | caiso
Average Per Ton | 1-in-2 | September Monthly System Peak Day | 50% Cycling | 24 | Average Per Ton1-in-2September Monthly System Peak Day50% Cycling24 | 0.35869 | 0.34706 | 71.7401 | 0 | 0 | 0 | 0 | 0 | 12331 | Residential | caiso
Average Per Premise | 1-in-2 | September Monthly System Peak Day | 50% Cycling | 24 | Average Per Premise1-in-2September Monthly System Peak Day50% Cycling24 | 1.4723 | 1.4246 | 71.7401 | 0 | 0 | 0 | 0 | 0 | 12331 | Residential | caiso
Average Per Device | 1-in-2 | September Monthly System Peak Day | 50% Cycling | 24 | Average Per Device1-in-2September Monthly System Peak Day50% Cycling24 | 1.2588 | 1.218 | 71.7401 | 0 | 0 | 0 | 0 | 0 | 12331 | Residential | caiso
Aggregate | 1-in-2 | September Monthly System Peak Day | 50% Cycling | 24 | Aggregate1-in-2September Monthly System Peak Day50% Cycling24 | 18.1555 | 17.5667 | 71.7401 | 0 | 0 | 0 | 0 | 0 | 12331 | Residential | caiso
Average Per Ton | 1-in-2 | September Monthly System Peak Day | All | 24 | Average Per Ton1-in-2September Monthly System Peak DayAll24 | 0.3191 | 0.30569 | 71.8649 | 0 | 0 | 0 | 0 | 0 | 23026 | Residential | caiso
Average Per Premise | 1-in-2 | September Monthly System Peak Day | All | 24 | Average Per Premise1-in-2September Monthly System Peak DayAll24 | 1.3657 | 1.3083 | 71.8649 | 0 | 0 | 0 | 0 | 0 | 23026 | Residential | caiso
Average Per Device | 1-in-2 | September Monthly System Peak Day | All | 24 | Average Per Device1-in-2September Monthly System Peak DayAll24 | 1.1382 | 1.0904 | 71.8649 | 0 | 0 | 0 | 0 | 0 | 23026 | Residential | caiso
Aggregate | 1-in-2 | September Monthly System Peak Day | All | 24 | Aggregate1-in-2September Monthly System Peak DayAll24 | 31.4467 | 30.1248 | 71.8649 | 0 | 0 | 0 | 0 | 0 | 23026 | Residential | caiso

## Criteria (hidden)
May Monthly System Peak Day
June Monthly System Peak Day
July Monthly System Peak Day | v2 | took out 2010 ref expost
August Monthly System Peak Day |  | took out 2011 outage days
August Typical Event Day | v3 | changed exante weather to KSAN KNKX
September Monthly System Peak Day
October Monthly System Peak Day
1-in-2
1-in-10
Average Per Premise
Average Per Device
Average Per Ton
Aggregate
All
50% Cycling
100% Cycling
2015
2016
2017
2018
2019
2020
2021
2022
2023
2024
2025