## iCUE_CUs_List
| DISCLAIMER: | This list may not be the latest version of the CUs SDG&E’s internal systems and the intended purpose for use with Designer Qualification testing.
Family ID | Unit ID | Unit Description | Family | Group | Class | Standard Page | UOM | Install | Remove | Transfer | Operate
20020 | 13CFIS | 3313 STEEL PARKWAY COVER CMP | HANDHOLES | SUBSTRUCTURES: HANDHOLES MANHOLES & PADS | UNDERGROUND ELECTRIC DISTRIBUTION | 3313 | EA | X | X
20020 | 13CFPW | 3313 PARKWAY COVER& FRAME | HANDHOLES | SUBSTRUCTURES: HANDHOLES MANHOLES & PADS | UNDERGROUND ELECTRIC DISTRIBUTION | 3313 | EA | X | X
20020 | 30-RBP | PAD, BOX 3421 RAISED FOR ARESA THAT NORM | HANDHOLES | SUBSTRUCTURES: HANDHOLES MANHOLES & PADS | UNDERGROUND ELECTRIC DISTRIBUTION | 3311 | EA | X | X
20020 | 31/2PB | 3 1/2 STREET LIGHT HANDHOLE | HANDHOLES | SUBSTRUCTURES: HANDHOLES MANHOLES & PADS | UNDERGROUND ELECTRIC DISTRIBUTION |  | EA | X | X
20020 | 330918HH | HANDHOLE 3309.1, 18 INCHES DEEP | HANDHOLES | SUBSTRUCTURES: HANDHOLES MANHOLES & PADS | UNDERGROUND ELECTRIC DISTRIBUTION | 3312 | EA | X | X
20020 | 330924HH | BOX, HDPE, W/LID, 3309 | HANDHOLES | SUBSTRUCTURES: HANDHOLES MANHOLES & PADS | UNDERGROUND ELECTRIC DISTRIBUTION | 3300 | EA | X | X
20020 | 330926HH | HAND HOLE 3309.2 37"X 26" X 26" | HANDHOLES | SUBSTRUCTURES: HANDHOLES MANHOLES & PADS | UNDERGROUND ELECTRIC DISTRIBUTION | 3312 | EA | X | X
20020 | 3310PAD | 3310 HANDHOLE ASSEMBLY | HANDHOLES | SUBSTRUCTURES: HANDHOLES MANHOLES & PADS | UNDERGROUND ELECTRIC DISTRIBUTION | 3310 | EA | X | X
20020 | 3311-1 | BOX,RAISED, TRANSFORMER, 3311, 1 PH | HANDHOLES | SUBSTRUCTURES: HANDHOLES MANHOLES & PADS | UNDERGROUND ELECTRIC DISTRIBUTION | 3311 | EA | X | X
20020 | 3311-2 | BOX, RAISED, TRANSFORMER 3311, 2 PH | HANDHOLES | SUBSTRUCTURES: HANDHOLES MANHOLES & PADS | UNDERGROUND ELECTRIC DISTRIBUTION | 3311 | EA | X | X
20020 | 3311-3 | BOX, RAISED, TRANSFORMER 3311 3 PH | HANDHOLES | SUBSTRUCTURES: HANDHOLES MANHOLES & PADS | UNDERGROUND ELECTRIC DISTRIBUTION | 3311 | EA | X | X
20020 | 3311-L | HANDHOLE 3311 108 IN | HANDHOLES | SUBSTRUCTURES: HANDHOLES MANHOLES & PADS | UNDERGROUND ELECTRIC DISTRIBUTION | 3311 | EA | X | X
20020 | 3311-S | HANDHOLE 3311 66 IN | HANDHOLES | SUBSTRUCTURES: HANDHOLES MANHOLES & PADS | UNDERGROUND ELECTRIC DISTRIBUTION | 3311 | EA | X | X
20020 | 3312-0 | HANDHOLE 3312 SINGLE BODY (W/O COVER) | HANDHOLES | SUBSTRUCTURES: HANDHOLES MANHOLES & PADS | UNDERGROUND ELECTRIC DISTRIBUTION | 3312 | EA | X | X
20020 | 3312-1 | HANDHOLE 3312 PC SINGLE BODY | HANDHOLES | SUBSTRUCTURES: HANDHOLES MANHOLES & PADS | UNDERGROUND ELECTRIC DISTRIBUTION | 3312 | EA | X | X
20020 | 3312-2 | HANDHOLE 3312 PC DOUBLE BODY | HANDHOLES | SUBSTRUCTURES: HANDHOLES MANHOLES & PADS | UNDERGROUND ELECTRIC DISTRIBUTION | 3312 | EA | X | X
20020 | 3312CB | 3312 HDPE HANDHOLE - COVER AND BODY | HANDHOLES | SUBSTRUCTURES: HANDHOLES MANHOLES & PADS | UNDERGROUND ELECTRIC DISTRIBUTION | 3312 | EA | X | X
20020 | 3312CBB | BOX, COMPOSITE, 3312 BODY | HANDHOLES | SUBSTRUCTURES: HANDHOLES MANHOLES & PADS | UNDERGROUND ELECTRIC DISTRIBUTION | 3312 | EA | X | X
20020 | 3312CCVR | COVER, 3312 COMPOSITE FOR NEW BOX | HANDHOLES | SUBSTRUCTURES: HANDHOLES MANHOLES & PADS | UNDERGROUND ELECTRIC DISTRIBUTION | 3312 | EA | X | X
20020 | 3312CO | 3312 PARKWAY CONCRETE COVER ONLY | HANDHOLES | SUBSTRUCTURES: HANDHOLES MANHOLES & PADS | UNDERGROUND ELECTRIC DISTRIBUTION | 3312 | EA | X | X
20020 | 3312CP | 3312 PARKWAY POLYMER COVER ONLY | HANDHOLES | SUBSTRUCTURES: HANDHOLES MANHOLES & PADS | UNDERGROUND ELECTRIC DISTRIBUTION | 3312 | EA | X | X
20020 | 3312DBC | COVER, 3312 FOR DURALITE BOX | HANDHOLES | SUBSTRUCTURES: HANDHOLES MANHOLES & PADS | UNDERGROUND ELECTRIC DISTRIBUTION | 3312 | EA | X | X
20020 | 3312DLHH | BOX, HANDHOLE, 3312 DURALITE | HANDHOLES | SUBSTRUCTURES: HANDHOLES MANHOLES & PADS | UNDERGROUND ELECTRIC DISTRIBUTION | 3312 | EA | X | X
20020 | 3312RR | 3312 HDPE HANDHOLE - RAISING RING ONLY | HANDHOLES | SUBSTRUCTURES: HANDHOLES MANHOLES & PADS | UNDERGROUND ELECTRIC DISTRIBUTION | 3312 | EA | X | X
20020 | 3312SH | 3312 HDPE HANDHOLE - COVER ONLY | HANDHOLES | SUBSTRUCTURES: HANDHOLES MANHOLES & PADS | UNDERGROUND ELECTRIC DISTRIBUTION | 3312 | EA | X | X
20020 | 3313-B | HANDHOLE 3313 BASE 18" SECTION | HANDHOLES | SUBSTRUCTURES: HANDHOLES MANHOLES & PADS | UNDERGROUND ELECTRIC DISTRIBUTION | 3313 | EA | X | X
20020 | 3313-T | COVER, 3313 HH Traffic, w Top and Base | HANDHOLES | SUBSTRUCTURES: HANDHOLES MANHOLES & PADS | UNDERGROUND ELECTRIC DISTRIBUTION | 3313 | EA | X | X
20020 | 3313C | Cover, parkway, steel, comm | HANDHOLES | SUBSTRUCTURES: HANDHOLES MANHOLES & PADS | UNDERGROUND ELECTRIC DISTRIBUTION | 3313 | EA | X | X
20020 | 3313CB | BOX 24"X36"X42"COMMUNICATION BOX | HANDHOLES | SUBSTRUCTURES: HANDHOLES MANHOLES & PADS | UNDERGROUND ELECTRIC DISTRIBUTION | 3313.4 | EA | X | X
20020 | 3313CM | HANDHOLE 3313 WITH TRAFFIC COVER | HANDHOLES | SUBSTRUCTURES: HANDHOLES MANHOLES & PADS | UNDERGROUND ELECTRIC DISTRIBUTION | 3313 | EA | X | X
20020 | 3313COMM | HANDHOLE 3313 WITH TRAFFIC COVER,COMM | HANDHOLES | SUBSTRUCTURES: HANDHOLES MANHOLES & PADS | UNDERGROUND ELECTRIC DISTRIBUTION | 3313 | EA | X | X
20020 | 3313CP | COVER ONLY, PARKWAY, 3313, POLYMER | HANDHOLES | SUBSTRUCTURES: HANDHOLES MANHOLES & PADS | UNDERGROUND ELECTRIC DISTRIBUTION | 3313 | EA | X | X
20020 | 3313E | Cover, parkway, steel, electric | HANDHOLES | SUBSTRUCTURES: HANDHOLES MANHOLES & PADS | UNDERGROUND ELECTRIC DISTRIBUTION | 3313 | EA | X | X
20020 | 3313LB | HH 3313L, BASE, TRAFFIC | HANDHOLES | SUBSTRUCTURES: HANDHOLES MANHOLES & PADS | UNDERGROUND ELECTRIC DISTRIBUTION | 3313 | EA | X | X
20020 | 3313PC | HANDHOLE 3313 WITH PARKWAY COVER | HANDHOLES | SUBSTRUCTURES: HANDHOLES MANHOLES & PADS | UNDERGROUND ELECTRIC DISTRIBUTION | 3313 | EA | X | X
20020 | 3313PCEZ | Cover, Parkway, EZ LIFT Tilt Up | HANDHOLES | SUBSTRUCTURES: HANDHOLES MANHOLES & PADS | UNDERGROUND ELECTRIC DISTRIBUTION | 3313 | EA | X | X
20020 | 3313PKEZ | Cover EZ Lift Tilt Up Parkway 3313 Alum | HANDHOLES | SUBSTRUCTURES: HANDHOLES MANHOLES & PADS | UNDERGROUND ELECTRIC DISTRIBUTION | 3313 | EA | X | X
20020 | 3313PO | HANDHOLE 3313 PARKWAY COVER ONLY | HANDHOLES | SUBSTRUCTURES: HANDHOLES MANHOLES & PADS | UNDERGROUND ELECTRIC DISTRIBUTION | 3313 | EA | X | X
20020 | 3313T | Cover 3313 Traffic HH Top Section Hinged | HANDHOLES | SUBSTRUCTURES: HANDHOLES MANHOLES & PADS | UNDERGROUND ELECTRIC DISTRIBUTION | 3313 | EA | X | X
20020 | 3313TC | HANDHOLE 3313 WITH TRAFFIC COVER | HANDHOLES | SUBSTRUCTURES: HANDHOLES MANHOLES & PADS | UNDERGROUND ELECTRIC DISTRIBUTION | 3313 | EA | X | X
20020 | 3313TO | HANDHOLE 3313 TRAFFIC COVER ONLY | HANDHOLES | SUBSTRUCTURES: HANDHOLES MANHOLES & PADS | UNDERGROUND ELECTRIC DISTRIBUTION | 3313 | EA | X | X
20020 | 3313X1 | HANDHOLE 3313 EXTENSION 6 IN DEPTH | HANDHOLES | SUBSTRUCTURES: HANDHOLES MANHOLES & PADS | UNDERGROUND ELECTRIC DISTRIBUTION | 3313 | EA | X | X
20020 | 3313X6 | HANDHOLE 3313 TOP SECTION 6" DEPTH | HANDHOLES | SUBSTRUCTURES: HANDHOLES MANHOLES & PADS | UNDERGROUND ELECTRIC DISTRIBUTION |  | EA | X | X
20020 | 3314-B | BOX, HAND HOLE, BASE SECTION | HANDHOLES | SUBSTRUCTURES: HANDHOLES MANHOLES & PADS | UNDERGROUND ELECTRIC DISTRIBUTION | 3313 | EA | X | X
20020 | 3314-PC | HH, 3314, BASE, W/PARKWY CVR, FRAME | HANDHOLES | SUBSTRUCTURES: HANDHOLES MANHOLES & PADS | UNDERGROUND ELECTRIC DISTRIBUTION | 3315 | EA | X | X
20020 | 3314AL | COVER ALUMINUM TILT UP FRAME & COVER | HANDHOLES | SUBSTRUCTURES: HANDHOLES MANHOLES & PADS | UNDERGROUND ELECTRIC DISTRIBUTION | 3314 | EA | X | X
20020 | 3314CA | COVER ASSEMBLY 3314 POLYMER | HANDHOLES | SUBSTRUCTURES: HANDHOLES MANHOLES & PADS | UNDERGROUND ELECTRIC DISTRIBUTION | 3314 | EA | X | X
20020 | 3314CO | HANDHOLE 3314 PARKWAY COVER ONLY | HANDHOLES | SUBSTRUCTURES: HANDHOLES MANHOLES & PADS | UNDERGROUND ELECTRIC DISTRIBUTION | 3314 | EA | X | X
20020 | 3314FO | HANDHOLE 3314 PARKWAY FRAME ONLY | HANDHOLES | SUBSTRUCTURES: HANDHOLES MANHOLES & PADS | UNDERGROUND ELECTRIC DISTRIBUTION | 3314 | EA | X | X
20020 | 3314HC | 3314 HALF COVER, FOR XFORMER INST. | HANDHOLES | SUBSTRUCTURES: HANDHOLES MANHOLES & PADS | UNDERGROUND ELECTRIC DISTRIBUTION | 3314.3 | EA | X | X
20020 | 3314HTA | 3314, HANDHOLE, TRAFFIC, COMPLETE ASSEMB | HANDHOLES | SUBSTRUCTURES: HANDHOLES MANHOLES & PADS | UNDERGROUND ELECTRIC DISTRIBUTION | 3314 | EA | X | X
20020 | 3314OF | HANDHOLE 3314 OLD TRAFFIC FRAME ONLY | HANDHOLES | SUBSTRUCTURES: HANDHOLES MANHOLES & PADS | UNDERGROUND ELECTRIC DISTRIBUTION |  | EA | X | X
20020 | 3314OT | HANDHOLE 3314 OLD TRAFFIC COVER ONLY | HANDHOLES | SUBSTRUCTURES: HANDHOLES MANHOLES & PADS | UNDERGROUND ELECTRIC DISTRIBUTION | 3399.104 | EA |  | X
20020 | 3314PC | HANDHOLE 3314 WITH PARKWAY COVER | HANDHOLES | SUBSTRUCTURES: HANDHOLES MANHOLES & PADS | UNDERGROUND ELECTRIC DISTRIBUTION | 3314 | EA | X | X
20020 | 3314T | Cover, 3314 Traffic, 12" Top Section | HANDHOLES | SUBSTRUCTURES: HANDHOLES MANHOLES & PADS | UNDERGROUND ELECTRIC DISTRIBUTION | 3313 | EA | X | X
20020 | 3314TC | HANDHOLE 3314 WITH TRAFFIC COVER | HANDHOLES | SUBSTRUCTURES: HANDHOLES MANHOLES & PADS | UNDERGROUND ELECTRIC DISTRIBUTION | 3314 | EA |  | X
20020 | 3314X1 | HANDHOLE 3314 EXTENSION 12 IN DEPTH | HANDHOLES | SUBSTRUCTURES: HANDHOLES MANHOLES & PADS | UNDERGROUND ELECTRIC DISTRIBUTION | 3314 | EA | X | X
20020 | 3314X2 | 3314 extenison | HANDHOLES | SUBSTRUCTURES: HANDHOLES MANHOLES & PADS | UNDERGROUND ELECTRIC DISTRIBUTION | 3314 | EA | X | X
20020 | 3315AL | COVER, ALUMINUM TILT UP 3315-PARKWAY | HANDHOLES | SUBSTRUCTURES: HANDHOLES MANHOLES & PADS | UNDERGROUND ELECTRIC DISTRIBUTION | 3316 | EA | X | X
20020 | 3315BSEC | ENCLOSURE, HH, BASE, CONCRETE | HANDHOLES | SUBSTRUCTURES: HANDHOLES MANHOLES & PADS | UNDERGROUND ELECTRIC DISTRIBUTION | 3315 | EA | X | X
20020 | 3315CA | COVER ASSEMBLY, 3315, PARKWAY | HANDHOLES | SUBSTRUCTURES: HANDHOLES MANHOLES & PADS | UNDERGROUND ELECTRIC DISTRIBUTION | 3315 | EA | X | X
20020 | 3315CO | HANDHOLE 3315 PARKWAY COVER ONLY | HANDHOLES | SUBSTRUCTURES: HANDHOLES MANHOLES & PADS | UNDERGROUND ELECTRIC DISTRIBUTION | 3315 | EA | X | X
20020 | 3315ET6 | EXTENSION, 3315 HANDHOLE 60X90X6 | HANDHOLES | SUBSTRUCTURES: HANDHOLES MANHOLES & PADS | UNDERGROUND ELECTRIC DISTRIBUTION | 3315 | EA | X | X
20020 | 3315FM | COVER, FRAME, HINGED,3315 EZ LIFT FLUSH | HANDHOLES | SUBSTRUCTURES: HANDHOLES MANHOLES & PADS | UNDERGROUND ELECTRIC DISTRIBUTION | 3315 | EA | X | X
20020 | 3315FO | HANDHOLE 3315 PARKWAY FRAME ONLY | HANDHOLES | SUBSTRUCTURES: HANDHOLES MANHOLES & PADS | UNDERGROUND ELECTRIC DISTRIBUTION | 3315 | EA | X | X
20020 | 3315HTA | HAND HOLE, W/HINGED TRAFFIC COVER 3315 | HANDHOLES | SUBSTRUCTURES: HANDHOLES MANHOLES & PADS | UNDERGROUND ELECTRIC DISTRIBUTION | 3315 | EA | X | X
20020 | 3315HTC | HANDHOLE, 3315 TRAF PLUG W/HINGED COVER | HANDHOLES | SUBSTRUCTURES: HANDHOLES MANHOLES & PADS | UNDERGROUND ELECTRIC DISTRIBUTION | 3315 | EA | X | X
20020 | 3315OF | HANDHOLE 3315 OLD TRAFFIC FRAME ONLY | HANDHOLES | SUBSTRUCTURES: HANDHOLES MANHOLES & PADS | UNDERGROUND ELECTRIC DISTRIBUTION | 3399.102 | EA | X | X
20020 | 3315OT | 3315 HH OLD TRAFFIC/PARKWAY COVER ONLY | HANDHOLES | SUBSTRUCTURES: HANDHOLES MANHOLES & PADS | UNDERGROUND ELECTRIC DISTRIBUTION | 3399.102 | EA | X | X
20020 | 3315PC | HANDHOLE 3315 WITH PARKWAY COVER | HANDHOLES | SUBSTRUCTURES: HANDHOLES MANHOLES & PADS | UNDERGROUND ELECTRIC DISTRIBUTION | 3315 | EA | X | X
20020 | 3315TA | HANDHOLE 3315 TRAFFIC COVER ASSY ONLY | HANDHOLES | SUBSTRUCTURES: HANDHOLES MANHOLES & PADS | UNDERGROUND ELECTRIC DISTRIBUTION | 3315 | EA | X | X
20020 | 3315TC | HANDHOLE 3315 WITH TRAFFIC COVER | HANDHOLES | SUBSTRUCTURES: HANDHOLES MANHOLES & PADS | UNDERGROUND ELECTRIC DISTRIBUTION | 3315 | EA | X | X
20020 | 3315X1 | HANDHOLE 3315 EXTENSION 12 IN DEPTH | HANDHOLES | SUBSTRUCTURES: HANDHOLES MANHOLES & PADS | UNDERGROUND ELECTRIC DISTRIBUTION | 3315 | EA | X | X
20020 | 3315X2 | HANDHOLE 3315 EXTENSION 24 IN DEPTH | HANDHOLES | SUBSTRUCTURES: HANDHOLES MANHOLES & PADS | UNDERGROUND ELECTRIC DISTRIBUTION |  | EA | X | X
20020 | 3316AL | COVER, ALUMINUM TILT-UP PARKWAY | HANDHOLES | SUBSTRUCTURES: HANDHOLES MANHOLES & PADS | UNDERGROUND ELECTRIC DISTRIBUTION | 3316 | EA | X | X
20020 | 3316BSEC | ENCLOSURE, 3316, HANDHOLE BASE, CONCRETE | HANDHOLES | SUBSTRUCTURES: HANDHOLES MANHOLES & PADS | UNDERGROUND ELECTRIC DISTRIBUTION | 3316 | EA | X | X
20020 | 3316CA | COVER ASSEMBLY, 3316, PARKWAY | HANDHOLES | SUBSTRUCTURES: HANDHOLES MANHOLES & PADS | UNDERGROUND ELECTRIC DISTRIBUTION | 3315 | EA | X | X
20020 | 3316CO | HANDHOLE 3316 PARKWAY COVER ONLY | HANDHOLES | SUBSTRUCTURES: HANDHOLES MANHOLES & PADS | UNDERGROUND ELECTRIC DISTRIBUTION | 3315 | EA | X | X
20020 | 3316FH | 3316FH FLUSH MOUNT HAND HOLE COVER | HANDHOLES | SUBSTRUCTURES: HANDHOLES MANHOLES & PADS | UNDERGROUND ELECTRIC DISTRIBUTION | 3315 | EA | X | X
20020 | 3316FM | COVER, 3316 HANDHOLE, FLUSH MT HINGED | HANDHOLES | SUBSTRUCTURES: HANDHOLES MANHOLES & PADS | UNDERGROUND ELECTRIC DISTRIBUTION | 3316 | EA | X | X
20020 | 3316FO | HANDHOLE 3316 PARKWAY FRAME ONLY | HANDHOLES | SUBSTRUCTURES: HANDHOLES MANHOLES & PADS | UNDERGROUND ELECTRIC DISTRIBUTION | 3316 | EA | X | X
20020 | 3316HTA | HANDHOLE, TRAFFIC 3316 COMPLETE ASSEMBLY | HANDHOLES | SUBSTRUCTURES: HANDHOLES MANHOLES & PADS | UNDERGROUND ELECTRIC DISTRIBUTION | 3316 | EA | X | X
20020 | 3316HTC | HANDHOLE, 3316 TRAF PLUG W/HINGED COVER | HANDHOLES | SUBSTRUCTURES: HANDHOLES MANHOLES & PADS | UNDERGROUND ELECTRIC DISTRIBUTION | 3316 | EA | X | X
20020 | 3316PA | CONVERT 3441 TO 3316 HANDHOLE (TAG ONLY) | HANDHOLES | SUBSTRUCTURES: HANDHOLES MANHOLES & PADS | UNDERGROUND ELECTRIC DISTRIBUTION | 3316 | EA | X | X
20020 | 3316PC | HANDHOLE 3316 WITH PARKWAY COVER | HANDHOLES | SUBSTRUCTURES: HANDHOLES MANHOLES & PADS | UNDERGROUND ELECTRIC DISTRIBUTION | 3316 | EA | X | X
20020 | 3316TA | HANDHOLE 3316 TRAFFIC COVER ASSY ONLY | HANDHOLES | SUBSTRUCTURES: HANDHOLES MANHOLES & PADS | UNDERGROUND ELECTRIC DISTRIBUTION | 3316 | EA | X | X
20020 | 3316TC | HANDHOLE 3316 WITH TRAFFIC COVER | HANDHOLES | SUBSTRUCTURES: HANDHOLES MANHOLES & PADS | UNDERGROUND ELECTRIC DISTRIBUTION | 3316 | EA | X | X
20020 | 3316X1 | HANDHOLE 3316 EXTENSION 12 IN DEPTH | HANDHOLES | SUBSTRUCTURES: HANDHOLES MANHOLES & PADS | UNDERGROUND ELECTRIC DISTRIBUTION | 3316 | EA | X | X
20020 | 3316X2 | HANDHOLE EXTENSION 24 IN DEPTH | HANDHOLES | SUBSTRUCTURES: HANDHOLES MANHOLES & PADS | UNDERGROUND ELECTRIC DISTRIBUTION | 3316 | EA | X | X
20020 | 3317SE | HANDHOLE 3317 SWITCH ENCLOSURE 6' X 8' | HANDHOLES | SUBSTRUCTURES: HANDHOLES MANHOLES & PADS | UNDERGROUND ELECTRIC DISTRIBUTION | 3317.1 | EA | X | X
20020 | 3416BP | Pad, Box, Concrete w Unistrut, Equipment | HANDHOLES | SUBSTRUCTURES: HANDHOLES MANHOLES & PADS | UNDERGROUND ELECTRIC DISTRIBUTION | 3400 | EA | X | X
20020 | 3421BP | PAD, BOX, CONCRETE WITH EMBEDDED UNITSTU | HANDHOLES | SUBSTRUCTURES: HANDHOLES MANHOLES & PADS | UNDERGROUND ELECTRIC DISTRIBUTION | 3300 | EA | X | X
20020 | CMP14A | 3314 TILT UP ALUMINUM FRAME AND COVER | HANDHOLES | SUBSTRUCTURES: HANDHOLES MANHOLES & PADS | UNDERGROUND ELECTRIC DISTRIBUTION | 3314 | EA | X | X
20020 | CO125T | COVER STEEL 3312 | HANDHOLES | SUBSTRUCTURES: HANDHOLES MANHOLES & PADS | UNDERGROUND ELECTRIC DISTRIBUTION | 3312 | EA | X | X
20020 | CO13ST | COVER STEEL PARKWAY 3313 | HANDHOLES | SUBSTRUCTURES: HANDHOLES MANHOLES & PADS | UNDERGROUND ELECTRIC DISTRIBUTION |  | EA | X | X
20020 | CO15-6 | 3315 COVERS FLUSH MOUNT 6-7/8 | HANDHOLES | SUBSTRUCTURES: HANDHOLES MANHOLES & PADS | UNDERGROUND ELECTRIC DISTRIBUTION | 3315 | EA | X | X
20020 | FLCO14 | 3314 FLUSH MOUNT COVERS PARKWAY | HANDHOLES | SUBSTRUCTURES: HANDHOLES MANHOLES & PADS | UNDERGROUND ELECTRIC DISTRIBUTION | 3314 | EA | X | X
20020 | PB-200 | BOX COMMUNICATION 36"X60"X48" CONCRETE | HANDHOLES | SUBSTRUCTURES: HANDHOLES MANHOLES & PADS | UNDERGROUND ELECTRIC DISTRIBUTION |  | EA | X | X
20020 | SB1552 | BEAM SUPPORT 4 1/2" TALL CMP REPAIR | HANDHOLES | SUBSTRUCTURES: HANDHOLES MANHOLES & PADS | UNDERGROUND ELECTRIC DISTRIBUTION | 3315 | EA | X | X
20020 | SB1665 | BEAM SUPPORT 3316 CMP REPAIRS | HANDHOLES | SUBSTRUCTURES: HANDHOLES MANHOLES & PADS | UNDERGROUND ELECTRIC DISTRIBUTION | 3316 | EA | X | X
20020 | TW-25T | STRUT-TOWER 2" BOLT HOLE REPAIR | HANDHOLES | SUBSTRUCTURES: HANDHOLES MANHOLES & PADS | UNDERGROUND ELECTRIC DISTRIBUTION | 3399 | EA | X | X
20020 | TW2.5S | STRUT TOWER 2 1/2 ICNH BOLT HOLE REPAIR | HANDHOLES | SUBSTRUCTURES: HANDHOLES MANHOLES & PADS | UNDERGROUND ELECTRIC DISTRIBUTION | 3399 | EA | X | X
20020 | TW3-ST | STRUT TOWER 3 INCH BOLT HOLE REPAIR | HANDHOLES | SUBSTRUCTURES: HANDHOLES MANHOLES & PADS | UNDERGROUND ELECTRIC DISTRIBUTION | 3399 | EA | X | X
20021 | SRXTOP | WF3 STREET REPAIR CREW-EXCAVATE & REPAIR | ST REPAIR EXCAVAT/RPR/RPL HH/MH TOP SECT | SUBSTRUCTURES: HANDHOLES MANHOLES & PADS | UNDERGROUND ELECTRIC DISTRIBUTION |  | HR | X | X
20021 | TN3316 | 3316 TRAFFIC COVER NECK SECTION - 12" | ST REPAIR EXCAVAT/RPR/RPL HH/MH TOP SECT | SUBSTRUCTURES: HANDHOLES MANHOLES & PADS | UNDERGROUND ELECTRIC DISTRIBUTION | 3316 | EA | X | X
20040 | 20-TOP | 3320 MH TOP SECTION PMH/THROW-OVER SWI | MANHOLES | SUBSTRUCTURES: HANDHOLES MANHOLES & PADS | UNDERGROUND ELECTRIC DISTRIBUTION | 3399.112 | EA | X | X
20040 | 20BASE | 3320 MH BASE SECTION PMH/THROW-OVER SWI | MANHOLES | SUBSTRUCTURES: HANDHOLES MANHOLES & PADS | UNDERGROUND ELECTRIC DISTRIBUTION | 3399.112 | EA | X | X
20040 | 24MH06 | MANHOLE 3324 EXTENSION 6 FT LENGTH | MANHOLES | SUBSTRUCTURES: HANDHOLES MANHOLES & PADS | UNDERGROUND ELECTRIC DISTRIBUTION |  | EA | X | X
20040 | 24MHNK | 3324 MH NECK SECTION ONLY | MANHOLES | SUBSTRUCTURES: HANDHOLES MANHOLES & PADS | UNDERGROUND ELECTRIC DISTRIBUTION | 3332.1 | EA | X | X
20040 | 24NK06 | 3324 MH NECK EXTENSION 6 IN DEPTH | MANHOLES | SUBSTRUCTURES: HANDHOLES MANHOLES & PADS | UNDERGROUND ELECTRIC DISTRIBUTION | 3332.1 | EA | X | X
20040 | 24NK09 | 3324 MH NECK EXTENSION 9 IN DEPTH | MANHOLES | SUBSTRUCTURES: HANDHOLES MANHOLES & PADS | UNDERGROUND ELECTRIC DISTRIBUTION | 3332.1 | EA | X | X
20040 | 24NK12 | 3324 MH NECK EXTENSION 12 IN DEPTH | MANHOLES | SUBSTRUCTURES: HANDHOLES MANHOLES & PADS | UNDERGROUND ELECTRIC DISTRIBUTION | 3332.1 | EA | X | X
20040 | 24NKCV | 3324 MH NECK SECTION AND CONCRETE COVER | MANHOLES | SUBSTRUCTURES: HANDHOLES MANHOLES & PADS | UNDERGROUND ELECTRIC DISTRIBUTION |  | EA | X | X
20040 | 3325MH | MANHOLE 3325 14 FT TUB TYPE | MANHOLES | SUBSTRUCTURES: HANDHOLES MANHOLES & PADS | UNDERGROUND ELECTRIC DISTRIBUTION | 3325.1 | EA | X | X
20040 | 3326MH | MANHOLE 3326 20 FT TUB TYPE | MANHOLES | SUBSTRUCTURES: HANDHOLES MANHOLES & PADS | UNDERGROUND ELECTRIC DISTRIBUTION | 3326.1 | EA | X | X
20040 | 3327MH | MANHOLE 3327 26'X12' 3 SECTION | MANHOLES | SUBSTRUCTURES: HANDHOLES MANHOLES & PADS | UNDERGROUND ELECTRIC DISTRIBUTION | 3325.1 | EA | X | X
20040 | IRNCOV | 3320 MH 30" CAST IRON COVER | MANHOLES | SUBSTRUCTURES: HANDHOLES MANHOLES & PADS | UNDERGROUND ELECTRIC DISTRIBUTION | 3399.112 | EA | X | X
20040 | MH-COV | COVER, MANHOLE CAST IRON 27" (3332) | MANHOLES | SUBSTRUCTURES: HANDHOLES MANHOLES & PADS | UNDERGROUND ELECTRIC DISTRIBUTION | 3332.1 | EA | X | X
20040 | REM-MH | REMOVE MANHOLE (MAPPING ONLY) | MANHOLES | SUBSTRUCTURES: HANDHOLES MANHOLES & PADS | UNDERGROUND ELECTRIC DISTRIBUTION |  | EA |  | X
20060 | 3410PAD | PAD TERMINATOR 600 AMP TO 200 AMP DF | PADS | SUBSTRUCTURES: HANDHOLES MANHOLES & PADS | UNDERGROUND ELECTRIC DISTRIBUTION | 3410 | EA | X | X
20060 | 3413-0 | PAD 3413 W/O HANDHOLE | PADS | SUBSTRUCTURES: HANDHOLES MANHOLES & PADS | UNDERGROUND ELECTRIC DISTRIBUTION | 3499.101 | EA | X | X
20060 | 3415-B | PAD 3415 W/3313 HH S.R./AIR BREAK SWITCH | PADS | SUBSTRUCTURES: HANDHOLES MANHOLES & PADS | UNDERGROUND ELECTRIC DISTRIBUTION | 3415.1 | EA | X | X
20060 | 3415-I | PAD, BOX, POLYMERE, CONCRETE, 60"X64"X6" | PADS | SUBSTRUCTURES: HANDHOLES MANHOLES & PADS | UNDERGROUND ELECTRIC DISTRIBUTION | 3414.1 | EA | X | X
20060 | 3416PAD | (MACRO) PAD 3416 FOR 3 PH DF TERM CAB | PADS | SUBSTRUCTURES: HANDHOLES MANHOLES & PADS | UNDERGROUND ELECTRIC DISTRIBUTION | 3416.1 | EA | X | X
20060 | 3416PAD1 | (USE MACRO) PAD 3416 FOR 3PH DF TERM CAB | PADS | SUBSTRUCTURES: HANDHOLES MANHOLES & PADS | UNDERGROUND ELECTRIC DISTRIBUTION | 3416.1 | EA | X | X
20060 | 3416PAD2 | (USE MACRO) PAD 3416 FOR 3PH DF TERM CAB | PADS | SUBSTRUCTURES: HANDHOLES MANHOLES & PADS | UNDERGROUND ELECTRIC DISTRIBUTION | 3416.1 | EA | X | X
20060 | 3417PAD | (MACRO) PAD 3417 600A TERM CABINET | PADS | SUBSTRUCTURES: HANDHOLES MANHOLES & PADS | UNDERGROUND ELECTRIC DISTRIBUTION | 3417.1 | EA | X | X
20060 | 3417PAD1 | (USE MACRO) PAD 3417 600A TERM CABINET | PADS | SUBSTRUCTURES: HANDHOLES MANHOLES & PADS | UNDERGROUND ELECTRIC DISTRIBUTION | 3417.1 | EA | X | X
20060 | 3417PAD2 | (USE MACRO) PAD 3417 600A TERM CABINET | PADS | SUBSTRUCTURES: HANDHOLES MANHOLES & PADS | UNDERGROUND ELECTRIC DISTRIBUTION | 3417.1 | EA | X | X
20060 | 3418BP | 3418 BOX PAD FOR PME 3 AND 5 | PADS | SUBSTRUCTURES: HANDHOLES MANHOLES & PADS | UNDERGROUND ELECTRIC DISTRIBUTION | 3418 | EA | X | X
20060 | 3419BP | 3419 BOX PAD 64" X 60" X 24" | PADS | SUBSTRUCTURES: HANDHOLES MANHOLES & PADS | UNDERGROUND ELECTRIC DISTRIBUTION | 3419 | EA | X | X
20060 | 3420PAD | (MACRO) PAD 3420 PMH 3 | PADS | SUBSTRUCTURES: HANDHOLES MANHOLES & PADS | UNDERGROUND ELECTRIC DISTRIBUTION | 3420.1 | EA | X | X
20060 | 3420PAD1 | (USE MACRO) PAD 3420 PMH 3 | PADS | SUBSTRUCTURES: HANDHOLES MANHOLES & PADS | UNDERGROUND ELECTRIC DISTRIBUTION | 3420.1 | EA | X | X
20060 | 3420PAD2 | (USE MACRO) PAD 3420 PMH 3 | PADS | SUBSTRUCTURES: HANDHOLES MANHOLES & PADS | UNDERGROUND ELECTRIC DISTRIBUTION | 3420.1 | EA | X | X
20060 | 3420PO | 3420 PAD ONLY - FOR FIELD MAINTENANCE | PADS | SUBSTRUCTURES: HANDHOLES MANHOLES & PADS | UNDERGROUND ELECTRIC DISTRIBUTION | 3499.213 | EA | X | X
20060 | 3421-1 | PAD 3421 1-PHASE TRANSFORMER | PADS | SUBSTRUCTURES: HANDHOLES MANHOLES & PADS | UNDERGROUND ELECTRIC DISTRIBUTION | 3421.1 | EA | X | X
20060 | 3421-2 | PAD 3421 1-PHASE TRANSFORMER SHORT | PADS | SUBSTRUCTURES: HANDHOLES MANHOLES & PADS | UNDERGROUND ELECTRIC DISTRIBUTION | 3421 | EA | X | X
20060 | 3421-S | PAD SINGLE PHASE 40"X42"X4" | PADS | SUBSTRUCTURES: HANDHOLES MANHOLES & PADS | UNDERGROUND ELECTRIC DISTRIBUTION | 3421 | EA | X | X
20060 | 3421CT | 3421 tranformer pad | PADS | SUBSTRUCTURES: HANDHOLES MANHOLES & PADS | UNDERGROUND ELECTRIC DISTRIBUTION | 3421 | EA | X | X
20060 | 3422PAD | (MACRO) PAD 3422 PME 3 | PADS | SUBSTRUCTURES: HANDHOLES MANHOLES & PADS | UNDERGROUND ELECTRIC DISTRIBUTION |  | EA | X | X
20060 | 3422PAD1 | (USE MACRO) PAD 3422 PME 3 | PADS | SUBSTRUCTURES: HANDHOLES MANHOLES & PADS | UNDERGROUND ELECTRIC DISTRIBUTION |  | EA | X | X
20060 | 3422PAD2 | (USE MACRO) PAD 3422 PME 3 | PADS | SUBSTRUCTURES: HANDHOLES MANHOLES & PADS | UNDERGROUND ELECTRIC DISTRIBUTION |  | EA | X | X
20060 | 3423BP | 3423 BOX PAD FOR PME 9/10/11 SWITCH | PADS | SUBSTRUCTURES: HANDHOLES MANHOLES & PADS | UNDERGROUND ELECTRIC DISTRIBUTION | 3423.1 | EA | X | X
20060 | 3425-3 | PAD 3425 3-PHASE TRANSFORMER | PADS | SUBSTRUCTURES: HANDHOLES MANHOLES & PADS | UNDERGROUND ELECTRIC DISTRIBUTION | 3425.1 | EA | X | X
20060 | 3426B0 | PAD 3426 3-PHASE TRANSFORMER | PADS | SUBSTRUCTURES: HANDHOLES MANHOLES & PADS | UNDERGROUND ELECTRIC DISTRIBUTION | 3426.1 | EA | X | X
20060 | 3426B2 | (MACRO) PAD 3426 3-PH XFMR W/2 HH SECT | PADS | SUBSTRUCTURES: HANDHOLES MANHOLES & PADS | UNDERGROUND ELECTRIC DISTRIBUTION | 3426.2 | EA | X | X
20060 | 3426B2-1 | (USE MACRO) PAD 3426 3PH XFMR W/2 HH SEC | PADS | SUBSTRUCTURES: HANDHOLES MANHOLES & PADS | UNDERGROUND ELECTRIC DISTRIBUTION | 3426.2 | EA | X | X
20060 | 3426B2-2 | (USE MACRO) PAD 3426 3PH XFMR W/2 HH SEC | PADS | SUBSTRUCTURES: HANDHOLES MANHOLES & PADS | UNDERGROUND ELECTRIC DISTRIBUTION | 3426.2 | EA | X | X
20060 | 3426B3 | (MACRO) PAD 3426 3PH XFMR W/3 HH SECT | PADS | SUBSTRUCTURES: HANDHOLES MANHOLES & PADS | UNDERGROUND ELECTRIC DISTRIBUTION | 3426.2 | EA | X | X
20060 | 3426B3-1 | (USE MACRO) PAD 3426 3PH XFMR W/3 HH SEC | PADS | SUBSTRUCTURES: HANDHOLES MANHOLES & PADS | UNDERGROUND ELECTRIC DISTRIBUTION | 3426.2 | EA | X | X
20060 | 3426B3-2 | (USE MACRO) PAD 3426 3PH XFMR W/3 HH SEC | PADS | SUBSTRUCTURES: HANDHOLES MANHOLES & PADS | UNDERGROUND ELECTRIC DISTRIBUTION | 3426.2 | EA | X | X
20060 | 3426CB | CONCRETE BACKFILL UNDER 3426 PAD | PADS | SUBSTRUCTURES: HANDHOLES MANHOLES & PADS | UNDERGROUND ELECTRIC DISTRIBUTION | 3426.2 | EA | X
20060 | 3427B0 | PAD 3427 3-PHASE TRANSFORMER | PADS | SUBSTRUCTURES: HANDHOLES MANHOLES & PADS | UNDERGROUND ELECTRIC DISTRIBUTION | 3427.1 | EA | X | X
20060 | 3427B3 | (MACRO) PAD 3427 3PH XFMR W/3 HH SECT | PADS | SUBSTRUCTURES: HANDHOLES MANHOLES & PADS | UNDERGROUND ELECTRIC DISTRIBUTION | 3427.2 | EA | X | X
20060 | 3427B3-1 | (USE MACRO)PAD 3427 3PH XFMR W/3 HH SECT | PADS | SUBSTRUCTURES: HANDHOLES MANHOLES & PADS | UNDERGROUND ELECTRIC DISTRIBUTION | 3427.2 | EA | X | X
20060 | 3427B3-2 | (USE MACRO)PAD 3427 3PH XFMR W/3 HH SECT | PADS | SUBSTRUCTURES: HANDHOLES MANHOLES & PADS | UNDERGROUND ELECTRIC DISTRIBUTION | 3427.2 | EA | X | X
20060 | 3427CB | CONCRETE BACKFILL UNDER 3427 PAD | PADS | SUBSTRUCTURES: HANDHOLES MANHOLES & PADS | UNDERGROUND ELECTRIC DISTRIBUTION | 3427.2 | EA | X
20060 | 3428BP | 3428 BOX PAD FOR 4W TRAYER SWITCH | PADS | SUBSTRUCTURES: HANDHOLES MANHOLES & PADS | UNDERGROUND ELECTRIC DISTRIBUTION | 3428 | EA | X | X
20060 | 3428CB | 3428 BOX CONCRETE FOR 4W TRAYER SWITCH | PADS | SUBSTRUCTURES: HANDHOLES MANHOLES & PADS | UNDERGROUND ELECTRIC DISTRIBUTION | 3428 | EA | X | X
20060 | 3429BP | 3429 BOX PAD FOR 5W TRAYER SWITCH | PADS | SUBSTRUCTURES: HANDHOLES MANHOLES & PADS | UNDERGROUND ELECTRIC DISTRIBUTION | 3429 | EA | X | X
20060 | 3443-A | PAD,SWITCH 3443A | PADS | SUBSTRUCTURES: HANDHOLES MANHOLES & PADS | UNDERGROUND ELECTRIC DISTRIBUTION | 3443 | EA | X | X
20060 | 3443-B | PAD,SWITCH 3443 | PADS | SUBSTRUCTURES: HANDHOLES MANHOLES & PADS | UNDERGROUND ELECTRIC DISTRIBUTION | 3443 | EA | X | X
20060 | 3443-C | PAD, SWITCH 3443 | PADS | SUBSTRUCTURES: HANDHOLES MANHOLES & PADS | UNDERGROUND ELECTRIC DISTRIBUTION |  | EA | X | X
20060 | 3443-D | PAD SWITCH | PADS | SUBSTRUCTURES: HANDHOLES MANHOLES & PADS | UNDERGROUND ELECTRIC DISTRIBUTION |  | EA | X | X
20060 | 4495BP | PAD 4495 BATTERY SAFT | PADS | SUBSTRUCTURES: HANDHOLES MANHOLES & PADS | UNDERGROUND ELECTRIC DISTRIBUTION | 3407.1 | EA | X | X
20060 | B-BOXC | COVER B- BOX PAD STEEL GALVANIZED | PADS | SUBSTRUCTURES: HANDHOLES MANHOLES & PADS | UNDERGROUND ELECTRIC DISTRIBUTION | 3499 | EA | X | X
20060 | BBFCST | B-BOX FRAME AND COVER SET | PADS | SUBSTRUCTURES: HANDHOLES MANHOLES & PADS | UNDERGROUND ELECTRIC DISTRIBUTION | 3499 | EA | X | X
20060 | CAP-PD | PAD 3414 CAPACITOR | PADS | SUBSTRUCTURES: HANDHOLES MANHOLES & PADS | UNDERGROUND ELECTRIC DISTRIBUTION | 3414.1 | EA | X | X
20060 | CPE2502A | CPE250, 1xCCS1 200A, 1xCHAdeMO | PADS | SUBSTRUCTURES: HANDHOLES MANHOLES & PADS | UNDERGROUND ELECTRIC DISTRIBUTION | 3421.1 | EA | X | X
20060 | CPE250C | CPE250, 1xCCCS1 | PADS | SUBSTRUCTURES: HANDHOLES MANHOLES & PADS | UNDERGROUND ELECTRIC DISTRIBUTION | 3421.1 | EA | X | X
20060 | CPE250CH | CPE250, 1xCCS1, 1xCHAdeMO | PADS | SUBSTRUCTURES: HANDHOLES MANHOLES & PADS | UNDERGROUND ELECTRIC DISTRIBUTION | 3421.1 | EA | X | X
20060 | DPM18FTC | Dual Port, Pd Mnt, 18' Cbl, w/ CMK | PADS | SUBSTRUCTURES: HANDHOLES MANHOLES & PADS | UNDERGROUND ELECTRIC DISTRIBUTION | 3421.1 | EA | X | X
20060 | DPM23FTC | Dual Port, Pd Mnt, 23' Cbl, w/ CMK | PADS | SUBSTRUCTURES: HANDHOLES MANHOLES & PADS | UNDERGROUND ELECTRIC DISTRIBUTION | 3421.1 | EA | X | X
20060 | EVSPPM18 | Single Port, Pd Mnt, 18' Cbl, w/ CMK | PADS | SUBSTRUCTURES: HANDHOLES MANHOLES & PADS | UNDERGROUND ELECTRIC DISTRIBUTION | 3421.1 | EA | X | X
20060 | EVSPPM23 | Single Port, Pd Mnt, 23' Cbl, w/ CMK | PADS | SUBSTRUCTURES: HANDHOLES MANHOLES & PADS | UNDERGROUND ELECTRIC DISTRIBUTION | 3421.1 | EA | X | X
20060 | EVSPWM18 | Single Port, Wall Mnt, 18' Cbl, w/ CMK | PADS | SUBSTRUCTURES: HANDHOLES MANHOLES & PADS | UNDERGROUND ELECTRIC DISTRIBUTION | 3421.1 | EA | X | X
20060 | EVSPWM23 | Single Port, Wall Mnt, 23' Cbl, w/ CMK | PADS | SUBSTRUCTURES: HANDHOLES MANHOLES & PADS | UNDERGROUND ELECTRIC DISTRIBUTION | 3421.1 | EA | X | X
20060 | FC1PAD | (MACRO) PAD 3411 W/HH 1PH FUSE CAB (FMO) | PADS | SUBSTRUCTURES: HANDHOLES MANHOLES & PADS | UNDERGROUND ELECTRIC DISTRIBUTION |  | EA |  | X
20060 | FC1PAD-1 | (USE MACRO)PAD 3411 WHH 1PH FUSE CAB-FMO | PADS | SUBSTRUCTURES: HANDHOLES MANHOLES & PADS | UNDERGROUND ELECTRIC DISTRIBUTION |  | EA |  | X
20060 | FC1PAD-2 | (USE MACRO)PAD 3411 WHH 1PH FUSE CAB-FMO | PADS | SUBSTRUCTURES: HANDHOLES MANHOLES & PADS | UNDERGROUND ELECTRIC DISTRIBUTION |  | EA | X | X
20060 | FC3PAD | (MACRO) PAD 3421 W/HH 3PH FUSE CAB | PADS | SUBSTRUCTURES: HANDHOLES MANHOLES & PADS | UNDERGROUND ELECTRIC DISTRIBUTION | 3421.1 | EA | X | X
20060 | FC3PAD-1 | (USE MACRO) PAD 3421 W/HH 3PH FUSE CAB | PADS | SUBSTRUCTURES: HANDHOLES MANHOLES & PADS | UNDERGROUND ELECTRIC DISTRIBUTION | 3421.1 | EA | X | X
20060 | FC3PAD-2 | (USE MACRO) PAD 3421 W/HH 3PH FUSE CAB | PADS | SUBSTRUCTURES: HANDHOLES MANHOLES & PADS | UNDERGROUND ELECTRIC DISTRIBUTION | 3421.1 | EA | X | X
20060 | IPRPAD | GRIDCO IPR-50 PAD | PADS | SUBSTRUCTURES: HANDHOLES MANHOLES & PADS | UNDERGROUND ELECTRIC DISTRIBUTION |  | EA | X | X
20060 | ISG4WY | PAD, SW ISG 4 WAY, POLYMER REPL W/3428BP | PADS | SUBSTRUCTURES: HANDHOLES MANHOLES & PADS | UNDERGROUND ELECTRIC DISTRIBUTION | 3430 | EA | X | X
20060 | ISG5WY | PAD, SWITCH ISG 5 WAY, POLYMER CONCRETE | PADS | SUBSTRUCTURES: HANDHOLES MANHOLES & PADS | UNDERGROUND ELECTRIC DISTRIBUTION | 3430 | EA | X | X
20060 | P3440A | PAD 3440A FOR PMH 5 SWITCH (PAD ONLY) | PADS | SUBSTRUCTURES: HANDHOLES MANHOLES & PADS | UNDERGROUND ELECTRIC DISTRIBUTION |  | EA |  | X
20060 | PAD340 | PAD 3440 REPLACEMENT WITH LID | PADS | SUBSTRUCTURES: HANDHOLES MANHOLES & PADS | UNDERGROUND ELECTRIC DISTRIBUTION | 3440.1 | EA | X | X
20060 | PADCOV | 3440A/3441A TEMPORARY PAD SAFETY PLATE | PADS | SUBSTRUCTURES: HANDHOLES MANHOLES & PADS | UNDERGROUND ELECTRIC DISTRIBUTION |  | EA | X | X
20060 | PMECOV | TEMPORARY COVER FOR 3423 BOX PAD | PADS | SUBSTRUCTURES: HANDHOLES MANHOLES & PADS | UNDERGROUND ELECTRIC DISTRIBUTION | 3423 | EA | X | X
20060 | R-14PD | PAD REMOVAL FOR 3314 HANDHOLE | PADS | SUBSTRUCTURES: HANDHOLES MANHOLES & PADS | UNDERGROUND ELECTRIC DISTRIBUTION |  | EA |  | X
20060 | REMPAD | PAD OTHER (REMOVAL ONLY) | PADS | SUBSTRUCTURES: HANDHOLES MANHOLES & PADS | UNDERGROUND ELECTRIC DISTRIBUTION |  | EA |  | X
20060 | RTUPAD | PAD FOR VISTA SWITCH RTU | PADS | SUBSTRUCTURES: HANDHOLES MANHOLES & PADS | UNDERGROUND ELECTRIC DISTRIBUTION | 3409.1 | EA | X | X
20060 | SP3441 | PAD 3441 3-PHASE 600A SWI PAD & INSERT | PADS | SUBSTRUCTURES: HANDHOLES MANHOLES & PADS | UNDERGROUND ELECTRIC DISTRIBUTION |  | EA | X | X
20060 | SW-P/P | (MAC)PAD POUR-IN-PLACE FOR THROWOVER SWI | PADS | SUBSTRUCTURES: HANDHOLES MANHOLES & PADS | UNDERGROUND ELECTRIC DISTRIBUTION |  | EA |  | X
20060 | SW-P/P-1 | USE MACRO-PD POUR-IN-PL THROWOVER SWI | PADS | SUBSTRUCTURES: HANDHOLES MANHOLES & PADS | UNDERGROUND ELECTRIC DISTRIBUTION |  | EA | X | X
20060 | SW-P/P-2 | USE MACRO-PD POUR-IN-PL THROWOVER SWI | PADS | SUBSTRUCTURES: HANDHOLES MANHOLES & PADS | UNDERGROUND ELECTRIC DISTRIBUTION |  | EA | X | X
20060 | SW-PAD | PAD 3440 3PH 600A SWI PAD & INSERT | PADS | SUBSTRUCTURES: HANDHOLES MANHOLES & PADS | UNDERGROUND ELECTRIC DISTRIBUTION | 3440.2 | EA | X | X
20060 | SW-PIP | (MAC)PAD POUR-IN-PLACE 600A SWITCH | PADS | SUBSTRUCTURES: HANDHOLES MANHOLES & PADS | UNDERGROUND ELECTRIC DISTRIBUTION |  | EA |  | X
20060 | SW-PIP-1 | (USE MACRO)PAD POUR-IN-PLACE 600A SWI | PADS | SUBSTRUCTURES: HANDHOLES MANHOLES & PADS | UNDERGROUND ELECTRIC DISTRIBUTION |  | EA | X | X
20060 | SW-PIP-2 | (USE MACRO)PAD POUR-IN-PLACE 600A SWI | PADS | SUBSTRUCTURES: HANDHOLES MANHOLES & PADS | UNDERGROUND ELECTRIC DISTRIBUTION |  | EA | X | X
20060 | SW-PT | (MACRO)PAD ONLY 3440 TRAYER SWITCH INST | PADS | SUBSTRUCTURES: HANDHOLES MANHOLES & PADS | UNDERGROUND ELECTRIC DISTRIBUTION | 3440.3 | EA | X | X
20060 | SW-PT-1 | (USE MACRO)PAD ONLY 3440 TRAYER SWI INST | PADS | SUBSTRUCTURES: HANDHOLES MANHOLES & PADS | UNDERGROUND ELECTRIC DISTRIBUTION | 3440.3 | EA | X | X
20060 | SW-PT-2 | (USE MACRO)PAD ONLY 3440 TRAYER SWI INST | PADS | SUBSTRUCTURES: HANDHOLES MANHOLES & PADS | UNDERGROUND ELECTRIC DISTRIBUTION | 3440.3 | EA | X | X
20060 | SWI/11 | (MACRO)3PH 600A SWITCH W/2-3311 HH | PADS | SUBSTRUCTURES: HANDHOLES MANHOLES & PADS | UNDERGROUND ELECTRIC DISTRIBUTION | 3440.5 | EA | X | X
20060 | SWI/11-1 | USE MACRO-PD3440 3PH 600A SWI W/2-3311HH | PADS | SUBSTRUCTURES: HANDHOLES MANHOLES & PADS | UNDERGROUND ELECTRIC DISTRIBUTION | 3440.5 | EA | X | X
20060 | SWI/11-2 | USE MACRO-PD3440 3PH 600A SWI W/2-3311HH | PADS | SUBSTRUCTURES: HANDHOLES MANHOLES & PADS | UNDERGROUND ELECTRIC DISTRIBUTION | 3440.5 | EA | X | X
20060 | SWI/15 | (MACRO)3PH 600A SWITCH W/3315 HH | PADS | SUBSTRUCTURES: HANDHOLES MANHOLES & PADS | UNDERGROUND ELECTRIC DISTRIBUTION |  | EA | X | X
20060 | SWI/15-1 | (USE MACRO)PD3440 3PH 600A SWI W/3315HH | PADS | SUBSTRUCTURES: HANDHOLES MANHOLES & PADS | UNDERGROUND ELECTRIC DISTRIBUTION |  | EA | X | X
20060 | SWI/15-2 | (USE MACRO)PD3440 3PH 600A SWI W/3315HH | PADS | SUBSTRUCTURES: HANDHOLES MANHOLES & PADS | UNDERGROUND ELECTRIC DISTRIBUTION |  | EA | X | X
20060 | SWI15A | (MACRO)PD 3440A PMH 5 SWITCH W/3315 HH | PADS | SUBSTRUCTURES: HANDHOLES MANHOLES & PADS | UNDERGROUND ELECTRIC DISTRIBUTION |  | EA |  | X
20060 | SWI15A-1 | (USE MACRO)PD 3440A PMH 5 SWI W/3315 HH | PADS | SUBSTRUCTURES: HANDHOLES MANHOLES & PADS | UNDERGROUND ELECTRIC DISTRIBUTION |  | EA |  | X
20060 | SWI15A-2 | (USE MACRO)PD 3440A PMH 5 SWI W/3315 HH | PADS | SUBSTRUCTURES: HANDHOLES MANHOLES & PADS | UNDERGROUND ELECTRIC DISTRIBUTION |  | EA |  | X
20060 | SWI16A | (MACRO)PD 3441A PMH 5 SWI W/3316 HH | PADS | SUBSTRUCTURES: HANDHOLES MANHOLES & PADS | UNDERGROUND ELECTRIC DISTRIBUTION |  | EA | X | X
20060 | SWI16A-1 | (USE MACRO)PD 3441A PMH 5 SWI W/3316HH | PADS | SUBSTRUCTURES: HANDHOLES MANHOLES & PADS | UNDERGROUND ELECTRIC DISTRIBUTION |  | EA | X | X
20060 | SWI16A-2 | (USE MACRO)PD 3441A PMH 5 SWI W/3316HH | PADS | SUBSTRUCTURES: HANDHOLES MANHOLES & PADS | UNDERGROUND ELECTRIC DISTRIBUTION |  | EA | X | X
20060 | TERM-B | PAD 3421 1-PHASE TERMINATOR | PADS | SUBSTRUCTURES: HANDHOLES MANHOLES & PADS | UNDERGROUND ELECTRIC DISTRIBUTION | 3421.1 | EA | X | X
20060 | TERM-T | PAD 3411 W/HH 1-PHASE TERM W/TAP (FMO) | PADS | SUBSTRUCTURES: HANDHOLES MANHOLES & PADS | UNDERGROUND ELECTRIC DISTRIBUTION |  | EA |  | X
20060 | TERM3D | PAD 3411 W/HH 3-PHASE TERM 2/0 & BELOW | PADS | SUBSTRUCTURES: HANDHOLES MANHOLES & PADS | UNDERGROUND ELECTRIC DISTRIBUTION | 3499.101 | EA | X | X
20060 | TERM3F | PAD 3413 W/2HH 3-PHASE TERM 350 & OVER | PADS | SUBSTRUCTURES: HANDHOLES MANHOLES & PADS | UNDERGROUND ELECTRIC DISTRIBUTION | 3499.101 | EA | X | X
20065 | DF1516 | BILLING UNIT FOR 3315PC LESS 3416 PAD | PAD BILLING UNIT | SUBSTRUCTURES: HANDHOLES MANHOLES & PADS | UNDERGROUND ELECTRIC DISTRIBUTION | 3416 | EA | X
20065 | DF1517 | PAD BILLING UNIT 3315 LESS 3417 PAD | PAD BILLING UNIT | SUBSTRUCTURES: HANDHOLES MANHOLES & PADS | UNDERGROUND ELECTRIC DISTRIBUTION |  | EA | X
20065 | DF1616 | BILLING UNIT FOR A 3316PC LESS 3416 | PAD BILLING UNIT | SUBSTRUCTURES: HANDHOLES MANHOLES & PADS | UNDERGROUND ELECTRIC DISTRIBUTION | 3416 | EA | X
20065 | DF5T16 | BILLING UNIT FOR 3315TC LESS A 3416 PAD | PAD BILLING UNIT | SUBSTRUCTURES: HANDHOLES MANHOLES & PADS | UNDERGROUND ELECTRIC DISTRIBUTION | 3416 | EA | X
20065 | DF6T16 | BILLING UNIT FOR 3316TC LESS A 3416 PAD | PAD BILLING UNIT | SUBSTRUCTURES: HANDHOLES MANHOLES & PADS | UNDERGROUND ELECTRIC DISTRIBUTION | 3416 | EA | X
20070 | R-PAD1 | RELOCATE/ADJ TO GRADE 1-PHASE TRANS PAD | RELOCATE PADS | SUBSTRUCTURES: HANDHOLES MANHOLES & PADS | UNDERGROUND ELECTRIC DISTRIBUTION |  | EA |  |  | X
20070 | R-PAD3 | RELOCATE/ADJ TO GRADE 3-PHASE TRANS PAD | RELOCATE PADS | SUBSTRUCTURES: HANDHOLES MANHOLES & PADS | UNDERGROUND ELECTRIC DISTRIBUTION |  | EA |  |  | X
20080 | G3313R | GROUND HH W/RODS (3313) | GROUNDING SUBSTRUCTURES AND PADS | SUBSTRUCTURES: HANDHOLES MANHOLES & PADS | UNDERGROUND ELECTRIC DISTRIBUTION | 4540.1 | EA | X
20080 | GD-H/W | GROUND HH'S (3314-3315-3316) 2-7 STR CU | GROUNDING SUBSTRUCTURES AND PADS | SUBSTRUCTURES: HANDHOLES MANHOLES & PADS | UNDERGROUND ELECTRIC DISTRIBUTION | 4540.1 | EA | X
20080 | GD-M/W | GROUND MANHOLE 2-7 STR CU | GROUNDING SUBSTRUCTURES AND PADS | SUBSTRUCTURES: HANDHOLES MANHOLES & PADS | UNDERGROUND ELECTRIC DISTRIBUTION |  | EA | X
20080 | GD-T/R | PAD GROUND TRANSFORMER/CAP PAD (RODS) | GROUNDING SUBSTRUCTURES AND PADS | SUBSTRUCTURES: HANDHOLES MANHOLES & PADS | UNDERGROUND ELECTRIC DISTRIBUTION | 4512.1 | EA | X | X
20080 | GDWIRE | GROUND WIRE 2-7 STR CU | GROUNDING SUBSTRUCTURES AND PADS | SUBSTRUCTURES: HANDHOLES MANHOLES & PADS | UNDERGROUND ELECTRIC DISTRIBUTION | 4512.5 | EA | X
20080 | GP-E/R | EQUIPMENT GROUND W/RODS (PREFERRED II) | GROUNDING SUBSTRUCTURES AND PADS | SUBSTRUCTURES: HANDHOLES MANHOLES & PADS | UNDERGROUND ELECTRIC DISTRIBUTION | 4512.1 | EA | X | X
20080 | GP-T/W | PAD GROUND W/O RODS (TRANSFORMER/CAP) | GROUNDING SUBSTRUCTURES AND PADS | SUBSTRUCTURES: HANDHOLES MANHOLES & PADS | UNDERGROUND ELECTRIC DISTRIBUTION | 4512.2 | EA | X
20080 | GPDSTL | GROUND TELECOMMUNICATION PEDESTAL W/RODS | GROUNDING SUBSTRUCTURES AND PADS | SUBSTRUCTURES: HANDHOLES MANHOLES & PADS | UNDERGROUND ELECTRIC DISTRIBUTION | 4620.2 | EA | X
20080 | TG-E-R | TRENCH GRD WIRE W/RODS (EQUIP/SWI/HH) | GROUNDING SUBSTRUCTURES AND PADS | SUBSTRUCTURES: HANDHOLES MANHOLES & PADS | UNDERGROUND ELECTRIC DISTRIBUTION | 4510.2 | EA | X
20080 | TG-E-W | TRENCH GRD WIRE W/O RODS (EQUIP/SWI/HH) | GROUNDING SUBSTRUCTURES AND PADS | SUBSTRUCTURES: HANDHOLES MANHOLES & PADS | UNDERGROUND ELECTRIC DISTRIBUTION | 4510.1 | EA | X
20080 | TG-T-R | TRENCH GRD WIRE W/RODS (TRANS/CAP) | GROUNDING SUBSTRUCTURES AND PADS | SUBSTRUCTURES: HANDHOLES MANHOLES & PADS | UNDERGROUND ELECTRIC DISTRIBUTION | 4510.2 | EA | X
20080 | TG-T-W | TRENCH GRD WIRE W/O RODS (TRANS/CAP) | GROUNDING SUBSTRUCTURES AND PADS | SUBSTRUCTURES: HANDHOLES MANHOLES & PADS | UNDERGROUND ELECTRIC DISTRIBUTION | 4510.1 | EA | X
20080 | USPCON | CONNECTOR GROUNDING TO 1/0 COPPER STUD | GROUNDING SUBSTRUCTURES AND PADS | SUBSTRUCTURES: HANDHOLES MANHOLES & PADS | UNDERGROUND ELECTRIC DISTRIBUTION |  | EA | X | X
20100 | CORE-2 | CORE DRILL 2 IN | CORE DRILLING MANHOLES AND HANDHOLES | SUBSTRUCTURES: HANDHOLES MANHOLES & PADS | UNDERGROUND ELECTRIC DISTRIBUTION |  | EA | X
20100 | CORE-3 | CORE DRILL 3 IN | CORE DRILLING MANHOLES AND HANDHOLES | SUBSTRUCTURES: HANDHOLES MANHOLES & PADS | UNDERGROUND ELECTRIC DISTRIBUTION |  | EA | X
20100 | CORE-4 | CORE DRILL 4 IN | CORE DRILLING MANHOLES AND HANDHOLES | SUBSTRUCTURES: HANDHOLES MANHOLES & PADS | UNDERGROUND ELECTRIC DISTRIBUTION |  | EA | X
20100 | CORE-5 | CORE DRILL 5 IN | CORE DRILLING MANHOLES AND HANDHOLES | SUBSTRUCTURES: HANDHOLES MANHOLES & PADS | UNDERGROUND ELECTRIC DISTRIBUTION |  | EA | X
20100 | CORE-6 | CORE DRILL 6 IN | CORE DRILLING MANHOLES AND HANDHOLES | SUBSTRUCTURES: HANDHOLES MANHOLES & PADS | UNDERGROUND ELECTRIC DISTRIBUTION |  | EA | X
20110 | EASEMU | R/W AGENT FOR FOR EASEMENT ACQUISITION | SURVEY LABOR FOR CUSTOMER BILLING | SUBSTRUCTURES: HANDHOLES MANHOLES & PADS | UNDERGROUND ELECTRIC DISTRIBUTION |  | EA | X
20110 | SURVEU | SURVEY CREW FOR SURVEYING NEW SYSTEM UG | SURVEY LABOR FOR CUSTOMER BILLING | SUBSTRUCTURES: HANDHOLES MANHOLES & PADS | UNDERGROUND ELECTRIC DISTRIBUTION |  | FT | X
20110 | SVYMIU | SURVEY ADMINISTRATOR FOR MISC. SURVEY | SURVEY LABOR FOR CUSTOMER BILLING | SUBSTRUCTURES: HANDHOLES MANHOLES & PADS | UNDERGROUND ELECTRIC DISTRIBUTION |  | EA | X
20110 | UGEASE | R/W AGENT FOR UG EASEMENT ACQUISITION | SURVEY LABOR FOR CUSTOMER BILLING | SUBSTRUCTURES: HANDHOLES MANHOLES & PADS | UNDERGROUND ELECTRIC DISTRIBUTION |  | EA | X
20110 | UGMSVY | SURVEY ADMIN FOR MISC. UG SURVEY | SURVEY LABOR FOR CUSTOMER BILLING | SUBSTRUCTURES: HANDHOLES MANHOLES & PADS | UNDERGROUND ELECTRIC DISTRIBUTION |  | EA | X
20110 | UGSURV | SURVEY CREW FOR SURVEYING NEW UG SYSTEM | SURVEY LABOR FOR CUSTOMER BILLING | SUBSTRUCTURES: HANDHOLES MANHOLES & PADS | UNDERGROUND ELECTRIC DISTRIBUTION |  | FT | X
20120 | X06M-A | EXCAVATE 3324 MANHOLE 6 FT-AVERAGE | EXCAVATION FOR SUBSTRUCTURES | EXC & BACKFILL FOR HH'S, MH'S & PADS | UNDERGROUND ELECTRIC DISTRIBUTION |  | EA | X | X
20120 | X06M-H | EXCAVATE 3324 MANHOLE 6 FT-HARD | EXCAVATION FOR SUBSTRUCTURES | EXC & BACKFILL FOR HH'S, MH'S & PADS | UNDERGROUND ELECTRIC DISTRIBUTION |  | EA | X | X
20120 | X09H18 | 3309.1 INSTALL EXCAVATION/REMOVE | EXCAVATION FOR SUBSTRUCTURES | EXC & BACKFILL FOR HH'S, MH'S & PADS | UNDERGROUND ELECTRIC DISTRIBUTION | 3309.1 | EA | X | X
20120 | X09H26 | INSTALL EXCAVATION/REMOVE | EXCAVATION FOR SUBSTRUCTURES | EXC & BACKFILL FOR HH'S, MH'S & PADS | UNDERGROUND ELECTRIC DISTRIBUTION | 3309.2 | EA | X | X
20120 | X10H | EXCAVATE 3310 HANDHOLE | EXCAVATION FOR SUBSTRUCTURES | EXC & BACKFILL FOR HH'S, MH'S & PADS | UNDERGROUND ELECTRIC DISTRIBUTION | 3310 | EA | X
20120 | X11H-L | EXCAVATE 3311 HANDHOLE 108 IN | EXCAVATION FOR SUBSTRUCTURES | EXC & BACKFILL FOR HH'S, MH'S & PADS | UNDERGROUND ELECTRIC DISTRIBUTION | 3311 | EA | X
20120 | X11H-S | EXCAVATE 3311 HANDHOLE 66 IN | EXCAVATION FOR SUBSTRUCTURES | EXC & BACKFILL FOR HH'S, MH'S & PADS | UNDERGROUND ELECTRIC DISTRIBUTION | 3311 | EA | X
20120 | X12H-1 | EXCAVATE 3312 HANDHOLE SINGLE BODY | EXCAVATION FOR SUBSTRUCTURES | EXC & BACKFILL FOR HH'S, MH'S & PADS | UNDERGROUND ELECTRIC DISTRIBUTION | 3312.2 | EA | X
20120 | X12H-2 | EXCAVATE 3312 HANDHOLE DOUBLE BODY | EXCAVATION FOR SUBSTRUCTURES | EXC & BACKFILL FOR HH'S, MH'S & PADS | UNDERGROUND ELECTRIC DISTRIBUTION | 3312.2 | EA | X
20120 | X13H-A | EXCAVATE 3313 HANDHOLE | EXCAVATION FOR SUBSTRUCTURES | EXC & BACKFILL FOR HH'S, MH'S & PADS | UNDERGROUND ELECTRIC DISTRIBUTION | 3313.2 | EA | X
20120 | X14H-A | EXCAVATE 3314 HANDHOLE AVERAGE | EXCAVATION FOR SUBSTRUCTURES | EXC & BACKFILL FOR HH'S, MH'S & PADS | UNDERGROUND ELECTRIC DISTRIBUTION | 3314.3 | EA | X | X
20120 | X14H-H | EXCAVATE 3314 HANDHOLE HARD | EXCAVATION FOR SUBSTRUCTURES | EXC & BACKFILL FOR HH'S, MH'S & PADS | UNDERGROUND ELECTRIC DISTRIBUTION | 3314.3 | EA | X | X
20120 | X14HXA | EXCAVATE 3314 HANDHOLE 12 IN EXT-AVG | EXCAVATION FOR SUBSTRUCTURES | EXC & BACKFILL FOR HH'S, MH'S & PADS | UNDERGROUND ELECTRIC DISTRIBUTION | 3314.2 | EA | X | X
20120 | X14HXH | EXCAVATE 3314 HANDHOLE 12 IN EXT-HARD | EXCAVATION FOR SUBSTRUCTURES | EXC & BACKFILL FOR HH'S, MH'S & PADS | UNDERGROUND ELECTRIC DISTRIBUTION | 3314.2 | EA | X | X
20120 | X14M-A | EXCAVATE 3325 MANHOLE 14 FT-AVERAGE | EXCAVATION FOR SUBSTRUCTURES | EXC & BACKFILL FOR HH'S, MH'S & PADS | UNDERGROUND ELECTRIC DISTRIBUTION | 3324.3 | EA | X | X
20120 | X14M-H | EXCAVATE 3325 MANHOLE 14 FT-HARD | EXCAVATION FOR SUBSTRUCTURES | EXC & BACKFILL FOR HH'S, MH'S & PADS | UNDERGROUND ELECTRIC DISTRIBUTION | 3324.3 | EA | X | X
20120 | X15H-A | EXCAVATE 3315 HANDHOLE AVERAGE | EXCAVATION FOR SUBSTRUCTURES | EXC & BACKFILL FOR HH'S, MH'S & PADS | UNDERGROUND ELECTRIC DISTRIBUTION | 3315.4 | EA | X | X
20120 | X15H-H | EXCAVATE 3315 HANDHOLE HARD | EXCAVATION FOR SUBSTRUCTURES | EXC & BACKFILL FOR HH'S, MH'S & PADS | UNDERGROUND ELECTRIC DISTRIBUTION | 3315.4 | EA | X | X
20120 | X15H-T | EXCAVATE 3315 HANDHOLE TC ASSEMBLY ONLY | EXCAVATION FOR SUBSTRUCTURES | EXC & BACKFILL FOR HH'S, MH'S & PADS | UNDERGROUND ELECTRIC DISTRIBUTION | 3315.4 | EA | X | X
20120 | X15HXA | EXCAVATE 3315 HANDHOLE 12 IN EXT-AVG | EXCAVATION FOR SUBSTRUCTURES | EXC & BACKFILL FOR HH'S, MH'S & PADS | UNDERGROUND ELECTRIC DISTRIBUTION | 3315.2 | EA | X | X
20120 | X15HXH | EXCAVATE 3315 HANDHOLE 12 IN EXT-HARD | EXCAVATION FOR SUBSTRUCTURES | EXC & BACKFILL FOR HH'S, MH'S & PADS | UNDERGROUND ELECTRIC DISTRIBUTION | 3315.2 | EA | X | X
20120 | X16H-A | EXCAVATE 3316 HANDHOLE AVERAGE | EXCAVATION FOR SUBSTRUCTURES | EXC & BACKFILL FOR HH'S, MH'S & PADS | UNDERGROUND ELECTRIC DISTRIBUTION | 3316.4 | EA | X | X
20120 | X16H-H | EXCAVATE 3316 HANDHOLE HARD | EXCAVATION FOR SUBSTRUCTURES | EXC & BACKFILL FOR HH'S, MH'S & PADS | UNDERGROUND ELECTRIC DISTRIBUTION | 3316.4 | EA | X | X
20120 | X16H-T | EXCAVATE 3316 HANDHOLE TC ASSEMBLY ONLY | EXCAVATION FOR SUBSTRUCTURES | EXC & BACKFILL FOR HH'S, MH'S & PADS | UNDERGROUND ELECTRIC DISTRIBUTION | 3316.4 | EA | X | X
20120 | X16HXA | EXCAVATE 3316 HANDHOLE 12 IN EXT-AVG | EXCAVATION FOR SUBSTRUCTURES | EXC & BACKFILL FOR HH'S, MH'S & PADS | UNDERGROUND ELECTRIC DISTRIBUTION | 3316.2 | EA | X | X
20120 | X16HXH | EXCAVATE 3316 HANDHOLE 12 IN EXT-HARD | EXCAVATION FOR SUBSTRUCTURES | EXC & BACKFILL FOR HH'S, MH'S & PADS | UNDERGROUND ELECTRIC DISTRIBUTION | 3316.2 | EA | X | X
20120 | X20M-A | EXCAVATE 3326 MANHOLE 20 FT-AVERAGE | EXCAVATION FOR SUBSTRUCTURES | EXC & BACKFILL FOR HH'S, MH'S & PADS | UNDERGROUND ELECTRIC DISTRIBUTION | 3324.3 | EA | X | X
20120 | X20M-H | EXCAVATE 3326 MANHOLE 20 FT-HARD | EXCAVATION FOR SUBSTRUCTURES | EXC & BACKFILL FOR HH'S, MH'S & PADS | UNDERGROUND ELECTRIC DISTRIBUTION | 3324.3 | EA | X | X
20120 | X20M/H | EXCAVATE 3320 MANHOLE HARD | EXCAVATION FOR SUBSTRUCTURES | EXC & BACKFILL FOR HH'S, MH'S & PADS | UNDERGROUND ELECTRIC DISTRIBUTION | 3320.1 | EA | X | X
20120 | X24M-A | MANHOLE EXCAVATION-AVERAGE SOIL EXCAVATI | EXCAVATION FOR SUBSTRUCTURES | EXC & BACKFILL FOR HH'S, MH'S & PADS | UNDERGROUND ELECTRIC DISTRIBUTION | 3324.3 | EA | X | X
20120 | X3-1/2 | EXCAVATE 3-1/2 HANDHOLE | EXCAVATION FOR SUBSTRUCTURES | EXC & BACKFILL FOR HH'S, MH'S & PADS | UNDERGROUND ELECTRIC DISTRIBUTION | 3308 | EA | X
20120 | X3317A | EXCAVATE AND BACKFILL 3317 AVG | EXCAVATION FOR SUBSTRUCTURES | EXC & BACKFILL FOR HH'S, MH'S & PADS | UNDERGROUND ELECTRIC DISTRIBUTION | 3317.1 | EA | X
20120 | X3317H | EXCAVATE AND BACKFILL 3317 HARD | EXCAVATION FOR SUBSTRUCTURES | EXC & BACKFILL FOR HH'S, MH'S & PADS | UNDERGROUND ELECTRIC DISTRIBUTION | 3317.1 | EA | X
20140 | X-XF1P | PAD PREP 3421 PAD (1-PHASE TRANSFORMER) | EXCAVATION FOR PADS | EXC & BACKFILL FOR HH'S, MH'S & PADS | UNDERGROUND ELECTRIC DISTRIBUTION |  | EA | X
20140 | X25-3P | PAD PREP 3425 PAD (3-PHASE TRANSFORMER) | EXCAVATION FOR PADS | EXC & BACKFILL FOR HH'S, MH'S & PADS | UNDERGROUND ELECTRIC DISTRIBUTION | 3425.2 | EA | X
20140 | X26B2A | EXCAVATE 3426 PAD W/2 HH (3-PH XFMR) AVG | EXCAVATION FOR PADS | EXC & BACKFILL FOR HH'S, MH'S & PADS | UNDERGROUND ELECTRIC DISTRIBUTION | 3426.2 | EA | X | X
20140 | X26B2H | EXCAVATE 3426 PAD W/2 HH (3-PH XFMR)HARD | EXCAVATION FOR PADS | EXC & BACKFILL FOR HH'S, MH'S & PADS | UNDERGROUND ELECTRIC DISTRIBUTION | 3426.2 | EA | X | X
20140 | X26B3A | EXCAVATE 3426 PAD W/3 HH (3-PH XFMR) AVG | EXCAVATION FOR PADS | EXC & BACKFILL FOR HH'S, MH'S & PADS | UNDERGROUND ELECTRIC DISTRIBUTION | 3426.2 | EA | X | X
20140 | X26B3H | EXCAVATE 3426 PAD W/3 HH (3-PH XFMR)HARD | EXCAVATION FOR PADS | EXC & BACKFILL FOR HH'S, MH'S & PADS | UNDERGROUND ELECTRIC DISTRIBUTION | 3426.2 | EA | X | X
20140 | X26PAD | PAD PREP 3426 PAD (3-PHASE TRANSFORMER) | EXCAVATION FOR PADS | EXC & BACKFILL FOR HH'S, MH'S & PADS | UNDERGROUND ELECTRIC DISTRIBUTION | 3426.2 | EA | X
20140 | X27B3A | EXCAVATE 3427 PAD W/3 HH (3-PH XFMR) AVG | EXCAVATION FOR PADS | EXC & BACKFILL FOR HH'S, MH'S & PADS | UNDERGROUND ELECTRIC DISTRIBUTION | 3427.2 | EA | X | X
20140 | X27B3H | EXCAVATE 3427 PAD W/3 HH (3-PH XFMR)HARD | EXCAVATION FOR PADS | EXC & BACKFILL FOR HH'S, MH'S & PADS | UNDERGROUND ELECTRIC DISTRIBUTION | 3427.2 | EA | X | X
20140 | X27PAD | PAD PREP 3427 PAD (3-PHASE TRANSFORMER) | EXCAVATION FOR PADS | EXC & BACKFILL FOR HH'S, MH'S & PADS | UNDERGROUND ELECTRIC DISTRIBUTION | 3427.1 | EA | X
20140 | X3415P | EXCAVATE 3415 W/3313 HH | EXCAVATION FOR PADS | EXC & BACKFILL FOR HH'S, MH'S & PADS | UNDERGROUND ELECTRIC DISTRIBUTION | 3415.2 | EA | X
20140 | X3416 | EXCAVATE 3416 PAD W/3311 HH | EXCAVATION FOR PADS | EXC & BACKFILL FOR HH'S, MH'S & PADS | UNDERGROUND ELECTRIC DISTRIBUTION | 3416.1 | EA | X
20140 | X3417 | EXCAVATE 3417 PAD W/3313 HH | EXCAVATION FOR PADS | EXC & BACKFILL FOR HH'S, MH'S & PADS | UNDERGROUND ELECTRIC DISTRIBUTION | 3417.1 | EA | X
20140 | X3418 | EXCAVATE 3418 BOX PAD | EXCAVATION FOR PADS | EXC & BACKFILL FOR HH'S, MH'S & PADS | UNDERGROUND ELECTRIC DISTRIBUTION | 3418 | EA | X
20140 | X3419 | EXCAVATE 3419 BOX PAD 64"X60"X24" | EXCAVATION FOR PADS | EXC & BACKFILL FOR HH'S, MH'S & PADS | UNDERGROUND ELECTRIC DISTRIBUTION | 3419 | EA | X
20140 | X3420 | EXCAVATE 3420 PAD W/4-3312 HH | EXCAVATION FOR PADS | EXC & BACKFILL FOR HH'S, MH'S & PADS | UNDERGROUND ELECTRIC DISTRIBUTION | 3420.1 | EA | X
20140 | X3422 | EXCAVATE 3422 PAD W/4-3312 HH | EXCAVATION FOR PADS | EXC & BACKFILL FOR HH'S, MH'S & PADS | UNDERGROUND ELECTRIC DISTRIBUTION | 3422.1 | EA | X
20140 | X3423 | EXCAVATE 3423 BOX PAD 73" X 78" X 32" | EXCAVATION FOR PADS | EXC & BACKFILL FOR HH'S, MH'S & PADS | UNDERGROUND ELECTRIC DISTRIBUTION | 3423.1 | EA | X
20140 | X3428 | EXCAVATE 3428 BOX PAD 84" X 56" X 30" | EXCAVATION FOR PADS | EXC & BACKFILL FOR HH'S, MH'S & PADS | UNDERGROUND ELECTRIC DISTRIBUTION | 3428 | EA | X
20140 | X3429 | EXCAVATE 3429 BOX PAD 104" X 56" X 30" | EXCAVATION FOR PADS | EXC & BACKFILL FOR HH'S, MH'S & PADS | UNDERGROUND ELECTRIC DISTRIBUTION | 3429 | EA | X
20140 | X3440P | EXCAVATE 3440/3440A SWITCH PAD (ONLY) | EXCAVATION FOR PADS | EXC & BACKFILL FOR HH'S, MH'S & PADS | UNDERGROUND ELECTRIC DISTRIBUTION | 3440.2 | EA | X
20140 | X3441P | EXCAVATE 3441/3441A SWITCH PAD (ONLY) | EXCAVATION FOR PADS | EXC & BACKFILL FOR HH'S, MH'S & PADS | UNDERGROUND ELECTRIC DISTRIBUTION | 3441.2 | EA | X
20140 | X3523A | EXCAVATE & BACKFILL CJP | EXCAVATION FOR PADS | EXC & BACKFILL FOR HH'S, MH'S & PADS | UNDERGROUND ELECTRIC DISTRIBUTION |  | EA | X
20140 | XCAP-D | PAD PREP 3414 PAD (CAPACITOR) | EXCAVATION FOR PADS | EXC & BACKFILL FOR HH'S, MH'S & PADS | UNDERGROUND ELECTRIC DISTRIBUTION |  | EA | X
20140 | XFC-1P | EXCAVATE 3411 PAD W/HH (1-PHASE F.C.) | EXCAVATION FOR PADS | EXC & BACKFILL FOR HH'S, MH'S & PADS | UNDERGROUND ELECTRIC DISTRIBUTION |  | EA | X
20140 | XFC-3P | EXCAVATE 3421 PAD W/HH (3-PHASE F.C.) | EXCAVATION FOR PADS | EXC & BACKFILL FOR HH'S, MH'S & PADS | UNDERGROUND ELECTRIC DISTRIBUTION | 3421.2 | EA | X
20140 | XPIP-A | EXCAVATE POUR-IN-PLACE SWI PAD (SWI)-AVG | EXCAVATION FOR PADS | EXC & BACKFILL FOR HH'S, MH'S & PADS | UNDERGROUND ELECTRIC DISTRIBUTION | 3440.6 | EA | X
20140 | XPIP-H | EXCAVATE POUR-IN-PLACE SWI PAD (SWI)HARD | EXCAVATION FOR PADS | EXC & BACKFILL FOR HH'S, MH'S & PADS | UNDERGROUND ELECTRIC DISTRIBUTION | 3440.6 | EA | X
20140 | XSW11A | EXCAVATE 3440 PAD W/2 3311HH'S (SWI)AVG | EXCAVATION FOR PADS | EXC & BACKFILL FOR HH'S, MH'S & PADS | UNDERGROUND ELECTRIC DISTRIBUTION | 3440.6 | EA | X | X
20140 | XSW11H | EXCAVATE 3440 PAD W/2 3311HH'S (SWI)HARD | EXCAVATION FOR PADS | EXC & BACKFILL FOR HH'S, MH'S & PADS | UNDERGROUND ELECTRIC DISTRIBUTION | 3440.6 | EA | X | X
20140 | XSW15H | EXCAVATE 3440 PAD W/3315 HH (SWI)-HARD | EXCAVATION FOR PADS | EXC & BACKFILL FOR HH'S, MH'S & PADS | UNDERGROUND ELECTRIC DISTRIBUTION | 3440.3 | EA | X | X
20140 | XSW16A | EXCAVATE 3441 PAD W/3316 HH (SWI)-AVG | EXCAVATION FOR PADS | EXC & BACKFILL FOR HH'S, MH'S & PADS | UNDERGROUND ELECTRIC DISTRIBUTION | 3441.3 | EA | X | X
20140 | XSW16H | EXCAVATE 3441 PAD W/3316 HH (SWI)-HARD | EXCAVATION FOR PADS | EXC & BACKFILL FOR HH'S, MH'S & PADS | UNDERGROUND ELECTRIC DISTRIBUTION | 3441.3 | EA | X | X
20140 | XTR1-B | EXCAVATE 3411 PAD (1-PHASE TERM W/BUSH) | EXCAVATION FOR PADS | EXC & BACKFILL FOR HH'S, MH'S & PADS | UNDERGROUND ELECTRIC DISTRIBUTION |  | EA | X
20140 | XTR1-T | EXCAVATE 3411 PAD W/H (1-PH TERM W/TAP) | EXCAVATION FOR PADS | EXC & BACKFILL FOR HH'S, MH'S & PADS | UNDERGROUND ELECTRIC DISTRIBUTION |  | EA | X
20140 | XTR3-D | EXCAVATE 3411 PAD W/HH (3-PH TERM 2/0) | EXCAVATION FOR PADS | EXC & BACKFILL FOR HH'S, MH'S & PADS | UNDERGROUND ELECTRIC DISTRIBUTION |  | EA | X
20140 | XTR3-F | EXCAVATE 3413 PAD W/2H (3-PH TERM 350) | EXCAVATION FOR PADS | EXC & BACKFILL FOR HH'S, MH'S & PADS | UNDERGROUND ELECTRIC DISTRIBUTION | 3413.2 | EA | X
20160 | 06M-DG | BACKFILL D.G. 3324 MH 6 FT EXT | IMPORT BACKFILL MAT'L FOR SUBSTRUCTURES | EXC & BACKFILL FOR HH'S, MH'S & PADS | UNDERGROUND ELECTRIC DISTRIBUTION | 3324.1 | EA | X
20160 | 06M-SA | BACKFILL SAND 3324 MH 6 FT EXT | IMPORT BACKFILL MAT'L FOR SUBSTRUCTURES | EXC & BACKFILL FOR HH'S, MH'S & PADS | UNDERGROUND ELECTRIC DISTRIBUTION |  | EA | X
20160 | 06M-SL | BACKFILL SLURRY 3324 MH 6 FT EXT | IMPORT BACKFILL MAT'L FOR SUBSTRUCTURES | EXC & BACKFILL FOR HH'S, MH'S & PADS | UNDERGROUND ELECTRIC DISTRIBUTION |  | EA | X
20160 | 14H-DG | BACKFILL D.G. 3314 HH | IMPORT BACKFILL MAT'L FOR SUBSTRUCTURES | EXC & BACKFILL FOR HH'S, MH'S & PADS | UNDERGROUND ELECTRIC DISTRIBUTION | 3314.3 | EA | X
20160 | 14H-SL | BACKFILL SLURRY 3314 HH | IMPORT BACKFILL MAT'L FOR SUBSTRUCTURES | EXC & BACKFILL FOR HH'S, MH'S & PADS | UNDERGROUND ELECTRIC DISTRIBUTION |  | EA | X
20160 | 14M-DG | BACKFILL D.G. 3325 MH 14 FT | IMPORT BACKFILL MAT'L FOR SUBSTRUCTURES | EXC & BACKFILL FOR HH'S, MH'S & PADS | UNDERGROUND ELECTRIC DISTRIBUTION | 3324.1 | EA | X
20160 | 14M-SL | BACKFILL SLURRY 3325 MH 14 FT | IMPORT BACKFILL MAT'L FOR SUBSTRUCTURES | EXC & BACKFILL FOR HH'S, MH'S & PADS | UNDERGROUND ELECTRIC DISTRIBUTION |  | EA | X
20160 | 15H-DG | BACKFILL D.G. 3315 HH | IMPORT BACKFILL MAT'L FOR SUBSTRUCTURES | EXC & BACKFILL FOR HH'S, MH'S & PADS | UNDERGROUND ELECTRIC DISTRIBUTION | 3315.3 | EA | X
20160 | 15H-SA | BACKFILL SAND 3315 HH | IMPORT BACKFILL MAT'L FOR SUBSTRUCTURES | EXC & BACKFILL FOR HH'S, MH'S & PADS | UNDERGROUND ELECTRIC DISTRIBUTION |  | EA | X
20160 | 15H-SL | BACKFILL SLURRY 3315 HH | IMPORT BACKFILL MAT'L FOR SUBSTRUCTURES | EXC & BACKFILL FOR HH'S, MH'S & PADS | UNDERGROUND ELECTRIC DISTRIBUTION |  | EA | X
20160 | 16H-DG | BACKFILL D.G. 3316 HH | IMPORT BACKFILL MAT'L FOR SUBSTRUCTURES | EXC & BACKFILL FOR HH'S, MH'S & PADS | UNDERGROUND ELECTRIC DISTRIBUTION | 3316.5 | EA | X
20160 | 16H-SA | BACKFILL SAND 3316 HH | IMPORT BACKFILL MAT'L FOR SUBSTRUCTURES | EXC & BACKFILL FOR HH'S, MH'S & PADS | UNDERGROUND ELECTRIC DISTRIBUTION |  | EA | X
20160 | 16H-SL | BACKFILL SLURRY 3316 HH | IMPORT BACKFILL MAT'L FOR SUBSTRUCTURES | EXC & BACKFILL FOR HH'S, MH'S & PADS | UNDERGROUND ELECTRIC DISTRIBUTION |  | EA | X
20160 | 20M-DG | BACKFILL D.G. 3326 MH 20 FT | IMPORT BACKFILL MAT'L FOR SUBSTRUCTURES | EXC & BACKFILL FOR HH'S, MH'S & PADS | UNDERGROUND ELECTRIC DISTRIBUTION | 3324.1 | EA | X
20160 | 20M-SA | BACKFILL SAND 3326 MH 20 FT | IMPORT BACKFILL MAT'L FOR SUBSTRUCTURES | EXC & BACKFILL FOR HH'S, MH'S & PADS | UNDERGROUND ELECTRIC DISTRIBUTION |  | EA | X
20160 | 20M-SL | BACKFILL SLURRY 3326 MH 20 FT | IMPORT BACKFILL MAT'L FOR SUBSTRUCTURES | EXC & BACKFILL FOR HH'S, MH'S & PADS | UNDERGROUND ELECTRIC DISTRIBUTION |  | EA | X
20160 | 20M/DG | BACKFILL D.G. 3320 MH | IMPORT BACKFILL MAT'L FOR SUBSTRUCTURES | EXC & BACKFILL FOR HH'S, MH'S & PADS | UNDERGROUND ELECTRIC DISTRIBUTION | 3320.1 | EA | X
20160 | 20M/SA | BACKFILL SAND 3320 MH | IMPORT BACKFILL MAT'L FOR SUBSTRUCTURES | EXC & BACKFILL FOR HH'S, MH'S & PADS | UNDERGROUND ELECTRIC DISTRIBUTION | 3320.1 | EA | X
20160 | 20M/SL | BACKFILL SLURRY 3320 MH | IMPORT BACKFILL MAT'L FOR SUBSTRUCTURES | EXC & BACKFILL FOR HH'S, MH'S & PADS | UNDERGROUND ELECTRIC DISTRIBUTION | 3320.1 | EA | X
20180 | SH06MH | SHORING 3324 MANHOLE EXT 6 FT LENGTH | SHORING SUBSTRUCTURES | EXC & BACKFILL FOR HH'S, MH'S & PADS | UNDERGROUND ELECTRIC DISTRIBUTION |  | EA | X
20180 | SH14MH | SHORING 3325 MANHOLE 14 FT | SHORING SUBSTRUCTURES | EXC & BACKFILL FOR HH'S, MH'S & PADS | UNDERGROUND ELECTRIC DISTRIBUTION |  | EA | X
20180 | SH20MH | SHORING 3326 MANHOLE 20 FT | SHORING SUBSTRUCTURES | EXC & BACKFILL FOR HH'S, MH'S & PADS | UNDERGROUND ELECTRIC DISTRIBUTION |  | EA | X
20180 | SHOR-H | SHORING PRIMARY HANDHOLES | SHORING SUBSTRUCTURES | EXC & BACKFILL FOR HH'S, MH'S & PADS | UNDERGROUND ELECTRIC DISTRIBUTION |  | EA | X
20185 | R-S20M | SPOIL FROM 3320 MH | SPOIL REMOVAL FROM SUBSTRUCTURE EXC | EXC & BACKFILL FOR HH'S, MH'S & PADS | UNDERGROUND ELECTRIC DISTRIBUTION |  | EA | X
20185 | R/S06M | SPOIL FROM 3324 MH 6 FT EXT | SPOIL REMOVAL FROM SUBSTRUCTURE EXC | EXC & BACKFILL FOR HH'S, MH'S & PADS | UNDERGROUND ELECTRIC DISTRIBUTION |  | EA | X
20185 | R/S14H | SPOIL FROM 3314 HH | SPOIL REMOVAL FROM SUBSTRUCTURE EXC | EXC & BACKFILL FOR HH'S, MH'S & PADS | UNDERGROUND ELECTRIC DISTRIBUTION |  | EA | X
20185 | R/S14M | SPOIL FROM 3325 MH 14 FT | SPOIL REMOVAL FROM SUBSTRUCTURE EXC | EXC & BACKFILL FOR HH'S, MH'S & PADS | UNDERGROUND ELECTRIC DISTRIBUTION |  | EA | X
20185 | R/S15H | SPOIL FROM 3315 HH | SPOIL REMOVAL FROM SUBSTRUCTURE EXC | EXC & BACKFILL FOR HH'S, MH'S & PADS | UNDERGROUND ELECTRIC DISTRIBUTION |  | EA | X
20185 | R/S16H | SPOIL FROM 3316 HH | SPOIL REMOVAL FROM SUBSTRUCTURE EXC | EXC & BACKFILL FOR HH'S, MH'S & PADS | UNDERGROUND ELECTRIC DISTRIBUTION |  | EA | X
20185 | R/S20M | SPOIL FROM 3326 MH 20 FT | SPOIL REMOVAL FROM SUBSTRUCTURE EXC | EXC & BACKFILL FOR HH'S, MH'S & PADS | UNDERGROUND ELECTRIC DISTRIBUTION |  | EA | X
20190 | AD-P-H | ADJUST HH TO GRADE (IN PKY OR NEW CONST) | ADJUST TO GRADE - PRIMARY HH'S & MH'S | EXC & BACKFILL FOR HH'S, MH'S & PADS | UNDERGROUND ELECTRIC DISTRIBUTION |  | EA | X
20190 | AD-P-M | ADJUST MH TO GRADE (IN PKY OR NEW CONST) | ADJUST TO GRADE - PRIMARY HH'S & MH'S | EXC & BACKFILL FOR HH'S, MH'S & PADS | UNDERGROUND ELECTRIC DISTRIBUTION |  | EA | X
20190 | ADJ-HH | ADJUST HH TO GRADE (IN ST OR SIDEWALK) | ADJUST TO GRADE - PRIMARY HH'S & MH'S | EXC & BACKFILL FOR HH'S, MH'S & PADS | UNDERGROUND ELECTRIC DISTRIBUTION |  | EA |  |  |  | X
20190 | ADJ-MH | ADJUST MH TO GRADE (IN ST OR SIDEWALK) | ADJUST TO GRADE - PRIMARY HH'S & MH'S | EXC & BACKFILL FOR HH'S, MH'S & PADS | UNDERGROUND ELECTRIC DISTRIBUTION |  | EA |  |  |  | X
20200 | A/B06M | ASPHALT BREAK FOR 3324 MH 6 FT EXT | PAVEMENT BRK & TEMP REPAIR FOR SUBSTR | PAVEMENT BRK & REPAIR FOR SUBSTRUCTURES | UNDERGROUND ELECTRIC DISTRIBUTION |  | EA | X | X
20200 | A/B14H | ASPHALT BREAK FOR 3314 HANDHOLE | PAVEMENT BRK & TEMP REPAIR FOR SUBSTR | PAVEMENT BRK & REPAIR FOR SUBSTRUCTURES | UNDERGROUND ELECTRIC DISTRIBUTION |  | EA | X | X
20200 | A/B14M | ASPHALT BREAK FOR 3324 MH 14 FT | PAVEMENT BRK & TEMP REPAIR FOR SUBSTR | PAVEMENT BRK & REPAIR FOR SUBSTRUCTURES | UNDERGROUND ELECTRIC DISTRIBUTION |  | EA | X | X
20200 | A/B15H | ASPHALT BREAK FOR 3315 HANDHOLE | PAVEMENT BRK & TEMP REPAIR FOR SUBSTR | PAVEMENT BRK & REPAIR FOR SUBSTRUCTURES | UNDERGROUND ELECTRIC DISTRIBUTION |  | EA | X | X
20200 | A/B16H | ASPHALT BREAK FOR 3316 HANDHOLE | PAVEMENT BRK & TEMP REPAIR FOR SUBSTR | PAVEMENT BRK & REPAIR FOR SUBSTRUCTURES | UNDERGROUND ELECTRIC DISTRIBUTION |  | EA | X | X
20200 | A/B20M | ASPHALT BREAK FOR 3324 MH 20 FT | PAVEMENT BRK & TEMP REPAIR FOR SUBSTR | PAVEMENT BRK & REPAIR FOR SUBSTRUCTURES | UNDERGROUND ELECTRIC DISTRIBUTION |  | EA | X | X
20200 | A/B26M | ASPHALT BREAK FOR 3324 MH 26 FT | PAVEMENT BRK & TEMP REPAIR FOR SUBSTR | PAVEMENT BRK & REPAIR FOR SUBSTRUCTURES | UNDERGROUND ELECTRIC DISTRIBUTION |  | EA | X | X
20200 | C/B06M | CONCRETE CUT AND BREAK FOR 3324 MH EXT | PAVEMENT BRK & TEMP REPAIR FOR SUBSTR | PAVEMENT BRK & REPAIR FOR SUBSTRUCTURES | UNDERGROUND ELECTRIC DISTRIBUTION |  | EA | X | X
20200 | C/B14H | CONCRETE CUT AND BREAK FOR 3314 HH | PAVEMENT BRK & TEMP REPAIR FOR SUBSTR | PAVEMENT BRK & REPAIR FOR SUBSTRUCTURES | UNDERGROUND ELECTRIC DISTRIBUTION |  | EA | X | X
20200 | C/B14M | CONCRETE CUT AND BREAK FOR 3324 MH 14 FT | PAVEMENT BRK & TEMP REPAIR FOR SUBSTR | PAVEMENT BRK & REPAIR FOR SUBSTRUCTURES | UNDERGROUND ELECTRIC DISTRIBUTION |  | EA | X | X
20200 | C/B15H | CONCRETE CUT AND BREAK FOR 3315 HH | PAVEMENT BRK & TEMP REPAIR FOR SUBSTR | PAVEMENT BRK & REPAIR FOR SUBSTRUCTURES | UNDERGROUND ELECTRIC DISTRIBUTION |  | EA | X | X
20200 | C/B16H | CONCRETE CUT AND BREAK FOR 3316 HH | PAVEMENT BRK & TEMP REPAIR FOR SUBSTR | PAVEMENT BRK & REPAIR FOR SUBSTRUCTURES | UNDERGROUND ELECTRIC DISTRIBUTION |  | EA | X | X
20200 | C/B20M | CONCRETE CUT AND BREAK FOR 3324 MH 20 FT | PAVEMENT BRK & TEMP REPAIR FOR SUBSTR | PAVEMENT BRK & REPAIR FOR SUBSTRUCTURES | UNDERGROUND ELECTRIC DISTRIBUTION |  | EA | X | X
20200 | C/B26M | CONCRETE CUT AND BREAK FOR 3324 MH 26 FT | PAVEMENT BRK & TEMP REPAIR FOR SUBSTR | PAVEMENT BRK & REPAIR FOR SUBSTRUCTURES | UNDERGROUND ELECTRIC DISTRIBUTION |  | EA | X | X
20200 | C/P14H | COLD PATCH AND CLEAN-UP 3314 HH | PAVEMENT BRK & TEMP REPAIR FOR SUBSTR | PAVEMENT BRK & REPAIR FOR SUBSTRUCTURES | UNDERGROUND ELECTRIC DISTRIBUTION |  | EA | X
20200 | C/P14M | COLD PATCH AND CLEAN-UP 3324 MH 14 FT | PAVEMENT BRK & TEMP REPAIR FOR SUBSTR | PAVEMENT BRK & REPAIR FOR SUBSTRUCTURES | UNDERGROUND ELECTRIC DISTRIBUTION |  | EA | X
20200 | C/P15H | COLD PATCH AND CLEAN-UP 3315 HH | PAVEMENT BRK & TEMP REPAIR FOR SUBSTR | PAVEMENT BRK & REPAIR FOR SUBSTRUCTURES | UNDERGROUND ELECTRIC DISTRIBUTION |  | EA | X
20200 | C/P16H | COLD PATCH AND CLEAN-UP 3316 HH | PAVEMENT BRK & TEMP REPAIR FOR SUBSTR | PAVEMENT BRK & REPAIR FOR SUBSTRUCTURES | UNDERGROUND ELECTRIC DISTRIBUTION |  | EA | X
20200 | C/P20M | COLD PATCH AND CLEAN-UP 3324 MH 20 FT | PAVEMENT BRK & TEMP REPAIR FOR SUBSTR | PAVEMENT BRK & REPAIR FOR SUBSTRUCTURES | UNDERGROUND ELECTRIC DISTRIBUTION |  | EA | X
20220 | AB14HH | ASPHALT BASE MANUAL 3314 HH | ASPHALT REPAIR FOR SUBSTRUCTURES (MAN) | PAVEMENT BRK & REPAIR FOR SUBSTRUCTURES | UNDERGROUND ELECTRIC DISTRIBUTION |  | EA | X
20220 | AB15HH | ASPHALT BASE MANUAL 3315 HH | ASPHALT REPAIR FOR SUBSTRUCTURES (MAN) | PAVEMENT BRK & REPAIR FOR SUBSTRUCTURES | UNDERGROUND ELECTRIC DISTRIBUTION |  | EA | X
20220 | AB16HH | ASPHALT BASE MANUAL 3316 HH | ASPHALT REPAIR FOR SUBSTRUCTURES (MAN) | PAVEMENT BRK & REPAIR FOR SUBSTRUCTURES | UNDERGROUND ELECTRIC DISTRIBUTION |  | EA | X
20220 | AS14HH | ASPHALT BASE & TOP MAN 3314 HH | ASPHALT REPAIR FOR SUBSTRUCTURES (MAN) | PAVEMENT BRK & REPAIR FOR SUBSTRUCTURES | UNDERGROUND ELECTRIC DISTRIBUTION |  | EA | X
20220 | AS15HH | ASPHALT BASE & TOP MAN 3315 HH | ASPHALT REPAIR FOR SUBSTRUCTURES (MAN) | PAVEMENT BRK & REPAIR FOR SUBSTRUCTURES | UNDERGROUND ELECTRIC DISTRIBUTION |  | EA | X
20220 | AS16HH | ASPHALT BASE & TOP MAN 3316 HH | ASPHALT REPAIR FOR SUBSTRUCTURES (MAN) | PAVEMENT BRK & REPAIR FOR SUBSTRUCTURES | UNDERGROUND ELECTRIC DISTRIBUTION |  | EA | X
20220 | AT14HH | ASPHALT TOP MANUAL 3314 HH | ASPHALT REPAIR FOR SUBSTRUCTURES (MAN) | PAVEMENT BRK & REPAIR FOR SUBSTRUCTURES | UNDERGROUND ELECTRIC DISTRIBUTION |  | EA | X
20220 | AT14MH | ASPHALT TOP MANUAL 3324 MH 14 FT | ASPHALT REPAIR FOR SUBSTRUCTURES (MAN) | PAVEMENT BRK & REPAIR FOR SUBSTRUCTURES | UNDERGROUND ELECTRIC DISTRIBUTION |  | EA | X
20220 | AT15HH | ASPHALT TOP MANUAL 3315 HH | ASPHALT REPAIR FOR SUBSTRUCTURES (MAN) | PAVEMENT BRK & REPAIR FOR SUBSTRUCTURES | UNDERGROUND ELECTRIC DISTRIBUTION |  | EA | X
20220 | AT16HH | ASPHALT TOP MANUAL 3316 HH | ASPHALT REPAIR FOR SUBSTRUCTURES (MAN) | PAVEMENT BRK & REPAIR FOR SUBSTRUCTURES | UNDERGROUND ELECTRIC DISTRIBUTION |  | EA | X
20220 | AT20MH | ASPHALT TOP MANUAL 3324 MH 20 FT | ASPHALT REPAIR FOR SUBSTRUCTURES (MAN) | PAVEMENT BRK & REPAIR FOR SUBSTRUCTURES | UNDERGROUND ELECTRIC DISTRIBUTION |  | EA | X
20240 | AB14MM | ASPHALT BASE MECH 3324 MH 14 FT | ASPHALT REPAIR FOR SUBSTRUCTURES (MECH) | PAVEMENT BRK & REPAIR FOR SUBSTRUCTURES | UNDERGROUND ELECTRIC DISTRIBUTION |  | EA | X
20240 | AS14MM | ASPHALT BASE & TOP MECH 3324 MH 14 FT | ASPHALT REPAIR FOR SUBSTRUCTURES (MECH) | PAVEMENT BRK & REPAIR FOR SUBSTRUCTURES | UNDERGROUND ELECTRIC DISTRIBUTION |  | EA | X
20240 | AS20MM | ASPHALT BASE & TOP MECH 3324 MH 20 FT | ASPHALT REPAIR FOR SUBSTRUCTURES (MECH) | PAVEMENT BRK & REPAIR FOR SUBSTRUCTURES | UNDERGROUND ELECTRIC DISTRIBUTION |  | EA | X
20240 | AS26MM | ASPHALT BASE & TOP MECH 3324 MH 26 FT | ASPHALT REPAIR FOR SUBSTRUCTURES (MECH) | PAVEMENT BRK & REPAIR FOR SUBSTRUCTURES | UNDERGROUND ELECTRIC DISTRIBUTION |  | EA | X
20260 | CB14MM | CONCRETE BASE MECH 3324 MH 14 FT | CONCRETE BASE FOR SUBSTRUCTURES | PAVEMENT BRK & REPAIR FOR SUBSTRUCTURES | UNDERGROUND ELECTRIC DISTRIBUTION |  | EA | X
20260 | CB15HH | CONCRETE BASE MAN 3315 HH | CONCRETE BASE FOR SUBSTRUCTURES | PAVEMENT BRK & REPAIR FOR SUBSTRUCTURES | UNDERGROUND ELECTRIC DISTRIBUTION |  | EA | X
20260 | CB16HH | CONCRETE BASE MAN 3316 HH | CONCRETE BASE FOR SUBSTRUCTURES | PAVEMENT BRK & REPAIR FOR SUBSTRUCTURES | UNDERGROUND ELECTRIC DISTRIBUTION |  | EA | X
20260 | CB20MM | CONCRETE BASE MECH 3324 MH 20 FT | CONCRETE BASE FOR SUBSTRUCTURES | PAVEMENT BRK & REPAIR FOR SUBSTRUCTURES | UNDERGROUND ELECTRIC DISTRIBUTION |  | EA | X
20260 | CB26MM | CONCRETE BASE MECH 3324 MH 26 FT | CONCRETE BASE FOR SUBSTRUCTURES | PAVEMENT BRK & REPAIR FOR SUBSTRUCTURES | UNDERGROUND ELECTRIC DISTRIBUTION |  | EA | X
20280 | CC06MM | CONCRETE REPAIR MECH 3324 MH 6 FT EXT | CONCRETE REPAIR FOR SUBSTRUCTURES | PAVEMENT BRK & REPAIR FOR SUBSTRUCTURES | UNDERGROUND ELECTRIC DISTRIBUTION |  | EA | X
20280 | CC14HH | CONCRETE REPAIR MAN 3314 HH | CONCRETE REPAIR FOR SUBSTRUCTURES | PAVEMENT BRK & REPAIR FOR SUBSTRUCTURES | UNDERGROUND ELECTRIC DISTRIBUTION |  | EA | X
20280 | CC15HH | CONCRETE REPAIR MAN 3315 HH | CONCRETE REPAIR FOR SUBSTRUCTURES | PAVEMENT BRK & REPAIR FOR SUBSTRUCTURES | UNDERGROUND ELECTRIC DISTRIBUTION |  | EA | X
20280 | CC16HH | CONCRETE REPAIR MAN 3316 HH | CONCRETE REPAIR FOR SUBSTRUCTURES | PAVEMENT BRK & REPAIR FOR SUBSTRUCTURES | UNDERGROUND ELECTRIC DISTRIBUTION |  | EA | X
20280 | CC20MM | CONCRETE REPAIR MECH 3324 MH 20 FT | CONCRETE REPAIR FOR SUBSTRUCTURES | PAVEMENT BRK & REPAIR FOR SUBSTRUCTURES | UNDERGROUND ELECTRIC DISTRIBUTION |  | EA | X
20280 | CC26MM | CONCRETE REPAIR MECH 3324 MH 26 FT | CONCRETE REPAIR FOR SUBSTRUCTURES | PAVEMENT BRK & REPAIR FOR SUBSTRUCTURES | UNDERGROUND ELECTRIC DISTRIBUTION |  | EA | X
20280 | CO14ST | COVER 3314-1 HOLE 1-3/4 | CONCRETE REPAIR FOR SUBSTRUCTURES | PAVEMENT BRK & REPAIR FOR SUBSTRUCTURES | UNDERGROUND ELECTRIC DISTRIBUTION |  | EA | X | X
20280 | CO16FL | 3316 FLUSH MOUNT COVER | CONCRETE REPAIR FOR SUBSTRUCTURES | PAVEMENT BRK & REPAIR FOR SUBSTRUCTURES | UNDERGROUND ELECTRIC DISTRIBUTION | 3316 | EA | X | X
20299 | TRWIRE | TRACR WIRE 4 ABNDND CNDT-BY UTILITY ONLY | MARKING ABANDONED CONDUITS | PAVEMENT BRK & REPAIR FOR SUBSTRUCTURES | UNDERGROUND ELECTRIC DISTRIBUTION | N/A | FT | X | X
20299 | TWABOX | TRACER WIRE ACCESS BOX - BY UTILITY ONLY | MARKING ABANDONED CONDUITS | PAVEMENT BRK & REPAIR FOR SUBSTRUCTURES | UNDERGROUND ELECTRIC DISTRIBUTION | N/A | EA | X | X
20299 | XTWABX | EXCVTE & BKFL TRCR WIRE ACCSS BX-BY UTIL | MARKING ABANDONED CONDUITS | PAVEMENT BRK & REPAIR FOR SUBSTRUCTURES | UNDERGROUND ELECTRIC DISTRIBUTION | N/A | EA | X
20300 | I6/1-4 | RETAINING WALL - TYPE I 1 FT-4 IN | RETAINING WALLS - TYPE I (6IN BLOCKS) | PROTECTIVE BARRIERS & EXC FOR BARRIERS | UNDERGROUND ELECTRIC DISTRIBUTION | 3487.1 | FT | X | X
20300 | I6/2-4 | RETAINING WALL - TYPE I 2 FT-4 IN | RETAINING WALLS - TYPE I (6IN BLOCKS) | PROTECTIVE BARRIERS & EXC FOR BARRIERS | UNDERGROUND ELECTRIC DISTRIBUTION | 3487.1 | FT | X | X
20300 | I6/2-8 | RETAINING WALL - TYPE I 2 FT-8 IN | RETAINING WALLS - TYPE I (6IN BLOCKS) | PROTECTIVE BARRIERS & EXC FOR BARRIERS | UNDERGROUND ELECTRIC DISTRIBUTION | 3487.1 | FT | X | X
20300 | I6/3-4 | RET WALL - TYPE I 3 FT-4 IN 6IN BLOCKS | RETAINING WALLS - TYPE I (6IN BLOCKS) | PROTECTIVE BARRIERS & EXC FOR BARRIERS | UNDERGROUND ELECTRIC DISTRIBUTION | 3487.1 | FT | X | X
20300 | I6/4-0 | RET WALL - TYPE I 4 FT-0 IN 6IN BLOCKS | RETAINING WALLS - TYPE I (6IN BLOCKS) | PROTECTIVE BARRIERS & EXC FOR BARRIERS | UNDERGROUND ELECTRIC DISTRIBUTION | 3487.1 | FT | X | X
20300 | ZREMVU | TEMP CU FOR UG REMOVAL JOB | RETAINING WALLS - TYPE I (6IN BLOCKS) | PROTECTIVE BARRIERS & EXC FOR BARRIERS | UNDERGROUND ELECTRIC DISTRIBUTION | 3487.1 | EA | X | X
20320 | I8/1-4 | RETAINING WALL TYPE I 1FT-4IN | RETAINING WALLS - TYPE I (8IN BLOCKS) | PROTECTIVE BARRIERS & EXC FOR BARRIERS | UNDERGROUND ELECTRIC DISTRIBUTION | 3487.1 | FT | X | X
20320 | I8/2-4 | RETAINING WALL TYPE 1 2FT-4IN | RETAINING WALLS - TYPE I (8IN BLOCKS) | PROTECTIVE BARRIERS & EXC FOR BARRIERS | UNDERGROUND ELECTRIC DISTRIBUTION | 3487.1 | FT | X | X
20320 | I8/2-8 | RETAINING WALL TYPE 1 2FT-8IN | RETAINING WALLS - TYPE I (8IN BLOCKS) | PROTECTIVE BARRIERS & EXC FOR BARRIERS | UNDERGROUND ELECTRIC DISTRIBUTION | 3487.1 | FT | X | X
20320 | I8/3-4 | RET WALL - TYPE I 3 FT-4 IN 8IN BLOCKS | RETAINING WALLS - TYPE I (8IN BLOCKS) | PROTECTIVE BARRIERS & EXC FOR BARRIERS | UNDERGROUND ELECTRIC DISTRIBUTION | 3487.2 | FT | X | X
20320 | I8/4-0 | RET WALL - TYPE I 4 FT-0 IN 8IN BLOCKS | RETAINING WALLS - TYPE I (8IN BLOCKS) | PROTECTIVE BARRIERS & EXC FOR BARRIERS | UNDERGROUND ELECTRIC DISTRIBUTION | 3487.2 | FT | X | X
20320 | I8/4-8 | RETAINING WALL - TYPE I 4 FT-8 IN | RETAINING WALLS - TYPE I (8IN BLOCKS) | PROTECTIVE BARRIERS & EXC FOR BARRIERS | UNDERGROUND ELECTRIC DISTRIBUTION | 3487.2 | FT | X | X
20320 | I8/5-4 | RETAINING WALL - TYPE I 5 FT-4 IN | RETAINING WALLS - TYPE I (8IN BLOCKS) | PROTECTIVE BARRIERS & EXC FOR BARRIERS | UNDERGROUND ELECTRIC DISTRIBUTION | 3487.2 | FT | X | X
20340 | II/4-0 | RETAINING WALL TYPE II 4FT-0IN | RETAINING WALLS - TYPE II (8IN BLOCKS) | PROTECTIVE BARRIERS & EXC FOR BARRIERS | UNDERGROUND ELECTRIC DISTRIBUTION | 3487.2 | FT | X | X
20340 | II/4-8 | RETAINING WALL TYPE II 4FT-8IN | RETAINING WALLS - TYPE II (8IN BLOCKS) | PROTECTIVE BARRIERS & EXC FOR BARRIERS | UNDERGROUND ELECTRIC DISTRIBUTION | 3487.2 | FT | X | X
20340 | II/5-4 | RETAINING WALL TYPE II 5FT-4IN | RETAINING WALLS - TYPE II (8IN BLOCKS) | PROTECTIVE BARRIERS & EXC FOR BARRIERS | UNDERGROUND ELECTRIC DISTRIBUTION | 3487.2 | FT | X | X
20340 | II/6-0 | RETAINING WALL TYPE II 6FT-0IN | RETAINING WALLS - TYPE II (8IN BLOCKS) | PROTECTIVE BARRIERS & EXC FOR BARRIERS | UNDERGROUND ELECTRIC DISTRIBUTION | 3487.2 | FT | X | X
20340 | II/6-8 | RETAINING WALL TYPE II 6FT-8IN | RETAINING WALLS - TYPE II (8IN BLOCKS) | PROTECTIVE BARRIERS & EXC FOR BARRIERS | UNDERGROUND ELECTRIC DISTRIBUTION | 3487.2 | FT | X | X
20340 | II/8-0 | RETAINING WALL TYPE II 8FT-0IN | RETAINING WALLS - TYPE II (8IN BLOCKS) | PROTECTIVE BARRIERS & EXC FOR BARRIERS | UNDERGROUND ELECTRIC DISTRIBUTION | 3487.2 | FT | X | X
20360 | III4-0 | RETAINING WALL TYPE III 4FT-0IN | RETAINING WALLS - TYPE III (6IN BLOCKS) | PROTECTIVE BARRIERS & EXC FOR BARRIERS | UNDERGROUND ELECTRIC DISTRIBUTION | 3487.2 | FT | X | X
20360 | III4-8 | RETAINING WALL TYPE III 4FT-8IN | RETAINING WALLS - TYPE III (6IN BLOCKS) | PROTECTIVE BARRIERS & EXC FOR BARRIERS | UNDERGROUND ELECTRIC DISTRIBUTION | 3487.2 | FT | X | X
20360 | III5-4 | RETAINING WALL TYPE III 5FT-4IN | RETAINING WALLS - TYPE III (6IN BLOCKS) | PROTECTIVE BARRIERS & EXC FOR BARRIERS | UNDERGROUND ELECTRIC DISTRIBUTION | 3487.2 | FT | X | X
20360 | III6-0 | RETAINING WALL TYPE III 6FT-0IN | RETAINING WALLS - TYPE III (6IN BLOCKS) | PROTECTIVE BARRIERS & EXC FOR BARRIERS | UNDERGROUND ELECTRIC DISTRIBUTION | 3487.2 | FT | X | X
20360 | III6-8 | RETAINING WALL TYPE III 6FT-8IN | RETAINING WALLS - TYPE III (6IN BLOCKS) | PROTECTIVE BARRIERS & EXC FOR BARRIERS | UNDERGROUND ELECTRIC DISTRIBUTION | 3487.2 | FT | X | X
20380 | IV/4-8 | RETAINING WALL TYPE IV 4FT-8IN | RETAINING WALLS - TYPE IV (8IN BLOCKS) | PROTECTIVE BARRIERS & EXC FOR BARRIERS | UNDERGROUND ELECTRIC DISTRIBUTION | 3487.2 | FT | X | X
20380 | IV/5-4 | RETAINING WALL TYPE IV 5FT-4IN | RETAINING WALLS - TYPE IV (8IN BLOCKS) | PROTECTIVE BARRIERS & EXC FOR BARRIERS | UNDERGROUND ELECTRIC DISTRIBUTION | 3487.2 | FT | X | X
20400 | V//6-0 | RETAINING WALL TYPE V 6FT-0IN | RETAINING WALLS - TYPE V (8IN BLOCKS) | PROTECTIVE BARRIERS & EXC FOR BARRIERS | UNDERGROUND ELECTRIC DISTRIBUTION | 3487.2 | FT | X | X
20400 | V//6-8 | RETAINING WALL TYPE V 6FT-8IN | RETAINING WALLS - TYPE V (8IN BLOCKS) | PROTECTIVE BARRIERS & EXC FOR BARRIERS | UNDERGROUND ELECTRIC DISTRIBUTION | 3487.2 | FT | X | X
20400 | V//8-0 | RETAINING WALL TYPE V 8FT-0IN | RETAINING WALLS - TYPE V (8IN BLOCKS) | PROTECTIVE BARRIERS & EXC FOR BARRIERS | UNDERGROUND ELECTRIC DISTRIBUTION | 3487.2 | FT | X | X
20410 | VI/6-0 | RETAINING WALL TYPE VI 6FT-0IN | RETAINING WALLS-TYPE VI (8IN BLOCKS) | PROTECTIVE BARRIERS & EXC FOR BARRIERS | UNDERGROUND ELECTRIC DISTRIBUTION | 3487.6 | FT | X | X
20420 | RW-PRE | RETAINING WALL - PREFORMED PLASTIC | RETAINING WALLS - PREFORMED PLASTIC | PROTECTIVE BARRIERS & EXC FOR BARRIERS | UNDERGROUND ELECTRIC DISTRIBUTION | 3484.3 | EA | X | X
20440 | XRW--I | EXCAVATE RETAINING WALL TYPE I | EXCAVATION FOR RETAINING WALLS | PROTECTIVE BARRIERS & EXC FOR BARRIERS | UNDERGROUND ELECTRIC DISTRIBUTION | 3487.1 | FT | X
20440 | XRW--V | EXCAVATE RETAINING WALL TYPE V | EXCAVATION FOR RETAINING WALLS | PROTECTIVE BARRIERS & EXC FOR BARRIERS | UNDERGROUND ELECTRIC DISTRIBUTION | 3487.1 | FT | X
20440 | XRW-II | EXCAVATE RETAINING WALL TYPE II | EXCAVATION FOR RETAINING WALLS | PROTECTIVE BARRIERS & EXC FOR BARRIERS | UNDERGROUND ELECTRIC DISTRIBUTION | 3487.1 | FT | X
20440 | XRW-IV | EXCAVATE RETAINING WALL TYPE IV | EXCAVATION FOR RETAINING WALLS | PROTECTIVE BARRIERS & EXC FOR BARRIERS | UNDERGROUND ELECTRIC DISTRIBUTION | 3487.1 | FT | X
20440 | XRW-PL | EXCAVATE RETAINING WALL PLASTIC | EXCAVATION FOR RETAINING WALLS | PROTECTIVE BARRIERS & EXC FOR BARRIERS | UNDERGROUND ELECTRIC DISTRIBUTION | 3485 | EA | X
20440 | XRWIII | EXCAVATE RETAINING WALL TYPE III | EXCAVATION FOR RETAINING WALLS | PROTECTIVE BARRIERS & EXC FOR BARRIERS | UNDERGROUND ELECTRIC DISTRIBUTION | 3487.1 | FT | X
20450 | FLT-WK | MISC CONCRETE FLAT WORK (PER SQ. FOOT) | MISCELLANEOUS RETAINING WALL WORK | PROTECTIVE BARRIERS & EXC FOR BARRIERS | UNDERGROUND ELECTRIC DISTRIBUTION |  | FT | X
20460 | FK-CRB | CURB, FAKE 120" X 40" FITS 3316/3315 | TRAFFIC BARRIERS AND FAKE CURBS | PROTECTIVE BARRIERS & EXC FOR BARRIERS | UNDERGROUND ELECTRIC DISTRIBUTION |  | EA | X
20460 | TB-PER | TRAFFIC BARRIER - PERMANENT UG | TRAFFIC BARRIERS AND FAKE CURBS | PROTECTIVE BARRIERS & EXC FOR BARRIERS | UNDERGROUND ELECTRIC DISTRIBUTION | 3481.1 | EA | X | X
20460 | TB-REM | (MACRO) TRAFFIC BARRIER - REMOVABLE | TRAFFIC BARRIERS AND FAKE CURBS | PROTECTIVE BARRIERS & EXC FOR BARRIERS | UNDERGROUND ELECTRIC DISTRIBUTION | 3481.1 | EA | X | X
20460 | TB-REM-1 | (USE MACRO) TRAFFIC BARRIER - REMOVABLE | TRAFFIC BARRIERS AND FAKE CURBS | PROTECTIVE BARRIERS & EXC FOR BARRIERS | UNDERGROUND ELECTRIC DISTRIBUTION | 3481.1 | EA | X | X
20460 | TB-REM-2 | (USE MACRO) TRAFFIC BARRIER - REMOVABLE | TRAFFIC BARRIERS AND FAKE CURBS | PROTECTIVE BARRIERS & EXC FOR BARRIERS | UNDERGROUND ELECTRIC DISTRIBUTION | 3481.1 | EA | X | X
20461 | SW3421 | SOUND WALL FOR 3421 PAD BY CUSTOMER | SOUND WALLS BY CUSTOMER | PROTECTIVE BARRIERS & EXC FOR BARRIERS | UNDERGROUND ELECTRIC DISTRIBUTION | 3478 | EA | X
20461 | SW3425 | SOUND WALL FOR 3425 PAD BY CUSTOMER | SOUND WALLS BY CUSTOMER | PROTECTIVE BARRIERS & EXC FOR BARRIERS | UNDERGROUND ELECTRIC DISTRIBUTION | 3478 | EA | X
20461 | SW3426 | SOUND WALL FOR 3426 PAD BY CUSTOMER | SOUND WALLS BY CUSTOMER | PROTECTIVE BARRIERS & EXC FOR BARRIERS | UNDERGROUND ELECTRIC DISTRIBUTION | 3478 | EA | X
20461 | SW3427 | SOUND WALL FOR 3427 PAD BY CUSTOMER | SOUND WALLS BY CUSTOMER | PROTECTIVE BARRIERS & EXC FOR BARRIERS | UNDERGROUND ELECTRIC DISTRIBUTION | 3478 | EA | X
20463 | 1-2"SB | 1-2 IN DB SERV COND BEND BY CUSTOMER | SERVICE CONDUIT BENDS BY CUSTOMER | CONDUIT | UNDERGROUND ELECTRIC DISTRIBUTION |  | EA | X
20463 | 1-3"SB | 1-3 IN DB SERV COND BEND BY CUSTOMER | SERVICE CONDUIT BENDS BY CUSTOMER | CONDUIT | UNDERGROUND ELECTRIC DISTRIBUTION |  | EA | X
20463 | 1-4"SB | 1-4 IN DB SERV COND BEND BY CUSTOMER | SERVICE CONDUIT BENDS BY CUSTOMER | CONDUIT | UNDERGROUND ELECTRIC DISTRIBUTION |  | EA | X
20463 | 1-5"SB | 1-5 IN DB SERV COND BEND BY CUSTOMER | SERVICE CONDUIT BENDS BY CUSTOMER | CONDUIT | UNDERGROUND ELECTRIC DISTRIBUTION |  | EA | X
20463 | 10-5SB | 10-5 IN DB SERV COND BENDS BY CUSTOMER | SERVICE CONDUIT BENDS BY CUSTOMER | CONDUIT | UNDERGROUND ELECTRIC DISTRIBUTION |  | EA | X
20463 | 12-5SB | 12-5 IN DB SERV COND BENDS BY CUSTOMER | SERVICE CONDUIT BENDS BY CUSTOMER | CONDUIT | UNDERGROUND ELECTRIC DISTRIBUTION |  | EA | X
20463 | 2-2"SB | 2-2 IN DB SERV COND BENDS BY CUSTOMER | SERVICE CONDUIT BENDS BY CUSTOMER | CONDUIT | UNDERGROUND ELECTRIC DISTRIBUTION |  | EA | X
20463 | 2-3"SB | 2-3 IN DB SERV COND BENDS BY CUSTOMER | SERVICE CONDUIT BENDS BY CUSTOMER | CONDUIT | UNDERGROUND ELECTRIC DISTRIBUTION |  | EA | X
20463 | 2-4"SB | 2-4 IN DB SERV COND BENDS BY CUSTOMER | SERVICE CONDUIT BENDS BY CUSTOMER | CONDUIT | UNDERGROUND ELECTRIC DISTRIBUTION |  | EA | X
20463 | 2-5"SB | 2-5 IN DB SERV COND BENDS BY CUSTOMER | SERVICE CONDUIT BENDS BY CUSTOMER | CONDUIT | UNDERGROUND ELECTRIC DISTRIBUTION |  | EA | X
20463 | 3-3"SB | 3-3 IN DB SERV COND BENDS BY CUSTOMER | SERVICE CONDUIT BENDS BY CUSTOMER | CONDUIT | UNDERGROUND ELECTRIC DISTRIBUTION |  | EA | X
20463 | 3-4"SB | 3-4 IN DB SERV COND BENDS BY CUSTOMER | SERVICE CONDUIT BENDS BY CUSTOMER | CONDUIT | UNDERGROUND ELECTRIC DISTRIBUTION |  | EA | X
20463 | 3-5"SB | 3-5 IN DB SERV COND BENDS BY CUSTOMER | SERVICE CONDUIT BENDS BY CUSTOMER | CONDUIT | UNDERGROUND ELECTRIC DISTRIBUTION |  | EA | X
20463 | 4-4"SB | 4-4 IN DB SERV COND BENDS BY CUSTOMER | SERVICE CONDUIT BENDS BY CUSTOMER | CONDUIT | UNDERGROUND ELECTRIC DISTRIBUTION |  | EA | X
20463 | 4-5"SB | 4-5 IN DB SERV COND BENDS BY CUSTOMER | SERVICE CONDUIT BENDS BY CUSTOMER | CONDUIT | UNDERGROUND ELECTRIC DISTRIBUTION |  | EA | X
20463 | 5-4"SB | 5-4 IN DB SERV COND BENDS BY CUSTOMER | SERVICE CONDUIT BENDS BY CUSTOMER | CONDUIT | UNDERGROUND ELECTRIC DISTRIBUTION |  | EA | X
20463 | 5-5"SB | 5-5 IN DB SERV COND BENDS BY CUSTOMER | SERVICE CONDUIT BENDS BY CUSTOMER | CONDUIT | UNDERGROUND ELECTRIC DISTRIBUTION |  | EA | X
20463 | 6-5"SB | 6-5 IN DB SERV COND BENDS BY CUSTOMER | SERVICE CONDUIT BENDS BY CUSTOMER | CONDUIT | UNDERGROUND ELECTRIC DISTRIBUTION |  | EA | X
20463 | 7-5"SB | 7-5 IN DB SERV COND BENDS BY CUSTOMER | SERVICE CONDUIT BENDS BY CUSTOMER | CONDUIT | UNDERGROUND ELECTRIC DISTRIBUTION |  | EA | X
20463 | 8-5"SB | 8-5 IN DB SERV COND BENDS BY CUSTOMER | SERVICE CONDUIT BENDS BY CUSTOMER | CONDUIT | UNDERGROUND ELECTRIC DISTRIBUTION |  | EA | X
20464 | 1-2"SR | 1-2 IN DB SERV COND RUN BY CUSTOMER | SERVICE CONDUIT RUNS BY CUSTOMER | CONDUIT | UNDERGROUND ELECTRIC DISTRIBUTION |  | EA | X
20464 | 1-3"SR | 1-3 IN SERV COND RUN BY CUSTOMER | SERVICE CONDUIT RUNS BY CUSTOMER | CONDUIT | UNDERGROUND ELECTRIC DISTRIBUTION |  | EA | X
20464 | 1-4"SR | 1-4 IN SERV CONDUIT RUN BY CUSTOMER | SERVICE CONDUIT RUNS BY CUSTOMER | CONDUIT | UNDERGROUND ELECTRIC DISTRIBUTION |  | EA | X
20464 | 1-5"SR | 1-5 IN SERV CONDUIT RUN BY CUSTOMER | SERVICE CONDUIT RUNS BY CUSTOMER | CONDUIT | UNDERGROUND ELECTRIC DISTRIBUTION |  | EA | X
20464 | 10-5SR | 10-5 IN DB SERV COND RUN BY CUSTOMER | SERVICE CONDUIT RUNS BY CUSTOMER | CONDUIT | UNDERGROUND ELECTRIC DISTRIBUTION |  | EA | X
20464 | 12-5SR | 12-5 IN SERV COND RUN BY CUSTOMER | SERVICE CONDUIT RUNS BY CUSTOMER | CONDUIT | UNDERGROUND ELECTRIC DISTRIBUTION |  | EA | X
20464 | 2-2"SR | 2-2 IN DB SERV CONDUIT RUN BY CUSTOMER | SERVICE CONDUIT RUNS BY CUSTOMER | CONDUIT | UNDERGROUND ELECTRIC DISTRIBUTION |  | EA | X
20464 | 2-3"SR | 2-3 IN DB SERV CONDUIT RUN BY CUSTOMER | SERVICE CONDUIT RUNS BY CUSTOMER | CONDUIT | UNDERGROUND ELECTRIC DISTRIBUTION |  | EA | X
20464 | 2-4"SR | 2-4 IN DB SERV COND RUN BY CUSTOMER | SERVICE CONDUIT RUNS BY CUSTOMER | CONDUIT | UNDERGROUND ELECTRIC DISTRIBUTION |  | EA | X
20464 | 2-5"SR | 2-5 IN DB SERV COND RUN BY CUSTOMER | SERVICE CONDUIT RUNS BY CUSTOMER | CONDUIT | UNDERGROUND ELECTRIC DISTRIBUTION |  | EA | X
20464 | 3-3"SR | 3-3 IN DB SERV COND RUN BY CUSTOMER | SERVICE CONDUIT RUNS BY CUSTOMER | CONDUIT | UNDERGROUND ELECTRIC DISTRIBUTION |  | EA | X
20464 | 3-4"SR | 3-4 IN DB SERV COND RUN BY CUSTOMER | SERVICE CONDUIT RUNS BY CUSTOMER | CONDUIT | UNDERGROUND ELECTRIC DISTRIBUTION |  | EA | X
20464 | 3-5"SR | 3-5 IN DB SERV COND RUN BY CUSTOMER | SERVICE CONDUIT RUNS BY CUSTOMER | CONDUIT | UNDERGROUND ELECTRIC DISTRIBUTION |  | EA | X
20464 | 4-4"SR | 4-4 IN DB SERV COND RUN BY CUSTOMER | SERVICE CONDUIT RUNS BY CUSTOMER | CONDUIT | UNDERGROUND ELECTRIC DISTRIBUTION |  | EA | X
20464 | 4-5"SR | 4-5 IN DB SERV COND RUN BY CUSTOMER | SERVICE CONDUIT RUNS BY CUSTOMER | CONDUIT | UNDERGROUND ELECTRIC DISTRIBUTION |  | EA | X
20464 | 5-4"SR | 5-4 IN DB SERV COND RUN BY CUSTOMER | SERVICE CONDUIT RUNS BY CUSTOMER | CONDUIT | UNDERGROUND ELECTRIC DISTRIBUTION |  | EA | X
20464 | 5-5"SR | 5-5 IN DB SERV COND RUN BY CUSTOMER | SERVICE CONDUIT RUNS BY CUSTOMER | CONDUIT | UNDERGROUND ELECTRIC DISTRIBUTION |  | EA | X
20464 | 6-5"SR | 6-5 IN DB SERV COND RUN BY CUSTOMER | SERVICE CONDUIT RUNS BY CUSTOMER | CONDUIT | UNDERGROUND ELECTRIC DISTRIBUTION |  | EA | X
20464 | 7-5"SR | 7-5 IN DB SERV COND RUN BY CUSTOMER | SERVICE CONDUIT RUNS BY CUSTOMER | CONDUIT | UNDERGROUND ELECTRIC DISTRIBUTION |  | EA | X
20464 | 8-5"SR | 8-5 IN DB SERV COND RUN BY CUSTOMER | SERVICE CONDUIT RUNS BY CUSTOMER | CONDUIT | UNDERGROUND ELECTRIC DISTRIBUTION |  | EA | X
20465 | 1-2"SS | 1-2 IN DB SERV COND STUB BY CUSTOMER | SERVICE CONDUIT STUBS BY CUSTOMER | CONDUIT | UNDERGROUND ELECTRIC DISTRIBUTION |  | FT | X
20465 | 1-3"SS | 1-3 IN DB SERV COND STUB BY CUSTOMER | SERVICE CONDUIT STUBS BY CUSTOMER | CONDUIT | UNDERGROUND ELECTRIC DISTRIBUTION |  | FT | X
20465 | 1-4"SS | 1-4 IN DB SERV COND STUB BY CUSTOMER | SERVICE CONDUIT STUBS BY CUSTOMER | CONDUIT | UNDERGROUND ELECTRIC DISTRIBUTION |  | FT | X
20465 | 1-5"SS | 1-5 IN DB SERV COND STUB BY CUSTOMER | SERVICE CONDUIT STUBS BY CUSTOMER | CONDUIT | UNDERGROUND ELECTRIC DISTRIBUTION |  | FT | X
20465 | 10-5SS | 10-5 IN DB SERV COND STUB BY CUSTOMER | SERVICE CONDUIT STUBS BY CUSTOMER | CONDUIT | UNDERGROUND ELECTRIC DISTRIBUTION |  | FT | X
20465 | 2-2"SS | 2-2 IN DB SERV COND STUB BY CUSTOMER | SERVICE CONDUIT STUBS BY CUSTOMER | CONDUIT | UNDERGROUND ELECTRIC DISTRIBUTION |  | FT | X
20465 | 2-3"SS | 2-3 IN DB SERV COND STUB BY CUSTOMER | SERVICE CONDUIT STUBS BY CUSTOMER | CONDUIT | UNDERGROUND ELECTRIC DISTRIBUTION |  | FT | X
20465 | 2-4"SS | 2-4 IN DB SERV COND STUB BY CUSTOMER | SERVICE CONDUIT STUBS BY CUSTOMER | CONDUIT | UNDERGROUND ELECTRIC DISTRIBUTION |  | FT | X
20465 | 2-5"SS | 2-5 IN DB SERV COND STUB BY CUSTOMER | SERVICE CONDUIT STUBS BY CUSTOMER | CONDUIT | UNDERGROUND ELECTRIC DISTRIBUTION |  | FT | X
20465 | 3-3"SS | 3-3 IN DB SERV COND STUB BY CUSTOMER | SERVICE CONDUIT STUBS BY CUSTOMER | CONDUIT | UNDERGROUND ELECTRIC DISTRIBUTION |  | FT | X
20465 | 3-4"SS | 3-4 IN DB SERV COND STUB BY CUSTOMER | SERVICE CONDUIT STUBS BY CUSTOMER | CONDUIT | UNDERGROUND ELECTRIC DISTRIBUTION |  | FT | X
20465 | 3-5"SS | 3-5 IN DB SERV COND STUB BY CUSTOMER | SERVICE CONDUIT STUBS BY CUSTOMER | CONDUIT | UNDERGROUND ELECTRIC DISTRIBUTION |  | FT | X
20465 | 4-4"SS | 4-4 IN DB SERV COND STUB BY CUSTOMER | SERVICE CONDUIT STUBS BY CUSTOMER | CONDUIT | UNDERGROUND ELECTRIC DISTRIBUTION |  | FT | X
20465 | 4-5"SS | 4-5 IN DB SERV COND STUB BY CUSTOMER | SERVICE CONDUIT STUBS BY CUSTOMER | CONDUIT | UNDERGROUND ELECTRIC DISTRIBUTION |  | FT | X
20465 | 5-4"SS | 5-4 IN DB SERV COND STUB BY CUSTOMER | SERVICE CONDUIT STUBS BY CUSTOMER | CONDUIT | UNDERGROUND ELECTRIC DISTRIBUTION |  | FT | X
20465 | 5-5"SS | 5-5 IN DB SERV COND STUB BY CUSTOMER | SERVICE CONDUIT STUBS BY CUSTOMER | CONDUIT | UNDERGROUND ELECTRIC DISTRIBUTION |  | FT | X
20465 | 6-5"SS | 6-5 IN DB SERV COND STUB BY CUSTOMER | SERVICE CONDUIT STUBS BY CUSTOMER | CONDUIT | UNDERGROUND ELECTRIC DISTRIBUTION |  | FT | X
20465 | 7-5"SS | 7-5 IN DB SERV COND STUB BY CUSTOMER | SERVICE CONDUIT STUBS BY CUSTOMER | CONDUIT | UNDERGROUND ELECTRIC DISTRIBUTION |  | FT | X
20465 | 8-5"SS | 8-5 IN DB SERV COND STUB BY CUSTOMER | SERVICE CONDUIT STUBS BY CUSTOMER | CONDUIT | UNDERGROUND ELECTRIC DISTRIBUTION |  | FT | X
20466 | 1-2"PS | 1-2 IN DB SERV COND STUB BY CUST - PRI | SERVICE CONDUIT STUBS BY CUSTOMER - PRI | CONDUIT | UNDERGROUND ELECTRIC DISTRIBUTION |  | EA | X
20466 | 1-3"PS | 1-3 IN DB SERV COND STUB BY CUST - PRI | SERVICE CONDUIT STUBS BY CUSTOMER - PRI | CONDUIT | UNDERGROUND ELECTRIC DISTRIBUTION |  | EA | X
20466 | 1-4"PS | 1-4 IN DB SERV COND STUB BY CUST - PRI | SERVICE CONDUIT STUBS BY CUSTOMER - PRI | CONDUIT | UNDERGROUND ELECTRIC DISTRIBUTION |  | EA | X
20466 | 1-5"PS | 1-5 IN DB SERV COND STUB BY CUST - PRI | SERVICE CONDUIT STUBS BY CUSTOMER - PRI | CONDUIT | UNDERGROUND ELECTRIC DISTRIBUTION |  | EA | X
20466 | 2-2"PS | 2-2 IN DB SERV COND STUB BY CUST - PRI | SERVICE CONDUIT STUBS BY CUSTOMER - PRI | CONDUIT | UNDERGROUND ELECTRIC DISTRIBUTION |  | EA | X
20466 | 2-3"PS | 2-3 IN DB SERV COND STUB BY CUST - PRI | SERVICE CONDUIT STUBS BY CUSTOMER - PRI | CONDUIT | UNDERGROUND ELECTRIC DISTRIBUTION |  | EA | X
20466 | 2-4"PS | 2-4 IN DB SERV COND STUB BY CUST - PRI | SERVICE CONDUIT STUBS BY CUSTOMER - PRI | CONDUIT | UNDERGROUND ELECTRIC DISTRIBUTION |  | EA | X
20470 | 1"PE | 1 IN POLYETHYLENE CONDUIT | POLYETHYLENE CONDUIT | CONDUIT | UNDERGROUND ELECTRIC DISTRIBUTION | 3373.1 | FT | X
20470 | 2"PE | 2 IN POLYETHYLENE CONDUIT | POLYETHYLENE CONDUIT | CONDUIT | UNDERGROUND ELECTRIC DISTRIBUTION |  | FT | X
20470 | 3"PE | 3 IN POLYETHYLENE CONDUIT | POLYETHYLENE CONDUIT | CONDUIT | UNDERGROUND ELECTRIC DISTRIBUTION |  | FT | X
20470 | 4"PE | 4 IN POLYETHYLENE CONDUIT | POLYETHYLENE CONDUIT | CONDUIT | UNDERGROUND ELECTRIC DISTRIBUTION |  | FT | X
20470 | 5"PE | 5 IN POLYETHYLENE CONDUIT | POLYETHYLENE CONDUIT | CONDUIT | UNDERGROUND ELECTRIC DISTRIBUTION |  | FT | X
20470 | COEXF4 | CONDUIT EXPANSION FITTING 4" | POLYETHYLENE CONDUIT | CONDUIT | UNDERGROUND ELECTRIC DISTRIBUTION | D7233 | EA | X | X
20480 | 1DB2-S | 1-2 IN DB CONDUIT SEC | DB CONDUIT - SEC | CONDUIT | UNDERGROUND ELECTRIC DISTRIBUTION | 3373.1 | FT | X
20480 | 1DB3-S | 1-3 IN DB CONDUIT SEC | DB CONDUIT - SEC | CONDUIT | UNDERGROUND ELECTRIC DISTRIBUTION | 3373.1 | FT | X
20480 | 1DB4-S | 1-4 IN DB CONDUIT SEC | DB CONDUIT - SEC | CONDUIT | UNDERGROUND ELECTRIC DISTRIBUTION | 3373.1 | FT | X
20480 | 1DB5-S | 1-5 IN DB CONDUIT SEC | DB CONDUIT - SEC | CONDUIT | UNDERGROUND ELECTRIC DISTRIBUTION | 3373.1 | FT | X
20480 | 2DB2-S | 2-2 IN DB CONDUIT SEC | DB CONDUIT - SEC | CONDUIT | UNDERGROUND ELECTRIC DISTRIBUTION | 3373.1 | FT | X
20480 | 2DB3-S | 2-3 IN DB CONDUIT SEC | DB CONDUIT - SEC | CONDUIT | UNDERGROUND ELECTRIC DISTRIBUTION | 3373.1 | FT | X
20480 | 2DB4-S | 2-4 IN DB CONDUIT SEC | DB CONDUIT - SEC | CONDUIT | UNDERGROUND ELECTRIC DISTRIBUTION | 3373.1 | FT | X
20480 | 2DB5-S | 2-5 IN DB CONDUIT SEC | DB CONDUIT - SEC | CONDUIT | UNDERGROUND ELECTRIC DISTRIBUTION | 3373.1 | FT | X
20500 | 1DB2-P | 1-2 IN DB CONDUIT PRI | DB CONDUIT - PRI | CONDUIT | UNDERGROUND ELECTRIC DISTRIBUTION | 3373.1 | FT | X
20500 | 1DB3-P | 1-3 IN DB CONDUIT PRI | DB CONDUIT - PRI | CONDUIT | UNDERGROUND ELECTRIC DISTRIBUTION | 3373.1 | FT | X
20500 | 1DB4-P | 1-4 IN DB CONDUIT PRI | DB CONDUIT - PRI | CONDUIT | UNDERGROUND ELECTRIC DISTRIBUTION | 3373.1 | FT | X
20500 | 2DB2-P | 2-2 IN DB CONDUIT PRI | DB CONDUIT - PRI | CONDUIT | UNDERGROUND ELECTRIC DISTRIBUTION | 3373.1 | FT | X
20500 | 2DB3-P | 2-3 IN DB CONDUIT PRI | DB CONDUIT - PRI | CONDUIT | UNDERGROUND ELECTRIC DISTRIBUTION | 3373.1 | FT | X
20500 | 2DB4-P | 2-4 IN DB CONDUIT PRI | DB CONDUIT - PRI | CONDUIT | UNDERGROUND ELECTRIC DISTRIBUTION | 3373.1 | FT | X
20500 | COCPF4" | CONDUIT COUPLING 4" FLEX | DB CONDUIT - PRI | CONDUIT | UNDERGROUND ELECTRIC DISTRIBUTION | D7233 | EA | X
20500 | COCPF5 | CONDUIT COUPLING FLEX 5" | DB CONDUIT - PRI | CONDUIT | UNDERGROUND ELECTRIC DISTRIBUTION | D7233 | EA | X
20500 | COEXF5 | CONDUIT EXPANSION FITTING 5" | DB CONDUIT - PRI | CONDUIT | UNDERGROUND ELECTRIC DISTRIBUTION | D7233 | EA | X | X
20500 | EV1.5FSS | EV, CONDUIT FIT, 1-1/2" FTMC, STRAIGHT | DB CONDUIT - PRI | CONDUIT | UNDERGROUND ELECTRIC DISTRIBUTION | 3373.1 | FT | X | X
20500 | EV1.5R22 | EV, CONDUIT FIT, 1-1/2" RMC 22.5° BEND | DB CONDUIT - PRI | CONDUIT | UNDERGROUND ELECTRIC DISTRIBUTION | 3373.1 | FT | X | X
20500 | EV1.5R45 | EV, CONDUIT FIT, 1-1/2" RMC 45° BEND | DB CONDUIT - PRI | CONDUIT | UNDERGROUND ELECTRIC DISTRIBUTION | 3373.1 | FT | X | X
20500 | EVC1.5E2 | EV, CONDUIT, 1-1/2" EMT, 22.5° BEND | DB CONDUIT - PRI | CONDUIT | UNDERGROUND ELECTRIC DISTRIBUTION | 3373.1 | FT | X | X
20500 | EVC1.5E4 | EV, CONDUIT, 1-1/2" EMT, 45° BEND | DB CONDUIT - PRI | CONDUIT | UNDERGROUND ELECTRIC DISTRIBUTION | 3373.1 | FT | X | X
20500 | EVC1.5E9 | EV, CONDUIT, 1-1/2" EMT, 90° BEND | DB CONDUIT - PRI | CONDUIT | UNDERGROUND ELECTRIC DISTRIBUTION | 3373.1 | FT | X | X
20500 | EVC1.5ES | EV, CONDUIT, 1-1/2" EMT, STRAIGHT | DB CONDUIT - PRI | CONDUIT | UNDERGROUND ELECTRIC DISTRIBUTION | 3373.1 | FT | X | X
20500 | EVC1.5FS | EV, CONDUIT, 1-1/2" FTMC, STRAIGHT | DB CONDUIT - PRI | CONDUIT | UNDERGROUND ELECTRIC DISTRIBUTION | 3373.1 | FT | X | X
20500 | EVC1.5R9 | EV, CONDUIT, 1-1/2" RMC, 90° BEND | DB CONDUIT - PRI | CONDUIT | UNDERGROUND ELECTRIC DISTRIBUTION | 3373.1 | FT | X | X
20500 | EVC1.5RS | EV, CONDUIT, 1-1/2" RMC, STRAIGHT | DB CONDUIT - PRI | CONDUIT | UNDERGROUND ELECTRIC DISTRIBUTION | 3373.1 | FT | X | X
20500 | EVC1EM22 | EV, CONDUIT, 1" EMT, 22.5° BEND | DB CONDUIT - PRI | CONDUIT | UNDERGROUND ELECTRIC DISTRIBUTION | 3373.1 | FT | X | X
20500 | EVC1EM45 | EV, CONDUIT, 1" EMT, 45° BEND | DB CONDUIT - PRI | CONDUIT | UNDERGROUND ELECTRIC DISTRIBUTION | 3373.1 | FT | X | X
20500 | EVC1EM90 | EV, CONDUIT, 1" EMT, 90° BEND | DB CONDUIT - PRI | CONDUIT | UNDERGROUND ELECTRIC DISTRIBUTION | 3373.1 | FT | X | X
20500 | EVC1EMSS | EV, CONDUIT, 1" EMT STRAIGHT | DB CONDUIT - PRI | CONDUIT | UNDERGROUND ELECTRIC DISTRIBUTION | 3373.1 | FT | X | X
20500 | EVC1FTSS | EV, CONDUIT, 1" FTMC, STRAIGHT | DB CONDUIT - PRI | CONDUIT | UNDERGROUND ELECTRIC DISTRIBUTION | 3373.1 | FT | X | X
20500 | EVC1RM90 | EV, CONDUIT, 1" RMC, 90° BEND | DB CONDUIT - PRI | CONDUIT | UNDERGROUND ELECTRIC DISTRIBUTION | 3373.1 | FT | X | X
20500 | EVC1RMSS | EV, CONDUIT, 1" RMC, STRAIGHT | DB CONDUIT - PRI | CONDUIT | UNDERGROUND ELECTRIC DISTRIBUTION | 3373.1 | FT | X | X
20500 | EVC2EM22 | EV, CONDUIT, 2" EMT, 22.5° BEND | DB CONDUIT - PRI | CONDUIT | UNDERGROUND ELECTRIC DISTRIBUTION | 3373.1 | FT | X | X
20500 | EVC2EM45 | EV, CONDUIT, 2" EMT, 45° BEND | DB CONDUIT - PRI | CONDUIT | UNDERGROUND ELECTRIC DISTRIBUTION | 3373.1 | FT | X | X
20500 | EVC2EM90 | EV, CONDUIT, 2" EMT, 90° BEND | DB CONDUIT - PRI | CONDUIT | UNDERGROUND ELECTRIC DISTRIBUTION | 3373.1 | FT | X | X
20500 | EVC2EMSS | EV, CONDUIT, 2" EMT, STRAIGHT | DB CONDUIT - PRI | CONDUIT | UNDERGROUND ELECTRIC DISTRIBUTION | 3373.1 | FT | X | X
20500 | EVC2FSS | EV, CONDUIT, 2" FTMC, STRAIGHT | DB CONDUIT - PRI | CONDUIT | UNDERGROUND ELECTRIC DISTRIBUTION | 3373.1 | FT | X | X
20500 | EVC2RM90 | EV, CONDUIT, 2" RMC, 90° BEND | DB CONDUIT - PRI | CONDUIT | UNDERGROUND ELECTRIC DISTRIBUTION | 3373.1 | FT | X | X
20500 | EVC2RMSS | EV, CONDUIT, 2" RMC, STRAIGHT | DB CONDUIT - PRI | CONDUIT | UNDERGROUND ELECTRIC DISTRIBUTION | 3373.1 | FT | X | X
20500 | EVC3EM22 | EV, CONDUIT, 3" EMT, 22.5° BEND | DB CONDUIT - PRI | CONDUIT | UNDERGROUND ELECTRIC DISTRIBUTION | 3373.1 | FT | X | X
20500 | EVC3EM45 | EV, CONDUIT, 3" EMT, 45° BEND | DB CONDUIT - PRI | CONDUIT | UNDERGROUND ELECTRIC DISTRIBUTION | 3373.1 | FT | X | X
20500 | EVC3EM90 | EV, CONDUIT, 3" EMT, 90° BEND | DB CONDUIT - PRI | CONDUIT | UNDERGROUND ELECTRIC DISTRIBUTION | 3373.1 | FT | X | X
20500 | EVC3EMSS | EV, CONDUIT, 3" EMT, STRAIGHT | DB CONDUIT - PRI | CONDUIT | UNDERGROUND ELECTRIC DISTRIBUTION | 3373.1 | FT | X | X
20500 | EVC3RMSS | EV, CONDUIT, 3" RMC, STRAIGHT | DB CONDUIT - PRI | CONDUIT | UNDERGROUND ELECTRIC DISTRIBUTION | 3373.1 | FT | X | X
20500 | EVC4EM90 | EV, CONDUIT, 4" EMT, 90° BEND | DB CONDUIT - PRI | CONDUIT | UNDERGROUND ELECTRIC DISTRIBUTION | 3373.1 | FT | X | X
20500 | EVC4EMSS | EV, CONDUIT, 4" EMT, STRAIGHT | DB CONDUIT - PRI | CONDUIT | UNDERGROUND ELECTRIC DISTRIBUTION | 3373.1 | FT | X | X
20500 | EVC4RM22 | EV, CONDUIT, 4" EMT, 22.5° BEND | DB CONDUIT - PRI | CONDUIT | UNDERGROUND ELECTRIC DISTRIBUTION | 3373.1 | FT | X | X
20500 | EVC4RM45 | EV, CONDUIT, 4" EMT, 45° BEND | DB CONDUIT - PRI | CONDUIT | UNDERGROUND ELECTRIC DISTRIBUTION | 3373.1 | FT | X | X
20500 | EVC4RMSS | EV, CONDUIT, 4" RMC, STRAIGHT | DB CONDUIT - PRI | CONDUIT | UNDERGROUND ELECTRIC DISTRIBUTION | 3373.1 | FT | X | X
20500 | EVCF1R22 | EV, CONDUIT FIT, 1" RMC 22.5° BEND | DB CONDUIT - PRI | CONDUIT | UNDERGROUND ELECTRIC DISTRIBUTION | 3373.1 | FT | X | X
20500 | EVCF1R45 | EV, CONDUIT FIT, 1" RMC 45° BEND | DB CONDUIT - PRI | CONDUIT | UNDERGROUND ELECTRIC DISTRIBUTION | 3373.1 | FT | X | X
20500 | EVCF2FSS | EV, CONDUIT FIT, 2" FTMC, STRAIGHT | DB CONDUIT - PRI | CONDUIT | UNDERGROUND ELECTRIC DISTRIBUTION | 3373.1 | FT | X | X
20500 | EVCF2R22 | EV, CONDUIT FIT, 2" RMC 22.5° BEND | DB CONDUIT - PRI | CONDUIT | UNDERGROUND ELECTRIC DISTRIBUTION | 3373.1 | FT | X | X
20500 | EVCF2R45 | EV, CONDUIT FIT, 2" RMC 45° BEND | DB CONDUIT - PRI | CONDUIT | UNDERGROUND ELECTRIC DISTRIBUTION | 3373.1 | FT | X | X
20500 | EVCF3R22 | EV, CONDUIT FIT, 3" RMC 22.5° BEND | DB CONDUIT - PRI | CONDUIT | UNDERGROUND ELECTRIC DISTRIBUTION | 3373.1 | FT | X | X
20500 | EVCF3R45 | EV, CONDUIT FIT, 3" RMC 45° BEND | DB CONDUIT - PRI | CONDUIT | UNDERGROUND ELECTRIC DISTRIBUTION | 3373.1 | FT | X | X
20500 | EVCF3R90 | EV, CONDUIT FIT, 3" RMC 90° BEND | DB CONDUIT - PRI | CONDUIT | UNDERGROUND ELECTRIC DISTRIBUTION | 3373.1 | FT | X | X
20500 | EVCF4R22 | EV, CONDUIT FIT, 4" RMC 22.5° BEND | DB CONDUIT - PRI | CONDUIT | UNDERGROUND ELECTRIC DISTRIBUTION | 3373.1 | FT | X | X
20500 | EVCF4R45 | EV, CONDUIT FIT, 4" RMC 45° BEND | DB CONDUIT - PRI | CONDUIT | UNDERGROUND ELECTRIC DISTRIBUTION | 3373.1 | FT | X | X
20500 | EVCF4R90 | EV, CONDUIT FIT, 4" RMC 90° BEND | DB CONDUIT - PRI | CONDUIT | UNDERGROUND ELECTRIC DISTRIBUTION | 3373.1 | FT | X | X
20500 | EVTBTEMP | EV, TERMINAL BLOCK, TEMPORARY | DB CONDUIT - PRI | CONDUIT | UNDERGROUND ELECTRIC DISTRIBUTION | 3373.1 | FT | X | X
20520 | 1EB2IN | 1-2 IN DB CONDUIT CONC ENC | CONCRETE ENCASED CONDUIT | CONDUIT | UNDERGROUND ELECTRIC DISTRIBUTION | 3376.1 | FT | X
20520 | 1EB3IN | 1-3 IN EB CONDUIT CONC ENC | CONCRETE ENCASED CONDUIT | CONDUIT | UNDERGROUND ELECTRIC DISTRIBUTION | 3376.1 | FT | X
20520 | 1EB4IN | 1-4 IN EB CONDUIT CONC ENC | CONCRETE ENCASED CONDUIT | CONDUIT | UNDERGROUND ELECTRIC DISTRIBUTION | 3376.1 | FT | X
20520 | 1EB5IN | 1-5 IN EB CONDUIT CONC ENC | CONCRETE ENCASED CONDUIT | CONDUIT | UNDERGROUND ELECTRIC DISTRIBUTION | 3376.1 | FT | X
20520 | 1EB6IN | 1-6 IN EB CONDUIT CONC ENC | CONCRETE ENCASED CONDUIT | CONDUIT | UNDERGROUND ELECTRIC DISTRIBUTION | 3373.1 | FT | X
20520 | 2EB3IN | 2-3 IN EB CONDUIT CONC ENC | CONCRETE ENCASED CONDUIT | CONDUIT | UNDERGROUND ELECTRIC DISTRIBUTION | 3376.1 | FT | X
20520 | 2EB4IN | 2-4 IN EB CONDUIT CONC ENC | CONCRETE ENCASED CONDUIT | CONDUIT | UNDERGROUND ELECTRIC DISTRIBUTION | 3376.1 | FT | X
20520 | 2EB5IN | 2-5 IN EB CONDUIT CONC ENC | CONCRETE ENCASED CONDUIT | CONDUIT | UNDERGROUND ELECTRIC DISTRIBUTION | 3376.1 | FT | X
20520 | 3EB5IN | 3-5 IN EB CONDUIT CONC ENC | CONCRETE ENCASED CONDUIT | CONDUIT | UNDERGROUND ELECTRIC DISTRIBUTION | 3376.1 | FT | X
20520 | 4EB5IN | 4-5 IN EB CONDUIT CONC ENC | CONCRETE ENCASED CONDUIT | CONDUIT | UNDERGROUND ELECTRIC DISTRIBUTION | 3376.1 | FT | X
20520 | 6EB5IN | 6-5 IN EB CONDUIT CONC ENC | CONCRETE ENCASED CONDUIT | CONDUIT | UNDERGROUND ELECTRIC DISTRIBUTION | 3376.1 | FT | X
20520 | 8EB5IN | 8-5 IN EB CONDUIT CONC ENC | CONCRETE ENCASED CONDUIT | CONDUIT | UNDERGROUND ELECTRIC DISTRIBUTION | 3376.1 | FT | X
20521 | 1DB5SL | 1-5 IN DB CONDUIT SLURRY ENCASED | SLURRY ENCASED CONDUIT | CONDUIT | UNDERGROUND ELECTRIC DISTRIBUTION | 3376.1 | FT | X
20521 | 1EB2SL | 1-2 IN DB CONDUIT SLURRY ENCASED | SLURRY ENCASED CONDUIT | CONDUIT | UNDERGROUND ELECTRIC DISTRIBUTION | 3376.1 | FT | X
20521 | 1EB3SL | 1-3 IN EB CONDUIT SLURRY ENCASED | SLURRY ENCASED CONDUIT | CONDUIT | UNDERGROUND ELECTRIC DISTRIBUTION | 3376.1 | FT | X
20521 | 1EB4SL | 1-4 IN EB CONDUIT SLURRY ENCASED | SLURRY ENCASED CONDUIT | CONDUIT | UNDERGROUND ELECTRIC DISTRIBUTION | 3376.1 | FT | X
20521 | 2DB5SL | 2-5 IN DB CONDUIT SLURRY ENCASED | SLURRY ENCASED CONDUIT | CONDUIT | UNDERGROUND ELECTRIC DISTRIBUTION | 3376.1 | FT | X
20521 | 2EB2SL | 2-2 IN EB CONDUIT SLURRY ENCASED | SLURRY ENCASED CONDUIT | CONDUIT | UNDERGROUND ELECTRIC DISTRIBUTION | 3376.1 | FT | X
20521 | 2EB3SL | 2-3 IN EB CONDUIT SLURRY ENCASED | SLURRY ENCASED CONDUIT | CONDUIT | UNDERGROUND ELECTRIC DISTRIBUTION | 3376.1 | FT | X
20521 | 2EB4SL | 2-4 IN EB CONDUIT SLURRY ENCASED | SLURRY ENCASED CONDUIT | CONDUIT | UNDERGROUND ELECTRIC DISTRIBUTION | 3376.1 | FT | X
20521 | 2EB5VS | 2-5 IN EB CONDUIT VERTICAL SLURRY ENC | SLURRY ENCASED CONDUIT | CONDUIT | UNDERGROUND ELECTRIC DISTRIBUTION | 3376.3 | FT | X
20521 | 3EB5SL | 3-5 IN EB CONDUIT SLURRY ENCASED | SLURRY ENCASED CONDUIT | CONDUIT | UNDERGROUND ELECTRIC DISTRIBUTION | 3376.1 | FT | X
20521 | 4EB5SL | 4-5 IN EB CONDUIT SLURRY ENCASED | SLURRY ENCASED CONDUIT | CONDUIT | UNDERGROUND ELECTRIC DISTRIBUTION | 3376.1 | FT | X
20521 | 6EB5SL | 6-5 IN EB CONDUITS SLURRY ENCASED | SLURRY ENCASED CONDUIT | CONDUIT | UNDERGROUND ELECTRIC DISTRIBUTION | 3376.1 | FT | X
20521 | 8EB5SL | 8-5 IN EB CONDUIT SLURRY ENCASED | SLURRY ENCASED CONDUIT | CONDUIT | UNDERGROUND ELECTRIC DISTRIBUTION | 3376.1 | FT | X
20530 | 2-4DBX | 2-4 IN DB100 CONDUIT PRI | CONDUIT - PRI. FOR EVALUATION ONLY | CONDUIT | UNDERGROUND ELECTRIC DISTRIBUTION |  | FT | X
20530 | 2-4EBX | 2-4 IN EB CONDUIT PRI | CONDUIT - PRI. FOR EVALUATION ONLY | CONDUIT | UNDERGROUND ELECTRIC DISTRIBUTION |  | FT | X
20530 | 2-5DBX | 2-5 IN DB100 CONDUIT PRI | CONDUIT - PRI. FOR EVALUATION ONLY | CONDUIT | UNDERGROUND ELECTRIC DISTRIBUTION |  | FT | X
20530 | 2-5EBX | 2-5 IN EB CONDUIT PRI | CONDUIT - PRI. FOR EVALUATION ONLY | CONDUIT | UNDERGROUND ELECTRIC DISTRIBUTION |  | FT | X
20530 | 4-5EBX | 4-5 IN EB CONDUIT PRI W/SPACERS | CONDUIT - PRI. FOR EVALUATION ONLY | CONDUIT | UNDERGROUND ELECTRIC DISTRIBUTION |  | FT | X
20540 | 1DB3SC | 1-3 IN DB 11.25 D 25 FT R BEND SEC | DB CONDUIT 11.25 D 25 FT RAD BENDS - SEC | CONDUIT | UNDERGROUND ELECTRIC DISTRIBUTION | 3373.2 | EA | X
20540 | 1DB4SC | 1-4 IN DB 11.25 D 25 FT R BEND SEC | DB CONDUIT 11.25 D 25 FT RAD BENDS - SEC | CONDUIT | UNDERGROUND ELECTRIC DISTRIBUTION | 3373.2 | EA | X
20540 | 1DB5-C | 1-5 IN DB 11.25 D 25 FT R BEND SEC OH | DB CONDUIT 11.25 D 25 FT RAD BENDS - SEC | CONDUIT | UNDERGROUND ELECTRIC DISTRIBUTION | 3373.2 | EA | X
20540 | 1DB5SC | 1-5 IN DB 11.25 D 25 FT R BEND SEC UG | DB CONDUIT 11.25 D 25 FT RAD BENDS - SEC | CONDUIT | UNDERGROUND ELECTRIC DISTRIBUTION | 3373.2 | EA | X
20540 | 2DB3SC | 2-3 IN DB 11.25 D 25 FT R BEND SEC | DB CONDUIT 11.25 D 25 FT RAD BENDS - SEC | CONDUIT | UNDERGROUND ELECTRIC DISTRIBUTION | 3373.2 | EA | X
20540 | 2DB4SC | 2-4 IN DB 11.25 D 25 FT R BEND SEC | DB CONDUIT 11.25 D 25 FT RAD BENDS - SEC | CONDUIT | UNDERGROUND ELECTRIC DISTRIBUTION | 3373.2 | EA | X
20540 | 2DB5SC | 2-5 IN DB 11.25 D 25 FT R BEND SEC | DB CONDUIT 11.25 D 25 FT RAD BENDS - SEC | CONDUIT | UNDERGROUND ELECTRIC DISTRIBUTION | 3373.2 | EA | X
20560 | 1DB3-C | 1-3 IN DB 11.25 D 25 FT R BEND PRI | DB CONDUIT 11.25 D 25 FT RAD BENDS - PRI | CONDUIT | UNDERGROUND ELECTRIC DISTRIBUTION | 3373.2 | EA | X
20560 | 1DB4-C | 1-4 IN DB 11.25 D 25 FT R BEND PRI | DB CONDUIT 11.25 D 25 FT RAD BENDS - PRI | CONDUIT | UNDERGROUND ELECTRIC DISTRIBUTION | 3373.2 | EA | X
20560 | 2DB3-C | 2-3 IN DB 11.25 D 25 FT R BEND PRI | DB CONDUIT 11.25 D 25 FT RAD BENDS - PRI | CONDUIT | UNDERGROUND ELECTRIC DISTRIBUTION | 3373.2 | EA | X
20560 | 2DB4-C | 2-4 IN DB 11.25 D 25 FT R BEND PRI | DB CONDUIT 11.25 D 25 FT RAD BENDS - PRI | CONDUIT | UNDERGROUND ELECTRIC DISTRIBUTION | 3373.2 | EA | X
20580 | 1EB3-C | 1-3 IN DB 11.25 D 25 FT R BEND CONC ENC | DB CONDUIT 11.25 D 25 FT R BENDS CON ENC | CONDUIT | UNDERGROUND ELECTRIC DISTRIBUTION | 3376.1 | EA | X
20580 | 1EB4-C | 1-4 IN DB 11.25 D 25 FT R BEND CONC ENC | DB CONDUIT 11.25 D 25 FT R BENDS CON ENC | CONDUIT | UNDERGROUND ELECTRIC DISTRIBUTION | 3376.1 | EA | X
20580 | 1EB5-C | 1-5 IN DB 11.25 D 25 FT R BEND CONC ENC | DB CONDUIT 11.25 D 25 FT R BENDS CON ENC | CONDUIT | UNDERGROUND ELECTRIC DISTRIBUTION | 3376.1 | EA | X
20580 | 2EB3-C | 2-3 IN DB 11.25 D 25 FT R BEND CONC ENC | DB CONDUIT 11.25 D 25 FT R BENDS CON ENC | CONDUIT | UNDERGROUND ELECTRIC DISTRIBUTION | 3376.1 | EA | X
20580 | 2EB4-C | 2-4 IN DB 11.25 D 25 FT R BEND CONC ENC | DB CONDUIT 11.25 D 25 FT R BENDS CON ENC | CONDUIT | UNDERGROUND ELECTRIC DISTRIBUTION | 3376.1 | EA | X
20580 | 2EB5-C | 2-5 IN DB 11.25 D 25 FT R BEND CONC ENC | DB CONDUIT 11.25 D 25 FT R BENDS CON ENC | CONDUIT | UNDERGROUND ELECTRIC DISTRIBUTION | 3376.1 | EA | X
20580 | 3EB5-C | 3-5 IN DB 11.25 D 25 FT R BEND CONC ENC | DB CONDUIT 11.25 D 25 FT R BENDS CON ENC | CONDUIT | UNDERGROUND ELECTRIC DISTRIBUTION | 3376.1 | EA | X
20580 | 4EB5-C | 4-5 IN DB 11.25 D 25 FT R BEND CONC ENC | DB CONDUIT 11.25 D 25 FT R BENDS CON ENC | CONDUIT | UNDERGROUND ELECTRIC DISTRIBUTION | 3376.1 | EA | X
20580 | 6EB5-C | 6-5 IN DB 11.25 D 25 FT R BEND CONC ENC | DB CONDUIT 11.25 D 25 FT R BENDS CON ENC | CONDUIT | UNDERGROUND ELECTRIC DISTRIBUTION | 3376.1 | EA | X
20580 | 8EB5-C | 8-5 IN DB 11.25 D 25 FT R BEND CONC ENC | DB CONDUIT 11.25 D 25 FT R BENDS CON ENC | CONDUIT | UNDERGROUND ELECTRIC DISTRIBUTION | 3376.1 | EA | X
20581 | 1-3SLC | 1-3 IN DB 11.25 D 25 FT R SLURRY ENC | DB CONDUIT 11.25 D 25 FT R SLURRY ENC | CONDUIT | UNDERGROUND ELECTRIC DISTRIBUTION | 3372.2 | EA | X
20581 | 1-4SLC | 1-4 IN DB 11.25 D 25 FT R SLURRY ENC | DB CONDUIT 11.25 D 25 FT R SLURRY ENC | CONDUIT | UNDERGROUND ELECTRIC DISTRIBUTION | 3373.2 | EA | X
20581 | 1-5SLC | 1-5 IN DB 11.25 D 25 FT R SLURRY ENC | DB CONDUIT 11.25 D 25 FT R SLURRY ENC | CONDUIT | UNDERGROUND ELECTRIC DISTRIBUTION | 3373.2 | EA | X
20581 | 2-3SLC | 2-3 IN DB 11.25 D 25 FT R SLURRY ENC | DB CONDUIT 11.25 D 25 FT R SLURRY ENC | CONDUIT | UNDERGROUND ELECTRIC DISTRIBUTION | 3373.2 | EA | X
20581 | 2-4SLC | 2-4 IN DB 11.25 D 25 FT R SLURRY ENC | DB CONDUIT 11.25 D 25 FT R SLURRY ENC | CONDUIT | UNDERGROUND ELECTRIC DISTRIBUTION | 3373.2 | EA | X
20581 | 2-5SLC | 2-5 IN DB 11.25 D 25 FT R SLURRY ENC | DB CONDUIT 11.25 D 25 FT R SLURRY ENC | CONDUIT | UNDERGROUND ELECTRIC DISTRIBUTION | 3373.2 | EA | X
20581 | 2-5VSL | 2-5 IN DB 11.25 CURVE VERTICAL SLURRY EN | DB CONDUIT 11.25 D 25 FT R SLURRY ENC | CONDUIT | UNDERGROUND ELECTRIC DISTRIBUTION | 3373.2 | EA | X
20581 | 3-5SLC | 3-5 IN DB 11.25 D 25 FT R SLURRY ENC | DB CONDUIT 11.25 D 25 FT R SLURRY ENC | CONDUIT | UNDERGROUND ELECTRIC DISTRIBUTION | 3373.2 | EA | X
20581 | 4-5SLC | 4-5 IN DB 11.25 D 25 FT R SLURRY ENC | DB CONDUIT 11.25 D 25 FT R SLURRY ENC | CONDUIT | UNDERGROUND ELECTRIC DISTRIBUTION | 3373.2 | EA | X
20581 | 6-5SLC | 6-5 IN DB 11.25 D 25 FT R SLURRY ENC | DB CONDUIT 11.25 D 25 FT R SLURRY ENC | CONDUIT | UNDERGROUND ELECTRIC DISTRIBUTION | 3373.2 | EA | X
20581 | 8-5SLC | 8-5 IN DB 11.25 D 25 FT R SLURRY ENC | DB CONDUIT 11.25 D 25 FT R SLURRY ENC | CONDUIT | UNDERGROUND ELECTRIC DISTRIBUTION | 3373.2 | EA | X
20600 | 1DB2SS | 1-2 IN DB 22.5 D 25 FT R BEND SEC | DB CONDUIT 22.5 D 25 FT RAD BENDS - SEC | CONDUIT | UNDERGROUND ELECTRIC DISTRIBUTION | 3373.2 | EA | X
20600 | 1DB3SS | 1-3 IN DB 22.5 D 25 FT R BEND SEC | DB CONDUIT 22.5 D 25 FT RAD BENDS - SEC | CONDUIT | UNDERGROUND ELECTRIC DISTRIBUTION | 3373.2 | EA | X
20600 | 1DB4SS | 1-4 IN DB 22.5 D 25 FT R BEND SEC | DB CONDUIT 22.5 D 25 FT RAD BENDS - SEC | CONDUIT | UNDERGROUND ELECTRIC DISTRIBUTION | 3373.2 | EA | X
20600 | 1DB5SS | 1-5 IN DB 22.5 D 25 FT R BEND SEC | DB CONDUIT 22.5 D 25 FT RAD BENDS - SEC | CONDUIT | UNDERGROUND ELECTRIC DISTRIBUTION | 3373.2 | EA | X
20600 | 2DB2SS | 2-2 IN DB 22.5 D 25 FT R BEND SEC | DB CONDUIT 22.5 D 25 FT RAD BENDS - SEC | CONDUIT | UNDERGROUND ELECTRIC DISTRIBUTION | 3373.2 | EA | X
20600 | 2DB3SS | 2-3 IN DB 22.5 D 25 FT R BEND SEC | DB CONDUIT 22.5 D 25 FT RAD BENDS - SEC | CONDUIT | UNDERGROUND ELECTRIC DISTRIBUTION | 3373.2 | EA | X
20600 | 2DB4SS | 2-4 IN DB 22.5 D 25 FT R BEND SEC | DB CONDUIT 22.5 D 25 FT RAD BENDS - SEC | CONDUIT | UNDERGROUND ELECTRIC DISTRIBUTION | 3373.2 | EA | X
20600 | 2DB5SS | 2-5 IN DB 22.5 D 25 FT R BEND SEC | DB CONDUIT 22.5 D 25 FT RAD BENDS - SEC | CONDUIT | UNDERGROUND ELECTRIC DISTRIBUTION | 3373.2 | EA | X
20620 | 1DB2PS | 1-2 IN DB 22.5 D 25 FT R BEND PRI | DB CONDUIT 22.5 D 25 FT RAD BENDS - PRI | CONDUIT | UNDERGROUND ELECTRIC DISTRIBUTION | 3373.2 | EA | X
20620 | 1DB3PS | 1-3 IN DB 22.5 D 25 FT R BEND PRI | DB CONDUIT 22.5 D 25 FT RAD BENDS - PRI | CONDUIT | UNDERGROUND ELECTRIC DISTRIBUTION | 3373.2 | EA | X
20620 | 1DB4PS | 1-4 IN DB 22.5 D 25 FT R BEND PRI | DB CONDUIT 22.5 D 25 FT RAD BENDS - PRI | CONDUIT | UNDERGROUND ELECTRIC DISTRIBUTION | 3373.2 | EA | X
20620 | 2DB2PS | 2-2 IN DB 22.5 D 25 FT R BEND PRI | DB CONDUIT 22.5 D 25 FT RAD BENDS - PRI | CONDUIT | UNDERGROUND ELECTRIC DISTRIBUTION | 3373.2 | EA | X
20620 | 2DB3PS | 2-3 IN DB 22.5 D 25 FT R BEND PRI | DB CONDUIT 22.5 D 25 FT RAD BENDS - PRI | CONDUIT | UNDERGROUND ELECTRIC DISTRIBUTION | 3373.2 | EA | X
20620 | 2DB4PS | 2-4 IN DB 22.5 D 25 FT R BEND PRI | DB CONDUIT 22.5 D 25 FT RAD BENDS - PRI | CONDUIT | UNDERGROUND ELECTRIC DISTRIBUTION | 3373.2 | EA | X
20640 | 1EB2-S | 1-2 IN DB 22.5 D 25 FT R BEND CONC ENC | DB CONDUIT 22.5 D 25 FT R BENDS CONC ENC | CONDUIT | UNDERGROUND ELECTRIC DISTRIBUTION | 3376.1 | EA | X
20640 | 1EB3-S | 1-3 IN DB 22.5 D 25 FT R BEND CONC ENC | DB CONDUIT 22.5 D 25 FT R BENDS CONC ENC | CONDUIT | UNDERGROUND ELECTRIC DISTRIBUTION | 3376.1 | EA | X
20640 | 1EB4-S | 1-4 IN DB 22.5 D 25 FT R BEND CONC ENC | DB CONDUIT 22.5 D 25 FT R BENDS CONC ENC | CONDUIT | UNDERGROUND ELECTRIC DISTRIBUTION | 3376.1 | EA | X
20640 | 1EB5-S | 1-5 IN DB 22.5 D 25 FT R BEND CONC ENC | DB CONDUIT 22.5 D 25 FT R BENDS CONC ENC | CONDUIT | UNDERGROUND ELECTRIC DISTRIBUTION | 3376.1 | EA | X
20640 | 2EB3-S | 2-3 IN DB 22.5 D 25 FT R BEND CONC ENC | DB CONDUIT 22.5 D 25 FT R BENDS CONC ENC | CONDUIT | UNDERGROUND ELECTRIC DISTRIBUTION | 3376.1 | EA | X
20640 | 2EB4-S | 2-4 IN DB 22.5 D 25 FT R BEND CONC ENC | DB CONDUIT 22.5 D 25 FT R BENDS CONC ENC | CONDUIT | UNDERGROUND ELECTRIC DISTRIBUTION | 3376.1 | EA | X
20640 | 2EB5-S | 2-5 IN DB 22.5 D 25 FT R BEND CONC ENC | DB CONDUIT 22.5 D 25 FT R BENDS CONC ENC | CONDUIT | UNDERGROUND ELECTRIC DISTRIBUTION | 3376.1 | EA | X
20640 | 3EB5-S | 3-5 IN DB 22.5 D 25 FT R BEND CONC ENC | DB CONDUIT 22.5 D 25 FT R BENDS CONC ENC | CONDUIT | UNDERGROUND ELECTRIC DISTRIBUTION | 3376.1 | EA | X
20640 | 4EB5-S | 4-5 IN DB 22.5 D 25 FT R BEND CONC ENC | DB CONDUIT 22.5 D 25 FT R BENDS CONC ENC | CONDUIT | UNDERGROUND ELECTRIC DISTRIBUTION | 3376.1 | EA | X
20640 | 6EB5-S | 6-5 IN DB 22.5 D 25 FT R BEND CONC ENC | DB CONDUIT 22.5 D 25 FT R BENDS CONC ENC | CONDUIT | UNDERGROUND ELECTRIC DISTRIBUTION | 3376.1 | EA | X
20640 | 8EB5-S | 8-5 IN DB 22.5 D 25 FT R BEND CONC ENC | DB CONDUIT 22.5 D 25 FT R BENDS CONC ENC | CONDUIT | UNDERGROUND ELECTRIC DISTRIBUTION | 3376.1 | EA | X
20641 | 1-2SLS | 1-2 IN DB 22.5 D 25 FT R SLURRY ENCASED | DB CONDUIT 22.5 D 25 FT R SLURRY ENC | CONDUIT | UNDERGROUND ELECTRIC DISTRIBUTION | 3373.2 | EA | X
20641 | 1-3SLS | 1-3 IN DB 22.5 D 25 FT R SLURRY ENCASED | DB CONDUIT 22.5 D 25 FT R SLURRY ENC | CONDUIT | UNDERGROUND ELECTRIC DISTRIBUTION | 3373.2 | EA | X
20641 | 1-4SLS | 1-4 IN DB 22.5 D 25 FT R SLURRY ENCASED | DB CONDUIT 22.5 D 25 FT R SLURRY ENC | CONDUIT | UNDERGROUND ELECTRIC DISTRIBUTION | 3373.2 | EA | X
20641 | 1-5SLS | 1-5 IN DB 22.5 D 25 FT R SLURRY ENCASED | DB CONDUIT 22.5 D 25 FT R SLURRY ENC | CONDUIT | UNDERGROUND ELECTRIC DISTRIBUTION | 3373.2 | EA | X
20641 | 2-2SLS | 2-2 IN DB 22.5 D 25 FT R SLURRY ENCASED | DB CONDUIT 22.5 D 25 FT R SLURRY ENC | CONDUIT | UNDERGROUND ELECTRIC DISTRIBUTION | 3373.2 | EA | X
20641 | 2-3SLS | 2-3 IN DB 22.5 D 25 FT R SLURRY ENCASED | DB CONDUIT 22.5 D 25 FT R SLURRY ENC | CONDUIT | UNDERGROUND ELECTRIC DISTRIBUTION | 3373.2 | EA | X
20641 | 2-4SLS | 2-4 IN DB 22.5 D 25 FT R SLURRY ENCASED | DB CONDUIT 22.5 D 25 FT R SLURRY ENC | CONDUIT | UNDERGROUND ELECTRIC DISTRIBUTION | 3373.2 | EA | X
20641 | 2-5SLS | 2-5 IN DB 22.5 D 25 FT R SLURRY ENCASED | DB CONDUIT 22.5 D 25 FT R SLURRY ENC | CONDUIT | UNDERGROUND ELECTRIC DISTRIBUTION | 3373.2 | EA | X
20641 | 2-5SLV | 2-5 IN DB 22.5 D SWEEP VERT SLURRY ENC | DB CONDUIT 22.5 D 25 FT R SLURRY ENC | CONDUIT | UNDERGROUND ELECTRIC DISTRIBUTION | 3373.2 | EA | X
20641 | 3-5SLS | 3-5 IN DB 22.5 D 25 FT R SLURRY ENCASED | DB CONDUIT 22.5 D 25 FT R SLURRY ENC | CONDUIT | UNDERGROUND ELECTRIC DISTRIBUTION | 3373.2 | EA | X
20641 | 4-5SLS | 4-5 IN DB 22.5 D 25 FT R SLURRY ENCASED | DB CONDUIT 22.5 D 25 FT R SLURRY ENC | CONDUIT | UNDERGROUND ELECTRIC DISTRIBUTION | 3373.2 | EA | X
20641 | 6-5SLS | 6-5 IN DB 22.5 D 25 FT R SLURRY ENCASED | DB CONDUIT 22.5 D 25 FT R SLURRY ENC | CONDUIT | UNDERGROUND ELECTRIC DISTRIBUTION | 3373.2 | EA | X
20641 | 8-5SLS | 8-5 IN DB 22.5 D 25 FT R SLURRY ENCASED | DB CONDUIT 22.5 D 25 FT R SLURRY ENC | CONDUIT | UNDERGROUND ELECTRIC DISTRIBUTION | 3373.2 | EA | X
20660 | 1DB2S8 | 1-2 IN DB 45 D 24 IN R BEND SEC | DB CONDUIT 45 DEGREE BENDS - SEC | CONDUIT | UNDERGROUND ELECTRIC DISTRIBUTION | 3373.2 | EA | X
20660 | 1DB3S8 | 1-3 IN DB 45 D 36 IN R BEND SEC | DB CONDUIT 45 DEGREE BENDS - SEC | CONDUIT | UNDERGROUND ELECTRIC DISTRIBUTION | 3373.2 | EA | X
20660 | 1DB4S8 | 1-4 IN DB 45 D 36 IN R BEND SEC | DB CONDUIT 45 DEGREE BENDS - SEC | CONDUIT | UNDERGROUND ELECTRIC DISTRIBUTION | 3373.2 | EA | X
20660 | 1DB5S8 | 1-5 IN DB 45 D 36 IN R BEND SEC | DB CONDUIT 45 DEGREE BENDS - SEC | CONDUIT | UNDERGROUND ELECTRIC DISTRIBUTION | 3373.2 | EA | X
20660 | 2DB2S8 | 2-2 IN DB 45 D 24 IN R BEND SEC | DB CONDUIT 45 DEGREE BENDS - SEC | CONDUIT | UNDERGROUND ELECTRIC DISTRIBUTION | 3373.2 | EA | X
20660 | 2DB3S8 | 2-3 IN DB 45 D 36 IN R BEND SEC | DB CONDUIT 45 DEGREE BENDS - SEC | CONDUIT | UNDERGROUND ELECTRIC DISTRIBUTION | 3373.2 | EA | X
20660 | 2DB4S8 | 2-4 IN DB 45 D 36 IN R BEND SEC | DB CONDUIT 45 DEGREE BENDS - SEC | CONDUIT | UNDERGROUND ELECTRIC DISTRIBUTION | 3373.2 | EA | X
20660 | 2DB5S8 | 2-5 IN DB 45 D 36 IN R BEND SEC | DB CONDUIT 45 DEGREE BENDS - SEC | CONDUIT | UNDERGROUND ELECTRIC DISTRIBUTION | 3373.2 | EA | X
20680 | 1DB2-8 | 1-2 IN DB 45 D 36 IN R BEND PRI | DB CONDUIT 45 DEGREE BENDS - PRI | CONDUIT | UNDERGROUND ELECTRIC DISTRIBUTION | 3373.2 | EA | X
20680 | 1DB3-8 | 1-3 IN DB 45 D 36 IN R BEND PRI | DB CONDUIT 45 DEGREE BENDS - PRI | CONDUIT | UNDERGROUND ELECTRIC DISTRIBUTION | 3373.2 | EA | X
20680 | 1DB4-8 | 1-4 IN DB 45 D 36 IN R BEND PRI | DB CONDUIT 45 DEGREE BENDS - PRI | CONDUIT | UNDERGROUND ELECTRIC DISTRIBUTION | 3373.2 | EA | X
20680 | 1DB5-8 | 1-5 IN DB 45 D 36 IN R BEND PRI | DB CONDUIT 45 DEGREE BENDS - PRI | CONDUIT | UNDERGROUND ELECTRIC DISTRIBUTION | 3373.2 | EA | X
20680 | 2DB2-8 | 2-2 IN DB 45 D 36 IN R BEND PRI | DB CONDUIT 45 DEGREE BENDS - PRI | CONDUIT | UNDERGROUND ELECTRIC DISTRIBUTION | 3373.2 | EA | X
20680 | 2DB3-8 | 2-3 IN DB 45 D 36 IN R BEND PRI | DB CONDUIT 45 DEGREE BENDS - PRI | CONDUIT | UNDERGROUND ELECTRIC DISTRIBUTION | 3373.2 | EA | X
20680 | 2DB4-8 | 2-4 IN DB 45 D 36 IN R BEND PRI | DB CONDUIT 45 DEGREE BENDS - PRI | CONDUIT | UNDERGROUND ELECTRIC DISTRIBUTION | 3373.2 | EA | X
20700 | 1EB2-8 | 1-2 IN DB 45 D 36 IN R BEND CONC ENC | DB CONDUIT 45 DEGREE BENDS CONC ENC | CONDUIT | UNDERGROUND ELECTRIC DISTRIBUTION | 3376.1 | EA | X
20700 | 1EB3-8 | 1-3 IN DB 45 D 36 IN R BEND CONC ENC | DB CONDUIT 45 DEGREE BENDS CONC ENC | CONDUIT | UNDERGROUND ELECTRIC DISTRIBUTION | 3376.1 | EA | X
20700 | 1EB4-8 | 1-4 IN DB 45 D 36 IN R BEND CONC ENC | DB CONDUIT 45 DEGREE BENDS CONC ENC | CONDUIT | UNDERGROUND ELECTRIC DISTRIBUTION | 3376.1 | EA | X
20700 | 1EB5-8 | 1-5 IN DB 45 D 36 IN R BEND CONC ENC | DB CONDUIT 45 DEGREE BENDS CONC ENC | CONDUIT | UNDERGROUND ELECTRIC DISTRIBUTION | 3376.1 | EA | X
20700 | 3EB5-8 | 3-5 IN DB 45 D 36 IN R BEND CONC ENC | DB CONDUIT 45 DEGREE BENDS CONC ENC | CONDUIT | UNDERGROUND ELECTRIC DISTRIBUTION | 3376.1 | EA | X
20700 | 4EB5-8 | 4-5 IN DB 45 D 36 IN R BEND CONC ENC | DB CONDUIT 45 DEGREE BENDS CONC ENC | CONDUIT | UNDERGROUND ELECTRIC DISTRIBUTION | 3376.1 | EA | X
20701 | 1-2SL8 | 1-2 IN DB 45 D 36 IN R BEND SLURRY ENC | DB CONDUIT 45 DEGREE-SLURRY ENCASED | CONDUIT | UNDERGROUND ELECTRIC DISTRIBUTION | 3373.2 | EA | X
20701 | 1-3SL8 | 1-3 IN DB 45 D 36 IN R BEND SLURRY ENC | DB CONDUIT 45 DEGREE-SLURRY ENCASED | CONDUIT | UNDERGROUND ELECTRIC DISTRIBUTION | 3373.2 | EA | X
20701 | 1-4SL8 | 1-4 IN DB 45 D 36 IN R BEND SLURRY ENC | DB CONDUIT 45 DEGREE-SLURRY ENCASED | CONDUIT | UNDERGROUND ELECTRIC DISTRIBUTION | 3373.2 | EA | X
20701 | 1-5SL8 | 1-5 IN DB 45 D 36 IN R BEND SLURRY ENC | DB CONDUIT 45 DEGREE-SLURRY ENCASED | CONDUIT | UNDERGROUND ELECTRIC DISTRIBUTION | 3373.2 | EA | X
20701 | 2-3SL8 | 2-3 IN DB 45 D 36 IN R BEND SLURRY ENC | DB CONDUIT 45 DEGREE-SLURRY ENCASED | CONDUIT | UNDERGROUND ELECTRIC DISTRIBUTION | 3373.2 | EA | X
20701 | 2-4SL8 | 2-4 IN DB 45 D 36 IN R BEND SLURRY ENC | DB CONDUIT 45 DEGREE-SLURRY ENCASED | CONDUIT | UNDERGROUND ELECTRIC DISTRIBUTION | 3373.2 | EA | X
20701 | 2-5SL8 | 2-5 IN DB 45 D 36 IN R BEND SLURRY ENC | DB CONDUIT 45 DEGREE-SLURRY ENCASED | CONDUIT | UNDERGROUND ELECTRIC DISTRIBUTION | 3373.2 | EA | X
20701 | 3-5SL8 | 3-5 IN DB 45 D 36 IN R BEND SLURRY ENC | DB CONDUIT 45 DEGREE-SLURRY ENCASED | CONDUIT | UNDERGROUND ELECTRIC DISTRIBUTION | 3373.2 | EA | X
20701 | 4-5SL8 | 4-5 IN DB 45 D 36 IN R BEND SLURRY ENC | DB CONDUIT 45 DEGREE-SLURRY ENCASED | CONDUIT | UNDERGROUND ELECTRIC DISTRIBUTION | 3373.2 | EA | X
20720 | 1DB2SB | 1-2 IN DB 90 D 24 IN R BEND SEC | DB CONDUIT 90 DEGREE BENDS - SEC | CONDUIT | UNDERGROUND ELECTRIC DISTRIBUTION | 3373.2 | EA | X
20720 | 1DB3SB | 1-3 IN DB 90 D 36 IN R BEND SEC | DB CONDUIT 90 DEGREE BENDS - SEC | CONDUIT | UNDERGROUND ELECTRIC DISTRIBUTION | 3373.2 | EA | X
20720 | 1DB4SB | 1-4 IN DB 90 D 36 IN R BEND SEC | DB CONDUIT 90 DEGREE BENDS - SEC | CONDUIT | UNDERGROUND ELECTRIC DISTRIBUTION | 3373.2 | EA | X
20720 | 1DB5SB | 1-5 IN DB 90 D 36 IN R BEND SEC | DB CONDUIT 90 DEGREE BENDS - SEC | CONDUIT | UNDERGROUND ELECTRIC DISTRIBUTION | 3373.2 | EA | X
20720 | 2DB2SB | 2-2 IN DB 90 D 24 IN R BEND SEC | DB CONDUIT 90 DEGREE BENDS - SEC | CONDUIT | UNDERGROUND ELECTRIC DISTRIBUTION | 3373.2 | EA | X
20720 | 2DB3SB | 2-3 IN DB 90 D 36 IN R BEND SEC | DB CONDUIT 90 DEGREE BENDS - SEC | CONDUIT | UNDERGROUND ELECTRIC DISTRIBUTION | 3373.2 | EA | X
20720 | 2DB4SB | 2-4 IN DB 90 D 36 IN R BEND SEC | DB CONDUIT 90 DEGREE BENDS - SEC | CONDUIT | UNDERGROUND ELECTRIC DISTRIBUTION | 3373.2 | EA | X
20720 | 2DB5SB | 2-5 IN DB 90 D 36 IN R BEND SEC | DB CONDUIT 90 DEGREE BENDS - SEC | CONDUIT | UNDERGROUND ELECTRIC DISTRIBUTION | 3373.2 | EA | X
20740 | 1DB2-B | 1-2 IN DB 90 D 36 IN R BEND PRI | DB CONDUIT 90 DEGREE BENDS - PRI | CONDUIT | UNDERGROUND ELECTRIC DISTRIBUTION | 3373.2 | EA | X
20740 | 1DB3-B | 1-3 IN DB 90 D 36 IN R BEND PRI | DB CONDUIT 90 DEGREE BENDS - PRI | CONDUIT | UNDERGROUND ELECTRIC DISTRIBUTION | 3373.2 | EA | X
20740 | 1DB4-B | 1-4 IN DB 90 D 36 IN R BEND PRI | DB CONDUIT 90 DEGREE BENDS - PRI | CONDUIT | UNDERGROUND ELECTRIC DISTRIBUTION | 3373.2 | EA | X
20740 | 1DB5-B | 1-5 IN DB 90 D 36 IN R BEND PRI | DB CONDUIT 90 DEGREE BENDS - PRI | CONDUIT | UNDERGROUND ELECTRIC DISTRIBUTION | 3373.2 | EA | X
20740 | 2DB2-B | 2-2 IN DB 90 D 36 IN R BEND PRI | DB CONDUIT 90 DEGREE BENDS - PRI | CONDUIT | UNDERGROUND ELECTRIC DISTRIBUTION | 3373.2 | EA | X
20740 | 2DB3-B | 2-3 IN DB 90 D 36 IN R BEND PRI | DB CONDUIT 90 DEGREE BENDS - PRI | CONDUIT | UNDERGROUND ELECTRIC DISTRIBUTION | 3373.2 | EA | X
20740 | 2DB4-B | 2-4 IN DB 90 D 36 IN R BEND PRI | DB CONDUIT 90 DEGREE BENDS - PRI | CONDUIT | UNDERGROUND ELECTRIC DISTRIBUTION | 3373.2 | EA | X
20760 | 1EB2-B | 1-2 IN DB 90 D 36 IN R BEND CONC ENC | DB CONDUIT 90 DEGREE BENDS CONC ENC | CONDUIT | UNDERGROUND ELECTRIC DISTRIBUTION | 3376.1 | EA | X
20760 | 1EB3-B | 1-3 IN DB 90 D 36 IN R BEND CONC ENC | DB CONDUIT 90 DEGREE BENDS CONC ENC | CONDUIT | UNDERGROUND ELECTRIC DISTRIBUTION | 3376.1 | EA | X
20760 | 1EB4-B | 1-4 IN DB 90 D 36 IN R BEND CONC ENC | DB CONDUIT 90 DEGREE BENDS CONC ENC | CONDUIT | UNDERGROUND ELECTRIC DISTRIBUTION | 3376.1 | EA | X
20760 | 1EB5-B | 1-5 IN DB 90 D 36 IN R BEND CONC ENC | DB CONDUIT 90 DEGREE BENDS CONC ENC | CONDUIT | UNDERGROUND ELECTRIC DISTRIBUTION | 3376.1 | EA | X
20760 | 2EB2-B | 2-2 IN DB 90 D 36 IN R BEND CONC ENC | DB CONDUIT 90 DEGREE BENDS CONC ENC | CONDUIT | UNDERGROUND ELECTRIC DISTRIBUTION | 3376.1 | EA | X
20760 | 2EB3-B | 2-3 IN DB 90 D 36 IN R BEND CONC ENC | DB CONDUIT 90 DEGREE BENDS CONC ENC | CONDUIT | UNDERGROUND ELECTRIC DISTRIBUTION | 3376.1 | EA | X
20760 | 2EB4-B | 2-4 IN DB 90 D 36 IN R BEND CONC ENC | DB CONDUIT 90 DEGREE BENDS CONC ENC | CONDUIT | UNDERGROUND ELECTRIC DISTRIBUTION | 3376.1 | EA | X
20760 | 2EB5-B | 2-5 IN DB 90 D 36 IN R BEND CONC ENC | DB CONDUIT 90 DEGREE BENDS CONC ENC | CONDUIT | UNDERGROUND ELECTRIC DISTRIBUTION | 3376.1 | EA | X
20760 | 3EB5-B | 3-5 IN DB 90 D 36 IN R BEND CONC ENC | DB CONDUIT 90 DEGREE BENDS CONC ENC | CONDUIT | UNDERGROUND ELECTRIC DISTRIBUTION | 3376.1 | EA | X
20760 | 4EB5-B | 4-5 IN DB 90 D 36 IN R BEND CONC ENC | DB CONDUIT 90 DEGREE BENDS CONC ENC | CONDUIT | UNDERGROUND ELECTRIC DISTRIBUTION | 3376.1 | EA | X
20761 | 1-2SLB | 1-2 IN DB 90 D 36 IN R BEND SLURRY ENC | DB CONDUIT 90 DEGREE BEND SLURRY ENCASED | CONDUIT | UNDERGROUND ELECTRIC DISTRIBUTION | 3373.2 | EA | X
20761 | 1-3SLB | 1-3 IN DB 90 D 36 IN R BEND SLURRY ENC | DB CONDUIT 90 DEGREE BEND SLURRY ENCASED | CONDUIT | UNDERGROUND ELECTRIC DISTRIBUTION | 3373.2 | EA | X
20761 | 1-4SLB | 1-4 IN DB 90 D 36 IN R BEND SLURRY ENC | DB CONDUIT 90 DEGREE BEND SLURRY ENCASED | CONDUIT | UNDERGROUND ELECTRIC DISTRIBUTION | 3373.2 | EA | X
20761 | 1-5SLB | 1-5 IN DB 90 D 36 IN R BEND SLURRY ENC | DB CONDUIT 90 DEGREE BEND SLURRY ENCASED | CONDUIT | UNDERGROUND ELECTRIC DISTRIBUTION | 3373.2 | EA | X
20761 | 2-2SLB | 2-2 IN DB 90 D 36 IN R BEND SLURRY ENC | DB CONDUIT 90 DEGREE BEND SLURRY ENCASED | CONDUIT | UNDERGROUND ELECTRIC DISTRIBUTION | 3373.2 | EA | X
20761 | 2-3SLB | 2-3 IN DB 90 D 36 IN R BEND SLURRY ENC | DB CONDUIT 90 DEGREE BEND SLURRY ENCASED | CONDUIT | UNDERGROUND ELECTRIC DISTRIBUTION | 3373.2 | EA | X
20761 | 2-4SLB | 2-4 IN DB 90 D 36 IN R BEND SLURRY ENC | DB CONDUIT 90 DEGREE BEND SLURRY ENCASED | CONDUIT | UNDERGROUND ELECTRIC DISTRIBUTION | 3373.2 | EA | X
20761 | 2-5SLB | 2-5 IN DB 90 D 36 IN R BEND SLURRY ENC | DB CONDUIT 90 DEGREE BEND SLURRY ENCASED | CONDUIT | UNDERGROUND ELECTRIC DISTRIBUTION | 3373.2 | EA | X
20761 | 3-5SLB | 3-5 IN DB 90 D 36 IN R BEND SLURRY ENC | DB CONDUIT 90 DEGREE BEND SLURRY ENCASED | CONDUIT | UNDERGROUND ELECTRIC DISTRIBUTION | 3373.2 | EA | X
20761 | 4-5SLB | 4-5 IN DB 90 D 36 IN R BEND SLURRY ENC | DB CONDUIT 90 DEGREE BEND SLURRY ENCASED | CONDUIT | UNDERGROUND ELECTRIC DISTRIBUTION | 3373.2 | EA | X
20780 | 1DB1TC | 1 - 1 INCH CONDUIT TELECOMMUNICATIONS | MISCELLANEOUS CONDUIT MATERIAL | CONDUIT | UNDERGROUND ELECTRIC DISTRIBUTION |  | FT | X
20780 | 1DBTCB | 1-1" X 24 IN R BEND TELECOMMUNICATIONS | MISCELLANEOUS CONDUIT MATERIAL | CONDUIT | UNDERGROUND ELECTRIC DISTRIBUTION |  | EA | X
20780 | 1ST2BR | 1-2 IN ST CONDUIT - BRIDGE INSTALLATION | MISCELLANEOUS CONDUIT MATERIAL | CONDUIT | UNDERGROUND ELECTRIC DISTRIBUTION | 3378 | FT | X
20780 | 1ST3BR | 1-3 IN ST CONDUIT - BRIDGE INSTALLATION | MISCELLANEOUS CONDUIT MATERIAL | CONDUIT | UNDERGROUND ELECTRIC DISTRIBUTION | 3378 | FT | X
20780 | 2DB1TC | 2 - 1 INCH CONDUIT TELECOMMUNICATIONS | MISCELLANEOUS CONDUIT MATERIAL | CONDUIT | UNDERGROUND ELECTRIC DISTRIBUTION |  | FT | X
20780 | 2DB5BR | 2-5" SCH 40 CONDUIT CELL-BRIDGE INSTALL | MISCELLANEOUS CONDUIT MATERIAL | CONDUIT | UNDERGROUND ELECTRIC DISTRIBUTION | 3378 | FT | X
20780 | 2DBTCB | 2-1" X 24 IN R BEND TELECOMMUNICATIONS | MISCELLANEOUS CONDUIT MATERIAL | CONDUIT | UNDERGROUND ELECTRIC DISTRIBUTION |  | EA | X
20780 | 2EB5BR | 2-5 IN EB CONDUITS SLAB-BRIDGE INSTALL | MISCELLANEOUS CONDUIT MATERIAL | CONDUIT | UNDERGROUND ELECTRIC DISTRIBUTION | 3378 | FT | X
20780 | 3"--80 | CONDUIT PVC 3 IN SCH 80 | MISCELLANEOUS CONDUIT MATERIAL | CONDUIT | UNDERGROUND ELECTRIC DISTRIBUTION | 4204.3 | FT | X | X
20780 | 3DB1TC | 3 - 1 INCH CONDUIT TELECOMMUNICATIONS | MISCELLANEOUS CONDUIT MATERIAL | CONDUIT | UNDERGROUND ELECTRIC DISTRIBUTION |  | FT | X
20780 | 3DBTCB | 3-1" X 24 IN R BEND TELECOMMUNICATIONS | MISCELLANEOUS CONDUIT MATERIAL | CONDUIT | UNDERGROUND ELECTRIC DISTRIBUTION |  | EA | X
20780 | 4"--40 | CONDUIT PVC 4 IN SCH 40 | MISCELLANEOUS CONDUIT MATERIAL | CONDUIT | UNDERGROUND ELECTRIC DISTRIBUTION |  | FT | X | X
20780 | 4"--80 | CONDUIT PVC 4 IN SCH 80 | MISCELLANEOUS CONDUIT MATERIAL | CONDUIT | UNDERGROUND ELECTRIC DISTRIBUTION | 4204.3 | FT | X | X
20780 | 4"FOAM | FOAM FOR 4 INCH EXPANSION JOINT | MISCELLANEOUS CONDUIT MATERIAL | CONDUIT | UNDERGROUND ELECTRIC DISTRIBUTION | 3378 | EA | X
20780 | 4DB5BR | 4-5" SCH 40 CONDUIT CELL-BRIDGE INSTALL | MISCELLANEOUS CONDUIT MATERIAL | CONDUIT | UNDERGROUND ELECTRIC DISTRIBUTION | 3378 | FT | X
20780 | 4EB5BR | 4-5 IN EB CONDUITS SLAB-BRIDGE INSTALL | MISCELLANEOUS CONDUIT MATERIAL | CONDUIT | UNDERGROUND ELECTRIC DISTRIBUTION | 3378 | FT | X
20780 | 5"--80 | CONDUIT PVC 5 IN SCH 80 | MISCELLANEOUS CONDUIT MATERIAL | CONDUIT | UNDERGROUND ELECTRIC DISTRIBUTION | 4204.3 | FT | X | X
20780 | 5"-EXP | EXPANSION SLEEVE FOR 5" PLASTIC CONDUIT | MISCELLANEOUS CONDUIT MATERIAL | CONDUIT | UNDERGROUND ELECTRIC DISTRIBUTION | 3378 | EA | X
20780 | 5"FOAM | FOAM FOR 5 INCH EXPANSION JOINT | MISCELLANEOUS CONDUIT MATERIAL | CONDUIT | UNDERGROUND ELECTRIC DISTRIBUTION | 3378 | EA | X
20780 | 5"GALV | CONDUIT GALVANIZE 5" X 10' | MISCELLANEOUS CONDUIT MATERIAL | CONDUIT | UNDERGROUND ELECTRIC DISTRIBUTION |  | FT | X
20780 | 6DB5BR | 6-5" SCH 40 CONDUIT CELL-BRIDGE INSTALL | MISCELLANEOUS CONDUIT MATERIAL | CONDUIT | UNDERGROUND ELECTRIC DISTRIBUTION | 3378 | FT | X
20780 | 6EB5BR | 6-5 IN EB CONDUITS SLAB-BRIDGE INSTALL | MISCELLANEOUS CONDUIT MATERIAL | CONDUIT | UNDERGROUND ELECTRIC DISTRIBUTION | 3378 | FT | X
20780 | 6EB6BR | 6-6"EB COND. SLAB-BRIDGE INSTALL (TRANS) | MISCELLANEOUS CONDUIT MATERIAL | CONDUIT | UNDERGROUND ELECTRIC DISTRIBUTION | 3378 | FT | X
20780 | ADPT-1 | SUBSTRUCTURE ADAPTOR 2-#8 1 RUN | MISCELLANEOUS CONDUIT MATERIAL | CONDUIT | UNDERGROUND ELECTRIC DISTRIBUTION | 3382.1 | EA | X
20780 | ADPT-2 | SUBSTRUCTURE ADAPTOR 2-#8 - 2 OR 3 RUNS | MISCELLANEOUS CONDUIT MATERIAL | CONDUIT | UNDERGROUND ELECTRIC DISTRIBUTION | 3382.1 | EA | X
20780 | BR-FIX | FIXED CONDUIT BASE SUPPORT (BRIDGE CELL) | MISCELLANEOUS CONDUIT MATERIAL | CONDUIT | UNDERGROUND ELECTRIC DISTRIBUTION | 3378 | EA | X
20780 | BR-SLD | SLIDING CONDUIT SUPPORT TYPE D | MISCELLANEOUS CONDUIT MATERIAL | CONDUIT | UNDERGROUND ELECTRIC DISTRIBUTION | 3378 | EA | X
20780 | BR-SLI | SLIDING CONDUIT SUPPORT PER BRIDGE CELL | MISCELLANEOUS CONDUIT MATERIAL | CONDUIT | UNDERGROUND ELECTRIC DISTRIBUTION | 3378 | EA | X
20780 | BSPACE | BASE SPACER FOR BRIDGE CONDUITS | MISCELLANEOUS CONDUIT MATERIAL | CONDUIT | UNDERGROUND ELECTRIC DISTRIBUTION | 3378 | EA | X
20780 | CAP-02 | CONDUIT END CAP 2 IN | MISCELLANEOUS CONDUIT MATERIAL | CONDUIT | UNDERGROUND ELECTRIC DISTRIBUTION | 3373.2 | EA | X | X
20780 | CAP-03 | CONDUIT END CAP 3 IN | MISCELLANEOUS CONDUIT MATERIAL | CONDUIT | UNDERGROUND ELECTRIC DISTRIBUTION | 3373.2 | EA | X | X
20780 | CAP-04 | CONDUIT END CAP 4 IN | MISCELLANEOUS CONDUIT MATERIAL | CONDUIT | UNDERGROUND ELECTRIC DISTRIBUTION | 3373.2 | EA | X | X
20780 | CAP-05 | CONDUIT END CAP 5 IN | MISCELLANEOUS CONDUIT MATERIAL | CONDUIT | UNDERGROUND ELECTRIC DISTRIBUTION | 3373.2 | EA | X | X
20780 | MSB-UG | ANCHOR, FOR MARKER POST, SIGN, ELECT | MISCELLANEOUS CONDUIT MATERIAL | CONDUIT | UNDERGROUND ELECTRIC DISTRIBUTION | 3377.1 | EA | X
20780 | PLUG-2 | CONDUIT PLUG 2 IN | MISCELLANEOUS CONDUIT MATERIAL | CONDUIT | UNDERGROUND ELECTRIC DISTRIBUTION | 3373.2 | EA | X | X
20780 | PLUG-3 | CONDUIT PLUG 3 IN | MISCELLANEOUS CONDUIT MATERIAL | CONDUIT | UNDERGROUND ELECTRIC DISTRIBUTION | 3373.2 | EA | X | X
20780 | PLUG-4 | CONDUIT PLUG 4 IN | MISCELLANEOUS CONDUIT MATERIAL | CONDUIT | UNDERGROUND ELECTRIC DISTRIBUTION | 3373.2 | EA | X | X
20780 | PLUG-5 | CONDUIT PLUG 5 IN | MISCELLANEOUS CONDUIT MATERIAL | CONDUIT | UNDERGROUND ELECTRIC DISTRIBUTION | 3373.2 | EA | X | X
20780 | PLUG-6 | CONDUIT PLUG 6 IN | MISCELLANEOUS CONDUIT MATERIAL | CONDUIT | UNDERGROUND ELECTRIC DISTRIBUTION | 3373.2 | EA | X | X
20780 | RED3-2 | CONDUIT BELL REDUCER DB 3 IN TO 2 IN | MISCELLANEOUS CONDUIT MATERIAL | CONDUIT | UNDERGROUND ELECTRIC DISTRIBUTION | 3373.2 | EA | X
20780 | RED4-3 | CONDUIT BELL REDUCER DB 4 IN TO 3 IN | MISCELLANEOUS CONDUIT MATERIAL | CONDUIT | UNDERGROUND ELECTRIC DISTRIBUTION | 3373.2 | EA | X
20780 | RED5-4 | CONDUIT BELL REDUCER DB 5 IN TO 4 IN | MISCELLANEOUS CONDUIT MATERIAL | CONDUIT | UNDERGROUND ELECTRIC DISTRIBUTION | 3373.2 | EA | X
20780 | RED6-5 | CONDUIT BELL REDUCER DB 6 IN TO 5 IN | MISCELLANEOUS CONDUIT MATERIAL | CONDUIT | UNDERGROUND ELECTRIC DISTRIBUTION | 3373.2 | EA | X
20780 | SDGD | 1 - 1 INCH CONDUIT TELECOMMUNICATIONS | MISCELLANEOUS CONDUIT MATERIAL | CONDUIT | UNDERGROUND ELECTRIC DISTRIBUTION |  | FT | X
20780 | SEAL-2 | CONDUIT SEALANT (2 OZ) | MISCELLANEOUS CONDUIT MATERIAL | CONDUIT | UNDERGROUND ELECTRIC DISTRIBUTION | 3948.1 | EA | X
20780 | SEAL-6 | CONDUIT SEALANT (6 OZ) | MISCELLANEOUS CONDUIT MATERIAL | CONDUIT | UNDERGROUND ELECTRIC DISTRIBUTION | 3948.1 | EA | X
20780 | SEJ-4" | SIESMIC EXPANSION JOINT 4 INCH CONDUIT | MISCELLANEOUS CONDUIT MATERIAL | CONDUIT | UNDERGROUND ELECTRIC DISTRIBUTION | 3378 | EA | X
20780 | SEJ-5" | SEISMIC EXPANSION JOINT 5 INCH CONDUIT | MISCELLANEOUS CONDUIT MATERIAL | CONDUIT | UNDERGROUND ELECTRIC DISTRIBUTION | 3378 | EA | X
20780 | SHEAR | SHEAR PLATE FOR BRIDGE ABUTMENT | MISCELLANEOUS CONDUIT MATERIAL | CONDUIT | UNDERGROUND ELECTRIC DISTRIBUTION | 3378 | EA | X
20780 | SPACER | INTERMEDIATE SPACER | MISCELLANEOUS CONDUIT MATERIAL | CONDUIT | UNDERGROUND ELECTRIC DISTRIBUTION | 3375 | FT | X
20780 | SSHEAR | PLATE SHEAR SHORT | MISCELLANEOUS CONDUIT MATERIAL | CONDUIT | UNDERGROUND ELECTRIC DISTRIBUTION | 3378 | EA | X
20780 | STUB/M | STUB MARKER FOR UNDERGROUND CONDUIT | MISCELLANEOUS CONDUIT MATERIAL | CONDUIT | UNDERGROUND ELECTRIC DISTRIBUTION | 3377.1 | EA | X
20780 | U-SUPP | SUPPORT, TYPE "B" U SHAP GALV REBAR | MISCELLANEOUS CONDUIT MATERIAL | CONDUIT | UNDERGROUND ELECTRIC DISTRIBUTION | 3378 | EA | X
20790 | 4-WAY | (MACRO) 4-1 1/4" CONDUITS CONC ENC | FIBER OPTIC CONDUIT | CONDUIT | UNDERGROUND ELECTRIC DISTRIBUTION |  | FT | X
20790 | 4-WAY-1 | (USE MACRO) 4-1 1/4" CONDUITS CONC ENC | FIBER OPTIC CONDUIT | CONDUIT | UNDERGROUND ELECTRIC DISTRIBUTION |  | FT | X
20790 | 4-WAY-2 | (USE MACRO) 4-1 1/4" CONDUITS CONC ENC | FIBER OPTIC CONDUIT | CONDUIT | UNDERGROUND ELECTRIC DISTRIBUTION |  | FT | X
20790 | 4INNER | 4-1 1/4" SMOOTH WALL INNERDUCT | FIBER OPTIC CONDUIT | CONDUIT | UNDERGROUND ELECTRIC DISTRIBUTION |  | FT | X
20790 | 4WAY-B | 4-1 1/4" 90 D 48" BEND CONC ENC (4-WAY) | FIBER OPTIC CONDUIT | CONDUIT | UNDERGROUND ELECTRIC DISTRIBUTION |  | EA | X
20790 | 4WAY-S | 4-1 1/4 22.5 D R CONC ENC (4-WAY) | FIBER OPTIC CONDUIT | CONDUIT | UNDERGROUND ELECTRIC DISTRIBUTION |  | EA | X
20791 | 4-WAYJ | 4-1 1/4" CONDUITS FOR JOINT TRENCH | FIBER OPTIC CONDUIT FOR JOINT TRENCH | CONDUIT | UNDERGROUND ELECTRIC DISTRIBUTION | 4620.9 | FT | X
20791 | 4WAYSJ | 4-1 1/4 22.5 D R | FIBER OPTIC CONDUIT FOR JOINT TRENCH | CONDUIT | UNDERGROUND ELECTRIC DISTRIBUTION | 4620.9 | EA | X
20800 | INT-DB | (MACRO) INTERCEPT CONDUIT DB | INTERCEPT CONDUIT | CONDUIT | UNDERGROUND ELECTRIC DISTRIBUTION |  | EA | X
20800 | INT-DB-1 | (USE MACRO) INTERCEPT CONDUIT DB | INTERCEPT CONDUIT | CONDUIT | UNDERGROUND ELECTRIC DISTRIBUTION |  | EA | X
20800 | INT-DB-2 | (USE MACRO) INTERCEPT CONDUIT DB | INTERCEPT CONDUIT | CONDUIT | UNDERGROUND ELECTRIC DISTRIBUTION |  | EA | X
20800 | INT-EB | (MACRO) INTERCEPT CONDUIT EB | INTERCEPT CONDUIT | CONDUIT | UNDERGROUND ELECTRIC DISTRIBUTION |  | EA | X
20800 | INT-EB-1 | (USE MACRO) INTERCEPT CONDUIT EB | INTERCEPT CONDUIT | CONDUIT | UNDERGROUND ELECTRIC DISTRIBUTION |  | EA | X
20800 | INT-EB-2 | (USE MACRO) INTERCEPT CONDUIT EB | INTERCEPT CONDUIT | CONDUIT | UNDERGROUND ELECTRIC DISTRIBUTION |  | EA | X
20800 | INT-PD | (MACRO) INTERCEPT PID CONDUIT | INTERCEPT CONDUIT | CONDUIT | UNDERGROUND ELECTRIC DISTRIBUTION | 3383 | EA | X
20800 | INT-PD-1 | (USE MACRO) INTERCEPT PID CONDUIT | INTERCEPT CONDUIT | CONDUIT | UNDERGROUND ELECTRIC DISTRIBUTION | 3383 | EA | X
20800 | INT-PD-2 | (USE MACRO) INTERCEPT PID CONDUIT | INTERCEPT CONDUIT | CONDUIT | UNDERGROUND ELECTRIC DISTRIBUTION | 3383 | EA | X
20801 | I/EB-A | INTERCEPT HOLE FOR CONDUIT - AVE DIG | EXCAVATION FOR CONDUIT INTERCEPT | CONDUIT | UNDERGROUND ELECTRIC DISTRIBUTION |  | EA | X
20801 | I/EB-H | INTERCEPT HOLE FOR CONDUIT - HARD DIG | EXCAVATION FOR CONDUIT INTERCEPT | CONDUIT | UNDERGROUND ELECTRIC DISTRIBUTION |  | EA | X
20805 | RC-BND | REM/RFS CONDUIT BEND (CABLE POLE) | REMOVE/RFS CONDUIT | CONDUIT | UNDERGROUND ELECTRIC DISTRIBUTION |  | EA |  | X
20805 | RFSCND | RFS CONDUIT (SEE NOTE) | REMOVE/RFS CONDUIT | CONDUIT | UNDERGROUND ELECTRIC DISTRIBUTION |  | FT |  | X
20805 | RP-BND | REM/RFS CONDUIT BEND (PAD / HANDHOLE) | REMOVE/RFS CONDUIT | CONDUIT | UNDERGROUND ELECTRIC DISTRIBUTION |  | EA |  | X
20810 | A-ED/C | ASPHALT BRK & REP FOR ELEC DIST TR-CUST | CUSTOMER TRENCHING - RETAINING WALL | TRENCHING AND BACKFILL | UNDERGROUND ELECTRIC DISTRIBUTION |  | FT | X
20810 | A-ES/C | ASPHALT BRK & REP FOR ELEC SERV TR-CUST | CUSTOMER TRENCHING - RETAINING WALL | TRENCHING AND BACKFILL | UNDERGROUND ELECTRIC DISTRIBUTION |  | FT | X
20810 | C-ED/C | CONCRETE BRK & REP FOR ELEC DIST TR-CUST | CUSTOMER TRENCHING - RETAINING WALL | TRENCHING AND BACKFILL | UNDERGROUND ELECTRIC DISTRIBUTION |  | FT | X
20810 | C-ES/C | CONCRETE BRK & REP FOR ELEC SERV TR-CUST | CUSTOMER TRENCHING - RETAINING WALL | TRENCHING AND BACKFILL | UNDERGROUND ELECTRIC DISTRIBUTION |  | FT | X
20810 | RW-CUS | RETAINING WALL-CUST. INST. INC/EXCAVATE | CUSTOMER TRENCHING - RETAINING WALL | TRENCHING AND BACKFILL | UNDERGROUND ELECTRIC DISTRIBUTION | 3487.2 | EA | X | X
20810 | SHD--C | SHADE TRENCH WITH SAND - CUSTOMER | CUSTOMER TRENCHING - RETAINING WALL | TRENCHING AND BACKFILL | UNDERGROUND ELECTRIC DISTRIBUTION | D7403 | FT | X
20810 | SHD-SC | SHADE SERVICE TRENCH W/SAND - CUSTOMER | CUSTOMER TRENCHING - RETAINING WALL | TRENCHING AND BACKFILL | UNDERGROUND ELECTRIC DISTRIBUTION |  | FT | X
20810 | TR/C-P | PRIMARY CUSTOMER TRENCH | CUSTOMER TRENCHING - RETAINING WALL | TRENCHING AND BACKFILL | UNDERGROUND ELECTRIC DISTRIBUTION | 3370.1 | FT | X
20810 | TR/C-S | SECONDARY CUSTOMER TRENCH | CUSTOMER TRENCHING - RETAINING WALL | TRENCHING AND BACKFILL | UNDERGROUND ELECTRIC DISTRIBUTION |  | FT | X
20810 | TR/CSV | SERVICE CUSTOMER TRENCH | CUSTOMER TRENCHING - RETAINING WALL | TRENCHING AND BACKFILL | UNDERGROUND ELECTRIC DISTRIBUTION |  | FT | X
20820 | 2'HD-A | HAND DIG TRENCH 2 FT DEEP AVERAGE | TRENCH - MANUAL (HAND DIG) | TRENCHING AND BACKFILL | UNDERGROUND ELECTRIC DISTRIBUTION | G7453 | FT | X
20820 | 2'HD-H | HAND DIG TRENCH 2 FT DEEP HARD | TRENCH - MANUAL (HAND DIG) | TRENCHING AND BACKFILL | UNDERGROUND ELECTRIC DISTRIBUTION | 7453 | FT | X
20820 | 3'HD-A | HAND DIG TRENCH 3 FT DEEP AVE | TRENCH - MANUAL (HAND DIG) | TRENCHING AND BACKFILL | UNDERGROUND ELECTRIC DISTRIBUTION | G7453 | FT | X
20820 | 3'HD-H | HAND DIG TRENCH 3 FT DEEP HARD | TRENCH - MANUAL (HAND DIG) | TRENCHING AND BACKFILL | UNDERGROUND ELECTRIC DISTRIBUTION | G7453 | FT | X
20820 | 4'HD-A | HAND DIG TRENCH 4 FT DEEP AVE | TRENCH - MANUAL (HAND DIG) | TRENCHING AND BACKFILL | UNDERGROUND ELECTRIC DISTRIBUTION | G7453 | FT | X
20820 | 4'HD-H | HAND DIG TRENCH 4 FT DEEP HARD | TRENCH - MANUAL (HAND DIG) | TRENCHING AND BACKFILL | UNDERGROUND ELECTRIC DISTRIBUTION | G7453 | FT | X
20820 | 5'HD-A | HAND DIG TRENCH 5 FT DEEP AVE | TRENCH - MANUAL (HAND DIG) | TRENCHING AND BACKFILL | UNDERGROUND ELECTRIC DISTRIBUTION | G7453 | FT | X
20820 | 5'HD-H | HAND DIG TRENCH 5 FT DEEP HARD | TRENCH - MANUAL (HAND DIG) | TRENCHING AND BACKFILL | UNDERGROUND ELECTRIC DISTRIBUTION | G7453 | FT | X
20820 | MP-HD3 | MHP HAND DIG TRENCH 3 FT DEEP HARD | TRENCH - MANUAL (HAND DIG) | TRENCHING AND BACKFILL | UNDERGROUND ELECTRIC DISTRIBUTION |  | FT | X
20840 | 2'BH-H | MACH DIG TRENCH 2 FT DEEP BACKHOE | TRENCH MECHANICAL - UNCONGESTED TRENCH | TRENCHING AND BACKFILL | UNDERGROUND ELECTRIC DISTRIBUTION | G7453 | FT | X
20840 | 3'BH-H | MACH DIG TRENCH 3 FT DEEP BACKHOE | TRENCH MECHANICAL - UNCONGESTED TRENCH | TRENCHING AND BACKFILL | UNDERGROUND ELECTRIC DISTRIBUTION | G7453 | FT | X
20840 | 4'BH-H | MACH DIG TRENCH 4 FT DEEP BACKHOE | TRENCH MECHANICAL - UNCONGESTED TRENCH | TRENCHING AND BACKFILL | UNDERGROUND ELECTRIC DISTRIBUTION | G7453 | FT | X
20840 | 5'BH-H | MACH DIG TRENCH 5 FT DEEP BACKHOE | TRENCH MECHANICAL - UNCONGESTED TRENCH | TRENCHING AND BACKFILL | UNDERGROUND ELECTRIC DISTRIBUTION | G7453 | FT | X
20840 | 6'BH-H | MACH DIG TRENCH 6 FT DEEP BACKHOE | TRENCH MECHANICAL - UNCONGESTED TRENCH | TRENCHING AND BACKFILL | UNDERGROUND ELECTRIC DISTRIBUTION | G7453 | FT | X
20840 | 7'BH-H | MACH DIG TRENCH 7 FT DEEP BACKHOE | TRENCH MECHANICAL - UNCONGESTED TRENCH | TRENCHING AND BACKFILL | UNDERGROUND ELECTRIC DISTRIBUTION | G7453 | FT | X
20840 | 8'BH-H | MACH DIG TRENCH 8 FT DEEP BACKHOE | TRENCH MECHANICAL - UNCONGESTED TRENCH | TRENCHING AND BACKFILL | UNDERGROUND ELECTRIC DISTRIBUTION | G7453 | FT | X
20860 | BH02XH | MACH DIG TRENCH 2 FT DEEP BACKHOE | TRENCH MECHANICAL - CONGESTED TRENCH | TRENCHING AND BACKFILL | UNDERGROUND ELECTRIC DISTRIBUTION | G7453 | FT | X
20860 | BH03XH | MACH DIG TRENCH 3 FT DEEP BACKHOE | TRENCH MECHANICAL - CONGESTED TRENCH | TRENCHING AND BACKFILL | UNDERGROUND ELECTRIC DISTRIBUTION | G7453 | FT | X
20860 | BH04XH | MACH DIG TRENCH 4 FT DEEP BACKHOE | TRENCH MECHANICAL - CONGESTED TRENCH | TRENCHING AND BACKFILL | UNDERGROUND ELECTRIC DISTRIBUTION | G7453 | FT | X
20860 | BH05XH | MACH DIG TRENCH 5 FT DEEP BACKHOE | TRENCH MECHANICAL - CONGESTED TRENCH | TRENCHING AND BACKFILL | UNDERGROUND ELECTRIC DISTRIBUTION | G7453 | FT | X
20860 | BH06XH | MACH DIG TRENCH 6 FT DEEP BACKHOE | TRENCH MECHANICAL - CONGESTED TRENCH | TRENCHING AND BACKFILL | UNDERGROUND ELECTRIC DISTRIBUTION | G7453 | FT | X
20860 | BH07XH | MACH DIG TRENCH 7 FT DEEP BACKHOE | TRENCH MECHANICAL - CONGESTED TRENCH | TRENCHING AND BACKFILL | UNDERGROUND ELECTRIC DISTRIBUTION | G7453 | FT | X
20860 | BH08XH | MACH DIG TRENCH 8 FT DEEP BACKHOE | TRENCH MECHANICAL - CONGESTED TRENCH | TRENCHING AND BACKFILL | UNDERGROUND ELECTRIC DISTRIBUTION | G7453 | FT | X
20860 | BH09XH | MACH DIG TRENCH 9 FT DEEP BACKHOE | TRENCH MECHANICAL - CONGESTED TRENCH | TRENCHING AND BACKFILL | UNDERGROUND ELECTRIC DISTRIBUTION | G7453 | FT | X
20860 | BH10XH | MACH DIG TRENCH 10 FT DEEP BACKHOE | TRENCH MECHANICAL - CONGESTED TRENCH | TRENCHING AND BACKFILL | UNDERGROUND ELECTRIC DISTRIBUTION | G7453 | FT | X
20860 | MP-3BH | MHP MACH DIG TRENCH 3 FT DEEP BACKHOE | TRENCH MECHANICAL - CONGESTED TRENCH | TRENCHING AND BACKFILL | UNDERGROUND ELECTRIC DISTRIBUTION |  | FT | X
20860 | MP-4BH | MHP MACH DIG TRENCH 4 FT DEEP BACKHOE | TRENCH MECHANICAL - CONGESTED TRENCH | TRENCHING AND BACKFILL | UNDERGROUND ELECTRIC DISTRIBUTION |  | FT | X
20860 | MP-5BH | MHP MACH DIG TRENCH 5 FT DEEP BACKHOE | TRENCH MECHANICAL - CONGESTED TRENCH | TRENCHING AND BACKFILL | UNDERGROUND ELECTRIC DISTRIBUTION |  | FT | X
20861 | BH9"XA | DO NOT USE MACH DIG TR 3FT DEEPX9" WIDE | OBSOLETE AU'S DO NOT USE THIS FAMILY | TRENCHING AND BACKFILL | UNDERGROUND ELECTRIC DISTRIBUTION |  | FT | X
20870 | DD--HR | GUIDED DIRECTIONAL BORE BY THE HOUR | MISCELLANEOUS TRENCHING FUNCTIIONS | TRENCHING AND BACKFILL | UNDERGROUND ELECTRIC DISTRIBUTION |  | HR | X
20870 | QUIK-2 | GUIDED QUIK SHOT BORE UP TO 2 IN DIAM | MISCELLANEOUS TRENCHING FUNCTIIONS | TRENCHING AND BACKFILL | UNDERGROUND ELECTRIC DISTRIBUTION |  | FT | X
20880 | MP-S12 | MHP SHADE TRENCH WITH SAND - 12 IN WIDTH | SHADE FACILITIES | TRENCHING AND BACKFILL | UNDERGROUND ELECTRIC DISTRIBUTION |  | FT | X
20880 | MP-S18 | MHP SHADE TRENCH WITH SAND - 18 IN WIDTH | SHADE FACILITIES | TRENCHING AND BACKFILL | UNDERGROUND ELECTRIC DISTRIBUTION |  | FT | X
20880 | SHD-06 | SHADE TRENCH WITH SAND - 6 INCH WIDTH | SHADE FACILITIES | TRENCHING AND BACKFILL | UNDERGROUND ELECTRIC DISTRIBUTION | G7405 | FT | X
20880 | SHD-09 | SHADE TRENCH WITH SAND - 9 INCH WIDTH | SHADE FACILITIES | TRENCHING AND BACKFILL | UNDERGROUND ELECTRIC DISTRIBUTION | G7405 | FT | X
20880 | SHD-12 | SHADE TRENCH WITH SAND - 12 INCH WIDTH | SHADE FACILITIES | TRENCHING AND BACKFILL | UNDERGROUND ELECTRIC DISTRIBUTION | G7405 | FT | X
20880 | SHD-18 | SHADE TRENCH WITH SAND - 18 INCH WIDTH | SHADE FACILITIES | TRENCHING AND BACKFILL | UNDERGROUND ELECTRIC DISTRIBUTION | G7405 | FT | X
20880 | SHD-24 | SHADE TRENCH WITH SAND - 24 INCH WIDTH | SHADE FACILITIES | TRENCHING AND BACKFILL | UNDERGROUND ELECTRIC DISTRIBUTION | G7405 | FT | X
20890 | SH-06H | SHADE TRENCH BY HAND - 6 IN WIDE | SHADE TRENCH BY HAND | TRENCHING AND BACKFILL | UNDERGROUND ELECTRIC DISTRIBUTION | G7405 | FT | X
20890 | SH-12H | SHADE TRENCH BY HAND - 12 IN WIDE | SHADE TRENCH BY HAND | TRENCHING AND BACKFILL | UNDERGROUND ELECTRIC DISTRIBUTION | G7405 | FT | X
20895 | BKF-1' | BACKFILL TRENCH 1 FOOT DEEP | BACKFILL FOR TRENCHES WITH NATIVE SPOIL | TRENCHING AND BACKFILL | UNDERGROUND ELECTRIC DISTRIBUTION |  | FT | X
20895 | BKF-2' | BACKFILL TRENCH 2 FOOT DEEP | BACKFILL FOR TRENCHES WITH NATIVE SPOIL | TRENCHING AND BACKFILL | UNDERGROUND ELECTRIC DISTRIBUTION |  | FT | X
20895 | BKF-3' | BACKFILL TRENCH 3 FOOT DEEP | BACKFILL FOR TRENCHES WITH NATIVE SPOIL | TRENCHING AND BACKFILL | UNDERGROUND ELECTRIC DISTRIBUTION |  | FT | X
20895 | BKF-4' | BACKFILL TRENCH 4 FOOT DEEP | BACKFILL FOR TRENCHES WITH NATIVE SPOIL | TRENCHING AND BACKFILL | UNDERGROUND ELECTRIC DISTRIBUTION |  | FT | X
20895 | BKF-5' | BACKFILL TRENCH 5 FOOT DEEP | BACKFILL FOR TRENCHES WITH NATIVE SPOIL | TRENCHING AND BACKFILL | UNDERGROUND ELECTRIC DISTRIBUTION |  | FT | X
20895 | MP-BF2 | MHP BACKFILL TRENCH 2 FOOT DEEP | BACKFILL FOR TRENCHES WITH NATIVE SPOIL | TRENCHING AND BACKFILL | UNDERGROUND ELECTRIC DISTRIBUTION |  | FT | X
20900 | DG--06 | BACKFILL DG 06 IN WIDE X 12 IN DEEP | IMPORTED BACKFILL MATERIAL FOR TRENCH | TRENCHING AND BACKFILL | UNDERGROUND ELECTRIC DISTRIBUTION | G7409 | FT | X
20900 | DG--09 | BACKFILL DG 09 IN WIDE X 12 IN DEEP | IMPORTED BACKFILL MATERIAL FOR TRENCH | TRENCHING AND BACKFILL | UNDERGROUND ELECTRIC DISTRIBUTION | G7409 | FT | X
20900 | DG--12 | BACKFILL DG 12 IN WIDE X 12 IN DEEP | IMPORTED BACKFILL MATERIAL FOR TRENCH | TRENCHING AND BACKFILL | UNDERGROUND ELECTRIC DISTRIBUTION | G7409 | FT | X
20900 | DG--18 | BACKFILL DG 18 IN WIDE X 12 IN DEEP | IMPORTED BACKFILL MATERIAL FOR TRENCH | TRENCHING AND BACKFILL | UNDERGROUND ELECTRIC DISTRIBUTION | G7409 | FT | X
20900 | DG--24 | BACKFILL DG 24 IN WIDE X 12 IN DEEP | IMPORTED BACKFILL MATERIAL FOR TRENCH | TRENCHING AND BACKFILL | UNDERGROUND ELECTRIC DISTRIBUTION | G7409 | FT | X
20900 | GVL-06 | IMPORT GRAVEL 6"WIDE X 12"DEEP-CLASS 2 | IMPORTED BACKFILL MATERIAL FOR TRENCH | TRENCHING AND BACKFILL | UNDERGROUND ELECTRIC DISTRIBUTION |  | FT | X
20900 | GVL-09 | IMPORT GRAVEL 9"WIDE X 12"DEEP-CLASS 2 | IMPORTED BACKFILL MATERIAL FOR TRENCH | TRENCHING AND BACKFILL | UNDERGROUND ELECTRIC DISTRIBUTION |  | FT | X
20900 | GVL-12 | IMPORT GRAVEL 12"WIDE X 12"DEEP-CLASS 2 | IMPORTED BACKFILL MATERIAL FOR TRENCH | TRENCHING AND BACKFILL | UNDERGROUND ELECTRIC DISTRIBUTION |  | FT | X
20900 | GVL-18 | IMPORT GRAVEL 18"WIDE X 12"DEEP-CLASS 2 | IMPORTED BACKFILL MATERIAL FOR TRENCH | TRENCHING AND BACKFILL | UNDERGROUND ELECTRIC DISTRIBUTION |  | FT | X
20900 | GVL-24 | IMPORT GRAVEL 24"WIDE X 12"DEEP-CLASS 2 | IMPORTED BACKFILL MATERIAL FOR TRENCH | TRENCHING AND BACKFILL | UNDERGROUND ELECTRIC DISTRIBUTION |  | FT | X
20900 | LS--24 | BACKFILL LIMESTONE 3/8"MAX 24'W X 12"D | IMPORTED BACKFILL MATERIAL FOR TRENCH | TRENCHING AND BACKFILL | UNDERGROUND ELECTRIC DISTRIBUTION |  | TON | X
20900 | MP-Y12 | MHP BKFL SLURRY 12 IN WIDE X 12 IN DEEP | IMPORTED BACKFILL MATERIAL FOR TRENCH | TRENCHING AND BACKFILL | UNDERGROUND ELECTRIC DISTRIBUTION |  | FT | X
20900 | MP-Y18 | MHP BCKFL SLURRY 18 IN WIDE X 12 IN DEEP | IMPORTED BACKFILL MATERIAL FOR TRENCH | TRENCHING AND BACKFILL | UNDERGROUND ELECTRIC DISTRIBUTION |  | FT | X
20900 | SL2-06 | BACKFILL SLURRY 6"WIDE X 12"DEEP-2 SACK | IMPORTED BACKFILL MATERIAL FOR TRENCH | TRENCHING AND BACKFILL | UNDERGROUND ELECTRIC DISTRIBUTION | G7409 | FT | X
20900 | SL2-12 | BACKFILL SLURRY 12"WIDE X 12"DEEP-2 SACK | IMPORTED BACKFILL MATERIAL FOR TRENCH | TRENCHING AND BACKFILL | UNDERGROUND ELECTRIC DISTRIBUTION | G7409 | FT | X
20900 | SL2-18 | BACKFILL SLURRY 18"WIDE X 12"DEEP-2 SACK | IMPORTED BACKFILL MATERIAL FOR TRENCH | TRENCHING AND BACKFILL | UNDERGROUND ELECTRIC DISTRIBUTION | G7409 | FT | X
20900 | SL2-24 | BACKFILL SLURRY 24"WIDE X 12"DEEP-2 SACK | IMPORTED BACKFILL MATERIAL FOR TRENCH | TRENCHING AND BACKFILL | UNDERGROUND ELECTRIC DISTRIBUTION | G7409 | FT | X
20900 | SLR-06 | BACKFILL SLURRY 6 IN WIDE X 12 IN DEEP | IMPORTED BACKFILL MATERIAL FOR TRENCH | TRENCHING AND BACKFILL | UNDERGROUND ELECTRIC DISTRIBUTION | G7409 | FT | X
20900 | SLR-09 | BACKFILL SLURRY 9 IN WIDE X 12 IN DEEP | IMPORTED BACKFILL MATERIAL FOR TRENCH | TRENCHING AND BACKFILL | UNDERGROUND ELECTRIC DISTRIBUTION | G7409 | FT | X
20900 | SLR-12 | BACKFILL SLURRY 12 IN WIDE X 12 IN DEEP | IMPORTED BACKFILL MATERIAL FOR TRENCH | TRENCHING AND BACKFILL | UNDERGROUND ELECTRIC DISTRIBUTION | G7409 | FT | X
20900 | SLR-18 | BACKFILL SLURRY 18 IN WIDE X 12 IN DEEP | IMPORTED BACKFILL MATERIAL FOR TRENCH | TRENCHING AND BACKFILL | UNDERGROUND ELECTRIC DISTRIBUTION | G7409 | FT | X
20900 | SLR-24 | BACKFILL SLURRY 24 IN WIDE X 12 IN DEEP | IMPORTED BACKFILL MATERIAL FOR TRENCH | TRENCHING AND BACKFILL | UNDERGROUND ELECTRIC DISTRIBUTION | G7409 | FT | X
20920 | MP-3RV | MHP TRENCH SPOIL 3 FT DEPTH | SPOIL REMOVAL FROM TRENCHING | TRENCHING AND BACKFILL | UNDERGROUND ELECTRIC DISTRIBUTION |  | FT | X
20920 | MP-4RV | MHP TRENCH SPOIL 4 FT DEPTH | SPOIL REMOVAL FROM TRENCHING | TRENCHING AND BACKFILL | UNDERGROUND ELECTRIC DISTRIBUTION |  | FT | X
20920 | MP-5RV | MHP TRENCH SPOIL 5 FT DEPTH | SPOIL REMOVAL FROM TRENCHING | TRENCHING AND BACKFILL | UNDERGROUND ELECTRIC DISTRIBUTION |  | FT | X
20920 | MP-XCS | MHP EXCESS TRENCH SPOIL (12 IN DEEP) | SPOIL REMOVAL FROM TRENCHING | TRENCHING AND BACKFILL | UNDERGROUND ELECTRIC DISTRIBUTION |  | FT | X
20920 | R-XCES | EXCESS TRENCH SPOIL (12 IN DEEP) | SPOIL REMOVAL FROM TRENCHING | TRENCHING AND BACKFILL | UNDERGROUND ELECTRIC DISTRIBUTION |  | FT | X
20920 | REM-3' | TRENCH SPOIL 3 FT DEPTH | SPOIL REMOVAL FROM TRENCHING | TRENCHING AND BACKFILL | UNDERGROUND ELECTRIC DISTRIBUTION |  | FT | X
20920 | REM-4' | TRENCH SPOIL 4 FT DEPTH | SPOIL REMOVAL FROM TRENCHING | TRENCHING AND BACKFILL | UNDERGROUND ELECTRIC DISTRIBUTION |  | FT | X
20920 | REM-5' | TRENCH SPOIL 5 FT DEPTH | SPOIL REMOVAL FROM TRENCHING | TRENCHING AND BACKFILL | UNDERGROUND ELECTRIC DISTRIBUTION |  | FT | X
20920 | REM-6' | TRENCH SPOIL 6 FT DEPTH | SPOIL REMOVAL FROM TRENCHING | TRENCHING AND BACKFILL | UNDERGROUND ELECTRIC DISTRIBUTION |  | FT | X
20920 | REM-7' | TRENCH SPOIL 7 FT DEPTH | SPOIL REMOVAL FROM TRENCHING | TRENCHING AND BACKFILL | UNDERGROUND ELECTRIC DISTRIBUTION |  | FT | X
20920 | REM-8' | TRENCH SPOIL 8 FT DEPTH | SPOIL REMOVAL FROM TRENCHING | TRENCHING AND BACKFILL | UNDERGROUND ELECTRIC DISTRIBUTION |  | FT | X
20940 | BORE12 | BORING - 12 IN CASING (CONTRACTED) | SHORING AND BORING TRENCH | TRENCHING AND BACKFILL | UNDERGROUND ELECTRIC DISTRIBUTION |  | FT | X
20940 | BORE24 | BORING - 24 IN CASING (CONTRACTED) | SHORING AND BORING TRENCH | TRENCHING AND BACKFILL | UNDERGROUND ELECTRIC DISTRIBUTION |  | FT | X
20940 | BORE30 | BORING - 30 IN CASING (CONTRACTED) | SHORING AND BORING TRENCH | TRENCHING AND BACKFILL | UNDERGROUND ELECTRIC DISTRIBUTION |  | FT | X
20940 | BORPIT | BORE AND RECEIVING PITS | SHORING AND BORING TRENCH | TRENCHING AND BACKFILL | UNDERGROUND ELECTRIC DISTRIBUTION |  | EA | X
20940 | SHOR-U | SHORING TRENCH | SHORING AND BORING TRENCH | TRENCHING AND BACKFILL | UNDERGROUND ELECTRIC DISTRIBUTION |  | FT | X
20960 | H-CORE | HAND DIG HOLE FOR CORE BORE (3' X 4') | MISCELLANEOUS HAND DIGGING | TRENCHING AND BACKFILL | UNDERGROUND ELECTRIC DISTRIBUTION |  | EA | X
20960 | HAND-D | HAND DIG TO POLE OR EQUIPMENT | MISCELLANEOUS HAND DIGGING | TRENCHING AND BACKFILL | UNDERGROUND ELECTRIC DISTRIBUTION |  | EA | X
20960 | PLANTU | REMOVE/REPLACE LANDSCAPING | MISCELLANEOUS HAND DIGGING | TRENCHING AND BACKFILL | UNDERGROUND ELECTRIC DISTRIBUTION |  | FT | X
20980 | ARRO-B | ARROW BOARD ASSIST FOR TRENCHING | TRAFFIC CONTROL | TRENCHING AND BACKFILL | UNDERGROUND ELECTRIC DISTRIBUTION |  | HR | X | X
20980 | FLAG-U | FLAGGING | TRAFFIC CONTROL | TRENCHING AND BACKFILL | UNDERGROUND ELECTRIC DISTRIBUTION |  | HR | X
20980 | LN-F/U | LANE CLOSURE FREEWAY | TRAFFIC CONTROL | TRENCHING AND BACKFILL | UNDERGROUND ELECTRIC DISTRIBUTION |  | EA | X
20980 | LN-H/U | LANE CLOSURE HIGHWAY | TRAFFIC CONTROL | TRENCHING AND BACKFILL | UNDERGROUND ELECTRIC DISTRIBUTION |  | EA | X
20980 | LN-S/U | LANE CLOSURE URBAN STREET | TRAFFIC CONTROL | TRENCHING AND BACKFILL | UNDERGROUND ELECTRIC DISTRIBUTION |  | EA | X
20980 | XING-U | TRAFFIC CONDITIONS (STREET CROSSINGS) | TRAFFIC CONTROL | TRENCHING AND BACKFILL | UNDERGROUND ELECTRIC DISTRIBUTION |  | FT | X
21000 | AS-1CT | ASPHALT 1 SAW CUT AND BREAK MECH | PAVEMENT BREAK & TEMP REPAIR FOR TRENCH | PAVEMENT BREAK AND REPAIR FOR TRENCHING | UNDERGROUND ELECTRIC DISTRIBUTION |  | FT | X
21000 | AS-2CT | ASPHALT 2 SAW CUT AND BREAK MECH | PAVEMENT BREAK & TEMP REPAIR FOR TRENCH | PAVEMENT BREAK AND REPAIR FOR TRENCHING | UNDERGROUND ELECTRIC DISTRIBUTION |  | FT | X
21000 | AS-BRK | BREAK ASPHALT MANUALLY | PAVEMENT BREAK & TEMP REPAIR FOR TRENCH | PAVEMENT BREAK AND REPAIR FOR TRENCHING | UNDERGROUND ELECTRIC DISTRIBUTION |  | FT | X
21000 | CC-1CT | CONCRETE 1 SAW CUT | PAVEMENT BREAK & TEMP REPAIR FOR TRENCH | PAVEMENT BREAK AND REPAIR FOR TRENCHING | UNDERGROUND ELECTRIC DISTRIBUTION |  | FT | X
21000 | CC-2CT | CONCRETE 2 SAW CUT AND BREAK MECH | PAVEMENT BREAK & TEMP REPAIR FOR TRENCH | PAVEMENT BREAK AND REPAIR FOR TRENCHING | UNDERGROUND ELECTRIC DISTRIBUTION |  | FT | X
21000 | CC-BRK | BREAK CONCRETE MANUALLY | PAVEMENT BREAK & TEMP REPAIR FOR TRENCH | PAVEMENT BREAK AND REPAIR FOR TRENCHING | UNDERGROUND ELECTRIC DISTRIBUTION |  | FT | X
21000 | CP-H06 | COLD PATCH & CLEAN-UP 6 IN TRENCH MAN | PAVEMENT BREAK & TEMP REPAIR FOR TRENCH | PAVEMENT BREAK AND REPAIR FOR TRENCHING | UNDERGROUND ELECTRIC DISTRIBUTION |  | FT | X
21000 | CP-H12 | COLD PATCH & CLEAN-UP 12 IN TRENCH MAN | PAVEMENT BREAK & TEMP REPAIR FOR TRENCH | PAVEMENT BREAK AND REPAIR FOR TRENCHING | UNDERGROUND ELECTRIC DISTRIBUTION |  | FT | X
21000 | CP-H18 | COLD PATCH & CLEAN-UP 18 IN TRENCH MAN | PAVEMENT BREAK & TEMP REPAIR FOR TRENCH | PAVEMENT BREAK AND REPAIR FOR TRENCHING | UNDERGROUND ELECTRIC DISTRIBUTION |  | FT | X
21000 | CP-H24 | COLD PATCH & CLEAN-UP 24 IN TRENCH MAN | PAVEMENT BREAK & TEMP REPAIR FOR TRENCH | PAVEMENT BREAK AND REPAIR FOR TRENCHING | UNDERGROUND ELECTRIC DISTRIBUTION |  | FT | X
21000 | CP-M06 | COLD PATCH AND CLEAN-UP 6 IN MECH | PAVEMENT BREAK & TEMP REPAIR FOR TRENCH | PAVEMENT BREAK AND REPAIR FOR TRENCHING | UNDERGROUND ELECTRIC DISTRIBUTION |  | FT | X
21000 | CP-M12 | COLD PATCH AND CLEAN-UP 12 IN MECH | PAVEMENT BREAK & TEMP REPAIR FOR TRENCH | PAVEMENT BREAK AND REPAIR FOR TRENCHING | UNDERGROUND ELECTRIC DISTRIBUTION |  | FT | X
21000 | CP-M18 | COLD PATCH AND CLEAN-UP 18 IN MECH | PAVEMENT BREAK & TEMP REPAIR FOR TRENCH | PAVEMENT BREAK AND REPAIR FOR TRENCHING | UNDERGROUND ELECTRIC DISTRIBUTION |  | FT | X
21000 | CP-M24 | COLD PATCH AND CLEAN-UP 24 IN MECH | PAVEMENT BREAK & TEMP REPAIR FOR TRENCH | PAVEMENT BREAK AND REPAIR FOR TRENCHING | UNDERGROUND ELECTRIC DISTRIBUTION |  | FT | X
21000 | MP-2AC | MHP ASPHALT 2 SAW CUT AND BREAK MECH | PAVEMENT BREAK & TEMP REPAIR FOR TRENCH | PAVEMENT BREAK AND REPAIR FOR TRENCHING | UNDERGROUND ELECTRIC DISTRIBUTION |  | FT | X
21000 | MP-2CC | MHP CONCRETE 2 SAW CUT AND BREAK MECH | PAVEMENT BREAK & TEMP REPAIR FOR TRENCH | PAVEMENT BREAK AND REPAIR FOR TRENCHING | UNDERGROUND ELECTRIC DISTRIBUTION |  | FT | X
21000 | TEMP-H | REMOVE TEMP MATERIALS IN TRENCH MANUAL | PAVEMENT BREAK & TEMP REPAIR FOR TRENCH | PAVEMENT BREAK AND REPAIR FOR TRENCHING | UNDERGROUND ELECTRIC DISTRIBUTION |  | FT | X
21000 | TEMP-M | REMOVE TEMP MATERIALS IN TRENCH MECH | PAVEMENT BREAK & TEMP REPAIR FOR TRENCH | PAVEMENT BREAK AND REPAIR FOR TRENCHING | UNDERGROUND ELECTRIC DISTRIBUTION |  | FT | X
21020 | AB-H06 | ASPHALT BASE MANUAL 6 IN | ASPHALT REPAIR FOR TRENCHING (MANUAL) | PAVEMENT BREAK AND REPAIR FOR TRENCHING | UNDERGROUND ELECTRIC DISTRIBUTION |  | FT | X
21020 | AB-H12 | ASPHALT BASE MANUAL 12 IN | ASPHALT REPAIR FOR TRENCHING (MANUAL) | PAVEMENT BREAK AND REPAIR FOR TRENCHING | UNDERGROUND ELECTRIC DISTRIBUTION |  | FT | X
21020 | AB-H18 | ASPHALT BASE MANUAL 18 IN | ASPHALT REPAIR FOR TRENCHING (MANUAL) | PAVEMENT BREAK AND REPAIR FOR TRENCHING | UNDERGROUND ELECTRIC DISTRIBUTION |  | FT | X
21020 | AB-H24 | ASPHALT BASE MANUAL 24 IN | ASPHALT REPAIR FOR TRENCHING (MANUAL) | PAVEMENT BREAK AND REPAIR FOR TRENCHING | UNDERGROUND ELECTRIC DISTRIBUTION |  | FT | X
21020 | AS-H06 | ASPHALT BASE & TOP MANUAL 6 IN | ASPHALT REPAIR FOR TRENCHING (MANUAL) | PAVEMENT BREAK AND REPAIR FOR TRENCHING | UNDERGROUND ELECTRIC DISTRIBUTION |  | FT | X
21020 | AS-H12 | ASPHALT BASE & TOP MANUAL 12 IN | ASPHALT REPAIR FOR TRENCHING (MANUAL) | PAVEMENT BREAK AND REPAIR FOR TRENCHING | UNDERGROUND ELECTRIC DISTRIBUTION |  | FT | X
21020 | AS-H18 | ASPHALT BASE & TOP MANUAL 18 IN | ASPHALT REPAIR FOR TRENCHING (MANUAL) | PAVEMENT BREAK AND REPAIR FOR TRENCHING | UNDERGROUND ELECTRIC DISTRIBUTION |  | FT | X
21020 | AS-H24 | ASPHALT BASE & TOP MANUAL 24 IN | ASPHALT REPAIR FOR TRENCHING (MANUAL) | PAVEMENT BREAK AND REPAIR FOR TRENCHING | UNDERGROUND ELECTRIC DISTRIBUTION |  | FT | X
21020 | AT-H06 | ASPHALT TOP MANUAL 6 IN | ASPHALT REPAIR FOR TRENCHING (MANUAL) | PAVEMENT BREAK AND REPAIR FOR TRENCHING | UNDERGROUND ELECTRIC DISTRIBUTION |  | FT | X
21020 | AT-H12 | ASPHALT TOP MANUAL 12 IN | ASPHALT REPAIR FOR TRENCHING (MANUAL) | PAVEMENT BREAK AND REPAIR FOR TRENCHING | UNDERGROUND ELECTRIC DISTRIBUTION |  | FT | X
21020 | AT-H18 | ASPHALT TOP MANUAL 18 IN | ASPHALT REPAIR FOR TRENCHING (MANUAL) | PAVEMENT BREAK AND REPAIR FOR TRENCHING | UNDERGROUND ELECTRIC DISTRIBUTION |  | FT | X
21020 | AT-H24 | ASPHALT TOP MANUAL 24 IN | ASPHALT REPAIR FOR TRENCHING (MANUAL) | PAVEMENT BREAK AND REPAIR FOR TRENCHING | UNDERGROUND ELECTRIC DISTRIBUTION |  | FT | X
21040 | AB-M06 | ASPHALT BASE MECH 6 IN | ASPHALT REPAIR FOR TRENCHING (MECH) | PAVEMENT BREAK AND REPAIR FOR TRENCHING | UNDERGROUND ELECTRIC DISTRIBUTION |  | FT | X
21040 | AB-M12 | ASPHALT BASE MECH 12 IN | ASPHALT REPAIR FOR TRENCHING (MECH) | PAVEMENT BREAK AND REPAIR FOR TRENCHING | UNDERGROUND ELECTRIC DISTRIBUTION |  | FT | X
21040 | AB-M18 | ASPHALT BASE MECH 18 IN | ASPHALT REPAIR FOR TRENCHING (MECH) | PAVEMENT BREAK AND REPAIR FOR TRENCHING | UNDERGROUND ELECTRIC DISTRIBUTION |  | FT | X
21040 | AB-M24 | ASPHALT BASE MECH 24 IN | ASPHALT REPAIR FOR TRENCHING (MECH) | PAVEMENT BREAK AND REPAIR FOR TRENCHING | UNDERGROUND ELECTRIC DISTRIBUTION |  | FT | X
21040 | AS-M06 | ASPHALT BASE & TOP MECH 6 IN | ASPHALT REPAIR FOR TRENCHING (MECH) | PAVEMENT BREAK AND REPAIR FOR TRENCHING | UNDERGROUND ELECTRIC DISTRIBUTION |  | FT | X
21040 | AS-M12 | ASPHALT BASE & TOP MECH 12 IN | ASPHALT REPAIR FOR TRENCHING (MECH) | PAVEMENT BREAK AND REPAIR FOR TRENCHING | UNDERGROUND ELECTRIC DISTRIBUTION |  | FT | X
21040 | AS-M18 | ASPHALT BASE & TOP MECH 18 IN | ASPHALT REPAIR FOR TRENCHING (MECH) | PAVEMENT BREAK AND REPAIR FOR TRENCHING | UNDERGROUND ELECTRIC DISTRIBUTION |  | FT | X
21040 | AS-M24 | ASPHALT BASE & TOP MECH 24 IN | ASPHALT REPAIR FOR TRENCHING (MECH) | PAVEMENT BREAK AND REPAIR FOR TRENCHING | UNDERGROUND ELECTRIC DISTRIBUTION |  | FT | X
21040 | AT-M06 | ASPHALT TOP MECH 6 IN | ASPHALT REPAIR FOR TRENCHING (MECH) | PAVEMENT BREAK AND REPAIR FOR TRENCHING | UNDERGROUND ELECTRIC DISTRIBUTION |  | FT | X
21040 | AT-M12 | ASPHALT TOP MECH 12 IN | ASPHALT REPAIR FOR TRENCHING (MECH) | PAVEMENT BREAK AND REPAIR FOR TRENCHING | UNDERGROUND ELECTRIC DISTRIBUTION |  | FT | X
21040 | AT-M18 | ASPHALT TOP MECH 18 IN | ASPHALT REPAIR FOR TRENCHING (MECH) | PAVEMENT BREAK AND REPAIR FOR TRENCHING | UNDERGROUND ELECTRIC DISTRIBUTION |  | FT | X
21040 | AT-M24 | ASPHALT TOP MECH 24 IN | ASPHALT REPAIR FOR TRENCHING (MECH) | PAVEMENT BREAK AND REPAIR FOR TRENCHING | UNDERGROUND ELECTRIC DISTRIBUTION |  | FT | X
21040 | MP-B12 | MHP ASPHALT TOP MECH 12 IN | ASPHALT REPAIR FOR TRENCHING (MECH) | PAVEMENT BREAK AND REPAIR FOR TRENCHING | UNDERGROUND ELECTRIC DISTRIBUTION |  | FT | X
21040 | MP-B18 | MHP ASPHALT BASE MECH 18 IN | ASPHALT REPAIR FOR TRENCHING (MECH) | PAVEMENT BREAK AND REPAIR FOR TRENCHING | UNDERGROUND ELECTRIC DISTRIBUTION |  | FT | X
21040 | MP-M12 | MHP ASPHALT BASE & TOP MECH 12 IN | ASPHALT REPAIR FOR TRENCHING (MECH) | PAVEMENT BREAK AND REPAIR FOR TRENCHING | UNDERGROUND ELECTRIC DISTRIBUTION |  | FT | X
21040 | MP-M18 | MHP ASPHALT BASE MECH 18 IN | ASPHALT REPAIR FOR TRENCHING (MECH) | PAVEMENT BREAK AND REPAIR FOR TRENCHING | UNDERGROUND ELECTRIC DISTRIBUTION |  | FT | X
21040 | MP-T12 | MHP ASPHALT TOP MECH 12 IN | ASPHALT REPAIR FOR TRENCHING (MECH) | PAVEMENT BREAK AND REPAIR FOR TRENCHING | UNDERGROUND ELECTRIC DISTRIBUTION |  | FT | X
21040 | MP-T18 | MHP ASPHALT TOP MECH 18 IN | ASPHALT REPAIR FOR TRENCHING (MECH) | PAVEMENT BREAK AND REPAIR FOR TRENCHING | UNDERGROUND ELECTRIC DISTRIBUTION |  | FT | X
21060 | CB-H06 | CONCRETE BASE FOR TRENCH MAN 6 IN | CONCRETE BASE FOR TRENCH | PAVEMENT BREAK AND REPAIR FOR TRENCHING | UNDERGROUND ELECTRIC DISTRIBUTION |  | FT | X
21060 | CB-H12 | CONCRETE BASE FOR TRENCH MAN 12 IN | CONCRETE BASE FOR TRENCH | PAVEMENT BREAK AND REPAIR FOR TRENCHING | UNDERGROUND ELECTRIC DISTRIBUTION |  | FT | X
21060 | CB-H18 | CONCRETE BASE FOR TRENCH MAN 18 IN | CONCRETE BASE FOR TRENCH | PAVEMENT BREAK AND REPAIR FOR TRENCHING | UNDERGROUND ELECTRIC DISTRIBUTION |  | FT | X
21060 | CB-H24 | CONCRETE BASE FOR TRENCH MAN 24 IN | CONCRETE BASE FOR TRENCH | PAVEMENT BREAK AND REPAIR FOR TRENCHING | UNDERGROUND ELECTRIC DISTRIBUTION |  | FT | X
21060 | CB-M06 | CONCRETE BASE FOR TRENCH MECH 6 IN | CONCRETE BASE FOR TRENCH | PAVEMENT BREAK AND REPAIR FOR TRENCHING | UNDERGROUND ELECTRIC DISTRIBUTION |  | FT | X
21060 | CB-M12 | CONCRETE BASE FOR TRENCH MECH 12 IN | CONCRETE BASE FOR TRENCH | PAVEMENT BREAK AND REPAIR FOR TRENCHING | UNDERGROUND ELECTRIC DISTRIBUTION |  | FT | X
21060 | CB-M18 | CONCRETE BASE FOR TRENCH MECH 18 IN | CONCRETE BASE FOR TRENCH | PAVEMENT BREAK AND REPAIR FOR TRENCHING | UNDERGROUND ELECTRIC DISTRIBUTION |  | FT | X
21060 | CB-M24 | CONCRETE BASE FOR TRENCH MECH 24 IN | CONCRETE BASE FOR TRENCH | PAVEMENT BREAK AND REPAIR FOR TRENCHING | UNDERGROUND ELECTRIC DISTRIBUTION |  | FT | X
21080 | CC-H06 | CONCRETE REPAIR FOR TRENCH MAN 6 IN | CONCRETE REPAIR FOR TRENCH | PAVEMENT BREAK AND REPAIR FOR TRENCHING | UNDERGROUND ELECTRIC DISTRIBUTION |  | FT | X
21080 | CC-H12 | CONCRETE REPAIR FOR TRENCH MAN 12 IN | CONCRETE REPAIR FOR TRENCH | PAVEMENT BREAK AND REPAIR FOR TRENCHING | UNDERGROUND ELECTRIC DISTRIBUTION |  | FT | X
21080 | CC-H18 | CONCRETE REPAIR FOR TRENCH MAN 18 IN | CONCRETE REPAIR FOR TRENCH | PAVEMENT BREAK AND REPAIR FOR TRENCHING | UNDERGROUND ELECTRIC DISTRIBUTION |  | FT | X
21080 | CC-H24 | CONCRETE REPAIR FOR TRENCH MAN 24 IN | CONCRETE REPAIR FOR TRENCH | PAVEMENT BREAK AND REPAIR FOR TRENCHING | UNDERGROUND ELECTRIC DISTRIBUTION |  | FT | X
21080 | CC-M06 | CONCRETE REPAIR FOR TRENCH MECH 6 IN | CONCRETE REPAIR FOR TRENCH | PAVEMENT BREAK AND REPAIR FOR TRENCHING | UNDERGROUND ELECTRIC DISTRIBUTION |  | FT | X
21080 | CC-M12 | CONCRETE REPAIR FOR TRENCH MECH 12 IN | CONCRETE REPAIR FOR TRENCH | PAVEMENT BREAK AND REPAIR FOR TRENCHING | UNDERGROUND ELECTRIC DISTRIBUTION |  | FT | X
21080 | CC-M18 | CONCRETE REPAIR FOR TRENCH MECH 18 IN | CONCRETE REPAIR FOR TRENCH | PAVEMENT BREAK AND REPAIR FOR TRENCHING | UNDERGROUND ELECTRIC DISTRIBUTION |  | FT | X
21080 | CC-M24 | CONCRETE REPAIR FOR TRENCH MECH 24 IN | CONCRETE REPAIR FOR TRENCH | PAVEMENT BREAK AND REPAIR FOR TRENCHING | UNDERGROUND ELECTRIC DISTRIBUTION |  | FT | X
21080 | MP-C12 | MHP CONCRETE REPAIR TRENCH MECH 12 IN | CONCRETE REPAIR FOR TRENCH | PAVEMENT BREAK AND REPAIR FOR TRENCHING | UNDERGROUND ELECTRIC DISTRIBUTION |  | FT | X
21080 | MP-C18 | MHP CONCRETE REPAIR TRENCH MECH 18 IN | CONCRETE REPAIR FOR TRENCH | PAVEMENT BREAK AND REPAIR FOR TRENCHING | UNDERGROUND ELECTRIC DISTRIBUTION |  | FT | X
21080 | MP-N12 | (MACRO) MHP CONCRETE REPAIR & FINISH MEC | CONCRETE REPAIR FOR TRENCH | PAVEMENT BREAK AND REPAIR FOR TRENCHING | UNDERGROUND ELECTRIC DISTRIBUTION |  | FT | X
21100 | CF-H06 | FINISH CONCRETE SURFACE MAN 6 IN | FINISH CONCRETE SURFACE | PAVEMENT BREAK AND REPAIR FOR TRENCHING | UNDERGROUND ELECTRIC DISTRIBUTION |  | FT | X
21100 | CF-H12 | FINISH CONCRETE SURFACE MAN 12 IN | FINISH CONCRETE SURFACE | PAVEMENT BREAK AND REPAIR FOR TRENCHING | UNDERGROUND ELECTRIC DISTRIBUTION |  | FT | X
21100 | CF-H18 | FINISH CONCRETE SURFACE MAN 18 IN | FINISH CONCRETE SURFACE | PAVEMENT BREAK AND REPAIR FOR TRENCHING | UNDERGROUND ELECTRIC DISTRIBUTION |  | FT | X
21100 | CF-H24 | FINISH CONCRETE SURFACE MAN 24 IN | FINISH CONCRETE SURFACE | PAVEMENT BREAK AND REPAIR FOR TRENCHING | UNDERGROUND ELECTRIC DISTRIBUTION |  | FT | X
21100 | MP-F12 | MHP FINISH CONCRETE SURFACE MAN 12 IN | FINISH CONCRETE SURFACE | PAVEMENT BREAK AND REPAIR FOR TRENCHING | UNDERGROUND ELECTRIC DISTRIBUTION |  | FT | X
21100 | MP-F18 | MHP FINISH CONCRETE SURFACE MAN 18 IN | FINISH CONCRETE SURFACE | PAVEMENT BREAK AND REPAIR FOR TRENCHING | UNDERGROUND ELECTRIC DISTRIBUTION |  | FT | X
21120 | A-BERM | ASPHALT BERMS | MISCELLANEOUS STREET REPAIR WORK | PAVEMENT BREAK AND REPAIR FOR TRENCHING | UNDERGROUND ELECTRIC DISTRIBUTION |  | FT | X
21120 | A-DTCH | ASPHALT DRAINAGE DITCH | MISCELLANEOUS STREET REPAIR WORK | PAVEMENT BREAK AND REPAIR FOR TRENCHING | UNDERGROUND ELECTRIC DISTRIBUTION |  | FT | X
21120 | AS-POT | ASPHALT POTHOLE | MISCELLANEOUS STREET REPAIR WORK | PAVEMENT BREAK AND REPAIR FOR TRENCHING | UNDERGROUND ELECTRIC DISTRIBUTION |  | EA | X
21120 | C-AWEL | CONC BASE-ASPH TOP REPAIR WELDHOLE | MISCELLANEOUS STREET REPAIR WORK | PAVEMENT BREAK AND REPAIR FOR TRENCHING | UNDERGROUND ELECTRIC DISTRIBUTION |  | EA | X
21120 | C-CURB | CONCRETE CURB - FINISHED UG | MISCELLANEOUS STREET REPAIR WORK | PAVEMENT BREAK AND REPAIR FOR TRENCHING | UNDERGROUND ELECTRIC DISTRIBUTION |  | FT | X
21120 | C-DTCH | CONCRETE DRAINAGE DITCH UG | MISCELLANEOUS STREET REPAIR WORK | PAVEMENT BREAK AND REPAIR FOR TRENCHING | UNDERGROUND ELECTRIC DISTRIBUTION |  | FT | X
21120 | CC-DRY | CONCRETE DRYING TIME UG | MISCELLANEOUS STREET REPAIR WORK | PAVEMENT BREAK AND REPAIR FOR TRENCHING | UNDERGROUND ELECTRIC DISTRIBUTION |  | HR | X
21120 | CC-POT | CONCRETE POTHOLE | MISCELLANEOUS STREET REPAIR WORK | PAVEMENT BREAK AND REPAIR FOR TRENCHING | UNDERGROUND ELECTRIC DISTRIBUTION |  | EA | X
21120 | CC-WLK | CONCRETE SIDEWALK SECTION (5X5) FINISHED | MISCELLANEOUS STREET REPAIR WORK | PAVEMENT BREAK AND REPAIR FOR TRENCHING | UNDERGROUND ELECTRIC DISTRIBUTION |  | EA | X
21120 | CP-WLK | COLD PATCH SIDEWALK (5X5 SECT) MANUALLY | MISCELLANEOUS STREET REPAIR WORK | PAVEMENT BREAK AND REPAIR FOR TRENCHING | UNDERGROUND ELECTRIC DISTRIBUTION |  | EA | X
21120 | H-BRDS | HEADER BOARDS (INCLUDES TIME TO I & R) | MISCELLANEOUS STREET REPAIR WORK | PAVEMENT BREAK AND REPAIR FOR TRENCHING | UNDERGROUND ELECTRIC DISTRIBUTION |  | FT | X
21120 | LN/F/S | LANE CLOSURE FREEWAY (STREET REPAIR) | MISCELLANEOUS STREET REPAIR WORK | PAVEMENT BREAK AND REPAIR FOR TRENCHING | UNDERGROUND ELECTRIC DISTRIBUTION |  | EA | X
21120 | LN/H/S | LANE CLOSURE HIGHWAY (STREET REPAIR) | MISCELLANEOUS STREET REPAIR WORK | PAVEMENT BREAK AND REPAIR FOR TRENCHING | UNDERGROUND ELECTRIC DISTRIBUTION |  | EA | X
21120 | LN/S/S | LANE CLOSURE URBAN ST (STREET REPAIR) | MISCELLANEOUS STREET REPAIR WORK | PAVEMENT BREAK AND REPAIR FOR TRENCHING | UNDERGROUND ELECTRIC DISTRIBUTION |  | EA | X
21120 | MP-WLK | MHP CONCRETE SIDEWALK SECT (5X5) FINISH | MISCELLANEOUS STREET REPAIR WORK | PAVEMENT BREAK AND REPAIR FOR TRENCHING | UNDERGROUND ELECTRIC DISTRIBUTION |  | EA | X
21120 | PU-DMP | PICK-UP/DUMP MATERIAL UG | MISCELLANEOUS STREET REPAIR WORK | PAVEMENT BREAK AND REPAIR FOR TRENCHING | UNDERGROUND ELECTRIC DISTRIBUTION |  | HR | X | X
21120 | RA/B-U | RUBBERIZED ASPH-BASE ONLY (10 DOLLARS) | MISCELLANEOUS STREET REPAIR WORK | PAVEMENT BREAK AND REPAIR FOR TRENCHING | UNDERGROUND ELECTRIC DISTRIBUTION |  | EA | X
21120 | RA/T-U | RUBBERIZED ASPH-TOP ONLY (10 DOL) | MISCELLANEOUS STREET REPAIR WORK | PAVEMENT BREAK AND REPAIR FOR TRENCHING | UNDERGROUND ELECTRIC DISTRIBUTION |  | EA | X
21120 | S/FLAG | FLAGGING (STREET REPAIR) | MISCELLANEOUS STREET REPAIR WORK | PAVEMENT BREAK AND REPAIR FOR TRENCHING | UNDERGROUND ELECTRIC DISTRIBUTION |  | HR | X
21120 | SAW-AS | SAW CUT ASPHALT UG | MISCELLANEOUS STREET REPAIR WORK | PAVEMENT BREAK AND REPAIR FOR TRENCHING | UNDERGROUND ELECTRIC DISTRIBUTION |  | FT | X | X
21120 | SAW-CC | SAW CUT CONCRETE UG | MISCELLANEOUS STREET REPAIR WORK | PAVEMENT BREAK AND REPAIR FOR TRENCHING | UNDERGROUND ELECTRIC DISTRIBUTION |  | FT | X | X
21120 | SW-BRK | BREAK SIDEWALK (5X5) MANUALLY | MISCELLANEOUS STREET REPAIR WORK | PAVEMENT BREAK AND REPAIR FOR TRENCHING | UNDERGROUND ELECTRIC DISTRIBUTION |  | EA | X | X
21120 | XING/S | TRAFFIC COND. (XING LANE) STREET REPAIR | MISCELLANEOUS STREET REPAIR WORK | PAVEMENT BREAK AND REPAIR FOR TRENCHING | UNDERGROUND ELECTRIC DISTRIBUTION |  | FT | X
21140 | 2"CP-B | CP BEND SCH 80 2 IN | CABLE POLE BENDS | CABLE POLE MATERIAL | UNDERGROUND ELECTRIC DISTRIBUTION | 4204.3 | EA | X
21140 | 3"CP-B | CP BEND SCH 80 3 IN | CABLE POLE BENDS | CABLE POLE MATERIAL | UNDERGROUND ELECTRIC DISTRIBUTION | 4204.3 | EA | X
21140 | 4"CP-B | CP BEND SCH 80 4 IN | CABLE POLE BENDS | CABLE POLE MATERIAL | UNDERGROUND ELECTRIC DISTRIBUTION | 4204.3 | EA | X
21140 | 5"2R-B | CP BEND SCH 80 2-5 IN (CONC ENC) | CABLE POLE BENDS | CABLE POLE MATERIAL | UNDERGROUND ELECTRIC DISTRIBUTION | 4204.3 | EA | X
21140 | 5"CP-B | CP BEND SCH 80 5 IN (SLURRY ENC) | CABLE POLE BENDS | CABLE POLE MATERIAL | UNDERGROUND ELECTRIC DISTRIBUTION | 4204.3 | EA | X
21140 | CP90EB | CONCRETE ENCASEMENT OF CP BEND | CABLE POLE BENDS | CABLE POLE MATERIAL | UNDERGROUND ELECTRIC DISTRIBUTION | 4204.2 | EA | X
21140 | SEC2-B | CP BEND SCH 80 2 IN (SEC ONLY) | CABLE POLE BENDS | CABLE POLE MATERIAL | UNDERGROUND ELECTRIC DISTRIBUTION | 4204.3 | EA | X
21160 | 2RISER | CP RISER 2 IN - ON POLE | CABLE POLE RISERS - ON POLE | CABLE POLE MATERIAL | UNDERGROUND ELECTRIC DISTRIBUTION | 4204.2 | EA | X | X
21160 | 3R-1#2 | CP RISER 3 IN - ON POLE (1-1/C #2SOL) | CABLE POLE RISERS - ON POLE | CABLE POLE MATERIAL | UNDERGROUND ELECTRIC DISTRIBUTION | 4204.3 | EA | X | X
21160 | 3RISER | CP RISER 3 IN - ON POLE | CABLE POLE RISERS - ON POLE | CABLE POLE MATERIAL | UNDERGROUND ELECTRIC DISTRIBUTION | 4204.2 | EA | X | X
21160 | 4RISER | CP RISER 4 IN - ON POLE | CABLE POLE RISERS - ON POLE | CABLE POLE MATERIAL | UNDERGROUND ELECTRIC DISTRIBUTION | 4204.2 | EA | X | X
21160 | 5RISER | CP RISER 5 IN - ON POLE | CABLE POLE RISERS - ON POLE | CABLE POLE MATERIAL | UNDERGROUND ELECTRIC DISTRIBUTION | 4204.2 | EA | X | X
21165 | 2"R-LA | CP RISER 2 IN - ON LADDER ARMS | CABLE POLE RISERS - ON LADDER ARMS | CABLE POLE MATERIAL | UNDERGROUND ELECTRIC DISTRIBUTION | 4204.1 | EA | X | X
21165 | 2"R-LA2M | CP RISER 2 IN - ON LADDER ARMS | CABLE POLE RISERS - ON LADDER ARMS | CABLE POLE MATERIAL | UNDERGROUND ELECTRIC DISTRIBUTION | 4204.1 | EA | X | X
21165 | 3"R-LA | CP RISER 3 IN - ON LADDER ARMS | CABLE POLE RISERS - ON LADDER ARMS | CABLE POLE MATERIAL | UNDERGROUND ELECTRIC DISTRIBUTION | 4204.1 | EA | X | X
21165 | 3"R-LA2M | CP RISER 3 IN - ON LADDER ARMS | CABLE POLE RISERS - ON LADDER ARMS | CABLE POLE MATERIAL | UNDERGROUND ELECTRIC DISTRIBUTION | 4204.1 | EA | X | X
21165 | 3R1#2L | CP RISER 3 IN - ON LADDER ARMS(1-#2 SOL) | CABLE POLE RISERS - ON LADDER ARMS | CABLE POLE MATERIAL | UNDERGROUND ELECTRIC DISTRIBUTION | 4204.1 | EA | X | X
21165 | 4"R-LA | CP RISER 4 IN - ON LADDER ARMS | CABLE POLE RISERS - ON LADDER ARMS | CABLE POLE MATERIAL | UNDERGROUND ELECTRIC DISTRIBUTION | 4204.1 | EA | X | X
21165 | 4"R-LA2M | CP RISER 4 IN - ON LADDER ARMS | CABLE POLE RISERS - ON LADDER ARMS | CABLE POLE MATERIAL | UNDERGROUND ELECTRIC DISTRIBUTION | 4204.1 | EA | X | X
21165 | 5"R-LA | CP RISER 5 IN - ON LADDER ARMS | CABLE POLE RISERS - ON LADDER ARMS | CABLE POLE MATERIAL | UNDERGROUND ELECTRIC DISTRIBUTION | 4204.1 | EA | X | X
21165 | 5"R-LA2M | CP RISER 5 IN - ON LADDER ARMS | CABLE POLE RISERS - ON LADDER ARMS | CABLE POLE MATERIAL | UNDERGROUND ELECTRIC DISTRIBUTION | 4204.1 | EA | X | X
21165 | TC5"LA | (MACRO) CP RISER TELECOM ON LADDER ARMS | CABLE POLE RISERS - ON LADDER ARMS | CABLE POLE MATERIAL | UNDERGROUND ELECTRIC DISTRIBUTION |  | EA | X
21165 | TC5"LA-1 | (USE MACRO) CP RISER TELECOM ON LDR ARMS | CABLE POLE RISERS - ON LADDER ARMS | CABLE POLE MATERIAL | UNDERGROUND ELECTRIC DISTRIBUTION |  | EA | X
21165 | TC5"LA-2 | (USE MACRO) CP RISER TELECOM ON LDR ARMS | CABLE POLE RISERS - ON LADDER ARMS | CABLE POLE MATERIAL | UNDERGROUND ELECTRIC DISTRIBUTION |  | EA | X
21170 | 2G1#2A | CP GRIP 2 IN (1/C #2 SOL) | CABLE POLE GRIPS | CABLE POLE MATERIAL | UNDERGROUND ELECTRIC DISTRIBUTION | 4204.3 | EA | X | X
21170 | 3G2#2A | CP GRIP 3 IN (2-1/C #2 SOL) | CABLE POLE GRIPS | CABLE POLE MATERIAL | UNDERGROUND ELECTRIC DISTRIBUTION | 4204.3 | EA | X | X
21170 | 3G3#2A | CP GRIP 3 IN (3-1/C #2 SOL) | CABLE POLE GRIPS | CABLE POLE MATERIAL | UNDERGROUND ELECTRIC DISTRIBUTION | 4204.3 | EA | X | X
21170 | 4G#2/0 | CP GRIP 4 IN (3-1/C #2/0) | CABLE POLE GRIPS | CABLE POLE MATERIAL | UNDERGROUND ELECTRIC DISTRIBUTION | 4204.3 | EA | X | X
21170 | 4G-350 | CP GRIP 4 IN (350 KCMIL) | CABLE POLE GRIPS | CABLE POLE MATERIAL | UNDERGROUND ELECTRIC DISTRIBUTION | 4204.3 | EA | X | X
21170 | 4G3#2A | CP GRIP 4 IN (3-1/C #2 SOL) | CABLE POLE GRIPS | CABLE POLE MATERIAL | UNDERGROUND ELECTRIC DISTRIBUTION | 4204.3 | EA | X | X
21170 | 4G4/0C | CP GRIP 4 IN (4/0 CU) | CABLE POLE GRIPS | CABLE POLE MATERIAL | UNDERGROUND ELECTRIC DISTRIBUTION |  | EA | X | X
21170 | 5G-350 | CP GRIP 5 IN (350 KCMIL) | CABLE POLE GRIPS | CABLE POLE MATERIAL | UNDERGROUND ELECTRIC DISTRIBUTION | 4204.3 | EA | X | X
21170 | 5G-750 | CP GRIP 5 IN (750 KCMIL) | CABLE POLE GRIPS | CABLE POLE MATERIAL | UNDERGROUND ELECTRIC DISTRIBUTION | 4204.3 | EA | X | X
21170 | 5G1000 | CP GRIP 5 IN (1000 KCMIL) | CABLE POLE GRIPS | CABLE POLE MATERIAL | UNDERGROUND ELECTRIC DISTRIBUTION | 4204.3 | EA | X | X
21170 | 5G500C | CP GRIP 5 IN (500 KCMIL CU) | CABLE POLE GRIPS | CABLE POLE MATERIAL | UNDERGROUND ELECTRIC DISTRIBUTION |  | EA | X | X
21170 | R-GRIP | CP GRIP (REMOVE ONLY) ALL SIZES | CABLE POLE GRIPS | CABLE POLE MATERIAL | UNDERGROUND ELECTRIC DISTRIBUTION |  | EA |  | X
21180 | 3R-P/S | CP RISER EXTENSION FOR PID/SIDA 3 IN | CP RISER EXTENSION FOR PID/SIDA | CABLE POLE MATERIAL | UNDERGROUND ELECTRIC DISTRIBUTION | 4299.002 | EA | X | X
21180 | 4R-P/S | CP RISER EXTENSION FOR PID/SIDA 4 IN | CP RISER EXTENSION FOR PID/SIDA | CABLE POLE MATERIAL | UNDERGROUND ELECTRIC DISTRIBUTION | 4299.002 | EA | X | X
21180 | 5R-P/S | CP RISER EXTENSION FOR PID/SIDA 5 IN | CP RISER EXTENSION FOR PID/SIDA | CABLE POLE MATERIAL | UNDERGROUND ELECTRIC DISTRIBUTION | 4299.002 | EA | X | X
21200 | C1000A | CABLE TERMINALS PORCELAIN AL 1000 | CABLE TERMINALS PECN - PORCELAIN | CABLE POLE MATERIAL | UNDERGROUND ELECTRIC DISTRIBUTION | 4111.2 | EA | X | X
21200 | CP-#2A | CABLE TERMINALS PORCELAIN AL #2 | CABLE TERMINALS PECN - PORCELAIN | CABLE POLE MATERIAL | UNDERGROUND ELECTRIC DISTRIBUTION | 4111.2 | EA | X | X
21200 | CP-#2C | CABLE TERMINALS PORCELAIN CU #2 | CABLE TERMINALS PECN - PORCELAIN | CABLE POLE MATERIAL | UNDERGROUND ELECTRIC DISTRIBUTION | 4111.2 | EA |  | X
21200 | CP-#4C | CABLE TERMINALS PORCELAIN CU #4 | CABLE TERMINALS PECN - PORCELAIN | CABLE POLE MATERIAL | UNDERGROUND ELECTRIC DISTRIBUTION | 4111.2 | EA |  | X
21200 | CP2/0A | CABLE TERMINALS PORCELAIN AL 2/0 | CABLE TERMINALS PECN - PORCELAIN | CABLE POLE MATERIAL | UNDERGROUND ELECTRIC DISTRIBUTION | 4111.2 | EA | X | X
21200 | CP350A | CABLE TERMINALS PORCELAIN AL 350 | CABLE TERMINALS PECN - PORCELAIN | CABLE POLE MATERIAL | UNDERGROUND ELECTRIC DISTRIBUTION | 4111.2 | EA | X | X
21200 | CP4/0C | CABLE TERMINALS PORCELAIN CU 4/0 | CABLE TERMINALS PECN - PORCELAIN | CABLE POLE MATERIAL | UNDERGROUND ELECTRIC DISTRIBUTION | 4111.2 | EA |  | X
21200 | CP500C | CABLE TERMINALS PORCELAIN CU 500 | CABLE TERMINALS PECN - PORCELAIN | CABLE POLE MATERIAL | UNDERGROUND ELECTRIC DISTRIBUTION | 4111.2 | EA | X | X
21200 | CP750A | CABLE TERMINALS PORCELAIN AL 750 | CABLE TERMINALS PECN - PORCELAIN | CABLE POLE MATERIAL | UNDERGROUND ELECTRIC DISTRIBUTION | 4111.2 | EA | X | X
21210 | C1000N | CABLE TERMINALS NON PORCELAIN AL 1000 | CABLE TERMINALS PECN - NON PORCELAIN | CABLE POLE MATERIAL | UNDERGROUND ELECTRIC DISTRIBUTION | 4111.2 | EA | X | X
21210 | CP-#2N | CABLE TERMINALS NON PORCELAIN AL #2 | CABLE TERMINALS PECN - NON PORCELAIN | CABLE POLE MATERIAL | UNDERGROUND ELECTRIC DISTRIBUTION | 4111.2 | EA | X | X
21210 | CP2/0N | CABLE TERMINALS NON PORCELAIN AL 2/0 | CABLE TERMINALS PECN - NON PORCELAIN | CABLE POLE MATERIAL | UNDERGROUND ELECTRIC DISTRIBUTION | 4111.2 | EA | X | X
21210 | CP350N | CABLE TERMINALS NON PORCELAIN AL 350 | CABLE TERMINALS PECN - NON PORCELAIN | CABLE POLE MATERIAL | UNDERGROUND ELECTRIC DISTRIBUTION | 4111.2 | EA | X | X
21210 | CP750C | CABLE TERMINALS, 750 COMPACT CONDUCTOR | CABLE TERMINALS PECN - NON PORCELAIN | CABLE POLE MATERIAL | UNDERGROUND ELECTRIC DISTRIBUTION | 4111.2 | EA | X | X
21210 | CP750N | CABLE TERMINALS NON PORCELAIN AL 750 | CABLE TERMINALS PECN - NON PORCELAIN | CABLE POLE MATERIAL | UNDERGROUND ELECTRIC DISTRIBUTION | 4111.2 | EA | X | X
21210 | T1000L | CABLE TERMINAL NONPORCELAIN W/LUG 1000AL | CABLE TERMINALS PECN - NON PORCELAIN | CABLE POLE MATERIAL | UNDERGROUND ELECTRIC DISTRIBUTION | 4111.2 | EA | X | X
21210 | T1KLCU | CABLE TERMINAL NONPORCELAIN W/LUG 1000CU | CABLE TERMINALS PECN - NON PORCELAIN | CABLE POLE MATERIAL | UNDERGROUND ELECTRIC DISTRIBUTION | 4111.2 | EA | X | X
21210 | T350L | CABLE TERMINAL NON PORCELAIN W/LUG 350AL | CABLE TERMINALS PECN - NON PORCELAIN | CABLE POLE MATERIAL | UNDERGROUND ELECTRIC DISTRIBUTION | 4111.2 | EA | X | X
21210 | T750L | CABLE TERMINAL NON PORCELAIN W/LUG 750AL | CABLE TERMINALS PECN - NON PORCELAIN | CABLE POLE MATERIAL | UNDERGROUND ELECTRIC DISTRIBUTION | 4111.2 | EA | X | X
21220 | 500SUB | POTHEAD 3/C PILC 500 SUBSTATION FIG. 3 | PILC POTHEADS 3/C | CABLE POLE MATERIAL | UNDERGROUND ELECTRIC DISTRIBUTION | 4112 | EA | X | X
21220 | PH--#2 | POTHEAD 3/C PILC #2 | PILC POTHEADS 3/C | CABLE POLE MATERIAL | UNDERGROUND ELECTRIC DISTRIBUTION |  | EA | X | X
21220 | PH-500 | POTHEAD 3/C PILC 500 | PILC POTHEADS 3/C | CABLE POLE MATERIAL | UNDERGROUND ELECTRIC DISTRIBUTION | 4112 | EA | X | X
21220 | PH1MIL | POTHEAD 3/C PILC 1000 | PILC POTHEADS 3/C | CABLE POLE MATERIAL | UNDERGROUND ELECTRIC DISTRIBUTION | 4112 | EA | X | X
21240 | LA-2IN | LDR ARM W/2 FT CHNL (2 IN CLAMP) SEC/SVC | LADDER ARMS | CABLE POLE MATERIAL | UNDERGROUND ELECTRIC DISTRIBUTION | 4204.3 | EA | X | X
21240 | LA-2INSV | LDR ARM W/2 FT CHNL (2 IN CLAMP) SVC | LADDER ARMS | CABLE POLE MATERIAL | UNDERGROUND ELECTRIC DISTRIBUTION | 4204.3 | EA | X | X
21240 | LA-3IN | LDR ARM W/2 FT CHNL (3 IN CLAMP) SEC/SVC | LADDER ARMS | CABLE POLE MATERIAL | UNDERGROUND ELECTRIC DISTRIBUTION | 4204.3 | EA | X | X
21240 | LA-3INSV | LDR ARM W/2 FT CHNL (3 IN CLAMP) SVC | LADDER ARMS | CABLE POLE MATERIAL | UNDERGROUND ELECTRIC DISTRIBUTION | 4204.3 | EA | X | X
21240 | LA-4IN | LDR ARM W/2 FT CHNL (4 IN CLAMP) SEC/SVC | LADDER ARMS | CABLE POLE MATERIAL | UNDERGROUND ELECTRIC DISTRIBUTION | 4204.3 | EA | X | X
21240 | LA-4INSV | LDR ARM W/2 FT CHNL (4 IN CLAMP) SVC | LADDER ARMS | CABLE POLE MATERIAL | UNDERGROUND ELECTRIC DISTRIBUTION | 4204.3 | EA | X | X
21240 | LA-5IN | LDR ARM W/2 FT CHNL (5 IN CLAMP) SEC/SVC | LADDER ARMS | CABLE POLE MATERIAL | UNDERGROUND ELECTRIC DISTRIBUTION | 4204.3 | EA | X | X
21240 | LA-5INSV | LDR ARM W/2 FT CHNL (5 IN CLAMP) SVC | LADDER ARMS | CABLE POLE MATERIAL | UNDERGROUND ELECTRIC DISTRIBUTION | 4204.3 | EA | X | X
21240 | LA-ARM | LADDER ARM BKT W/2 FT CHANNEL(W/O CLAMP) | LADDER ARMS | CABLE POLE MATERIAL | UNDERGROUND ELECTRIC DISTRIBUTION | 4204.3 | EA | X | X
21240 | LAB-8" | LADDER ARM BKT W/8 IN CHANNEL(W/O CLAMP) | LADDER ARMS | CABLE POLE MATERIAL | UNDERGROUND ELECTRIC DISTRIBUTION | 4204.3 | EA | X | X
21260 | S/CP-L | SECONDARY CP 350 AND LARGER | SECONDARY CABLE POLES | CABLE POLE MATERIAL | UNDERGROUND ELECTRIC DISTRIBUTION | 4214 | EA | X | X
21260 | S/CP-S | SECONDARY CP #8 - 3/0 SEC/SVC | SECONDARY CABLE POLES | CABLE POLE MATERIAL | UNDERGROUND ELECTRIC DISTRIBUTION | 4214 | EA | X | X
21260 | S/CP-S2M | SECONDARY CP #8 - 3/0 SVC | SECONDARY CABLE POLES | CABLE POLE MATERIAL | UNDERGROUND ELECTRIC DISTRIBUTION | 4214 | EA | X | X
21280 | R-LA/X | RELOC RISER TO LADDER ARMS W/EXC 4MAN | RELOCATE RISER TO LADDER ARMS | CABLE POLE MATERIAL | UNDERGROUND ELECTRIC DISTRIBUTION | 4202 | EA | X
21280 | R-LA/X2M | RELOC RISER TO LADDER ARMS W/EXC 2MAN | RELOCATE RISER TO LADDER ARMS | CABLE POLE MATERIAL | UNDERGROUND ELECTRIC DISTRIBUTION | 4202 | EA | X
21280 | R-LAOX | RELOC RISER TO LADDER ARMS W/O EXC 4MAN | RELOCATE RISER TO LADDER ARMS | CABLE POLE MATERIAL | UNDERGROUND ELECTRIC DISTRIBUTION | 4202 | EA | X
21280 | R-LAOX2M | RELOC RISER TO LADDER ARMS W/O EXC 2MAN | RELOCATE RISER TO LADDER ARMS | CABLE POLE MATERIAL | UNDERGROUND ELECTRIC DISTRIBUTION | 4202 | EA | X
21285 | USTEP | RELOCATE CABLE POLE STEPS | RELOCATE CABLE POLE MATERIAL | CABLE POLE MATERIAL | UNDERGROUND ELECTRIC DISTRIBUTION |  | EA | X | X
21290 | 2H4/0C | 2 HOLE COMPRESSION TERMINAL CU - 4/0 | MISCELLANEOUS CABLE POLE MATERIAL | CABLE POLE MATERIAL | UNDERGROUND ELECTRIC DISTRIBUTION | 795 | EA | X | X
21290 | 2H500C | 2 HOLE COMPRESSION TERMINAL CU - 500 KCM | MISCELLANEOUS CABLE POLE MATERIAL | CABLE POLE MATERIAL | UNDERGROUND ELECTRIC DISTRIBUTION | 795 | EA | X
21290 | 2H750C | 2 HOLE COMPRESSION TERMINAL CU - 750 KCM | MISCELLANEOUS CABLE POLE MATERIAL | CABLE POLE MATERIAL | UNDERGROUND ELECTRIC DISTRIBUTION | 795 | EA | X
21290 | 3-2RED | REDUCER PVC SCHEDULE 80 3 IN TO 2 IN | MISCELLANEOUS CABLE POLE MATERIAL | CABLE POLE MATERIAL | UNDERGROUND ELECTRIC DISTRIBUTION | 4204.3 | EA | X | X
21290 | 4-3RED | REDUCER PVC SCHEDULE 80 4 IN TO 3 IN | MISCELLANEOUS CABLE POLE MATERIAL | CABLE POLE MATERIAL | UNDERGROUND ELECTRIC DISTRIBUTION | 4204.3 | EA | X | X
21290 | 5-4RED | REDUCER PVC SCHEDULE 80 5 IN TO 4 IN | MISCELLANEOUS CABLE POLE MATERIAL | CABLE POLE MATERIAL | UNDERGROUND ELECTRIC DISTRIBUTION | 4204.3 | EA | X | X
21290 | CL-2IN | UNISTRUT PIPE CLAMP - 2IN | MISCELLANEOUS CABLE POLE MATERIAL | CABLE POLE MATERIAL | UNDERGROUND ELECTRIC DISTRIBUTION | 4204.3 | EA | X | X
21290 | CL-3IN | UNISTRUT PIPE CLAMP - 3IN | MISCELLANEOUS CABLE POLE MATERIAL | CABLE POLE MATERIAL | UNDERGROUND ELECTRIC DISTRIBUTION | 4204.3 | EA | X | X
21290 | CL-4IN | UNISTRUT PIPE CLAMP - 4IN | MISCELLANEOUS CABLE POLE MATERIAL | CABLE POLE MATERIAL | UNDERGROUND ELECTRIC DISTRIBUTION | 4204.3 | EA | X | X
21290 | CL-5IN | UNISTRUT PIPE CLAMP - 5IN | MISCELLANEOUS CABLE POLE MATERIAL | CABLE POLE MATERIAL | UNDERGROUND ELECTRIC DISTRIBUTION | 4204.3 | EA | X | X
21290 | CPE250MT | CPE250 Mounting Template | MISCELLANEOUS CABLE POLE MATERIAL | CABLE POLE MATERIAL | UNDERGROUND ELECTRIC DISTRIBUTION | 4204.3 | EA | X | X
21290 | CPE250PK | CPE250 Pairing Kit | MISCELLANEOUS CABLE POLE MATERIAL | CABLE POLE MATERIAL | UNDERGROUND ELECTRIC DISTRIBUTION | 4204.3 | EA | X | X
21290 | EVENCBXV | EV, ENCLOSURE BOX, VYNCKIER | MISCELLANEOUS CABLE POLE MATERIAL | CABLE POLE MATERIAL | UNDERGROUND ELECTRIC DISTRIBUTION | 4204.3 | EA | X | X
21290 | EVUNSTRT | EV, UNI-STRUT | MISCELLANEOUS CABLE POLE MATERIAL | CABLE POLE MATERIAL | UNDERGROUND ELECTRIC DISTRIBUTION | 4204.3 | EA | X | X
21290 | GDSTUD | GROUNDING STUD | MISCELLANEOUS CABLE POLE MATERIAL | CABLE POLE MATERIAL | UNDERGROUND ELECTRIC DISTRIBUTION |  | EA | X | X
21290 | JU-500 | JUMPER WIRE CU BARE STRAND - 500 KCM | MISCELLANEOUS CABLE POLE MATERIAL | CABLE POLE MATERIAL | UNDERGROUND ELECTRIC DISTRIBUTION | 715 | FT | X | X
21290 | JU-750 | JUMPER WIRE CU BARE STRAND - 750 KCM | MISCELLANEOUS CABLE POLE MATERIAL | CABLE POLE MATERIAL | UNDERGROUND ELECTRIC DISTRIBUTION | 715 | FT | X | X
21290 | NP-BKT | POTHEAD MTG BKT NON PORCELAIN (350-1000) | MISCELLANEOUS CABLE POLE MATERIAL | CABLE POLE MATERIAL | UNDERGROUND ELECTRIC DISTRIBUTION | 4207.2 | EA | X | X
21290 | P-X-BK | POTHEAD MTG BKT (350 & ABOVE-CROSSARM) | MISCELLANEOUS CABLE POLE MATERIAL | CABLE POLE MATERIAL | UNDERGROUND ELECTRIC DISTRIBUTION | 4207.1 | EA | X | X
21290 | PH-BKT | POTHEAD MTG BKT (350 & ABOVE-SUBSTATION) | MISCELLANEOUS CABLE POLE MATERIAL | CABLE POLE MATERIAL | UNDERGROUND ELECTRIC DISTRIBUTION | 4207.1 | EA | X | X
21290 | S40-2" | CONDUIT RISER PVC SCHEDULE 40 2 IN | MISCELLANEOUS CABLE POLE MATERIAL | CABLE POLE MATERIAL | UNDERGROUND ELECTRIC DISTRIBUTION | 4204.3 | FT | X | X
21290 | S40-3" | CONDUIT RISER PVC SCHEDULE 40 3 IN | MISCELLANEOUS CABLE POLE MATERIAL | CABLE POLE MATERIAL | UNDERGROUND ELECTRIC DISTRIBUTION | 4204.3 | FT | X | X
21290 | S40-4" | CONDUIT RISER PVC SCHEDULE 40 4 IN | MISCELLANEOUS CABLE POLE MATERIAL | CABLE POLE MATERIAL | UNDERGROUND ELECTRIC DISTRIBUTION | 4204.3 | FT | X | X
21290 | S40-5" | CONDUIT RISER PVC SCHEDULE 40 5 IN | MISCELLANEOUS CABLE POLE MATERIAL | CABLE POLE MATERIAL | UNDERGROUND ELECTRIC DISTRIBUTION | 4204.3 | FT | X | X
21290 | S80-3" | CONDUIT RISER PVC SCHEDULE 80 3 IN | MISCELLANEOUS CABLE POLE MATERIAL | CABLE POLE MATERIAL | UNDERGROUND ELECTRIC DISTRIBUTION | 4204.3 | EA | X | X
21290 | S80-4" | CONDUIT RISER PVC SCHEDULE 80 4 IN | MISCELLANEOUS CABLE POLE MATERIAL | CABLE POLE MATERIAL | UNDERGROUND ELECTRIC DISTRIBUTION | 4204.3 | EA | X | X
21290 | S80-5" | CONDUIT RISER PVC SCHEDULE 80 5 IN | MISCELLANEOUS CABLE POLE MATERIAL | CABLE POLE MATERIAL | UNDERGROUND ELECTRIC DISTRIBUTION | 4204.3 | EA | X | X
21300 | 3P1000 | CABLE AL 600V 3-1000 & 1-750 USA | UG CABLE 600V AL USA (SECONDARY/SERVICE) | UG CABLE | UNDERGROUND ELECTRIC DISTRIBUTION | 4002.1 | FT | X | X
21300 | U/2#8SV | CABLE AL 600V 2- #8 USA SVC | UG CABLE 600V AL USA (SECONDARY/SERVICE) | UG CABLE | UNDERGROUND ELECTRIC DISTRIBUTION | 4002.1 | FT | X | X
21300 | U/2-#8 | CABLE AL 600V 2- #8 USA SEC/SVC | UG CABLE 600V AL USA (SECONDARY/SERVICE) | UG CABLE | UNDERGROUND ELECTRIC DISTRIBUTION | 4002.1 | FT | X | X
21300 | U1P#2SV | CABLE AL 600V 2- #2 & 1- #4 USA SVC | UG CABLE 600V AL USA (SECONDARY/SERVICE) | UG CABLE | UNDERGROUND ELECTRIC DISTRIBUTION | 4002.1 | FT | X | X
21300 | U1P-#2 | CABLE AL 600V 2- #2 & 1- #4 USA SEC/SVC | UG CABLE 600V AL USA (SECONDARY/SERVICE) | UG CABLE | UNDERGROUND ELECTRIC DISTRIBUTION | 4002.1 | FT | X | X
21300 | U1P1/0 | CABLE AL 600V 2-1/0 & 1- #2 USA SEC/SVC | UG CABLE 600V AL USA (SECONDARY/SERVICE) | UG CABLE | UNDERGROUND ELECTRIC DISTRIBUTION | 4002.1 | FT | X | X
21300 | U1P1/0SV | CABLE AL 600V 2-1/0 & 1- #2 USA SVC | UG CABLE 600V AL USA (SECONDARY/SERVICE) | UG CABLE | UNDERGROUND ELECTRIC DISTRIBUTION | 4002.1 | FT | X | X
21300 | U1P3/0 | CABLE AL 600V 2-3/0 & 1-1/0 USA SEC/SVC | UG CABLE 600V AL USA (SECONDARY/SERVICE) | UG CABLE | UNDERGROUND ELECTRIC DISTRIBUTION | 4002.1 | FT | X | X
21300 | U1P3/0SV | CABLE AL 600V 2-3/0 & 1-1/0 USA SVC | UG CABLE 600V AL USA (SECONDARY/SERVICE) | UG CABLE | UNDERGROUND ELECTRIC DISTRIBUTION | 4002.1 | FT | X | X
21300 | U1P350 | CABLE AL 600V 2-350 & 1-3/0 USA SEC/SVC | UG CABLE 600V AL USA (SECONDARY/SERVICE) | UG CABLE | UNDERGROUND ELECTRIC DISTRIBUTION | 4002.1 | FT | X | X
21300 | U1P350SV | CABLE AL 600V 2-350 & 1-3/0 USA SVC | UG CABLE 600V AL USA (SECONDARY/SERVICE) | UG CABLE | UNDERGROUND ELECTRIC DISTRIBUTION | 4002.1 | FT | X | X
21300 | U1P500 | CABLE AL 600V 2-500 & 1-350 USA-SEC | UG CABLE 600V AL USA (SECONDARY/SERVICE) | UG CABLE | UNDERGROUND ELECTRIC DISTRIBUTION | 4002.1 | FT | X | X
21300 | U1P500SV | CABLE AL 600V 2-500 & 1-350 USA- SV | UG CABLE 600V AL USA (SECONDARY/SERVICE) | UG CABLE | UNDERGROUND ELECTRIC DISTRIBUTION | 4002.1 | FT | X | X
21300 | U3P3/0 | CABLE AL 600V 3-3/0 & 1-1/0 USA SEC/SVC | UG CABLE 600V AL USA (SECONDARY/SERVICE) | UG CABLE | UNDERGROUND ELECTRIC DISTRIBUTION | 4002.1 | FT | X | X
21300 | U3P3/0SV | CABLE AL 600V 3-3/0 & 1-1/0 USA SVC | UG CABLE 600V AL USA (SECONDARY/SERVICE) | UG CABLE | UNDERGROUND ELECTRIC DISTRIBUTION | 4002.1 | FT | X | X
21300 | U3P350 | CABLE AL 600V 3-350 & 1-3/0 USA SEC/SVC | UG CABLE 600V AL USA (SECONDARY/SERVICE) | UG CABLE | UNDERGROUND ELECTRIC DISTRIBUTION | 4002.1 | FT | X | X
21300 | U3P350SV | CABLE AL 600V 3-350 & 1-3/0 USA SVC | UG CABLE 600V AL USA (SECONDARY/SERVICE) | UG CABLE | UNDERGROUND ELECTRIC DISTRIBUTION | 4002.1 | FT | X | X
21300 | U3P500 | CABLE AL 600V 3-500 & 1-350 USA SEC/SVC | UG CABLE 600V AL USA (SECONDARY/SERVICE) | UG CABLE | UNDERGROUND ELECTRIC DISTRIBUTION | 4002.1 | FT | X | X
21300 | U3P500SV | CABLE AL 600V 3-500 & 1-350 USA SVC | UG CABLE 600V AL USA (SECONDARY/SERVICE) | UG CABLE | UNDERGROUND ELECTRIC DISTRIBUTION | 4002.1 | FT | X | X
21320 | SID1/0 | CABLE AL 600V 2-1/0 & 1- #2 SIDA | UG CABLE 600V AL SIDA (SEC/SERVICE) | UG CABLE | UNDERGROUND ELECTRIC DISTRIBUTION | 4002.1 | FT |  | X
21320 | SID3/0 | CABLE AL 600V 2-3/0 & 1-1/0 SIDA | UG CABLE 600V AL SIDA (SEC/SERVICE) | UG CABLE | UNDERGROUND ELECTRIC DISTRIBUTION | 4002.1 | FT |  | X
21320 | SID350 | CABLE AL 600V 2-350 & 1-3/0 SIDA | UG CABLE 600V AL SIDA (SEC/SERVICE) | UG CABLE | UNDERGROUND ELECTRIC DISTRIBUTION | 4002.1 | FT |  | X
21320 | SIDA#2 | CABLE AL 600V 2- #2 & 1- #4 SIDA | UG CABLE 600V AL SIDA (SEC/SERVICE) | UG CABLE | UNDERGROUND ELECTRIC DISTRIBUTION | 4002.1 | FT |  | X
21320 | SIDA-8 | CABLE AL 600V 2- #8 SIDA | UG CABLE 600V AL SIDA (SEC/SERVICE) | UG CABLE | UNDERGROUND ELECTRIC DISTRIBUTION | 4002.1 | FT |  | X
21321 | TCU1/0 | CABLE TRIPLEX COMPACT COPPER 600V 2-1/0 | UG CABLE 600V CU TRIPLEX COMPACT | UG CABLE | UNDERGROUND ELECTRIC DISTRIBUTION | 4002.1 | FT | X | X
21321 | TCU250 | CABLE TRIPLEX COMPACT COPPER 600V 2-250 | UG CABLE 600V CU TRIPLEX COMPACT | UG CABLE | UNDERGROUND ELECTRIC DISTRIBUTION | 4002.1 | FT | X | X
21330 | 3P-500 | CABLE CU 600V 3-500 & 1-4/0 THW | UG CABLE 600V -NON STANDARD- (SEC/SERV) | UG CABLE | UNDERGROUND ELECTRIC DISTRIBUTION |  | FT | X | X
21330 | 4/0SER | CABLE CU 2-4/0 &1-1/0 THW | UG CABLE 600V -NON STANDARD- (SEC/SERV) | UG CABLE | UNDERGROUND ELECTRIC DISTRIBUTION |  | FT | X | X
21330 | U500-C | CABLE CU 600V 3-500 (REMOVE ONLY) | UG CABLE 600V -NON STANDARD- (SEC/SERV) | UG CABLE | UNDERGROUND ELECTRIC DISTRIBUTION |  | EA |  | X
21340 | P-1000 | CABLE AL PECN-PEJ 3-1/C 1000 UN-TPLX | UG CABLE PRIMARY AL PECN-PEJ | UG CABLE | UNDERGROUND ELECTRIC DISTRIBUTION | 4002.2 | FT | X | X
21340 | PDJ1#2 | CABLE AL PECN-PEJ 1-1/C #2 SOL PID | UG CABLE PRIMARY AL PECN-PEJ | UG CABLE | UNDERGROUND ELECTRIC DISTRIBUTION | 4002.2 | FT |  | X
21340 | PDJ2#2 | CABLE AL PECN-PEJ 2-1/C #2 SOL PID | UG CABLE PRIMARY AL PECN-PEJ | UG CABLE | UNDERGROUND ELECTRIC DISTRIBUTION | 4002.2 | FT |  | X
21340 | PDJ3#2 | CABLE AL PECN-PEJ 3-1/C #2 SOL PID | UG CABLE PRIMARY AL PECN-PEJ | UG CABLE | UNDERGROUND ELECTRIC DISTRIBUTION | 4002.2 | FT |  | X
21340 | PJ-750 | CABLE AL PECN-PEJ 3-1/C 750 UN-TPLX | UG CABLE PRIMARY AL PECN-PEJ | UG CABLE | UNDERGROUND ELECTRIC DISTRIBUTION | 4002.2 | FT |  | X
21340 | PJ1000 | CABLE AL PECN-PEJ 3-1/C 1000 (TPLX) | UG CABLE PRIMARY AL PECN-PEJ | UG CABLE | UNDERGROUND ELECTRIC DISTRIBUTION | 4002.2 | FT | X | X
21340 | PJN1#2 | CABLE AL PECN-PEJ 1-1/C #2 SOL (1-WIRE) | UG CABLE PRIMARY AL PECN-PEJ | UG CABLE | UNDERGROUND ELECTRIC DISTRIBUTION | 4002.2 | FT | X | X
21340 | PJN2#2 | CABLE AL PECN-PEJ 2-1/C #2 SOL (2-WIRE) | UG CABLE PRIMARY AL PECN-PEJ | UG CABLE | UNDERGROUND ELECTRIC DISTRIBUTION | 4002.2 | FT | X | X
21340 | PJN2/0 | CABLE AL PECN-PEJ 3-1/C 2/0 (TPLX) | UG CABLE PRIMARY AL PECN-PEJ | UG CABLE | UNDERGROUND ELECTRIC DISTRIBUTION | 4002.2 | FT | X | X
21340 | PJN3/2 | CABLE AL PECN-PEJ 3-1/C #2 (TPLX) | UG CABLE PRIMARY AL PECN-PEJ | UG CABLE | UNDERGROUND ELECTRIC DISTRIBUTION | 4002.2 | FT | X | X
21340 | PJN350 | CABLE AL PECN-PEJ 3-1/C 350 (TPLX) | UG CABLE PRIMARY AL PECN-PEJ | UG CABLE | UNDERGROUND ELECTRIC DISTRIBUTION | 4002.2 | FT |  | X
21340 | PJN750 | CABLE AL PECN-PEJ 3-1/C 750 (TPLX) | UG CABLE PRIMARY AL PECN-PEJ | UG CABLE | UNDERGROUND ELECTRIC DISTRIBUTION | 4002.2 | FT |  | X
21340 | R1J1000 | CABLE, 15KV AL EXTRUD INSUL, 1000 1/C | UG CABLE PRIMARY AL PECN-PEJ | UG CABLE | UNDERGROUND ELECTRIC DISTRIBUTION | 4002 | FT | X | X
21340 | RJ1000 | CABLE, 15KV AL EXTRUD INSUL 1000 3-1/C | UG CABLE PRIMARY AL PECN-PEJ | UG CABLE | UNDERGROUND ELECTRIC DISTRIBUTION | 4002 | FT | X | X
21340 | RJN1#2 | CABLE, 15KV, AL EXT INSUL 1/C #2 AWG | UG CABLE PRIMARY AL PECN-PEJ | UG CABLE | UNDERGROUND ELECTRIC DISTRIBUTION | 4002 | FT | X | X
21340 | RJN2#2 | CABLE, 15KV AL EXTRUD INSUL 2-1/C #2 | UG CABLE PRIMARY AL PECN-PEJ | UG CABLE | UNDERGROUND ELECTRIC DISTRIBUTION | 4002 | FT | X | X
21340 | RJN2/0 | CABLE, 15KV AL EXTRUD INSUL 2/0 TRIPLX | UG CABLE PRIMARY AL PECN-PEJ | UG CABLE | UNDERGROUND ELECTRIC DISTRIBUTION | 4002 | FT | X | X
21340 | RJN3/2 | CABLE, 15KV AL EXTRUD INSUL #2 TRIPLEX | UG CABLE PRIMARY AL PECN-PEJ | UG CABLE | UNDERGROUND ELECTRIC DISTRIBUTION | 4002 | FT | X | X
21340 | RJN350 | CABLE, 15KV CU EXTRUD INSUL 350 TRIPLX | UG CABLE PRIMARY AL PECN-PEJ | UG CABLE | UNDERGROUND ELECTRIC DISTRIBUTION | 4002 | FT | X | X
21340 | W1-2/0 | WHIP CABLE AL PECN-1-1/C 2/0 (TPLX) | UG CABLE PRIMARY AL PECN-PEJ | UG CABLE | UNDERGROUND ELECTRIC DISTRIBUTION | 4002.2 | FT | X | X
21340 | W2-2/0 | WHIP CABLE AL PECN-PEJ 2-1/C 2/0 (TPLX) | UG CABLE PRIMARY AL PECN-PEJ | UG CABLE | UNDERGROUND ELECTRIC DISTRIBUTION | 4002.2 | FT | X | X
21340 | WIP-#2 | WHIP CABLE AL PECN-PEJ 1/C #2 | UG CABLE PRIMARY AL PECN-PEJ | UG CABLE | UNDERGROUND ELECTRIC DISTRIBUTION | 4002.2 | FT | X | X
21340 | WIP2/0 | WHIP CABLE AL PECN-PEJ 3-1/C 2/0 (TPLX) | UG CABLE PRIMARY AL PECN-PEJ | UG CABLE | UNDERGROUND ELECTRIC DISTRIBUTION | 4002.2 | FT | X | X
21340 | WIP3#2 | WHIP CABLE AL PECN-PEJ 3-1/C #2 TPLX | UG CABLE PRIMARY AL PECN-PEJ | UG CABLE | UNDERGROUND ELECTRIC DISTRIBUTION | 4002.2 | FT | X | X
21340 | WIP350 | WHIP CABLE AL PECN-PEJ 3-1/C 350 (TPLX) | UG CABLE PRIMARY AL PECN-PEJ | UG CABLE | UNDERGROUND ELECTRIC DISTRIBUTION | 4002.2 | FT | X | X
21350 | CPJ750 | CABLE AL COMP-PEJ 3-1/C 750 (TPLX) | UG CABLE PRIMARY AL COMP-PEJ | UG CABLE | UNDERGROUND ELECTRIC DISTRIBUTION | 4002.2 | FT | X | X
21350 | RCPJ750 | CABLE, 15KV AL EAM INS COMPACT 750 B | UG CABLE PRIMARY AL COMP-PEJ | UG CABLE | UNDERGROUND ELECTRIC DISTRIBUTION | 4002 | FT | X | X
21355 | CPC750 | CABLE CU COMP-EPR 3-1/C 750 (TPLX) | UG CABLE PRIMARY CU COMP-PEJ | UG CABLE | UNDERGROUND ELECTRIC DISTRIBUTION | 4002.2 | FT | X | X
21355 | RCPC750 | CABLE, 15KV CU EAM INS COMPACT 750 B | UG CABLE PRIMARY CU COMP-PEJ | UG CABLE | UNDERGROUND ELECTRIC DISTRIBUTION | 4002 | FT | X | X
21360 | PC1000 | CABLE AL PECN 3-1/C 1000 (TPLX) | UG CABLE PRIMARY AL PECN | UG CABLE | UNDERGROUND ELECTRIC DISTRIBUTION | X099.001 | FT |  | X
21360 | PCN1#2 | CABLE AL PECN 1-1/C #2 (1-WIRE) | UG CABLE PRIMARY AL PECN | UG CABLE | UNDERGROUND ELECTRIC DISTRIBUTION | 4099.001 | FT |  | X
21360 | PCN2#2 | CABLE AL PECN 2-1/C #2 (2-WIRE) | UG CABLE PRIMARY AL PECN | UG CABLE | UNDERGROUND ELECTRIC DISTRIBUTION | 4099.001 | FT |  | X
21360 | PCN2/0 | CABLE AL PECN 3-1/C 2/0 (TPLX) | UG CABLE PRIMARY AL PECN | UG CABLE | UNDERGROUND ELECTRIC DISTRIBUTION | 4099.001 | FT |  | X
21360 | PCN3#2 | CABLE AL PECN 3-1/C #2 (3-WIRE) | UG CABLE PRIMARY AL PECN | UG CABLE | UNDERGROUND ELECTRIC DISTRIBUTION | 4099.001 | FT |  | X
21360 | PCN750 | CABLE AL PECN 3-1/C 750 (TPLX) | UG CABLE PRIMARY AL PECN | UG CABLE | UNDERGROUND ELECTRIC DISTRIBUTION | 4099.001 | FT |  | X
21380 | CU500J | CABLE CU PECN-PEJ 3-1/C 500 (TPLX) | UG CABLE PRIMARY CU PECN-PEJ | UG CABLE | UNDERGROUND ELECTRIC DISTRIBUTION | 4099.001 | FT |  | X
21385 | 1000CU | CABLE CU TRXLPECN-PEJ 3-1/C 1000 (TPLX) | CABLE CU TRXLPECN - PEJ (TPLX) | UG CABLE | UNDERGROUND ELECTRIC DISTRIBUTION | 4002.2 | FT | X | X
21385 | R1000CU | CABLE, 15KV CU EXTRUD INSUL 1000 3-1/C | CABLE CU TRXLPECN - PEJ (TPLX) | UG CABLE | UNDERGROUND ELECTRIC DISTRIBUTION | 4002 | FT | X | X
21400 | CU-1#2 | CABLE CU PECN 1-1/C #2 (1-WIRE) | UG CABLE PRIMARY CU PECN | UG CABLE | UNDERGROUND ELECTRIC DISTRIBUTION | 4099.001 | FT |  | X
21400 | CU-1#4 | CABLE CU PECN 1-1/C #4 (1-WIRE) | UG CABLE PRIMARY CU PECN | UG CABLE | UNDERGROUND ELECTRIC DISTRIBUTION | 4099.001 | FT |  | X
21400 | CU-2#2 | CABLE CU PECN 2-1/C #2 (2-WIRE) | UG CABLE PRIMARY CU PECN | UG CABLE | UNDERGROUND ELECTRIC DISTRIBUTION | 4099.001 | FT |  | X
21400 | CU-2#4 | CABLE CU PECN 2-1/C #4 (2-WIRE) | UG CABLE PRIMARY CU PECN | UG CABLE | UNDERGROUND ELECTRIC DISTRIBUTION | 4099.001 | FT |  | X
21400 | CU-3#2 | CABLE CU PECN 3-1/C #2 (3-WIRE) | UG CABLE PRIMARY CU PECN | UG CABLE | UNDERGROUND ELECTRIC DISTRIBUTION | 4009.001 | FT |  | X
21400 | CU-3#4 | CABLE CU PECN 3-1/C #4 (3-WIRE) | UG CABLE PRIMARY CU PECN | UG CABLE | UNDERGROUND ELECTRIC DISTRIBUTION | 4099.001 | FT |  | X
21400 | CU-3/2 | CABLE CU PECN 3-1/C #2 (TPLX) | UG CABLE PRIMARY CU PECN | UG CABLE | UNDERGROUND ELECTRIC DISTRIBUTION | 4099.001 | FT |  | X
21400 | CU-4/0 | CABLE CU PECN 3-1/C 4/0 (TPLX) | UG CABLE PRIMARY CU PECN | UG CABLE | UNDERGROUND ELECTRIC DISTRIBUTION | 4099.001 | FT |  | X
21400 | CU-500 | CABLE CU PECN 3-1/C 500 (TPLX) | UG CABLE PRIMARY CU PECN | UG CABLE | UNDERGROUND ELECTRIC DISTRIBUTION | 4099.001 | FT |  | X
21420 | 6THHWH | PYD #6, COPPER, THHN WHITE | UG CABLE PRIMARY CU PILC-PEJ | UG CABLE | UNDERGROUND ELECTRIC DISTRIBUTION |  | FT | X | X
21420 | 8THBLK | PYD #8, COPPER, THHN BLACK | UG CABLE PRIMARY CU PILC-PEJ | UG CABLE | UNDERGROUND ELECTRIC DISTRIBUTION |  | FT | X | X
21420 | 8THBLU | PYD #8, COPPER, THHN BLUE | UG CABLE PRIMARY CU PILC-PEJ | UG CABLE | UNDERGROUND ELECTRIC DISTRIBUTION |  | FT | X | X
21420 | CU1000 | CABLE CU PILC-PEJ 1-3/C 1000 | UG CABLE PRIMARY CU PILC-PEJ | UG CABLE | UNDERGROUND ELECTRIC DISTRIBUTION | 4002.2 | FT | X | X
21420 | CUJ500 | CABLE CU PILC-PEJ 1-3/C 500 | UG CABLE PRIMARY CU PILC-PEJ | UG CABLE | UNDERGROUND ELECTRIC DISTRIBUTION | 4002.2 | FT | X | X
21430 | 10TGRN | PYD #10, COPPER, THHN GREEN | UG CABLE - MISCELLANEOUS | UG CABLE | UNDERGROUND ELECTRIC DISTRIBUTION | EV-12 | FT | X | X
21430 | 2C-5KV | 2-#6 STR CU 5KV INSULATED WIRE | UG CABLE - MISCELLANEOUS | UG CABLE | UNDERGROUND ELECTRIC DISTRIBUTION |  | FT | X | X
21430 | 3/0THW | PYD 3/0, COPPER, THWN BLACK | UG CABLE - MISCELLANEOUS | UG CABLE | UNDERGROUND ELECTRIC DISTRIBUTION |  | FT | X | X
21430 | 4/0-SD | 4/0 19 STR COPPER BARE SOFT DRAWN | UG CABLE - MISCELLANEOUS | UG CABLE | UNDERGROUND ELECTRIC DISTRIBUTION | 4002.2 | FT | X | X
21430 | 4/0THW | 600V 4/0 STR COPPER THW BLACK | UG CABLE - MISCELLANEOUS | UG CABLE | UNDERGROUND ELECTRIC DISTRIBUTION |  | FT | X | X
21430 | 6THBLK | PYD #6, COPPER, THHN BLACK | UG CABLE - MISCELLANEOUS | UG CABLE | UNDERGROUND ELECTRIC DISTRIBUTION |  | FT | X | X
21430 | 6THBLU | PYD #6, COPPER, THHN BLUE | UG CABLE - MISCELLANEOUS | UG CABLE | UNDERGROUND ELECTRIC DISTRIBUTION |  | FT | X | X
21430 | 6THGRE | PYD #6, COPPER, THHN GREEN | UG CABLE - MISCELLANEOUS | UG CABLE | UNDERGROUND ELECTRIC DISTRIBUTION |  | FT | X | X
21430 | 6THGRY | PYD #6, COPPER, THHN GRAY | UG CABLE - MISCELLANEOUS | UG CABLE | UNDERGROUND ELECTRIC DISTRIBUTION |  | FT | X | X
21430 | 6THHBR | PYD #6, COPPER, THHN BROWN | UG CABLE - MISCELLANEOUS | UG CABLE | UNDERGROUND ELECTRIC DISTRIBUTION |  | FT | X | X
21430 | 6THHOR | PYD #6, COPPER, THHN ORANGE | UG CABLE - MISCELLANEOUS | UG CABLE | UNDERGROUND ELECTRIC DISTRIBUTION |  | FT | X | X
21430 | 6THHYE | PYD #6, COPPER, THHN YELLOW | UG CABLE - MISCELLANEOUS | UG CABLE | UNDERGROUND ELECTRIC DISTRIBUTION |  | FT | X | X
21430 | 6THRED | PYD #6, COPPER, THHN RED | UG CABLE - MISCELLANEOUS | UG CABLE | UNDERGROUND ELECTRIC DISTRIBUTION |  | FT | X | X
21430 | 8THGRE | PYD #8, COPPER, THHN GREEN | UG CABLE - MISCELLANEOUS | UG CABLE | UNDERGROUND ELECTRIC DISTRIBUTION |  | FT | X | X
21430 | 8THGRY | PYD #8, COPPER, THHN GRAY | UG CABLE - MISCELLANEOUS | UG CABLE | UNDERGROUND ELECTRIC DISTRIBUTION |  | FT | X | X
21430 | 8THHBR | PYD #8, COPPER, THHN BROWN | UG CABLE - MISCELLANEOUS | UG CABLE | UNDERGROUND ELECTRIC DISTRIBUTION |  | FT | X | X
21430 | 8THHOR | PYD #8, COPPER, THHN ORANGE | UG CABLE - MISCELLANEOUS | UG CABLE | UNDERGROUND ELECTRIC DISTRIBUTION |  | FT | X | X
21430 | 8THHWH | PYD #8, COPPER, THHN WHITE | UG CABLE - MISCELLANEOUS | UG CABLE | UNDERGROUND ELECTRIC DISTRIBUTION |  | FT | X | X
21430 | 8THHYE | PYD #8, COPPER, THHN YELLOW | UG CABLE - MISCELLANEOUS | UG CABLE | UNDERGROUND ELECTRIC DISTRIBUTION |  | FT | X | X
21430 | 8THRED | PYD #8, COPPER, THHN RED | UG CABLE - MISCELLANEOUS | UG CABLE | UNDERGROUND ELECTRIC DISTRIBUTION |  | FT | X | X
21430 | EV1/0CBN | EV, WIRE, #1/0 COPPER, THHN BROWN | UG CABLE - MISCELLANEOUS | UG CABLE | UNDERGROUND ELECTRIC DISTRIBUTION | EV-12 | FT | X | X
21430 | EV1/0CGY | EV, WIRE, #1/0 COPPER, THHN GRAY | UG CABLE - MISCELLANEOUS | UG CABLE | UNDERGROUND ELECTRIC DISTRIBUTION | EV-12 | FT | X | X
21430 | EV1/0COE | EV, WIRE, #1/0 COPPER, THHN ORANGE | UG CABLE - MISCELLANEOUS | UG CABLE | UNDERGROUND ELECTRIC DISTRIBUTION | EV-12 | FT | X | X
21430 | EV1/0CYW | EV, WIRE, #1/0 COPPER, THHN YELLOW | UG CABLE - MISCELLANEOUS | UG CABLE | UNDERGROUND ELECTRIC DISTRIBUTION | EV-12 | FT | X | X
21430 | EV350CBN | EV, WIRE, #350 COPPER, THHN BROWN | UG CABLE - MISCELLANEOUS | UG CABLE | UNDERGROUND ELECTRIC DISTRIBUTION | EV-12 | FT | X | X
21430 | EV350CGY | EV, WIRE, #350 COPPER, THHN GRAY | UG CABLE - MISCELLANEOUS | UG CABLE | UNDERGROUND ELECTRIC DISTRIBUTION | EV-12 | FT | X | X
21430 | EV350COE | EV, WIRE, #350 COPPER, THHN ORANGE | UG CABLE - MISCELLANEOUS | UG CABLE | UNDERGROUND ELECTRIC DISTRIBUTION | EV-12 | FT | X | X
21430 | EV350CYW | EV, WIRE, #350 COPPER, THHN YELLOW | UG CABLE - MISCELLANEOUS | UG CABLE | UNDERGROUND ELECTRIC DISTRIBUTION | EV-12 | FT | X | X
21430 | EV4/0CBN | EV, WIRE, #4/0 COPPER, THHN BROWN | UG CABLE - MISCELLANEOUS | UG CABLE | UNDERGROUND ELECTRIC DISTRIBUTION | EV-12 | FT | X | X
21430 | EV4/0CGY | EV, WIRE, #4/0 COPPER, THHN GRAY | UG CABLE - MISCELLANEOUS | UG CABLE | UNDERGROUND ELECTRIC DISTRIBUTION | EV-12 | FT | X | X
21430 | EV4/0COE | EV, WIRE, #4/0 COPPER, THHN ORANGE | UG CABLE - MISCELLANEOUS | UG CABLE | UNDERGROUND ELECTRIC DISTRIBUTION | EV-12 | FT | X | X
21430 | EV4/0CYW | EV, WIRE, #4/0 COPPER, THHN YELLOW | UG CABLE - MISCELLANEOUS | UG CABLE | UNDERGROUND ELECTRIC DISTRIBUTION | EV-12 | FT | X | X
21430 | EVN2CTBE | EV, WIRE, #2 COPPER, THHN BLUE | UG CABLE - MISCELLANEOUS | UG CABLE | UNDERGROUND ELECTRIC DISTRIBUTION | EV-12 | FT | X | X
21430 | EVN2CTBK | EV, WIRE, #2 COPPER, THHN BLACK | UG CABLE - MISCELLANEOUS | UG CABLE | UNDERGROUND ELECTRIC DISTRIBUTION | EV-12 | FT | X | X
21430 | EVN2CTBN | EV, WIRE, #2 COPPER, THHN BROWN | UG CABLE - MISCELLANEOUS | UG CABLE | UNDERGROUND ELECTRIC DISTRIBUTION | EV-12 | FT | X | X
21430 | EVN2CTGN | EV, WIRE, #2 COPPER, THHN GREEN | UG CABLE - MISCELLANEOUS | UG CABLE | UNDERGROUND ELECTRIC DISTRIBUTION | EV-12 | FT | X | X
21430 | EVN2CTGY | EV, WIRE, #2 COPPER, THHN GRAY | UG CABLE - MISCELLANEOUS | UG CABLE | UNDERGROUND ELECTRIC DISTRIBUTION | EV-12 | FT | X | X
21430 | EVN2CTOE | EV, WIRE, #2 COPPER, THHN ORANGE | UG CABLE - MISCELLANEOUS | UG CABLE | UNDERGROUND ELECTRIC DISTRIBUTION | EV-12 | FT | X | X
21430 | EVN2CTRD | EV, WIRE, #2 COPPER, THHN RED | UG CABLE - MISCELLANEOUS | UG CABLE | UNDERGROUND ELECTRIC DISTRIBUTION | EV-12 | FT | X | X
21430 | EVN2CTWE | EV, WIRE, #2 COPPER, THHN WHITE | UG CABLE - MISCELLANEOUS | UG CABLE | UNDERGROUND ELECTRIC DISTRIBUTION | EV-12 | FT | X | X
21430 | EVN2CTYW | EV, WIRE, #2 COPPER, THHN YELLOW | UG CABLE - MISCELLANEOUS | UG CABLE | UNDERGROUND ELECTRIC DISTRIBUTION | EV-12 | FT | X | X
21430 | EVN3CTBE | EV, WIRE #3 COPPER, THHN BLUE | UG CABLE - MISCELLANEOUS | UG CABLE | UNDERGROUND ELECTRIC DISTRIBUTION | EV-12 | FT | X | X
21430 | EVN3CTBK | EV, WIRE #3 COPPER, THHN BLACK | UG CABLE - MISCELLANEOUS | UG CABLE | UNDERGROUND ELECTRIC DISTRIBUTION | EV-12 | FT | X | X
21430 | EVN3CTBN | EV, WIRE #3 COPPER, THHN BROWN | UG CABLE - MISCELLANEOUS | UG CABLE | UNDERGROUND ELECTRIC DISTRIBUTION | EV-12 | FT | X | X
21430 | EVN3CTGN | EV, WIRE #3 COPPER, THHN GREEN | UG CABLE - MISCELLANEOUS | UG CABLE | UNDERGROUND ELECTRIC DISTRIBUTION | EV-12 | FT | X | X
21430 | EVN3CTGY | EV, WIRE #3 COPPER, THHN GRAY | UG CABLE - MISCELLANEOUS | UG CABLE | UNDERGROUND ELECTRIC DISTRIBUTION | EV-12 | FT | X | X
21430 | EVN3CTOE | EV, WIRE #3 COPPER, THHN ORANGE | UG CABLE - MISCELLANEOUS | UG CABLE | UNDERGROUND ELECTRIC DISTRIBUTION | EV-12 | FT | X | X
21430 | EVN3CTRD | EV, WIRE #3 COPPER, THHN RED | UG CABLE - MISCELLANEOUS | UG CABLE | UNDERGROUND ELECTRIC DISTRIBUTION | EV-12 | FT | X | X
21430 | EVN3CTWE | EV, WIRE #3 COPPER, THHN WHITE | UG CABLE - MISCELLANEOUS | UG CABLE | UNDERGROUND ELECTRIC DISTRIBUTION | EV-12 | FT | X | X
21430 | EVN3CTYW | EV, WIRE #3 COPPER, THHN YELLOW | UG CABLE - MISCELLANEOUS | UG CABLE | UNDERGROUND ELECTRIC DISTRIBUTION | EV-12 | FT | X | X
21430 | EVN4CTBE | EV, WIRE, #4 COPPER, THHN BLUE | UG CABLE - MISCELLANEOUS | UG CABLE | UNDERGROUND ELECTRIC DISTRIBUTION | EV-12 | FT | X | X
21430 | EVN4CTBK | EV, WIRE, #4 COPPER, THHN BLACK | UG CABLE - MISCELLANEOUS | UG CABLE | UNDERGROUND ELECTRIC DISTRIBUTION | EV-12 | FT | X | X
21430 | EVN4CTGN | EV, WIRE, #4 COPPER, THHN GREEN | UG CABLE - MISCELLANEOUS | UG CABLE | UNDERGROUND ELECTRIC DISTRIBUTION | EV-12 | FT | X | X
21430 | EVN4CTRD | EV, WIRE, #4 COPPER, THHN RED | UG CABLE - MISCELLANEOUS | UG CABLE | UNDERGROUND ELECTRIC DISTRIBUTION | EV-12 | FT | X | X
21430 | EVN4CTWE | EV, WIRE, #4 COPPER, THHN WHITE | UG CABLE - MISCELLANEOUS | UG CABLE | UNDERGROUND ELECTRIC DISTRIBUTION | EV-12 | FT | X | X
21430 | EXTSEC | EXTEND SECONDARY/SERVICE CABLE | UG CABLE - MISCELLANEOUS | UG CABLE | UNDERGROUND ELECTRIC DISTRIBUTION |  | EA | X
21430 | LEAD-S | #4 - #2 LEAD SEC/SERVICE (REMOVE ONLY) | UG CABLE - MISCELLANEOUS | UG CABLE | UNDERGROUND ELECTRIC DISTRIBUTION |  | FT | X | X
21430 | NAVY-C | CABLE CU PECN 3-1/C #2 TPLX (NAVY INSTA) | UG CABLE - MISCELLANEOUS | UG CABLE | UNDERGROUND ELECTRIC DISTRIBUTION | 4099.001 | FT | X
21430 | OBC-#4 | CABLE OBC-NJ 1-3/C #4 | UG CABLE - MISCELLANEOUS | UG CABLE | UNDERGROUND ELECTRIC DISTRIBUTION |  | FT | X | X
21430 | SC-CAB | SCADA EQUIPMENT CONTROL CABLES | UG CABLE - MISCELLANEOUS | UG CABLE | UNDERGROUND ELECTRIC DISTRIBUTION |  | EA | X | X
21430 | THNN#2 | 600V #2 STR COPPER THNN WHITE | UG CABLE - MISCELLANEOUS | UG CABLE | UNDERGROUND ELECTRIC DISTRIBUTION |  | FT | X | X
21430 | THW-#2 | 600V #2 STR COPPER THW BLACK | UG CABLE - MISCELLANEOUS | UG CABLE | UNDERGROUND ELECTRIC DISTRIBUTION |  | FT | X | X
21430 | THW-#6 | 600V #6 STR COPPER THW BLACK | UG CABLE - MISCELLANEOUS | UG CABLE | UNDERGROUND ELECTRIC DISTRIBUTION |  | FT | X | X
21430 | THW2/0 | 600V #2/0 STR COPPER THWN BLACK | UG CABLE - MISCELLANEOUS | UG CABLE | UNDERGROUND ELECTRIC DISTRIBUTION | 716 | FT | X | X
21440 | CABANT | CABLE COAXIAL FOR SCADA ANTENNA Q | UG CABLE SUPERVISORY | UG CABLE | UNDERGROUND ELECTRIC DISTRIBUTION | 4641.5 | FT | X | X
21440 | CABCON | CONNECTORS FOR SCADA ANTENNA CABLE | UG CABLE SUPERVISORY | UG CABLE | UNDERGROUND ELECTRIC DISTRIBUTION |  | EA | X
21440 | COAXIL | CABLE COAXIAL FOR SCADA ANTENNA REM | UG CABLE SUPERVISORY | UG CABLE | UNDERGROUND ELECTRIC DISTRIBUTION | 4641.5 | FT | X | X
21440 | FIBOPT | CABLE, FIBER OPTICS 24 STRAND | UG CABLE SUPERVISORY | UG CABLE | UNDERGROUND ELECTRIC DISTRIBUTION |  | FT | X | X
21440 | SP50F8 | CABLE SUPERVISORY 50 PAIR FIGURE 8 | UG CABLE SUPERVISORY | UG CABLE | UNDERGROUND ELECTRIC DISTRIBUTION | 4620.4 | FT | X | X
21440 | SUP-50 | CABLE SUPERVISORY 50 PAIR 22 AWG | UG CABLE SUPERVISORY | UG CABLE | UNDERGROUND ELECTRIC DISTRIBUTION |  | FT | X | X
21440 | SUPV25 | (MACRO) CABLE SUPERVISORY 25 PAIR W/6THW | UG CABLE SUPERVISORY | UG CABLE | UNDERGROUND ELECTRIC DISTRIBUTION |  | FT |  | X
21440 | SUPV25-1 | (USE MACRO) CABLE SUP 25 PAIR W/6THW | UG CABLE SUPERVISORY | UG CABLE | UNDERGROUND ELECTRIC DISTRIBUTION |  | FT |  | X
21440 | SUPV25-2 | (USE MACRO) CABLE SUP 25 PAIR W/6THW | UG CABLE SUPERVISORY | UG CABLE | UNDERGROUND ELECTRIC DISTRIBUTION |  | FT |  | X
21440 | SUPV50 | (MACRO) CABLE SUPERVISORY 50 PAIR W/6THW | UG CABLE SUPERVISORY | UG CABLE | UNDERGROUND ELECTRIC DISTRIBUTION |  | FT | X | X
21440 | SUPV50-1 | (USE MACRO) CABLE SUP 50 PAIR W/6THW | UG CABLE SUPERVISORY | UG CABLE | UNDERGROUND ELECTRIC DISTRIBUTION |  | FT | X | X
21440 | SUPV50-2 | (USE MACRO) CABLE SUP 50 PAIR W/6THW | UG CABLE SUPERVISORY | UG CABLE | UNDERGROUND ELECTRIC DISTRIBUTION |  | FT | X | X
21450 | RC-P-L | REMOVE/REPULL PRI CABLE 350-1000 | REMOVE AND REPULL CABLE | UG CABLE | UNDERGROUND ELECTRIC DISTRIBUTION | 4002.2 | FT |  |  |  | X
21450 | RC-P-S | REMOVE/REPULL PRI CABLE #2 - 2/0 | REMOVE AND REPULL CABLE | UG CABLE | UNDERGROUND ELECTRIC DISTRIBUTION | 4002.2 | FT |  |  |  | X
21450 | RC-S-L | REMOVE/REPULL SEC CABLE 500-1000 | REMOVE AND REPULL CABLE | UG CABLE | UNDERGROUND ELECTRIC DISTRIBUTION | 4002.1 | FT |  |  |  | X
21450 | RC-S-S | REMOVE/REPULL SEC CABLE 3/0-350 | REMOVE AND REPULL CABLE | UG CABLE | UNDERGROUND ELECTRIC DISTRIBUTION | 4002.1 | FT |  |  |  | X
21450 | RC-SEC | REMOVE/REPULL SEC CABLE #8-1/0 | REMOVE AND REPULL CABLE | UG CABLE | UNDERGROUND ELECTRIC DISTRIBUTION | 4002.1 | FT |  |  |  | X
21460 | PULL-I | PULLING EYE 350 TO 1000 PRI I & R | MISCELLANEOUS LABOR FOR CABLE WORK | UG CABLE | UNDERGROUND ELECTRIC DISTRIBUTION | 4003.8 | EA | X | X
21460 | TR/C-D | TRAIN CABLE #2 OR 2/0 PER PHASE | MISCELLANEOUS LABOR FOR CABLE WORK | UG CABLE | UNDERGROUND ELECTRIC DISTRIBUTION | 3660 | EA | X
21460 | TR/C-F | TRAIN CABLE 350 OR LARGER PER PHASE | MISCELLANEOUS LABOR FOR CABLE WORK | UG CABLE | UNDERGROUND ELECTRIC DISTRIBUTION | 3660 | EA | X
21460 | TR/C-L | TRAIN CABLE (LEAD) 3/C 500 & 1000KCMIL | MISCELLANEOUS LABOR FOR CABLE WORK | UG CABLE | UNDERGROUND ELECTRIC DISTRIBUTION |  | EA | X
21469 | FIRE-P | LABEL:SERVES FIRE PUMP DO NOT DEENERGIZE | LABELS / SIGNS | UG TRANSFORMERS | UNDERGROUND ELECTRIC DISTRIBUTION | 3211.6 | EA | X
21469 | HVDNGR | SIGN - DANGER HIGH VOLTAGE | LABELS / SIGNS | UG TRANSFORMERS | UNDERGROUND ELECTRIC DISTRIBUTION | 3221 | EA | X
21469 | HVINS | SIGN - WARNING HIGH VOLTAGE INSIDE | LABELS / SIGNS | UG TRANSFORMERS | UNDERGROUND ELECTRIC DISTRIBUTION | 3221 | EA | X
21469 | WKRM1PH | SIGN -ROOM TO WORK SAFE 1PH XFMR | LABELS / SIGNS | UG TRANSFORMERS | UNDERGROUND ELECTRIC DISTRIBUTION | 3240 | EA | X
21469 | WKRM3PH | SIGN -ROOM TO WORK SAFE 3PH XFMR | LABELS / SIGNS | UG TRANSFORMERS | UNDERGROUND ELECTRIC DISTRIBUTION | 3240 | EA | X
21469 | WKRMFC | SIGN -ROOM TO WORK SAFE FUSE CABINET | LABELS / SIGNS | UG TRANSFORMERS | UNDERGROUND ELECTRIC DISTRIBUTION | 3240 | EA | X
21469 | WKRMPME | SIGN -ROOM TO WORK SAFE PME SWITCH | LABELS / SIGNS | UG TRANSFORMERS | UNDERGROUND ELECTRIC DISTRIBUTION | 3240 | EA | X
21470 | WDS-25 | XFMR WDS 25 KVA STAINLESS STEEL | UG XFMR 2.4 KV 1-PHASE 120/240V | UG TRANSFORMERS | UNDERGROUND ELECTRIC DISTRIBUTION | 3702.2 | EA | X | X
21480 | SDD25 | REMOVE ONLY TRANSF 25KVA SDD - DO NOT RE | UG XFMR 2.4/6.9 KV 1-PHASE 120/240V | UG TRANSFORMERS | UNDERGROUND ELECTRIC DISTRIBUTION |  | EA |  | X
21480 | SDD50 | REMOVE ONLY TRANSF 50KVA SDD - DO NOT RE | UG XFMR 2.4/6.9 KV 1-PHASE 120/240V | UG TRANSFORMERS | UNDERGROUND ELECTRIC DISTRIBUTION |  | EA |  | X
21480 | SDD75 | REMOVE ONLY TRANSFORMER 75KVA SDD | UG XFMR 2.4/6.9 KV 1-PHASE 120/240V | UG TRANSFORMERS | UNDERGROUND ELECTRIC DISTRIBUTION |  | EA |  | X
21480 | SID-25 | XFMR SID 25 KVA (REMOVE ONLY) | UG XFMR 2.4/6.9 KV 1-PHASE 120/240V | UG TRANSFORMERS | UNDERGROUND ELECTRIC DISTRIBUTION | FMO:3799 | EA |  | X
21480 | SID-50 | XFMR SID 50 KVA (REMOVE ONLY) | UG XFMR 2.4/6.9 KV 1-PHASE 120/240V | UG TRANSFORMERS | UNDERGROUND ELECTRIC DISTRIBUTION | FMO:3799 | EA |  | X
21480 | SID-75 | XFMR SID 75 KVA (REMOVE ONLY) | UG XFMR 2.4/6.9 KV 1-PHASE 120/240V | UG TRANSFORMERS | UNDERGROUND ELECTRIC DISTRIBUTION | FMO:3799 | EA |  | X
21485 | SDS-25 | XFMR SDS 25 KVA STAINLESS STEEL | UG XFMR 2.4/6930 1-PHASE 240/120 SS | UG TRANSFORMERS | UNDERGROUND ELECTRIC DISTRIBUTION | 3702.2 | EA | X | X
21485 | SDS-50 | XFMR SDS 50 KVA STAINLESS STEEL | UG XFMR 2.4/6930 1-PHASE 240/120 SS | UG TRANSFORMERS | UNDERGROUND ELECTRIC DISTRIBUTION | 3702.2 | EA | X | X
21485 | SDS-75 | XFMR SDS 75 KVA STAINLESS STEEL | UG XFMR 2.4/6930 1-PHASE 240/120 SS | UG TRANSFORMERS | UNDERGROUND ELECTRIC DISTRIBUTION | 3702.2 | EA | X | X
21485 | SPRT50 | TRANSFORMER 112.5KVA, XEV, 240V | UG XFMR 2.4/6930 1-PHASE 240/120 SS | UG TRANSFORMERS | UNDERGROUND ELECTRIC DISTRIBUTION | 4712.7 | EA | X | X
21485 | WS167 | REMOVE ONLY TRANSFORMER 167KVA PREFIX"WS | UG XFMR 2.4/6930 1-PHASE 240/120 SS | UG TRANSFORMERS | UNDERGROUND ELECTRIC DISTRIBUTION |  | EA |  | X
21485 | WS37.5 | REMOVE ONLY TRANSF 37.5KVA PREFIX "WS" | UG XFMR 2.4/6930 1-PHASE 240/120 SS | UG TRANSFORMERS | UNDERGROUND ELECTRIC DISTRIBUTION |  | EA |  | X
21485 | WS75 | REMOVE ONLY TRANSF 75KVA PREFIX "WS" | UG XFMR 2.4/6930 1-PHASE 240/120 SS | UG TRANSFORMERS | UNDERGROUND ELECTRIC DISTRIBUTION |  | EA |  | X
21490 | N-1.5 | XFMR N 1.5 KVA 6.9KV 120V | UG XFMR 6.9KV - 120V 1-PHASE DRY TYPE | UG TRANSFORMERS | UNDERGROUND ELECTRIC DISTRIBUTION | 3702.2 | EA | X | X
21500 | NDD-25 | XFMR NDD 25 KVA (REMOVE ONLY) | UG TRANSFORMERS 6.9KV 1-PHASE 120/240V | UG TRANSFORMERS | UNDERGROUND ELECTRIC DISTRIBUTION | FMO:3799 | EA |  | X
21500 | NDD-50 | XFMR NDD 50 KVA (REMOVE ONLY) | UG TRANSFORMERS 6.9KV 1-PHASE 120/240V | UG TRANSFORMERS | UNDERGROUND ELECTRIC DISTRIBUTION | FMO:3799 | EA |  | X
21500 | NDD-75 | XFMR NDD 75 KVA (REMOVE ONLY) | UG TRANSFORMERS 6.9KV 1-PHASE 120/240V | UG TRANSFORMERS | UNDERGROUND ELECTRIC DISTRIBUTION | FMO:3799 | EA |  | X
21500 | NDD100 | XFMR NDD 100 KVA (REMOVE ONLY) | UG TRANSFORMERS 6.9KV 1-PHASE 120/240V | UG TRANSFORMERS | UNDERGROUND ELECTRIC DISTRIBUTION | FMO:3799 | EA |  | X
21500 | NDP100 | REMOVE ONLY TRANS NDP 100KVA PAD-MOUNT * | UG TRANSFORMERS 6.9KV 1-PHASE 120/240V | UG TRANSFORMERS | UNDERGROUND ELECTRIC DISTRIBUTION |  | EA |  | X
21500 | NDP25 | REMOVE ONLY TRANSF NDP 25KVA PAD-MOUNT * | UG TRANSFORMERS 6.9KV 1-PHASE 120/240V | UG TRANSFORMERS | UNDERGROUND ELECTRIC DISTRIBUTION |  | EA |  | X
21500 | NDP50 | REMOVE ONLY TRANSF NDP 50KVA PAD-MOUNT * | UG TRANSFORMERS 6.9KV 1-PHASE 120/240V | UG TRANSFORMERS | UNDERGROUND ELECTRIC DISTRIBUTION |  | EA |  | X
21500 | NDP75 | REMOVE ONLY TRANSF NDP 75KVA PAD-MOUNT * | UG TRANSFORMERS 6.9KV 1-PHASE 120/240V | UG TRANSFORMERS | UNDERGROUND ELECTRIC DISTRIBUTION |  | EA |  | X
21500 | NEP-50 | XFMR NEP 50 KVA TAP/LIVE FRONT | UG TRANSFORMERS 6.9KV 1-PHASE 120/240V | UG TRANSFORMERS | UNDERGROUND ELECTRIC DISTRIBUTION | FMO:3799 | EA | X | X
21500 | NEP100 | XFMR NEP 100 KVA TAP/LIVE FRONT | UG TRANSFORMERS 6.9KV 1-PHASE 120/240V | UG TRANSFORMERS | UNDERGROUND ELECTRIC DISTRIBUTION | FMO:3799 | EA | X | X
21500 | NTD-25 | XFMR NTD 25 KVA (REMOVE ONLY) (TAPS) | UG TRANSFORMERS 6.9KV 1-PHASE 120/240V | UG TRANSFORMERS | UNDERGROUND ELECTRIC DISTRIBUTION | FMO:3799 | EA |  | X
21500 | NTD-50 | XFMR NTD 50 KVA (REMOVE ONLY) (TAPS) | UG TRANSFORMERS 6.9KV 1-PHASE 120/240V | UG TRANSFORMERS | UNDERGROUND ELECTRIC DISTRIBUTION | FMO:3799 | EA |  | X
21500 | NTD-75 | XFMR NTD 75 KVA (REMOVE ONLY) (TAPS) | UG TRANSFORMERS 6.9KV 1-PHASE 120/240V | UG TRANSFORMERS | UNDERGROUND ELECTRIC DISTRIBUTION | FMO:3799 | EA |  | X
21500 | NTD100 | XFMR NTD 100 KVA (REMOVE ONLY) (TAPS) | UG TRANSFORMERS 6.9KV 1-PHASE 120/240V | UG TRANSFORMERS | UNDERGROUND ELECTRIC DISTRIBUTION | FMO:3799 | EA | X | X
21500 | NTP100 | REMOVE ONLY TRANSF NTP 100KVA PAD-MOUNT | UG TRANSFORMERS 6.9KV 1-PHASE 120/240V | UG TRANSFORMERS | UNDERGROUND ELECTRIC DISTRIBUTION |  | EA |  | X
21500 | NTP25 | REMOVE ONLY TRANS NTP 25KVA PAMOUNT TAP | UG TRANSFORMERS 6.9KV 1-PHASE 120/240V | UG TRANSFORMERS | UNDERGROUND ELECTRIC DISTRIBUTION |  | EA |  | X
21500 | NTP50 | REMOVE ONLY TRANSF NTP 50KVA PAD-MOUNT T | UG TRANSFORMERS 6.9KV 1-PHASE 120/240V | UG TRANSFORMERS | UNDERGROUND ELECTRIC DISTRIBUTION |  | EA |  | X
21500 | NTP75 | REMOVE ONLY TRANSF NTP 75KVA PAD-MOUNT T | UG TRANSFORMERS 6.9KV 1-PHASE 120/240V | UG TRANSFORMERS | UNDERGROUND ELECTRIC DISTRIBUTION |  | EA |  | X
21500 | PRT-50 | TRANSFORMER/REGULATING 50 KVA 6930 VOLT | UG TRANSFORMERS 6.9KV 1-PHASE 120/240V | UG TRANSFORMERS | UNDERGROUND ELECTRIC DISTRIBUTION | FMO:3799 | EA | X | X
21500 | YDP100 | remove only TRANSFORMER100KVA PREFIX"YDP | UG TRANSFORMERS 6.9KV 1-PHASE 120/240V | UG TRANSFORMERS | UNDERGROUND ELECTRIC DISTRIBUTION |  | EA |  | X
21500 | YDP25 | REMOVE ONLY TRANSF 25KVA PREFIX "YDP" | UG TRANSFORMERS 6.9KV 1-PHASE 120/240V | UG TRANSFORMERS | UNDERGROUND ELECTRIC DISTRIBUTION |  | EA |  | X
21500 | YDP75 | REMOVE ONLY TRANSFORMER YDP-75 | UG TRANSFORMERS 6.9KV 1-PHASE 120/240V | UG TRANSFORMERS | UNDERGROUND ELECTRIC DISTRIBUTION |  | EA |  | X
21500 | YEP25 | REMOVE ONLY TRANSF 25KVA, PREFIX "YEP | UG TRANSFORMERS 6.9KV 1-PHASE 120/240V | UG TRANSFORMERS | UNDERGROUND ELECTRIC DISTRIBUTION |  | EA |  | X
21500 | YEP50 | REMOVE ONLY TRANSFORMER 50KVA PREFIX "YE | UG TRANSFORMERS 6.9KV 1-PHASE 120/240V | UG TRANSFORMERS | UNDERGROUND ELECTRIC DISTRIBUTION |  | EA |  | X
21500 | YEP75 | REMOVE ONLY TRANSFORMER 75KVA PREFIX"YE | UG TRANSFORMERS 6.9KV 1-PHASE 120/240V | UG TRANSFORMERS | UNDERGROUND ELECTRIC DISTRIBUTION |  | EA |  | X
21505 | NSD-25 | XFMR NSD 25 KVA (REMOVE ONLY) | UG XFMR 6.9 KV 1-PHASE 120/240 S/S MAINT | UG TRANSFORMERS | UNDERGROUND ELECTRIC DISTRIBUTION | FMO:3799 | EA |  | X
21505 | NSD-50 | XFMR NSD 50 KVA (REMOVE ONLY) | UG XFMR 6.9 KV 1-PHASE 120/240 S/S MAINT | UG TRANSFORMERS | UNDERGROUND ELECTRIC DISTRIBUTION | FMO:3799 | EA |  | X
21505 | NSD-75 | XFMR NSD 75 KVA (REMOVE ONLY) | UG XFMR 6.9 KV 1-PHASE 120/240 S/S MAINT | UG TRANSFORMERS | UNDERGROUND ELECTRIC DISTRIBUTION | FMO:3799 | EA |  | X
21505 | NSD100 | XFMR NSD 100 KVA (REMOVE ONLY) | UG XFMR 6.9 KV 1-PHASE 120/240 S/S MAINT | UG TRANSFORMERS | UNDERGROUND ELECTRIC DISTRIBUTION | FMO:3799 | EA |  | X
21505 | NSL-25 | XFMR NSL 25 KVA (REMOVE ONLY) | UG XFMR 6.9 KV 1-PHASE 120/240 S/S MAINT | UG TRANSFORMERS | UNDERGROUND ELECTRIC DISTRIBUTION | FMO:3799 | EA |  | X
21505 | NSL-50 | XFMR NSL 50 KVA (REMOVE ONLY) | UG XFMR 6.9 KV 1-PHASE 120/240 S/S MAINT | UG TRANSFORMERS | UNDERGROUND ELECTRIC DISTRIBUTION | FMO:3799 | EA | X | X
21505 | NSL-75 | XFMR NSL 75 KVA (REMOVE ONLY) | UG XFMR 6.9 KV 1-PHASE 120/240 S/S MAINT | UG TRANSFORMERS | UNDERGROUND ELECTRIC DISTRIBUTION | FMO:3799 | EA | X | X
21505 | NSL100 | XFMR NSL 100 KVA (REMOVE ONLY) | UG XFMR 6.9 KV 1-PHASE 120/240 S/S MAINT | UG TRANSFORMERS | UNDERGROUND ELECTRIC DISTRIBUTION | FMO:3799 | EA |  | X
21510 | NDL-15 | XFMR NDL 15 KVA (REMOVE ONLY) | UG XFMR 6.9KV 1-PHASE 120/240 3-WAY LOOP | UG TRANSFORMERS | UNDERGROUND ELECTRIC DISTRIBUTION | FMO:3799 | EA |  | X
21510 | NDL-25 | XFMR NDL 25 KVA (REMOVE ONLY) | UG XFMR 6.9KV 1-PHASE 120/240 3-WAY LOOP | UG TRANSFORMERS | UNDERGROUND ELECTRIC DISTRIBUTION | FMO:3799 | EA |  | X
21510 | NDL-50 | XFMR NDL 50 KVA (REMOVE ONLY) | UG XFMR 6.9KV 1-PHASE 120/240 3-WAY LOOP | UG TRANSFORMERS | UNDERGROUND ELECTRIC DISTRIBUTION | FMO:3799 | EA |  | X
21510 | NDL-75 | XFMR NDL 75 KVA (REMOVE ONLY) | UG XFMR 6.9KV 1-PHASE 120/240 3-WAY LOOP | UG TRANSFORMERS | UNDERGROUND ELECTRIC DISTRIBUTION | FMO:3799 | EA |  | X
21510 | NDL100 | XFMR NDL 100 KVA (REMOVE ONLY) | UG XFMR 6.9KV 1-PHASE 120/240 3-WAY LOOP | UG TRANSFORMERS | UNDERGROUND ELECTRIC DISTRIBUTION | FMO:3799 | EA |  | X
21515 | HCS-25 | HCS 25KVA TRANSFORMER | UG TRANS 6.9KV 1-PHASE 120/240 SS 3-WAY | UG TRANSFORMERS | UNDERGROUND ELECTRIC DISTRIBUTION | 3700 | EA | X | X
21515 | HCS-50 | HCS-50 SINGLE PHASE TRANSFORMER | UG TRANS 6.9KV 1-PHASE 120/240 SS 3-WAY | UG TRANSFORMERS | UNDERGROUND ELECTRIC DISTRIBUTION | 3700 | EA | X | X
21515 | HCS100 | HCS100 SINGLE PHASE TRANSFORMER | UG TRANS 6.9KV 1-PHASE 120/240 SS 3-WAY | UG TRANSFORMERS | UNDERGROUND ELECTRIC DISTRIBUTION | 3700 | EA | X | X
21515 | HCS167 | HCS167 SINGLE PHASE TRANSFORMER | UG TRANS 6.9KV 1-PHASE 120/240 SS 3-WAY | UG TRANSFORMERS | UNDERGROUND ELECTRIC DISTRIBUTION | 3700 | EA | X | X
21515 | NCS-25 | XFMR NCS 25KVA SS LIFE TO DEAD FRONT TAP | UG TRANS 6.9KV 1-PHASE 120/240 SS 3-WAY | UG TRANSFORMERS | UNDERGROUND ELECTRIC DISTRIBUTION | 3702.2 | EA | X | X
21515 | NCS-50 | XFMR NCS 50KVA SS LIFE TO DEAD FRONT TAP | UG TRANS 6.9KV 1-PHASE 120/240 SS 3-WAY | UG TRANSFORMERS | UNDERGROUND ELECTRIC DISTRIBUTION | 3702.2 | EA | X | X
21515 | NCS100 | XFMR NCS100KVA SS LIFE TO DEAD FRONT TAP | UG TRANS 6.9KV 1-PHASE 120/240 SS 3-WAY | UG TRANSFORMERS | UNDERGROUND ELECTRIC DISTRIBUTION | 3702.2 | EA | X | X
21515 | NDS-15 | XFMR NDS 15 KVA STAINLESS STEEL | UG TRANS 6.9KV 1-PHASE 120/240 SS 3-WAY | UG TRANSFORMERS | UNDERGROUND ELECTRIC DISTRIBUTION | 3702.2 | EA |  | X
21515 | NDS-25 | XFMR NDS 25 KVA STAINLESS STEEL | UG TRANS 6.9KV 1-PHASE 120/240 SS 3-WAY | UG TRANSFORMERS | UNDERGROUND ELECTRIC DISTRIBUTION | 3702.2 | EA |  | X
21515 | NDS-50 | XFMR NDS 50 KVA STAINLESS STEEL | UG TRANS 6.9KV 1-PHASE 120/240 SS 3-WAY | UG TRANSFORMERS | UNDERGROUND ELECTRIC DISTRIBUTION | 3702.2 | EA |  | X
21515 | NDS-75 | XFMR NDS 75 KVA STAINLESS REMOVE ONLY | UG TRANS 6.9KV 1-PHASE 120/240 SS 3-WAY | UG TRANSFORMERS | UNDERGROUND ELECTRIC DISTRIBUTION | 3702.2 | EA |  | X
21515 | NDS-75R | XFMR NDS 75 KVA STAINLESS REMOVE ONLY | UG TRANS 6.9KV 1-PHASE 120/240 SS 3-WAY | UG TRANSFORMERS | UNDERGROUND ELECTRIC DISTRIBUTION | 3702.2 | EA |  | X
21515 | NDS100 | XFMR NDS 100 KVA STAINLESS STEEL | UG TRANS 6.9KV 1-PHASE 120/240 SS 3-WAY | UG TRANSFORMERS | UNDERGROUND ELECTRIC DISTRIBUTION | 3702.2 | EA |  | X
21515 | NTS-25 | XFMR NTS 25 KVA STAINLESS STEEL (TAPS) | UG TRANS 6.9KV 1-PHASE 120/240 SS 3-WAY | UG TRANSFORMERS | UNDERGROUND ELECTRIC DISTRIBUTION | 3702.2 | EA | X | X
21515 | NTS-50 | XFMR NTS 50 KVA STAINLESS STEEL (TAPS) | UG TRANS 6.9KV 1-PHASE 120/240 SS 3-WAY | UG TRANSFORMERS | UNDERGROUND ELECTRIC DISTRIBUTION | 3702.2 | EA | X | X
21515 | NTS-75 | XFMR NTS 75 KVA STAINLESS STEEL (TAPS) | UG TRANS 6.9KV 1-PHASE 120/240 SS 3-WAY | UG TRANSFORMERS | UNDERGROUND ELECTRIC DISTRIBUTION | 3702.2 | EA | X | X
21515 | NTS100 | XFMR NTS 100 KVA STAINLESS STEEL (TAPS) | UG TRANS 6.9KV 1-PHASE 120/240 SS 3-WAY | UG TRANSFORMERS | UNDERGROUND ELECTRIC DISTRIBUTION | 3702.2 | EA | X | X
21520 | NES-50 | XFMR NES 50 KVA TAP/SUBSURFACE | UG XFMR 6.9KV 1-PHASE 120/240 SUBSURFACE | UG TRANSFORMERS | UNDERGROUND ELECTRIC DISTRIBUTION | FMO:3799 | EA | X | X
21520 | NES100 | XFMR NES 100 KVA TAP/SUBSURFACE | UG XFMR 6.9KV 1-PHASE 120/240 SUBSURFACE | UG TRANSFORMERS | UNDERGROUND ELECTRIC DISTRIBUTION | FMO:3799 | EA | X | X
21540 | HDD100 | REMOVE ONLY TRANSF 100KVA PREFIX "HDD" S | UG TRANSFORMERS 12KV 1-PHASE 120/240V | UG TRANSFORMERS | UNDERGROUND ELECTRIC DISTRIBUTION |  | EA |  | X
21540 | HDD167 | REMOVE ONLY TRANSF 167KVA PREFIX "HDD" S | UG TRANSFORMERS 12KV 1-PHASE 120/240V | UG TRANSFORMERS | UNDERGROUND ELECTRIC DISTRIBUTION |  | EA |  | X
21540 | HDD25 | REMOVE ONLY TRANSF 25KVA 12000-240/120 " | UG TRANSFORMERS 12KV 1-PHASE 120/240V | UG TRANSFORMERS | UNDERGROUND ELECTRIC DISTRIBUTION |  | EA |  | X
21540 | HDD50 | REMOVE ONLY TRANSF 50KVA PREFIX "HDD" SN | UG TRANSFORMERS 12KV 1-PHASE 120/240V | UG TRANSFORMERS | UNDERGROUND ELECTRIC DISTRIBUTION |  | EA |  | X
21540 | HDL-15 | XFMR HDL 15 KVA (REMOVE ONLY) | UG TRANSFORMERS 12KV 1-PHASE 120/240V | UG TRANSFORMERS | UNDERGROUND ELECTRIC DISTRIBUTION | FMO:3799 | EA |  | X
21540 | HDL-25 | XFMR HDL 25 KVA (REMOVE ONLY) | UG TRANSFORMERS 12KV 1-PHASE 120/240V | UG TRANSFORMERS | UNDERGROUND ELECTRIC DISTRIBUTION | FMO:3799 | EA |  | X
21540 | HDL-50 | XFMR HDL 50 KVA (REMOVE ONLY) | UG TRANSFORMERS 12KV 1-PHASE 120/240V | UG TRANSFORMERS | UNDERGROUND ELECTRIC DISTRIBUTION | FMO:3799 | EA |  | X
21540 | HDL-75 | XFMR HDL 75 KVA (REMOVE ONLY) | UG TRANSFORMERS 12KV 1-PHASE 120/240V | UG TRANSFORMERS | UNDERGROUND ELECTRIC DISTRIBUTION | FMO:3799 | EA |  | X
21540 | HDL100 | XFMR HDL 100 KVA (REMOVE ONLY) | UG TRANSFORMERS 12KV 1-PHASE 120/240V | UG TRANSFORMERS | UNDERGROUND ELECTRIC DISTRIBUTION | FMO:3799 | EA |  | X
21540 | HDL167 | REMOVE ONLY -XFMR HDL 167 KVA | UG TRANSFORMERS 12KV 1-PHASE 120/240V | UG TRANSFORMERS | UNDERGROUND ELECTRIC DISTRIBUTION |  | EA |  | X
21540 | HTL-50 | XFMR HTL 50 KVA (REMOVE ONLY) (TAPS) | UG TRANSFORMERS 12KV 1-PHASE 120/240V | UG TRANSFORMERS | UNDERGROUND ELECTRIC DISTRIBUTION | FMO:3799 | EA |  | X
21540 | HTL167 | XFMR HTL 167 KVA (REMOVE ONLY) (TAPS) | UG TRANSFORMERS 12KV 1-PHASE 120/240V | UG TRANSFORMERS | UNDERGROUND ELECTRIC DISTRIBUTION | FMO:3799 | EA |  | X
21545 | HDS-15 | XFMR HDS 15 KVA STAINLESS STL REMOVE | UG TRANSFORMERS 12KV 1-PHASE 120/240 SS | UG TRANSFORMERS | UNDERGROUND ELECTRIC DISTRIBUTION | 3702.2 | EA |  | X
21545 | HDS-25 | XFMR HDS 25 KVA STAINLESS STEEL | UG TRANSFORMERS 12KV 1-PHASE 120/240 SS | UG TRANSFORMERS | UNDERGROUND ELECTRIC DISTRIBUTION | 3702.2 | EA | X | X
21545 | HDS-50 | XFMR HDS 50 STAINLESS STL (REM ONLY) | UG TRANSFORMERS 12KV 1-PHASE 120/240 SS | UG TRANSFORMERS | UNDERGROUND ELECTRIC DISTRIBUTION | 3702.2 | EA |  | X
21545 | HDS-75 | XFMR HDS 75 KVA STAINLESS STEEL | UG TRANSFORMERS 12KV 1-PHASE 120/240 SS | UG TRANSFORMERS | UNDERGROUND ELECTRIC DISTRIBUTION | 3702.2 | EA | X | X
21545 | HDS100 | XFMR HDS 100 KVA STAINLESS STEEL | UG TRANSFORMERS 12KV 1-PHASE 120/240 SS | UG TRANSFORMERS | UNDERGROUND ELECTRIC DISTRIBUTION | 3702.2 | EA | X | X
21545 | HDS167 | XFMR HDS 167 KVA STAINLESS STL REMOVE | UG TRANSFORMERS 12KV 1-PHASE 120/240 SS | UG TRANSFORMERS | UNDERGROUND ELECTRIC DISTRIBUTION | 3702.2 | EA |  | X
21545 | HTS-50 | TRANSFORMER PADMOUNTED 50KVA TAPS | UG TRANSFORMERS 12KV 1-PHASE 120/240 SS | UG TRANSFORMERS | UNDERGROUND ELECTRIC DISTRIBUTION | 3702.2 | EA |  | X
21545 | HTS100 | XFMR HTS 100 KVA STAINLESS STEEL (TAPS) | UG TRANSFORMERS 12KV 1-PHASE 120/240 SS | UG TRANSFORMERS | UNDERGROUND ELECTRIC DISTRIBUTION |  | EA | X | X
21545 | HTS167 | XFMR HTS 167 KVA STAINLESS STEEL (TAPS) | UG TRANSFORMERS 12KV 1-PHASE 120/240 SS | UG TRANSFORMERS | UNDERGROUND ELECTRIC DISTRIBUTION | 3702.2 | EA | X | X
21545 | HTS25 | XFMR HTS 25 KVA STAINLESS STEEL (TAPS) | UG TRANSFORMERS 12KV 1-PHASE 120/240 SS | UG TRANSFORMERS | UNDERGROUND ELECTRIC DISTRIBUTION | 3702.2 | EA | X | X
21545 | HTS250 | XFMR HTS 250 KVA STAINLESS STEEL (TAPS) | UG TRANSFORMERS 12KV 1-PHASE 120/240 SS | UG TRANSFORMERS | UNDERGROUND ELECTRIC DISTRIBUTION | 3702.2 | EA | X | X
21545 | HTS50 | XFMR HTS 50 KVA STAINLESS STEEL (TAPS) | UG TRANSFORMERS 12KV 1-PHASE 120/240 SS | UG TRANSFORMERS | UNDERGROUND ELECTRIC DISTRIBUTION | 3702.2 | EA | X | X
21545 | HTS75 | XFMR HTS 75 KVA STAINLESS STEEL (TAPS) | UG TRANSFORMERS 12KV 1-PHASE 120/240 SS | UG TRANSFORMERS | UNDERGROUND ELECTRIC DISTRIBUTION |  | EA | X | X
21550 | HSL-25 | XFMR HSL 25 KVA (REMOVE ONLY) | UG XFRM 12KV 1-PHASE 120/240V S/S MAINT | UG TRANSFORMERS | UNDERGROUND ELECTRIC DISTRIBUTION | FMO:3799 | EA |  | X
21550 | HSL-50 | XFMR HSL 50 KVA (REMOVE ONLY) | UG XFRM 12KV 1-PHASE 120/240V S/S MAINT | UG TRANSFORMERS | UNDERGROUND ELECTRIC DISTRIBUTION | FMO:3799 | EA |  | X
21550 | HSL-75 | XFMR HSL 75 KVA (REMOVE ONLY) | UG XFRM 12KV 1-PHASE 120/240V S/S MAINT | UG TRANSFORMERS | UNDERGROUND ELECTRIC DISTRIBUTION | FMO:3799 | EA |  | X
21550 | HSL100 | XFMR HSL 100 KVA (REMOVE ONLY) | UG XFRM 12KV 1-PHASE 120/240V S/S MAINT | UG TRANSFORMERS | UNDERGROUND ELECTRIC DISTRIBUTION | FMO:3799 | EA |  | X
21550 | HSL167 | XFMR HSL 167 KVA (REMOVE ONLY) | UG XFRM 12KV 1-PHASE 120/240V S/S MAINT | UG TRANSFORMERS | UNDERGROUND ELECTRIC DISTRIBUTION | FMO:3799 | EA |  | X
21551 | HSS-25 | XFMR HSS 25 KVA (DEVIATION REQUIRED) | UG XFRM 12KV 1-PHASE 120/240 SUBSURFACE | UG TRANSFORMERS | UNDERGROUND ELECTRIC DISTRIBUTION | 3702.3 | EA |  | X
21551 | HSS-50 | XFMR HSS 50 KVA (DEVIATION REQUIRED) | UG XFRM 12KV 1-PHASE 120/240 SUBSURFACE | UG TRANSFORMERS | UNDERGROUND ELECTRIC DISTRIBUTION | 3702.3 | EA |  | X
21551 | HSS-75 | XFMR HSS 75 KVA (DEVIATION REQUIRED) | UG XFRM 12KV 1-PHASE 120/240 SUBSURFACE | UG TRANSFORMERS | UNDERGROUND ELECTRIC DISTRIBUTION | 3702.3 | EA |  | X
21551 | HSS100 | XFMR HSS 100 KVA (DEVIATION REQUIRED) | UG XFRM 12KV 1-PHASE 120/240 SUBSURFACE | UG TRANSFORMERS | UNDERGROUND ELECTRIC DISTRIBUTION | 3702.3 | EA |  | X
21551 | HST-25 | XFMR HST 25 KVA (DEVIATION REQUIRED) | UG XFRM 12KV 1-PHASE 120/240 SUBSURFACE | UG TRANSFORMERS | UNDERGROUND ELECTRIC DISTRIBUTION | 3702.3 | EA | X | X
21551 | HST-50 | XFMR HST 50 KVA (DEVIATION REQUIRED) | UG XFRM 12KV 1-PHASE 120/240 SUBSURFACE | UG TRANSFORMERS | UNDERGROUND ELECTRIC DISTRIBUTION | 3702.3 | EA | X | X
21551 | HST-75 | FMR HST 75 KVA (DEVIATION REQUIRED) | UG XFRM 12KV 1-PHASE 120/240 SUBSURFACE | UG TRANSFORMERS | UNDERGROUND ELECTRIC DISTRIBUTION | 3702.3 | EA |  | X
21551 | HST100 | XFMR HST 100 KVA (DEVIATION REQUIRED) | UG XFRM 12KV 1-PHASE 120/240 SUBSURFACE | UG TRANSFORMERS | UNDERGROUND ELECTRIC DISTRIBUTION | 3702.3 | EA | X | X
21552 | HJS100 | XFMR HJS 100: SPECIAL ORDER ONLY | UG XFRM 12KV 1-PHASE 240/480 SUBSURFACE | UG TRANSFORMERS | UNDERGROUND ELECTRIC DISTRIBUTION |  | EA | X | X
21560 | HJD-25 | XFMR HJD 25 KVA (REMOVE ONLY) | UG TRANSFORMERS 12KV 1-PHASE 240/480V | UG TRANSFORMERS | UNDERGROUND ELECTRIC DISTRIBUTION | FMO:3799 | EA |  | X
21560 | HJL-25 | XFMR HJL 25 KVA (REMOVE ONLY) | UG TRANSFORMERS 12KV 1-PHASE 240/480V | UG TRANSFORMERS | UNDERGROUND ELECTRIC DISTRIBUTION | FMO:3799 | EA |  | X
21560 | HJL-50 | XFMR HJL 50 KVA (REMOVE ONLY) | UG TRANSFORMERS 12KV 1-PHASE 240/480V | UG TRANSFORMERS | UNDERGROUND ELECTRIC DISTRIBUTION | FMO:3799 | EA |  | X
21565 | HJS-25 | XFMR HJS 25 KVA STAINLESS STEEL | UG TRANSFORMER 12KV 1-PHASE 240/480 SS | UG TRANSFORMERS | UNDERGROUND ELECTRIC DISTRIBUTION | 3702.2 | EA | X | X
21565 | HJS-50 | XFMR HJS 50 KVA STAINLESS STEEL | UG TRANSFORMER 12KV 1-PHASE 240/480 SS | UG TRANSFORMERS | UNDERGROUND ELECTRIC DISTRIBUTION | 3702.2 | EA | X | X
21580 | HAB1.0 | XFMR HAB 1000 KVA (REMOVE ONLY) | UG TRANSFORMERS 12KV 3-PHASE 120/208V | UG TRANSFORMERS | UNDERGROUND ELECTRIC DISTRIBUTION | FMO:3799 | EA |  | X
21580 | HAB1.5 | XFMR HAB 1500 TAP (REMOVE ONLY) | UG TRANSFORMERS 12KV 3-PHASE 120/208V | UG TRANSFORMERS | UNDERGROUND ELECTRIC DISTRIBUTION | FMO:3799 | EA |  | X
21580 | HAB300 | XFMR HAB 300 KVA (REMOVE ONLY) (TAP) | UG TRANSFORMERS 12KV 3-PHASE 120/208V | UG TRANSFORMERS | UNDERGROUND ELECTRIC DISTRIBUTION | FMO:3799 | EA |  | X
21580 | HAP1.5 | XFMR HAP 1500 KVA (REMOVE ONLY) (TAP) | UG TRANSFORMERS 12KV 3-PHASE 120/208V | UG TRANSFORMERS | UNDERGROUND ELECTRIC DISTRIBUTION | FMO:3799 | EA |  | X
21580 | HBS-75 | XFMR HBS 75 KVA STAINLESS STEEL TAP | UG TRANSFORMERS 12KV 3-PHASE 120/208V | UG TRANSFORMERS | UNDERGROUND ELECTRIC DISTRIBUTION | 3702.4 | EA | X | X
21580 | HBS1.0 | XFMR HBS 1000 KVA STAINLESS STEEL (TAP) | UG TRANSFORMERS 12KV 3-PHASE 120/208V | UG TRANSFORMERS | UNDERGROUND ELECTRIC DISTRIBUTION | 3702.4 | EA | X | X
21580 | HBS1.5 | XFMR HBS 1500 KVA STAINLESS STEEL (TAP) | UG TRANSFORMERS 12KV 3-PHASE 120/208V | UG TRANSFORMERS | UNDERGROUND ELECTRIC DISTRIBUTION | 3702.4 | EA | X | X
21580 | HBS150 | XFMR HBS 150 KVA STAINLESS STEEL TAP | UG TRANSFORMERS 12KV 3-PHASE 120/208V | UG TRANSFORMERS | UNDERGROUND ELECTRIC DISTRIBUTION | 3702.4 | EA | X | X
21580 | HBS300 | XFMR HBS 300 KVA STAINLESS STEEL (TAP) | UG TRANSFORMERS 12KV 3-PHASE 120/208V | UG TRANSFORMERS | UNDERGROUND ELECTRIC DISTRIBUTION | 3702.4 | EA | X | X
21580 | HBS500 | XFMR HBS 500 KVA STAINLESS STEEL (TAP) | UG TRANSFORMERS 12KV 3-PHASE 120/208V | UG TRANSFORMERS | UNDERGROUND ELECTRIC DISTRIBUTION | 3702.4 | EA | X | X
21580 | HBS750 | XFMR HBS 750 KVA STAINLESS STEEL (TAP) | UG TRANSFORMERS 12KV 3-PHASE 120/208V | UG TRANSFORMERS | UNDERGROUND ELECTRIC DISTRIBUTION | 3702.4 | EA | X | X
21580 | HBS75C | TRANSFORMER, 75 KVA, THREE PH PADMT | UG TRANSFORMERS 12KV 3-PHASE 120/208V | UG TRANSFORMERS | UNDERGROUND ELECTRIC DISTRIBUTION | 3704.2 | EA | X | X
21580 | HZB-45 | XFMR HZB 45 KVA (REMOVE ONLY) | UG TRANSFORMERS 12KV 3-PHASE 120/208V | UG TRANSFORMERS | UNDERGROUND ELECTRIC DISTRIBUTION | FMO:3799 | EA | X | X
21580 | HZB-75 | XFMR HZB 75 KVA (REMOVE ONLY) | UG TRANSFORMERS 12KV 3-PHASE 120/208V | UG TRANSFORMERS | UNDERGROUND ELECTRIC DISTRIBUTION | FMO:3799 | EA |  | X
21580 | HZB150 | XFMR HZB 150 KVA (REMOVE ONLY) | UG TRANSFORMERS 12KV 3-PHASE 120/208V | UG TRANSFORMERS | UNDERGROUND ELECTRIC DISTRIBUTION | FMO:3799 | EA |  | X
21580 | HZB225 | XFMR HZB 225 KVA (REMOVE ONLY) | UG TRANSFORMERS 12KV 3-PHASE 120/208V | UG TRANSFORMERS | UNDERGROUND ELECTRIC DISTRIBUTION | FMO:3799 | EA |  | X
21580 | HZB300 | XFMR HZB 300 KVA (REMOVE ONLY) | UG TRANSFORMERS 12KV 3-PHASE 120/208V | UG TRANSFORMERS | UNDERGROUND ELECTRIC DISTRIBUTION | FMO:3799 | EA |  | X
21580 | HZL150 | REMOVE ONLY TRANSF 150KVA PREFIX "HZL" | UG TRANSFORMERS 12KV 3-PHASE 120/208V | UG TRANSFORMERS | UNDERGROUND ELECTRIC DISTRIBUTION |  | EA |  | X
21580 | HZL225 | REMOVE ONLY TRANSFORMER 225KVA PREFIX"H | UG TRANSFORMERS 12KV 3-PHASE 120/208V | UG TRANSFORMERS | UNDERGROUND ELECTRIC DISTRIBUTION |  | EA |  | X
21580 | HZL75 | REMOVE ONLY TRANSF 75KVA PREFIX "HZL" | UG TRANSFORMERS 12KV 3-PHASE 120/208V | UG TRANSFORMERS | UNDERGROUND ELECTRIC DISTRIBUTION |  | EA |  | X
21580 | HZP75 | REMOVE ONLY TRANSF 75KVA PREFIX "HZP" | UG TRANSFORMERS 12KV 3-PHASE 120/208V | UG TRANSFORMERS | UNDERGROUND ELECTRIC DISTRIBUTION |  | EA |  | X
21580 | HZR225 | REMOVE ONLY TRANSF 225KVA PREFIX "HZR" | UG TRANSFORMERS 12KV 3-PHASE 120/208V | UG TRANSFORMERS | UNDERGROUND ELECTRIC DISTRIBUTION |  | EA |  | X
21580 | HZR300 | REMOVE ONLY XFMR 300KVA PREFIX HZR | UG TRANSFORMERS 12KV 3-PHASE 120/208V | UG TRANSFORMERS | UNDERGROUND ELECTRIC DISTRIBUTION |  | EA |  | X
21580 | HZS-75 | XFMR HZS 75 KVA STAINLESS STEEL | UG TRANSFORMERS 12KV 3-PHASE 120/208V | UG TRANSFORMERS | UNDERGROUND ELECTRIC DISTRIBUTION | 3702.4 | EA |  | X
21580 | HZS150 | XFMR HZS 150 KVA STAINLESS STEEL | UG TRANSFORMERS 12KV 3-PHASE 120/208V | UG TRANSFORMERS | UNDERGROUND ELECTRIC DISTRIBUTION | 3702.4 | EA |  | X
21580 | HZS225 | XFMR HZS 225 KVA STAINLESS STEEL | UG TRANSFORMERS 12KV 3-PHASE 120/208V | UG TRANSFORMERS | UNDERGROUND ELECTRIC DISTRIBUTION | 3702.4 | EA |  | X
21580 | NGD-01 | GROUND FAULT DETECTION XFMR | UG TRANSFORMERS 12KV 3-PHASE 120/208V | UG TRANSFORMERS | UNDERGROUND ELECTRIC DISTRIBUTION | 3760 | EA | X | X
21600 | HAS750 | XFMR HAS 750 KVA TAP/SUBSURFACE | UG XFMR, 12KV 3-PHASE 120/208V - SUBSF | UG TRANSFORMERS | UNDERGROUND ELECTRIC DISTRIBUTION | FMO:3799 | EA | X | X
21620 | HLS3.0 | XFMR HLS 3000KVA TAP/LIVE FRONT | UG TRANSFORMERS 12KV 3-PHASE 277/480V | UG TRANSFORMERS | UNDERGROUND ELECTRIC DISTRIBUTION | 3702.5 | EA | X | X
21620 | HMB-75 | XFMR HMB 75 KVA (REMOVE ONLY) | UG TRANSFORMERS 12KV 3-PHASE 277/480V | UG TRANSFORMERS | UNDERGROUND ELECTRIC DISTRIBUTION | FMO:3799 | EA |  | X
21620 | HMB150 | XFMR HMB 150 KVA (REMOVE ONLY) | UG TRANSFORMERS 12KV 3-PHASE 277/480V | UG TRANSFORMERS | UNDERGROUND ELECTRIC DISTRIBUTION | FMO:3799 | EA |  | X
21620 | HMB225 | XFMR HMB 225 KVA (REMOVE ONLY) | UG TRANSFORMERS 12KV 3-PHASE 277/480V | UG TRANSFORMERS | UNDERGROUND ELECTRIC DISTRIBUTION | FMO:3799 | EA | X | X
21620 | HMB300 | XFMR HMB 300 KVA (REMOVE ONLY) | UG TRANSFORMERS 12KV 3-PHASE 277/480V | UG TRANSFORMERS | UNDERGROUND ELECTRIC DISTRIBUTION | FMO:3799 | EA |  | X
21620 | HML150 | REMOVE ONLY TRANSF 150KVA PREFIX "HML" | UG TRANSFORMERS 12KV 3-PHASE 277/480V | UG TRANSFORMERS | UNDERGROUND ELECTRIC DISTRIBUTION |  | EA |  | X
21620 | HML225 | REMOVE ONLY TRANSF 225KVA PREFIX "HML" | UG TRANSFORMERS 12KV 3-PHASE 277/480V | UG TRANSFORMERS | UNDERGROUND ELECTRIC DISTRIBUTION |  | EA |  | X
21620 | HML300 | REMOVE ONLY TRANSF 300KVA PREFIX "HML" | UG TRANSFORMERS 12KV 3-PHASE 277/480V | UG TRANSFORMERS | UNDERGROUND ELECTRIC DISTRIBUTION |  | EA |  | X
21620 | HML75 | REMOVE ONLY TRANSF 75KVA PREFIX "HML" | UG TRANSFORMERS 12KV 3-PHASE 277/480V | UG TRANSFORMERS | UNDERGROUND ELECTRIC DISTRIBUTION |  | EA |  | X
21620 | HMP1.0 | XFMR HMP 1000 KVA (REMOVE ONLY) | UG TRANSFORMERS 12KV 3-PHASE 277/480V | UG TRANSFORMERS | UNDERGROUND ELECTRIC DISTRIBUTION | FMO:3799 | EA |  | X
21620 | HMP1.5 | XFMR HMP 1500 KVA (REMOVE ONLY) | UG TRANSFORMERS 12KV 3-PHASE 277/480V | UG TRANSFORMERS | UNDERGROUND ELECTRIC DISTRIBUTION | FMO:3799 | EA |  | X
21620 | HMP2.0 | XFMR HMP 2000 KVA (REMOVE ONLY) | UG TRANSFORMERS 12KV 3-PHASE 277/480V | UG TRANSFORMERS | UNDERGROUND ELECTRIC DISTRIBUTION | FMO:3799 | EA |  | X
21620 | HMP2.5 | XFMR HMP 2500 KVA (REMOVE ONLY) | UG TRANSFORMERS 12KV 3-PHASE 277/480V | UG TRANSFORMERS | UNDERGROUND ELECTRIC DISTRIBUTION | FMO:3799 | EA |  | X
21620 | HMP225 | REMOVE ONLY TRANSFORMER 225KVA PREFIX "H | UG TRANSFORMERS 12KV 3-PHASE 277/480V | UG TRANSFORMERS | UNDERGROUND ELECTRIC DISTRIBUTION |  | EA |  | X
21620 | HMP3.0 | REMOVE ONLY XFMR HMP 3000 KVA TAP | UG TRANSFORMERS 12KV 3-PHASE 277/480V | UG TRANSFORMERS | UNDERGROUND ELECTRIC DISTRIBUTION | 3702.5 | EA |  | X
21620 | HMP300 | REMOVE ONLY XFMR 300KVA PREFIX HMP | UG TRANSFORMERS 12KV 3-PHASE 277/480V | UG TRANSFORMERS | UNDERGROUND ELECTRIC DISTRIBUTION |  | EA |  | X
21620 | HMP500 | REMOVE ONLY TRANSFORMER 500KVA PREFIX "H | UG TRANSFORMERS 12KV 3-PHASE 277/480V | UG TRANSFORMERS | UNDERGROUND ELECTRIC DISTRIBUTION |  | EA |  | X
21620 | HMP750 | REMOVE ONLY TRANSFORMER 750KVA PREFIX "H | UG TRANSFORMERS 12KV 3-PHASE 277/480V | UG TRANSFORMERS | UNDERGROUND ELECTRIC DISTRIBUTION |  | EA |  | X
21620 | HMS-75 | XFMR HMS 75 KVA STAINLESS STEEL | UG TRANSFORMERS 12KV 3-PHASE 277/480V | UG TRANSFORMERS | UNDERGROUND ELECTRIC DISTRIBUTION | 3702.4 | EA |  | X
21620 | HMS150 | XFMR HMS 150 KVA STAINLESS STEEL | UG TRANSFORMERS 12KV 3-PHASE 277/480V | UG TRANSFORMERS | UNDERGROUND ELECTRIC DISTRIBUTION | 3702.4 | EA |  | X
21620 | HMS225 | XFMR HMS 225 KVA STAINLESS STEEL | UG TRANSFORMERS 12KV 3-PHASE 277/480V | UG TRANSFORMERS | UNDERGROUND ELECTRIC DISTRIBUTION | 3702.4 | EA |  | X
21620 | HMS300 | XFMR HMS 300 KVA STAINLESS STEEL | UG TRANSFORMERS 12KV 3-PHASE 277/480V | UG TRANSFORMERS | UNDERGROUND ELECTRIC DISTRIBUTION | 3702.4 | EA |  | X
21620 | HNB1.0 | XFMR HNB 1000 KVA (REMOVE ONLY) | UG TRANSFORMERS 12KV 3-PHASE 277/480V | UG TRANSFORMERS | UNDERGROUND ELECTRIC DISTRIBUTION | FMO:3799 | EA |  | X
21620 | HNB1.5 | XFMR HNB 1500 KVA (REMOVE ONLY) | UG TRANSFORMERS 12KV 3-PHASE 277/480V | UG TRANSFORMERS | UNDERGROUND ELECTRIC DISTRIBUTION | FMO:3799 | EA |  | X
21620 | HNB500 | XFMR HNB 500 KVA (REMOVE ONLY) | UG TRANSFORMERS 12KV 3-PHASE 277/480V | UG TRANSFORMERS | UNDERGROUND ELECTRIC DISTRIBUTION | FMO:3799 | EA |  | X
21620 | HNB750 | XFMR HNB 750 KVA (REMOVE ONLY) | UG TRANSFORMERS 12KV 3-PHASE 277/480V | UG TRANSFORMERS | UNDERGROUND ELECTRIC DISTRIBUTION | FMO:3799 | EA |  | X
21620 | HNL1000 | REMOVE ONLY TRANSF 1000KVA PREFIX "HNL" | UG TRANSFORMERS 12KV 3-PHASE 277/480V | UG TRANSFORMERS | UNDERGROUND ELECTRIC DISTRIBUTION |  | EA |  | X
21620 | HNL500 | REMOVE ONLY TRANSF 500KVA PREFIX "HNL" | UG TRANSFORMERS 12KV 3-PHASE 277/480V | UG TRANSFORMERS | UNDERGROUND ELECTRIC DISTRIBUTION |  | EA |  | X
21620 | HNL750 | REMOVE ONLY TRANSF 750KVA PREFIX "HNL" | UG TRANSFORMERS 12KV 3-PHASE 277/480V | UG TRANSFORMERS | UNDERGROUND ELECTRIC DISTRIBUTION |  | EA |  | X
21620 | HNR2.0 | XFMR HNR 2000 KVA (REMOVE ONLY) | UG TRANSFORMERS 12KV 3-PHASE 277/480V | UG TRANSFORMERS | UNDERGROUND ELECTRIC DISTRIBUTION | FMO:3799 | EA |  | X
21620 | HNR2.5 | XFMR HNR 2500 KVA (REMOVE ONLY) | UG TRANSFORMERS 12KV 3-PHASE 277/480V | UG TRANSFORMERS | UNDERGROUND ELECTRIC DISTRIBUTION | FMO:3799 | EA |  | X
21620 | HNS1.0 | XFMR HNS 1000 KVA STAINLESS STEEL (TAP) | UG TRANSFORMERS 12KV 3-PHASE 277/480V | UG TRANSFORMERS | UNDERGROUND ELECTRIC DISTRIBUTION | 3702.4 | EA | X | X
21620 | HNS1.5 | XFMR HNS 1500 KVA STAINLESS STEEL (TAP) | UG TRANSFORMERS 12KV 3-PHASE 277/480V | UG TRANSFORMERS | UNDERGROUND ELECTRIC DISTRIBUTION | 3702.4 | EA | X | X
21620 | HNS150 | XFMR HNS 150 KVA STAINLESS STEEL TAPS | UG TRANSFORMERS 12KV 3-PHASE 277/480V | UG TRANSFORMERS | UNDERGROUND ELECTRIC DISTRIBUTION | 3702.4 | EA | X | X
21620 | HNS2.0 | XFMR HNS 2000 KVA STAINLESS STEEL (TAP) | UG TRANSFORMERS 12KV 3-PHASE 277/480V | UG TRANSFORMERS | UNDERGROUND ELECTRIC DISTRIBUTION | 3702.4 | EA | X | X
21620 | HNS2.5 | XFMR HNS 2500 KVA STAINLESS STEEL (TAP) | UG TRANSFORMERS 12KV 3-PHASE 277/480V | UG TRANSFORMERS | UNDERGROUND ELECTRIC DISTRIBUTION | 3702.4 | EA | X | X
21620 | HNS300 | XFMR HNS 300KVA STAINLESS STEEL TAPE | UG TRANSFORMERS 12KV 3-PHASE 277/480V | UG TRANSFORMERS | UNDERGROUND ELECTRIC DISTRIBUTION | 3702.4 | EA | X | X
21620 | HNS500 | XFMR HNS 500 KVA STAINLESS STEEL (TAP) | UG TRANSFORMERS 12KV 3-PHASE 277/480V | UG TRANSFORMERS | UNDERGROUND ELECTRIC DISTRIBUTION | 3702.4 | EA | X | X
21620 | HNS750 | XFMR HNS 750 KVA STAINLESS STEEL (TAP) | UG TRANSFORMERS 12KV 3-PHASE 277/480V | UG TRANSFORMERS | UNDERGROUND ELECTRIC DISTRIBUTION | 3702.4 | EA | X | X
21620 | HNX1.0 | TRANSFORMER, 1000 KVA, HNX SPECIAL 3 PHA | UG TRANSFORMERS 12KV 3-PHASE 277/480V | UG TRANSFORMERS | UNDERGROUND ELECTRIC DISTRIBUTION | FMO-UG | EA | X | X
21620 | HNX1.5 | TRANSFORMER, 1500KVA, TESLA, SPECIAL | UG TRANSFORMERS 12KV 3-PHASE 277/480V | UG TRANSFORMERS | UNDERGROUND ELECTRIC DISTRIBUTION | FMO-UG | EA | X | X
21620 | HNX2.0 | TRANSFORMER, 2000 KVA, HNX, SPECIAL, 3 P | UG TRANSFORMERS 12KV 3-PHASE 277/480V | UG TRANSFORMERS | UNDERGROUND ELECTRIC DISTRIBUTION | FMO-UG | EA | X | X
21620 | HNX2.5 | TRANSFORMER, 2500 KVA, HNX, SPECIAL, 3 P | UG TRANSFORMERS 12KV 3-PHASE 277/480V | UG TRANSFORMERS | UNDERGROUND ELECTRIC DISTRIBUTION | FMO-UG | EA | X | X
21620 | HNX750 | TESLA 750 KVA TXFR | UG TRANSFORMERS 12KV 3-PHASE 277/480V | UG TRANSFORMERS | UNDERGROUND ELECTRIC DISTRIBUTION | FMO-UG | EA | X | X
21620 | HYS-30 | TRANSFORMER, 300KVA, PREFIX HYS 3 PHASE | UG TRANSFORMERS 12KV 3-PHASE 277/480V | UG TRANSFORMERS | UNDERGROUND ELECTRIC DISTRIBUTION | 3702.4 | EA | X | X
21620 | HYS100 | TRANSFORMER, 1000KVA, PREFIX HYS 3 PHASE | UG TRANSFORMERS 12KV 3-PHASE 277/480V | UG TRANSFORMERS | UNDERGROUND ELECTRIC DISTRIBUTION | 3702.4 | EA | X | X
21620 | HYS200 | TRANSFORMER, 2000KVA, PREFIX HYS 3 PHASE | UG TRANSFORMERS 12KV 3-PHASE 277/480V | UG TRANSFORMERS | UNDERGROUND ELECTRIC DISTRIBUTION | 3702.4 | EA | X | X
21620 | HYS300 | XFMR HYS 3000 KVA STAINLESS STEEL (TAP) | UG TRANSFORMERS 12KV 3-PHASE 277/480V | UG TRANSFORMERS | UNDERGROUND ELECTRIC DISTRIBUTION | 3702.4 | EA | X | X
21620 | PMB500 | XFMR PMB 500 KVA 4160/12KV:SPECIAL ITEM | UG TRANSFORMERS 12KV 3-PHASE 277/480V | UG TRANSFORMERS | UNDERGROUND ELECTRIC DISTRIBUTION |  | EA | X | X
21640 | HKB-75 | XFMR HKB 75 KVA (REMOVE ONLY) | UG TRANSFORMERS 12KV 3-PHASE 120/240V | UG TRANSFORMERS | UNDERGROUND ELECTRIC DISTRIBUTION | FMO:3799 | EA |  | X
21640 | HKB150 | XFMR HKB 150 KVA (REMOVE ONLY) | UG TRANSFORMERS 12KV 3-PHASE 120/240V | UG TRANSFORMERS | UNDERGROUND ELECTRIC DISTRIBUTION | FMO:3799 | EA |  | X
21640 | HKB225 | XFMR HKB 225 KVA (REMOVE ONLY) | UG TRANSFORMERS 12KV 3-PHASE 120/240V | UG TRANSFORMERS | UNDERGROUND ELECTRIC DISTRIBUTION | FMO:3799 | EA |  | X
21640 | HKS-75 | XFMR HKS 75 KVA STAINLESS STEEL | UG TRANSFORMERS 12KV 3-PHASE 120/240V | UG TRANSFORMERS | UNDERGROUND ELECTRIC DISTRIBUTION | 3702.4 | EA | X | X
21640 | HKS150 | XFMR HKS 150 KVA STAINLESS STEEL | UG TRANSFORMERS 12KV 3-PHASE 120/240V | UG TRANSFORMERS | UNDERGROUND ELECTRIC DISTRIBUTION | 3702.4 | EA |  | X
21640 | HKS225 | XFMR HKS 225 KVA STAINLESS STEEL | UG TRANSFORMERS 12KV 3-PHASE 120/240V | UG TRANSFORMERS | UNDERGROUND ELECTRIC DISTRIBUTION | 3702.4 | EA | X | X
21659 | PXS-75 | XFMR PXS 75 KVA STAINLESS STEEL | 4/12KV 3-PHASE 240 X 480V | UG TRANSFORMERS | UNDERGROUND ELECTRIC DISTRIBUTION | 3702.4 | EA | X | X
21659 | PXS225 | XFMR PXS 225 KVA STAINLESS STEEL | 4/12KV 3-PHASE 240 X 480V | UG TRANSFORMERS | UNDERGROUND ELECTRIC DISTRIBUTION | 3702.4 | EA | X | X
21660 | PZB-75 | XFMR PZB 75 KVA (REMOVE ONLY) | UG TRANSFORMERS 4/12KV 3-PHASE 120/208V | UG TRANSFORMERS | UNDERGROUND ELECTRIC DISTRIBUTION | FMO:3799 | EA |  | X
21660 | PZB150 | XFMR PZB 150 KVA (REMOVE ONLY) | UG TRANSFORMERS 4/12KV 3-PHASE 120/208V | UG TRANSFORMERS | UNDERGROUND ELECTRIC DISTRIBUTION | FMO:3799 | EA |  | X
21660 | PZB500 | XFMR PZB 500 KVA (REMOVE ONLY) | UG TRANSFORMERS 4/12KV 3-PHASE 120/208V | UG TRANSFORMERS | UNDERGROUND ELECTRIC DISTRIBUTION | FMO:3799 | EA |  | X
21660 | PZR500 | REMOVE ONLY TRANSFORMER 500KVA PREFIX "P | UG TRANSFORMERS 4/12KV 3-PHASE 120/208V | UG TRANSFORMERS | UNDERGROUND ELECTRIC DISTRIBUTION |  | EA |  | X
21660 | PZR75 | REMOVE ONLY TRANSFORMER 75KVA PREFIX "PZ | UG TRANSFORMERS 4/12KV 3-PHASE 120/208V | UG TRANSFORMERS | UNDERGROUND ELECTRIC DISTRIBUTION |  | EA |  | X
21660 | PZS-75 | XFMR PZS 75 KVA STAINLESS STEEL | UG TRANSFORMERS 4/12KV 3-PHASE 120/208V | UG TRANSFORMERS | UNDERGROUND ELECTRIC DISTRIBUTION | 3702.4 | EA | X | X
21660 | PZS150 | XFMR PZS 150 KVA STAINLESS STEEL | UG TRANSFORMERS 4/12KV 3-PHASE 120/208V | UG TRANSFORMERS | UNDERGROUND ELECTRIC DISTRIBUTION | 3702.4 | EA | X | X
21660 | PZS300 | XFMR PZS 300KVA STAINLESS STEEL | UG TRANSFORMERS 4/12KV 3-PHASE 120/208V | UG TRANSFORMERS | UNDERGROUND ELECTRIC DISTRIBUTION | 3702.4 | EA | X | X
21660 | PZS500 | XFMR PZS 500 KVA STAINLESS STEEL | UG TRANSFORMERS 4/12KV 3-PHASE 120/208V | UG TRANSFORMERS | UNDERGROUND ELECTRIC DISTRIBUTION | 3702.4 | EA | X | X
21665 | GDP578 | REGULATOR, 3-PH IN 1 CAB, 578A, DELTA | PAD-MOUNT REGULATOR STATIONS | UG TRANSFORMERS | UNDERGROUND ELECTRIC DISTRIBUTION |  | EA | X | X
21665 | GYP656 | REGULATOR, 3-PH IN 1 CAB, 656A, WYE | PAD-MOUNT REGULATOR STATIONS | UG TRANSFORMERS | UNDERGROUND ELECTRIC DISTRIBUTION | 4713 | EA | X | X
21665 | REG600 | REGULATOR 1 PHASE PAD-MOUNT 600 AMP | PAD-MOUNT REGULATOR STATIONS | UG TRANSFORMERS | UNDERGROUND ELECTRIC DISTRIBUTION |  | EA | X | X
21665 | UIPR50 | REGULATOR, IN-LINE, POWER, 50KVA | PAD-MOUNT REGULATOR STATIONS | UG TRANSFORMERS | UNDERGROUND ELECTRIC DISTRIBUTION |  | EA | X | X
21680 | HPB1.0 | XFMR HPB 1000 KVA (REMOVE ONLY) | UG TRANSFORMERS 12KV 3-PHASE 2.4/4KV | UG TRANSFORMERS | UNDERGROUND ELECTRIC DISTRIBUTION | FMO:3799 | EA | X | X
21680 | HPB225 | XFMR HPB 225 KVA (REMOVE ONLY) | UG TRANSFORMERS 12KV 3-PHASE 2.4/4KV | UG TRANSFORMERS | UNDERGROUND ELECTRIC DISTRIBUTION | FMO:3799 | EA |  | X
21680 | HPB500 | XFMR HPB 500 KVA (REMOVE ONLY) | UG TRANSFORMERS 12KV 3-PHASE 2.4/4KV | UG TRANSFORMERS | UNDERGROUND ELECTRIC DISTRIBUTION | FMO:3799 | EA |  | X
21680 | HPB750 | XFMR HPB 750 KVA (REMOVE ONLY) | UG TRANSFORMERS 12KV 3-PHASE 2.4/4KV | UG TRANSFORMERS | UNDERGROUND ELECTRIC DISTRIBUTION | FMO:3799 | EA |  | X
21680 | HPP1.5 | XFMR HPP 1500 KVA (REMOVE ONLY) | UG TRANSFORMERS 12KV 3-PHASE 2.4/4KV | UG TRANSFORMERS | UNDERGROUND ELECTRIC DISTRIBUTION | FMO:3799 | EA |  | X
21680 | HPP2.0 | XFMR HPP 2000 KVA (REMOVE ONLY) | UG TRANSFORMERS 12KV 3-PHASE 2.4/4KV | UG TRANSFORMERS | UNDERGROUND ELECTRIC DISTRIBUTION | FMO:3799 | EA |  | X
21680 | HPP2.5 | XFMR HPP 2500 KVA (REMOVE ONLY) | UG TRANSFORMERS 12KV 3-PHASE 2.4/4KV | UG TRANSFORMERS | UNDERGROUND ELECTRIC DISTRIBUTION | FMO:3799 | EA |  | X
21680 | HPR1.5 | XFMR HPR 1500 KVA (REMOVE ONLY) | UG TRANSFORMERS 12KV 3-PHASE 2.4/4KV | UG TRANSFORMERS | UNDERGROUND ELECTRIC DISTRIBUTION | FMO:3799 | EA |  | X
21680 | HPR2.0 | XFMR HPR 2000 KVA (REMOVE ONLY) | UG TRANSFORMERS 12KV 3-PHASE 2.4/4KV | UG TRANSFORMERS | UNDERGROUND ELECTRIC DISTRIBUTION | FMO:3799 | EA |  | X
21680 | HPR2.5 | XFMR HPR 2500 KVA (REMOVE ONLY) | UG TRANSFORMERS 12KV 3-PHASE 2.4/4KV | UG TRANSFORMERS | UNDERGROUND ELECTRIC DISTRIBUTION | FMO:3799 | EA |  | X
21680 | HPS1.0 | XFMR HPS 1000 KVA STAINLESS STEEL (TAP) | UG TRANSFORMERS 12KV 3-PHASE 2.4/4KV | UG TRANSFORMERS | UNDERGROUND ELECTRIC DISTRIBUTION | 3702/3753 | EA | X | X
21680 | HPS1.5 | XFMR HPS 1500 KVA STAINLESS STEEL (TAP) | UG TRANSFORMERS 12KV 3-PHASE 2.4/4KV | UG TRANSFORMERS | UNDERGROUND ELECTRIC DISTRIBUTION | 3702/3753 | EA | X | X
21680 | HPS2.0 | XFMR HPS 2000 KVA STAINLESS STEEL (TAP) | UG TRANSFORMERS 12KV 3-PHASE 2.4/4KV | UG TRANSFORMERS | UNDERGROUND ELECTRIC DISTRIBUTION | 3702/3753 | EA | X | X
21680 | HPS2.5 | XFMR HPS 2500 KVA STAINLESS STEEL (TAP) | UG TRANSFORMERS 12KV 3-PHASE 2.4/4KV | UG TRANSFORMERS | UNDERGROUND ELECTRIC DISTRIBUTION | 3702/3753 | EA | X | X
21680 | HPS225 | XFMR HPS 225 KVA STAINLESS STEEL (TAP) | UG TRANSFORMERS 12KV 3-PHASE 2.4/4KV | UG TRANSFORMERS | UNDERGROUND ELECTRIC DISTRIBUTION | 3702/3753 | EA | X | X
21680 | HPS500 | XFMR HPS 500 KVA STAINLESS STEEL (TAP) | UG TRANSFORMERS 12KV 3-PHASE 2.4/4KV | UG TRANSFORMERS | UNDERGROUND ELECTRIC DISTRIBUTION | 3702/3753 | EA | X | X
21680 | HPS750 | XFMR HPS 750 KVA STAINLESS STEEL (TAP) | UG TRANSFORMERS 12KV 3-PHASE 2.4/4KV | UG TRANSFORMERS | UNDERGROUND ELECTRIC DISTRIBUTION | 3702/3753 | EA | X | X
21700 | HR3750 | XFMR HHR 3750 KVA (REMOVE ONLY) | UG TRANSFORMERS 12KV 3-PH 12470KV/7.2KV | UG TRANSFORMERS | UNDERGROUND ELECTRIC DISTRIBUTION | FM0:3799 | EA |  | X
21700 | HS3750 | XFMR HHR 3750 KVA BOOST/BUCK | UG TRANSFORMERS 12KV 3-PH 12470KV/7.2KV | UG TRANSFORMERS | UNDERGROUND ELECTRIC DISTRIBUTION | 3702.4 | EA | X | X
21700 | JLUGBB | TEST CU FOR UG BOOST/BUCK | UG TRANSFORMERS 12KV 3-PH 12470KV/7.2KV | UG TRANSFORMERS | UNDERGROUND ELECTRIC DISTRIBUTION |  | EA | X
21710 | XD-002 | XFMR XD 2 KVA (DRY TYPE) | UG TRANSFORMERS 240/480 1-PHASE 120/240 | UG TRANSFORMERS | UNDERGROUND ELECTRIC DISTRIBUTION | 3708 | EA | X | X
21710 | XD-003 | XFMR XD 3 KVA (DRY TYPE) | UG TRANSFORMERS 240/480 1-PHASE 120/240 | UG TRANSFORMERS | UNDERGROUND ELECTRIC DISTRIBUTION | 3708 | EA | X | X
21714 | U--R25 | XFMR R 25 KVA (2400 - 6.6A) | 4 KV OH TRANSFORMERS FOR UG APPLICATION | UG TRANSFORMERS | UNDERGROUND ELECTRIC DISTRIBUTION | 1121.5 | EA | X | X
21714 | U-RS25 | XFMR RS 25 KVA (2400 - 6.6A) | 4 KV OH TRANSFORMERS FOR UG APPLICATION | UG TRANSFORMERS | UNDERGROUND ELECTRIC DISTRIBUTION | 1121.5 | EA | X | X
21714 | W--25 | XFMR W 25 KVA 2400/4160Y 120/240 | 4 KV OH TRANSFORMERS FOR UG APPLICATION | UG TRANSFORMERS | UNDERGROUND ELECTRIC DISTRIBUTION | 1121.2 | EA | X | X
21715 | U-H50 | XFMR H 50 KVA | 12 KV OH TRANSFORMERS FOR UG APPLICATION | UG TRANSFORMERS | UNDERGROUND ELECTRIC DISTRIBUTION | 1121.3 | EA |  | X
21715 | U-H50T | XFMR H 50 KVA TAP | 12 KV OH TRANSFORMERS FOR UG APPLICATION | UG TRANSFORMERS | UNDERGROUND ELECTRIC DISTRIBUTION | 1121.3 | EA | X | X
21715 | U-H75 | XFMR H 75 KVA | 12 KV OH TRANSFORMERS FOR UG APPLICATION | UG TRANSFORMERS | UNDERGROUND ELECTRIC DISTRIBUTION | 1121.3 | EA | X | X
21715 | U-H75T | XFMR H 75 KVA WITH TAPS | 12 KV OH TRANSFORMERS FOR UG APPLICATION | UG TRANSFORMERS | UNDERGROUND ELECTRIC DISTRIBUTION | 1121.3 | EA | X | X
21715 | U-HF75 | XFMR HF 75 KVA | 12 KV OH TRANSFORMERS FOR UG APPLICATION | UG TRANSFORMERS | UNDERGROUND ELECTRIC DISTRIBUTION | 1121.3 | EA | X | X
21715 | U-RH15 | XFMR RH 15 KVA (12000 - 6.6A) | 12 KV OH TRANSFORMERS FOR UG APPLICATION | UG TRANSFORMERS | UNDERGROUND ELECTRIC DISTRIBUTION | 1121.5 | EA | X | X
21715 | U-RH25 | XFMR RH 25 KVA (12000 - 6.6A) | 12 KV OH TRANSFORMERS FOR UG APPLICATION | UG TRANSFORMERS | UNDERGROUND ELECTRIC DISTRIBUTION | 1121.5 | EA | X | X
21715 | U-W15 | XFMR W 15 KVA | 12 KV OH TRANSFORMERS FOR UG APPLICATION | UG TRANSFORMERS | UNDERGROUND ELECTRIC DISTRIBUTION | 1121.2 | EA |  | X
21715 | U-W50 | XFMR W 50 KVA | 12 KV OH TRANSFORMERS FOR UG APPLICATION | UG TRANSFORMERS | UNDERGROUND ELECTRIC DISTRIBUTION | 1121.2 | EA |  | X
21715 | U-W50T | XFMR W 50 KVA TAP | 12 KV OH TRANSFORMERS FOR UG APPLICATION | UG TRANSFORMERS | UNDERGROUND ELECTRIC DISTRIBUTION | 1121.2 | EA | X | X
21715 | UH100 | XFMR H 100 KVA | 12 KV OH TRANSFORMERS FOR UG APPLICATION | UG TRANSFORMERS | UNDERGROUND ELECTRIC DISTRIBUTION | 1121.3 | EA |  | X
21715 | UH100T | XFMR H 100 KVA TAP | 12 KV OH TRANSFORMERS FOR UG APPLICATION | UG TRANSFORMERS | UNDERGROUND ELECTRIC DISTRIBUTION | 1121.3 | EA | X | X
21715 | UH167 | XFMR H 167 KVA | 12 KV OH TRANSFORMERS FOR UG APPLICATION | UG TRANSFORMERS | UNDERGROUND ELECTRIC DISTRIBUTION | 1121.3 | EA |  | X
21716 | TEST-X | TEST XFMR (1-PHASE) | UG TRANSFORMERS TEST UNITS | UG TRANSFORMERS | UNDERGROUND ELECTRIC DISTRIBUTION |  | EA | X |  |  | X
21716 | TEST3X | TEST XFMR (3-PHASE) BELOW 1500 KVA | UG TRANSFORMERS TEST UNITS | UG TRANSFORMERS | UNDERGROUND ELECTRIC DISTRIBUTION |  | EA | X |  |  | X
21716 | TESTX3 | TEST XFMR (3-P) 1500KVA ABOVE W/G BOX | UG TRANSFORMERS TEST UNITS | UG TRANSFORMERS | UNDERGROUND ELECTRIC DISTRIBUTION |  | EA | X |  |  | X
21720 | REM-1P | XFMR 1-PHASE (REMOVAL) | UG TRANSFORMERS (REMOVAL ONLY) | UG TRANSFORMERS | UNDERGROUND ELECTRIC DISTRIBUTION |  | EA |  | X
21720 | REM-SB | UG BOOSTER STATION-SUBSF (REMOVAL) | UG TRANSFORMERS (REMOVAL ONLY) | UG TRANSFORMERS | UNDERGROUND ELECTRIC DISTRIBUTION |  | EA |  | X
21720 | REM3PL | XFMR 3-PHASE 2000 KVA & UP (REMOVAL) | UG TRANSFORMERS (REMOVAL ONLY) | UG TRANSFORMERS | UNDERGROUND ELECTRIC DISTRIBUTION |  | EA |  | X
21720 | REM3PS | XFMR 3-PHASE 75 - 1500 KVA (REMOVAL) | UG TRANSFORMERS (REMOVAL ONLY) | UG TRANSFORMERS | UNDERGROUND ELECTRIC DISTRIBUTION |  | EA |  | X
21720 | REMBST | UG BOOSTER STATION - PAD MOUNT (REMOVAL) | UG TRANSFORMERS (REMOVAL ONLY) | UG TRANSFORMERS | UNDERGROUND ELECTRIC DISTRIBUTION |  | EA |  | X
21721 | R-XF/S | RELOCATE XFMR (15-500 KVA) | RELOCATE/SUBSTITUTE TRANSFORMERS | UG TRANSFORMERS | UNDERGROUND ELECTRIC DISTRIBUTION |  | EA |  |  | X
21721 | SUB-UG | SUBSTITUTE XFMR UNDERGROUND ONLY | RELOCATE/SUBSTITUTE TRANSFORMERS | UG TRANSFORMERS | UNDERGROUND ELECTRIC DISTRIBUTION |  | EA | X | X
21722 | WS-50 | XFMR WS 50 KVA (LEAD PRI BSHNGS) | UG XFMR 2.4/4KV 1-PH 120/240 SUBSURFACE | UG TRANSFORMERS - FIELD MAINTENANCE ONLY | UNDERGROUND ELECTRIC DISTRIBUTION | 3799.206 | EA | X | X
21722 | WUS-25 | XFMR WUS 25 KVA (SEC BREAKER) | UG XFMR 2.4/4KV 1-PH 120/240 SUBSURFACE | UG TRANSFORMERS - FIELD MAINTENANCE ONLY | UNDERGROUND ELECTRIC DISTRIBUTION | 3799.206 | EA | X | X
21722 | WUS-50 | XFMR WUS 50 KVA SEC BREAKER (FMO) | UG XFMR 2.4/4KV 1-PH 120/240 SUBSURFACE | UG TRANSFORMERS - FIELD MAINTENANCE ONLY | UNDERGROUND ELECTRIC DISTRIBUTION | 3799.206 | EA | X | X
21722 | WUS-75 | XFMR WUS 75KVA BAYONET FUSED, SUBSURF | UG XFMR 2.4/4KV 1-PH 120/240 SUBSURFACE | UG TRANSFORMERS - FIELD MAINTENANCE ONLY | UNDERGROUND ELECTRIC DISTRIBUTION | 379.206 | EA | X | X
21722 | WUS100 | XFMR WUS 100KVA BAYONET FUSED, SUBSURF | UG XFMR 2.4/4KV 1-PH 120/240 SUBSURFACE | UG TRANSFORMERS - FIELD MAINTENANCE ONLY | UNDERGROUND ELECTRIC DISTRIBUTION | 3799.206 | EA | X | X
21726 | HAL300 | XFMR HAL 300 KVA (REMOVE ONLY) (TAPS) | UG TRANSFORMERS - 12KV 3-PHASE 120/208 | UG TRANSFORMERS - FIELD MAINTENANCE ONLY | UNDERGROUND ELECTRIC DISTRIBUTION | FMO:3799 | EA |  | X
21726 | HZR-75 | XFMR HZR 75 KVA (REMOVE ONLY) | UG TRANSFORMERS - 12KV 3-PHASE 120/208 | UG TRANSFORMERS - FIELD MAINTENANCE ONLY | UNDERGROUND ELECTRIC DISTRIBUTION | FMO:3799 | EA |  | X
21726 | HZR150 | XFMR HZR 150 KVA (REMOVE ONLY) | UG TRANSFORMERS - 12KV 3-PHASE 120/208 | UG TRANSFORMERS - FIELD MAINTENANCE ONLY | UNDERGROUND ELECTRIC DISTRIBUTION | FMO:3799 | EA |  | X
21731 | HPR1.0 | XFMR HPR 1000 KVA (REMOVE ONLY) (TAPS) | UG TRANSFORMERS - 12KV 3-PHASE 2.4/4KV | UG TRANSFORMERS - FIELD MAINTENANCE ONLY | UNDERGROUND ELECTRIC DISTRIBUTION | FMO:3799 | EA |  | X
21731 | HPR225 | XFMR HPR 225 KVA (REMOVE ONLY) (TAPS) | UG TRANSFORMERS - 12KV 3-PHASE 2.4/4KV | UG TRANSFORMERS - FIELD MAINTENANCE ONLY | UNDERGROUND ELECTRIC DISTRIBUTION | FMO:3799 | EA |  | X
21732 | ANTI-L | ANTI-LOITERING DEVICE | ANTI-LOITERING DEVICE | UG TRANSFORMERS - FIELD MAINTENANCE ONLY | UNDERGROUND ELECTRIC DISTRIBUTION |  | EA | X | X
21738 | MTRCAB | PAD-MT PRIMARY METER CABINET | PRIMARY METERING | EQUIPMENT | UNDERGROUND ELECTRIC DISTRIBUTION |  | EA | X | X
21740 | DMV12 | DURHAM CABINET FOR ELASTIMOLD MVI SWI. | FUSE CABINETS | EQUIPMENT | UNDERGROUND ELECTRIC DISTRIBUTION | 3516.1 | EA | X | X
21740 | FC-1PH | FC 1-PHASE | FUSE CABINETS | EQUIPMENT | UNDERGROUND ELECTRIC DISTRIBUTION | 3512.1 | EA | X | X
21740 | FC-1PHR | FC 1-PHASE (REMOVE ONLY) | FUSE CABINETS | EQUIPMENT | UNDERGROUND ELECTRIC DISTRIBUTION | 3512.1 | EA |  | X
21740 | FC-3PH | FC 3-PHASE (FIELD MAINT. ONLY) | FUSE CABINETS | EQUIPMENT | UNDERGROUND ELECTRIC DISTRIBUTION | 3513.2 | EA | X | X
21740 | FC-3PHR | FC 3-PHASE ( FIELD MAINT. ) | FUSE CABINETS | EQUIPMENT | UNDERGROUND ELECTRIC DISTRIBUTION | 3513.2 | EA | X | X
21740 | FC-S-C | FC 3-PHASE S AND C SWITCHGEAR | FUSE CABINETS | EQUIPMENT | UNDERGROUND ELECTRIC DISTRIBUTION |  | EA |  | X
21740 | FC-SUB | 3-PHASE SUBSURFACE FC | FUSE CABINETS | EQUIPMENT | UNDERGROUND ELECTRIC DISTRIBUTION |  | EA | X | X
21740 | FC-SW3 | FC 3-PH OTHER (REMOVAL ONLY) | FUSE CABINETS | EQUIPMENT | UNDERGROUND ELECTRIC DISTRIBUTION | 3599.111 | EA | X | X
21740 | FC-VLT | 3-PHASE WALL-MOUNTED FC | FUSE CABINETS | EQUIPMENT | UNDERGROUND ELECTRIC DISTRIBUTION |  | EA | X | X
21740 | FC3PBP | FUSE CABINET, FEED THRU W/FUSE BYPASS | FUSE CABINETS | EQUIPMENT | UNDERGROUND ELECTRIC DISTRIBUTION | 3515 | EA | X | X
21740 | FC3PFT | FC 3-PHASE, FEED-THRU | FUSE CABINETS | EQUIPMENT | UNDERGROUND ELECTRIC DISTRIBUTION | 3514 | EA | X | X
21740 | FC3PFTR | FC 3-PHASE, FEED-THRU | FUSE CABINETS | EQUIPMENT | UNDERGROUND ELECTRIC DISTRIBUTION | 3514 | EA | X | X
21750 | DW100 | CUTOUT FUSED OIL SUBSURFACE D&W 100A | 4KV OIL FILLED FUSE CUTOUTS- SUBMERSIBLE | EQUIPMENT | UNDERGROUND ELECTRIC DISTRIBUTION | 4199.107 | EA |  | X
21750 | DW200 | CUTOUT FUSED OIL SUBSURFACE D&W 200A | 4KV OIL FILLED FUSE CUTOUTS- SUBMERSIBLE | EQUIPMENT | UNDERGROUND ELECTRIC DISTRIBUTION | 4199.107 | EA |  | X
21750 | PE-100 | CABLE ENTRANCE TERMINAL - PE CABLE 100A | 4KV OIL FILLED FUSE CUTOUTS- SUBMERSIBLE | EQUIPMENT | UNDERGROUND ELECTRIC DISTRIBUTION | 4199.107 | EA | X | X
21750 | PE-200 | CABLE ENTRANCE TERMINAL - PE CABLE 200A | 4KV OIL FILLED FUSE CUTOUTS- SUBMERSIBLE | EQUIPMENT | UNDERGROUND ELECTRIC DISTRIBUTION | 4199.107 | EA | X | X
21760 | 600CAB | TERMINATING CABINET 600A 3-PHASE | TERMINATING ENCLOSURES | EQUIPMENT | UNDERGROUND ELECTRIC DISTRIBUTION |  | EA | X | X
21760 | BRK200 | 200A MOUNTING BRACKET | TERMINATING ENCLOSURES | EQUIPMENT | UNDERGROUND ELECTRIC DISTRIBUTION | 3500 | EA | X | X
21760 | BRK600 | 600A MOUNTING BRACKET | TERMINATING ENCLOSURES | EQUIPMENT | UNDERGROUND ELECTRIC DISTRIBUTION | 3500 | EA | X | X
21760 | CT-CAB | CABINET, CABLE TAP PAD-MOUNT | TERMINATING ENCLOSURES | EQUIPMENT | UNDERGROUND ELECTRIC DISTRIBUTION | 3523.1 | EA | X | X
21760 | CT-CABR | REMOVE ONLY CABINET, CABLE TAP PAD-MOUNT | TERMINATING ENCLOSURES | EQUIPMENT | UNDERGROUND ELECTRIC DISTRIBUTION | 3523.1 | EA |  | X
21760 | DF-CJP | DF CABLE JUNCTION PED W/3 4-W CABLE TAPS | TERMINATING ENCLOSURES | EQUIPMENT | UNDERGROUND ELECTRIC DISTRIBUTION | 3523.1A | EA |  | X
21760 | DFCJP0 | DF CBL JUNCTION PED - WITHOUT CBL TAPS | TERMINATING ENCLOSURES | EQUIPMENT | UNDERGROUND ELECTRIC DISTRIBUTION | 3523A | EA | X | X
21760 | DFCJP3 | DF CBL JUNCTION PED WITH 3 CBL TAP | TERMINATING ENCLOSURES | EQUIPMENT | UNDERGROUND ELECTRIC DISTRIBUTION | 3523A | EA | X | X
21760 | EATCAB | CABINET TERMINATION | TERMINATING ENCLOSURES | EQUIPMENT | UNDERGROUND ELECTRIC DISTRIBUTION | 3524 | EA | X | X
21760 | MT-CAB | TERMINATOR 600A TO 200A DF | TERMINATING ENCLOSURES | EQUIPMENT | UNDERGROUND ELECTRIC DISTRIBUTION | 3524 | EA | X | X
21760 | SWTERM | TERMINATOR 1-PHASE TERMINATOR | TERMINATING ENCLOSURES | EQUIPMENT | UNDERGROUND ELECTRIC DISTRIBUTION | 3522.1 | EA | X | X
21760 | TERM-1 | TERMINATOR 1-PHASE TERMINATOR | TERMINATING ENCLOSURES | EQUIPMENT | UNDERGROUND ELECTRIC DISTRIBUTION | 3522.1 | EA | X | X
21760 | TERM-D | TERMINATOR 3-PHASE 2/0 | TERMINATING ENCLOSURES | EQUIPMENT | UNDERGROUND ELECTRIC DISTRIBUTION | 3521.1 | EA | X | X
21760 | TERM-D-R | TERMINATOR 3-PHASE 2/0 ) | TERMINATING ENCLOSURES | EQUIPMENT | UNDERGROUND ELECTRIC DISTRIBUTION | 3521.1 | EA | X | X
21760 | TERM-F | TERMINATOR 3-PHASE 350 | TERMINATING ENCLOSURES | EQUIPMENT | UNDERGROUND ELECTRIC DISTRIBUTION |  | EA | X | X
21760 | TERM-F-R | REMOVE ONLY TERMINATOR 3-PHASE 350 | TERMINATING ENCLOSURES | EQUIPMENT | UNDERGROUND ELECTRIC DISTRIBUTION |  | EA |  | X
21770 | CATH-P | PEDESTAL FOR CATHODIC STATION RECTIFIER | MISCELLANEOUS PEDESTALS / ENCLOSURES | EQUIPMENT | UNDERGROUND ELECTRIC DISTRIBUTION | G8017 | EA | X
21770 | CATH-R | RECTIFIER FOR GAS CATHODIC STATION | MISCELLANEOUS PEDESTALS / ENCLOSURES | EQUIPMENT | UNDERGROUND ELECTRIC DISTRIBUTION | G8017 | EA | X
21770 | CATHPH | RECTIFIER UNIT, CP, & CABINET/SCOUT RMU | MISCELLANEOUS PEDESTALS / ENCLOSURES | EQUIPMENT | UNDERGROUND ELECTRIC DISTRIBUTION | G8017 | EA | X
21770 | RMU-I | RMU INSTALL | MISCELLANEOUS PEDESTALS / ENCLOSURES | EQUIPMENT | UNDERGROUND ELECTRIC DISTRIBUTION | G8017 | EA | X
21770 | SUPBKT | REPEATER SUPPORT BRACKET | MISCELLANEOUS PEDESTALS / ENCLOSURES | EQUIPMENT | UNDERGROUND ELECTRIC DISTRIBUTION | 4620.1 | EA |  | X
21770 | TELCMP | TELECOMMUNICATIONS PEDESTAL | MISCELLANEOUS PEDESTALS / ENCLOSURES | EQUIPMENT | UNDERGROUND ELECTRIC DISTRIBUTION | 4620.1 | EA | X | X
21775 | 2WYAFT | 2 WAY FEED THRU ADJUSTABLE | FEED THRU ADJUSTABLE/GROUNDING DEVICE | EQUIPMENT | UNDERGROUND ELECTRIC DISTRIBUTION |  | EA | X | X
21775 | 3WYAFT | 3 WAY FEED THRU ADJUSTABLE | FEED THRU ADJUSTABLE/GROUNDING DEVICE | EQUIPMENT | UNDERGROUND ELECTRIC DISTRIBUTION |  | EA | X | X
21775 | 4WYAFT | 4 WAY FEED THRU ADJUSTABLE | FEED THRU ADJUSTABLE/GROUNDING DEVICE | EQUIPMENT | UNDERGROUND ELECTRIC DISTRIBUTION |  | EA | X | X
21780 | 3WAY-V | (MACRO) 3 WAY PDMT VISTA SWI SF-6 GAS | 200A & 600A SWITCHES & RELATED MATERIAL | EQUIPMENT | UNDERGROUND ELECTRIC DISTRIBUTION | 3585 | EA | X | X
21780 | 3WAY-V-1 | (USE MACRO)3 WAY PDMT VISTA SWI SF-6 GAS | 200A & 600A SWITCHES & RELATED MATERIAL | EQUIPMENT | UNDERGROUND ELECTRIC DISTRIBUTION | 3585 | EA | X | X
21780 | 3WAY-V-2 | (USE MACRO)3 WAY PDMT VISTA SWI SF-6 GAS | 200A & 600A SWITCHES & RELATED MATERIAL | EQUIPMENT | UNDERGROUND ELECTRIC DISTRIBUTION | 3585 | EA | X | X
21780 | 3WAYTM | (MACRO) 3WAY SUB TRAYER SWITCH, MANUAL | 200A & 600A SWITCHES & RELATED MATERIAL | EQUIPMENT | UNDERGROUND ELECTRIC DISTRIBUTION | 3600 | EA | X | X
21780 | 3WAYTM-1 | (USE MACRO) 3WAY SUB TRAYER SWI MANUAL | 200A & 600A SWITCHES & RELATED MATERIAL | EQUIPMENT | UNDERGROUND ELECTRIC DISTRIBUTION | 3600 | EA | X | X
21780 | 3WAYTM-2 | (USE MACRO) 3WAY SUB TRAYER SWI MANUAL | 200A & 600A SWITCHES & RELATED MATERIAL | EQUIPMENT | UNDERGROUND ELECTRIC DISTRIBUTION | 3600 | EA | X | X
21780 | 3WAYVS | (MACRO) 3-WAY PDMT VISTA SWI W/SCADA | 200A & 600A SWITCHES & RELATED MATERIAL | EQUIPMENT | UNDERGROUND ELECTRIC DISTRIBUTION | 3586 | EA | X | X
21780 | 3WAYVS-1 | (USE MACRO) 3-WAY PDMT VISTA SWI W/SCADA | 200A & 600A SWITCHES & RELATED MATERIAL | EQUIPMENT | UNDERGROUND ELECTRIC DISTRIBUTION | 3586 | EA | X | X
21780 | 3WAYVS-2 | (USE MACRO) 3-WAY PDMT VISTA SWI W/SCADA | 200A & 600A SWITCHES & RELATED MATERIAL | EQUIPMENT | UNDERGROUND ELECTRIC DISTRIBUTION | 3586 | EA | X | X
21780 | 3WYVAS | (MACRO)3-WAY PDMT VISTA SW W/SCADA ATTCH | 200A & 600A SWITCHES & RELATED MATERIAL | EQUIPMENT | UNDERGROUND ELECTRIC DISTRIBUTION | 3586 | EA | X | X
21780 | 3WYVAS-1 | (USE MACRO)3WAY PDMT VISTA SW SCAD ATTCH | 200A & 600A SWITCHES & RELATED MATERIAL | EQUIPMENT | UNDERGROUND ELECTRIC DISTRIBUTION | 3586 | EA | X | X
21780 | 3WYVAS-2 | (USE MACRO)3WAY PDMT VISTA SW SCAD ATTCH | 200A & 600A SWITCHES & RELATED MATERIAL | EQUIPMENT | UNDERGROUND ELECTRIC DISTRIBUTION | 3586 | EA | X | X
21780 | 422-V | (MACRO) SWI 600A 422 (VISTA SCADA) | 200A & 600A SWITCHES & RELATED MATERIAL | EQUIPMENT | UNDERGROUND ELECTRIC DISTRIBUTION |  | EA | X | X
21780 | 422-V-1 | (USE MACRO) SWI 600A 422 (VISTA SCADA) | 200A & 600A SWITCHES & RELATED MATERIAL | EQUIPMENT | UNDERGROUND ELECTRIC DISTRIBUTION |  | EA | X | X
21780 | 422-V-2 | (USE MACRO) SWI 600A 422 (VISTA SCADA) | 200A & 600A SWITCHES & RELATED MATERIAL | EQUIPMENT | UNDERGROUND ELECTRIC DISTRIBUTION |  | EA | X | X
21780 | 4WAYTC | COSTING AU FOR 4WAY TRAYER SCADA SW | 200A & 600A SWITCHES & RELATED MATERIAL | EQUIPMENT | UNDERGROUND ELECTRIC DISTRIBUTION |  | EA | X
21780 | 4WAYTM | (MACRO) 4W PDMT TRAYER SW, MANUAL | 200A & 600A SWITCHES & RELATED MATERIAL | EQUIPMENT | UNDERGROUND ELECTRIC DISTRIBUTION | 3550 | EA | X | X
21780 | 4WAYTM-1 | (USE MACRO) 4W PDMT TRAYER SW, MANUAL | 200A & 600A SWITCHES & RELATED MATERIAL | EQUIPMENT | UNDERGROUND ELECTRIC DISTRIBUTION | 3550 | EA | X | X
21780 | 4WAYTM-2 | (USE MACRO) 4W PDMT TRAYER SW, MANUAL | 200A & 600A SWITCHES & RELATED MATERIAL | EQUIPMENT | UNDERGROUND ELECTRIC DISTRIBUTION | 3550 | EA | X | X
21780 | 4WAYTS | (MACRO) 4W PDMT TRAYER SW W/SCADA | 200A & 600A SWITCHES & RELATED MATERIAL | EQUIPMENT | UNDERGROUND ELECTRIC DISTRIBUTION | 3550 | EA | X | X
21780 | 4WAYTS-1 | (USE MACRO) 4W PDMT TRAYER SW W/SCADA | 200A & 600A SWITCHES & RELATED MATERIAL | EQUIPMENT | UNDERGROUND ELECTRIC DISTRIBUTION | 3550 | EA | X | X
21780 | 4WAYTS-2 | (USE MACRO) 4W PDMT TRAYER SW W/SCADA | 200A & 600A SWITCHES & RELATED MATERIAL | EQUIPMENT | UNDERGROUND ELECTRIC DISTRIBUTION | 3550 | EA | X | X
21780 | 4WTFTS | TRAYER 4WAY SCADA HIGH SPEED TRIP COIL | 200A & 600A SWITCHES & RELATED MATERIAL | EQUIPMENT | UNDERGROUND ELECTRIC DISTRIBUTION | 3550 | EA | X | X
21780 | 4WTMSS | TRAYER 4WAY MANUAL SWITCH GROUND | 200A & 600A SWITCHES & RELATED MATERIAL | EQUIPMENT | UNDERGROUND ELECTRIC DISTRIBUTION | 3679.1 | EA | X | X
21780 | 4WTPES | SWITCH TRAYER 4WAY SCADA FITS PME PADS | 200A & 600A SWITCHES & RELATED MATERIAL | EQUIPMENT | UNDERGROUND ELECTRIC DISTRIBUTION | 3500 | EA | X | X
21780 | 4WY-SV | (MACRO) SWI 4-WAY SUBSURF (VISTA, SCADA) | 200A & 600A SWITCHES & RELATED MATERIAL | EQUIPMENT | UNDERGROUND ELECTRIC DISTRIBUTION | 3670.1 | EA | X | X
21780 | 4WY-SV-1 | (USE MACRO) SWI 4-WAY SUB(VISTA, SCADA) | 200A & 600A SWITCHES & RELATED MATERIAL | EQUIPMENT | UNDERGROUND ELECTRIC DISTRIBUTION | 3670.1 | EA | X | X
21780 | 4WY-SV-2 | (USE MACRO) SWI 4-WAY SUB(VISTA, SCADA) | 200A & 600A SWITCHES & RELATED MATERIAL | EQUIPMENT | UNDERGROUND ELECTRIC DISTRIBUTION | 3670.1 | EA | X | X
21780 | 4WY-V | (MACRO) SWI 4-WAY SUBSURFACE (VISTA) | 200A & 600A SWITCHES & RELATED MATERIAL | EQUIPMENT | UNDERGROUND ELECTRIC DISTRIBUTION | 3670.1 | EA | X | X
21780 | 4WY-V-1 | (USE MACRO) SWI 4-WAY SUBSURFACE (VISTA) | 200A & 600A SWITCHES & RELATED MATERIAL | EQUIPMENT | UNDERGROUND ELECTRIC DISTRIBUTION | 3670.1 | EA | X | X
21780 | 4WY-V-2 | (USE MACRO) SWI 4-WAY SUBSURFACE (VISTA) | 200A & 600A SWITCHES & RELATED MATERIAL | EQUIPMENT | UNDERGROUND ELECTRIC DISTRIBUTION | 3670.1 | EA | X | X
21780 | 4WYTMV | (MACRO) 4-WAY VAULT TRAYER SWI MANUAL | 200A & 600A SWITCHES & RELATED MATERIAL | EQUIPMENT | UNDERGROUND ELECTRIC DISTRIBUTION | 3550 | EA | X | X
21780 | 4WYTMV-1 | (USE MACRO)4-WAY VAULT TRAYER SWI MANUAL | 200A & 600A SWITCHES & RELATED MATERIAL | EQUIPMENT | UNDERGROUND ELECTRIC DISTRIBUTION | 3550 | EA | X | X
21780 | 4WYTMV-2 | (USE MACRO)4-WAY VAULT TRAYER SWI MANUAL | 200A & 600A SWITCHES & RELATED MATERIAL | EQUIPMENT | UNDERGROUND ELECTRIC DISTRIBUTION | 3550 | EA | X | X
21780 | 4WYTSV | (MACRO) 4W VAULT TRAYER SW W/SCADA | 200A & 600A SWITCHES & RELATED MATERIAL | EQUIPMENT | UNDERGROUND ELECTRIC DISTRIBUTION | 3550 | EA | X | X
21780 | 4WYTSV-1 | (USE MACRO) 4W VAULT TRAYER SW W/SCADA | 200A & 600A SWITCHES & RELATED MATERIAL | EQUIPMENT | UNDERGROUND ELECTRIC DISTRIBUTION | 3550 | EA | X | X
21780 | 4WYTSV-2 | (USE MACRO) 4W VAULT TRAYER SW W/SCADA | 200A & 600A SWITCHES & RELATED MATERIAL | EQUIPMENT | UNDERGROUND ELECTRIC DISTRIBUTION | 3550 | EA | X | X
21780 | 5WAYTS | (MACRO) 5W PDMT TRAYER SW W/SCADA | 200A & 600A SWITCHES & RELATED MATERIAL | EQUIPMENT | UNDERGROUND ELECTRIC DISTRIBUTION | 3550 | EA | X | X
21780 | 5WAYTS-1 | (USE MACRO) 5W PDMT TRAYER SW W/SCADA | 200A & 600A SWITCHES & RELATED MATERIAL | EQUIPMENT | UNDERGROUND ELECTRIC DISTRIBUTION | 3550 | EA | X | X
21780 | 5WAYTS-2 | (USE MACRO) 5W PDMT TRAYER SW W/SCADA | 200A & 600A SWITCHES & RELATED MATERIAL | EQUIPMENT | UNDERGROUND ELECTRIC DISTRIBUTION | 3550 | EA | X | X
21780 | 5WYTSV | (MACRO) 5W VAULT TRAYER SW W/SCADA | 200A & 600A SWITCHES & RELATED MATERIAL | EQUIPMENT | UNDERGROUND ELECTRIC DISTRIBUTION | 3550 | EA | X | X
21780 | 5WYTSV-1 | (USE MACRO) 5W VAULT TRAYER SW W/SCADA | 200A & 600A SWITCHES & RELATED MATERIAL | EQUIPMENT | UNDERGROUND ELECTRIC DISTRIBUTION | 3550 | EA | X | X
21780 | 5WYTSV-2 | (USE MACRO) 5W VAULT TRAYER SW W/SCADA | 200A & 600A SWITCHES & RELATED MATERIAL | EQUIPMENT | UNDERGROUND ELECTRIC DISTRIBUTION | 3550 | EA | X | X
21780 | 633-V | SWI 600A 633 (VISTA SCADA) | 200A & 600A SWITCHES & RELATED MATERIAL | EQUIPMENT | UNDERGROUND ELECTRIC DISTRIBUTION |  | EA | X | X
21780 | AT-SWI | SWITCH AUTOMATIC THROWOVER | 200A & 600A SWITCHES & RELATED MATERIAL | EQUIPMENT | UNDERGROUND ELECTRIC DISTRIBUTION | N/A | EA | X | X
21780 | CABSWI | REPLACEMENT CABINET FOR JOSLYN & CPP | 200A & 600A SWITCHES & RELATED MATERIAL | EQUIPMENT | UNDERGROUND ELECTRIC DISTRIBUTION | 3599.411 | EA | X | X
21780 | CL-SM4 | CONVERT PME CL FUSE TO SM-4 | 200A & 600A SWITCHES & RELATED MATERIAL | EQUIPMENT | UNDERGROUND ELECTRIC DISTRIBUTION | 3568.2 | EA | X
21780 | ESCENC | ENCLOSURE, LOW PROFILE, FOR ESCO OIL SWI | 200A & 600A SWITCHES & RELATED MATERIAL | EQUIPMENT | UNDERGROUND ELECTRIC DISTRIBUTION | 3599 | EA | X | X
21780 | FORM-5 | RETROFIT FORM-5 CONTROL ON PMSR | 200A & 600A SWITCHES & RELATED MATERIAL | EQUIPMENT | UNDERGROUND ELECTRIC DISTRIBUTION |  | EA | X | X
21780 | GR-RAM | SWI 4-WAY SUBSURFACE W/GROUND | 200A & 600A SWITCHES & RELATED MATERIAL | EQUIPMENT | UNDERGROUND ELECTRIC DISTRIBUTION | 3672 | EA | X | X
21780 | IS2PF2 | 2 WAY FLT INTRPTING PAD 200A/5A | 200A & 600A SWITCHES & RELATED MATERIAL | EQUIPMENT | UNDERGROUND ELECTRIC DISTRIBUTION | 3551 | EA | X | X
21780 | IS2PFM | 2 WAY FLT INTRPTING PAD 200A/1A | 200A & 600A SWITCHES & RELATED MATERIAL | EQUIPMENT | UNDERGROUND ELECTRIC DISTRIBUTION | 3551 | EA | X | X
21780 | IS2S6M | 2 WAY SUBMERSIBLE MANUAL 600A | 200A & 600A SWITCHES & RELATED MATERIAL | EQUIPMENT | UNDERGROUND ELECTRIC DISTRIBUTION | 3680 | EA | X | X
21780 | IS2W2M | 2 WAY WALL MOUNT MANUAL 200A | 200A & 600A SWITCHES & RELATED MATERIAL | EQUIPMENT | UNDERGROUND ELECTRIC DISTRIBUTION | 3551 | EA | X | X
21780 | IS2W6M | 2 WAY WALL MOUNT MANUAL 600A | 200A & 600A SWITCHES & RELATED MATERIAL | EQUIPMENT | UNDERGROUND ELECTRIC DISTRIBUTION | 3551 | EA | X | X
21780 | IS2WFM | 2 WAY FLT INTRPTING WALL MOUNT 200A | 200A & 600A SWITCHES & RELATED MATERIAL | EQUIPMENT | UNDERGROUND ELECTRIC DISTRIBUTION | 3680 | EA | X | X
21780 | IS3S6M | 3 WAY SUBMERSIBLE MANUAL 600A | 200A & 600A SWITCHES & RELATED MATERIAL | EQUIPMENT | UNDERGROUND ELECTRIC DISTRIBUTION | 3551 | EA | X | X
21780 | IS3SDM | STAND FOR 3 WAY SUBMERSIBLE | 200A & 600A SWITCHES & RELATED MATERIAL | EQUIPMENT | UNDERGROUND ELECTRIC DISTRIBUTION | 3680 | EA | X | X
21780 | IS4P6M | 4 WAY MANUAL DBL-SIDED PAD 600A | 200A & 600A SWITCHES & RELATED MATERIAL | EQUIPMENT | UNDERGROUND ELECTRIC DISTRIBUTION | 3551 | EA | X | X
21780 | IS4S6M | 4 WAY SUBMERSIBLE MANUAL 600A | 200A & 600A SWITCHES & RELATED MATERIAL | EQUIPMENT | UNDERGROUND ELECTRIC DISTRIBUTION | 3551 | EA | X | X
21780 | IS4S6S | 4 WAY SUBMERSIBLE SCADA 12KV 600A | 200A & 600A SWITCHES & RELATED MATERIAL | EQUIPMENT | UNDERGROUND ELECTRIC DISTRIBUTION | 3680 | EA | X | X
21780 | IS4SDM | STAND FOR 4 WAY SUBMERSIBLE | 200A & 600A SWITCHES & RELATED MATERIAL | EQUIPMENT | UNDERGROUND ELECTRIC DISTRIBUTION | 3680 | EA | X | X
21780 | IS4V6M | 4 WAY VAULT MANUAL 600A | 200A & 600A SWITCHES & RELATED MATERIAL | EQUIPMENT | UNDERGROUND ELECTRIC DISTRIBUTION | 3551 | EA | X | X
21780 | IS4V6S | 4 WAY VAULT SCADA 12KV 600A | 200A & 600A SWITCHES & RELATED MATERIAL | EQUIPMENT | UNDERGROUND ELECTRIC DISTRIBUTION |  | EA | X | X
21780 | IS5V6S | 5 WAY VAULT SCADA 12KV 600A | 200A & 600A SWITCHES & RELATED MATERIAL | EQUIPMENT | UNDERGROUND ELECTRIC DISTRIBUTION |  | EA | X | X
21780 | IS6PFM | 2 WAY MANUAL PAD 600A | 200A & 600A SWITCHES & RELATED MATERIAL | EQUIPMENT | UNDERGROUND ELECTRIC DISTRIBUTION | 3551 | EA | X | X
21780 | IS6V6S | 6 WAY VAULT SCADA 12KV 600A | 200A & 600A SWITCHES & RELATED MATERIAL | EQUIPMENT | UNDERGROUND ELECTRIC DISTRIBUTION | 3680 | EA | X | X
21780 | ISG21S | 2 WAY SCADA PAD 12KV 200A | 200A & 600A SWITCHES & RELATED MATERIAL | EQUIPMENT | UNDERGROUND ELECTRIC DISTRIBUTION | 3551 | EA | X | X
21780 | ISG24S | 2 WAY SCADA PAD 4KV 200A | 200A & 600A SWITCHES & RELATED MATERIAL | EQUIPMENT | UNDERGROUND ELECTRIC DISTRIBUTION | 3551 | EA | X | X
21780 | ISG42P | 4WAY PAD MOUNTED, 2 SIDED SWI,INNOVATIVE | 200A & 600A SWITCHES & RELATED MATERIAL | EQUIPMENT | UNDERGROUND ELECTRIC DISTRIBUTION |  | EA | X | X
21780 | ISG44P | 4 WAY SCADA DBL-SIDED PAD 4KV 600A | 200A & 600A SWITCHES & RELATED MATERIAL | EQUIPMENT | UNDERGROUND ELECTRIC DISTRIBUTION | 3551 | EA | X | X
21780 | ISG44S | 4 WAY SCADA SGL-SIDED PAD 4KV 600A | 200A & 600A SWITCHES & RELATED MATERIAL | EQUIPMENT | UNDERGROUND ELECTRIC DISTRIBUTION | 3551 | EA | X | X
21780 | ISG4WM | PAD MOUNTED 4WAY MANUAL SWI | 200A & 600A SWITCHES & RELATED MATERIAL | EQUIPMENT | UNDERGROUND ELECTRIC DISTRIBUTION |  | EA | X | X
21780 | ISG4WS | PAD MOUNTED, 4WAY SCADA SWITCH | 200A & 600A SWITCHES & RELATED MATERIAL | EQUIPMENT | UNDERGROUND ELECTRIC DISTRIBUTION |  | EA | X | X
21780 | ISG54S | 5 WAY SCADA PAD 4KV 600A | 200A & 600A SWITCHES & RELATED MATERIAL | EQUIPMENT | UNDERGROUND ELECTRIC DISTRIBUTION | 3551 | EA | X | X
21780 | ISG5WS | INNOVATIVE SWITCH GEAR 5WAY SCADA | 200A & 600A SWITCHES & RELATED MATERIAL | EQUIPMENT | UNDERGROUND ELECTRIC DISTRIBUTION |  | EA | X | X
21780 | ISG61S | 2 WAY SCADA PAD 12KV 600A | 200A & 600A SWITCHES & RELATED MATERIAL | EQUIPMENT | UNDERGROUND ELECTRIC DISTRIBUTION | 3551 | EA | X | X
21780 | ISG64P | 6 WAY PAD SCADA 4KV 600A | 200A & 600A SWITCHES & RELATED MATERIAL | EQUIPMENT | UNDERGROUND ELECTRIC DISTRIBUTION | 3551 | EA | X | X
21780 | ISG64S | 2 WAY SCADA PAD 4KV 600A | 200A & 600A SWITCHES & RELATED MATERIAL | EQUIPMENT | UNDERGROUND ELECTRIC DISTRIBUTION | 3551 | EA | X | X
21780 | ISG6WS | 6 WAY PAD SCADA 12KV 600A | 200A & 600A SWITCHES & RELATED MATERIAL | EQUIPMENT | UNDERGROUND ELECTRIC DISTRIBUTION | 3551 | EA | X | X
21780 | ISG6WY | PAD FOR 6 WAY PAD SCADA | 200A & 600A SWITCHES & RELATED MATERIAL | EQUIPMENT | UNDERGROUND ELECTRIC DISTRIBUTION | 3551 | EA | X | X
21780 | P23PFI | MVI 3PH 200A LINE/LOAD W/FI PADMOUNTED | 200A & 600A SWITCHES & RELATED MATERIAL | EQUIPMENT | UNDERGROUND ELECTRIC DISTRIBUTION | 3675 | EA | X | X
21780 | PME-03 | SWI AIR BREAK DF-S 600A ON/OFF | 200A & 600A SWITCHES & RELATED MATERIAL | EQUIPMENT | UNDERGROUND ELECTRIC DISTRIBUTION | 3583 | EA | X | X
21780 | PME-05 | SWI AIR BREAK DF 200A FUSED SWI | 200A & 600A SWITCHES & RELATED MATERIAL | EQUIPMENT | UNDERGROUND ELECTRIC DISTRIBUTION |  | EA | X | X
21780 | PME-09 | SWI AIR BREAK DF-S/600A DIST/200A FUSED | 200A & 600A SWITCHES & RELATED MATERIAL | EQUIPMENT | UNDERGROUND ELECTRIC DISTRIBUTION |  | EA | X | X
21780 | PME-10 | SWI AIR BREAK DF 600A 4WAY | 200A & 600A SWITCHES & RELATED MATERIAL | EQUIPMENT | UNDERGROUND ELECTRIC DISTRIBUTION |  | EA | X | X
21780 | PME-11 | SWI AIR BREAK DF-S/600A DIST/200A FUSED | 200A & 600A SWITCHES & RELATED MATERIAL | EQUIPMENT | UNDERGROUND ELECTRIC DISTRIBUTION |  | EA | X | X
21780 | PME-3S | SWI AIR BRK 600A PM ON/OFF SCADA | 200A & 600A SWITCHES & RELATED MATERIAL | EQUIPMENT | UNDERGROUND ELECTRIC DISTRIBUTION | 3583 | EA | X | X
21780 | PME-3SRS | SWITCH, REMOTE SUPERVISORY, PME-3 S&C (S | 200A & 600A SWITCHES & RELATED MATERIAL | EQUIPMENT | UNDERGROUND ELECTRIC DISTRIBUTION | 3583 | EA | X | X
21780 | PME-9S | SWI AIR BREAK DF 600A/200A FUSED SCADA | 200A & 600A SWITCHES & RELATED MATERIAL | EQUIPMENT | UNDERGROUND ELECTRIC DISTRIBUTION | 3567.1 | EA | X | X
21780 | PME10S | SWI AIR BREAK DF 600A 4-WAY SCADA | 200A & 600A SWITCHES & RELATED MATERIAL | EQUIPMENT | UNDERGROUND ELECTRIC DISTRIBUTION | 3567.1 | EA | X | X
21780 | PME11S | SWI AIR BREAK DF 600A/200A FUSED SCADA | 200A & 600A SWITCHES & RELATED MATERIAL | EQUIPMENT | UNDERGROUND ELECTRIC DISTRIBUTION | 3567.1 | EA | X | X
21780 | PMEST1 | PME SOURCE TRANSFER SWI W/1 FUSE CMPT | 200A & 600A SWITCHES & RELATED MATERIAL | EQUIPMENT | UNDERGROUND ELECTRIC DISTRIBUTION |  | EA | X | X
21780 | PMEST2 | PME SOURCE TRANSFER SWI WITH 2 FUSE CMPT | 200A & 600A SWITCHES & RELATED MATERIAL | EQUIPMENT | UNDERGROUND ELECTRIC DISTRIBUTION |  | EA | X | X
21780 | PMH-03 | SWI/FEEDER SECTIONALIZING 600 AMP | 200A & 600A SWITCHES & RELATED MATERIAL | EQUIPMENT | UNDERGROUND ELECTRIC DISTRIBUTION |  | EA | X | X
21780 | PMH-05 | SWI/FEEDER SECTIONALIZING 600A FUSED | 200A & 600A SWITCHES & RELATED MATERIAL | EQUIPMENT | UNDERGROUND ELECTRIC DISTRIBUTION | 3599 | EA |  | X
21780 | PMH-09 | SWI AIR BREAK/600AMP DIST/200A FUSED | 200A & 600A SWITCHES & RELATED MATERIAL | EQUIPMENT | UNDERGROUND ELECTRIC DISTRIBUTION | 3565.1 | EA | X | X
21780 | PMH-11 | SWI AIR BREAK/600AMP DIST/200A FUSED | 200A & 600A SWITCHES & RELATED MATERIAL | EQUIPMENT | UNDERGROUND ELECTRIC DISTRIBUTION | 3565.1 | EA |  | X
21780 | RESTOR | (MACRO) RESTORER - SERVICE 600AMP | 200A & 600A SWITCHES & RELATED MATERIAL | EQUIPMENT | UNDERGROUND ELECTRIC DISTRIBUTION | 3571.1 | EA | X | X
21780 | RESTOR-1 | (USE MACRO) RESTORER - SERVICE 600AMP | 200A & 600A SWITCHES & RELATED MATERIAL | EQUIPMENT | UNDERGROUND ELECTRIC DISTRIBUTION | 3571.1 | EA | X | X
21780 | RESTOR-2 | (USE MACRO) RESTORER - SERVICE 600AMP | 200A & 600A SWITCHES & RELATED MATERIAL | EQUIPMENT | UNDERGROUND ELECTRIC DISTRIBUTION | 3571.1 | EA | X | X
21780 | S21P | MVS 1PHASE 200A LINE/LOAD | 200A & 600A SWITCHES & RELATED MATERIAL | EQUIPMENT | UNDERGROUND ELECTRIC DISTRIBUTION |  | EA | X | X
21780 | S21PFI | MVI 1PHASE 200A LINE/LOAD | 200A & 600A SWITCHES & RELATED MATERIAL | EQUIPMENT | UNDERGROUND ELECTRIC DISTRIBUTION |  | EA | X | X
21780 | S23P | MVS 3PHASE 200A LINE/LOAD | 200A & 600A SWITCHES & RELATED MATERIAL | EQUIPMENT | UNDERGROUND ELECTRIC DISTRIBUTION |  | EA | X | X
21780 | S23PFI | MVI 3PHASE 200A LINE/LOAD W/FI | 200A & 600A SWITCHES & RELATED MATERIAL | EQUIPMENT | UNDERGROUND ELECTRIC DISTRIBUTION |  | EA | X | X
21780 | S63P | MVS 3 PHASE 600A LINE 200A LOAD | 200A & 600A SWITCHES & RELATED MATERIAL | EQUIPMENT | UNDERGROUND ELECTRIC DISTRIBUTION |  | EA | X | X
21780 | S63PFI | MVI 3 PHASE 600A LINE 200 LOAD W/FI | 200A & 600A SWITCHES & RELATED MATERIAL | EQUIPMENT | UNDERGROUND ELECTRIC DISTRIBUTION |  | EA | X | X
21780 | S66PFI | MVI 3 PHASE 600A LINE 600A LOAD W/FI | 200A & 600A SWITCHES & RELATED MATERIAL | EQUIPMENT | UNDERGROUND ELECTRIC DISTRIBUTION |  | EA | X | X
21780 | SFC/09 | SWITCH/FUSE CABINET,PME-9ALL SS DESIGN | 200A & 600A SWITCHES & RELATED MATERIAL | EQUIPMENT | UNDERGROUND ELECTRIC DISTRIBUTION | UG3568 | EA | X | X
21780 | SFC/10 | SWITCH,PME-10MANUAL,ALL SS DESIGN | 200A & 600A SWITCHES & RELATED MATERIAL | EQUIPMENT | UNDERGROUND ELECTRIC DISTRIBUTION | UG3568 | EA | X | X
21780 | SFC/11 | SWITCH/FUSE CABINET,PME-11,ALL SS DESIGN | 200A & 600A SWITCHES & RELATED MATERIAL | EQUIPMENT | UNDERGROUND ELECTRIC DISTRIBUTION |  | EA | X | X
21780 | SW-4WY | SWI 4-WAY 600A SUBSURFACE GAS (SF-6) | 200A & 600A SWITCHES & RELATED MATERIAL | EQUIPMENT | UNDERGROUND ELECTRIC DISTRIBUTION | 3670.1 | EA | X | X
21780 | SW-O/O | SWI OIL ON/OFF 600A SUBSURFACE (SF-6) | 200A & 600A SWITCHES & RELATED MATERIAL | EQUIPMENT | UNDERGROUND ELECTRIC DISTRIBUTION | 3670.1 | EA |  | X
21780 | SW-P/G | (MACRO)SWI GAS 600A FIELD MAINT. ONLY | 200A & 600A SWITCHES & RELATED MATERIAL | EQUIPMENT | UNDERGROUND ELECTRIC DISTRIBUTION |  | EA | X | X
21780 | SW-P/G-1 | (USE MACRO)SWI GAS 600A FIELD MAINT ONLY | 200A & 600A SWITCHES & RELATED MATERIAL | EQUIPMENT | UNDERGROUND ELECTRIC DISTRIBUTION |  | EA | X | X
21780 | SW-P/G-2 | (USE MACRO)SWI GAS 600A FIELD MAINT ONLY | 200A & 600A SWITCHES & RELATED MATERIAL | EQUIPMENT | UNDERGROUND ELECTRIC DISTRIBUTION |  | EA | X | X
21780 | SW-P/O | (MACRO) SWI OIL 600A PAD-MOUNTED FMO | 200A & 600A SWITCHES & RELATED MATERIAL | EQUIPMENT | UNDERGROUND ELECTRIC DISTRIBUTION |  | EA | X | X
21780 | SW-P/O-1 | (USE MACRO) SWI OIL 600A PAD-MOUNTED FMO | 200A & 600A SWITCHES & RELATED MATERIAL | EQUIPMENT | UNDERGROUND ELECTRIC DISTRIBUTION |  | EA | X | X
21780 | SW-P/O-2 | (USE MACRO) SWI OIL 600A PAD-MOUNTED FMO | 200A & 600A SWITCHES & RELATED MATERIAL | EQUIPMENT | UNDERGROUND ELECTRIC DISTRIBUTION |  | EA | X | X
21780 | SW-PHH | (MACRO) SWI 600A PDMNT (ON 3315/3316 HH) | 200A & 600A SWITCHES & RELATED MATERIAL | EQUIPMENT | UNDERGROUND ELECTRIC DISTRIBUTION |  | EA |  | X
21780 | SW-PHH-1 | (USE MACRO)SWI 600A PDMNT (3315/3316HH) | 200A & 600A SWITCHES & RELATED MATERIAL | EQUIPMENT | UNDERGROUND ELECTRIC DISTRIBUTION |  | EA | X | X
21780 | SW-PHH-2 | (USE MACRO)SWI 600A PDMNT (3315/3316HH) | 200A & 600A SWITCHES & RELATED MATERIAL | EQUIPMENT | UNDERGROUND ELECTRIC DISTRIBUTION |  | EA | X | X
21780 | SW-PHH-3 | (USE MACRO)SWI 600A PDMNT (3315/3316HH) | 200A & 600A SWITCHES & RELATED MATERIAL | EQUIPMENT | UNDERGROUND ELECTRIC DISTRIBUTION |  | EA |  | X
21780 | SW-REM | SWI OIL OTHER (REMOVAL ONLY) | 200A & 600A SWITCHES & RELATED MATERIAL | EQUIPMENT | UNDERGROUND ELECTRIC DISTRIBUTION |  | EA |  | X
21780 | SW-REP | SWI FMO ONLY W/HORIZONTAL BUSHING | 200A & 600A SWITCHES & RELATED MATERIAL | EQUIPMENT | UNDERGROUND ELECTRIC DISTRIBUTION |  | EA | X | X
21780 | SW4OIL | SWI 4-WAY 600A SUBSURFACE (OIL) | 200A & 600A SWITCHES & RELATED MATERIAL | EQUIPMENT | UNDERGROUND ELECTRIC DISTRIBUTION |  | EA |  | X
21780 | SWICAB | CABINET REPLACEMENT ESCO OIL SWI P/MOUNT | 200A & 600A SWITCHES & RELATED MATERIAL | EQUIPMENT | UNDERGROUND ELECTRIC DISTRIBUTION | 3553.1 | EA | X
21780 | SWL-18 | SWI LEG 1-1/2"X 18"(REPLACEMENT ONLY) | 200A & 600A SWITCHES & RELATED MATERIAL | EQUIPMENT | UNDERGROUND ELECTRIC DISTRIBUTION | 3670.4 | EA | X | X
21780 | SWL-30 | SWI LEG 1-1/2"X 30"(NEW CONST) | 200A & 600A SWITCHES & RELATED MATERIAL | EQUIPMENT | UNDERGROUND ELECTRIC DISTRIBUTION | 3671.4 | EA | X | X
21780 | SWL-54 | SWI LEG 54"STAINLESS STEEL (SET OF 4) | 200A & 600A SWITCHES & RELATED MATERIAL | EQUIPMENT | UNDERGROUND ELECTRIC DISTRIBUTION | 3670.4 | EA | X | X
21780 | VS-LEG | LEG KIT FOR VISTA SWI 4 OR 6 WAY | 200A & 600A SWITCHES & RELATED MATERIAL | EQUIPMENT | UNDERGROUND ELECTRIC DISTRIBUTION |  | EA | X | X
21790 | 5GPOLE23 | Pole Concrete 23 ft | SCADA EQUIPMENT AND RELATED MATERIAL | EQUIPMENT | UNDERGROUND ELECTRIC DISTRIBUTION |  | EA | X | X
21790 | 5GPOLE27 | POLE CONCRETE 27 FT | SCADA EQUIPMENT AND RELATED MATERIAL | EQUIPMENT | UNDERGROUND ELECTRIC DISTRIBUTION |  | EA | X | X
21790 | 5GPOLE29 | POLE CONCRETE 29 FT | SCADA EQUIPMENT AND RELATED MATERIAL | EQUIPMENT | UNDERGROUND ELECTRIC DISTRIBUTION |  | EA | X | X
21790 | ANTENA | ANTENNA SMALL, SCADA - COMMUNICATION | SCADA EQUIPMENT AND RELATED MATERIAL | EQUIPMENT | UNDERGROUND ELECTRIC DISTRIBUTION | 4645.5 | EA | X | X
21790 | ATFB24 | POLE, FIBERGLASS ANTENNA 24 FT SCADA | SCADA EQUIPMENT AND RELATED MATERIAL | EQUIPMENT | UNDERGROUND ELECTRIC DISTRIBUTION | 4546.2 | EA | X | X
21790 | ATFB30 | POLE, ATENNA FIBERLGLASS 30FT SCADA | SCADA EQUIPMENT AND RELATED MATERIAL | EQUIPMENT | UNDERGROUND ELECTRIC DISTRIBUTION | 4546.2 | EA | X | X
21790 | ATFB35 | POLE, ATENNA FIBERLGLASS 35FT SCADA | SCADA EQUIPMENT AND RELATED MATERIAL | EQUIPMENT | UNDERGROUND ELECTRIC DISTRIBUTION | 4546.2 | EA | X | X
21790 | ATFB47 | POLE, ATENNA FIBERLGLASS 47FT SCADA | SCADA EQUIPMENT AND RELATED MATERIAL | EQUIPMENT | UNDERGROUND ELECTRIC DISTRIBUTION | 4546.2 | EA | X | X
21790 | ATFB58 | POLE, ATENNA FIBERLGLASS 58FT SCADA | SCADA EQUIPMENT AND RELATED MATERIAL | EQUIPMENT | UNDERGROUND ELECTRIC DISTRIBUTION | 4546.2 | EA | X | X
21790 | ATFB65 | POLE, ATENNA FIBERLGLASS 65FT SCADA | SCADA EQUIPMENT AND RELATED MATERIAL | EQUIPMENT | UNDERGROUND ELECTRIC DISTRIBUTION | 4546.2 | EA | X | X
21790 | COMBOX | COMMUNICATION TERMINAL BOX AND TELEPHONE | SCADA EQUIPMENT AND RELATED MATERIAL | EQUIPMENT | UNDERGROUND ELECTRIC DISTRIBUTION |  | EA | X | X
21790 | ESPOLL | EXCAVATE 49' POLE - SCADA ANTENNA | SCADA EQUIPMENT AND RELATED MATERIAL | EQUIPMENT | UNDERGROUND ELECTRIC DISTRIBUTION | 4645.5 | EA | X
21790 | EXPOLE | EXCAVATE 20' POLE - SCADA ANTENNA | SCADA EQUIPMENT AND RELATED MATERIAL | EQUIPMENT | UNDERGROUND ELECTRIC DISTRIBUTION | 4645.5 | EA | X
21790 | FGPOLE | INSTALL FIBERGLASS SCADA ANTENNA POLE | SCADA EQUIPMENT AND RELATED MATERIAL | EQUIPMENT | UNDERGROUND ELECTRIC DISTRIBUTION |  | EA | X
21790 | FOPTIC | FIBER OPTIC CORD | SCADA EQUIPMENT AND RELATED MATERIAL | EQUIPMENT | UNDERGROUND ELECTRIC DISTRIBUTION |  | FT | X | X
21790 | MDSRAD | TRANSCEIVER -PAD-MOUNT RTU | SCADA EQUIPMENT AND RELATED MATERIAL | EQUIPMENT | UNDERGROUND ELECTRIC DISTRIBUTION |  | EA | X | X
21790 | MODEM | MODEM 1200BPS | SCADA EQUIPMENT AND RELATED MATERIAL | EQUIPMENT | UNDERGROUND ELECTRIC DISTRIBUTION |  | EA | X | X
21790 | PCORD | AC/DC POWER CORD - BETWEEN RTU AND APS | SCADA EQUIPMENT AND RELATED MATERIAL | EQUIPMENT | UNDERGROUND ELECTRIC DISTRIBUTION |  | FT | X | X
21790 | POLE-C | CONCRETE COLLAR 20" X 20" | SCADA EQUIPMENT AND RELATED MATERIAL | EQUIPMENT | UNDERGROUND ELECTRIC DISTRIBUTION | 4434.1 | EA | X
21790 | POLE-G | GROUND ANTENNA POLE W/TRENCH GROUND | SCADA EQUIPMENT AND RELATED MATERIAL | EQUIPMENT | UNDERGROUND ELECTRIC DISTRIBUTION | 4640/4510 | EA | X
21790 | POLE-H | ANTENNA POLE DELIVERY | SCADA EQUIPMENT AND RELATED MATERIAL | EQUIPMENT | UNDERGROUND ELECTRIC DISTRIBUTION |  | HR | X | X
21790 | RSCADA | REMOVE MISC. UG SCADA EQUIPMENT | SCADA EQUIPMENT AND RELATED MATERIAL | EQUIPMENT | UNDERGROUND ELECTRIC DISTRIBUTION | 4699.505 | EA |  | X |  | X
21790 | SCAD-P | POLE - SCADA ANTENNA - 20' | SCADA EQUIPMENT AND RELATED MATERIAL | EQUIPMENT | UNDERGROUND ELECTRIC DISTRIBUTION |  | EA | X | X
21790 | SCAD-V | POLE - SCADA ANTENNA (VICTORIAN) | SCADA EQUIPMENT AND RELATED MATERIAL | EQUIPMENT | UNDERGROUND ELECTRIC DISTRIBUTION |  | EA | X
21790 | SCAD/L | POLE 49 FOOT SCADA/ST.LIGHT | SCADA EQUIPMENT AND RELATED MATERIAL | EQUIPMENT | UNDERGROUND ELECTRIC DISTRIBUTION | 4645.3 | EA | X | X
21790 | SCAD/P | POLE - SCADA ANTENNA 49' WITH ADAPTER | SCADA EQUIPMENT AND RELATED MATERIAL | EQUIPMENT | UNDERGROUND ELECTRIC DISTRIBUTION |  | EA | X | X
21790 | SCADAT | INST/TEST/ENRGZ UG SCADA SITE/COMPONENTS | SCADA EQUIPMENT AND RELATED MATERIAL | EQUIPMENT | UNDERGROUND ELECTRIC DISTRIBUTION |  | EA | X | X
21790 | SCR1S | SCHNEIDER P116 RELAY 1AMP SUBMERSIBLE | SCADA EQUIPMENT AND RELATED MATERIAL | EQUIPMENT | UNDERGROUND ELECTRIC DISTRIBUTION | 3680 | EA | X | X
21790 | SCR5P | SCHNEIDER P116 RELAY 5AMP PAD MOUNT | SCADA EQUIPMENT AND RELATED MATERIAL | EQUIPMENT | UNDERGROUND ELECTRIC DISTRIBUTION | 3680 | EA | X | X
21790 | SCR5S | SCHNEIDER P116 RELAY 5AMP SUBMERSIBLE | SCADA EQUIPMENT AND RELATED MATERIAL | EQUIPMENT | UNDERGROUND ELECTRIC DISTRIBUTION | 3680 | EA | X | X
21790 | SEL-UC | SCADA CAP CONTROL SEL | SCADA EQUIPMENT AND RELATED MATERIAL | EQUIPMENT | UNDERGROUND ELECTRIC DISTRIBUTION | 3821 | EA | X | X
21790 | SPREAD | TRANSCEIVER SPREAD SPECTRUM | SCADA EQUIPMENT AND RELATED MATERIAL | EQUIPMENT | UNDERGROUND ELECTRIC DISTRIBUTION | 4640.2 | EA | X | X
21800 | 1-1/2C | CONDUIT PVC 1-1/2 IN SCH 40 (SUMP PUMP) | SUMP PUMP | EQUIPMENT | UNDERGROUND ELECTRIC DISTRIBUTION | 3362.1 | FT | X
21800 | ECOPMP | PUMP, SUMP ATTITUDE SYSTEM WITH FILTER | SUMP PUMP | EQUIPMENT | UNDERGROUND ELECTRIC DISTRIBUTION | 3362.1 | EA | X | X
21800 | EUCPMP | PUMP, SUMP ATTITUDE SYSTEM MANHOLES | SUMP PUMP | EQUIPMENT | UNDERGROUND ELECTRIC DISTRIBUTION | 3362.1 | EA | X | X
21800 | P-ONLY | *REMOVE ONLY* SUMP PUMP (PUMP ONLY) | SUMP PUMP | EQUIPMENT | UNDERGROUND ELECTRIC DISTRIBUTION | 3362.2 | EA |  | X
21800 | SUMP-P | (MACRO) SUMP PUMP ASSEMBLY INTERNAL ONLY | SUMP PUMP | EQUIPMENT | UNDERGROUND ELECTRIC DISTRIBUTION | 3362.2 | EA | X
21800 | SUMP-P-1 | (USE MACRO)SUMP PUMP ASSEMBLY INTNL ONLY | SUMP PUMP | EQUIPMENT | UNDERGROUND ELECTRIC DISTRIBUTION | 3362.2 | EA | X
21800 | SUMP-P-2 | (USE MACRO)SUMP PUMP ASSEMBLY INTNL ONLY | SUMP PUMP | EQUIPMENT | UNDERGROUND ELECTRIC DISTRIBUTION | 3362.2 | EA | X
21800 | SUMP-P-3 | (USE MACRO)SUMP PUMP ASSEMBLY INTNL ONLY | SUMP PUMP | EQUIPMENT | UNDERGROUND ELECTRIC DISTRIBUTION | 3362.2 | EA | X
21800 | SUMPAS | SUMP PUMP ATTUITUDE SYSTEMS FILTER PUMP | SUMP PUMP | EQUIPMENT | UNDERGROUND ELECTRIC DISTRIBUTION |  | EA | X | X
21800 | X-COND | EXTERIOR DISCHARGE CONDUIT OF SUMP PUMP | SUMP PUMP | EQUIPMENT | UNDERGROUND ELECTRIC DISTRIBUTION | 3362.1 | EA | X
21820 | C-CTIM | CAPACITOR CONTROL (VOLTAGE W/TIME BIAS) | UG CAPACITOR | EQUIPMENT | UNDERGROUND ELECTRIC DISTRIBUTION | 3821.2 | EA | X | X
21820 | CAP-PM | CAPACITOR PAD-MOUNT 1200KVAR RMV ONLY | UG CAPACITOR | EQUIPMENT | UNDERGROUND ELECTRIC DISTRIBUTION | 3820.1 | EA |  | X
21820 | CAP-SD | CAPACITOR 12KV 1200KVAR SCADA PDMNT | UG CAPACITOR | EQUIPMENT | UNDERGROUND ELECTRIC DISTRIBUTION | 3821.1 | EA | X | X
21820 | CONOFF | SWI CAPACITOR CONTROL (ON/OFF) | UG CAPACITOR | EQUIPMENT | UNDERGROUND ELECTRIC DISTRIBUTION | 3821.2 | EA | X | X
21820 | V-CAP3 | VAULT SCADA CAP REBUILD | UG CAPACITOR | EQUIPMENT | UNDERGROUND ELECTRIC DISTRIBUTION | 3821.1 | EA | X | X
21820 | V-CAP6 | WALK IN VAULT SCADA CAP RE-DESIGN, BUILD | UG CAPACITOR | EQUIPMENT | UNDERGROUND ELECTRIC DISTRIBUTION | 3821.1 | EA | X | X
21825 | 100CL4 | 100A COMBINED TECHNLGIES EOD 4KV CL FUSE | 4KV CL FUSES FOR PADMOUNT FUSE CABINETS | UG FUSES AND FAULT INDICATORS | UNDERGROUND ELECTRIC DISTRIBUTION | 4311.5 | EA | X | X
21825 | 150CL4 | 150A COMBINED TECHNLGIES SD 4KV CL FUSE | 4KV CL FUSES FOR PADMOUNT FUSE CABINETS | UG FUSES AND FAULT INDICATORS | UNDERGROUND ELECTRIC DISTRIBUTION | 4311.5 | EA | X | X
21825 | 200CL4 | 200A COMBINED TECHNLGIES EOD 4KV CL FUSE | 4KV CL FUSES FOR PADMOUNT FUSE CABINETS | UG FUSES AND FAULT INDICATORS | UNDERGROUND ELECTRIC DISTRIBUTION | 4311.5 | EA | X | X
21825 | 40CL4 | 40A COMBINED TECHNLGIES EOD 4KV CL FUSE | 4KV CL FUSES FOR PADMOUNT FUSE CABINETS | UG FUSES AND FAULT INDICATORS | UNDERGROUND ELECTRIC DISTRIBUTION | 4311.5 | EA | X | X
21825 | 65CL4 | 65A COMBINED TECHNLGIES EOD 4KV CL FUSE | 4KV CL FUSES FOR PADMOUNT FUSE CABINETS | UG FUSES AND FAULT INDICATORS | UNDERGROUND ELECTRIC DISTRIBUTION | 4311.5 | EA | X | X
21825 | 80CL4 | 80A COMBINED TECHNLGIES EOD 4KV CL FUSE | 4KV CL FUSES FOR PADMOUNT FUSE CABINETS | UG FUSES AND FAULT INDICATORS | UNDERGROUND ELECTRIC DISTRIBUTION | 4311.5 | EA | X | X
21830 | 100CMU | FUSE, CMU, 100 AMP FOR CMU BODY, UG | CURRENT LIMITING FUSES FOR CABLE POLES | UG FUSES AND FAULT INDICATORS | UNDERGROUND ELECTRIC DISTRIBUTION | 4308 | EA | X | X
21830 | 100SMU | FUSE SMU 100 AMP FOR SMD20 BODY UG | CURRENT LIMITING FUSES FOR CABLE POLES | UG FUSES AND FAULT INDICATORS | UNDERGROUND ELECTRIC DISTRIBUTION | 4308.2 | EA | X | X
21830 | 10CMU | FUSE, CMU, 10 AMP FOR CMU BODY, UG | CURRENT LIMITING FUSES FOR CABLE POLES | UG FUSES AND FAULT INDICATORS | UNDERGROUND ELECTRIC DISTRIBUTION | 4308 | EA | X | X
21830 | 10SMU | FUSE,SMU,10 AMP,FOR SMD20 BODY UG | CURRENT LIMITING FUSES FOR CABLE POLES | UG FUSES AND FAULT INDICATORS | UNDERGROUND ELECTRIC DISTRIBUTION | 4308.2 | EA | X | X
21830 | 125CMU | FUSE, CMU, 125 AMP FOR CMU BODY, UG | CURRENT LIMITING FUSES FOR CABLE POLES | UG FUSES AND FAULT INDICATORS | UNDERGROUND ELECTRIC DISTRIBUTION | 4308 | EA | X | X
21830 | 150CMU | FUSE, CMU, 150 AMP FOR CMU BODY, UG | CURRENT LIMITING FUSES FOR CABLE POLES | UG FUSES AND FAULT INDICATORS | UNDERGROUND ELECTRIC DISTRIBUTION | 4308 | EA | X | X
21830 | 150SMU | FUSE SMU 150 AMP FOR SMD20 BODY UG | CURRENT LIMITING FUSES FOR CABLE POLES | UG FUSES AND FAULT INDICATORS | UNDERGROUND ELECTRIC DISTRIBUTION | 4308.2 | EA | X | X
21830 | 15CMU | FUSE, CMU, 15 AMP FOR CMU BODY, UG | CURRENT LIMITING FUSES FOR CABLE POLES | UG FUSES AND FAULT INDICATORS | UNDERGROUND ELECTRIC DISTRIBUTION | 4308 | EA | X | X
21830 | 15SMU | FUSE,SMU,5 AMP,FOR SMD20 BODY UG | CURRENT LIMITING FUSES FOR CABLE POLES | UG FUSES AND FAULT INDICATORS | UNDERGROUND ELECTRIC DISTRIBUTION | 4308.2 | EA | X | X
21830 | 200SMU | FUSE SMU 200 AMP FOR SMD20 BODY | CURRENT LIMITING FUSES FOR CABLE POLES | UG FUSES AND FAULT INDICATORS | UNDERGROUND ELECTRIC DISTRIBUTION | 4308.2 | EA | X | X
21830 | 20CMU | FUSE, CMU, 20 AMP FOR CMU BODY, UG | CURRENT LIMITING FUSES FOR CABLE POLES | UG FUSES AND FAULT INDICATORS | UNDERGROUND ELECTRIC DISTRIBUTION | 4308 | EA | X | X
21830 | 20SMU | FUSE,SMU,20 AMP,FOR SMD20 BODY UG | CURRENT LIMITING FUSES FOR CABLE POLES | UG FUSES AND FAULT INDICATORS | UNDERGROUND ELECTRIC DISTRIBUTION | 4308.2 | EA | X | X
21830 | 25CMU | FUSE, CMU, 25 AMP FOR CMU BODY, UG | CURRENT LIMITING FUSES FOR CABLE POLES | UG FUSES AND FAULT INDICATORS | UNDERGROUND ELECTRIC DISTRIBUTION | 4308 | EA | X | X
21830 | 25SMU | FUSE SMU 25 AMP FOR SMD20 BODY UG | CURRENT LIMITING FUSES FOR CABLE POLES | UG FUSES AND FAULT INDICATORS | UNDERGROUND ELECTRIC DISTRIBUTION | 4308.2 | EA | X | X
21830 | 30CMU | FUSE, CMU, 30 AMP FOR CMU BODY, UG | CURRENT LIMITING FUSES FOR CABLE POLES | UG FUSES AND FAULT INDICATORS | UNDERGROUND ELECTRIC DISTRIBUTION | 4308 | EA | X | X
21830 | 30SMU | FUSE SMU 30 AMP FOR SMD20 BODY UG | CURRENT LIMITING FUSES FOR CABLE POLES | UG FUSES AND FAULT INDICATORS | UNDERGROUND ELECTRIC DISTRIBUTION | 4308.2 | EA | X | X
21830 | 40CMU | FUSE, CMU, 40 AMP FOR CMU BODY, UG | CURRENT LIMITING FUSES FOR CABLE POLES | UG FUSES AND FAULT INDICATORS | UNDERGROUND ELECTRIC DISTRIBUTION | 4308 | EA | X | X
21830 | 40SMU | FUSE SMU 40 AMP FOR SMD20 BODY UG | CURRENT LIMITING FUSES FOR CABLE POLES | UG FUSES AND FAULT INDICATORS | UNDERGROUND ELECTRIC DISTRIBUTION | 4308.2 | EA | X | X
21830 | 50CMU | FUSE, CMU, 50 AMP FOR CMU BODY, UG | CURRENT LIMITING FUSES FOR CABLE POLES | UG FUSES AND FAULT INDICATORS | UNDERGROUND ELECTRIC DISTRIBUTION | 4308 | EA | X | X
21830 | 50SMU | FUSE SMU 50 AMP FOR SMD20 BODY UG | CURRENT LIMITING FUSES FOR CABLE POLES | UG FUSES AND FAULT INDICATORS | UNDERGROUND ELECTRIC DISTRIBUTION | 4308.2 | EA | X | X
21830 | 5CMU | FUSE, CMU, 5 AMP FOR CMU BODY, UG | CURRENT LIMITING FUSES FOR CABLE POLES | UG FUSES AND FAULT INDICATORS | UNDERGROUND ELECTRIC DISTRIBUTION | 4308 | EA | X | X
21830 | 5SMU | FUSE,SMU,5 AMP,FOR SMD20 BODY | CURRENT LIMITING FUSES FOR CABLE POLES | UG FUSES AND FAULT INDICATORS | UNDERGROUND ELECTRIC DISTRIBUTION | 4308.2 | EA | X | X
21830 | 65CMU | FUSE, CMU, 65 AMP FOR CMU BODY, UG | CURRENT LIMITING FUSES FOR CABLE POLES | UG FUSES AND FAULT INDICATORS | UNDERGROUND ELECTRIC DISTRIBUTION | 4308 | EA | X | X
21830 | 65SMU | FUSE SMU 65 AMP FOR SMD20 BODY UG | CURRENT LIMITING FUSES FOR CABLE POLES | UG FUSES AND FAULT INDICATORS | UNDERGROUND ELECTRIC DISTRIBUTION | 4308.2 | EA | X | X
21830 | 80CMU | FUSE, CMU, 80 AMP FOR CMU BODY, UG | CURRENT LIMITING FUSES FOR CABLE POLES | UG FUSES AND FAULT INDICATORS | UNDERGROUND ELECTRIC DISTRIBUTION | 4308 | EA | X | X
21830 | 80SMU | FUSE SMU 80 AMP FOR SMD20 BODY UG | CURRENT LIMITING FUSES FOR CABLE POLES | UG FUSES AND FAULT INDICATORS | UNDERGROUND ELECTRIC DISTRIBUTION | 4308.2 | EA | X | X
21830 | CO-K | KEARNEY CUTOUT BODY - HIGH LEAKAGE UG | CURRENT LIMITING FUSES FOR CABLE POLES | UG FUSES AND FAULT INDICATORS | UNDERGROUND ELECTRIC DISTRIBUTION | 1206/1212 | EA | X | X
21830 | CP-30A | 30A CL FUSE (ELF) FOR KEARNY (HX) C/O UG | CURRENT LIMITING FUSES FOR CABLE POLES | UG FUSES AND FAULT INDICATORS | UNDERGROUND ELECTRIC DISTRIBUTION | 1206/4307 | EA | X | X
21830 | CP-65A | 65A CL FUSE (ELF) FOR KEARNY (HX) C/O UG | CURRENT LIMITING FUSES FOR CABLE POLES | UG FUSES AND FAULT INDICATORS | UNDERGROUND ELECTRIC DISTRIBUTION | 1206/4307 | EA | X | X
21830 | CP-80A | 80A CL FUSE FOR KEARNY (HX) C/O UG | CURRENT LIMITING FUSES FOR CABLE POLES | UG FUSES AND FAULT INDICATORS | UNDERGROUND ELECTRIC DISTRIBUTION |  | EA | X | X
21830 | CP150A | 150A CL FUSE FOR KEARNY (HX) C/O -UG | CURRENT LIMITING FUSES FOR CABLE POLES | UG FUSES AND FAULT INDICATORS | UNDERGROUND ELECTRIC DISTRIBUTION | 1206/4307 | EA | X | X
21830 | ELF30A | 30A CL FUSE (ELF)-INTERCHANGABLE C/O UG | CURRENT LIMITING FUSES FOR CABLE POLES | UG FUSES AND FAULT INDICATORS | UNDERGROUND ELECTRIC DISTRIBUTION | 1206/4307 | EA | X | X
21830 | ELF65A | 65A CL FUSE (ELF)-INTERCHANGABLE C/O UG | CURRENT LIMITING FUSES FOR CABLE POLES | UG FUSES AND FAULT INDICATORS | UNDERGROUND ELECTRIC DISTRIBUTION | 1206/4307 | EA | X | X
21830 | SB-KNY | 300A SOLID BLADE FOR KEARNEY (HX) C/O | CURRENT LIMITING FUSES FOR CABLE POLES | UG FUSES AND FAULT INDICATORS | UNDERGROUND ELECTRIC DISTRIBUTION | 1212 | EA | X | X
21835 | 100ES | 100A ELECTRONIC SECTIONAL(REMOVE ONLY) | ELECTRONIC SECTIONALIZERS | UG FUSES AND FAULT INDICATORS | UNDERGROUND ELECTRIC DISTRIBUTION | 1215 | EA |  | X
21835 | 140ES | 140A ELECTRONIC SECTIONALIZER -UG | ELECTRONIC SECTIONALIZERS | UG FUSES AND FAULT INDICATORS | UNDERGROUND ELECTRIC DISTRIBUTION | 4308.1 | EA |  | X
21835 | 200ES | 200A ELECTRONIC SECTIONALIZER | ELECTRONIC SECTIONALIZERS | UG FUSES AND FAULT INDICATORS | UNDERGROUND ELECTRIC DISTRIBUTION | 4308.1 | EA |  | X
21840 | EJO-30 | FUSE CURRENT LIMITING EJO-1 30A | FUSE CURRENT LIMITING EJO-I | UG FUSES AND FAULT INDICATORS | UNDERGROUND ELECTRIC DISTRIBUTION | 4311.3 | EA | X | X
21840 | EJO-40 | FUSE CURRENT LIMITING EJO-1 40A | FUSE CURRENT LIMITING EJO-I | UG FUSES AND FAULT INDICATORS | UNDERGROUND ELECTRIC DISTRIBUTION | 4311.3 | EA | X | X
21840 | EJO-50 | FUSE CURRENT LIMITING EJO-1 50A | FUSE CURRENT LIMITING EJO-I | UG FUSES AND FAULT INDICATORS | UNDERGROUND ELECTRIC DISTRIBUTION | 4311.3 | EA | X | X
21840 | EJO-65 | FUSE CURRENT LIMITING EJO-1 65A | FUSE CURRENT LIMITING EJO-I | UG FUSES AND FAULT INDICATORS | UNDERGROUND ELECTRIC DISTRIBUTION | 4311.3 | EA | X | X
21840 | EJO-80 | FUSE CURRENT LIMITING EJO-1 80A | FUSE CURRENT LIMITING EJO-I | UG FUSES AND FAULT INDICATORS | UNDERGROUND ELECTRIC DISTRIBUTION | 4311.3 | EA | X | X
21840 | EJO100 | FUSE CURRENT LIMITING EJO-1 100A | FUSE CURRENT LIMITING EJO-I | UG FUSES AND FAULT INDICATORS | UNDERGROUND ELECTRIC DISTRIBUTION | 4311.3 | EA | X | X
21840 | EJO150 | FUSE CURRENT LIMITING EJO-1 150A | FUSE CURRENT LIMITING EJO-I | UG FUSES AND FAULT INDICATORS | UNDERGROUND ELECTRIC DISTRIBUTION | 4311.3 | EA | X | X
21840 | EJO200 | FUSE CURRENT LIMITING EJO-1 200A | FUSE CURRENT LIMITING EJO-I | UG FUSES AND FAULT INDICATORS | UNDERGROUND ELECTRIC DISTRIBUTION | 4311.3 | EA | X | X
21860 | CLF40A | FUSE CURRENT LIMITING 40A BUSSMANN | FUSE CURRENT LIMITING BUSSMANN SDL | UG FUSES AND FAULT INDICATORS | UNDERGROUND ELECTRIC DISTRIBUTION | 4311.3 | EA | X | X
21860 | CLF80A | FUSE CURRENT LIMITING 80A BUSSAMNN SDL | FUSE CURRENT LIMITING BUSSMANN SDL | UG FUSES AND FAULT INDICATORS | UNDERGROUND ELECTRIC DISTRIBUTION | 4311.3 | EA | X | X
21880 | CL150S | FUSE CURRENT LIMIT RTE TYPE B 150A | FUSE CURRENT LIMITING TYPE B | UG FUSES AND FAULT INDICATORS | UNDERGROUND ELECTRIC DISTRIBUTION | 4311.3 | EA | X | X
21880 | CLF30B | FUSE CURRENT LIMITING TYPE B 30A | FUSE CURRENT LIMITING TYPE B | UG FUSES AND FAULT INDICATORS | UNDERGROUND ELECTRIC DISTRIBUTION | 4311.3 | EA | X | X
21880 | CLF80B | FUSE CURRENT LIMITING TYPE B 80A | FUSE CURRENT LIMITING TYPE B | UG FUSES AND FAULT INDICATORS | UNDERGROUND ELECTRIC DISTRIBUTION | 4311.3 | EA | X | X
21885 | XL-140 | FUSE CURRENT LIMITING X-LIMITER 140A | FUSE CURRENT LIMITING X-LIMITER | UG FUSES AND FAULT INDICATORS | UNDERGROUND ELECTRIC DISTRIBUTION | 4311.3 | EA | X | X
21885 | XL-CAP | X-LIMITER FUSE FOR 1200KVAR PADMT CAPS | FUSE CURRENT LIMITING X-LIMITER | UG FUSES AND FAULT INDICATORS | UNDERGROUND ELECTRIC DISTRIBUTION | 4309 | EA | X | X
21890 | CL150W | FUSE CURRENT LIMITING 150A | FUSE FOR S&C 600AMP PMH 5 CABINET | UG FUSES AND FAULT INDICATORS | UNDERGROUND ELECTRIC DISTRIBUTION |  | EA | X | X
21890 | CL600A | FUSE CURRENT LIMITING 600A S&C | FUSE FOR S&C 600AMP PMH 5 CABINET | UG FUSES AND FAULT INDICATORS | UNDERGROUND ELECTRIC DISTRIBUTION | 4311.3 | EA | X | X
21900 | SB200A | SOLID BLADE 200A TYPE A | SOLID BLADES | UG FUSES AND FAULT INDICATORS | UNDERGROUND ELECTRIC DISTRIBUTION | 4311.3 | EA | X | X
21900 | SB200E | SOLID BLADE 200A EJO-1 | SOLID BLADES | UG FUSES AND FAULT INDICATORS | UNDERGROUND ELECTRIC DISTRIBUTION | 4311.3 | EA | X | X
21900 | SB200N | SOLID BLADE 200A TYPE NX | SOLID BLADES | UG FUSES AND FAULT INDICATORS | UNDERGROUND ELECTRIC DISTRIBUTION | 4311.3 | EA | X | X
21920 | PF8-30 | FUSE CURRENT LIMITING PF8 30AMP | FUSE CURRENT LIMITING PF8 | UG FUSES AND FAULT INDICATORS | UNDERGROUND ELECTRIC DISTRIBUTION | 4311.3 | EA | X | X
21940 | SM4-10 | FUSE EXPULSION SM-4 10A | FUSE EXPULSION FOR SM-4 | UG FUSES AND FAULT INDICATORS | UNDERGROUND ELECTRIC DISTRIBUTION | 4311.4 | EA | X | X
21940 | SM4-15 | FUSE EXPULSION SM-4 15A | FUSE EXPULSION FOR SM-4 | UG FUSES AND FAULT INDICATORS | UNDERGROUND ELECTRIC DISTRIBUTION | 4311.4 | EA | X | X
21940 | SM4-30 | FUSE EXPULSION SM-4 30A | FUSE EXPULSION FOR SM-4 | UG FUSES AND FAULT INDICATORS | UNDERGROUND ELECTRIC DISTRIBUTION | 4311.4 | EA | X | X
21940 | SM4-40 | FUSE EXPULSION SM-4 40A | FUSE EXPULSION FOR SM-4 | UG FUSES AND FAULT INDICATORS | UNDERGROUND ELECTRIC DISTRIBUTION | 4311.4 | EA | X | X
21940 | SM4-50 | FUSE EXPULSION SM-4 50A | FUSE EXPULSION FOR SM-4 | UG FUSES AND FAULT INDICATORS | UNDERGROUND ELECTRIC DISTRIBUTION | 4311.4 | EA | X | X
21940 | SM4-65 | FUSE EXPULSION SM-4 65A | FUSE EXPULSION FOR SM-4 | UG FUSES AND FAULT INDICATORS | UNDERGROUND ELECTRIC DISTRIBUTION | 4311.4 | EA | X | X
21940 | SM4-80 | FUSE EXPULSION SM-4 80A | FUSE EXPULSION FOR SM-4 | UG FUSES AND FAULT INDICATORS | UNDERGROUND ELECTRIC DISTRIBUTION | 4311.4 | EA | X | X
21940 | SM4-SB | FUSE EXPULSION SM-4 SOLID BLADE | FUSE EXPULSION FOR SM-4 | UG FUSES AND FAULT INDICATORS | UNDERGROUND ELECTRIC DISTRIBUTION | 4311.4 | EA | X | X
21940 | SM4100 | FUSE EXPULSION SM-4 100A | FUSE EXPULSION FOR SM-4 | UG FUSES AND FAULT INDICATORS | UNDERGROUND ELECTRIC DISTRIBUTION | 4311.4 | EA | X | X
21940 | SM4125 | FUSE EXPULSION SM-4 125A | FUSE EXPULSION FOR SM-4 | UG FUSES AND FAULT INDICATORS | UNDERGROUND ELECTRIC DISTRIBUTION | 4311.4 | EA | X | X
21940 | SM4150 | FUSE EXPULSION SM-4 150A | FUSE EXPULSION FOR SM-4 | UG FUSES AND FAULT INDICATORS | UNDERGROUND ELECTRIC DISTRIBUTION | 4311.4 | EA | X | X
21940 | SM4200 | FUSE EXPULSION SM-4 200A | FUSE EXPULSION FOR SM-4 | UG FUSES AND FAULT INDICATORS | UNDERGROUND ELECTRIC DISTRIBUTION | 4311.4 | EA | X | X
21960 | SM5100 | FUSE EXPULSION SM-5 100A | FUSE EXPULSION FOR SM-5 | UG FUSES AND FAULT INDICATORS | UNDERGROUND ELECTRIC DISTRIBUTION | 4311.4 | EA | X | X
21960 | SM5150 | FUSE EXPULSION SM-5 150A | FUSE EXPULSION FOR SM-5 | UG FUSES AND FAULT INDICATORS | UNDERGROUND ELECTRIC DISTRIBUTION | 4311.4 | EA | X | X
21960 | SM5200 | FUSE EXPULSION SM-5 200A | FUSE EXPULSION FOR SM-5 | UG FUSES AND FAULT INDICATORS | UNDERGROUND ELECTRIC DISTRIBUTION | 4311.4 | EA | X | X
21980 | 015-QA | FUSE EXPULSION QA 15A (OH ACCTS) | FUSE EXPULSION | UG FUSES AND FAULT INDICATORS | UNDERGROUND ELECTRIC DISTRIBUTION | 4308 | EA | X | X
21980 | 020-QA | FUSE EXPULSION QA 20A | FUSE EXPULSION | UG FUSES AND FAULT INDICATORS | UNDERGROUND ELECTRIC DISTRIBUTION | 4308 | EA | X | X
21980 | 025-QA | FUSE EXPULSION QA 25A | FUSE EXPULSION | UG FUSES AND FAULT INDICATORS | UNDERGROUND ELECTRIC DISTRIBUTION | 4308 | EA | X | X
21980 | 030-QA | FUSE EXPULSION QA 30A | FUSE EXPULSION | UG FUSES AND FAULT INDICATORS | UNDERGROUND ELECTRIC DISTRIBUTION | 4308 | EA | X | X
21980 | 040-QA | FUSE EXPULSION QA 40A | FUSE EXPULSION | UG FUSES AND FAULT INDICATORS | UNDERGROUND ELECTRIC DISTRIBUTION | 4308 | EA | X | X
21980 | 050-QA | FUSE EXPULSION QA 50A | FUSE EXPULSION | UG FUSES AND FAULT INDICATORS | UNDERGROUND ELECTRIC DISTRIBUTION | 4308 | EA | X | X
21980 | 060-QA | FUSE EXPULSION QA 60A | FUSE EXPULSION | UG FUSES AND FAULT INDICATORS | UNDERGROUND ELECTRIC DISTRIBUTION | 4308 | EA | X | X
21980 | 075-QA | FUSE EXPULSION QA 75A | FUSE EXPULSION | UG FUSES AND FAULT INDICATORS | UNDERGROUND ELECTRIC DISTRIBUTION | 4308 | EA | X | X
21980 | 100-QA | FUSE EXPULSION QA 100A | FUSE EXPULSION | UG FUSES AND FAULT INDICATORS | UNDERGROUND ELECTRIC DISTRIBUTION | 4308 | EA | X | X
21980 | 125-QA | FUSE EXPULSION QA 125A | FUSE EXPULSION | UG FUSES AND FAULT INDICATORS | UNDERGROUND ELECTRIC DISTRIBUTION | 4308 | EA | X | X
21980 | 150-QA | FUSE EXPULSION QA 150A | FUSE EXPULSION | UG FUSES AND FAULT INDICATORS | UNDERGROUND ELECTRIC DISTRIBUTION | 4308 | EA | X | X
21980 | 200-QA | FUSE EXPULSION QA 200A (OH ACCTS) | FUSE EXPULSION | UG FUSES AND FAULT INDICATORS | UNDERGROUND ELECTRIC DISTRIBUTION | 4308 | EA | X | X
21980 | EXP-05 | FUSE EXPULSION TYPE 200 5A | FUSE EXPULSION | UG FUSES AND FAULT INDICATORS | UNDERGROUND ELECTRIC DISTRIBUTION | 1207 | EA | X | X
21980 | EXP-10 | FUSE EXPULSION TYPE 200 10A | FUSE EXPULSION | UG FUSES AND FAULT INDICATORS | UNDERGROUND ELECTRIC DISTRIBUTION | 1207 | EA | X | X
21980 | EXP-SB | SB 300A FOR INTERCHANGEABLE C/O OH ACCTS | FUSE EXPULSION | UG FUSES AND FAULT INDICATORS | UNDERGROUND ELECTRIC DISTRIBUTION | 4306 | EA | X | X
21980 | FTU-10 | S&C FAULT TAMER FUSE 10AMP TCC123-8 | FUSE EXPULSION | UG FUSES AND FAULT INDICATORS | UNDERGROUND ELECTRIC DISTRIBUTION | 4308 | EA | X | X
21980 | FTU-15 | S&C FAULT TAMER FUSE 15AMP TCC123-8 | FUSE EXPULSION | UG FUSES AND FAULT INDICATORS | UNDERGROUND ELECTRIC DISTRIBUTION | 4308 | EA | X | X
21980 | FTU-20 | S&C FAULT TAMER FUSE TCC123-8 | FUSE EXPULSION | UG FUSES AND FAULT INDICATORS | UNDERGROUND ELECTRIC DISTRIBUTION | 4308 | EA | X | X
21980 | FTU-5 | FAULT TAMER 5 AMP TCC123-8 UG | FUSE EXPULSION | UG FUSES AND FAULT INDICATORS | UNDERGROUND ELECTRIC DISTRIBUTION | 4308 | EA | X | X
21980 | FTUAMR | S&C FAULT TAMER FUSE BODY LIMITER | FUSE EXPULSION | UG FUSES AND FAULT INDICATORS | UNDERGROUND ELECTRIC DISTRIBUTION |  | EA | X | X
21980 | KFH100 | KEARNEY FUSE HOLDER 100 AMP | FUSE EXPULSION | UG FUSES AND FAULT INDICATORS | UNDERGROUND ELECTRIC DISTRIBUTION |  | EA | X | X
21980 | KFH200 | KEARNEY FUSE HOLDER 200 AMP | FUSE EXPULSION | UG FUSES AND FAULT INDICATORS | UNDERGROUND ELECTRIC DISTRIBUTION |  | EA | X | X
21980 | KNY-SB | KEARNY SOLID BLADE 300A (OH ACCTS) | FUSE EXPULSION | UG FUSES AND FAULT INDICATORS | UNDERGROUND ELECTRIC DISTRIBUTION | 4306 | EA | X | X
21980 | QA-015 | FUSE EXPULSION QA 15A | FUSE EXPULSION | UG FUSES AND FAULT INDICATORS | UNDERGROUND ELECTRIC DISTRIBUTION | 1207 | EA | X | X
21980 | QA-020 | FUSE EXPULSION QA 20A | FUSE EXPULSION | UG FUSES AND FAULT INDICATORS | UNDERGROUND ELECTRIC DISTRIBUTION | 1207 | EA | X | X
21980 | QA-025 | FUSE EXPULSION QA 25A | FUSE EXPULSION | UG FUSES AND FAULT INDICATORS | UNDERGROUND ELECTRIC DISTRIBUTION | 1207 | EA | X | X
21980 | QA-030 | FUSE EXPULSION QA 30A | FUSE EXPULSION | UG FUSES AND FAULT INDICATORS | UNDERGROUND ELECTRIC DISTRIBUTION | 1207 | EA | X | X
21980 | QA-040 | FUSE EXPULSION QA 40A | FUSE EXPULSION | UG FUSES AND FAULT INDICATORS | UNDERGROUND ELECTRIC DISTRIBUTION | 1207 | EA | X | X
21980 | QA-050 | FUSE EXPULSION QA 50A | FUSE EXPULSION | UG FUSES AND FAULT INDICATORS | UNDERGROUND ELECTRIC DISTRIBUTION | 1207 | EA | X | X
21980 | QA-060 | FUSE EXPULSION QA 60A | FUSE EXPULSION | UG FUSES AND FAULT INDICATORS | UNDERGROUND ELECTRIC DISTRIBUTION | 1207 | EA | X | X
21980 | QA-075 | FUSE EXPULSION QA 75A | FUSE EXPULSION | UG FUSES AND FAULT INDICATORS | UNDERGROUND ELECTRIC DISTRIBUTION | 1207 | EA | X | X
21980 | QA-100 | FUSE EXPULSION QA 100A | FUSE EXPULSION | UG FUSES AND FAULT INDICATORS | UNDERGROUND ELECTRIC DISTRIBUTION | 1207 | EA | X | X
21980 | QA-125 | FUSE EXPULSION QA 125A | FUSE EXPULSION | UG FUSES AND FAULT INDICATORS | UNDERGROUND ELECTRIC DISTRIBUTION | 1207 | EA | X | X
21980 | QA-150 | FUSE EXPULSION QA 150A | FUSE EXPULSION | UG FUSES AND FAULT INDICATORS | UNDERGROUND ELECTRIC DISTRIBUTION | 1207 | EA | X | X
21980 | QA-200 | FUSE EXPULSION QA 200A | FUSE EXPULSION | UG FUSES AND FAULT INDICATORS | UNDERGROUND ELECTRIC DISTRIBUTION | 1207 | EA | X | X
21980 | SB-EXP | INTERCHG 300A SOLID BLADE UG | FUSE EXPULSION | UG FUSES AND FAULT INDICATORS | UNDERGROUND ELECTRIC DISTRIBUTION | 1212 | EA | X | X
21990 | DW-006 | FUSE EXPULSION D&W 6A | FUSE EXPULSION FOR D&W CUTOUTS | UG FUSES AND FAULT INDICATORS | UNDERGROUND ELECTRIC DISTRIBUTION | 4311.4 | EA | X | X
21990 | DW-010 | FUSE EXPULSION D&W 10A | FUSE EXPULSION FOR D&W CUTOUTS | UG FUSES AND FAULT INDICATORS | UNDERGROUND ELECTRIC DISTRIBUTION | 4311.4 | EA | X | X
21990 | DW-015 | FUSE EXPULSION D&W 15A | FUSE EXPULSION FOR D&W CUTOUTS | UG FUSES AND FAULT INDICATORS | UNDERGROUND ELECTRIC DISTRIBUTION | 4311.4 | EA | X | X
21990 | DW-020 | FUSE EXPULSION D&W 20A | FUSE EXPULSION FOR D&W CUTOUTS | UG FUSES AND FAULT INDICATORS | UNDERGROUND ELECTRIC DISTRIBUTION | 4311.4 | EA | X | X
21990 | DW-025 | FUSE EXPULSION D&W 25A | FUSE EXPULSION FOR D&W CUTOUTS | UG FUSES AND FAULT INDICATORS | UNDERGROUND ELECTRIC DISTRIBUTION | 4311.4 | EA | X | X
21990 | DW-030 | FUSE EXPULSION D&W 30A | FUSE EXPULSION FOR D&W CUTOUTS | UG FUSES AND FAULT INDICATORS | UNDERGROUND ELECTRIC DISTRIBUTION | 4311.4 | EA | X | X
21990 | DW-040 | FUSE EXPULSION D&W 40A | FUSE EXPULSION FOR D&W CUTOUTS | UG FUSES AND FAULT INDICATORS | UNDERGROUND ELECTRIC DISTRIBUTION | 4311.4 | EA | X | X
21990 | DW-050 | FUSE EXPULSION D&W 50A | FUSE EXPULSION FOR D&W CUTOUTS | UG FUSES AND FAULT INDICATORS | UNDERGROUND ELECTRIC DISTRIBUTION | 4311.4 | EA | X | X
21990 | DW-065 | FUSE EXPULSION D&W 65A | FUSE EXPULSION FOR D&W CUTOUTS | UG FUSES AND FAULT INDICATORS | UNDERGROUND ELECTRIC DISTRIBUTION | 4311.4 | EA | X | X
21990 | DW-075 | FUSE EXPULSION D&W 75A | FUSE EXPULSION FOR D&W CUTOUTS | UG FUSES AND FAULT INDICATORS | UNDERGROUND ELECTRIC DISTRIBUTION | 4311.4 | EA | X | X
21990 | DW-100 | FUSE EXPULSION D&W 100A | FUSE EXPULSION FOR D&W CUTOUTS | UG FUSES AND FAULT INDICATORS | UNDERGROUND ELECTRIC DISTRIBUTION | 4311.4 | EA | X | X
21990 | DW-125 | FUSE EXPULSION D&W 125A | FUSE EXPULSION FOR D&W CUTOUTS | UG FUSES AND FAULT INDICATORS | UNDERGROUND ELECTRIC DISTRIBUTION | 4311.4 | EA | X | X
21990 | DW-150 | FUSE EXPULSION D&W 150A | FUSE EXPULSION FOR D&W CUTOUTS | UG FUSES AND FAULT INDICATORS | UNDERGROUND ELECTRIC DISTRIBUTION | 4311.4 | EA | X | X
21990 | DW-200 | FUSE EXPULSION D&W 200A | FUSE EXPULSION FOR D&W CUTOUTS | UG FUSES AND FAULT INDICATORS | UNDERGROUND ELECTRIC DISTRIBUTION | 4311.4 | EA | X | X
21990 | DW-300 | FUSE EXPULSION D&W 300A | FUSE EXPULSION FOR D&W CUTOUTS | UG FUSES AND FAULT INDICATORS | UNDERGROUND ELECTRIC DISTRIBUTION | 4311.4 | EA | X | X
21995 | B-SLUG | SOLID BLADE BAY-O-NET REPLACEMENT (ALL) | REPLACEMENT FUSES FOR TRANSFORMERS | UG FUSES AND FAULT INDICATORS | UNDERGROUND ELECTRIC DISTRIBUTION | 4311.5 | EA | X | X
21995 | B12-05 | FUSE BAY-O-NET REPLACEMENT 12KV 5A | REPLACEMENT FUSES FOR TRANSFORMERS | UG FUSES AND FAULT INDICATORS | UNDERGROUND ELECTRIC DISTRIBUTION | 4311.5 | EA | X | X
21995 | B12-06 | FUSE BAY-O-NET REPLACEMENT 12KV 6A | REPLACEMENT FUSES FOR TRANSFORMERS | UG FUSES AND FAULT INDICATORS | UNDERGROUND ELECTRIC DISTRIBUTION | 4311.5 | EA | X | X
21995 | B12-12 | FUSE BAY-O-NET REPLACEMENT 12KV 12A | REPLACEMENT FUSES FOR TRANSFORMERS | UG FUSES AND FAULT INDICATORS | UNDERGROUND ELECTRIC DISTRIBUTION | 4311.5 | EA | X | X
21995 | B12-15 | FUSE BAY-O-NET REPLACEMENT 12KV 15A | REPLACEMENT FUSES FOR TRANSFORMERS | UG FUSES AND FAULT INDICATORS | UNDERGROUND ELECTRIC DISTRIBUTION | 4311.5 | EA | X | X
21995 | B12-25 | FUSE BAY-O-NET REPLACEMENT 12KV 25A | REPLACEMENT FUSES FOR TRANSFORMERS | UG FUSES AND FAULT INDICATORS | UNDERGROUND ELECTRIC DISTRIBUTION | 4311.5 | EA | X | X
21995 | B12-30 | FUSE BAY-O-NET REPLACEMENT 12KV 30A | REPLACEMENT FUSES FOR TRANSFORMERS | UG FUSES AND FAULT INDICATORS | UNDERGROUND ELECTRIC DISTRIBUTION | 4311.5 | EA | X | X
21995 | B12-40 | FUSE BAY-O-NET REPLACEMENT 12KV 40A | REPLACEMENT FUSES FOR TRANSFORMERS | UG FUSES AND FAULT INDICATORS | UNDERGROUND ELECTRIC DISTRIBUTION | 4311.5 | EA | X | X
21995 | B12-65 | FUSE BAY-O-NET REPLACEMENT 12KV 65A | REPLACEMENT FUSES FOR TRANSFORMERS | UG FUSES AND FAULT INDICATORS | UNDERGROUND ELECTRIC DISTRIBUTION | 4311.5 | EA | X | X
21995 | B24-15 | FUSE BAY-O-NET REPLACEMENT 2.4KV 15A | REPLACEMENT FUSES FOR TRANSFORMERS | UG FUSES AND FAULT INDICATORS | UNDERGROUND ELECTRIC DISTRIBUTION | 4311.5 | EA | X | X
21995 | B24-30 | FUSE BAY-O-NET REPLACEMENT 2.4KV 30A | REPLACEMENT FUSES FOR TRANSFORMERS | UG FUSES AND FAULT INDICATORS | UNDERGROUND ELECTRIC DISTRIBUTION | 4311.5 | EA | X | X
21995 | B4K-25 | FUSE BAY-O-NET REPLACEMENT 4.16KV 25A | REPLACEMENT FUSES FOR TRANSFORMERS | UG FUSES AND FAULT INDICATORS | UNDERGROUND ELECTRIC DISTRIBUTION | 4311.5 | EA | X | X
21995 | B4K-30 | FUSE BAY-O-NET REPLACEMENT 4.16KV 30A | REPLACEMENT FUSES FOR TRANSFORMERS | UG FUSES AND FAULT INDICATORS | UNDERGROUND ELECTRIC DISTRIBUTION | 4311.5 | EA | X | X
21995 | B4K100 | FUSE BAY-O-NET REPLACEMENT 4.16KV 100A | REPLACEMENT FUSES FOR TRANSFORMERS | UG FUSES AND FAULT INDICATORS | UNDERGROUND ELECTRIC DISTRIBUTION | 4311.5 | EA | X | X
21995 | B69-06 | FUSE BAY-O-NET REPLACEMENT 6.9KV 6A | REPLACEMENT FUSES FOR TRANSFORMERS | UG FUSES AND FAULT INDICATORS | UNDERGROUND ELECTRIC DISTRIBUTION | 4311.5 | EA | X | X
21995 | B69-12 | FUSE BAY-O-NET REPLACEMENT 6.9KV 12A | REPLACEMENT FUSES FOR TRANSFORMERS | UG FUSES AND FAULT INDICATORS | UNDERGROUND ELECTRIC DISTRIBUTION | 4311.5 | EA | X | X
21995 | B69-15 | FUSE BAY-O-NET REPLACEMENT 6.9KV 15A | REPLACEMENT FUSES FOR TRANSFORMERS | UG FUSES AND FAULT INDICATORS | UNDERGROUND ELECTRIC DISTRIBUTION | 4311.5 | EA | X | X
22000 | OHFUSE | CHANGE OH FUSE ENERGIZED - LABOR ONLY | CHANGE FUSES | UG FUSES AND FAULT INDICATORS | UNDERGROUND ELECTRIC DISTRIBUTION |  | EA |  |  |  | X
22000 | REFUSE | CHANGE UG FUSE ENERGIZED - LABOR ONLY | CHANGE FUSES | UG FUSES AND FAULT INDICATORS | UNDERGROUND ELECTRIC DISTRIBUTION |  | EA |  |  |  | X
22000 | REM-FU | FUSE (OTHER THAN LISTED CU)- REMOVE ONLY | CHANGE FUSES | UG FUSES AND FAULT INDICATORS | UNDERGROUND ELECTRIC DISTRIBUTION |  | EA |  | X
22020 | DULTFI | FAULT CIRCUIT INDICATOR | FAULT INDICATORS AND ASSOCIATED MATERIAL | UG FUSES AND FAULT INDICATORS | UNDERGROUND ELECTRIC DISTRIBUTION | 4355 | EA | X | X
22020 | FI1-TP | FAULT INDICATOR 200A - TEST POINT | FAULT INDICATORS AND ASSOCIATED MATERIAL | UG FUSES AND FAULT INDICATORS | UNDERGROUND ELECTRIC DISTRIBUTION |  | EA | X | X
22020 | FI1000 | FAULT INDICATOR 1000A 3-PHASE REMOVE | FAULT INDICATORS AND ASSOCIATED MATERIAL | UG FUSES AND FAULT INDICATORS | UNDERGROUND ELECTRIC DISTRIBUTION | 4359 | EA |  | X
22020 | FI1K35 | FAULT INDICATOR 1000A 3-PH 350 750 1000 | FAULT INDICATORS AND ASSOCIATED MATERIAL | UG FUSES AND FAULT INDICATORS | UNDERGROUND ELECTRIC DISTRIBUTION | 4352.2 | EA | X | X
22020 | FI4/35 | FAULT INDICATORS 400A 3-PH (REM ONLY) | FAULT INDICATORS AND ASSOCIATED MATERIAL | UG FUSES AND FAULT INDICATORS | UNDERGROUND ELECTRIC DISTRIBUTION | 4352.2 | EA |  | X
22020 | FI8-35 | FAULT INDICATOR 800A 3-PH 350 750 1000 | FAULT INDICATORS AND ASSOCIATED MATERIAL | UG FUSES AND FAULT INDICATORS | UNDERGROUND ELECTRIC DISTRIBUTION | 4355.5 | EA | X | X
22020 | FI800 | FAULT INDICATOR 800A 3-PHASE OVERHEAD | FAULT INDICATORS AND ASSOCIATED MATERIAL | UG FUSES AND FAULT INDICATORS | UNDERGROUND ELECTRIC DISTRIBUTION | 4359 | EA | X | X
22020 | FIAU35 | FAULT INDICATOR AUTO 3PH 350 750 1000 | FAULT INDICATORS AND ASSOCIATED MATERIAL | UG FUSES AND FAULT INDICATORS | UNDERGROUND ELECTRIC DISTRIBUTION | 4352.2 | EA | X | X
22020 | RFOL | Indicator, Fault, Underground 3ph FO, La | FAULT INDICATORS AND ASSOCIATED MATERIAL | UG FUSES AND FAULT INDICATORS | UNDERGROUND ELECTRIC DISTRIBUTION | 4355.5 | EA | X | X
22020 | RFOS | UG FCI, 3 PH w/Fiber Optic Indicators, S | FAULT INDICATORS AND ASSOCIATED MATERIAL | UG FUSES AND FAULT INDICATORS | UNDERGROUND ELECTRIC DISTRIBUTION | 4355.5 | EA | X | X
22020 | SILL-E | REPLACEMENT SWI SILL (ESCO) | FAULT INDICATORS AND ASSOCIATED MATERIAL | UG FUSES AND FAULT INDICATORS | UNDERGROUND ELECTRIC DISTRIBUTION | 4355.2 | EA | X | X
22020 | SILL-N | REPLACEMENT SWI SILL (NELSON) | FAULT INDICATORS AND ASSOCIATED MATERIAL | UG FUSES AND FAULT INDICATORS | UNDERGROUND ELECTRIC DISTRIBUTION | 4355.2 | EA | X | X
22020 | T-PORT | FLT INDICATOR VIEW PORT FOR TERMINATORS | FAULT INDICATORS AND ASSOCIATED MATERIAL | UG FUSES AND FAULT INDICATORS | UNDERGROUND ELECTRIC DISTRIBUTION | 4355.2 | EA | X
22020 | VIEW-W | LEXAN VIEWING WINDOW | FAULT INDICATORS AND ASSOCIATED MATERIAL | UG FUSES AND FAULT INDICATORS | UNDERGROUND ELECTRIC DISTRIBUTION | 4355.1 | EA | X
22040 | HT-4KV | TAPE PRIMARY CONNECTION - 4KV LABOR ONLY | STRESS CONES - HAND TAPE PRIMARY | UG CONNECTORS | UNDERGROUND ELECTRIC DISTRIBUTION |  | EA | X | X
22040 | HT-LUG | TAPE PRIMARY LUG METAL-CLAD SWITCHGEAR | STRESS CONES - HAND TAPE PRIMARY | UG CONNECTORS | UNDERGROUND ELECTRIC DISTRIBUTION | 4127 | EA | X | X
22040 | SC-#02 | STRESS CONE W/LUG #2 AL | STRESS CONES - HAND TAPE PRIMARY | UG CONNECTORS | UNDERGROUND ELECTRIC DISTRIBUTION | 4121 | EA | X | X
22040 | SC-#2C | STRESS CONE W/LUG #2 CU | STRESS CONES - HAND TAPE PRIMARY | UG CONNECTORS | UNDERGROUND ELECTRIC DISTRIBUTION | 4121 | EA | X | X
22040 | SC-#4C | STRESS CONE W/LUG #4 CU | STRESS CONES - HAND TAPE PRIMARY | UG CONNECTORS | UNDERGROUND ELECTRIC DISTRIBUTION | 4121 | EA | X | X
22040 | SC-1KC | STRESS CONE W/LUG 1000 CU | STRESS CONES - HAND TAPE PRIMARY | UG CONNECTORS | UNDERGROUND ELECTRIC DISTRIBUTION | 4121 | EA | X | X
22040 | SC-2/0 | STRESS CONE W/LUG 2/0 AL | STRESS CONES - HAND TAPE PRIMARY | UG CONNECTORS | UNDERGROUND ELECTRIC DISTRIBUTION | 4121 | EA | X | X
22040 | SC-350 | STRESS CONE W/LUG 350 AL | STRESS CONES - HAND TAPE PRIMARY | UG CONNECTORS | UNDERGROUND ELECTRIC DISTRIBUTION | 4121 | EA | X | X
22040 | SC-750 | STRESS CONE W/LUG 750 AL | STRESS CONES - HAND TAPE PRIMARY | UG CONNECTORS | UNDERGROUND ELECTRIC DISTRIBUTION | 4121 | EA | X | X
22040 | SC1000 | STRESS CONE W/LUG 1000 AL | STRESS CONES - HAND TAPE PRIMARY | UG CONNECTORS | UNDERGROUND ELECTRIC DISTRIBUTION | 4121 | EA | X | X
22040 | SC4/0C | STRESS CONE W/LUG 4/0 CU | STRESS CONES - HAND TAPE PRIMARY | UG CONNECTORS | UNDERGROUND ELECTRIC DISTRIBUTION | 4121 | EA | X | X
22040 | SC500C | STRESS CONE W/LUG 500 CU | STRESS CONES - HAND TAPE PRIMARY | UG CONNECTORS | UNDERGROUND ELECTRIC DISTRIBUTION | 4121 | EA | X | X
22040 | STSEMI | SHRINK TUBE SEMI CONNDUCTIVE COVER | STRESS CONES - HAND TAPE PRIMARY | UG CONNECTORS | UNDERGROUND ELECTRIC DISTRIBUTION | 4113 | EA | X | X
22060 | 2 SOLES | #2 SOLID ELBOW REPAIR EXT | 200A LOADBREAK CONNECTORS | UG CONNECTORS | UNDERGROUND ELECTRIC DISTRIBUTION | 4191.1 | EA | X | X
22060 | 2/0-EL | 2/0 STRANDED | 200A LOADBREAK CONNECTORS | UG CONNECTORS | UNDERGROUND ELECTRIC DISTRIBUTION | 4191.1 | EA | X | X
22060 | 2/0-ES | #2/0 STRANDED | 200A LOADBREAK CONNECTORS | UG CONNECTORS | UNDERGROUND ELECTRIC DISTRIBUTION | 4191.1 | EA | X | X
22060 | 2/0-SL | #2 SOLID EXT ELBOW | 200A LOADBREAK CONNECTORS | UG CONNECTORS | UNDERGROUND ELECTRIC DISTRIBUTION | 4191.1 | EA | X | X
22060 | BSHPLG | BUSHING PLUG LOADBREAK | 200A LOADBREAK CONNECTORS | UG CONNECTORS | UNDERGROUND ELECTRIC DISTRIBUTION | 4100 | EA | X | X
22060 | CFE2SL | ELBOW FUSED COOPER, 30 AMP, 2SOL CABLE | 200A LOADBREAK CONNECTORS | UG CONNECTORS | UNDERGROUND ELECTRIC DISTRIBUTION |  | EA | X | X
22060 | FE-2/0 | FUSED ELBOW LOADBREAK #2/0 AL | 200A LOADBREAK CONNECTORS | UG CONNECTORS | UNDERGROUND ELECTRIC DISTRIBUTION | 4191.3 | EA | X | X
22060 | FE-2AL | FUSED ELBOW LOADBREAK #2 AL | 200A LOADBREAK CONNECTORS | UG CONNECTORS | UNDERGROUND ELECTRIC DISTRIBUTION | 4191.3 | EA | X | X
22060 | FE-2CU | FUSED ELBOW LOADBREAK #2 CU | 200A LOADBREAK CONNECTORS | UG CONNECTORS | UNDERGROUND ELECTRIC DISTRIBUTION | 4191.3 | EA | X | X
22060 | FEED-B | FEED-THRU BUSHING LOADBREAK | 200A LOADBREAK CONNECTORS | UG CONNECTORS | UNDERGROUND ELECTRIC DISTRIBUTION | 4192.1 | EA | X | X
22060 | FEED-I | FEED-THRU INSERT LOADBREAK | 200A LOADBREAK CONNECTORS | UG CONNECTORS | UNDERGROUND ELECTRIC DISTRIBUTION | 4180 | EA | X | X
22060 | GPAKIT | GROUND PT ASSEMBLY KIT | 200A LOADBREAK CONNECTORS | UG CONNECTORS | UNDERGROUND ELECTRIC DISTRIBUTION | 4195.1 | EA | X | X
22060 | INSREC | INSULATING RECEPTACLE LOADBREAK 200A | 200A LOADBREAK CONNECTORS | UG CONNECTORS | UNDERGROUND ELECTRIC DISTRIBUTION | 4100 | EA | X | X
22060 | JUN6/2 | JUNCTION 600AMP TO 200A | 200A LOADBREAK CONNECTORS | UG CONNECTORS | UNDERGROUND ELECTRIC DISTRIBUTION | 4186 | EA | X | X
22060 | LBE-2A | ELBOW LOADBREAK #2 AL | 200A LOADBREAK CONNECTORS | UG CONNECTORS | UNDERGROUND ELECTRIC DISTRIBUTION | 4191.1 | EA | X | X
22060 | LBE-2C | ELBOW LOADBREAK #2 CU | 200A LOADBREAK CONNECTORS | UG CONNECTORS | UNDERGROUND ELECTRIC DISTRIBUTION | 4191.1 | EA | X | X
22060 | LBE-4C | ELBOW LOADBREAK #4 CU 8.3KV | 200A LOADBREAK CONNECTORS | UG CONNECTORS | UNDERGROUND ELECTRIC DISTRIBUTION | 4199.908 | EA | X | X
22060 | LBE2/0 | ELBOW LOADBREAK #2/0 AL | 200A LOADBREAK CONNECTORS | UG CONNECTORS | UNDERGROUND ELECTRIC DISTRIBUTION | 4191.1 | EA | X | X
22060 | S/OPLG | STAND OFF PLUG LOADBREAK | 200A LOADBREAK CONNECTORS | UG CONNECTORS | UNDERGROUND ELECTRIC DISTRIBUTION | 4192.1 | EA | X | X
22060 | SBTUSO | TERMINAL UNIT,SUPENSION BLOCK ADJUSTABLE | 200A LOADBREAK CONNECTORS | UG CONNECTORS | UNDERGROUND ELECTRIC DISTRIBUTION | 4192.4 | EA | X | X
22060 | TAP-3W | CABLE TAP 3-WAY LOADBREAK | 200A LOADBREAK CONNECTORS | UG CONNECTORS | UNDERGROUND ELECTRIC DISTRIBUTION | 4192.4 | EA | X | X
22060 | TAP-4W | CABLE TAP 4-WAY LOADBREAK | 200A LOADBREAK CONNECTORS | UG CONNECTORS | UNDERGROUND ELECTRIC DISTRIBUTION | 4192.4 | EA | X | X
22060 | TAP-6W | 6 Way Cable Tap, Elastimold | 200A LOADBREAK CONNECTORS | UG CONNECTORS | UNDERGROUND ELECTRIC DISTRIBUTION | 4192.4 | EA | X | X
22060 | TAP4NB | CABLE TAP 4 WAY LOADBREAK NO BRACKET | 200A LOADBREAK CONNECTORS | UG CONNECTORS | UNDERGROUND ELECTRIC DISTRIBUTION | 4192.4 | EA | X | X
22060 | TAP6NB | JUNCTION 200AMP 6-WAY CABLE TAP S439874 | 200A LOADBREAK CONNECTORS | UG CONNECTORS | UNDERGROUND ELECTRIC DISTRIBUTION | 4192.4 | EA | X | X
22080 | BAIL-K | BAIL ASSEMBLY 2 IN KIT NLB | 200A NON-LOADBREAK CONNECTORS | UG CONNECTORS | UNDERGROUND ELECTRIC DISTRIBUTION | 4180.6 | EA | X | X
22080 | BAIL-S | BAIL ASSEMBLY FOR STRAIGHT SPLICE NLB | 200A NON-LOADBREAK CONNECTORS | UG CONNECTORS | UNDERGROUND ELECTRIC DISTRIBUTION | 4180.6 | EA | X | X
22080 | BAIL-T | BAIL ASSEMBLY T CONN BAIL & FLANGE NLB | 200A NON-LOADBREAK CONNECTORS | UG CONNECTORS | UNDERGROUND ELECTRIC DISTRIBUTION | 4180.6 | EA | X | X
22080 | CT-#2 | CABLE TERM #2SOL NON PORC W/1 HOLE LUG | 200A NON-LOADBREAK CONNECTORS | UG CONNECTORS | UNDERGROUND ELECTRIC DISTRIBUTION | 3565.1 | EA | X | X
22080 | CT-2/0 | CABLE TERM 2/0 NON PORCELAIN W/1HOLE LUG | 200A NON-LOADBREAK CONNECTORS | UG CONNECTORS | UNDERGROUND ELECTRIC DISTRIBUTION | 3565.1 | EA | X | X
22080 | DE-REC | DEAD END RECEPTACLE NON-LOADBREAK | 200A NON-LOADBREAK CONNECTORS | UG CONNECTORS | UNDERGROUND ELECTRIC DISTRIBUTION | 4197.1 | EA | X | X
22080 | GNDPLG | GROUNDING PLUG NON-LOADBREAK | 200A NON-LOADBREAK CONNECTORS | UG CONNECTORS | UNDERGROUND ELECTRIC DISTRIBUTION | 4197.1 | EA | X | X
22080 | NB-Q11 | EXT SPLICE NLB #2 CU (Q11) | 200A NON-LOADBREAK CONNECTORS | UG CONNECTORS | UNDERGROUND ELECTRIC DISTRIBUTION | 4196.4 | EA | X | X
22080 | NB-Q13 | EXT SPLICE NLB #2 CU TO #2 AL (Q13) | 200A NON-LOADBREAK CONNECTORS | UG CONNECTORS | UNDERGROUND ELECTRIC DISTRIBUTION | 4196.4 | EA | X | X
22080 | NB-Q15 | EXT SPLICE NLB #2 CU TO 2/0 AL (Q15) | 200A NON-LOADBREAK CONNECTORS | UG CONNECTORS | UNDERGROUND ELECTRIC DISTRIBUTION | 4196.4 | EA | X | X
22080 | NB-Q33 | EXT SPLICE NLB #2 AL (Q33) | 200A NON-LOADBREAK CONNECTORS | UG CONNECTORS | UNDERGROUND ELECTRIC DISTRIBUTION | 4196.4 | EA | X | X
22080 | NB-Q55 | EXT SPLICE NLB 2/0 (Q55) | 200A NON-LOADBREAK CONNECTORS | UG CONNECTORS | UNDERGROUND ELECTRIC DISTRIBUTION | 4196.4 | EA | X | X
22080 | NBE-2A | ELBOW NON-LOADBREAK #2 AL | 200A NON-LOADBREAK CONNECTORS | UG CONNECTORS | UNDERGROUND ELECTRIC DISTRIBUTION | 4196.1 | EA | X | X
22080 | NBE-2C | ELBOW NON-LOADBREAK #2 CU | 200A NON-LOADBREAK CONNECTORS | UG CONNECTORS | UNDERGROUND ELECTRIC DISTRIBUTION | 4196.1 | EA | X | X
22080 | NBE2/0 | ELBOW NON-LOADBREAK 2/0 AL | 200A NON-LOADBREAK CONNECTORS | UG CONNECTORS | UNDERGROUND ELECTRIC DISTRIBUTION | 4196.1 | EA | X | X
22080 | NLB-DE | DEAD END PLUG NON-LOADBREAK | 200A NON-LOADBREAK CONNECTORS | UG CONNECTORS | UNDERGROUND ELECTRIC DISTRIBUTION | 4197.1 | EA | X | X
22080 | NLBBSH | BUSHING PLUG NON-LOADBREAK | 200A NON-LOADBREAK CONNECTORS | UG CONNECTORS | UNDERGROUND ELECTRIC DISTRIBUTION | 4197.1 | EA | X | X
22080 | NLBS/O | STAND OFF PLUG NON LOADBREAK | 200A NON-LOADBREAK CONNECTORS | UG CONNECTORS | UNDERGROUND ELECTRIC DISTRIBUTION | 4197.1 | EA |  | X
22080 | NLBTEE | T CONNECTOR NON-LOADBREAK | 200A NON-LOADBREAK CONNECTORS | UG CONNECTORS | UNDERGROUND ELECTRIC DISTRIBUTION | 4196.3 | EA | X | X
22080 | PLG-2A | STRAIGHT PLUG NON-LOADBREAK #2 AL | 200A NON-LOADBREAK CONNECTORS | UG CONNECTORS | UNDERGROUND ELECTRIC DISTRIBUTION | 4196.3 | EA | X | X
22080 | PLG-2C | STRAIGHT PLUG NON-LOADBREAK #2 CU | 200A NON-LOADBREAK CONNECTORS | UG CONNECTORS | UNDERGROUND ELECTRIC DISTRIBUTION | 4196.3 | EA | X | X
22080 | PLG-4C | STRAIGHT PLUG NON-LOADBREAK #4 CU | 200A NON-LOADBREAK CONNECTORS | UG CONNECTORS | UNDERGROUND ELECTRIC DISTRIBUTION | 4196.3 | EA | X | X
22080 | PLG2/0 | STRAIGHT PLUG NON-LOADBREAK 2/0 AL | 200A NON-LOADBREAK CONNECTORS | UG CONNECTORS | UNDERGROUND ELECTRIC DISTRIBUTION | 4196.3 | EA | X | X
22080 | REC-2A | STRAIGHT RECEPTACLE NON-LOADBREAK #2 AL | 200A NON-LOADBREAK CONNECTORS | UG CONNECTORS | UNDERGROUND ELECTRIC DISTRIBUTION | 4196.3 | EA | X | X
22080 | REC-2C | STRAIGHT RECEPTACLE NON-LOADBREAK #2 CU | 200A NON-LOADBREAK CONNECTORS | UG CONNECTORS | UNDERGROUND ELECTRIC DISTRIBUTION | 4196.3 | EA | X | X
22080 | REC-4C | STRAIGHT RECEPTACLE NON-LOADBREAK #4 CU | 200A NON-LOADBREAK CONNECTORS | UG CONNECTORS | UNDERGROUND ELECTRIC DISTRIBUTION | 4196.3 | EA | X | X
22080 | REC2/0 | STRAIGHT RECEPTACLE NON-LOADBREAK 2/0 AL | 200A NON-LOADBREAK CONNECTORS | UG CONNECTORS | UNDERGROUND ELECTRIC DISTRIBUTION | 4196.3 | EA | X | X
22080 | TESTPT | TEST FOR PASSTHRU CONNECTOR - GFMS | 200A NON-LOADBREAK CONNECTORS | UG CONNECTORS | UNDERGROUND ELECTRIC DISTRIBUTION |  | EA | X | X
22100 | 500TRC | CONNECTION, KIT | 600A CONNECTORS | UG CONNECTORS | UNDERGROUND ELECTRIC DISTRIBUTION | 4147.2 | EA | X | X
22100 | 600AT | ELBOW,TEE,600A,45KV 350-750KCMIL | 600A CONNECTORS | UG CONNECTORS | UNDERGROUND ELECTRIC DISTRIBUTION | 4181 | EA | X | X
22100 | 600ATL | ELBOW,TEE,600A,45KV 550-1250KCMIL | 600A CONNECTORS | UG CONNECTORS | UNDERGROUND ELECTRIC DISTRIBUTION | 4181 | EA | X | X
22100 | 6WSBRK | 6 WAY JUNCTION BRACKET | 600A CONNECTORS | UG CONNECTORS | UNDERGROUND ELECTRIC DISTRIBUTION | 4178.1 | EA | X | X
22100 | AD1MIL | CABLE ADAPTER 600A AL 1000 | 600A CONNECTORS | UG CONNECTORS | UNDERGROUND ELECTRIC DISTRIBUTION | 4182.1 | EA | X | X
22100 | AD750C | CABLE ADAPTER 600A AL 750 COMPACT | 600A CONNECTORS | UG CONNECTORS | UNDERGROUND ELECTRIC DISTRIBUTION | 4181.31 | EA | X | X
22100 | ADP350 | CABLE ADAPTER 600A AL 350 | 600A CONNECTORS | UG CONNECTORS | UNDERGROUND ELECTRIC DISTRIBUTION | 4182.1 | EA | X | X
22100 | ADP4/0 | CABLE ADAPTER 600A CU 4/0 | 600A CONNECTORS | UG CONNECTORS | UNDERGROUND ELECTRIC DISTRIBUTION | 4182.1 | EA | X | X
22100 | ADP500 | CABLE ADAPTER 600A CU 500 | 600A CONNECTORS | UG CONNECTORS | UNDERGROUND ELECTRIC DISTRIBUTION | 4182.1 | EA | X | X
22100 | ADP750 | CABLE ADAPTER 600A AL 750 | 600A CONNECTORS | UG CONNECTORS | UNDERGROUND ELECTRIC DISTRIBUTION | 4182.1 | EA | X | X
22100 | AKMVI3 | AIR BUSHING KIT MVI CABLE POLE | 600A CONNECTORS | UG CONNECTORS | UNDERGROUND ELECTRIC DISTRIBUTION |  | EA | X | X
22100 | BUSH-X | BUSHING EXTENSION 600A W/STUD | 600A CONNECTORS | UG CONNECTORS | UNDERGROUND ELECTRIC DISTRIBUTION | 4182.2 | EA | X | X
22100 | C-LINK | CAM LINK | 600A CONNECTORS | UG CONNECTORS | UNDERGROUND ELECTRIC DISTRIBUTION | 4187.1 | EA | X | X
22100 | CCL-JB | JUNCTION BAR/ISOLATION POINT CLEER | 600A CONNECTORS | UG CONNECTORS | UNDERGROUND ELECTRIC DISTRIBUTION | 4198 | EA | X | X
22100 | CCL-SQ | SQUARE JUNCT BAR/ISOLATION POINT CLEER | 600A CONNECTORS | UG CONNECTORS | UNDERGROUND ELECTRIC DISTRIBUTION | 4198 | EA | X | X
22100 | CL6CAP | CAP COOPER CLEER 600AMP ISOLATION CAP | 600A CONNECTORS | UG CONNECTORS | UNDERGROUND ELECTRIC DISTRIBUTION | 4198 | EA | X | X
22100 | CLC-GJ | JUMPER, GROUNDING FOR CLEER JUNCTION BAR | 600A CONNECTORS | UG CONNECTORS | UNDERGROUND ELECTRIC DISTRIBUTION | 4198 | EA | X | X
22100 | CLWLBK | CLEER TEE BRACKET SUPPORT | 600A CONNECTORS | UG CONNECTORS | UNDERGROUND ELECTRIC DISTRIBUTION | 4178.1 | EA | X | X
22100 | CT-350 | CABLE TERM 350 NON PORC WITH 2 HOLE LUG | 600A CONNECTORS | UG CONNECTORS | UNDERGROUND ELECTRIC DISTRIBUTION | 3556.1 | EA | X | X
22100 | CT-750 | CABLE TERM 750 NON PORC WITH 2 HOLE LUG | 600A CONNECTORS | UG CONNECTORS | UNDERGROUND ELECTRIC DISTRIBUTION | 3556.1 | EA | X | X
22100 | CT1000 | CABLE TERM 1000 NON PORC WITH 2 HOLE LUG | 600A CONNECTORS | UG CONNECTORS | UNDERGROUND ELECTRIC DISTRIBUTION | 3556.1 | EA | X | X
22100 | ELBO-T | ELBOW TEE 600A W/STUD | 600A CONNECTORS | UG CONNECTORS | UNDERGROUND ELECTRIC DISTRIBUTION | 4182.1 | EA | X | X
22100 | ELBO2L | BUSHING 15KV, R-800 DOUBLE INTER | 600A CONNECTORS | UG CONNECTORS | UNDERGROUND ELECTRIC DISTRIBUTION | 4181 | EA | X | X
22100 | EQRACK | RACK ASSEMBLY,600A LOAD BREAK SUPPORT | 600A CONNECTORS | UG CONNECTORS | UNDERGROUND ELECTRIC DISTRIBUTION | 4198 | EA | X | X
22100 | ETP-26 | 600/200 TAP AND BUSHING PLUG | 600A CONNECTORS | UG CONNECTORS | UNDERGROUND ELECTRIC DISTRIBUTION | 4181.31 | EA | X | X
22100 | ETP650 | ELBOW TAP PLUG 200/600 AMPS | 600A CONNECTORS | UG CONNECTORS | UNDERGROUND ELECTRIC DISTRIBUTION |  | EA | X | X
22100 | EXLRTP | EXTENTION BUSHING 600AMP, MOLDED LRTP | 600A CONNECTORS | UG CONNECTORS | UNDERGROUND ELECTRIC DISTRIBUTION | 4182 | EA | X | X
22100 | HF262 | EV,DSCNCT,60A F, N1,600V,2P,2W,1PH | 600A CONNECTORS | UG CONNECTORS | UNDERGROUND ELECTRIC DISTRIBUTION | 4198 | EA | X | X
22100 | HF262R | EV,DSCNCT,60A F,N3R,600V,2P,2W,1PH | 600A CONNECTORS | UG CONNECTORS | UNDERGROUND ELECTRIC DISTRIBUTION | 4198 | EA | X | X
22100 | HF263 | EV,DSCNCT,100A F,N1,600V,2P,2W,1PH | 600A CONNECTORS | UG CONNECTORS | UNDERGROUND ELECTRIC DISTRIBUTION | 4198 | EA | X | X
22100 | HF263R | EV,DSCNCT,100A F,N3R,600V,2P,2W,1PH | 600A CONNECTORS | UG CONNECTORS | UNDERGROUND ELECTRIC DISTRIBUTION | 4198 | EA | X | X
22100 | HF362 | EV,DSCNCT,60A F,N1,600V,3P,3W,3PH | 600A CONNECTORS | UG CONNECTORS | UNDERGROUND ELECTRIC DISTRIBUTION | 4198 | EA | X | X
22100 | HF362R | EV,DSCNCT,60A F,N3R,600V,3P,3W,3PH | 600A CONNECTORS | UG CONNECTORS | UNDERGROUND ELECTRIC DISTRIBUTION | 4198 | EA | X | X
22100 | HF363 | EV,DSCNCT,100A F,N1,600V,3P,3W,3PH | 600A CONNECTORS | UG CONNECTORS | UNDERGROUND ELECTRIC DISTRIBUTION | 4198 | EA | X | X
22100 | HF363R | EV,DSCNCT,100A F,N3R,600V,3P,3W,3PH | 600A CONNECTORS | UG CONNECTORS | UNDERGROUND ELECTRIC DISTRIBUTION | 4198 | EA | X | X
22100 | HF364 | EV,DSCNCT,200A F,N1,600V,3P,3W,3PH | 600A CONNECTORS | UG CONNECTORS | UNDERGROUND ELECTRIC DISTRIBUTION | 4198 | EA | X | X
22100 | HF364R | EV,DSCNCT,200A F,N3R,600V,3P,3W,3PH | 600A CONNECTORS | UG CONNECTORS | UNDERGROUND ELECTRIC DISTRIBUTION | 4198 | EA | X | X
22100 | HF365A | EV,DSCNCT,400A F,N1,600V,3P,3W,3PH | 600A CONNECTORS | UG CONNECTORS | UNDERGROUND ELECTRIC DISTRIBUTION | 4198 | EA | X | X
22100 | HF365RA | EV,DSCNCT,400A F,N3R,600V,3P,3W,3PH | 600A CONNECTORS | UG CONNECTORS | UNDERGROUND ELECTRIC DISTRIBUTION | 4198 | EA | X | X
22100 | HNF262 | EV,DSCNCT,60A NF,N1,600V,2P,2W,1PH | 600A CONNECTORS | UG CONNECTORS | UNDERGROUND ELECTRIC DISTRIBUTION | 4198 | EA | X | X
22100 | HNF262R | EV,DSCNCT,60A NF,N3R,600V,3P,3W,1PH | 600A CONNECTORS | UG CONNECTORS | UNDERGROUND ELECTRIC DISTRIBUTION | 4198 | EA | X | X
22100 | HNF263 | EV,DSCNCT,100A NF,N1,600V,2P,2W,1PH | 600A CONNECTORS | UG CONNECTORS | UNDERGROUND ELECTRIC DISTRIBUTION | 4198 | EA | X | X
22100 | HNF263R | EV,DSCNCT,100A NF, N3R 600V,2P,2W,1PH | 600A CONNECTORS | UG CONNECTORS | UNDERGROUND ELECTRIC DISTRIBUTION | 4198 | EA | X | X
22100 | HNF362 | EV,DSCNCT,60A NF,N1,600V,3P,3W,3PH | 600A CONNECTORS | UG CONNECTORS | UNDERGROUND ELECTRIC DISTRIBUTION | 4198 | EA | X | X
22100 | HNF362R | EV,DSCNCT,60A NF,N3R,600V,3P,3W,3PH | 600A CONNECTORS | UG CONNECTORS | UNDERGROUND ELECTRIC DISTRIBUTION | 4198 | EA | X | X
22100 | HNF363 | EV, DSCNCT,100A NF,N1,600V,3P,3W,3PH | 600A CONNECTORS | UG CONNECTORS | UNDERGROUND ELECTRIC DISTRIBUTION | 4198 | EA | X | X
22100 | HNF363R | EV,DSCNCT,100A NF,N3R,600V,3P,3W,3PH | 600A CONNECTORS | UG CONNECTORS | UNDERGROUND ELECTRIC DISTRIBUTION | 4198 | EA | X | X
22100 | HNF364 | EV,DSCNCT,200A NF,N1,600V,3P,3W,3PH | 600A CONNECTORS | UG CONNECTORS | UNDERGROUND ELECTRIC DISTRIBUTION | 4198 | EA | X | X
22100 | HNF364R | EV,DSCNCT,200A NF,N3R,600V,3P,3W,3PH | 600A CONNECTORS | UG CONNECTORS | UNDERGROUND ELECTRIC DISTRIBUTION | 4198 | EA | X | X
22100 | HNF365A | EV, DSCNCT,400A NF,N1,600V,3P,3W,3PH | 600A CONNECTORS | UG CONNECTORS | UNDERGROUND ELECTRIC DISTRIBUTION | 4198 | EA | X | X
22100 | HNF365RA | EV,DSCNCT,400A NF,N3R1,600V,3P,3W,3PH | 600A CONNECTORS | UG CONNECTORS | UNDERGROUND ELECTRIC DISTRIBUTION | 4198 | EA | X | X
22100 | IN-REC | INSULATING RECEPTACLE 600A | 600A CONNECTORS | UG CONNECTORS | UNDERGROUND ELECTRIC DISTRIBUTION | 4182.2 | EA | X | X
22100 | JTN | 600A JUNCTION W/TEST AND GROUND POINT | 600A CONNECTORS | UG CONNECTORS | UNDERGROUND ELECTRIC DISTRIBUTION | 4183 | EA | X | X
22100 | P6ALR3 | LUG, 600A, SHEAR BOLT, COND 350KCMIL - 5 | 600A CONNECTORS | UG CONNECTORS | UNDERGROUND ELECTRIC DISTRIBUTION | 4182.1 | EA | X | X
22100 | P6ALR5 | LUG, 600A, SHEAR BOLT, COND 750 - 1000KC | 600A CONNECTORS | UG CONNECTORS | UNDERGROUND ELECTRIC DISTRIBUTION | 4182.1 | EA | X | X
22100 | PLUG-C | DOUBLE-ENDED CONNECTOR PLUG 600A | 600A CONNECTORS | UG CONNECTORS | UNDERGROUND ELECTRIC DISTRIBUTION | 4182.2 | EA | X | X
22100 | PLUG-F | INSULATING PLUG 600A (FEMALE) | 600A CONNECTORS | UG CONNECTORS | UNDERGROUND ELECTRIC DISTRIBUTION | 4182.2 | EA | X | X
22100 | REDTAP | REDUCING TAP WELL 600/200A | 600A CONNECTORS | UG CONNECTORS | UNDERGROUND ELECTRIC DISTRIBUTION | 4182.2 | EA | X | X
22100 | SP1000 | SPADE COMPRESSION CONNECTOR 600A AL 1000 | 600A CONNECTORS | UG CONNECTORS | UNDERGROUND ELECTRIC DISTRIBUTION | 4182.1 | EA | X | X
22100 | SP750C | SPADE COMPRESSION CONN AL 750 COMPACT | 600A CONNECTORS | UG CONNECTORS | UNDERGROUND ELECTRIC DISTRIBUTION | 4181.31 | EA | X | X
22100 | SPD350 | SPADE COMPRESSION CONNECTOR 600A AL 350 | 600A CONNECTORS | UG CONNECTORS | UNDERGROUND ELECTRIC DISTRIBUTION | 4182.1 | EA | X | X
22100 | SPD4/0 | SPADE COMPRESSION CONNECTOR 600A CU 4/0 | 600A CONNECTORS | UG CONNECTORS | UNDERGROUND ELECTRIC DISTRIBUTION | 4182.1 | EA | X | X
22100 | SPD500 | SPADE COMPRESSION CONNECTOR 600A CU 500 | 600A CONNECTORS | UG CONNECTORS | UNDERGROUND ELECTRIC DISTRIBUTION | 4182.1 | EA | X | X
22100 | SPD750 | SPADE COMPRESSION CONNECTOR 600A AL 750 | 600A CONNECTORS | UG CONNECTORS | UNDERGROUND ELECTRIC DISTRIBUTION | 4182.1 | EA | X | X
22100 | SS-350 | 600A EXTENSION SPLICE 350 KCMIL AL | 600A CONNECTORS | UG CONNECTORS | UNDERGROUND ELECTRIC DISTRIBUTION | 4185 | EA | X | X
22100 | SS-4/0 | 600A EXTENSION SPLICE 4/0 CU | 600A CONNECTORS | UG CONNECTORS | UNDERGROUND ELECTRIC DISTRIBUTION | 4185 | EA | X | X
22100 | SS-500 | 600A EXTENSION SPLICE 500 CU | 600A CONNECTORS | UG CONNECTORS | UNDERGROUND ELECTRIC DISTRIBUTION | 4185 | EA | X | X
22100 | SS-750 | 600A EXTENSION SPLICE 750 KCMIL AL | 600A CONNECTORS | UG CONNECTORS | UNDERGROUND ELECTRIC DISTRIBUTION | 4185 | EA | X | X
22100 | SS1000 | 600A EXTENSION SPLICE 1000 KCMIL AL | 600A CONNECTORS | UG CONNECTORS | UNDERGROUND ELECTRIC DISTRIBUTION | 4185 | EA | X | X
22100 | SS1KCU | 600A EXTENSION SPLICE 1000 KCMIL CU | 600A CONNECTORS | UG CONNECTORS | UNDERGROUND ELECTRIC DISTRIBUTION | 4185 | EA | X | X
22100 | SS3540 | SPLICE MOLDED 350AL TO 4/0 COPPER | 600A CONNECTORS | UG CONNECTORS | UNDERGROUND ELECTRIC DISTRIBUTION | 4185 | EA | X | X
22100 | SS71CA | EXTENSION SPLICE 750COMP CU TO 1000 AL | 600A CONNECTORS | UG CONNECTORS | UNDERGROUND ELECTRIC DISTRIBUTION | 4185 | EA | X | X
22100 | SS71CU | EXTENTION SPLICE 750COMP TO 1000COPPER | 600A CONNECTORS | UG CONNECTORS | UNDERGROUND ELECTRIC DISTRIBUTION | 4185 | EA | X | X
22100 | SS750B | 600A EXTENSION SPLICE,750 AL-750 AL COMP | 600A CONNECTORS | UG CONNECTORS | UNDERGROUND ELECTRIC DISTRIBUTION | 4185 | EA | X | X
22100 | SS750C | 600A EXTENSION SPLICE AL 750 COMPACT | 600A CONNECTORS | UG CONNECTORS | UNDERGROUND ELECTRIC DISTRIBUTION | 4181.31 | EA | X | X
22100 | SS75CU | 750COMPACT EXT. SPLICE | 600A CONNECTORS | UG CONNECTORS | UNDERGROUND ELECTRIC DISTRIBUTION | 4185 | EA | X | X
22100 | STUD | STUD, 600 AMP CONNECTOR | 600A CONNECTORS | UG CONNECTORS | UNDERGROUND ELECTRIC DISTRIBUTION | 4182.1 | EA | X | X
22100 | T/BRKT | TEE BRACKET 600A CONNECTOR SUPPORT-HH | 600A CONNECTORS | UG CONNECTORS | UNDERGROUND ELECTRIC DISTRIBUTION | 4178.1 | EA | X | X
22100 | TAP-FE | TAP PLUG 600/200A (FEMALE) | 600A CONNECTORS | UG CONNECTORS | UNDERGROUND ELECTRIC DISTRIBUTION | 4182.2 | EA | X | X
22100 | TEX100 | T BODY EXTENSION 1000KCMIL CABLE | 600A CONNECTORS | UG CONNECTORS | UNDERGROUND ELECTRIC DISTRIBUTION |  | EA | X | X
22100 | TEX350 | TEE EXTENSION KIT 350 MCM CABLE | 600A CONNECTORS | UG CONNECTORS | UNDERGROUND ELECTRIC DISTRIBUTION |  | EA | X | X
22100 | TEX750 | TEE EXTENTION KIT 750 MCM CABLE | 600A CONNECTORS | UG CONNECTORS | UNDERGROUND ELECTRIC DISTRIBUTION |  | EA | X | X
22100 | TMA-EM | BRACKET TILT MOUNT MVI/MVS SINGLE PHASE | 600A CONNECTORS | UG CONNECTORS | UNDERGROUND ELECTRIC DISTRIBUTION |  | EA | X | X
22100 | TPLRTP | TEE BODY600AMP CAPACITIVE TEST POINT | 600A CONNECTORS | UG CONNECTORS | UNDERGROUND ELECTRIC DISTRIBUTION | 4182 | EA | X | X
22100 | V-LINK | VISIBLE LINK | 600A CONNECTORS | UG CONNECTORS | UNDERGROUND ELECTRIC DISTRIBUTION | 4187.1 | EA | X | X
22100 | VS | VAULT STRETCHER DEADBREAK CONNECTION | 600A CONNECTORS | UG CONNECTORS | UNDERGROUND ELECTRIC DISTRIBUTION | 4184.1 | EA | X | X
22120 | CAD4/0 | SPLICE EXOTHERMIC CADWELD CU 4/0 | EXOTHERMIC SPLICE (CADWELD) | UG CONNECTORS | UNDERGROUND ELECTRIC DISTRIBUTION | 4141.1 | EA | X | X
22120 | CAD500 | SPLICE EXOTHERMIC CADWELD CU 500 | EXOTHERMIC SPLICE (CADWELD) | UG CONNECTORS | UNDERGROUND ELECTRIC DISTRIBUTION | 4141.1 | EA | X | X
22120 | CAD750 | SPLICE EXOTHERMIC CADWELD AL 750 | EXOTHERMIC SPLICE (CADWELD) | UG CONNECTORS | UNDERGROUND ELECTRIC DISTRIBUTION | 4141.1 | EA | X | X
22120 | CD1000 | SPLICE EXOTHERMIC CADWELD AL 1000 | EXOTHERMIC SPLICE (CADWELD) | UG CONNECTORS | UNDERGROUND ELECTRIC DISTRIBUTION | 4141.1 | EA | X | X
22140 | CTM-09 | TRANS MODULE CTM-9 (PILC-PILC-600A BSH) | PILC CABLE SPLICE KITS | UG CONNECTORS | UNDERGROUND ELECTRIC DISTRIBUTION |  | EA | X | X
22140 | CTM-10 | TRANS MODULE CTM-10 (PILC-PILC-200A BSH) | PILC CABLE SPLICE KITS | UG CONNECTORS | UNDERGROUND ELECTRIC DISTRIBUTION |  | EA | X | X
22140 | CTM-11 | TRANS MODULE CTM-11 (PILC-600A BSH) | PILC CABLE SPLICE KITS | UG CONNECTORS | UNDERGROUND ELECTRIC DISTRIBUTION |  | EA | X | X
22140 | CTM-15 | TRANS MODULE CTM-15 (PILC-200A BSH) | PILC CABLE SPLICE KITS | UG CONNECTORS | UNDERGROUND ELECTRIC DISTRIBUTION |  | EA | X | X
22140 | KIT500 | PILC CABLE SPLICE KIT 500 | PILC CABLE SPLICE KITS | UG CONNECTORS | UNDERGROUND ELECTRIC DISTRIBUTION | 4146 | EA | X | X
22160 | 1000SS | SECONDARY SPLICE 1000 PER PHASE | SECONDARY CONNECTORS | UG CONNECTORS | UNDERGROUND ELECTRIC DISTRIBUTION | 4172.4 | EA | X
22160 | 3/0-SS | SECONDARY SPLICE 3/0 PER PHASE | SECONDARY CONNECTORS | UG CONNECTORS | UNDERGROUND ELECTRIC DISTRIBUTION | 4172.4 | EA | X
22160 | 350-SS | SECONDARY SPLICE 350 PER PHASE | SECONDARY CONNECTORS | UG CONNECTORS | UNDERGROUND ELECTRIC DISTRIBUTION | 4172.4 | EA | X
22160 | 500-4W | SECONDARY CONNECTOR 4-WAY #8 - 500 | SECONDARY CONNECTORS | UG CONNECTORS | UNDERGROUND ELECTRIC DISTRIBUTION | 4173.1 | EA | X | X
22160 | 500-5W | SEC CONNECTOR 5-WAY #8-500 | SECONDARY CONNECTORS | UG CONNECTORS | UNDERGROUND ELECTRIC DISTRIBUTION | 4173.1 | EA | X | X
22160 | 500-6W | SECONDARY CONNECTOR 6-WAY #8 - 500 | SECONDARY CONNECTORS | UG CONNECTORS | UNDERGROUND ELECTRIC DISTRIBUTION | 4173.1 | EA | X | X
22160 | 500-8W | SECONDARY MOLD 8WAY 500MCM TO NO.#8 | SECONDARY CONNECTORS | UG CONNECTORS | UNDERGROUND ELECTRIC DISTRIBUTION | 4173.1 | EA | X | X
22160 | 500-SS | SECONDARY SPLICE 500 PER PHASE | SECONDARY CONNECTORS | UG CONNECTORS | UNDERGROUND ELECTRIC DISTRIBUTION | 4172.4 | EA | X
22160 | 750-SS | SECONDARY SPLICE 750 PER PHASE | SECONDARY CONNECTORS | UG CONNECTORS | UNDERGROUND ELECTRIC DISTRIBUTION | 4172.4 | EA | X
22160 | CONN-L | LABOR TO CONNECT SEC/SERVICE (PER WIRE) | SECONDARY CONNECTORS | UG CONNECTORS | UNDERGROUND ELECTRIC DISTRIBUTION | 4173.1 | EA | X | X
22160 | CONN-LSV | LABOR TO CONNECT SERVICE (PER WIRE) | SECONDARY CONNECTORS | UG CONNECTORS | UNDERGROUND ELECTRIC DISTRIBUTION | 4173.1 | EA | X | X
22160 | INSLNK | SECONDARY CONNECTOR INSULINK/SQUEEZON | SECONDARY CONNECTORS | UG CONNECTORS | UNDERGROUND ELECTRIC DISTRIBUTION | 4172.3 | EA | X
22160 | LUG500 | SECONDARY CONNECTOR LUG 2-HOOK - 500 | SECONDARY CONNECTORS | UG CONNECTORS | UNDERGROUND ELECTRIC DISTRIBUTION | 4173.4 | EA | X
22160 | RM-CON | LABOR TO DIS\CON SER 2 HOLE LUG PER WIRE | SECONDARY CONNECTORS | UG CONNECTORS | UNDERGROUND ELECTRIC DISTRIBUTION |  | EA | X
22160 | S-LEAD | SPLICE SEC. LEAD CABLE TO USA-PER PHASE | SECONDARY CONNECTORS | UG CONNECTORS | UNDERGROUND ELECTRIC DISTRIBUTION |  | EA | X
22160 | SEC-3W | SECONDARY CONNECTOR 3-WAY #8-350 SEC/SVC | SECONDARY CONNECTORS | UG CONNECTORS | UNDERGROUND ELECTRIC DISTRIBUTION | 4173.1 | EA | X | X
22160 | SEC-3W2M | SECONDARY CONNECTOR 3-WAY #8 - 350 SVC | SECONDARY CONNECTORS | UG CONNECTORS | UNDERGROUND ELECTRIC DISTRIBUTION | 4173.1 | EA | X | X
22160 | SEC-4W | SECONDARY CONNECTOR 4-WAY #8 - 350 | SECONDARY CONNECTORS | UG CONNECTORS | UNDERGROUND ELECTRIC DISTRIBUTION | 4173.1 | EA | X | X
22160 | SEC-5W | SECONDARY CONNECTOR 5-WAY #8 - 350 | SECONDARY CONNECTORS | UG CONNECTORS | UNDERGROUND ELECTRIC DISTRIBUTION | 4173.1 | EA | X | X
22160 | SEC-6W | SECONDARY CONNECTOR 6-WAY #8 - 350 | SECONDARY CONNECTORS | UG CONNECTORS | UNDERGROUND ELECTRIC DISTRIBUTION | 4173.1 | EA | X | X
22160 | SEC6SL | SECONDARY CONNECT 6-WAY #8-350 ST LT TAP | SECONDARY CONNECTORS | UG CONNECTORS | UNDERGROUND ELECTRIC DISTRIBUTION | 4173.1 | EA | X | X
22160 | T-FLAG | TRANSFORMER FLAG CONNECTOR | SECONDARY CONNECTORS | UG CONNECTORS | UNDERGROUND ELECTRIC DISTRIBUTION | 793 | EA | X | X
22180 | 1LG-02 | LUG SEC COMPRESSION 1-HOLE #2 | SECONDARY LUGS | UG CONNECTORS | UNDERGROUND ELECTRIC DISTRIBUTION | 4171.1 | EA | X
22180 | 1LG-04 | LUG SEC COMPRESSION 1-HOLE #4 | SECONDARY LUGS | UG CONNECTORS | UNDERGROUND ELECTRIC DISTRIBUTION | 4171.1 | EA | X
22180 | 1LG-2/0 | LUG2/0 CONDUCTOR,15KV 600A COMPRESSION | SECONDARY LUGS | UG CONNECTORS | UNDERGROUND ELECTRIC DISTRIBUTION | 182.3 | EA | X | X
22180 | 1LG1/0 | LUG SEC COMPRESSION 1-HOLE 1/0 | SECONDARY LUGS | UG CONNECTORS | UNDERGROUND ELECTRIC DISTRIBUTION | 4171.1 | EA | X
22180 | 1LG3/0 | LUG SEC COMPRESSION 1-HOLE 3/0 4MAN CREW | SECONDARY LUGS | UG CONNECTORS | UNDERGROUND ELECTRIC DISTRIBUTION | 4171.1 | EA | X
22180 | 1LG3/0SV | LUG SEC COMPRESSION 1-HOLE 3/0 2MAN SVC | SECONDARY LUGS | UG CONNECTORS | UNDERGROUND ELECTRIC DISTRIBUTION | 4171.1 | EA | X
22180 | 1LG350 | LUG SEC COMPRESSION 1-HOLE 350 | SECONDARY LUGS | UG CONNECTORS | UNDERGROUND ELECTRIC DISTRIBUTION | 4171.1 | EA | X
22180 | 1LG500 | LUG SEC COMPRESSION 1-HOLE 500 | SECONDARY LUGS | UG CONNECTORS | UNDERGROUND ELECTRIC DISTRIBUTION | 4171.1 | EA | X
22180 | 2L1000 | LUG SEC COMPRESSION 2-HOLE 1000 | SECONDARY LUGS | UG CONNECTORS | UNDERGROUND ELECTRIC DISTRIBUTION | 4171.1 | EA | X | X
22180 | 2LG-02 | LUG SEC COMPRESSION 2-HOLE #2 | SECONDARY LUGS | UG CONNECTORS | UNDERGROUND ELECTRIC DISTRIBUTION | 4171.1 | EA | X | X
22180 | 2LG-04 | LUG SEC COMPRESSION 2-HOLE #4 | SECONDARY LUGS | UG CONNECTORS | UNDERGROUND ELECTRIC DISTRIBUTION | 4171.1 | EA | X | X
22180 | 2LG1/0 | LUG SEC COMPRESSION 2-HOLE 1/0 | SECONDARY LUGS | UG CONNECTORS | UNDERGROUND ELECTRIC DISTRIBUTION | 4171.1 | EA | X | X
22180 | 2LG3/0 | LUG SEC COMPRESSION 2-HOLE 3/0 | SECONDARY LUGS | UG CONNECTORS | UNDERGROUND ELECTRIC DISTRIBUTION | 4171.1 | EA | X | X
22180 | 2LG350 | LUG SEC COMPRESSION 2-HOLE 350 4MAN CREW | SECONDARY LUGS | UG CONNECTORS | UNDERGROUND ELECTRIC DISTRIBUTION | 4171.1 | EA | X | X
22180 | 2LG350SV | LUG SEC COMPRESSION 2-HOLE 350 2MAN SVC | SECONDARY LUGS | UG CONNECTORS | UNDERGROUND ELECTRIC DISTRIBUTION | 4171.1 | EA | X | X
22180 | 2LG500 | LUG SEC COMPRESSION 2-HOLE 500 | SECONDARY LUGS | UG CONNECTORS | UNDERGROUND ELECTRIC DISTRIBUTION | 4171.1 | EA | X | X
22180 | 2LG750 | LUG SEC COMPRESSION 2-HOLE 750 4MAN CREW | SECONDARY LUGS | UG CONNECTORS | UNDERGROUND ELECTRIC DISTRIBUTION | 4171.1 | EA | X | X
22180 | 2LG750SV | LUG SEC COMPRESSION 2-HOLE 750 2MAN SVC | SECONDARY LUGS | UG CONNECTORS | UNDERGROUND ELECTRIC DISTRIBUTION | 4171.1 | EA | X | X
22180 | 3/0PIN | PIN ADAPTER 3/0 4MAN CREW | SECONDARY LUGS | UG CONNECTORS | UNDERGROUND ELECTRIC DISTRIBUTION | 4171.3 | EA | X | X
22180 | 3/0PIN2M | PIN ADAPTER 3/0 2MAN CREW | SECONDARY LUGS | UG CONNECTORS | UNDERGROUND ELECTRIC DISTRIBUTION | 4171.3 | EA | X | X
22180 | 3/0STA | STACKING ADAPTER FOR 3/0 LUGS | SECONDARY LUGS | UG CONNECTORS | UNDERGROUND ELECTRIC DISTRIBUTION | 4171.2 | EA | X | X
22180 | 350PIN | PIN ADAPTER 350 4MAN CREW | SECONDARY LUGS | UG CONNECTORS | UNDERGROUND ELECTRIC DISTRIBUTION | 4171.3 | EA | X | X
22180 | 350PIN2M | PIN ADAPTER 350 2MAN CREW | SECONDARY LUGS | UG CONNECTORS | UNDERGROUND ELECTRIC DISTRIBUTION | 4171.3 | EA | X | X
22180 | 350STA | STACKING ADAPTER FOR 350 LUGS | SECONDARY LUGS | UG CONNECTORS | UNDERGROUND ELECTRIC DISTRIBUTION | 4171.2 | EA | X | X
22180 | 500STA | STACKING ADAPTER FOR 500 LUGS | SECONDARY LUGS | UG CONNECTORS | UNDERGROUND ELECTRIC DISTRIBUTION | 4171.2 | EA | X | X
22180 | BRAID | BRAID 600A FOR DOWNTOWN TRANSFORMERS | SECONDARY LUGS | UG CONNECTORS | UNDERGROUND ELECTRIC DISTRIBUTION |  | EA | X
22180 | EXTPT6 | EXTENSION PLATE TIN COPPER | SECONDARY LUGS | UG CONNECTORS | UNDERGROUND ELECTRIC DISTRIBUTION | 4169 | EA | X
22190 | 350-8L | SLIP-FIT CONNECTOR 8-WAY (1") #8-350 | SLIP-FIT CONNECTORS | UG CONNECTORS | UNDERGROUND ELECTRIC DISTRIBUTION | 4167 | EA | X | X
22190 | 350-8S | SLIP-FIT CONNECTOR 8-WAY (5/8") #8-350 | SLIP-FIT CONNECTORS | UG CONNECTORS | UNDERGROUND ELECTRIC DISTRIBUTION | 4167 | EA | X | X
22190 | 500-8S | SLIP-FIT CONNECTOR 8-WAY (5/8") #6-500 | SLIP-FIT CONNECTORS | UG CONNECTORS | UNDERGROUND ELECTRIC DISTRIBUTION | 4167 | EA | X | X
22190 | 500-8SL | SLIP-FIT CONNECTOR 8-WAY 5/8 & 1" #6-50 | SLIP-FIT CONNECTORS | UG CONNECTORS | UNDERGROUND ELECTRIC DISTRIBUTION | 4167 | EA | X | X
22190 | CONN-S | LABOR TO CONN/DISCON SEC/SVC (PER WIRE) | SLIP-FIT CONNECTORS | UG CONNECTORS | UNDERGROUND ELECTRIC DISTRIBUTION |  | EA | X | X
22190 | CONN-S2M | LABOR TO CONN/DISCONN SVC (PER WIRE) | SLIP-FIT CONNECTORS | UG CONNECTORS | UNDERGROUND ELECTRIC DISTRIBUTION |  | EA | X | X
22190 | SP4H | SPADE, 4 HOLE, INLINE, TIN PLATED | SLIP-FIT CONNECTORS | UG CONNECTORS | UNDERGROUND ELECTRIC DISTRIBUTION | 4167 | EA | X | X
22191 | 1CNPOR | LAY IN SECONDARY CONNECTOR - ONE PORT | LAY IN CONNECTORS | UG CONNECTORS | UNDERGROUND ELECTRIC DISTRIBUTION | 4167.2 | EA | X | X
22191 | 2CNPOR | LAY-IN SEC CONN - 2 CONNECTION PORTS | LAY IN CONNECTORS | UG CONNECTORS | UNDERGROUND ELECTRIC DISTRIBUTION | 4167.2 | EA | X | X
22191 | 3CNPOR | LAY-IN SEC CONN - 3 CONNECTION PORTS | LAY IN CONNECTORS | UG CONNECTORS | UNDERGROUND ELECTRIC DISTRIBUTION | 4167.2 | EA | X | X
22191 | 4CNPOR | LAY-IN SEC CONN - 4 CONNECTION PORTS | LAY IN CONNECTORS | UG CONNECTORS | UNDERGROUND ELECTRIC DISTRIBUTION | 4167.2 | EA | X | X
22191 | 6CNPOR | LAY-IN SEC CONN - 6 CONNECTION PORTS | LAY IN CONNECTORS | UG CONNECTORS | UNDERGROUND ELECTRIC DISTRIBUTION | 4167.2 | EA | X | X
22191 | 8CNPOR | LAY-IN SEC CONN - 8 CONNECTION PORTS | LAY IN CONNECTORS | UG CONNECTORS | UNDERGROUND ELECTRIC DISTRIBUTION | 4167.2 | EA | X | X
22200 | MIL1P2 | MILBANK METER PED, 1PH 3W, 200A 120/208V | SERVICE METERING | ELECTRIC METERS & METER BASES | UNDERGROUND ELECTRIC DISTRIBUTION | EV-A1.1 | EA | X | X
22200 | UEM030 | SET CT AND WIRING 1PH AL/PA-TOU, DR | SERVICE METERING | ELECTRIC METERS & METER BASES | UNDERGROUND ELECTRIC DISTRIBUTION |  | EA | X | X
22200 | UEM031 | SET CT & WIRING 3PH<800A AL/PA-TOU, DR | SERVICE METERING | ELECTRIC METERS & METER BASES | UNDERGROUND ELECTRIC DISTRIBUTION |  | EA | X | X
22200 | UEM032 | SET CT & WIRING 3PH=>800A AL/PA-TOU, DR | SERVICE METERING | ELECTRIC METERS & METER BASES | UNDERGROUND ELECTRIC DISTRIBUTION |  | EA | X | X
22200 | UEM032R | REMOVE ONLY 3PH=>800A AL/PA-TOU, DR | SERVICE METERING | ELECTRIC METERS & METER BASES | UNDERGROUND ELECTRIC DISTRIBUTION |  | EA |  | X
22200 | UEM040 | SET PT/CT PRIMARY INSTALLATION UG | SERVICE METERING | ELECTRIC METERS & METER BASES | UNDERGROUND ELECTRIC DISTRIBUTION |  | EA | X | X
22220 | MODULE0 | MODULE FOR METER ONLY | METER BASES | ELECTRIC METERS & METER BASES | UNDERGROUND ELECTRIC DISTRIBUTION |  | EA | X | X
22220 | MODULE1 | MODULE FOR METER ONLY CSF | METER BASES | ELECTRIC METERS & METER BASES | UNDERGROUND ELECTRIC DISTRIBUTION |  | EA | X | X
22220 | MODULE2 | MODULE FOR METERS ONLY | METER BASES | ELECTRIC METERS & METER BASES | UNDERGROUND ELECTRIC DISTRIBUTION |  | EA | X | X
22220 | MODULE3 | MODULE FOR METER ONLY | METER BASES | ELECTRIC METERS & METER BASES | UNDERGROUND ELECTRIC DISTRIBUTION |  | EA | X | X
22220 | MTRCOV | COVER MTR BASE | METER BASES | ELECTRIC METERS & METER BASES | UNDERGROUND ELECTRIC DISTRIBUTION |  | EA | X
22220 | MTRLAB | CONNECT MTR BASE (0-320A) 4MAN CREW | METER BASES | ELECTRIC METERS & METER BASES | UNDERGROUND ELECTRIC DISTRIBUTION |  | EA | X | X
22220 | MTRLAB2M | CONNECT MTR BASE (0-320A) 2MAN CREW | METER BASES | ELECTRIC METERS & METER BASES | UNDERGROUND ELECTRIC DISTRIBUTION |  | EA | X | X
22230 | CP25GW | PYD GATEWAY UN ONLY FOR CHRGPOINT CPF25 | CT METERS | ELECTRIC METERS & METER BASES | UNDERGROUND ELECTRIC DISTRIBUTION | EV-A4 | EA | X | X
22230 | CT1220 | 1200 - 2000 AMP CT METER | CT METERS | ELECTRIC METERS & METER BASES | UNDERGROUND ELECTRIC DISTRIBUTION |  | EA | X | X
22230 | CT2540 | 2500 - 4000 AMP CT METER | CT METERS | ELECTRIC METERS & METER BASES | UNDERGROUND ELECTRIC DISTRIBUTION |  | EA | X | X
22230 | CT400 | 400 AMP CT METER | CT METERS | ELECTRIC METERS & METER BASES | UNDERGROUND ELECTRIC DISTRIBUTION |  | EA | X | X
22230 | CT6-10 | 600 - 1000 AMP CT METER | CT METERS | ELECTRIC METERS & METER BASES | UNDERGROUND ELECTRIC DISTRIBUTION |  | EA | X | X
22230 | MIL1P4 | PYD MILBANK METER PED, 1PH 3W, 400A 120/ | CT METERS | ELECTRIC METERS & METER BASES | UNDERGROUND ELECTRIC DISTRIBUTION | EV-A1.1 | EA | X | X
22230 | MIL3W4 | MILBNK METER PANEL 3PH 4W, 400A 120/208V | CT METERS | ELECTRIC METERS & METER BASES | UNDERGROUND ELECTRIC DISTRIBUTION | EV-A1.1 | EA | X | X
22230 | MLBNK2 | PYD MILBANK METER PED 3PH 200A 120/208 | CT METERS | ELECTRIC METERS & METER BASES | UNDERGROUND ELECTRIC DISTRIBUTION | EV-A1.1 | EA | X | X
22230 | MLBNK4 | PYD MILBANK MTR PED,3-PH,4W,400A120/208V | CT METERS | ELECTRIC METERS & METER BASES | UNDERGROUND ELECTRIC DISTRIBUTION | EV-A1.1 | EA | X | X
22230 | MLBNK6 | PYD MILBANK MTR PED,3-PH,4W,600A120/208V | CT METERS | ELECTRIC METERS & METER BASES | UNDERGROUND ELECTRIC DISTRIBUTION | EV-A1.1 | EA | X | X
22230 | MLBNK8 | PYD MILBANK METER PED,3-PH,4W,800A,120/2 | CT METERS | ELECTRIC METERS & METER BASES | UNDERGROUND ELECTRIC DISTRIBUTION | EV-A1.1 | EA | X | X
22230 | TES1P4 | PYDTESCO METER PED 1PH 3W 400A 120/208V | CT METERS | ELECTRIC METERS & METER BASES | UNDERGROUND ELECTRIC DISTRIBUTION | EV-A1.1 | EA | X | X
22230 | TESCO1 | PYD TESCO MTR PED,3-PH,4W,1000A,120/208V | CT METERS | ELECTRIC METERS & METER BASES | UNDERGROUND ELECTRIC DISTRIBUTION | EV-A1.1 | EA | X | X
22230 | TESCO2 | PYD TESCO MTR PEDSTL 3PH 200A 4W 120/208 | CT METERS | ELECTRIC METERS & METER BASES | UNDERGROUND ELECTRIC DISTRIBUTION | EV-A1.1 | EA | X | X
22230 | TESCO4 | PYD TESCO MTR PED,3-PH,4W,400A,120/208V | CT METERS | ELECTRIC METERS & METER BASES | UNDERGROUND ELECTRIC DISTRIBUTION | EV-A1.1 | EA | X | X
22230 | TESCO6 | PYD TESCO MTR PED,3-PH,4W,600A,120/208V | CT METERS | ELECTRIC METERS & METER BASES | UNDERGROUND ELECTRIC DISTRIBUTION | EV-A1.1 | EA | X | X
22230 | TESCO8 | PYD TESCO MTR PED,3-PH,4W,800A,120/208V | CT METERS | ELECTRIC METERS & METER BASES | UNDERGROUND ELECTRIC DISTRIBUTION | EV-A1.1 | EA | X | X
22235 | CT-240 | ALL 1 PHASE 120-240V 3W | CT AND WIRING | ELECTRIC METERS & METER BASES | UNDERGROUND ELECTRIC DISTRIBUTION |  | EA | X | X
22235 | CT-4-1 | 400-1000AMP 120/240V 4 WIRE, 480V 3W | CT AND WIRING | ELECTRIC METERS & METER BASES | UNDERGROUND ELECTRIC DISTRIBUTION |  | EA | X | X
22235 | CT-4-6 | 400-600 AMP 120/208V, 277/480V, 480V 3W | CT AND WIRING | ELECTRIC METERS & METER BASES | UNDERGROUND ELECTRIC DISTRIBUTION |  | EA | X | X
22235 | CT2000 | 1200-2000 AMP 120/208V - 277/480V | CT AND WIRING | ELECTRIC METERS & METER BASES | UNDERGROUND ELECTRIC DISTRIBUTION |  | EA | X | X
22235 | CT4000 | 2001-4000 AMP 120/208V - 277/480V | CT AND WIRING | ELECTRIC METERS & METER BASES | UNDERGROUND ELECTRIC DISTRIBUTION |  | EA | X | X
22235 | CT8-10 | 800-1000 AMP 120/208V - 277/480V | CT AND WIRING | ELECTRIC METERS & METER BASES | UNDERGROUND ELECTRIC DISTRIBUTION |  | EA | X | X
22236 | 4KCAB | 4KV 3° 3/4W PRI MTR CAB....SPECIAL ORDER | 4KV 3 AND 4 WIRE PRIMARY METER EQUIP | PRIMARY METER EQUIPMENT | UNDERGROUND ELECTRIC DISTRIBUTION | 4702 | EA | X | X
22236 | 4PM-1 | 4KV 3 PHASE 3 WIRE 50/5 | 4KV 3 AND 4 WIRE PRIMARY METER EQUIP | PRIMARY METER EQUIPMENT | UNDERGROUND ELECTRIC DISTRIBUTION |  | EA | X | X
22236 | 4PM-10 | 4KV 3 PHASE 4 WIRE 200/5 | 4KV 3 AND 4 WIRE PRIMARY METER EQUIP | PRIMARY METER EQUIPMENT | UNDERGROUND ELECTRIC DISTRIBUTION |  | EA | X | X
22236 | 4PM-11 | 4KV 3 PHASE 4 WIRE 400/5 | 4KV 3 AND 4 WIRE PRIMARY METER EQUIP | PRIMARY METER EQUIPMENT | UNDERGROUND ELECTRIC DISTRIBUTION |  | EA | X | X
22236 | 4PM-12 | 4KV 3 PHASE 4 WIRE 600/5 | 4KV 3 AND 4 WIRE PRIMARY METER EQUIP | PRIMARY METER EQUIPMENT | UNDERGROUND ELECTRIC DISTRIBUTION |  | EA | X | X
22236 | 4PM-2 | 4KV 3 PHASE 3 WIRE 100/5 | 4KV 3 AND 4 WIRE PRIMARY METER EQUIP | PRIMARY METER EQUIPMENT | UNDERGROUND ELECTRIC DISTRIBUTION |  | EA | X | X
22236 | 4PM-3 | 4KV 3 PHASE 3 WIRE 150/5 | 4KV 3 AND 4 WIRE PRIMARY METER EQUIP | PRIMARY METER EQUIPMENT | UNDERGROUND ELECTRIC DISTRIBUTION |  | EA | X | X
22236 | 4PM-4 | 4KV 3 PHASE 3 WIRE 200/5 | 4KV 3 AND 4 WIRE PRIMARY METER EQUIP | PRIMARY METER EQUIPMENT | UNDERGROUND ELECTRIC DISTRIBUTION |  | EA | X | X
22236 | 4PM-5 | 4KV 3 PHASE 3 WIRE 400/5 | 4KV 3 AND 4 WIRE PRIMARY METER EQUIP | PRIMARY METER EQUIPMENT | UNDERGROUND ELECTRIC DISTRIBUTION |  | EA | X | X
22236 | 4PM-6 | 4KV 3 PHASE 3 WIRE 600/5 | 4KV 3 AND 4 WIRE PRIMARY METER EQUIP | PRIMARY METER EQUIPMENT | UNDERGROUND ELECTRIC DISTRIBUTION |  | EA | X | X
22236 | 4PM-7 | 4KV 3 PHASE 4 WIRE 50/5 | 4KV 3 AND 4 WIRE PRIMARY METER EQUIP | PRIMARY METER EQUIPMENT | UNDERGROUND ELECTRIC DISTRIBUTION |  | EA | X | X
22236 | 4PM-8 | 4KV 3 PHASE 4 WIRE 100/5 | 4KV 3 AND 4 WIRE PRIMARY METER EQUIP | PRIMARY METER EQUIPMENT | UNDERGROUND ELECTRIC DISTRIBUTION |  | EA | X | X
22236 | 4PM-9 | 4KV 3 PHASE 4 WIRE 150/5 | 4KV 3 AND 4 WIRE PRIMARY METER EQUIP | PRIMARY METER EQUIPMENT | UNDERGROUND ELECTRIC DISTRIBUTION |  | EA | X | X
22237 | 12KCAB | 12KV 3° 3/4W PRI MTR CAB...SPECIAL ORDER | 12KV 3 AND 4 WIRE PRIMARY METER EQUIP | PRIMARY METER EQUIPMENT | UNDERGROUND ELECTRIC DISTRIBUTION | 4702 | EA | X | X
22237 | 12PM-1 | 12KV 3 PHASE 3 WIRE 50/100 | 12KV 3 AND 4 WIRE PRIMARY METER EQUIP | PRIMARY METER EQUIPMENT | UNDERGROUND ELECTRIC DISTRIBUTION |  | EA | X | X
22237 | 12PM-2 | 12KV 3 PHASE 3 WIRE 100/200 | 12KV 3 AND 4 WIRE PRIMARY METER EQUIP | PRIMARY METER EQUIPMENT | UNDERGROUND ELECTRIC DISTRIBUTION |  | EA | X | X
22237 | 12PM-3 | 12KV 3 PHASE 3 WIRE 200/400 | 12KV 3 AND 4 WIRE PRIMARY METER EQUIP | PRIMARY METER EQUIPMENT | UNDERGROUND ELECTRIC DISTRIBUTION |  | EA | X | X
22237 | 12PM-4 | 12KV 3 PHASE 3 WIRE 400/800 | 12KV 3 AND 4 WIRE PRIMARY METER EQUIP | PRIMARY METER EQUIPMENT | UNDERGROUND ELECTRIC DISTRIBUTION |  | EA | X | X
22237 | 12PM-5 | 12KV 3 PHASE 4 WIRE 50/100 | 12KV 3 AND 4 WIRE PRIMARY METER EQUIP | PRIMARY METER EQUIPMENT | UNDERGROUND ELECTRIC DISTRIBUTION |  | EA | X | X
22237 | 12PM-6 | 12KV 3 PHASE 4 WIRE 100/200 | 12KV 3 AND 4 WIRE PRIMARY METER EQUIP | PRIMARY METER EQUIPMENT | UNDERGROUND ELECTRIC DISTRIBUTION |  | EA | X | X
22237 | 12PM-7 | 12KV 3 PHASE 4 WIRE 200/400 | 12KV 3 AND 4 WIRE PRIMARY METER EQUIP | PRIMARY METER EQUIPMENT | UNDERGROUND ELECTRIC DISTRIBUTION |  | EA | X | X
22237 | 12PM-8 | 12KV 3 PHASE 4 WIRE 400/800 | 12KV 3 AND 4 WIRE PRIMARY METER EQUIP | PRIMARY METER EQUIPMENT | UNDERGROUND ELECTRIC DISTRIBUTION |  | EA | X | X
22240 | GRNBOX | 1-PHASE GREEN BOX (PER PHASE) I & R | TEST | UG OPERATIONS | UNDERGROUND ELECTRIC DISTRIBUTION |  | EA | X | X |  | X
22240 | HI-POT | HIGH POT CABLE (PER PHASE) | TEST | UG OPERATIONS | UNDERGROUND ELECTRIC DISTRIBUTION |  | EA | X | X |  | X
22240 | PHAZ-C | PHASE CABLE (PER PHASE) | TEST | UG OPERATIONS | UNDERGROUND ELECTRIC DISTRIBUTION |  | EA | X | X |  | X
22240 | PORTSW | 3-PH PORTABLE SWITCH (PER PHASE) I & R | TEST | UG OPERATIONS | UNDERGROUND ELECTRIC DISTRIBUTION |  | EA | X | X |  | X
22240 | SPIK-C | SPIKE CABLE / CONNECTION (PER PHASE) | TEST | UG OPERATIONS | UNDERGROUND ELECTRIC DISTRIBUTION |  | EA | X | X |  | X
22240 | T-SCAD | TEST AND ENERGIZE SCADA SITE | TEST | UG OPERATIONS | UNDERGROUND ELECTRIC DISTRIBUTION |  | EA | X | X | X | X
22240 | TEST-C | TEST CAPACITOR | TEST | UG OPERATIONS | UNDERGROUND ELECTRIC DISTRIBUTION |  | EA | X | X |  | X
22240 | TEST-F | FUSE TEST JUMPER (PER PHASE) | TEST | UG OPERATIONS | UNDERGROUND ELECTRIC DISTRIBUTION |  | EA | X | X |  | X
22240 | TEST-R | *DO NOT USE* - ROTATION AT STAT OR PANEL | TEST | UG OPERATIONS | UNDERGROUND ELECTRIC DISTRIBUTION |  | EA | X
22240 | TESTRV | TEST-ROTATION/VOLTAGE XFMR AND PANEL | TEST | UG OPERATIONS | UNDERGROUND ELECTRIC DISTRIBUTION |  | EA | X
22240 | VTEST | VACUUM SWITCH TEST (PER PHASE) I & R | TEST | UG OPERATIONS | UNDERGROUND ELECTRIC DISTRIBUTION |  | EA | X | X |  | X
22250 | 4011-P | PYD CHGPT CT4011, SNGL PEDESTAL W/CMK | Electric Vehicle Charger - Level 2 | ELECTRIC METERS & METER BASES | UNDERGROUND ELECTRIC DISTRIBUTION | EV-A4 | EA | X | X
22250 | 4011PG | PYD CHGPT CT4011 SNGL PED W/GATEWY W/CMK | Electric Vehicle Charger - Level 2 | ELECTRIC METERS & METER BASES | UNDERGROUND ELECTRIC DISTRIBUTION | EV-A4 | EA | X | X
22250 | 4013-W | PYD CHGPT CT4013 SINGLE WALL W/CMK | Electric Vehicle Charger - Level 2 | ELECTRIC METERS & METER BASES | UNDERGROUND ELECTRIC DISTRIBUTION | EV-A4 | EA | X | X
22250 | 4013WG | PYD CHGPT CT4013 SNGL WALL GATEWY W/CMK | Electric Vehicle Charger - Level 2 | ELECTRIC METERS & METER BASES | UNDERGROUND ELECTRIC DISTRIBUTION | EV-A4 | EA | X | X
22250 | 4021-P | PYD CHGPT CT4021,DUAL PEDESTAL W/CMK | Electric Vehicle Charger - Level 2 | ELECTRIC METERS & METER BASES | UNDERGROUND ELECTRIC DISTRIBUTION | EV-A4 | EA | X | X
22250 | 4021PG | PYD CHGPT CT4021DUAL PEDSTLGATEWAY W/CMK | Electric Vehicle Charger - Level 2 | ELECTRIC METERS & METER BASES | UNDERGROUND ELECTRIC DISTRIBUTION | EV-A4 | EA | X | X
22250 | 4023DW | PYD CHGPT CT4023,DUAL WALL W/CMK | Electric Vehicle Charger - Level 2 | ELECTRIC METERS & METER BASES | UNDERGROUND ELECTRIC DISTRIBUTION | EV-A4 | EA | X | X
22250 | 4023WG | PYD CHGPT, CT4023 DUAL WALL,GATEWY W/CMK | Electric Vehicle Charger - Level 2 | ELECTRIC METERS & METER BASES | UNDERGROUND ELECTRIC DISTRIBUTION | EV-A4 | EA | X | X
22250 | ADA-EV | PYD SIGN, PARKING, HANDICAPPED, 12" X 12 | Electric Vehicle Charger - Level 2 | ELECTRIC METERS & METER BASES | UNDERGROUND ELECTRIC DISTRIBUTION |  | EA | X
22250 | C25-WA | PYD CHGPT, CPF25, SINGLE WALL W/CMK | Electric Vehicle Charger - Level 2 | ELECTRIC METERS & METER BASES | UNDERGROUND ELECTRIC DISTRIBUTION | EV-A4 | EA | X | X
22250 | C25DPA | PYD CHGPT, CPF25 DUAL PEDESTAL, NO CMK | Electric Vehicle Charger - Level 2 | ELECTRIC METERS & METER BASES | UNDERGROUND ELECTRIC DISTRIBUTION | EV-A4 | EA | X | X
22250 | C25SPA | PYD CHGPT, CPF25 SINGLE PEDESTL WITH CMK | Electric Vehicle Charger - Level 2 | ELECTRIC METERS & METER BASES | UNDERGROUND ELECTRIC DISTRIBUTION | EV-A4 | EA | X | X
22250 | C25SWA | PYD CHGPT, CPF25 DUAL PEDESTAL W/CMK | Electric Vehicle Charger - Level 2 | ELECTRIC METERS & METER BASES | UNDERGROUND ELECTRIC DISTRIBUTION | EV-A4 | EA | X | X
22250 | CP25SP | PYD CHGPT, CPF25, SINGLE PEDESTAL NO CMK | Electric Vehicle Charger - Level 2 | ELECTRIC METERS & METER BASES | UNDERGROUND ELECTRIC DISTRIBUTION | EV-A4 | EA | X | X
22250 | CP25SW | PYD CHGPT, CPF25, SINGLE WALL NO CMK | Electric Vehicle Charger - Level 2 | ELECTRIC METERS & METER BASES | UNDERGROUND ELECTRIC DISTRIBUTION | EV-A4 | EA | X | X
22250 | GLCMKT | GREENLOTS SIEMENS EV CHARGER CORD MGMTKI | Electric Vehicle Charger - Level 2 | ELECTRIC METERS & METER BASES | UNDERGROUND ELECTRIC DISTRIBUTION | EV-A4.1 | EA | X | X
22250 | GRNPOL | GRNLOTS SIEMENS EVSTRUCT-POLE W/HARDWARE | Electric Vehicle Charger - Level 2 | ELECTRIC METERS & METER BASES | UNDERGROUND ELECTRIC DISTRIBUTION | EV-A4.2 | EA | X | X
22260 | B/P-CA | PORTABLE BYPASS CABLES (TRAILER) I & R | TEMPORARY EQUIPMENT | UG OPERATIONS | UNDERGROUND ELECTRIC DISTRIBUTION |  | EA |  |  |  | X
22260 | B/P-SW | OIL SWI BYPASS CABLES I & R | TEMPORARY EQUIPMENT | UG OPERATIONS | UNDERGROUND ELECTRIC DISTRIBUTION |  | EA |  |  |  | X
22260 | SHUFLY | TEMPORARY OVERGROUND CABLES I & R | TEMPORARY EQUIPMENT | UG OPERATIONS | UNDERGROUND ELECTRIC DISTRIBUTION |  | EA |  |  |  | X
22260 | T-JUMP | TEMPORARY JUMPER (PER PHASE) | TEMPORARY EQUIPMENT | UG OPERATIONS | UNDERGROUND ELECTRIC DISTRIBUTION |  | EA |  |  |  | X
22280 | COV-OH | COVER-UPS FOR OH (PER PHASE) I & R | PERSONNEL PROTECTION | UG OPERATIONS | UNDERGROUND ELECTRIC DISTRIBUTION |  | EA | X | X |  | X
22280 | COV-UG | COVER-UPS FOR UG (PER PHASE) I & R | PERSONNEL PROTECTION | UG OPERATIONS | UNDERGROUND ELECTRIC DISTRIBUTION |  | EA | X | X |  | X
22280 | GR-GAD | GROUNDING GAD (PER PHASE) I & R | PERSONNEL PROTECTION | UG OPERATIONS | UNDERGROUND ELECTRIC DISTRIBUTION |  | EA | X | X |  | X
22280 | GR-MAT | GROUND MAT (PER LOCATION) I & R | PERSONNEL PROTECTION | UG OPERATIONS | UNDERGROUND ELECTRIC DISTRIBUTION |  | EA | X
22280 | PER-GR | PERSONAL GROUNDS (PER PHASE) I & R | PERSONNEL PROTECTION | UG OPERATIONS | UNDERGROUND ELECTRIC DISTRIBUTION |  | EA | X | X
22290 | 2WF3 OO | 1WF,2LM,1Apprent (LineAsstTrk,OH/UG Trk) | MISCELLANEOUS OPERATIONS | UG OPERATIONS | UNDERGROUND ELECTRIC DISTRIBUTION |  | HR | X | X
22290 | C0420P | 3440 COVERS SWITCH PAD W/2 HOLES | MISCELLANEOUS OPERATIONS | UG OPERATIONS | UNDERGROUND ELECTRIC DISTRIBUTION |  | EA | X | X
22290 | ELECT OO | 1 Electrician (1T E Mtr Truck) - UG | MISCELLANEOUS OPERATIONS | UG OPERATIONS | UNDERGROUND ELECTRIC DISTRIBUTION |  | HR | X | X
22290 | EMTRT OO | 1 E Mtr Tstr (1T E Mtr Truck) | MISCELLANEOUS OPERATIONS | UG OPERATIONS | UNDERGROUND ELECTRIC DISTRIBUTION |  | HR | X | X
22290 | LABOR\OO | 1 Laborer (No vehicle) | MISCELLANEOUS OPERATIONS | UG OPERATIONS | UNDERGROUND ELECTRIC DISTRIBUTION |  | HR | X | X
22290 | LINE OO | 1 Lineman (No vehicle) | MISCELLANEOUS OPERATIONS | UG OPERATIONS | UNDERGROUND ELECTRIC DISTRIBUTION |  | HR | X | X
22290 | M-COND | (MACRO)INST PULL TAPE/MNDRL (ENRG EQUIP) | MISCELLANEOUS OPERATIONS | UG OPERATIONS | UNDERGROUND ELECTRIC DISTRIBUTION | 3203/3379 | EA | X
22290 | M-COND-1 | (USE MACRO)INST PULLTAPE/MNDRL-ENRG EQP | MISCELLANEOUS OPERATIONS | UG OPERATIONS | UNDERGROUND ELECTRIC DISTRIBUTION | 3203/3379 | EA | X
22290 | M-COND-2 | (USE MACRO)INST PULLTAPE/MNDRL-ENRG EQP | MISCELLANEOUS OPERATIONS | UG OPERATIONS | UNDERGROUND ELECTRIC DISTRIBUTION | 3203/3379 | EA | X
22290 | MAN OO | 1LM In Charge 1LM (Line Trk) | MISCELLANEOUS OPERATIONS | UG OPERATIONS | UNDERGROUND ELECTRIC DISTRIBUTION |  | HR | X | X
22290 | OP-LBE | OPERATE LOADBREAK ELBOW/INSULATING RECEP | MISCELLANEOUS OPERATIONS | UG OPERATIONS | UNDERGROUND ELECTRIC DISTRIBUTION |  | EA | X | X |  | X
22290 | OP-O-S | OH CREW OPERATE HOOKSTICK/CO FOR UG JOB | MISCELLANEOUS OPERATIONS | UG OPERATIONS | UNDERGROUND ELECTRIC DISTRIBUTION |  | SET | X | X |  | X
22290 | OP-SWI | OPERATE UG SWITCH (PER OPERATION) | MISCELLANEOUS OPERATIONS | UG OPERATIONS | UNDERGROUND ELECTRIC DISTRIBUTION |  | EA | X | X |  | X
22290 | OPH/CO | OPERATE HOOKSTICK / CUTOUT (1/3 PH) EACH | MISCELLANEOUS OPERATIONS | UG OPERATIONS | UNDERGROUND ELECTRIC DISTRIBUTION |  | EA | X | X |  | X
22290 | PUMP-S | PUMP AND/OR CLEAN MH/HH | MISCELLANEOUS OPERATIONS | UG OPERATIONS | UNDERGROUND ELECTRIC DISTRIBUTION |  | EA | X |  |  | X
22290 | R-TREE | UG CREW TREE TRIM / TREE REMOVAL | MISCELLANEOUS OPERATIONS | UG OPERATIONS | UNDERGROUND ELECTRIC DISTRIBUTION |  | HR |  |  |  | X
22290 | RFCSH | REFURBISHED FUSE CABINET SHELL | MISCELLANEOUS OPERATIONS | UG OPERATIONS | UNDERGROUND ELECTRIC DISTRIBUTION |  | EA | X | X
22290 | RR-200 | REMOVE/RE-INSTALL ENERG. 200A CONNECTION | MISCELLANEOUS OPERATIONS | UG OPERATIONS | UNDERGROUND ELECTRIC DISTRIBUTION |  | EA | X
22290 | RR-600 | REMOVE/RE-INSTALL ENERG. 600A CONNECTION | MISCELLANEOUS OPERATIONS | UG OPERATIONS | UNDERGROUND ELECTRIC DISTRIBUTION |  | EA | X
22290 | RR-TAP | RE-INSTALL CABLE TAP - DEENERGIZED | MISCELLANEOUS OPERATIONS | UG OPERATIONS | UNDERGROUND ELECTRIC DISTRIBUTION |  | EA | X
22290 | RR-TEE | REMOVE/RE-INSTALL 600 TEE | MISCELLANEOUS OPERATIONS | UG OPERATIONS | UNDERGROUND ELECTRIC DISTRIBUTION |  | EA | X
22290 | S-T2C\OO | 1VhOp,1Lab,1WF-StTrk,Stkw/Cr,ConMix,Comp | MISCELLANEOUS OPERATIONS | UG OPERATIONS | UNDERGROUND ELECTRIC DISTRIBUTION |  | HR | X | X
22290 | SLOCKU | PADLOCK, SCHLAGE - UG APPLICATIONS | MISCELLANEOUS OPERATIONS | UG OPERATIONS | UNDERGROUND ELECTRIC DISTRIBUTION | 3000 | EA | X
22290 | STNBY OO | 1 Standby Lineman - Contracted (vehicle) | MISCELLANEOUS OPERATIONS | UG OPERATIONS | UNDERGROUND ELECTRIC DISTRIBUTION |  | HR | X | X
22290 | STREP OO | 1StRepFman&Spec,1Lab-1TPU,DmpTrk,VibRoll | MISCELLANEOUS OPERATIONS | UG OPERATIONS | UNDERGROUND ELECTRIC DISTRIBUTION |  | HR | X | X
22290 | SVTCH OO | 1 Svc Tch 1 Hlpr (Gas Mtr Trk) | MISCELLANEOUS OPERATIONS | UG OPERATIONS | UNDERGROUND ELECTRIC DISTRIBUTION |  | HR | X | X
22290 | TRAST OO | 1TrfContAsst,Spec 3/4T PU,1ArwBrdTlr-UG | MISCELLANEOUS OPERATIONS | UG OPERATIONS | UNDERGROUND ELECTRIC DISTRIBUTION |  | HR | X | X
22290 | UABGLG | ABG BAG FOR UG XFMR - 75KVA TO 167KVA | MISCELLANEOUS OPERATIONS | UG OPERATIONS | UNDERGROUND ELECTRIC DISTRIBUTION |  | EA | X | X
22290 | UABGSM | ABG BAG FOR UG XFMR - 25KVA TO 100KVA | MISCELLANEOUS OPERATIONS | UG OPERATIONS | UNDERGROUND ELECTRIC DISTRIBUTION |  | EA | X | X
22290 | UBYPASS | ACCTG USE ONLY -UG O&M (NO MATL) BYPASS | MISCELLANEOUS OPERATIONS | UG OPERATIONS | UNDERGROUND ELECTRIC DISTRIBUTION |  | EA | X
22290 | VENT-C | TEST/VENTILATE M.H. (CONNECTIONS) | MISCELLANEOUS OPERATIONS | UG OPERATIONS | UNDERGROUND ELECTRIC DISTRIBUTION |  | EA | X | X
22290 | VENT-M | TEST/VENTILATE M.H. (SWITCHING / MAINT) | MISCELLANEOUS OPERATIONS | UG OPERATIONS | UNDERGROUND ELECTRIC DISTRIBUTION |  | EA |  |  |  | X
22290 | VENT-P | TEST/VENTILATE M.H. (CABLE PULLING) | MISCELLANEOUS OPERATIONS | UG OPERATIONS | UNDERGROUND ELECTRIC DISTRIBUTION |  | EA | X | X
22290 | VENT-S | TEST/VENTILATE M.H. (SUB SWI/EQUIP) | MISCELLANEOUS OPERATIONS | UG OPERATIONS | UNDERGROUND ELECTRIC DISTRIBUTION |  | EA | X | X |  | X
22290 | VENT-T | TEST/VENTILATE M.H. (SUBSURFACE TRANS) | MISCELLANEOUS OPERATIONS | UG OPERATIONS | UNDERGROUND ELECTRIC DISTRIBUTION |  | EA | X | X
22290 | WF OO | 1 WF ELECT (No vehicle) | MISCELLANEOUS OPERATIONS | UG OPERATIONS | UNDERGROUND ELECTRIC DISTRIBUTION |  | HR | X | X
22300 | D/SW-F | DELINEATION FWY (SWITCHING) | DELINEATION - ST - HWY - FWY | UG OPERATIONS | UNDERGROUND ELECTRIC DISTRIBUTION |  | EA | X | X |  | X
22300 | D/SW-H | DELINEATION HWY (SWITCHING) | DELINEATION - ST - HWY - FWY | UG OPERATIONS | UNDERGROUND ELECTRIC DISTRIBUTION |  | EA | X | X |  | X
22300 | D/SW-S | DELINEATION ST (SWITCHING) | DELINEATION - ST - HWY - FWY | UG OPERATIONS | UNDERGROUND ELECTRIC DISTRIBUTION |  | EA | X | X |  | X
22300 | DN/C-F | DELINEATION FWY (CABLE/CONNECTION) | DELINEATION - ST - HWY - FWY | UG OPERATIONS | UNDERGROUND ELECTRIC DISTRIBUTION |  | EA | X | X
22300 | DN/C-H | DELINEATION HWY (CABLE/CONNECTION) | DELINEATION - ST - HWY - FWY | UG OPERATIONS | UNDERGROUND ELECTRIC DISTRIBUTION |  | EA | X | X
22300 | DN/C-S | DELINEATION ST (CABLE/CONNECTION) | DELINEATION - ST - HWY - FWY | UG OPERATIONS | UNDERGROUND ELECTRIC DISTRIBUTION |  | EA | X | X
22300 | DN/E-F | DELINEATION FWY (EQUIPMENT) | DELINEATION - ST - HWY - FWY | UG OPERATIONS | UNDERGROUND ELECTRIC DISTRIBUTION |  | EA | X | X
22300 | DN/E-H | DELINEATION HWY (EQUIPMENT) | DELINEATION - ST - HWY - FWY | UG OPERATIONS | UNDERGROUND ELECTRIC DISTRIBUTION |  | EA | X | X
22300 | DN/E-S | DELINEATION ST (EQUIPMENT) | DELINEATION - ST - HWY - FWY | UG OPERATIONS | UNDERGROUND ELECTRIC DISTRIBUTION |  | EA | X | X
22300 | DN/M-F | DELINEATION FWY (MAINTENANCE) | DELINEATION - ST - HWY - FWY | UG OPERATIONS | UNDERGROUND ELECTRIC DISTRIBUTION |  | EA |  |  |  | X
22300 | DN/M-H | DELINEATION HWY (MAINTENANCE) | DELINEATION - ST - HWY - FWY | UG OPERATIONS | UNDERGROUND ELECTRIC DISTRIBUTION |  | EA |  |  |  | X
22300 | DN/M-S | DELINEATION ST (MAINTENANCE) | DELINEATION - ST - HWY - FWY | UG OPERATIONS | UNDERGROUND ELECTRIC DISTRIBUTION |  | EA |  |  |  | X
22300 | DN/S-F | DELINEATION FWY (SUBSTRUCTURES) | DELINEATION - ST - HWY - FWY | UG OPERATIONS | UNDERGROUND ELECTRIC DISTRIBUTION |  | EA | X | X
22300 | DN/S-H | DELINEATION HWY (SUBSTRUCTURES) | DELINEATION - ST - HWY - FWY | UG OPERATIONS | UNDERGROUND ELECTRIC DISTRIBUTION |  | EA | X | X
22300 | DN/S-S | DELINEATION ST (SUBSTRUCTURES) | DELINEATION - ST - HWY - FWY | UG OPERATIONS | UNDERGROUND ELECTRIC DISTRIBUTION |  | EA | X | X
22300 | DN/T-F | DELINEATION FWY (TRANSFORMER) | DELINEATION - ST - HWY - FWY | UG OPERATIONS | UNDERGROUND ELECTRIC DISTRIBUTION |  | EA | X | X
22300 | DN/T-H | DELINEATION HWY (TRANSFORMER) | DELINEATION - ST - HWY - FWY | UG OPERATIONS | UNDERGROUND ELECTRIC DISTRIBUTION |  | EA | X | X
22300 | DN/T-S | DELINEATION ST (TRANSFORMER) | DELINEATION - ST - HWY - FWY | UG OPERATIONS | UNDERGROUND ELECTRIC DISTRIBUTION |  | EA | X | X
22305 | RE-TAG | RETAG EXISTING SUBSURFACE EQUIP/SWI | RE-TAG CABLE AND EQUIPMENT | UG OPERATIONS | UNDERGROUND ELECTRIC DISTRIBUTION | 3212.2 | EA | X | X |  | X
22305 | RT-CP | RETAG CABLE ON EXISTING CABLE POLE | RE-TAG CABLE AND EQUIPMENT | UG OPERATIONS | UNDERGROUND ELECTRIC DISTRIBUTION | 3202.4 | EA | X |  |  | X
22305 | RT-CV | RETAG CABLE IN EXISTING CUSTOMER VAULT | RE-TAG CABLE AND EQUIPMENT | UG OPERATIONS | UNDERGROUND ELECTRIC DISTRIBUTION | 3202.4 | EA | X |  |  | X
22305 | RT-HH | RETAG CABLE IN EXISTING HANDHOLE (ALL) | RE-TAG CABLE AND EQUIPMENT | UG OPERATIONS | UNDERGROUND ELECTRIC DISTRIBUTION | 3202.4 | EA | X |  |  | X
22305 | RT-MP | RETAG CABLE IN EXISTING MANHOLE PARKWAY | RE-TAG CABLE AND EQUIPMENT | UG OPERATIONS | UNDERGROUND ELECTRIC DISTRIBUTION | 3202.4 | EA | X |  |  | X
22305 | RT-MS | RETAG CABLE IN EXISTING MANHOLE STREET | RE-TAG CABLE AND EQUIPMENT | UG OPERATIONS | UNDERGROUND ELECTRIC DISTRIBUTION | 3202.4 | EA | X |  |  | X
22305 | STA-RT | RETAG EXISTING STATION UG | RE-TAG CABLE AND EQUIPMENT | UG OPERATIONS | UNDERGROUND ELECTRIC DISTRIBUTION |  | EA | X | X |  | X
22305 | TAG-RE | RETAG EXISTING EQUIPMENT | RE-TAG CABLE AND EQUIPMENT | UG OPERATIONS | UNDERGROUND ELECTRIC DISTRIBUTION |  | EA | X | X |  | X
22310 | T-MAN-HR | ELEC T-MAN HOURLY | ELECTRIC TROUBLEMAN SWITCHING OPERATIONS | UG OPERATIONS | UNDERGROUND ELECTRIC DISTRIBUTION |  | HR | X | X |  | X
22310 | T-S-FD | ELEC T-MAN SWITCHING -FIELD SWITCHING | ELECTRIC TROUBLEMAN SWITCHING OPERATIONS | UG OPERATIONS | UNDERGROUND ELECTRIC DISTRIBUTION |  | EA | X | X |  | X
22310 | T-S-LC | ELEC T-MAN SWITCHING -LOAD CHECK | ELECTRIC TROUBLEMAN SWITCHING OPERATIONS | UG OPERATIONS | UNDERGROUND ELECTRIC DISTRIBUTION |  | EA | X | X |  | X
22310 | T-S-LM | ELEC T-MAN SWITCHING -LOAD CHK (MANHOLE) | ELECTRIC TROUBLEMAN SWITCHING OPERATIONS | UG OPERATIONS | UNDERGROUND ELECTRIC DISTRIBUTION |  | EA | X | X |  | X
22310 | T-S-SS | ELEC T-MAN SWITCHING -SUBSURFACE SWITCH | ELECTRIC TROUBLEMAN SWITCHING OPERATIONS | UG OPERATIONS | UNDERGROUND ELECTRIC DISTRIBUTION |  | EA | X | X |  | X
22310 | T-S-SU | ELEC T-MAN SWITCHING -SWI SUBSTATION | ELECTRIC TROUBLEMAN SWITCHING OPERATIONS | UG OPERATIONS | UNDERGROUND ELECTRIC DISTRIBUTION |  | EA | X | X |  | X
22340 | LP-35D | (MACRO) ST LT CONV LPSV DBL 35W | STREET LIGHTS - CONV LPSV ASSEMBLIES | UG STREET LIGHT ASSEMBLIES | UNDERGROUND ELECTRIC DISTRIBUTION | 4431.1 | EA | X | X
22340 | LP-35D-1 | (USE MACRO) ST LT CONV LPSV DBL 35W | STREET LIGHTS - CONV LPSV ASSEMBLIES | UG STREET LIGHT ASSEMBLIES | UNDERGROUND ELECTRIC DISTRIBUTION | 4431.1 | EA | X | X
22340 | LP-35D-2 | (USE MACRO) ST LT CONV LPSV DBL 35W | STREET LIGHTS - CONV LPSV ASSEMBLIES | UG STREET LIGHT ASSEMBLIES | UNDERGROUND ELECTRIC DISTRIBUTION | 4431.1 | EA | X | X
22340 | LP-35D-3 | (USE MACRO) ST LT CONV LPSV DBL 35W | STREET LIGHTS - CONV LPSV ASSEMBLIES | UG STREET LIGHT ASSEMBLIES | UNDERGROUND ELECTRIC DISTRIBUTION | 4431.1 | EA | X | X
22340 | LP-35S | (MACRO) ST LT CONV LPSV SGL 35W | STREET LIGHTS - CONV LPSV ASSEMBLIES | UG STREET LIGHT ASSEMBLIES | UNDERGROUND ELECTRIC DISTRIBUTION | 4431.1 | EA | X | X
22340 | LP-35S-1 | (USE MACRO) ST LT CONV LPSV SGL 35W | STREET LIGHTS - CONV LPSV ASSEMBLIES | UG STREET LIGHT ASSEMBLIES | UNDERGROUND ELECTRIC DISTRIBUTION | 4431.1 | EA | X | X
22340 | LP-35S-2 | (USE MACRO) ST LT CONV LPSV SGL 35W | STREET LIGHTS - CONV LPSV ASSEMBLIES | UG STREET LIGHT ASSEMBLIES | UNDERGROUND ELECTRIC DISTRIBUTION | 4431.1 | EA | X | X
22340 | LP-35S-3 | (USE MACRO) ST LT CONV LPSV SGL 35W | STREET LIGHTS - CONV LPSV ASSEMBLIES | UG STREET LIGHT ASSEMBLIES | UNDERGROUND ELECTRIC DISTRIBUTION | 4431.1 | EA | X | X
22340 | LP-55D | (MACRO) ST LT CONV LPSV DBL 55W | STREET LIGHTS - CONV LPSV ASSEMBLIES | UG STREET LIGHT ASSEMBLIES | UNDERGROUND ELECTRIC DISTRIBUTION | 4431.1 | EA | X | X
22340 | LP-55D-1 | (USE MACRO) ST LT CONV LPSV DBL 55W | STREET LIGHTS - CONV LPSV ASSEMBLIES | UG STREET LIGHT ASSEMBLIES | UNDERGROUND ELECTRIC DISTRIBUTION | 4431.1 | EA | X | X
22340 | LP-55D-2 | (USE MACRO) ST LT CONV LPSV DBL 55W | STREET LIGHTS - CONV LPSV ASSEMBLIES | UG STREET LIGHT ASSEMBLIES | UNDERGROUND ELECTRIC DISTRIBUTION | 4431.1 | EA | X | X
22340 | LP-55D-3 | (USE MACRO) ST LT CONV LPSV DBL 55W | STREET LIGHTS - CONV LPSV ASSEMBLIES | UG STREET LIGHT ASSEMBLIES | UNDERGROUND ELECTRIC DISTRIBUTION | 4431.1 | EA | X | X
22340 | LP-55S | (MACRO) ST LT CONV LPSV SGL 55W | STREET LIGHTS - CONV LPSV ASSEMBLIES | UG STREET LIGHT ASSEMBLIES | UNDERGROUND ELECTRIC DISTRIBUTION | 4431.1 | EA | X | X
22340 | LP-55S-1 | (USE MACRO) ST LT CONV LPSV SGL 55W | STREET LIGHTS - CONV LPSV ASSEMBLIES | UG STREET LIGHT ASSEMBLIES | UNDERGROUND ELECTRIC DISTRIBUTION | 4431.1 | EA | X | X
22340 | LP-55S-2 | (USE MACRO) ST LT CONV LPSV SGL 55W | STREET LIGHTS - CONV LPSV ASSEMBLIES | UG STREET LIGHT ASSEMBLIES | UNDERGROUND ELECTRIC DISTRIBUTION | 4431.1 | EA | X | X
22340 | LP-55S-3 | (USE MACRO) ST LT CONV LPSV SGL 55W | STREET LIGHTS - CONV LPSV ASSEMBLIES | UG STREET LIGHT ASSEMBLIES | UNDERGROUND ELECTRIC DISTRIBUTION | 4431.1 | EA | X | X
22340 | LP-90D | (MACRO) ST LT CONV LPSV DBL 90W | STREET LIGHTS - CONV LPSV ASSEMBLIES | UG STREET LIGHT ASSEMBLIES | UNDERGROUND ELECTRIC DISTRIBUTION | 4431.1 | EA | X | X
22340 | LP-90D-1 | (USE MACRO) ST LT CONV LPSV DBL 90W | STREET LIGHTS - CONV LPSV ASSEMBLIES | UG STREET LIGHT ASSEMBLIES | UNDERGROUND ELECTRIC DISTRIBUTION | 4431.1 | EA | X | X
22340 | LP-90D-2 | (USE MACRO) ST LT CONV LPSV DBL 90W | STREET LIGHTS - CONV LPSV ASSEMBLIES | UG STREET LIGHT ASSEMBLIES | UNDERGROUND ELECTRIC DISTRIBUTION | 4431.1 | EA | X | X
22340 | LP-90D-3 | (USE MACRO) ST LT CONV LPSV DBL 90W | STREET LIGHTS - CONV LPSV ASSEMBLIES | UG STREET LIGHT ASSEMBLIES | UNDERGROUND ELECTRIC DISTRIBUTION | 4431.1 | EA | X | X
22340 | LP-90S | (MACRO) ST LT CONV LPSV SGL 90W | STREET LIGHTS - CONV LPSV ASSEMBLIES | UG STREET LIGHT ASSEMBLIES | UNDERGROUND ELECTRIC DISTRIBUTION | 4431.1 | EA | X | X
22340 | LP-90S-1 | (USE MACRO) ST LT CONV LPSV SGL 90W | STREET LIGHTS - CONV LPSV ASSEMBLIES | UG STREET LIGHT ASSEMBLIES | UNDERGROUND ELECTRIC DISTRIBUTION | 4431.1 | EA | X | X
22340 | LP-90S-2 | (USE MACRO) ST LT CONV LPSV SGL 90W | STREET LIGHTS - CONV LPSV ASSEMBLIES | UG STREET LIGHT ASSEMBLIES | UNDERGROUND ELECTRIC DISTRIBUTION | 4431.1 | EA | X | X
22340 | LP-90S-3 | (USE MACRO) ST LT CONV LPSV SGL 90W | STREET LIGHTS - CONV LPSV ASSEMBLIES | UG STREET LIGHT ASSEMBLIES | UNDERGROUND ELECTRIC DISTRIBUTION | 4431.1 | EA | X | X
22340 | LP135D | (MACRO) ST LT CONV LPSV DBL 135W | STREET LIGHTS - CONV LPSV ASSEMBLIES | UG STREET LIGHT ASSEMBLIES | UNDERGROUND ELECTRIC DISTRIBUTION | 4431.1 | EA | X | X
22340 | LP135D-1 | (USE MACRO) ST LT CONV LPSV DBL 135W | STREET LIGHTS - CONV LPSV ASSEMBLIES | UG STREET LIGHT ASSEMBLIES | UNDERGROUND ELECTRIC DISTRIBUTION | 4431.1 | EA | X | X
22340 | LP135D-2 | (USE MACRO) ST LT CONV LPSV DBL 135W | STREET LIGHTS - CONV LPSV ASSEMBLIES | UG STREET LIGHT ASSEMBLIES | UNDERGROUND ELECTRIC DISTRIBUTION | 4431.1 | EA | X | X
22340 | LP135D-3 | (USE MACRO) ST LT CONV LPSV DBL 135W | STREET LIGHTS - CONV LPSV ASSEMBLIES | UG STREET LIGHT ASSEMBLIES | UNDERGROUND ELECTRIC DISTRIBUTION | 4431.1 | EA | X | X
22340 | LP135S | (MACRO) ST LT CONV LPSV SGL 135W | STREET LIGHTS - CONV LPSV ASSEMBLIES | UG STREET LIGHT ASSEMBLIES | UNDERGROUND ELECTRIC DISTRIBUTION | 4431.1 | EA | X | X
22340 | LP135S-1 | (USE MACRO) ST LT CONV LPSV SGL 135W | STREET LIGHTS - CONV LPSV ASSEMBLIES | UG STREET LIGHT ASSEMBLIES | UNDERGROUND ELECTRIC DISTRIBUTION | 4431.1 | EA | X | X
22340 | LP135S-2 | (USE MACRO) ST LT CONV LPSV SGL 135W | STREET LIGHTS - CONV LPSV ASSEMBLIES | UG STREET LIGHT ASSEMBLIES | UNDERGROUND ELECTRIC DISTRIBUTION | 4431.1 | EA | X | X
22340 | LP135S-3 | (USE MACRO) ST LT CONV LPSV SGL 135W | STREET LIGHTS - CONV LPSV ASSEMBLIES | UG STREET LIGHT ASSEMBLIES | UNDERGROUND ELECTRIC DISTRIBUTION | 4431.1 | EA | X | X
22340 | LP180D | (MACRO) ST LT CONV LPSV DBL 180W | STREET LIGHTS - CONV LPSV ASSEMBLIES | UG STREET LIGHT ASSEMBLIES | UNDERGROUND ELECTRIC DISTRIBUTION | 4431.1 | EA | X | X
22340 | LP180D-1 | (USE MACRO) ST LT CONV LPSV DBL 180W | STREET LIGHTS - CONV LPSV ASSEMBLIES | UG STREET LIGHT ASSEMBLIES | UNDERGROUND ELECTRIC DISTRIBUTION | 4431.1 | EA | X | X
22340 | LP180D-2 | (USE MACRO) ST LT CONV LPSV DBL 180W | STREET LIGHTS - CONV LPSV ASSEMBLIES | UG STREET LIGHT ASSEMBLIES | UNDERGROUND ELECTRIC DISTRIBUTION | 4431.1 | EA | X | X
22340 | LP180D-3 | (USE MACRO) ST LT CONV LPSV DBL 180W | STREET LIGHTS - CONV LPSV ASSEMBLIES | UG STREET LIGHT ASSEMBLIES | UNDERGROUND ELECTRIC DISTRIBUTION | 4431.1 | EA | X | X
22340 | LP180S | (MACRO) ST LT CONV LPSV SGL 180W | STREET LIGHTS - CONV LPSV ASSEMBLIES | UG STREET LIGHT ASSEMBLIES | UNDERGROUND ELECTRIC DISTRIBUTION | 4431.1 | EA | X | X
22340 | LP180S-1 | (USE MACRO) ST LT CONV LPSV SGL 180W | STREET LIGHTS - CONV LPSV ASSEMBLIES | UG STREET LIGHT ASSEMBLIES | UNDERGROUND ELECTRIC DISTRIBUTION | 4431.1 | EA | X | X
22340 | LP180S-2 | (USE MACRO) ST LT CONV LPSV SGL 180W | STREET LIGHTS - CONV LPSV ASSEMBLIES | UG STREET LIGHT ASSEMBLIES | UNDERGROUND ELECTRIC DISTRIBUTION | 4431.1 | EA | X | X
22340 | LP180S-3 | (USE MACRO) ST LT CONV LPSV SGL 180W | STREET LIGHTS - CONV LPSV ASSEMBLIES | UG STREET LIGHT ASSEMBLIES | UNDERGROUND ELECTRIC DISTRIBUTION | 4431.1 | EA | X | X
22341 | LP-35A | LS-1B BILLING - CONV LPSV DBL 35W | CONV LPSV LS-1B BILLING UNITS | UG STREET LIGHT ASSEMBLIES | UNDERGROUND ELECTRIC DISTRIBUTION |  | EA | X
22341 | LP-35B | LS-1B BILLING - CONV LPSV SGL 35W | CONV LPSV LS-1B BILLING UNITS | UG STREET LIGHT ASSEMBLIES | UNDERGROUND ELECTRIC DISTRIBUTION |  | EA | X
22341 | LP-55A | LS-1B BILLING - CONV LPSV DBL 55W | CONV LPSV LS-1B BILLING UNITS | UG STREET LIGHT ASSEMBLIES | UNDERGROUND ELECTRIC DISTRIBUTION |  | EA | X
22341 | LP-55B | LS-1B BILLING - CONV LPSV SGL 55W | CONV LPSV LS-1B BILLING UNITS | UG STREET LIGHT ASSEMBLIES | UNDERGROUND ELECTRIC DISTRIBUTION |  | EA | X
22341 | LP-90A | LS-1B BILLING - CONV LPSV DBL 90W | CONV LPSV LS-1B BILLING UNITS | UG STREET LIGHT ASSEMBLIES | UNDERGROUND ELECTRIC DISTRIBUTION |  | EA | X
22341 | LP-90B | LS-1B BILLING - CONV LPSV SGL 90W | CONV LPSV LS-1B BILLING UNITS | UG STREET LIGHT ASSEMBLIES | UNDERGROUND ELECTRIC DISTRIBUTION |  | EA | X
22341 | LP135A | LS-1B BILLING - CONV LPSV DBL 135W | CONV LPSV LS-1B BILLING UNITS | UG STREET LIGHT ASSEMBLIES | UNDERGROUND ELECTRIC DISTRIBUTION |  | EA | X
22341 | LP135B | LS-1B BILLING - CONV LPSV SGL 135W | CONV LPSV LS-1B BILLING UNITS | UG STREET LIGHT ASSEMBLIES | UNDERGROUND ELECTRIC DISTRIBUTION |  | EA | X
22341 | LP180A | LS-1B BILLING - CONV LPSV DBL 180W | CONV LPSV LS-1B BILLING UNITS | UG STREET LIGHT ASSEMBLIES | UNDERGROUND ELECTRIC DISTRIBUTION |  | EA | X
22341 | LP180B | LS-1B BILLING - CONV LPSV SGL 180W | CONV LPSV LS-1B BILLING UNITS | UG STREET LIGHT ASSEMBLIES | UNDERGROUND ELECTRIC DISTRIBUTION |  | EA | X
22342 | LP-35X | LS-1C BILLING - CONV LPSV DBL 35W | CONV LPSV LS-1C BILLING UNITS | UG STREET LIGHT ASSEMBLIES | UNDERGROUND ELECTRIC DISTRIBUTION |  | EA | X
22342 | LP-35Y | LS-1C BILLING - CONV LPSV SGL 35W | CONV LPSV LS-1C BILLING UNITS | UG STREET LIGHT ASSEMBLIES | UNDERGROUND ELECTRIC DISTRIBUTION |  | EA | X
22342 | LP-55X | LS-1C BILLING - CONV LPSV DBL 55W | CONV LPSV LS-1C BILLING UNITS | UG STREET LIGHT ASSEMBLIES | UNDERGROUND ELECTRIC DISTRIBUTION |  | EA | X
22342 | LP-55Y | LS-1C BILLING - CONV LPSV SGL 55W | CONV LPSV LS-1C BILLING UNITS | UG STREET LIGHT ASSEMBLIES | UNDERGROUND ELECTRIC DISTRIBUTION |  | EA | X
22342 | LP-90X | LS-1C BILLING - CONV LPSV DBL 90W | CONV LPSV LS-1C BILLING UNITS | UG STREET LIGHT ASSEMBLIES | UNDERGROUND ELECTRIC DISTRIBUTION |  | EA | X
22342 | LP-90Y | LS-1C BILLING - CONV LPSV SGL 90W | CONV LPSV LS-1C BILLING UNITS | UG STREET LIGHT ASSEMBLIES | UNDERGROUND ELECTRIC DISTRIBUTION |  | EA | X
22342 | LP135X | LS-1C BILLING - CONV LPSV DBL 135W | CONV LPSV LS-1C BILLING UNITS | UG STREET LIGHT ASSEMBLIES | UNDERGROUND ELECTRIC DISTRIBUTION |  | EA | X
22342 | LP135Y | LS-1C BILLING - CONV LPSV SGL 135W | CONV LPSV LS-1C BILLING UNITS | UG STREET LIGHT ASSEMBLIES | UNDERGROUND ELECTRIC DISTRIBUTION |  | EA | X
22342 | LP180X | LS-1C BILLING - CONV LPSV DBL 180W | CONV LPSV LS-1C BILLING UNITS | UG STREET LIGHT ASSEMBLIES | UNDERGROUND ELECTRIC DISTRIBUTION |  | EA | X
22342 | LP180Y | LS-1C BILLING - CONV LPSV SGL 180W | CONV LPSV LS-1C BILLING UNITS | UG STREET LIGHT ASSEMBLIES | UNDERGROUND ELECTRIC DISTRIBUTION |  | EA | X
22360 | HP-70D | (MACRO) ST LT CONV HPSV DBL 70W | STREET LIGHTS - CONV HPSV ASSEMBLIES | UG STREET LIGHT ASSEMBLIES | UNDERGROUND ELECTRIC DISTRIBUTION | 4431.2 | EA | X | X
22360 | HP-70D-1 | (USE MACRO) ST LT CONV HPSV DBL 70W | STREET LIGHTS - CONV HPSV ASSEMBLIES | UG STREET LIGHT ASSEMBLIES | UNDERGROUND ELECTRIC DISTRIBUTION | 4431.2 | EA | X | X
22360 | HP-70D-2 | (USE MACRO) ST LT CONV HPSV DBL 70W | STREET LIGHTS - CONV HPSV ASSEMBLIES | UG STREET LIGHT ASSEMBLIES | UNDERGROUND ELECTRIC DISTRIBUTION | 4431.2 | EA | X | X
22360 | HP-70D-3 | (USE MACRO) ST LT CONV HPSV DBL 70W | STREET LIGHTS - CONV HPSV ASSEMBLIES | UG STREET LIGHT ASSEMBLIES | UNDERGROUND ELECTRIC DISTRIBUTION | 4431.2 | EA | X | X
22360 | HP-70S | (MACRO) ST LT CONV HPSV SGL 70W | STREET LIGHTS - CONV HPSV ASSEMBLIES | UG STREET LIGHT ASSEMBLIES | UNDERGROUND ELECTRIC DISTRIBUTION | 4431.2 | EA | X | X
22360 | HP-70S-1 | (USE MACRO) ST LT CONV HPSV SGL 70W | STREET LIGHTS - CONV HPSV ASSEMBLIES | UG STREET LIGHT ASSEMBLIES | UNDERGROUND ELECTRIC DISTRIBUTION | 4431.2 | EA | X | X
22360 | HP-70S-2 | (USE MACRO) ST LT CONV HPSV SGL 70W | STREET LIGHTS - CONV HPSV ASSEMBLIES | UG STREET LIGHT ASSEMBLIES | UNDERGROUND ELECTRIC DISTRIBUTION | 4431.2 | EA | X | X
22360 | HP-70S-3 | (USE MACRO) ST LT CONV HPSV SGL 70W | STREET LIGHTS - CONV HPSV ASSEMBLIES | UG STREET LIGHT ASSEMBLIES | UNDERGROUND ELECTRIC DISTRIBUTION | 4431.2 | EA | X | X
22360 | HP100D | (MACRO) ST LT CONV HPSV DBL 100W | STREET LIGHTS - CONV HPSV ASSEMBLIES | UG STREET LIGHT ASSEMBLIES | UNDERGROUND ELECTRIC DISTRIBUTION | 4431.2 | EA | X | X
22360 | HP100D-1 | (USE MACRO) ST LT CONV HPSV DBL 100W | STREET LIGHTS - CONV HPSV ASSEMBLIES | UG STREET LIGHT ASSEMBLIES | UNDERGROUND ELECTRIC DISTRIBUTION | 4431.2 | EA | X | X
22360 | HP100D-2 | (USE MACRO) ST LT CONV HPSV DBL 100W | STREET LIGHTS - CONV HPSV ASSEMBLIES | UG STREET LIGHT ASSEMBLIES | UNDERGROUND ELECTRIC DISTRIBUTION | 4431.2 | EA | X | X
22360 | HP100D-3 | (USE MACRO) ST LT CONV HPSV DBL 100W | STREET LIGHTS - CONV HPSV ASSEMBLIES | UG STREET LIGHT ASSEMBLIES | UNDERGROUND ELECTRIC DISTRIBUTION | 4431.2 | EA | X | X
22360 | HP100S | (MACRO) ST LT CONV HPSV SGL 100W | STREET LIGHTS - CONV HPSV ASSEMBLIES | UG STREET LIGHT ASSEMBLIES | UNDERGROUND ELECTRIC DISTRIBUTION | 4431.2 | EA | X | X
22360 | HP100S-1 | (USE MACRO) ST LT CONV HPSV SGL 100W | STREET LIGHTS - CONV HPSV ASSEMBLIES | UG STREET LIGHT ASSEMBLIES | UNDERGROUND ELECTRIC DISTRIBUTION | 4431.2 | EA | X | X
22360 | HP100S-2 | (USE MACRO) ST LT CONV HPSV SGL 100W | STREET LIGHTS - CONV HPSV ASSEMBLIES | UG STREET LIGHT ASSEMBLIES | UNDERGROUND ELECTRIC DISTRIBUTION | 4431.2 | EA | X | X
22360 | HP100S-3 | (USE MACRO) ST LT CONV HPSV SGL 100W | STREET LIGHTS - CONV HPSV ASSEMBLIES | UG STREET LIGHT ASSEMBLIES | UNDERGROUND ELECTRIC DISTRIBUTION | 4431.2 | EA | X | X
22360 | HP150D | (MACRO) ST LT CONV HPSV DBL 150W | STREET LIGHTS - CONV HPSV ASSEMBLIES | UG STREET LIGHT ASSEMBLIES | UNDERGROUND ELECTRIC DISTRIBUTION | 4431.2 | EA | X | X
22360 | HP150D-1 | (USE MACRO) ST LT CONV HPSV DBL 150W | STREET LIGHTS - CONV HPSV ASSEMBLIES | UG STREET LIGHT ASSEMBLIES | UNDERGROUND ELECTRIC DISTRIBUTION | 4431.2 | EA | X | X
22360 | HP150D-2 | (USE MACRO) ST LT CONV HPSV DBL 150W | STREET LIGHTS - CONV HPSV ASSEMBLIES | UG STREET LIGHT ASSEMBLIES | UNDERGROUND ELECTRIC DISTRIBUTION | 4431.2 | EA | X | X
22360 | HP150D-3 | (USE MACRO) ST LT CONV HPSV DBL 150W | STREET LIGHTS - CONV HPSV ASSEMBLIES | UG STREET LIGHT ASSEMBLIES | UNDERGROUND ELECTRIC DISTRIBUTION | 4431.2 | EA | X | X
22360 | HP150S | (MACRO) ST LT CONV HPSV SGL 150W | STREET LIGHTS - CONV HPSV ASSEMBLIES | UG STREET LIGHT ASSEMBLIES | UNDERGROUND ELECTRIC DISTRIBUTION | 4431.2 | EA | X | X
22360 | HP150S-1 | (USE MACRO) ST LT CONV HPSV SGL 150W | STREET LIGHTS - CONV HPSV ASSEMBLIES | UG STREET LIGHT ASSEMBLIES | UNDERGROUND ELECTRIC DISTRIBUTION | 4431.2 | EA | X | X
22360 | HP150S-2 | (USE MACRO) ST LT CONV HPSV SGL 150W | STREET LIGHTS - CONV HPSV ASSEMBLIES | UG STREET LIGHT ASSEMBLIES | UNDERGROUND ELECTRIC DISTRIBUTION | 4431.2 | EA | X | X
22360 | HP150S-3 | (USE MACRO) ST LT CONV HPSV SGL 150W | STREET LIGHTS - CONV HPSV ASSEMBLIES | UG STREET LIGHT ASSEMBLIES | UNDERGROUND ELECTRIC DISTRIBUTION | 4431.2 | EA | X | X
22360 | HP200D | (MACRO) ST LT CONV HPSV DBL 200W | STREET LIGHTS - CONV HPSV ASSEMBLIES | UG STREET LIGHT ASSEMBLIES | UNDERGROUND ELECTRIC DISTRIBUTION | 4431.2 | EA | X | X
22360 | HP200D-1 | (USE MACRO) ST LT CONV HPSV DBL 200W | STREET LIGHTS - CONV HPSV ASSEMBLIES | UG STREET LIGHT ASSEMBLIES | UNDERGROUND ELECTRIC DISTRIBUTION | 4431.2 | EA | X | X
22360 | HP200D-2 | (USE MACRO) ST LT CONV HPSV DBL 200W | STREET LIGHTS - CONV HPSV ASSEMBLIES | UG STREET LIGHT ASSEMBLIES | UNDERGROUND ELECTRIC DISTRIBUTION | 4431.2 | EA | X | X
22360 | HP200D-3 | (USE MACRO) ST LT CONV HPSV DBL 200W | STREET LIGHTS - CONV HPSV ASSEMBLIES | UG STREET LIGHT ASSEMBLIES | UNDERGROUND ELECTRIC DISTRIBUTION | 4431.2 | EA | X | X
22360 | HP200S | (MACRO) ST LT CONV HPSV SGL 200W | STREET LIGHTS - CONV HPSV ASSEMBLIES | UG STREET LIGHT ASSEMBLIES | UNDERGROUND ELECTRIC DISTRIBUTION | 4431.2 | EA | X | X
22360 | HP200S-1 | (USE MACRO) ST LT CONV HPSV SGL 200W | STREET LIGHTS - CONV HPSV ASSEMBLIES | UG STREET LIGHT ASSEMBLIES | UNDERGROUND ELECTRIC DISTRIBUTION | 4431.2 | EA | X | X
22360 | HP200S-2 | (USE MACRO) ST LT CONV HPSV SGL 200W | STREET LIGHTS - CONV HPSV ASSEMBLIES | UG STREET LIGHT ASSEMBLIES | UNDERGROUND ELECTRIC DISTRIBUTION | 4431.2 | EA | X | X
22360 | HP200S-3 | (USE MACRO) ST LT CONV HPSV SGL 200W | STREET LIGHTS - CONV HPSV ASSEMBLIES | UG STREET LIGHT ASSEMBLIES | UNDERGROUND ELECTRIC DISTRIBUTION | 4431.2 | EA | X | X
22360 | HP250D | (MACRO) ST LT CONV HPSV DBL 250W | STREET LIGHTS - CONV HPSV ASSEMBLIES | UG STREET LIGHT ASSEMBLIES | UNDERGROUND ELECTRIC DISTRIBUTION | 4431.2 | EA | X | X
22360 | HP250D-1 | (USE MACRO) ST LT CONV HPSV DBL 250W | STREET LIGHTS - CONV HPSV ASSEMBLIES | UG STREET LIGHT ASSEMBLIES | UNDERGROUND ELECTRIC DISTRIBUTION | 4431.2 | EA | X | X
22360 | HP250D-2 | (USE MACRO) ST LT CONV HPSV DBL 250W | STREET LIGHTS - CONV HPSV ASSEMBLIES | UG STREET LIGHT ASSEMBLIES | UNDERGROUND ELECTRIC DISTRIBUTION | 4431.2 | EA | X | X
22360 | HP250D-3 | (USE MACRO) ST LT CONV HPSV DBL 250W | STREET LIGHTS - CONV HPSV ASSEMBLIES | UG STREET LIGHT ASSEMBLIES | UNDERGROUND ELECTRIC DISTRIBUTION | 4431.2 | EA | X | X
22360 | HP250R | STREET LIGHT CONV HPSV 250W | STREET LIGHTS - CONV HPSV ASSEMBLIES | UG STREET LIGHT ASSEMBLIES | UNDERGROUND ELECTRIC DISTRIBUTION | 4431.2 | EA | X | X
22360 | HP250S | (MACRO) ST LT CONV HPSV SGL 250W | STREET LIGHTS - CONV HPSV ASSEMBLIES | UG STREET LIGHT ASSEMBLIES | UNDERGROUND ELECTRIC DISTRIBUTION | 4431.2 | EA | X | X
22360 | HP250S-1 | (USE MACRO) ST LT CONV HPSV SGL 250W | STREET LIGHTS - CONV HPSV ASSEMBLIES | UG STREET LIGHT ASSEMBLIES | UNDERGROUND ELECTRIC DISTRIBUTION | 4431.2 | EA | X | X
22360 | HP250S-2 | (USE MACRO) ST LT CONV HPSV SGL 250W | STREET LIGHTS - CONV HPSV ASSEMBLIES | UG STREET LIGHT ASSEMBLIES | UNDERGROUND ELECTRIC DISTRIBUTION | 4431.2 | EA | X | X
22360 | HP250S-3 | (USE MACRO) ST LT CONV HPSV SGL 250W | STREET LIGHTS - CONV HPSV ASSEMBLIES | UG STREET LIGHT ASSEMBLIES | UNDERGROUND ELECTRIC DISTRIBUTION | 4431.2 | EA | X | X
22360 | HP400D | (MACRO) ST LT CONV HPSV DBL 400W | STREET LIGHTS - CONV HPSV ASSEMBLIES | UG STREET LIGHT ASSEMBLIES | UNDERGROUND ELECTRIC DISTRIBUTION | 4431.2 | EA | X | X
22360 | HP400D-1 | (USE MACRO) ST LT CONV HPSV DBL 400W | STREET LIGHTS - CONV HPSV ASSEMBLIES | UG STREET LIGHT ASSEMBLIES | UNDERGROUND ELECTRIC DISTRIBUTION | 4431.2 | EA | X | X
22360 | HP400D-2 | (USE MACRO) ST LT CONV HPSV DBL 400W | STREET LIGHTS - CONV HPSV ASSEMBLIES | UG STREET LIGHT ASSEMBLIES | UNDERGROUND ELECTRIC DISTRIBUTION | 4431.2 | EA | X | X
22360 | HP400D-3 | (USE MACRO) ST LT CONV HPSV DBL 400W | STREET LIGHTS - CONV HPSV ASSEMBLIES | UG STREET LIGHT ASSEMBLIES | UNDERGROUND ELECTRIC DISTRIBUTION | 4431.2 | EA | X | X
22360 | HP400S | (MACRO) ST LT CONV HPSV SGL 400W | STREET LIGHTS - CONV HPSV ASSEMBLIES | UG STREET LIGHT ASSEMBLIES | UNDERGROUND ELECTRIC DISTRIBUTION | 4431.2 | EA | X | X
22360 | HP400S-1 | (USE MACRO) ST LT CONV HPSV SGL 400W | STREET LIGHTS - CONV HPSV ASSEMBLIES | UG STREET LIGHT ASSEMBLIES | UNDERGROUND ELECTRIC DISTRIBUTION | 4431.2 | EA | X | X
22360 | HP400S-2 | (USE MACRO) ST LT CONV HPSV SGL 400W | STREET LIGHTS - CONV HPSV ASSEMBLIES | UG STREET LIGHT ASSEMBLIES | UNDERGROUND ELECTRIC DISTRIBUTION | 4431.2 | EA | X | X
22360 | HP400S-3 | (USE MACRO) ST LT CONV HPSV SGL 400W | STREET LIGHTS - CONV HPSV ASSEMBLIES | UG STREET LIGHT ASSEMBLIES | UNDERGROUND ELECTRIC DISTRIBUTION | 4431.2 | EA | X | X
22360 | LDVICRMV | (MACRO) LED STREET LIGHT | STREET LIGHTS - CONV HPSV ASSEMBLIES | UG STREET LIGHT ASSEMBLIES | UNDERGROUND ELECTRIC DISTRIBUTION | 4431.2 | EA | X | X
22360 | RWL3-UG | LED, STRTLGHT, Cobra HD, RoadWY, CREE, T | STREET LIGHTS - CONV HPSV ASSEMBLIES | UG STREET LIGHT ASSEMBLIES | UNDERGROUND ELECTRIC DISTRIBUTION | 4400 | EA | X | X
22360 | RWL3RMV | HP200S-3AGE RANGE IS 136W, 14000 LUMINS, | STREET LIGHTS - CONV HPSV ASSEMBLIES | UG STREET LIGHT ASSEMBLIES | UNDERGROUND ELECTRIC DISTRIBUTION | 4431.2 | EA | X | X
22360 | RWM3-UG | LED, Strtlght, cobrahd, roadwy, CREE, ty | STREET LIGHTS - CONV HPSV ASSEMBLIES | UG STREET LIGHT ASSEMBLIES | UNDERGROUND ELECTRIC DISTRIBUTION | 4400 | EA | X | X
22360 | RWM3RMV | (MACRO) LED STREET LIGHT | STREET LIGHTS - CONV HPSV ASSEMBLIES | UG STREET LIGHT ASSEMBLIES | UNDERGROUND ELECTRIC DISTRIBUTION | 4431.2 | EA | X | X
22360 | RWX3RMV | (MACRO) LED STREET LIGHT | STREET LIGHTS - CONV HPSV ASSEMBLIES | UG STREET LIGHT ASSEMBLIES | UNDERGROUND ELECTRIC DISTRIBUTION | 4431.2 | EA | X | X
22361 | H200FB | LS-1B BILLING-CONV HPSV SGL 200W F/POLE | CONV HPSV LS-1B BILLING UNITS | UG STREET LIGHT ASSEMBLIES | UNDERGROUND ELECTRIC DISTRIBUTION |  | EA | X
22361 | H70FB | LS-1B BILLING-CONV HPSV SGL 70W F/POLE | CONV HPSV LS-1B BILLING UNITS | UG STREET LIGHT ASSEMBLIES | UNDERGROUND ELECTRIC DISTRIBUTION |  | EA | X
22361 | HP-70A | LS-1B BILLING - CONV HPSV DBL 70W | CONV HPSV LS-1B BILLING UNITS | UG STREET LIGHT ASSEMBLIES | UNDERGROUND ELECTRIC DISTRIBUTION |  | EA | X
22361 | HP-70B | LS-1B BILLING - CONV HPSV SGL 70W | CONV HPSV LS-1B BILLING UNITS | UG STREET LIGHT ASSEMBLIES | UNDERGROUND ELECTRIC DISTRIBUTION |  | EA | X
22361 | HP100A | LS-1B BILLING - CONV HPSV DBL 100W | CONV HPSV LS-1B BILLING UNITS | UG STREET LIGHT ASSEMBLIES | UNDERGROUND ELECTRIC DISTRIBUTION |  | EA | X
22361 | HP100B | LS-1B BILLING - CONV HPSV SGL 100W | CONV HPSV LS-1B BILLING UNITS | UG STREET LIGHT ASSEMBLIES | UNDERGROUND ELECTRIC DISTRIBUTION |  | EA | X
22361 | HP150A | LS-1B BILLING - CONV HPSV DBL 150W | CONV HPSV LS-1B BILLING UNITS | UG STREET LIGHT ASSEMBLIES | UNDERGROUND ELECTRIC DISTRIBUTION |  | EA | X
22361 | HP150B | LS-1B BILLING - CONV HPSV SGL 150W | CONV HPSV LS-1B BILLING UNITS | UG STREET LIGHT ASSEMBLIES | UNDERGROUND ELECTRIC DISTRIBUTION |  | EA | X
22361 | HP200A | LS-1B BILLING - CONV HPSV DBL 200W | CONV HPSV LS-1B BILLING UNITS | UG STREET LIGHT ASSEMBLIES | UNDERGROUND ELECTRIC DISTRIBUTION |  | EA | X
22361 | HP200B | LS-1B BILLING - CONV HPSV SGL 200W | CONV HPSV LS-1B BILLING UNITS | UG STREET LIGHT ASSEMBLIES | UNDERGROUND ELECTRIC DISTRIBUTION |  | EA | X
22361 | HP250A | LS-1B BILLING - CONV HPSV DBL 250W | CONV HPSV LS-1B BILLING UNITS | UG STREET LIGHT ASSEMBLIES | UNDERGROUND ELECTRIC DISTRIBUTION |  | EA | X
22361 | HP250B | LS-1B BILLING - CONV HPSV SGL 250W | CONV HPSV LS-1B BILLING UNITS | UG STREET LIGHT ASSEMBLIES | UNDERGROUND ELECTRIC DISTRIBUTION |  | EA | X
22361 | HP400A | LS-1B BILLING - CONV HPSV DBL 400W | CONV HPSV LS-1B BILLING UNITS | UG STREET LIGHT ASSEMBLIES | UNDERGROUND ELECTRIC DISTRIBUTION |  | EA | X
22361 | HP400B | LS-1B BILLING - CONV HPSV SGL 400W | CONV HPSV LS-1B BILLING UNITS | UG STREET LIGHT ASSEMBLIES | UNDERGROUND ELECTRIC DISTRIBUTION |  | EA | X
22362 | HP-70X | LS-1C BILLING - CONV HPSV DBL 70W | CONV HPSV LS-1C BILLING UNITS | UG STREET LIGHT ASSEMBLIES | UNDERGROUND ELECTRIC DISTRIBUTION |  | EA | X
22362 | HP-70Y | LS-1C BILLING - CONV HPSV SGL 70W | CONV HPSV LS-1C BILLING UNITS | UG STREET LIGHT ASSEMBLIES | UNDERGROUND ELECTRIC DISTRIBUTION |  | EA | X
22362 | HP100X | LS-1C BILLING - CONV HPSV DBL 100W | CONV HPSV LS-1C BILLING UNITS | UG STREET LIGHT ASSEMBLIES | UNDERGROUND ELECTRIC DISTRIBUTION |  | EA | X
22362 | HP100Y | LS-1C BILLING - CONV HPSV SGL 100W | CONV HPSV LS-1C BILLING UNITS | UG STREET LIGHT ASSEMBLIES | UNDERGROUND ELECTRIC DISTRIBUTION |  | EA | X
22362 | HP150X | LS-1C BILLING - CONV HPSV DBL 150W | CONV HPSV LS-1C BILLING UNITS | UG STREET LIGHT ASSEMBLIES | UNDERGROUND ELECTRIC DISTRIBUTION |  | EA | X
22362 | HP150Y | LS-1C BILLING - CONV HPSV SGL 150W | CONV HPSV LS-1C BILLING UNITS | UG STREET LIGHT ASSEMBLIES | UNDERGROUND ELECTRIC DISTRIBUTION |  | EA | X
22362 | HP200X | LS-1C BILLING - CONV HPSV DBL 200W | CONV HPSV LS-1C BILLING UNITS | UG STREET LIGHT ASSEMBLIES | UNDERGROUND ELECTRIC DISTRIBUTION |  | EA | X
22362 | HP200Y | LS-1C BILLING - CONV HPSV SGL 200W | CONV HPSV LS-1C BILLING UNITS | UG STREET LIGHT ASSEMBLIES | UNDERGROUND ELECTRIC DISTRIBUTION |  | EA | X
22362 | HP250X | LS-1C BILLING - CONV HPSV DBL 250W | CONV HPSV LS-1C BILLING UNITS | UG STREET LIGHT ASSEMBLIES | UNDERGROUND ELECTRIC DISTRIBUTION |  | EA | X
22362 | HP250Y | LS-1C BILLING - CONV HPSV SGL 250W | CONV HPSV LS-1C BILLING UNITS | UG STREET LIGHT ASSEMBLIES | UNDERGROUND ELECTRIC DISTRIBUTION |  | EA | X
22362 | HP400X | LS-1C BILLING - CONV HPSV DBL 400W | CONV HPSV LS-1C BILLING UNITS | UG STREET LIGHT ASSEMBLIES | UNDERGROUND ELECTRIC DISTRIBUTION |  | EA | X
22362 | HP400Y | LS-1C BILLING - CONV HPSV SGL 400W | CONV HPSV LS-1C BILLING UNITS | UG STREET LIGHT ASSEMBLIES | UNDERGROUND ELECTRIC DISTRIBUTION |  | EA | X
22380 | MB-70D | (MACRO) ST LT MISS BELL DBL 70W | STREET LIGHTS - MISSION BELL ASSEMBLIES | UG STREET LIGHT ASSEMBLIES | UNDERGROUND ELECTRIC DISTRIBUTION | 4432.2 | EA | X | X
22380 | MB-70D-1 | (USE MACRO) ST LT MISS BELL DBL 70W | STREET LIGHTS - MISSION BELL ASSEMBLIES | UG STREET LIGHT ASSEMBLIES | UNDERGROUND ELECTRIC DISTRIBUTION | 4432.2 | EA | X | X
22380 | MB-70D-2 | (USE MACRO) ST LT MISS BELL DBL 70W | STREET LIGHTS - MISSION BELL ASSEMBLIES | UG STREET LIGHT ASSEMBLIES | UNDERGROUND ELECTRIC DISTRIBUTION | 4432.2 | EA | X | X
22380 | MB-70D-3 | (USE MACRO) ST LT MISS BELL DBL 70W | STREET LIGHTS - MISSION BELL ASSEMBLIES | UG STREET LIGHT ASSEMBLIES | UNDERGROUND ELECTRIC DISTRIBUTION | 4432.2 | EA | X | X
22380 | MB-70S | (MACRO) ST LT MISS BELL SGL 70W | STREET LIGHTS - MISSION BELL ASSEMBLIES | UG STREET LIGHT ASSEMBLIES | UNDERGROUND ELECTRIC DISTRIBUTION | 4432.2 | EA | X | X
22380 | MB-70S-1 | (USE MACRO) ST LT MISS BELL DBL 70W | STREET LIGHTS - MISSION BELL ASSEMBLIES | UG STREET LIGHT ASSEMBLIES | UNDERGROUND ELECTRIC DISTRIBUTION | 4432.2 | EA | X | X
22380 | MB-70S-2 | (USE MACRO) ST LT MISS BELL DBL 70W | STREET LIGHTS - MISSION BELL ASSEMBLIES | UG STREET LIGHT ASSEMBLIES | UNDERGROUND ELECTRIC DISTRIBUTION | 4432.2 | EA | X | X
22380 | MB-70S-3 | (USE MACRO) ST LT MISS BELL DBL 70W | STREET LIGHTS - MISSION BELL ASSEMBLIES | UG STREET LIGHT ASSEMBLIES | UNDERGROUND ELECTRIC DISTRIBUTION | 4432.2 | EA | X | X
22380 | MB100D | (MACRO) ST LT MISS BELL DBL 100W | STREET LIGHTS - MISSION BELL ASSEMBLIES | UG STREET LIGHT ASSEMBLIES | UNDERGROUND ELECTRIC DISTRIBUTION | 4432.2 | EA | X | X
22380 | MB100D-1 | (USE MACRO) ST LT MISS BELL DBL 100W | STREET LIGHTS - MISSION BELL ASSEMBLIES | UG STREET LIGHT ASSEMBLIES | UNDERGROUND ELECTRIC DISTRIBUTION | 4432.2 | EA | X | X
22380 | MB100D-2 | (USE MACRO) ST LT MISS BELL DBL 100W | STREET LIGHTS - MISSION BELL ASSEMBLIES | UG STREET LIGHT ASSEMBLIES | UNDERGROUND ELECTRIC DISTRIBUTION | 4432.2 | EA | X | X
22380 | MB100D-3 | (USE MACRO) ST LT MISS BELL DBL 100W | STREET LIGHTS - MISSION BELL ASSEMBLIES | UG STREET LIGHT ASSEMBLIES | UNDERGROUND ELECTRIC DISTRIBUTION | 4432.2 | EA | X | X
22380 | MB100S | (MACRO) ST LT MISS BELL SGL 100W | STREET LIGHTS - MISSION BELL ASSEMBLIES | UG STREET LIGHT ASSEMBLIES | UNDERGROUND ELECTRIC DISTRIBUTION | 4432.2 | EA | X | X
22380 | MB100S-1 | (USE MACRO) ST LT MISS BELL SGL 100W | STREET LIGHTS - MISSION BELL ASSEMBLIES | UG STREET LIGHT ASSEMBLIES | UNDERGROUND ELECTRIC DISTRIBUTION | 4432.2 | EA | X | X
22380 | MB100S-2 | (USE MACRO) ST LT MISS BELL SGL 100W | STREET LIGHTS - MISSION BELL ASSEMBLIES | UG STREET LIGHT ASSEMBLIES | UNDERGROUND ELECTRIC DISTRIBUTION | 4432.2 | EA | X | X
22380 | MB100S-3 | (USE MACRO) ST LT MISS BELL SGL 100W | STREET LIGHTS - MISSION BELL ASSEMBLIES | UG STREET LIGHT ASSEMBLIES | UNDERGROUND ELECTRIC DISTRIBUTION | 4432.2 | EA | X | X
22380 | MB150D | (MACRO) ST LT MISS BELL DBL 150W | STREET LIGHTS - MISSION BELL ASSEMBLIES | UG STREET LIGHT ASSEMBLIES | UNDERGROUND ELECTRIC DISTRIBUTION | 4432.2 | EA | X | X
22380 | MB150D-1 | (USE MACRO) ST LT MISS BELL DBL 150W | STREET LIGHTS - MISSION BELL ASSEMBLIES | UG STREET LIGHT ASSEMBLIES | UNDERGROUND ELECTRIC DISTRIBUTION | 4432.2 | EA | X | X
22380 | MB150D-2 | (USE MACRO) ST LT MISS BELL DBL 150W | STREET LIGHTS - MISSION BELL ASSEMBLIES | UG STREET LIGHT ASSEMBLIES | UNDERGROUND ELECTRIC DISTRIBUTION | 4432.2 | EA | X | X
22380 | MB150D-3 | (USE MACRO) ST LT MISS BELL DBL 150W | STREET LIGHTS - MISSION BELL ASSEMBLIES | UG STREET LIGHT ASSEMBLIES | UNDERGROUND ELECTRIC DISTRIBUTION | 4432.2 | EA | X | X
22380 | MB150S | (MACRO) ST LT MISS BELL SGL 150W | STREET LIGHTS - MISSION BELL ASSEMBLIES | UG STREET LIGHT ASSEMBLIES | UNDERGROUND ELECTRIC DISTRIBUTION | 4432.2 | EA | X | X
22380 | MB150S-1 | (USE MACRO) ST LT MISS BELL SGL 150W | STREET LIGHTS - MISSION BELL ASSEMBLIES | UG STREET LIGHT ASSEMBLIES | UNDERGROUND ELECTRIC DISTRIBUTION | 4432.2 | EA | X | X
22380 | MB150S-2 | (USE MACRO) ST LT MISS BELL SGL 150W | STREET LIGHTS - MISSION BELL ASSEMBLIES | UG STREET LIGHT ASSEMBLIES | UNDERGROUND ELECTRIC DISTRIBUTION | 4432.2 | EA | X | X
22380 | MB150S-3 | (USE MACRO) ST LT MISS BELL SGL 150W | STREET LIGHTS - MISSION BELL ASSEMBLIES | UG STREET LIGHT ASSEMBLIES | UNDERGROUND ELECTRIC DISTRIBUTION | 4432.2 | EA | X | X
22380 | MB250D | (MACRO) ST LT MISS BELL DBL 250W | STREET LIGHTS - MISSION BELL ASSEMBLIES | UG STREET LIGHT ASSEMBLIES | UNDERGROUND ELECTRIC DISTRIBUTION | 4432.2 | EA | X | X
22380 | MB250D-1 | (USE MACRO) ST LT MISS BELL DBL 250W | STREET LIGHTS - MISSION BELL ASSEMBLIES | UG STREET LIGHT ASSEMBLIES | UNDERGROUND ELECTRIC DISTRIBUTION | 4432.2 | EA | X | X
22380 | MB250D-2 | (USE MACRO) ST LT MISS BELL DBL 250W | STREET LIGHTS - MISSION BELL ASSEMBLIES | UG STREET LIGHT ASSEMBLIES | UNDERGROUND ELECTRIC DISTRIBUTION | 4432.2 | EA | X | X
22380 | MB250D-3 | (USE MACRO) ST LT MISS BELL DBL 250W | STREET LIGHTS - MISSION BELL ASSEMBLIES | UG STREET LIGHT ASSEMBLIES | UNDERGROUND ELECTRIC DISTRIBUTION | 4432.2 | EA | X | X
22380 | MB250S | (MACRO) ST LT MISS BELL SGL 250W | STREET LIGHTS - MISSION BELL ASSEMBLIES | UG STREET LIGHT ASSEMBLIES | UNDERGROUND ELECTRIC DISTRIBUTION | 4432.2 | EA | X | X
22380 | MB250S-1 | (USE MACRO) ST LT MISS BELL SGL 250W | STREET LIGHTS - MISSION BELL ASSEMBLIES | UG STREET LIGHT ASSEMBLIES | UNDERGROUND ELECTRIC DISTRIBUTION | 4432.2 | EA | X | X
22380 | MB250S-2 | (USE MACRO) ST LT MISS BELL SGL 250W | STREET LIGHTS - MISSION BELL ASSEMBLIES | UG STREET LIGHT ASSEMBLIES | UNDERGROUND ELECTRIC DISTRIBUTION | 4432.2 | EA | X | X
22380 | MB250S-3 | (USE MACRO) ST LT MISS BELL SGL 250W | STREET LIGHTS - MISSION BELL ASSEMBLIES | UG STREET LIGHT ASSEMBLIES | UNDERGROUND ELECTRIC DISTRIBUTION | 4432.2 | EA | X | X
22381 | MB-70A | LS-1B BILLING - MISS BELL DBL 70W | MISSION BELL LS-1B BILLING UNITS | UG STREET LIGHT ASSEMBLIES | UNDERGROUND ELECTRIC DISTRIBUTION |  | EA | X
22381 | MB-70B | LS-1B BILLING - MISS BELL SGL 70W | MISSION BELL LS-1B BILLING UNITS | UG STREET LIGHT ASSEMBLIES | UNDERGROUND ELECTRIC DISTRIBUTION |  | EA | X
22381 | MB100A | LS-1B BILLING - MISS BELL DBL 100W | MISSION BELL LS-1B BILLING UNITS | UG STREET LIGHT ASSEMBLIES | UNDERGROUND ELECTRIC DISTRIBUTION |  | EA | X
22381 | MB100B | LS-1B BILLING - MISS BELL SGL 100W | MISSION BELL LS-1B BILLING UNITS | UG STREET LIGHT ASSEMBLIES | UNDERGROUND ELECTRIC DISTRIBUTION |  | EA | X
22381 | MB150A | LS-1B BILLING - MISS BELL DBL 150W | MISSION BELL LS-1B BILLING UNITS | UG STREET LIGHT ASSEMBLIES | UNDERGROUND ELECTRIC DISTRIBUTION |  | EA | X
22381 | MB150B | LS-1B BILLING - MISS BELL SGL 150W | MISSION BELL LS-1B BILLING UNITS | UG STREET LIGHT ASSEMBLIES | UNDERGROUND ELECTRIC DISTRIBUTION |  | EA | X
22381 | MB250A | LS-1B BILLING - MISS BELL DBL 250W | MISSION BELL LS-1B BILLING UNITS | UG STREET LIGHT ASSEMBLIES | UNDERGROUND ELECTRIC DISTRIBUTION |  | EA | X
22381 | MB250B | LS-1B BILLING - MISS BELL SGL 250W | MISSION BELL LS-1B BILLING UNITS | UG STREET LIGHT ASSEMBLIES | UNDERGROUND ELECTRIC DISTRIBUTION |  | EA | X
22382 | MB-70X | LS-1C BILLING - MISS BELL DBL 70W | MISSION BELL LS-1C BILLING UNITS | UG STREET LIGHT ASSEMBLIES | UNDERGROUND ELECTRIC DISTRIBUTION |  | EA | X
22382 | MB-70Y | LS-1C BILLING - MISS BELL SGL 70W | MISSION BELL LS-1C BILLING UNITS | UG STREET LIGHT ASSEMBLIES | UNDERGROUND ELECTRIC DISTRIBUTION |  | EA | X
22382 | MB100X | LS-1C BILLING - MISS BELL DBL 100W | MISSION BELL LS-1C BILLING UNITS | UG STREET LIGHT ASSEMBLIES | UNDERGROUND ELECTRIC DISTRIBUTION |  | EA | X
22382 | MB100Y | LS-1C BILLING - MISS BELL SGL 100W | MISSION BELL LS-1C BILLING UNITS | UG STREET LIGHT ASSEMBLIES | UNDERGROUND ELECTRIC DISTRIBUTION |  | EA | X
22382 | MB150X | LS-1C BILLING - MISS BELL DBL 150W | MISSION BELL LS-1C BILLING UNITS | UG STREET LIGHT ASSEMBLIES | UNDERGROUND ELECTRIC DISTRIBUTION |  | EA | X
22382 | MB150Y | LS-1C BILLING - MISS BELL SGL 150W | MISSION BELL LS-1C BILLING UNITS | UG STREET LIGHT ASSEMBLIES | UNDERGROUND ELECTRIC DISTRIBUTION |  | EA | X
22382 | MB250X | LS-1C BILLING - MISS BELL DBL 250W | MISSION BELL LS-1C BILLING UNITS | UG STREET LIGHT ASSEMBLIES | UNDERGROUND ELECTRIC DISTRIBUTION |  | EA | X
22382 | MB250Y | LS-1C BILLING - MISS BELL SGL 250W | MISSION BELL LS-1C BILLING UNITS | UG STREET LIGHT ASSEMBLIES | UNDERGROUND ELECTRIC DISTRIBUTION |  | EA | X
22400 | DS-70D | (MACRO) ST LT DECASHIELD DBL 70W | STREET LIGHTS - DECASHIELD ASSEMBLIES | UG STREET LIGHT ASSEMBLIES | UNDERGROUND ELECTRIC DISTRIBUTION | 4433.2 | EA | X | X
22400 | DS-70D-1 | (USE MACRO) ST LT DECASHIELD DBL 70W | STREET LIGHTS - DECASHIELD ASSEMBLIES | UG STREET LIGHT ASSEMBLIES | UNDERGROUND ELECTRIC DISTRIBUTION | 4433.2 | EA | X | X
22400 | DS-70D-2 | (USE MACRO) ST LT DECASHIELD DBL 70W | STREET LIGHTS - DECASHIELD ASSEMBLIES | UG STREET LIGHT ASSEMBLIES | UNDERGROUND ELECTRIC DISTRIBUTION | 4433.2 | EA | X | X
22400 | DS-70D-3 | (USE MACRO) ST LT DECASHIELD DBL 70W | STREET LIGHTS - DECASHIELD ASSEMBLIES | UG STREET LIGHT ASSEMBLIES | UNDERGROUND ELECTRIC DISTRIBUTION | 4433.2 | EA | X | X
22400 | DS-70S | (MACRO) ST LT DECASHIELD SGL 70W | STREET LIGHTS - DECASHIELD ASSEMBLIES | UG STREET LIGHT ASSEMBLIES | UNDERGROUND ELECTRIC DISTRIBUTION | 4433.2 | EA | X | X
22400 | DS-70S-1 | (USE MACRO) ST LT DECASHIELD SGL 70W | STREET LIGHTS - DECASHIELD ASSEMBLIES | UG STREET LIGHT ASSEMBLIES | UNDERGROUND ELECTRIC DISTRIBUTION | 4433.2 | EA | X | X
22400 | DS-70S-2 | (USE MACRO) ST LT DECASHIELD SGL 70W | STREET LIGHTS - DECASHIELD ASSEMBLIES | UG STREET LIGHT ASSEMBLIES | UNDERGROUND ELECTRIC DISTRIBUTION | 4433.2 | EA | X | X
22400 | DS150D | STREET LIGHT DECASHIELD DBL 150W | STREET LIGHTS - DECASHIELD ASSEMBLIES | UG STREET LIGHT ASSEMBLIES | UNDERGROUND ELECTRIC DISTRIBUTION | 4433.2 | EA | X | X
22400 | DS150S | STREET LIGHT DECASHIELD SGL 150W | STREET LIGHTS - DECASHIELD ASSEMBLIES | UG STREET LIGHT ASSEMBLIES | UNDERGROUND ELECTRIC DISTRIBUTION | 4433.2 | EA | X | X
22400 | DS200D | (MACRO) ST LT DECASHIELD DBL 200W(RMV) | STREET LIGHTS - DECASHIELD ASSEMBLIES | UG STREET LIGHT ASSEMBLIES | UNDERGROUND ELECTRIC DISTRIBUTION | 4433.2 | EA |  | X
22400 | DS200D-1 | (USE MACRO) ST LT DECSHLD DBL 200W(RMV) | STREET LIGHTS - DECASHIELD ASSEMBLIES | UG STREET LIGHT ASSEMBLIES | UNDERGROUND ELECTRIC DISTRIBUTION | 4433.2 | EA |  | X
22400 | DS200D-2 | (USE MACRO) ST LT DECSHLD DBL 200W(RMV) | STREET LIGHTS - DECASHIELD ASSEMBLIES | UG STREET LIGHT ASSEMBLIES | UNDERGROUND ELECTRIC DISTRIBUTION | 4433.2 | EA |  | X
22400 | DS200S | (MACRO) ST LT DECASHIELD SGL 200W | STREET LIGHTS - DECASHIELD ASSEMBLIES | UG STREET LIGHT ASSEMBLIES | UNDERGROUND ELECTRIC DISTRIBUTION | 4433.2 | EA | X | X
22400 | DS200S-1 | (USE MACRO) ST LT DECASHIELD SGL 200W | STREET LIGHTS - DECASHIELD ASSEMBLIES | UG STREET LIGHT ASSEMBLIES | UNDERGROUND ELECTRIC DISTRIBUTION | 4433.2 | EA | X | X
22400 | DS200S-2 | (USE MACRO) ST LT DECASHIELD SGL 200W | STREET LIGHTS - DECASHIELD ASSEMBLIES | UG STREET LIGHT ASSEMBLIES | UNDERGROUND ELECTRIC DISTRIBUTION | 4433.2 | EA |  | X
22400 | DS200S-3 | (USE MACRO) ST LT DECASHIELD SGL 200W | STREET LIGHTS - DECASHIELD ASSEMBLIES | UG STREET LIGHT ASSEMBLIES | UNDERGROUND ELECTRIC DISTRIBUTION | 4433.2 | EA | X | X
22400 | DS250D | (MACRO) ST LT DECASHIELD DBL 250W | STREET LIGHTS - DECASHIELD ASSEMBLIES | UG STREET LIGHT ASSEMBLIES | UNDERGROUND ELECTRIC DISTRIBUTION | 4433.2 | EA |  | X
22400 | DS250D-1 | (USE MACRO) ST LT DECASHIELD DBL 250W | STREET LIGHTS - DECASHIELD ASSEMBLIES | UG STREET LIGHT ASSEMBLIES | UNDERGROUND ELECTRIC DISTRIBUTION | 4433.2 | EA |  | X
22400 | DS250D-2 | (USE MACRO) ST LT DECASHIELD DBL 250W | STREET LIGHTS - DECASHIELD ASSEMBLIES | UG STREET LIGHT ASSEMBLIES | UNDERGROUND ELECTRIC DISTRIBUTION | 4433.2 | EA |  | X
22400 | DS250S | (MACRO) ST LT DECASHIELD SGL 250W | STREET LIGHTS - DECASHIELD ASSEMBLIES | UG STREET LIGHT ASSEMBLIES | UNDERGROUND ELECTRIC DISTRIBUTION | 4433.2 | EA | X | X
22400 | DS250S-1 | (USE MACRO) ST LT DECASHIELD SGL 250W | STREET LIGHTS - DECASHIELD ASSEMBLIES | UG STREET LIGHT ASSEMBLIES | UNDERGROUND ELECTRIC DISTRIBUTION | 4433.2 | EA | X | X
22400 | DS250S-2 | (USE MACRO) ST LT DECASHIELD SGL 250W | STREET LIGHTS - DECASHIELD ASSEMBLIES | UG STREET LIGHT ASSEMBLIES | UNDERGROUND ELECTRIC DISTRIBUTION | 4433.2 | EA | X | X
22400 | DS250S-3 | (USE MACRO) ST LT DECASHIELD SGL 250W | STREET LIGHTS - DECASHIELD ASSEMBLIES | UG STREET LIGHT ASSEMBLIES | UNDERGROUND ELECTRIC DISTRIBUTION | 4433.2 | EA | X | X
22400 | DS400D | (MACRO) ST LT DECASHIELD DBL 400W(RMV) | STREET LIGHTS - DECASHIELD ASSEMBLIES | UG STREET LIGHT ASSEMBLIES | UNDERGROUND ELECTRIC DISTRIBUTION | 4433.2 | EA |  | X
22400 | DS400D-1 | (USE MACRO) ST LT DECSHLD DBL 400W(RMV) | STREET LIGHTS - DECASHIELD ASSEMBLIES | UG STREET LIGHT ASSEMBLIES | UNDERGROUND ELECTRIC DISTRIBUTION | 4433.2 | EA |  | X
22400 | DS400D-2 | (USE MACRO) ST LT DECSHLD DBL 400W(RMV) | STREET LIGHTS - DECASHIELD ASSEMBLIES | UG STREET LIGHT ASSEMBLIES | UNDERGROUND ELECTRIC DISTRIBUTION | 4433.2 | EA |  | X
22400 | DS400S | (MACRO) ST LT DECASHIELD SGL 400W | STREET LIGHTS - DECASHIELD ASSEMBLIES | UG STREET LIGHT ASSEMBLIES | UNDERGROUND ELECTRIC DISTRIBUTION | 4433.2 | EA | X | X
22400 | DS400S-1 | (USE MACRO) ST LT DECASHIELD SGL 400W | STREET LIGHTS - DECASHIELD ASSEMBLIES | UG STREET LIGHT ASSEMBLIES | UNDERGROUND ELECTRIC DISTRIBUTION | 4433.2 | EA | X | X
22400 | DS400S-2 | (USE MACRO) ST LT DECASHIELD SGL 400W | STREET LIGHTS - DECASHIELD ASSEMBLIES | UG STREET LIGHT ASSEMBLIES | UNDERGROUND ELECTRIC DISTRIBUTION | 4433.2 | EA | X | X
22400 | DS400S-3 | (USE MACRO) ST LT DECASHIELD SGL 400W | STREET LIGHTS - DECASHIELD ASSEMBLIES | UG STREET LIGHT ASSEMBLIES | UNDERGROUND ELECTRIC DISTRIBUTION | 4433.2 | EA | X | X
22401 | DS-70A | LS-1B BILLING - DECASHIELD DBL 70W | DECASHIELD LS-1B BILLING UNITS | UG STREET LIGHT ASSEMBLIES | UNDERGROUND ELECTRIC DISTRIBUTION |  | EA | X
22401 | DS-70B | LS-1B BILLING - DECASHIELD SGL 70W | DECASHIELD LS-1B BILLING UNITS | UG STREET LIGHT ASSEMBLIES | UNDERGROUND ELECTRIC DISTRIBUTION |  | EA | X
22401 | DS150A | LS-1B BILLING - DECASHIELD DBL 150W | DECASHIELD LS-1B BILLING UNITS | UG STREET LIGHT ASSEMBLIES | UNDERGROUND ELECTRIC DISTRIBUTION |  | EA | X
22401 | DS150B | LS-1B BILLING - DECASHIELD SGL 150W | DECASHIELD LS-1B BILLING UNITS | UG STREET LIGHT ASSEMBLIES | UNDERGROUND ELECTRIC DISTRIBUTION |  | EA | X
22401 | DS200A | LS-1B BILLING - DECASHIELD DBL 200W | DECASHIELD LS-1B BILLING UNITS | UG STREET LIGHT ASSEMBLIES | UNDERGROUND ELECTRIC DISTRIBUTION |  | EA | X
22401 | DS200B | LS-1B BILLING - DECASHIELD SGL 200W | DECASHIELD LS-1B BILLING UNITS | UG STREET LIGHT ASSEMBLIES | UNDERGROUND ELECTRIC DISTRIBUTION |  | EA | X
22401 | DS250A | LS-1B BILLING - DECASHIELD DBL 250W | DECASHIELD LS-1B BILLING UNITS | UG STREET LIGHT ASSEMBLIES | UNDERGROUND ELECTRIC DISTRIBUTION |  | EA | X
22401 | DS250B | LS-1B BILLING - DECASHIELD SGL 250W | DECASHIELD LS-1B BILLING UNITS | UG STREET LIGHT ASSEMBLIES | UNDERGROUND ELECTRIC DISTRIBUTION |  | EA | X
22401 | DS400A | LS-1B BILLING - DECASHIELD DBL 400W | DECASHIELD LS-1B BILLING UNITS | UG STREET LIGHT ASSEMBLIES | UNDERGROUND ELECTRIC DISTRIBUTION |  | EA | X
22401 | DS400B | LS-1B BILLING - DECASHIELD SGL 400W | DECASHIELD LS-1B BILLING UNITS | UG STREET LIGHT ASSEMBLIES | UNDERGROUND ELECTRIC DISTRIBUTION |  | EA | X
22402 | DS-70X | LS-1C BILLING - DECASHIELD DBL 70W | DECASHIELD LS-1C BILLING UNITS | UG STREET LIGHT ASSEMBLIES | UNDERGROUND ELECTRIC DISTRIBUTION |  | EA | X
22402 | DS-70Y | LS-1C BILLING - DECASHIELD SGL 70W | DECASHIELD LS-1C BILLING UNITS | UG STREET LIGHT ASSEMBLIES | UNDERGROUND ELECTRIC DISTRIBUTION |  | EA | X
22402 | DS150X | LS-1C BILLING - DECASHIELD DBL 150W | DECASHIELD LS-1C BILLING UNITS | UG STREET LIGHT ASSEMBLIES | UNDERGROUND ELECTRIC DISTRIBUTION |  | EA | X
22402 | DS150Y | LS-1C BILLING - DECASHIELD SGL 150W | DECASHIELD LS-1C BILLING UNITS | UG STREET LIGHT ASSEMBLIES | UNDERGROUND ELECTRIC DISTRIBUTION |  | EA | X
22402 | DS200X | LS-1C BILLING - DECASHIELD DBL 200W | DECASHIELD LS-1C BILLING UNITS | UG STREET LIGHT ASSEMBLIES | UNDERGROUND ELECTRIC DISTRIBUTION |  | EA | X
22402 | DS200Y | LS-1C BILLING - DECASHIELD SGL 200W | DECASHIELD LS-1C BILLING UNITS | UG STREET LIGHT ASSEMBLIES | UNDERGROUND ELECTRIC DISTRIBUTION |  | EA | X
22402 | DS250X | LS-1C BILLING - DECASHIELD DBL 250W | DECASHIELD LS-1C BILLING UNITS | UG STREET LIGHT ASSEMBLIES | UNDERGROUND ELECTRIC DISTRIBUTION |  | EA | X
22402 | DS250Y | LS-1C BILLING - DECASHIELD SGL 250W | DECASHIELD LS-1C BILLING UNITS | UG STREET LIGHT ASSEMBLIES | UNDERGROUND ELECTRIC DISTRIBUTION |  | EA | X
22402 | DS400X | LS-1C BILLING - DECASHIELD DBL 400W | DECASHIELD LS-1C BILLING UNITS | UG STREET LIGHT ASSEMBLIES | UNDERGROUND ELECTRIC DISTRIBUTION |  | EA | X
22402 | DS400Y | LS-1C BILLING - DECASHIELD SGL 400W | DECASHIELD LS-1C BILLING UNITS | UG STREET LIGHT ASSEMBLIES | UNDERGROUND ELECTRIC DISTRIBUTION |  | EA | X
22420 | CC150D | (MACRO) ST LT CONCOURSE A DBL 150W | STREET LIGHTS - CONCOURSE A ASSEMBLIES | UG STREET LIGHT ASSEMBLIES | UNDERGROUND ELECTRIC DISTRIBUTION | 4433.2 | EA |  | X
22420 | CC150D-1 | (USE MACRO) ST LT CONCOURSE A DBL 150W | STREET LIGHTS - CONCOURSE A ASSEMBLIES | UG STREET LIGHT ASSEMBLIES | UNDERGROUND ELECTRIC DISTRIBUTION | 4433.2 | EA |  | X
22420 | CC150D-2 | (USE MACRO) ST LT CONCOURSE A DBL 150W | STREET LIGHTS - CONCOURSE A ASSEMBLIES | UG STREET LIGHT ASSEMBLIES | UNDERGROUND ELECTRIC DISTRIBUTION | 4433.2 | EA |  | X
22420 | CC150D-3 | (USE MACRO) ST LT CONCOURSE A DBL 150W | STREET LIGHTS - CONCOURSE A ASSEMBLIES | UG STREET LIGHT ASSEMBLIES | UNDERGROUND ELECTRIC DISTRIBUTION | 4433.2 | EA |  | X
22420 | CC150S | (MACRO) ST LT CONCOURSE A SGL 150W | STREET LIGHTS - CONCOURSE A ASSEMBLIES | UG STREET LIGHT ASSEMBLIES | UNDERGROUND ELECTRIC DISTRIBUTION | 4433.2 | EA |  | X
22420 | CC150S-1 | (USE MACRO) ST LT CONCOURSE A SGL 150W | STREET LIGHTS - CONCOURSE A ASSEMBLIES | UG STREET LIGHT ASSEMBLIES | UNDERGROUND ELECTRIC DISTRIBUTION | 4433.2 | EA |  | X
22420 | CC150S-2 | (USE MACRO) ST LT CONCOURSE A SGL 150W | STREET LIGHTS - CONCOURSE A ASSEMBLIES | UG STREET LIGHT ASSEMBLIES | UNDERGROUND ELECTRIC DISTRIBUTION | 4433.2 | EA | X | X
22420 | CC250D | STREET LIGHT CONCOURSE A DBL 250W (REM) | STREET LIGHTS - CONCOURSE A ASSEMBLIES | UG STREET LIGHT ASSEMBLIES | UNDERGROUND ELECTRIC DISTRIBUTION | 4433.2 | EA | X | X
22420 | CC250S | (MACRO) ST LT CONCOURSE A SGL 250W | STREET LIGHTS - CONCOURSE A ASSEMBLIES | UG STREET LIGHT ASSEMBLIES | UNDERGROUND ELECTRIC DISTRIBUTION | 4433.2 | EA | X | X
22420 | CC250S-1 | (USE MACRO) ST LT CONCOURSE A SGL 250W | STREET LIGHTS - CONCOURSE A ASSEMBLIES | UG STREET LIGHT ASSEMBLIES | UNDERGROUND ELECTRIC DISTRIBUTION | 4433.2 | EA | X | X
22420 | CC250S-2 | (USE MACRO) ST LT CONCOURSE A SGL 250W | STREET LIGHTS - CONCOURSE A ASSEMBLIES | UG STREET LIGHT ASSEMBLIES | UNDERGROUND ELECTRIC DISTRIBUTION | 4433.2 | EA | X | X
22421 | CC150A | LS-1B BILLING - CONCOURSE A DBL 150W | CONCOURSE A LS-1B BILLING UNITS | UG STREET LIGHT ASSEMBLIES | UNDERGROUND ELECTRIC DISTRIBUTION |  | EA | X
22421 | CC150B | LS-1B BILLING - CONCOURSE A SGL 150W | CONCOURSE A LS-1B BILLING UNITS | UG STREET LIGHT ASSEMBLIES | UNDERGROUND ELECTRIC DISTRIBUTION |  | EA | X
22421 | CC250A | LS-1B BILLING - CONCOURSE A DBL 250W | CONCOURSE A LS-1B BILLING UNITS | UG STREET LIGHT ASSEMBLIES | UNDERGROUND ELECTRIC DISTRIBUTION |  | EA | X
22421 | CC250B | LS-1B BILLING - CONCOURSE A SGL 250W | CONCOURSE A LS-1B BILLING UNITS | UG STREET LIGHT ASSEMBLIES | UNDERGROUND ELECTRIC DISTRIBUTION |  | EA | X
22422 | CC150X | LS-1C BILLING - CONCOURSE A DBL 150W | CONCOURSE A LS-1C BILLING UNITS | UG STREET LIGHT ASSEMBLIES | UNDERGROUND ELECTRIC DISTRIBUTION |  | EA | X
22422 | CC150Y | LS-1C BILLING - CONCOURSE A SGL 150W | CONCOURSE A LS-1C BILLING UNITS | UG STREET LIGHT ASSEMBLIES | UNDERGROUND ELECTRIC DISTRIBUTION |  | EA | X
22422 | CC250X | LS-1C BILLING - CONCOURSE A DBL 250W | CONCOURSE A LS-1C BILLING UNITS | UG STREET LIGHT ASSEMBLIES | UNDERGROUND ELECTRIC DISTRIBUTION |  | EA | X
22422 | CC250Y | LS-1C BILLING - CONCOURSE A SGL 250W | CONCOURSE A LS-1C BILLING UNITS | UG STREET LIGHT ASSEMBLIES | UNDERGROUND ELECTRIC DISTRIBUTION |  | EA | X
22440 | LA-70S | (MACRO) ST LT LAWNAIRE SGL 70W | STREET LIGHTS - LAWNAIRE ASSEMBLIES | UG STREET LIGHT ASSEMBLIES | UNDERGROUND ELECTRIC DISTRIBUTION | 4434.1 | EA | X | X
22440 | LA-70S-1 | (USE MACRO) ST LT LAWNAIRE SGL 70W | STREET LIGHTS - LAWNAIRE ASSEMBLIES | UG STREET LIGHT ASSEMBLIES | UNDERGROUND ELECTRIC DISTRIBUTION | 4434.1 | EA | X | X
22440 | LA-70S-2 | (USE MACRO) ST LT LAWNAIRE SGL 70W | STREET LIGHTS - LAWNAIRE ASSEMBLIES | UG STREET LIGHT ASSEMBLIES | UNDERGROUND ELECTRIC DISTRIBUTION | 4434.1 | EA | X | X
22440 | LA-70S-3 | (USE MACRO) ST LT LAWNAIRE SGL 70W | STREET LIGHTS - LAWNAIRE ASSEMBLIES | UG STREET LIGHT ASSEMBLIES | UNDERGROUND ELECTRIC DISTRIBUTION | 4434.1 | EA | X | X
22440 | LA100S | (MACRO) ST LT LAWNAIRE SGL 100W | STREET LIGHTS - LAWNAIRE ASSEMBLIES | UG STREET LIGHT ASSEMBLIES | UNDERGROUND ELECTRIC DISTRIBUTION | 4434.1 | EA | X | X
22440 | LA100S-1 | (USE MACRO) ST LT LAWNAIRE SGL 100W | STREET LIGHTS - LAWNAIRE ASSEMBLIES | UG STREET LIGHT ASSEMBLIES | UNDERGROUND ELECTRIC DISTRIBUTION | 4434.1 | EA | X | X
22440 | LA100S-2 | (USE MACRO) ST LT LAWNAIRE SGL 100W | STREET LIGHTS - LAWNAIRE ASSEMBLIES | UG STREET LIGHT ASSEMBLIES | UNDERGROUND ELECTRIC DISTRIBUTION | 4434.1 | EA | X | X
22440 | LA100S-3 | (USE MACRO) ST LT LAWNAIRE SGL 100W | STREET LIGHTS - LAWNAIRE ASSEMBLIES | UG STREET LIGHT ASSEMBLIES | UNDERGROUND ELECTRIC DISTRIBUTION | 4434.1 | EA | X | X
22441 | LA-70B | LS-1B BILLING - LAWNAIRE SGL 70W | LAWNAIRE LS-1B BILLING UNITS | UG STREET LIGHT ASSEMBLIES | UNDERGROUND ELECTRIC DISTRIBUTION |  | EA | X
22441 | LA100B | LS-1B BILLING - LAWNAIRE SGL 100W | LAWNAIRE LS-1B BILLING UNITS | UG STREET LIGHT ASSEMBLIES | UNDERGROUND ELECTRIC DISTRIBUTION |  | EA | X
22442 | LA-70Y | LS-1C BILLING - LAWNAIRE SGL 70W | LAWNAIRE LS-1C BILLING UNITS | UG STREET LIGHT ASSEMBLIES | UNDERGROUND ELECTRIC DISTRIBUTION |  | EA | X
22442 | LA100Y | LS-1C BILLING - LAWNAIRE SGL 100W | LAWNAIRE LS-1C BILLING UNITS | UG STREET LIGHT ASSEMBLIES | UNDERGROUND ELECTRIC DISTRIBUTION |  | EA | X
22460 | TA-70S | (MACRO) ST LT TRADITIONAIRE SGL 70W | STREET LIGHTS - TRADITIONAIRE ASSEMBLIES | UG STREET LIGHT ASSEMBLIES | UNDERGROUND ELECTRIC DISTRIBUTION | 4434.1 | EA | X | X
22460 | TA-70S-1 | (USE MACRO) ST LT TRADITIONAIRE SGL 70W | STREET LIGHTS - TRADITIONAIRE ASSEMBLIES | UG STREET LIGHT ASSEMBLIES | UNDERGROUND ELECTRIC DISTRIBUTION | 4434.1 | EA | X | X
22460 | TA-70S-2 | (USE MACRO) ST LT TRADITIONAIRE SGL 70W | STREET LIGHTS - TRADITIONAIRE ASSEMBLIES | UG STREET LIGHT ASSEMBLIES | UNDERGROUND ELECTRIC DISTRIBUTION | 4434.1 | EA | X | X
22460 | TA-70S-3 | (USE MACRO) ST LT TRADITIONAIRE SGL 70W | STREET LIGHTS - TRADITIONAIRE ASSEMBLIES | UG STREET LIGHT ASSEMBLIES | UNDERGROUND ELECTRIC DISTRIBUTION | 4434.1 | EA | X | X
22460 | TA100S | (MACRO) ST LT TRADITIONAIRE SGL 100W | STREET LIGHTS - TRADITIONAIRE ASSEMBLIES | UG STREET LIGHT ASSEMBLIES | UNDERGROUND ELECTRIC DISTRIBUTION | 4434.1 | EA | X | X
22460 | TA100S-1 | (USE MACRO) ST LT TRADITIONAIRE SGL 100W | STREET LIGHTS - TRADITIONAIRE ASSEMBLIES | UG STREET LIGHT ASSEMBLIES | UNDERGROUND ELECTRIC DISTRIBUTION | 4434.1 | EA | X | X
22460 | TA100S-2 | (USE MACRO) ST LT TRADITIONAIRE SGL 100W | STREET LIGHTS - TRADITIONAIRE ASSEMBLIES | UG STREET LIGHT ASSEMBLIES | UNDERGROUND ELECTRIC DISTRIBUTION | 4434.1 | EA | X | X
22460 | TA100S-3 | (USE MACRO) ST LT TRADITIONAIRE SGL 100W | STREET LIGHTS - TRADITIONAIRE ASSEMBLIES | UG STREET LIGHT ASSEMBLIES | UNDERGROUND ELECTRIC DISTRIBUTION | 4434.1 | EA | X | X
22460 | TA150S | (MACRO) ST LT TRADITIONAIRE SGL 150W | STREET LIGHTS - TRADITIONAIRE ASSEMBLIES | UG STREET LIGHT ASSEMBLIES | UNDERGROUND ELECTRIC DISTRIBUTION | 4434.1 | EA | X | X
22460 | TA150S-1 | (USE MACRO) ST LT TRADITIONAIRE SGL 150W | STREET LIGHTS - TRADITIONAIRE ASSEMBLIES | UG STREET LIGHT ASSEMBLIES | UNDERGROUND ELECTRIC DISTRIBUTION | 4434.1 | EA | X | X
22460 | TA150S-2 | (USE MACRO) ST LT TRADITIONAIRE SGL 150W | STREET LIGHTS - TRADITIONAIRE ASSEMBLIES | UG STREET LIGHT ASSEMBLIES | UNDERGROUND ELECTRIC DISTRIBUTION | 4434.1 | EA | X | X
22460 | TA150S-3 | (USE MACRO) ST LT TRADITIONAIRE SGL 150W | STREET LIGHTS - TRADITIONAIRE ASSEMBLIES | UG STREET LIGHT ASSEMBLIES | UNDERGROUND ELECTRIC DISTRIBUTION | 4434.1 | EA | X | X
22461 | TA-70B | LS-1B BILLING - TRADITIONAIRE SGL 70W | TRADITIONAIRE LS-1B BILLING UNITS | UG STREET LIGHT ASSEMBLIES | UNDERGROUND ELECTRIC DISTRIBUTION |  | EA | X
22461 | TA100B | LS-1B BILLING - TRADITIONAIRE SGL 100W | TRADITIONAIRE LS-1B BILLING UNITS | UG STREET LIGHT ASSEMBLIES | UNDERGROUND ELECTRIC DISTRIBUTION |  | EA | X
22461 | TA150B | LS-1B BILLING - TRADITIONAIRE SGL 150W | TRADITIONAIRE LS-1B BILLING UNITS | UG STREET LIGHT ASSEMBLIES | UNDERGROUND ELECTRIC DISTRIBUTION |  | EA | X
22462 | TA-70Y | LS-1C BILLING - TRADITIONAIRE SGL 70W | TRADITIONAIRE LS-1C BILLING UNITS | UG STREET LIGHT ASSEMBLIES | UNDERGROUND ELECTRIC DISTRIBUTION |  | EA | X
22462 | TA100Y | LS-1C BILLING - TRADITIONAIRE SGL 100W | TRADITIONAIRE LS-1C BILLING UNITS | UG STREET LIGHT ASSEMBLIES | UNDERGROUND ELECTRIC DISTRIBUTION |  | EA | X
22462 | TA150Y | LS-1C BILLING - TRADITIONAIRE SGL 150W | TRADITIONAIRE LS-1C BILLING UNITS | UG STREET LIGHT ASSEMBLIES | UNDERGROUND ELECTRIC DISTRIBUTION |  | EA | X
22480 | TC100S | (MACRO) ST LT TC 100 R SGL 100W | STREET LIGHTS - TC 100 R ASSEMBLIES | UG STREET LIGHT ASSEMBLIES | UNDERGROUND ELECTRIC DISTRIBUTION | 4434.1 | EA | X | X
22480 | TC100S-1 | (USE MACRO) ST LT TC 100 R SGL 100W | STREET LIGHTS - TC 100 R ASSEMBLIES | UG STREET LIGHT ASSEMBLIES | UNDERGROUND ELECTRIC DISTRIBUTION | 4434.1 | EA | X | X
22480 | TC100S-2 | (USE MACRO) ST LT TC 100 R SGL 100W | STREET LIGHTS - TC 100 R ASSEMBLIES | UG STREET LIGHT ASSEMBLIES | UNDERGROUND ELECTRIC DISTRIBUTION | 4434.1 | EA | X | X
22480 | TC100S-3 | (USE MACRO) ST LT TC 100 R SGL 100W | STREET LIGHTS - TC 100 R ASSEMBLIES | UG STREET LIGHT ASSEMBLIES | UNDERGROUND ELECTRIC DISTRIBUTION | 4434.1 | EA | X | X
22480 | TC150S | (MACRO) ST LT TC 100 R SGL 150W | STREET LIGHTS - TC 100 R ASSEMBLIES | UG STREET LIGHT ASSEMBLIES | UNDERGROUND ELECTRIC DISTRIBUTION | 4434.1 | EA | X | X
22480 | TC150S-1 | (USE MACRO) ST LT TC 100 R SGL 150W | STREET LIGHTS - TC 100 R ASSEMBLIES | UG STREET LIGHT ASSEMBLIES | UNDERGROUND ELECTRIC DISTRIBUTION | 4434.1 | EA | X | X
22480 | TC150S-2 | (USE MACRO) ST LT TC 100 R SGL 150W | STREET LIGHTS - TC 100 R ASSEMBLIES | UG STREET LIGHT ASSEMBLIES | UNDERGROUND ELECTRIC DISTRIBUTION | 4434.1 | EA | X | X
22480 | TC150S-3 | (USE MACRO) ST LT TC 100 R SGL 150W | STREET LIGHTS - TC 100 R ASSEMBLIES | UG STREET LIGHT ASSEMBLIES | UNDERGROUND ELECTRIC DISTRIBUTION | 4434.1 | EA | X | X
22481 | TC100B | LS-1B BILLING - TC 100 R SGL 100W | TC 100 R LS-1B BILLING UNITS | UG STREET LIGHT ASSEMBLIES | UNDERGROUND ELECTRIC DISTRIBUTION |  | EA | X
22481 | TC150B | LS-1B BILLING - TC 100 R SGL 150W | TC 100 R LS-1B BILLING UNITS | UG STREET LIGHT ASSEMBLIES | UNDERGROUND ELECTRIC DISTRIBUTION |  | EA | X
22482 | TC100Y | LS-1C BILLING - TC 100 R SGL 100W | TC 100 R LS-1C BILLING UNITS | UG STREET LIGHT ASSEMBLIES | UNDERGROUND ELECTRIC DISTRIBUTION |  | EA | X
22482 | TC150Y | LS-1C BILLING - TC 100 R SGL 150W | TC 100 R LS-1C BILLING UNITS | UG STREET LIGHT ASSEMBLIES | UNDERGROUND ELECTRIC DISTRIBUTION |  | EA | X
22500 | RM100S | (MACRO) ST LT TC 100 R MANSARD SGL 100W | STREET LIGHTS -TC 100 R MANSARD ASSEMBLY | UG STREET LIGHT ASSEMBLIES | UNDERGROUND ELECTRIC DISTRIBUTION | 4434.1 | EA | X | X
22500 | RM100S-1 | (USE MACRO)ST LT TC 100 R MANS SGL 100W | STREET LIGHTS -TC 100 R MANSARD ASSEMBLY | UG STREET LIGHT ASSEMBLIES | UNDERGROUND ELECTRIC DISTRIBUTION | 4434.1 | EA | X | X
22500 | RM100S-2 | (USE MACRO)ST LT TC 100 R MANS SGL 100W | STREET LIGHTS -TC 100 R MANSARD ASSEMBLY | UG STREET LIGHT ASSEMBLIES | UNDERGROUND ELECTRIC DISTRIBUTION | 4434.1 | EA | X | X
22500 | RM100S-3 | (USE MACRO)ST LT TC 100 R MANS SGL 100W | STREET LIGHTS -TC 100 R MANSARD ASSEMBLY | UG STREET LIGHT ASSEMBLIES | UNDERGROUND ELECTRIC DISTRIBUTION | 4434.1 | EA | X | X
22501 | RM100B | LS-1B BILLING - TC 100R MANSARD SGL 100W | TC 100 R MANSARD LS-1B BILLING UNITS | UG STREET LIGHT ASSEMBLIES | UNDERGROUND ELECTRIC DISTRIBUTION |  | EA | X
22502 | RM100Y | LS-1C BILLING - TC 100R MANSARD SGL 100W | TC 100 R MANSARD LS-1C BILLING UNITS | UG STREET LIGHT ASSEMBLIES | UNDERGROUND ELECTRIC DISTRIBUTION |  | EA | X
22510 | AM200S | (MACRO)ST LT LIGHT AMERON VICTORIAN 200W | STREET LIGHTS -AMERON VICTORIAN ASSEMBLY | UG STREET LIGHT ASSEMBLIES | UNDERGROUND ELECTRIC DISTRIBUTION | 4430 | EA | X | X
22510 | AM200S-1 | (USE MACRO)ST LT AMERON VICT 200W | STREET LIGHTS -AMERON VICTORIAN ASSEMBLY | UG STREET LIGHT ASSEMBLIES | UNDERGROUND ELECTRIC DISTRIBUTION | 4430 | EA | X | X
22510 | AM200S-2 | (USE MACRO)ST LT AMERON VICT 200W | STREET LIGHTS -AMERON VICTORIAN ASSEMBLY | UG STREET LIGHT ASSEMBLIES | UNDERGROUND ELECTRIC DISTRIBUTION | 4430 | EA | X | X
22510 | AM200S-3 | (USE MACRO)ST LT AMERON VICT 200W | STREET LIGHTS -AMERON VICTORIAN ASSEMBLY | UG STREET LIGHT ASSEMBLIES | UNDERGROUND ELECTRIC DISTRIBUTION | 4430 | EA |  | X
22510 | AM70S | (MACRO) ST LT AMERON VICT 70W | STREET LIGHTS -AMERON VICTORIAN ASSEMBLY | UG STREET LIGHT ASSEMBLIES | UNDERGROUND ELECTRIC DISTRIBUTION | 4430 | EA | X | X
22510 | AM70S-1 | (USE MACRO) ST LT AMERON VICT 70W | STREET LIGHTS -AMERON VICTORIAN ASSEMBLY | UG STREET LIGHT ASSEMBLIES | UNDERGROUND ELECTRIC DISTRIBUTION | 4430 | EA | X | X
22510 | AM70S-2 | (USE MACRO) ST LT AMERON VICT 70W | STREET LIGHTS -AMERON VICTORIAN ASSEMBLY | UG STREET LIGHT ASSEMBLIES | UNDERGROUND ELECTRIC DISTRIBUTION | 4430 | EA | X | X
22510 | AM70S-3 | (USE MACRO) ST LT AMERON VICT 70W | STREET LIGHTS -AMERON VICTORIAN ASSEMBLY | UG STREET LIGHT ASSEMBLIES | UNDERGROUND ELECTRIC DISTRIBUTION | 4430 | EA | X | X
22510 | COL150 | MACRO - ST LT COLONIAL 150W HPSV | STREET LIGHTS -AMERON VICTORIAN ASSEMBLY | UG STREET LIGHT ASSEMBLIES | UNDERGROUND ELECTRIC DISTRIBUTION | 4423 | EA | X | X
22510 | COL150-1 | error processing - repl w/ -4 | STREET LIGHTS -AMERON VICTORIAN ASSEMBLY | UG STREET LIGHT ASSEMBLIES | UNDERGROUND ELECTRIC DISTRIBUTION | 4423 | EA | X | X
22510 | COL150-2 | (USE MACRO) ST LT COLONIAL 150W HPSV | STREET LIGHTS -AMERON VICTORIAN ASSEMBLY | UG STREET LIGHT ASSEMBLIES | UNDERGROUND ELECTRIC DISTRIBUTION | 4423 | EA | X | X
22510 | COL150-3 | (USE MACRO) ST LT COLONIAL 150W HPSV | STREET LIGHTS -AMERON VICTORIAN ASSEMBLY | UG STREET LIGHT ASSEMBLIES | UNDERGROUND ELECTRIC DISTRIBUTION | 4423 | EA | X | X
22510 | COL150-4 | (USE MACRO) ST LT COLONIAL 150W HPSV | STREET LIGHTS -AMERON VICTORIAN ASSEMBLY | UG STREET LIGHT ASSEMBLIES | UNDERGROUND ELECTRIC DISTRIBUTION | 4423 | EA | X | X
22511 | AM70B | LS-1B BILLING - AMERON VICTORIAN 70W | AMERON VICTORIAN LS-1B BILLING UNITS | UG STREET LIGHT ASSEMBLIES | UNDERGROUND ELECTRIC DISTRIBUTION |  | EA | X
22512 | AM70Y | LS-1C BILLING - AMERON VICTORIAN 70W | AMERON VICTORIAN LS-1C BILLING UNITS | UG STREET LIGHT ASSEMBLIES | UNDERGROUND ELECTRIC DISTRIBUTION |  | EA | X
22520 | HO100S | (MACRO) ST LT HOLOPH RSL 350 SGL 100W | STREET LIGHTS -HOLOPH RSL 350 ASSEMBLIES | UG STREET LIGHT ASSEMBLIES | UNDERGROUND ELECTRIC DISTRIBUTION | 4434.1 | EA | X | X
22520 | HO100S-1 | (USE MACRO)ST LT HOLOPH RSL 350 SGL 100W | STREET LIGHTS -HOLOPH RSL 350 ASSEMBLIES | UG STREET LIGHT ASSEMBLIES | UNDERGROUND ELECTRIC DISTRIBUTION | 4434.1 | EA | X | X
22520 | HO100S-2 | (USE MACRO)ST LT HOLOPH RSL 350 SGL 100W | STREET LIGHTS -HOLOPH RSL 350 ASSEMBLIES | UG STREET LIGHT ASSEMBLIES | UNDERGROUND ELECTRIC DISTRIBUTION | 4434.1 | EA | X | X
22520 | HO100S-3 | (USE MACRO)ST LT HOLOPH RSL 350 SGL 100W | STREET LIGHTS -HOLOPH RSL 350 ASSEMBLIES | UG STREET LIGHT ASSEMBLIES | UNDERGROUND ELECTRIC DISTRIBUTION | 4434.1 | EA | X | X
22520 | HO150S | (MACRO) ST LT HOLOPH RSL 350 SGL 150W | STREET LIGHTS -HOLOPH RSL 350 ASSEMBLIES | UG STREET LIGHT ASSEMBLIES | UNDERGROUND ELECTRIC DISTRIBUTION | 4434.1 | EA | X | X
22520 | HO150S-1 | (USE MACRO)ST LT HOLOPH RSL 350 SGL 150W | STREET LIGHTS -HOLOPH RSL 350 ASSEMBLIES | UG STREET LIGHT ASSEMBLIES | UNDERGROUND ELECTRIC DISTRIBUTION | 4434.1 | EA | X | X
22520 | HO150S-2 | (USE MACRO)ST LT HOLOPH RSL 350 SGL 150W | STREET LIGHTS -HOLOPH RSL 350 ASSEMBLIES | UG STREET LIGHT ASSEMBLIES | UNDERGROUND ELECTRIC DISTRIBUTION | 4434.1 | EA | X | X
22521 | HO100B | LS-1B BILLING - HOLOPH RSL 350 SGL 100W | HOLOPHANE RSL 350 LS-1B BILLING UNITS | UG STREET LIGHT ASSEMBLIES | UNDERGROUND ELECTRIC DISTRIBUTION |  | EA | X
22521 | HO150B | LS-1B BILLING - HOLOPH RSL 350 SGL 150W | HOLOPHANE RSL 350 LS-1B BILLING UNITS | UG STREET LIGHT ASSEMBLIES | UNDERGROUND ELECTRIC DISTRIBUTION |  | EA | X
22522 | HO100Y | LS-1C BILLING - HOLOPH RSL 350 SGL 100W | HOLOPHANE RSL 350 LS-1C BILLING UNITS | UG STREET LIGHT ASSEMBLIES | UNDERGROUND ELECTRIC DISTRIBUTION |  | EA | X
22522 | HO150Y | LS-1C BILLING - HOLOPH RSL 350 SGL 150W | HOLOPHANE RSL 350 LS-1C BILLING UNITS | UG STREET LIGHT ASSEMBLIES | UNDERGROUND ELECTRIC DISTRIBUTION |  | EA | X
22530 | HR-70S | STREET LIGHT RECTILINEAR HPSV SGL 70W | STREET LIGHTS - COTA DE CAZA | UG STREET LIGHT ASSEMBLIES | UNDERGROUND ELECTRIC DISTRIBUTION |  | EA | X | X
22530 | HR200S | STREET LIGHT RECTILINEAR HPSV SGL 200W | STREET LIGHTS - COTA DE CAZA | UG STREET LIGHT ASSEMBLIES | UNDERGROUND ELECTRIC DISTRIBUTION |  | EA | X | X
22531 | HR-70B | LS-1B BILLING - RECTILIN HPSV SGL 70W | NON-STANDARD LS-1B BILLING UNITS | UG STREET LIGHT ASSEMBLIES | UNDERGROUND ELECTRIC DISTRIBUTION |  | EA | X
22531 | HR200B | LS-1B BILLING - RECTILIN HPSV SGL 200W | NON-STANDARD LS-1B BILLING UNITS | UG STREET LIGHT ASSEMBLIES | UNDERGROUND ELECTRIC DISTRIBUTION |  | EA | X
22532 | HR-70Y | LS-1C BILLING - RECTILIN HPSV SGL 70W | NON-STANDARD LS-1C BILLING UNITS | UG STREET LIGHT ASSEMBLIES | UNDERGROUND ELECTRIC DISTRIBUTION |  | EA | X
22532 | HR200Y | LS-1C BILLING - RECTILIN HPSV SGL 200W | NON-STANDARD LS-1C BILLING UNITS | UG STREET LIGHT ASSEMBLIES | UNDERGROUND ELECTRIC DISTRIBUTION |  | EA | X
22533 | CTY-LT | STREET LIGHT - CITY PROVIDES SOME MATL. | NON-STANDARD STREET LIGHT - CITY | UG STREET LIGHT ASSEMBLIES | UNDERGROUND ELECTRIC DISTRIBUTION |  | EA | X | X
22534 | CTYLTB | LS-1B BILLING FOR CTY-LT | NON-STANDARD LS-1B BULLING UNITS | UG STREET LIGHT ASSEMBLIES | UNDERGROUND ELECTRIC DISTRIBUTION | 4432.1 | EA | X
22536 | CT-55B | LS-1B BILLING - CAL TRANS LPSV SGL 55W | CAL TRANS LS-1B BILLING UNITS | UG STREET LIGHT ASSEMBLIES | UNDERGROUND ELECTRIC DISTRIBUTION |  | EA | X
22536 | CT-90B | LS-1B BILLING - CAL TRANS LPSV SGL 90W | CAL TRANS LS-1B BILLING UNITS | UG STREET LIGHT ASSEMBLIES | UNDERGROUND ELECTRIC DISTRIBUTION |  | EA | X
22536 | CT135B | LS-1B BILLING - CAL TRANS LPSV SGL 135W | CAL TRANS LS-1B BILLING UNITS | UG STREET LIGHT ASSEMBLIES | UNDERGROUND ELECTRIC DISTRIBUTION |  | EA | X
22536 | CT250A | LS-1B BILLING - CAL TRANS HPSV DBL 250W | CAL TRANS LS-1B BILLING UNITS | UG STREET LIGHT ASSEMBLIES | UNDERGROUND ELECTRIC DISTRIBUTION |  | EA | X
22536 | CT250B | LS-1B BILLING - CAL TRANS HPSV SGL 250W | CAL TRANS LS-1B BILLING UNITS | UG STREET LIGHT ASSEMBLIES | UNDERGROUND ELECTRIC DISTRIBUTION |  | EA | X
22537 | CT-55Y | LS-1C BILLING - CAL TRANS LPSV SGL 55W | CAL TRANS LS-1C BILLING UNITS | UG STREET LIGHT ASSEMBLIES | UNDERGROUND ELECTRIC DISTRIBUTION |  | EA | X
22537 | CT-90Y | LS-1C BILLING - CAL TRANS LPSV SGL 90W | CAL TRANS LS-1C BILLING UNITS | UG STREET LIGHT ASSEMBLIES | UNDERGROUND ELECTRIC DISTRIBUTION |  | EA | X
22537 | CT135Y | LS-1C BILLING - CAL TRANS LPSV SGL 135W | CAL TRANS LS-1C BILLING UNITS | UG STREET LIGHT ASSEMBLIES | UNDERGROUND ELECTRIC DISTRIBUTION |  | EA | X
22537 | CT250X | LS-1C BILLING - CAL TRANS HPSV DBL 250W | CAL TRANS LS-1C BILLING UNITS | UG STREET LIGHT ASSEMBLIES | UNDERGROUND ELECTRIC DISTRIBUTION |  | EA | X
22537 | CT250Y | LS-1C BILLING - CAL TRANS HPSV SGL 250W | CAL TRANS LS-1C BILLING UNITS | UG STREET LIGHT ASSEMBLIES | UNDERGROUND ELECTRIC DISTRIBUTION |  | EA | X
22540 | DWL-LA | (MACRO) DWL LAWNAIRE HPSV 50W | DOMESTIC WALKWAY LIGHTING ASSEMBLIES | UG STREET LIGHT ASSEMBLIES | UNDERGROUND ELECTRIC DISTRIBUTION | 4434.1 | EA | X | X
22540 | DWL-LA-1 | (USE MACRO)DWL LAWNAIRE HPSV 50W | DOMESTIC WALKWAY LIGHTING ASSEMBLIES | UG STREET LIGHT ASSEMBLIES | UNDERGROUND ELECTRIC DISTRIBUTION | 4434.1 | EA | X | X
22540 | DWL-LA-2 | (USE MACRO)DWL LAWNAIRE HPSV 50W | DOMESTIC WALKWAY LIGHTING ASSEMBLIES | UG STREET LIGHT ASSEMBLIES | UNDERGROUND ELECTRIC DISTRIBUTION | 4434.1 | EA | X | X
22540 | DWL-LA-3 | (USE MACRO)DWL LAWNAIRE HPSV 50W | DOMESTIC WALKWAY LIGHTING ASSEMBLIES | UG STREET LIGHT ASSEMBLIES | UNDERGROUND ELECTRIC DISTRIBUTION | 4434.1 | EA | X | X
22540 | DWL-PT | PAINT EXISTING DWL LUMINAIRES | DOMESTIC WALKWAY LIGHTING ASSEMBLIES | UG STREET LIGHT ASSEMBLIES | UNDERGROUND ELECTRIC DISTRIBUTION | 4424.1 | EA | X
22540 | DWL-RM | (MACRO) DWL TC-100 R MANSARD HPSV 50W | DOMESTIC WALKWAY LIGHTING ASSEMBLIES | UG STREET LIGHT ASSEMBLIES | UNDERGROUND ELECTRIC DISTRIBUTION | 4434.1 | EA | X | X
22540 | DWL-RM-1 | (USE MACRO)DWL TC-100 R MANSARD HPSV 50W | DOMESTIC WALKWAY LIGHTING ASSEMBLIES | UG STREET LIGHT ASSEMBLIES | UNDERGROUND ELECTRIC DISTRIBUTION | 4434.1 | EA | X | X
22540 | DWL-RM-2 | (USE MACRO)DWL TC-100 R MANSARD HPSV 50W | DOMESTIC WALKWAY LIGHTING ASSEMBLIES | UG STREET LIGHT ASSEMBLIES | UNDERGROUND ELECTRIC DISTRIBUTION | 4434.1 | EA | X | X
22540 | DWL-RM-3 | (USE MACRO)DWL TC-100 R MANSARD HPSV 50W | DOMESTIC WALKWAY LIGHTING ASSEMBLIES | UG STREET LIGHT ASSEMBLIES | UNDERGROUND ELECTRIC DISTRIBUTION | 4434.1 | EA | X | X
22540 | DWL-TA | (MACRO) DWL TRADITIONAIRE HPSV 50W | DOMESTIC WALKWAY LIGHTING ASSEMBLIES | UG STREET LIGHT ASSEMBLIES | UNDERGROUND ELECTRIC DISTRIBUTION | 4434.1 | EA | X | X
22540 | DWL-TA-1 | (USE MACRO) DWL TRADITIONAIRE HPSV 50W | DOMESTIC WALKWAY LIGHTING ASSEMBLIES | UG STREET LIGHT ASSEMBLIES | UNDERGROUND ELECTRIC DISTRIBUTION | 4434.1 | EA | X | X
22540 | DWL-TA-2 | (USE MACRO) DWL TRADITIONAIRE HPSV 50W | DOMESTIC WALKWAY LIGHTING ASSEMBLIES | UG STREET LIGHT ASSEMBLIES | UNDERGROUND ELECTRIC DISTRIBUTION | 4434.1 | EA | X | X
22540 | DWL-TA-3 | (USE MACRO) DWL TRADITIONAIRE HPSV 50W | DOMESTIC WALKWAY LIGHTING ASSEMBLIES | UG STREET LIGHT ASSEMBLIES | UNDERGROUND ELECTRIC DISTRIBUTION | 4434.1 | EA | X | X
22540 | DWL-TC | (MACRO) DWL TC-100 R HPSV 50W | DOMESTIC WALKWAY LIGHTING ASSEMBLIES | UG STREET LIGHT ASSEMBLIES | UNDERGROUND ELECTRIC DISTRIBUTION | 4434.1 | EA | X | X
22540 | DWL-TC-1 | (USE MACRO) DWL TC-100 R HPSV 50W | DOMESTIC WALKWAY LIGHTING ASSEMBLIES | UG STREET LIGHT ASSEMBLIES | UNDERGROUND ELECTRIC DISTRIBUTION | 4434.1 | EA | X | X
22540 | DWL-TC-2 | (USE MACRO) DWL TC-100 R HPSV 50W | DOMESTIC WALKWAY LIGHTING ASSEMBLIES | UG STREET LIGHT ASSEMBLIES | UNDERGROUND ELECTRIC DISTRIBUTION | 4434.1 | EA | X | X
22540 | DWL-TC-3 | (USE MACRO) DWL TC-100 R HPSV 50W | DOMESTIC WALKWAY LIGHTING ASSEMBLIES | UG STREET LIGHT ASSEMBLIES | UNDERGROUND ELECTRIC DISTRIBUTION | 4434.1 | EA | X | X
22540 | DWL7DT | (MACRO) DWL DBL TRADITIONAIRE HPSV 70W | DOMESTIC WALKWAY LIGHTING ASSEMBLIES | UG STREET LIGHT ASSEMBLIES | UNDERGROUND ELECTRIC DISTRIBUTION | 4434.1 | EA |  | X
22540 | DWL7DT-1 | (USE MACRO)DWL DBL TRADITIONAIRE HPSV70W | DOMESTIC WALKWAY LIGHTING ASSEMBLIES | UG STREET LIGHT ASSEMBLIES | UNDERGROUND ELECTRIC DISTRIBUTION | 4434.1 | EA | X | X
22540 | DWL7DT-2 | (USE MACRO)DWL DBL TRADITIONAIRE HPSV70W | DOMESTIC WALKWAY LIGHTING ASSEMBLIES | UG STREET LIGHT ASSEMBLIES | UNDERGROUND ELECTRIC DISTRIBUTION | 4434.1 | EA | X | X
22540 | DWL7DT-3 | (USE MACRO)DWL DBL TRADITIONAIRE HPSV70W | DOMESTIC WALKWAY LIGHTING ASSEMBLIES | UG STREET LIGHT ASSEMBLIES | UNDERGROUND ELECTRIC DISTRIBUTION | 4434.1 | EA | X | X
22540 | LD80CYCU | LED Street Light, Decorative, 80W, CYCLO | DOMESTIC WALKWAY LIGHTING ASSEMBLIES | UG STREET LIGHT ASSEMBLIES | UNDERGROUND ELECTRIC DISTRIBUTION | 4400 | EA | X | X
22550 | LA-F/B | *DO NOT USE -MAC DWL LAWN HPSV 50W FBRGS | DOMESTIC WALKWAY LTNG ASSYS (FIBERGLASS) | UG STREET LIGHT ASSEMBLIES | UNDERGROUND ELECTRIC DISTRIBUTION | 4434.2 | EA | X | X
22550 | LA-F/B-1 | USE MACRO-DWL LAWN HPSV50W FBRGLS STDBLK | DOMESTIC WALKWAY LTNG ASSYS (FIBERGLASS) | UG STREET LIGHT ASSEMBLIES | UNDERGROUND ELECTRIC DISTRIBUTION | 4434.2 | EA | X | X
22550 | LA-F/B-2 | USE MACRO-DWL LAWN HPSV50W FBRGLS STDBLK | DOMESTIC WALKWAY LTNG ASSYS (FIBERGLASS) | UG STREET LIGHT ASSEMBLIES | UNDERGROUND ELECTRIC DISTRIBUTION | 4434.2 | EA | X | X
22550 | LA-F/B-3 | USE MACRO-DWL LAWN HPSV50W FBRGLS STDBLK | DOMESTIC WALKWAY LTNG ASSYS (FIBERGLASS) | UG STREET LIGHT ASSEMBLIES | UNDERGROUND ELECTRIC DISTRIBUTION | 4434.2 | EA | X | X
22550 | LA-F/G | (MACRO)DWL LAWN HPSV 50W FBRGLS STDGREY | DOMESTIC WALKWAY LTNG ASSYS (FIBERGLASS) | UG STREET LIGHT ASSEMBLIES | UNDERGROUND ELECTRIC DISTRIBUTION | 4434.2 | EA | X | X
22550 | LA-F/G-1 | USE MACRO-DWL LAWN HPSV50W FBRGL STD-GRY | DOMESTIC WALKWAY LTNG ASSYS (FIBERGLASS) | UG STREET LIGHT ASSEMBLIES | UNDERGROUND ELECTRIC DISTRIBUTION | 4434.2 | EA | X | X
22550 | LA-F/G-2 | USE MACRO-DWL LAWN HPSV50W FBRGL STD-GRY | DOMESTIC WALKWAY LTNG ASSYS (FIBERGLASS) | UG STREET LIGHT ASSEMBLIES | UNDERGROUND ELECTRIC DISTRIBUTION | 4434.2 | EA | X | X
22550 | LA-F/G-3 | USE MACRO-DWL LAWN HPSV50W FBRGL STD-GRY | DOMESTIC WALKWAY LTNG ASSYS (FIBERGLASS) | UG STREET LIGHT ASSEMBLIES | UNDERGROUND ELECTRIC DISTRIBUTION | 4434.2 | EA | X | X
22550 | RM-F/B | MACRO-DWL TC100 MANS HPSV50W FBGL STD-BK | DOMESTIC WALKWAY LTNG ASSYS (FIBERGLASS) | UG STREET LIGHT ASSEMBLIES | UNDERGROUND ELECTRIC DISTRIBUTION | 4434.2 | EA | X | X
22550 | RM-F/B-1 | USE MAC-DWL TC100 MNS HPSV50W FBGL STDBK | DOMESTIC WALKWAY LTNG ASSYS (FIBERGLASS) | UG STREET LIGHT ASSEMBLIES | UNDERGROUND ELECTRIC DISTRIBUTION | 4434.2 | EA | X | X
22550 | RM-F/B-2 | USE MAC-DWL TC100 MNS HPSV50W FBGL STDBK | DOMESTIC WALKWAY LTNG ASSYS (FIBERGLASS) | UG STREET LIGHT ASSEMBLIES | UNDERGROUND ELECTRIC DISTRIBUTION | 4434.2 | EA | X | X
22550 | RM-F/B-3 | USE MAC-DWL TC100 MNS HPSV50W FBGL STDBK | DOMESTIC WALKWAY LTNG ASSYS (FIBERGLASS) | UG STREET LIGHT ASSEMBLIES | UNDERGROUND ELECTRIC DISTRIBUTION | 4434.2 | EA | X | X
22550 | RM-F/G | (MACRO)DWL TC100 MNS HPSV 50W FBGL STDGR | DOMESTIC WALKWAY LTNG ASSYS (FIBERGLASS) | UG STREET LIGHT ASSEMBLIES | UNDERGROUND ELECTRIC DISTRIBUTION | 4434.2 | EA | X | X
22550 | RM-F/G-1 | USE MAC-DWL TC100 MNS HPSV50W FBGL STDGR | DOMESTIC WALKWAY LTNG ASSYS (FIBERGLASS) | UG STREET LIGHT ASSEMBLIES | UNDERGROUND ELECTRIC DISTRIBUTION | 4434.2 | EA | X | X
22550 | RM-F/G-2 | USE MAC-DWL TC100 MNS HPSV50W FBGL STDGR | DOMESTIC WALKWAY LTNG ASSYS (FIBERGLASS) | UG STREET LIGHT ASSEMBLIES | UNDERGROUND ELECTRIC DISTRIBUTION | 4434.2 | EA | X | X
22550 | RM-F/G-3 | USE MAC-DWL TC100 MNS HPSV50W FBGL STDGR | DOMESTIC WALKWAY LTNG ASSYS (FIBERGLASS) | UG STREET LIGHT ASSEMBLIES | UNDERGROUND ELECTRIC DISTRIBUTION | 4434.2 | EA | X | X
22550 | TA-F/B | (MACRO) DWL TRAD HPSV 50W FBRGLS STD-BK | DOMESTIC WALKWAY LTNG ASSYS (FIBERGLASS) | UG STREET LIGHT ASSEMBLIES | UNDERGROUND ELECTRIC DISTRIBUTION | 4434.2 | EA | X | X
22550 | TA-F/B-1 | (USE MACRO)DWL TRAD HPSV 50W FBGL STD-BK | DOMESTIC WALKWAY LTNG ASSYS (FIBERGLASS) | UG STREET LIGHT ASSEMBLIES | UNDERGROUND ELECTRIC DISTRIBUTION | 4434.2 | EA | X | X
22550 | TA-F/B-2 | (USE MACRO)DWL TRAD HPSV 50W FBGL STD-BK | DOMESTIC WALKWAY LTNG ASSYS (FIBERGLASS) | UG STREET LIGHT ASSEMBLIES | UNDERGROUND ELECTRIC DISTRIBUTION | 4434.2 | EA | X | X
22550 | TA-F/B-3 | (USE MACRO)DWL TRAD HPSV 50W FBGL STD-BK | DOMESTIC WALKWAY LTNG ASSYS (FIBERGLASS) | UG STREET LIGHT ASSEMBLIES | UNDERGROUND ELECTRIC DISTRIBUTION | 4434.2 | EA | X | X
22550 | TA-F/G | (MACRO)DWL TRAD HPSV 50W FBGL STD-GR | DOMESTIC WALKWAY LTNG ASSYS (FIBERGLASS) | UG STREET LIGHT ASSEMBLIES | UNDERGROUND ELECTRIC DISTRIBUTION | 4434.2 | EA | X | X
22550 | TA-F/G-1 | (USE MACRO)DWL TRAD HPSV 50W FBGS STD-GR | DOMESTIC WALKWAY LTNG ASSYS (FIBERGLASS) | UG STREET LIGHT ASSEMBLIES | UNDERGROUND ELECTRIC DISTRIBUTION | 4434.2 | EA | X | X
22550 | TA-F/G-2 | (USE MACRO)DWL TRAD HPSV 50W FBGS STD-GR | DOMESTIC WALKWAY LTNG ASSYS (FIBERGLASS) | UG STREET LIGHT ASSEMBLIES | UNDERGROUND ELECTRIC DISTRIBUTION | 4434.2 | EA | X | X
22550 | TA-F/G-3 | (USE MACRO)DWL TRAD HPSV 50W FBGS STD-GR | DOMESTIC WALKWAY LTNG ASSYS (FIBERGLASS) | UG STREET LIGHT ASSEMBLIES | UNDERGROUND ELECTRIC DISTRIBUTION | 4434.2 | EA | X | X
22550 | TC-F/B | (MACRO)DWL TC100 HPSV 50W FBGL STD-BLK | DOMESTIC WALKWAY LTNG ASSYS (FIBERGLASS) | UG STREET LIGHT ASSEMBLIES | UNDERGROUND ELECTRIC DISTRIBUTION | 4434.2 | EA | X | X
22550 | TC-F/B-1 | (USE MACRO)DWL TC100 HPSV 50W FBG STD-BK | DOMESTIC WALKWAY LTNG ASSYS (FIBERGLASS) | UG STREET LIGHT ASSEMBLIES | UNDERGROUND ELECTRIC DISTRIBUTION | 4434.2 | EA | X | X
22550 | TC-F/B-2 | (USE MACRO)DWL TC100 HPSV 50W FBG STD-BK | DOMESTIC WALKWAY LTNG ASSYS (FIBERGLASS) | UG STREET LIGHT ASSEMBLIES | UNDERGROUND ELECTRIC DISTRIBUTION | 4434.2 | EA | X | X
22550 | TC-F/B-3 | (USE MACRO)DWL TC100 HPSV 50W FBG STD-BK | DOMESTIC WALKWAY LTNG ASSYS (FIBERGLASS) | UG STREET LIGHT ASSEMBLIES | UNDERGROUND ELECTRIC DISTRIBUTION | 4434.2 | EA | X | X
22550 | TC-F/G | (MACRO)DWL TC100 HPSV 50W FBRGLS STD-GRY | DOMESTIC WALKWAY LTNG ASSYS (FIBERGLASS) | UG STREET LIGHT ASSEMBLIES | UNDERGROUND ELECTRIC DISTRIBUTION | 4434.2 | EA | X | X
22550 | TC-F/G-1 | (USE MACRO)DWL TC100 HPSV 50W FB STD-GRY | DOMESTIC WALKWAY LTNG ASSYS (FIBERGLASS) | UG STREET LIGHT ASSEMBLIES | UNDERGROUND ELECTRIC DISTRIBUTION | 4434.2 | EA | X | X
22550 | TC-F/G-2 | (USE MACRO)DWL TC100 HPSV 50W FB STD-GRY | DOMESTIC WALKWAY LTNG ASSYS (FIBERGLASS) | UG STREET LIGHT ASSEMBLIES | UNDERGROUND ELECTRIC DISTRIBUTION | 4434.2 | EA | X | X
22550 | TC-F/G-3 | (USE MACRO)DWL TC100 HPSV 50W FB STD-GRY | DOMESTIC WALKWAY LTNG ASSYS (FIBERGLASS) | UG STREET LIGHT ASSEMBLIES | UNDERGROUND ELECTRIC DISTRIBUTION | 4434.2 | EA | X | X
22555 | MH400 | STREET LT LUMINARE METAL HALIDE 400W | STREET LIGHTS - METAL HALIDE LUMINARE | UG STREET LIGHT ASSEMBLIES | UNDERGROUND ELECTRIC DISTRIBUTION |  | EA | X | X
22556 | CDWLLA | I/R DWL LAWNAIRE 50W LUMINAIR ONLY | CHANGE LUMINAIR ON EXISTING STANDARD | UG STREET LIGHT ASSEMBLIES | UNDERGROUND ELECTRIC DISTRIBUTION | 4424.1 | EA | X | X
22556 | CTA-50 | I/R DWL TRADITIONAIRE 50W LUMINAIR ONLY | CHANGE LUMINAIR ON EXISTING STANDARD | UG STREET LIGHT ASSEMBLIES | UNDERGROUND ELECTRIC DISTRIBUTION | 4424 | EA | X | X
22556 | CTA-70 | I/R P/TOP TRADITIONAIRE 70W LUM. ONLY | CHANGE LUMINAIR ON EXISTING STANDARD | UG STREET LIGHT ASSEMBLIES | UNDERGROUND ELECTRIC DISTRIBUTION | 4423 | EA | X | X
22556 | CTA100 | I/R P/TOP TRADITIONAIRE 100W LUM. ONLY | CHANGE LUMINAIR ON EXISTING STANDARD | UG STREET LIGHT ASSEMBLIES | UNDERGROUND ELECTRIC DISTRIBUTION | 4423 | EA | X | X
22556 | TC1-70 | I/R P/TOP TC-100R MANSARD 70W LUM. ONLY | CHANGE LUMINAIR ON EXISTING STANDARD | UG STREET LIGHT ASSEMBLIES | UNDERGROUND ELECTRIC DISTRIBUTION | 4423.1 | EA | X | X
22556 | TC2-70 | I/R POST TOP TC-100R 70W LUM. ONLY | CHANGE LUMINAIR ON EXISTING STANDARD | UG STREET LIGHT ASSEMBLIES | UNDERGROUND ELECTRIC DISTRIBUTION | 4423 | EA | X | X
22560 | B-70LH | BALLAST - HPSV 70 WATT MISSION BELL | MISC STREET LIGHT MATERIAL & OPERATIONS | UG STREET LIGHT ASSEMBLIES | UNDERGROUND ELECTRIC DISTRIBUTION |  | EA | X | X
22560 | B150LH | BALLAST - HPSV 150 WATT MISSION BELL | MISC STREET LIGHT MATERIAL & OPERATIONS | UG STREET LIGHT ASSEMBLIES | UNDERGROUND ELECTRIC DISTRIBUTION | 4410.1 | EA | X | X
22560 | COLLAR | STREET LIGHT / DWL SUPPORT COLLAR | MISC STREET LIGHT MATERIAL & OPERATIONS | UG STREET LIGHT ASSEMBLIES | UNDERGROUND ELECTRIC DISTRIBUTION | 4434.1 | EA | X
22560 | FUSE10 | STREET LIGHT FUSE CARTRIDGE - 10 AMP | MISC STREET LIGHT MATERIAL & OPERATIONS | UG STREET LIGHT ASSEMBLIES | UNDERGROUND ELECTRIC DISTRIBUTION | 4431.2 | EA | X | X
22560 | HP25W | LUMINAIRE AMERICAN ELEC 250W HPVS | MISC STREET LIGHT MATERIAL & OPERATIONS | UG STREET LIGHT ASSEMBLIES | UNDERGROUND ELECTRIC DISTRIBUTION | 4421.2 | EA | X | X
22560 | LA25HP | LAMP 250W HPVS 550UH-250 ANSILAP | MISC STREET LIGHT MATERIAL & OPERATIONS | UG STREET LIGHT ASSEMBLIES | UNDERGROUND ELECTRIC DISTRIBUTION |  | EA | X | X
22560 | LAB-ST | LABOR - UPGRADE LAMP AND BALLAST ONLY | MISC STREET LIGHT MATERIAL & OPERATIONS | UG STREET LIGHT ASSEMBLIES | UNDERGROUND ELECTRIC DISTRIBUTION |  | EA | X
22560 | LH--70 | LAMP HPSV - 70 WATT | MISC STREET LIGHT MATERIAL & OPERATIONS | UG STREET LIGHT ASSEMBLIES | UNDERGROUND ELECTRIC DISTRIBUTION | 4410.1 | EA | X | X
22560 | LH-150 | LAMP HPSV - 150 WATT | MISC STREET LIGHT MATERIAL & OPERATIONS | UG STREET LIGHT ASSEMBLIES | UNDERGROUND ELECTRIC DISTRIBUTION | 4410.1 | EA | X | X
22560 | LUH-70 | HPSV LUMINAIRE -70 WATT (EXCLUDING LAMP) | MISC STREET LIGHT MATERIAL & OPERATIONS | UG STREET LIGHT ASSEMBLIES | UNDERGROUND ELECTRIC DISTRIBUTION | 4421.2 | EA |  | X
22560 | PC--TL | PHOTO CELL 120/240 TWIST LOCK | MISC STREET LIGHT MATERIAL & OPERATIONS | UG STREET LIGHT ASSEMBLIES | UNDERGROUND ELECTRIC DISTRIBUTION | 4412 | EA | X | X
22560 | SL-DEL | STREET LIGHT DELIVERY (HAULING) | MISC STREET LIGHT MATERIAL & OPERATIONS | UG STREET LIGHT ASSEMBLIES | UNDERGROUND ELECTRIC DISTRIBUTION |  | HR | X | X
22560 | SL-ENR | ENERGIZE STREET LIGHT / DWL | MISC STREET LIGHT MATERIAL & OPERATIONS | UG STREET LIGHT ASSEMBLIES | UNDERGROUND ELECTRIC DISTRIBUTION |  | EA | X |  |  | X
22560 | SL-EXC | EXCAVATE FOR STREET LIGHT / DWL | MISC STREET LIGHT MATERIAL & OPERATIONS | UG STREET LIGHT ASSEMBLIES | UNDERGROUND ELECTRIC DISTRIBUTION | 4400 | EA | X | X
22560 | SL-G/R | GROUND STREET LIGHT / DWL (RODS) | MISC STREET LIGHT MATERIAL & OPERATIONS | UG STREET LIGHT ASSEMBLIES | UNDERGROUND ELECTRIC DISTRIBUTION | 4431.1 | EA | X
22560 | SL-G/W | GROUND STREET LIGHT/DWL (WIRE IN TRENCH) | MISC STREET LIGHT MATERIAL & OPERATIONS | UG STREET LIGHT ASSEMBLIES | UNDERGROUND ELECTRIC DISTRIBUTION | 4431.1 | EA | X
22560 | SL-KIT | STREET LIGHT FUSED CONNECTOR KIT | MISC STREET LIGHT MATERIAL & OPERATIONS | UG STREET LIGHT ASSEMBLIES | UNDERGROUND ELECTRIC DISTRIBUTION | 4431.2 | EA | X | X
22560 | SL-LAB | STREET LIGHT REINSTALL LABOR ONLY | MISC STREET LIGHT MATERIAL & OPERATIONS | UG STREET LIGHT ASSEMBLIES | UNDERGROUND ELECTRIC DISTRIBUTION |  | EA | X
22560 | SL-REM | ST. LT./OTHER THAN LISTED (REMOVE ONLY) | MISC STREET LIGHT MATERIAL & OPERATIONS | UG STREET LIGHT ASSEMBLIES | UNDERGROUND ELECTRIC DISTRIBUTION | 4499 | EA |  | X
22560 | SL-SWR | SIDEWALK CONCRETE REPAIR SQ FT - AMERON | MISC STREET LIGHT MATERIAL & OPERATIONS | UG STREET LIGHT ASSEMBLIES | UNDERGROUND ELECTRIC DISTRIBUTION |  | EA | X
22560 | SLEXC1 | EXCAVATE FOR STREET LIGHT TO 20' | MISC STREET LIGHT MATERIAL & OPERATIONS | UG STREET LIGHT ASSEMBLIES | UNDERGROUND ELECTRIC DISTRIBUTION | 4400 | EA | X
22560 | SLEXC2 | EXCAVATE FOR STREET LIGHT OVER 20' | MISC STREET LIGHT MATERIAL & OPERATIONS | UG STREET LIGHT ASSEMBLIES | UNDERGROUND ELECTRIC DISTRIBUTION | 4400 | EA | X
22560 | SLSERV | STREET LIGHT SERVICE 2-#8 AL USA AMERON | MISC STREET LIGHT MATERIAL & OPERATIONS | UG STREET LIGHT ASSEMBLIES | UNDERGROUND ELECTRIC DISTRIBUTION | 4003.1 | FT | X
22560 | TEST03 | TEST CU FOR REMOVE STREET LIGHT - AMERON | MISC STREET LIGHT MATERIAL & OPERATIONS | UG STREET LIGHT ASSEMBLIES | UNDERGROUND ELECTRIC DISTRIBUTION |  | EA | X | X
22580 | 2SER\OO | 1LM In Chg,1LM-Aerial Lift w/Sgl Bkt-UG | UG ASSIST CREWS AND EQUIPMENT | ASSIST CREWS AND EQUIPMENT | UNDERGROUND ELECTRIC DISTRIBUTION |  | HR | X | X
22580 | ADJ-2M | ADJ SUBSTRUCTURES (2 MAN CREW ASSIST) | UG ASSIST CREWS AND EQUIPMENT | ASSIST CREWS AND EQUIPMENT | UNDERGROUND ELECTRIC DISTRIBUTION |  | HR | X |  |  | X
22580 | ADJ-CR | ADJ SUBSTRUCTURES (CRANE ASSIST) | UG ASSIST CREWS AND EQUIPMENT | ASSIST CREWS AND EQUIPMENT | UNDERGROUND ELECTRIC DISTRIBUTION |  | HR | X |  |  | X
22580 | ADJ-SB | ADJ SUBSTRUCTURES (STNDBY LMN ASSIST) | UG ASSIST CREWS AND EQUIPMENT | ASSIST CREWS AND EQUIPMENT | UNDERGROUND ELECTRIC DISTRIBUTION |  | HR | X |  |  | X
22580 | ADJ3WF | ADJ SUBSTRUCTURES (WF-3 CREW ASSIST) | UG ASSIST CREWS AND EQUIPMENT | ASSIST CREWS AND EQUIPMENT | UNDERGROUND ELECTRIC DISTRIBUTION |  | HR | X |  |  | X
22580 | ADJSUB | ADJ SUBSTRUCTURES (SUB CREW ASSIST) | UG ASSIST CREWS AND EQUIPMENT | ASSIST CREWS AND EQUIPMENT | UNDERGROUND ELECTRIC DISTRIBUTION |  | HR | X |  |  | X
22580 | ARRO-A | ARROW BOARD (ADJ SUBSTRUCTURES) ASSIST | UG ASSIST CREWS AND EQUIPMENT | ASSIST CREWS AND EQUIPMENT | UNDERGROUND ELECTRIC DISTRIBUTION |  | HR | X |  |  | X
22580 | ARRO-C | ARROW BOARD (CONNECTIONS) ASSIST | UG ASSIST CREWS AND EQUIPMENT | ASSIST CREWS AND EQUIPMENT | UNDERGROUND ELECTRIC DISTRIBUTION |  | HR | X | X
22580 | ARRO-E | ARROW BOARD (EQUIPMENT) ASSIST | UG ASSIST CREWS AND EQUIPMENT | ASSIST CREWS AND EQUIPMENT | UNDERGROUND ELECTRIC DISTRIBUTION |  | HR | X | X
22580 | ARRO-M | ARROW BOARD (MAINTENANCE) ASSIST | UG ASSIST CREWS AND EQUIPMENT | ASSIST CREWS AND EQUIPMENT | UNDERGROUND ELECTRIC DISTRIBUTION |  | HR |  |  |  | X
22580 | ARRO-P | ARROW BOARD (CABLE PULLING) ASSIST | UG ASSIST CREWS AND EQUIPMENT | ASSIST CREWS AND EQUIPMENT | UNDERGROUND ELECTRIC DISTRIBUTION |  | HR | X | X
22580 | ARRO-S | ARROW BOARD (SUBSTRUCTURES) ASSIST | UG ASSIST CREWS AND EQUIPMENT | ASSIST CREWS AND EQUIPMENT | UNDERGROUND ELECTRIC DISTRIBUTION |  | HR | X | X
22580 | ARRO-T | ARROW BOARD (TRANSFORMERS) ASSIST | UG ASSIST CREWS AND EQUIPMENT | ASSIST CREWS AND EQUIPMENT | UNDERGROUND ELECTRIC DISTRIBUTION |  | HR | X | X
22580 | CAB-2M | CABLE PULLING (2 MAN CREW ASSIST) | UG ASSIST CREWS AND EQUIPMENT | ASSIST CREWS AND EQUIPMENT | UNDERGROUND ELECTRIC DISTRIBUTION |  | HR | X | X
22580 | CAB3WF | CABLE PULLING (WF-3 CREW ASSIST) | UG ASSIST CREWS AND EQUIPMENT | ASSIST CREWS AND EQUIPMENT | UNDERGROUND ELECTRIC DISTRIBUTION |  | HR | X | X
22580 | CP--2M | CABLE POLE MATERIAL (2 MAN CREW ASSIST) | UG ASSIST CREWS AND EQUIPMENT | ASSIST CREWS AND EQUIPMENT | UNDERGROUND ELECTRIC DISTRIBUTION |  | HR | X | X
22580 | CP-3WF | CABLE POLE MATERIAL (WF-3 CREW ASSIST) | UG ASSIST CREWS AND EQUIPMENT | ASSIST CREWS AND EQUIPMENT | UNDERGROUND ELECTRIC DISTRIBUTION |  | HR | X | X
22580 | CRANE | CRANE 80 Ton w/operator (elec outage) | UG ASSIST CREWS AND EQUIPMENT | ASSIST CREWS AND EQUIPMENT | UNDERGROUND ELECTRIC DISTRIBUTION |  | HR | X
22580 | D/H-CR | PADS & SMALL HH'S (CRANE ASSIST) | UG ASSIST CREWS AND EQUIPMENT | ASSIST CREWS AND EQUIPMENT | UNDERGROUND ELECTRIC DISTRIBUTION |  | HR | X | X
22580 | DRL-SB | CORE DRILLING (STANDBY LINEMAN ASSIST) | UG ASSIST CREWS AND EQUIPMENT | ASSIST CREWS AND EQUIPMENT | UNDERGROUND ELECTRIC DISTRIBUTION |  | HR | X
22580 | DRN-SB | SUMP PUMP DRAIN (STANDBY LINEMAN ASST) | UG ASSIST CREWS AND EQUIPMENT | ASSIST CREWS AND EQUIPMENT | UNDERGROUND ELECTRIC DISTRIBUTION |  | HR | X
22580 | EQP-2M | TEMP EQUIP CABLE/CONN(2 MAN CREW ASSIST) | UG ASSIST CREWS AND EQUIPMENT | ASSIST CREWS AND EQUIPMENT | UNDERGROUND ELECTRIC DISTRIBUTION |  | HR | X | X
22580 | EQP3WF | TEMP EQUIP CABLE/CONN (WF-3 CREW ASSIST) | UG ASSIST CREWS AND EQUIPMENT | ASSIST CREWS AND EQUIPMENT | UNDERGROUND ELECTRIC DISTRIBUTION |  | HR | X | X
22580 | FAULTVAN | FAULTVAN 2 MAN UG CREW ELECTRIC | UG ASSIST CREWS AND EQUIPMENT | ASSIST CREWS AND EQUIPMENT | UNDERGROUND ELECTRIC DISTRIBUTION |  | HR | X | X
22580 | FLAG-A | FLAGGING (ADJ SUBSTRUCTURES) ASSIST | UG ASSIST CREWS AND EQUIPMENT | ASSIST CREWS AND EQUIPMENT | UNDERGROUND ELECTRIC DISTRIBUTION |  | HR | X |  |  | X
22580 | FLAG-C | FLAGGING (CONNECTIONS) ASSIST | UG ASSIST CREWS AND EQUIPMENT | ASSIST CREWS AND EQUIPMENT | UNDERGROUND ELECTRIC DISTRIBUTION |  | HR | X | X
22580 | FLAG-E | FLAGGING (EQUIPMENT) ASSIST | UG ASSIST CREWS AND EQUIPMENT | ASSIST CREWS AND EQUIPMENT | UNDERGROUND ELECTRIC DISTRIBUTION |  | HR | X | X
22580 | FLAG-M | FLAGGING (MAINTENANCE) ASSIST | UG ASSIST CREWS AND EQUIPMENT | ASSIST CREWS AND EQUIPMENT | UNDERGROUND ELECTRIC DISTRIBUTION |  | HR |  |  |  | X
22580 | FLAG-P | FLAGGING (CABLE PULLING) ASSIST | UG ASSIST CREWS AND EQUIPMENT | ASSIST CREWS AND EQUIPMENT | UNDERGROUND ELECTRIC DISTRIBUTION |  | HR | X | X
22580 | FLAG-S | FLAGGING (SUBSTRUCTURES) ASSIST | UG ASSIST CREWS AND EQUIPMENT | ASSIST CREWS AND EQUIPMENT | UNDERGROUND ELECTRIC DISTRIBUTION |  | HR | X | X
22580 | FLAG-T | FLAGGING (TRANSFORMERS) ASSIST | UG ASSIST CREWS AND EQUIPMENT | ASSIST CREWS AND EQUIPMENT | UNDERGROUND ELECTRIC DISTRIBUTION |  | HR | X | X
22580 | I/C-SB | INTERCEPT CONDUIT (STNDBY LNM ASSIST) | UG ASSIST CREWS AND EQUIPMENT | ASSIST CREWS AND EQUIPMENT | UNDERGROUND ELECTRIC DISTRIBUTION |  | HR | X
22580 | INSPA | Inspector A (electric outage work) | UG ASSIST CREWS AND EQUIPMENT | ASSIST CREWS AND EQUIPMENT | UNDERGROUND ELECTRIC DISTRIBUTION |  | HR | X
22580 | JMP3WF | JUMPERS (WF-3 CREW ASSIST) | UG ASSIST CREWS AND EQUIPMENT | ASSIST CREWS AND EQUIPMENT | UNDERGROUND ELECTRIC DISTRIBUTION |  | HR |  |  |  | X
22580 | LABORER | Extra Laborer (electric outage work) | UG ASSIST CREWS AND EQUIPMENT | ASSIST CREWS AND EQUIPMENT | UNDERGROUND ELECTRIC DISTRIBUTION |  | HR | X
22580 | MTRMAN | Electric Meter Man (PER TWO HOURS) | UG ASSIST CREWS AND EQUIPMENT | ASSIST CREWS AND EQUIPMENT | UNDERGROUND ELECTRIC DISTRIBUTION |  | HR | X
22580 | MUDWF3 | REM MUD FROM HH/MH (INCL VAC TRK/WF3) | UG ASSIST CREWS AND EQUIPMENT | ASSIST CREWS AND EQUIPMENT | UNDERGROUND ELECTRIC DISTRIBUTION |  | HR |  |  |  | X
22580 | PICKUP | Pick up 4x4 (electric outage work) | UG ASSIST CREWS AND EQUIPMENT | ASSIST CREWS AND EQUIPMENT | UNDERGROUND ELECTRIC DISTRIBUTION |  | HR | X
22580 | SUB-2M | SUBSTRUCTURES (2 MAN CREW ASSIST) | UG ASSIST CREWS AND EQUIPMENT | ASSIST CREWS AND EQUIPMENT | UNDERGROUND ELECTRIC DISTRIBUTION |  | HR | X | X
22580 | SUB-CR | SUBSTRUCTURES (CRANE ASSIST) | UG ASSIST CREWS AND EQUIPMENT | ASSIST CREWS AND EQUIPMENT | UNDERGROUND ELECTRIC DISTRIBUTION |  | HR | X | X
22580 | SUB3WF | SUBSTRUCTURES (WF-3 CREW ASSIST) | UG ASSIST CREWS AND EQUIPMENT | ASSIST CREWS AND EQUIPMENT | UNDERGROUND ELECTRIC DISTRIBUTION |  | HR | X | X
22580 | SWI-2M | SWITCHING (2 MAN CREW ASSIST) | UG ASSIST CREWS AND EQUIPMENT | ASSIST CREWS AND EQUIPMENT | UNDERGROUND ELECTRIC DISTRIBUTION |  | HR | X | X |  | X
22580 | SWI3WF | SWITCHING (WF-3 CREW ASSIST) | UG ASSIST CREWS AND EQUIPMENT | ASSIST CREWS AND EQUIPMENT | UNDERGROUND ELECTRIC DISTRIBUTION |  | HR | X | X |  | X
22580 | UF1WF3 | UNDERGROUND FIELD MEMO LABOR-1-WF3 CREW | UG ASSIST CREWS AND EQUIPMENT | ASSIST CREWS AND EQUIPMENT | UNDERGROUND ELECTRIC DISTRIBUTION |  | EA | X | X
22580 | UF2MAN | UG FIELD MEMO LABOR-1-2 MAN CREW | UG ASSIST CREWS AND EQUIPMENT | ASSIST CREWS AND EQUIPMENT | UNDERGROUND ELECTRIC DISTRIBUTION |  | EA | X | X
22580 | UF2WF3 | UNDERGROUND FIELD MEMO LABOR- 4-MAN CREW | UG ASSIST CREWS AND EQUIPMENT | ASSIST CREWS AND EQUIPMENT | UNDERGROUND ELECTRIC DISTRIBUTION |  | EA | X | X
22580 | UFGAS | UNDERGROUND FIELD MEMO LABOR- 2 MAN GAS | UG ASSIST CREWS AND EQUIPMENT | ASSIST CREWS AND EQUIPMENT | UNDERGROUND ELECTRIC DISTRIBUTION |  | EA | X
22580 | UFM2MAN | UNDERGROUND FIELD MEMO LABOR- 2 MAN | UG ASSIST CREWS AND EQUIPMENT | ASSIST CREWS AND EQUIPMENT | UNDERGROUND ELECTRIC DISTRIBUTION |  | HR | X | X
22580 | UFM2VEG | UG FIELD MEMO VEG MGMT LABOR | UG ASSIST CREWS AND EQUIPMENT | ASSIST CREWS AND EQUIPMENT | UNDERGROUND ELECTRIC DISTRIBUTION |  | EA | X | X
22580 | UFM2WF3 | UNDERGROUND FIELD MEMO LABOR-2-WF3 CREW | UG ASSIST CREWS AND EQUIPMENT | ASSIST CREWS AND EQUIPMENT | UNDERGROUND ELECTRIC DISTRIBUTION |  | HR | X | X
22580 | UFM2WF4 | UNDERGROUND FIELD MEMO LABOR-2-WF4 CREW | UG ASSIST CREWS AND EQUIPMENT | ASSIST CREWS AND EQUIPMENT | UNDERGROUND ELECTRIC DISTRIBUTION |  | HR | X | X
22580 | UFMGAS | UNDERGROUND FIELD MEMO LABOR- 2 MAN GAS | UG ASSIST CREWS AND EQUIPMENT | ASSIST CREWS AND EQUIPMENT | UNDERGROUND ELECTRIC DISTRIBUTION |  | HR | X | X
22580 | UFXTRA | UG FIELD MEMO LABOR-1-EXTRA LINEMAN | UG ASSIST CREWS AND EQUIPMENT | ASSIST CREWS AND EQUIPMENT | UNDERGROUND ELECTRIC DISTRIBUTION |  | EA | X | X
22580 | WELD-T | (MACRO) WELD LIFTING PADS ON XFMR (SET) | UG ASSIST CREWS AND EQUIPMENT | ASSIST CREWS AND EQUIPMENT | UNDERGROUND ELECTRIC DISTRIBUTION |  | EA | X
22580 | WELD-T-1 | (USE MACRO) WELD LIFTING PADS XFMR (SET) | UG ASSIST CREWS AND EQUIPMENT | ASSIST CREWS AND EQUIPMENT | UNDERGROUND ELECTRIC DISTRIBUTION |  | EA | X
22580 | WELD-T-2 | (USE MACRO) WELD LIFTING PADS XFMR (SET) | UG ASSIST CREWS AND EQUIPMENT | ASSIST CREWS AND EQUIPMENT | UNDERGROUND ELECTRIC DISTRIBUTION |  | EA | X
22580 | WFDIG | WF, 2 Lab Dig Crew (electric outage) | UG ASSIST CREWS AND EQUIPMENT | ASSIST CREWS AND EQUIPMENT | UNDERGROUND ELECTRIC DISTRIBUTION |  | HR | X
22580 | X-SEMI | TRANSFORMER (FLATBED SEMI ASSIST) | UG ASSIST CREWS AND EQUIPMENT | ASSIST CREWS AND EQUIPMENT | UNDERGROUND ELECTRIC DISTRIBUTION |  | HR | X
22580 | XF-3WF | TRANSFORMER (WF-3 CREW ASSIST) | UG ASSIST CREWS AND EQUIPMENT | ASSIST CREWS AND EQUIPMENT | UNDERGROUND ELECTRIC DISTRIBUTION |  | HR | X
22580 | XF-SUB | TRANSFORMER (SUB CREW ASSIST) | UG ASSIST CREWS AND EQUIPMENT | ASSIST CREWS AND EQUIPMENT | UNDERGROUND ELECTRIC DISTRIBUTION |  | HR | X
22580 | XFM-CR | TRANSFORMER (CRANE ASSIST) | UG ASSIST CREWS AND EQUIPMENT | ASSIST CREWS AND EQUIPMENT | UNDERGROUND ELECTRIC DISTRIBUTION |  | HR | X
22580 | XTRALNMN | Extra Lineman (electric outage work) | UG ASSIST CREWS AND EQUIPMENT | ASSIST CREWS AND EQUIPMENT | UNDERGROUND ELECTRIC DISTRIBUTION |  | HR | X
22600 | AS-4SR | PERM ST REP - ASPH (WF4 ST REP ASSIST) | GAS ASSIST CREWS FOR UNDERGROUND WORK | ASSIST CREWS AND EQUIPMENT | UNDERGROUND ELECTRIC DISTRIBUTION |  | HR | X
22600 | BOR-2L | BORING (2 MAN LABOR ASSIST) | GAS ASSIST CREWS FOR UNDERGROUND WORK | ASSIST CREWS AND EQUIPMENT | UNDERGROUND ELECTRIC DISTRIBUTION |  | HR | X
22600 | BOR-2S | BORING (2 MAN STEEL ASSIST) | GAS ASSIST CREWS FOR UNDERGROUND WORK | ASSIST CREWS AND EQUIPMENT | UNDERGROUND ELECTRIC DISTRIBUTION |  | HR | X
22600 | BOR-3S | BORING (WF-3 STEEL ASSIST) | GAS ASSIST CREWS FOR UNDERGROUND WORK | ASSIST CREWS AND EQUIPMENT | UNDERGROUND ELECTRIC DISTRIBUTION |  | HR | X
22600 | CC-4SR | PERM ST REP - CONC (WF-4 ST REP ASSIST) | GAS ASSIST CREWS FOR UNDERGROUND WORK | ASSIST CREWS AND EQUIPMENT | UNDERGROUND ELECTRIC DISTRIBUTION |  | HR | X
22600 | CON-2L | CONDUIT | GAS ASSIST CREWS FOR UNDERGROUND WORK | ASSIST CREWS AND EQUIPMENT | UNDERGROUND ELECTRIC DISTRIBUTION |  | HR | X
22600 | CON-2S | CONDUIT (2 MAN STEEL ASSIST) | GAS ASSIST CREWS FOR UNDERGROUND WORK | ASSIST CREWS AND EQUIPMENT | UNDERGROUND ELECTRIC DISTRIBUTION |  | HR | X
22600 | CON-3S | CONDUIT (WF-3 STEEL ASSIST) | GAS ASSIST CREWS FOR UNDERGROUND WORK | ASSIST CREWS AND EQUIPMENT | UNDERGROUND ELECTRIC DISTRIBUTION |  | HR | X
22600 | CON-4S | CONDUIT (WF-4 STEEL ASSIST) | GAS ASSIST CREWS FOR UNDERGROUND WORK | ASSIST CREWS AND EQUIPMENT | UNDERGROUND ELECTRIC DISTRIBUTION |  | HR | X
22600 | CON-SB | CONDUIT WORK (STANDBY LINEMAN ASSIST) | GAS ASSIST CREWS FOR UNDERGROUND WORK | ASSIST CREWS AND EQUIPMENT | UNDERGROUND ELECTRIC DISTRIBUTION |  | HR | X | X
22600 | EXC-2L | EXC/BACKFILL HH/MH (2 MAN LABOR ASSIST) | GAS ASSIST CREWS FOR UNDERGROUND WORK | ASSIST CREWS AND EQUIPMENT | UNDERGROUND ELECTRIC DISTRIBUTION |  | HR | X | X
22600 | EXC-2S | EXC/BACKFILL HH/MH (2 MAN STEEL ASSIST) | GAS ASSIST CREWS FOR UNDERGROUND WORK | ASSIST CREWS AND EQUIPMENT | UNDERGROUND ELECTRIC DISTRIBUTION |  | HR | X | X
22600 | EXC-3S | EXC/BACKFILL HH/MH (WF-3 STEEL ASSIST) | GAS ASSIST CREWS FOR UNDERGROUND WORK | ASSIST CREWS AND EQUIPMENT | UNDERGROUND ELECTRIC DISTRIBUTION |  | HR | X | X
22600 | EXC-4S | EXC/BACKFILL HH/MH (WF-4 STEEL ASSIST) | GAS ASSIST CREWS FOR UNDERGROUND WORK | ASSIST CREWS AND EQUIPMENT | UNDERGROUND ELECTRIC DISTRIBUTION |  | HR | X | X
22600 | I/C-2L | INTERCEPT CONDUIT (2 MAN LABOR ASSIST) | GAS ASSIST CREWS FOR UNDERGROUND WORK | ASSIST CREWS AND EQUIPMENT | UNDERGROUND ELECTRIC DISTRIBUTION |  | HR | X
22600 | I/C-2S | INTERCEPT CONDUIT (2 MAN STEEL ASSIST) | GAS ASSIST CREWS FOR UNDERGROUND WORK | ASSIST CREWS AND EQUIPMENT | UNDERGROUND ELECTRIC DISTRIBUTION |  | HR | X
22600 | I/C-3S | INTERCEPT CONDUIT (WF-3 STEEL ASSIST) | GAS ASSIST CREWS FOR UNDERGROUND WORK | ASSIST CREWS AND EQUIPMENT | UNDERGROUND ELECTRIC DISTRIBUTION |  | HR | X
22600 | I/C-4S | INTERCEPT CONDUIT (WF-4 STEEL ASSIST) | GAS ASSIST CREWS FOR UNDERGROUND WORK | ASSIST CREWS AND EQUIPMENT | UNDERGROUND ELECTRIC DISTRIBUTION |  | HR | X
22600 | PAD-2L | EXCAVATE FOR PAD (2 MAN LABOR ASSIST) | GAS ASSIST CREWS FOR UNDERGROUND WORK | ASSIST CREWS AND EQUIPMENT | UNDERGROUND ELECTRIC DISTRIBUTION |  | HR | X
22600 | R/P-2L | REMOVE PAVEMENT (2 MAN LABOR ASSIST) | GAS ASSIST CREWS FOR UNDERGROUND WORK | ASSIST CREWS AND EQUIPMENT | UNDERGROUND ELECTRIC DISTRIBUTION |  | HR | X | X
22600 | R/P-3S | REMOVE/PAVEMENT (WF-3 STEEL ASSIST) | GAS ASSIST CREWS FOR UNDERGROUND WORK | ASSIST CREWS AND EQUIPMENT | UNDERGROUND ELECTRIC DISTRIBUTION |  | HR | X | X
22600 | TMP-2L | TEMP STREET REPAIR (2 MAN LABOR ASSIST) | GAS ASSIST CREWS FOR UNDERGROUND WORK | ASSIST CREWS AND EQUIPMENT | UNDERGROUND ELECTRIC DISTRIBUTION |  | HR | X
22600 | TMP-2S | TEMP STREET REPAIR (2 MAN STEEL ASSIST) | GAS ASSIST CREWS FOR UNDERGROUND WORK | ASSIST CREWS AND EQUIPMENT | UNDERGROUND ELECTRIC DISTRIBUTION |  | HR | X
22600 | TMP-3S | TEMP STREET REPAIR (WF-3 STEEL ASSIST) | GAS ASSIST CREWS FOR UNDERGROUND WORK | ASSIST CREWS AND EQUIPMENT | UNDERGROUND ELECTRIC DISTRIBUTION |  | HR | X
22600 | TRN-2L | TRENCHING/BACKFILL (2 MAN LABOR ASSIST) | GAS ASSIST CREWS FOR UNDERGROUND WORK | ASSIST CREWS AND EQUIPMENT | UNDERGROUND ELECTRIC DISTRIBUTION |  | HR | X
22600 | TRN-2S | TRENCHING/BACKFILL (2 MAN STEEL ASSIST) | GAS ASSIST CREWS FOR UNDERGROUND WORK | ASSIST CREWS AND EQUIPMENT | UNDERGROUND ELECTRIC DISTRIBUTION |  | HR | X
22600 | TRN-3S | TRENCHING/BACKFILL (WF-3 STEEL ASSIST) | GAS ASSIST CREWS FOR UNDERGROUND WORK | ASSIST CREWS AND EQUIPMENT | UNDERGROUND ELECTRIC DISTRIBUTION |  | HR | X
22600 | TRN-4A | TRENCH MAIN - AF-5 STL/ASST FOR UG WRK | GAS ASSIST CREWS FOR UNDERGROUND WORK | ASSIST CREWS AND EQUIPMENT | UNDERGROUND ELECTRIC DISTRIBUTION |  | HR | X
22600 | TRN-4S | TRENCHING/BACKFILL (WF-4 STEEL ASSIST) | GAS ASSIST CREWS FOR UNDERGROUND WORK | ASSIST CREWS AND EQUIPMENT | UNDERGROUND ELECTRIC DISTRIBUTION |  | HR | X
22620 | AF-UG | GAS ADMIN FOREMAN FOR UG WORK (BY HR) | GAS ASSIST EQUIPMENT FOR UG WORK | ASSIST CREWS AND EQUIPMENT | UNDERGROUND ELECTRIC DISTRIBUTION |  | HR | X
22620 | AS--LD | PERM STREET REPAIR/ASPH (LOADER ASST) | GAS ASSIST EQUIPMENT FOR UG WORK | ASSIST CREWS AND EQUIPMENT | UNDERGROUND ELECTRIC DISTRIBUTION |  | HR | X
22620 | ASP-BH | PERM STREET REPAIR/ASPH (BACKHOE ASST) | GAS ASSIST EQUIPMENT FOR UG WORK | ASSIST CREWS AND EQUIPMENT | UNDERGROUND ELECTRIC DISTRIBUTION |  | HR | X
22620 | ASP-DT | PERM STREET REPAIR/ASPH (DUMP TRK ASST) | GAS ASSIST EQUIPMENT FOR UG WORK | ASSIST CREWS AND EQUIPMENT | UNDERGROUND ELECTRIC DISTRIBUTION |  | HR | X
22620 | ASP-LD | PERM STREET REPAIR/ASPH (LOADER ASST) | GAS ASSIST EQUIPMENT FOR UG WORK | ASSIST CREWS AND EQUIPMENT | UNDERGROUND ELECTRIC DISTRIBUTION |  | HR | X
22620 | BOR-BH | BORING (BACKHOE ASSIST) | GAS ASSIST EQUIPMENT FOR UG WORK | ASSIST CREWS AND EQUIPMENT | UNDERGROUND ELECTRIC DISTRIBUTION |  | HR | X
22620 | BOR-DT | BORING (DUMP TRUCK ASSIST) | GAS ASSIST EQUIPMENT FOR UG WORK | ASSIST CREWS AND EQUIPMENT | UNDERGROUND ELECTRIC DISTRIBUTION |  | HR | X
22620 | C-BKHO | CONDUIT (BACKHOE ASSIST) | GAS ASSIST EQUIPMENT FOR UG WORK | ASSIST CREWS AND EQUIPMENT | UNDERGROUND ELECTRIC DISTRIBUTION |  | HR | X
22620 | C-I/BH | INTERCEPT CONDUIT (BACKHOE ASSIST) | GAS ASSIST EQUIPMENT FOR UG WORK | ASSIST CREWS AND EQUIPMENT | UNDERGROUND ELECTRIC DISTRIBUTION |  | HR | X
22620 | C-SEMI | CONDUIT (FLATBED SEMI ASSIST) | GAS ASSIST EQUIPMENT FOR UG WORK | ASSIST CREWS AND EQUIPMENT | UNDERGROUND ELECTRIC DISTRIBUTION |  | HR | X
22620 | CNC-BH | PERM STREET REPAIR/CONC (BACKHOE ASST) | GAS ASSIST EQUIPMENT FOR UG WORK | ASSIST CREWS AND EQUIPMENT | UNDERGROUND ELECTRIC DISTRIBUTION |  | HR | X
22620 | CNC-DT | PERM STREET REPAIR/CONC (DUMP TRK ASST) | GAS ASSIST EQUIPMENT FOR UG WORK | ASSIST CREWS AND EQUIPMENT | UNDERGROUND ELECTRIC DISTRIBUTION |  | HR | X
22620 | CNC-LD | PERM STREET REPAIR/CONC (LOADER ASST) | GAS ASSIST EQUIPMENT FOR UG WORK | ASSIST CREWS AND EQUIPMENT | UNDERGROUND ELECTRIC DISTRIBUTION |  | HR | X
22620 | GRD-D4 | GRADING (D4 CAT ASSIST) | GAS ASSIST EQUIPMENT FOR UG WORK | ASSIST CREWS AND EQUIPMENT | UNDERGROUND ELECTRIC DISTRIBUTION |  | HR | X
22620 | PAV-BH | REMOVE PAVEMENT (BACKHOE ASSIST) | GAS ASSIST EQUIPMENT FOR UG WORK | ASSIST CREWS AND EQUIPMENT | UNDERGROUND ELECTRIC DISTRIBUTION |  | HR | X | X
22620 | PAV-DT | REMOVE PAVEMENT (DUMP TRUCK ASSIST) | GAS ASSIST EQUIPMENT FOR UG WORK | ASSIST CREWS AND EQUIPMENT | UNDERGROUND ELECTRIC DISTRIBUTION |  | HR | X | X
22620 | PAV-ES | REMOVE PAVEMENT (EARTH SAW ASSIST) | GAS ASSIST EQUIPMENT FOR UG WORK | ASSIST CREWS AND EQUIPMENT | UNDERGROUND ELECTRIC DISTRIBUTION |  | HR | X | X
22620 | PAV-WT | REMOVE PAVEMENT (WATER TRUCK ASSIST) | GAS ASSIST EQUIPMENT FOR UG WORK | ASSIST CREWS AND EQUIPMENT | UNDERGROUND ELECTRIC DISTRIBUTION |  | HR | X | X
22620 | SR-UG | ST REP WRK FOREMAN FOR UG WORK (BY HR) | GAS ASSIST EQUIPMENT FOR UG WORK | ASSIST CREWS AND EQUIPMENT | UNDERGROUND ELECTRIC DISTRIBUTION |  | HR | X
22620 | SR/2UG | 2 MAN STREET REPAIR FOR UG WORK (BY HR) | GAS ASSIST EQUIPMENT FOR UG WORK | ASSIST CREWS AND EQUIPMENT | UNDERGROUND ELECTRIC DISTRIBUTION |  | HR | X
22620 | SUB-BH | EXC/BACKFILL HH/MH (BACKHOE ASSIST) | GAS ASSIST EQUIPMENT FOR UG WORK | ASSIST CREWS AND EQUIPMENT | UNDERGROUND ELECTRIC DISTRIBUTION |  | HR | X | X
22620 | SUB-DT | EXC/BACKFILL HH/MH (DUMP TRUCK ASSIST) | GAS ASSIST EQUIPMENT FOR UG WORK | ASSIST CREWS AND EQUIPMENT | UNDERGROUND ELECTRIC DISTRIBUTION |  | HR | X | X
22620 | SUB-GA | EXC/BACKFILL HH/MH (TRACKHOE ASSIST) | GAS ASSIST EQUIPMENT FOR UG WORK | ASSIST CREWS AND EQUIPMENT | UNDERGROUND ELECTRIC DISTRIBUTION |  | HR | X | X
22620 | SUB-LD | EXC/BACKFILL HH/MH (LOADER ASSIST) | GAS ASSIST EQUIPMENT FOR UG WORK | ASSIST CREWS AND EQUIPMENT | UNDERGROUND ELECTRIC DISTRIBUTION |  | HR | X | X
22620 | TMP-BH | TEMP STREET REPAIR (BACKHOE ASSIST) | GAS ASSIST EQUIPMENT FOR UG WORK | ASSIST CREWS AND EQUIPMENT | UNDERGROUND ELECTRIC DISTRIBUTION |  | HR | X
22620 | TMP-DT | TEMP STREET REPAIR (DUMP TRUCK ASSIST) | GAS ASSIST EQUIPMENT FOR UG WORK | ASSIST CREWS AND EQUIPMENT | UNDERGROUND ELECTRIC DISTRIBUTION |  | HR | X
22620 | TMP-LD | TEMP STREET REPAIR (LOADER ASSIST) | GAS ASSIST EQUIPMENT FOR UG WORK | ASSIST CREWS AND EQUIPMENT | UNDERGROUND ELECTRIC DISTRIBUTION |  | HR | X
22620 | TRN-BH | TRENCHING/BACKFILL (BACKHOE ASSIST) | GAS ASSIST EQUIPMENT FOR UG WORK | ASSIST CREWS AND EQUIPMENT | UNDERGROUND ELECTRIC DISTRIBUTION |  | HR | X
22620 | TRN-DT | TRENCHING/BACKFILL (DUMP TRUCK ASSIST) | GAS ASSIST EQUIPMENT FOR UG WORK | ASSIST CREWS AND EQUIPMENT | UNDERGROUND ELECTRIC DISTRIBUTION |  | HR | X
22620 | TRN-LD | TRENCHING/BACKFILL (LOADER ASSIST) | GAS ASSIST EQUIPMENT FOR UG WORK | ASSIST CREWS AND EQUIPMENT | UNDERGROUND ELECTRIC DISTRIBUTION |  | HR | X
22620 | TRN-WT | TRENCHING/BACKFILL (WATER TRUCK ASSIST) | GAS ASSIST EQUIPMENT FOR UG WORK | ASSIST CREWS AND EQUIPMENT | UNDERGROUND ELECTRIC DISTRIBUTION |  | HR | X
22620 | WK-UG | GAS WORKING FOREMAN FOR UG WORK (BY HR) | GAS ASSIST EQUIPMENT FOR UG WORK | ASSIST CREWS AND EQUIPMENT | UNDERGROUND ELECTRIC DISTRIBUTION |  | HR | X
22640 | C-DOLY | CABLE (CABLE DOLLY ASSIST) | UG ASSIST EQUIPMENT | ASSIST CREWS AND EQUIPMENT | UNDERGROUND ELECTRIC DISTRIBUTION |  | HR | X
22640 | C-REEL | CABLE (STAKE BED REEL TRUCK ASSIST) | UG ASSIST EQUIPMENT | ASSIST CREWS AND EQUIPMENT | UNDERGROUND ELECTRIC DISTRIBUTION |  | HR | X
22640 | CAB-FB | CABLE (FLT BED SEMI W/CABLE STNDS ASST) | UG ASSIST EQUIPMENT | ASSIST CREWS AND EQUIPMENT | UNDERGROUND ELECTRIC DISTRIBUTION |  | HR | X
22640 | CP-1BK | CP MAT'L (BKT TRUCK/SINGLE ASSIST) | UG ASSIST EQUIPMENT | ASSIST CREWS AND EQUIPMENT | UNDERGROUND ELECTRIC DISTRIBUTION |  | HR | X | X
22640 | CP-2BK | CP MAT'L (BKT TRUCK/DOUBLE ASSIST) | UG ASSIST EQUIPMENT | ASSIST CREWS AND EQUIPMENT | UNDERGROUND ELECTRIC DISTRIBUTION |  | HR | X | X
22640 | D/H-BM | PADS/SMALL HH'S (BOOM TRUCK ASSIST) | UG ASSIST EQUIPMENT | ASSIST CREWS AND EQUIPMENT | UNDERGROUND ELECTRIC DISTRIBUTION |  | HR | X | X
22640 | P-DOLY | CABLE (POWER DOLLY ASSIST) | UG ASSIST EQUIPMENT | ASSIST CREWS AND EQUIPMENT | UNDERGROUND ELECTRIC DISTRIBUTION |  | HR | X | X
22640 | PAD-BM | PAD MOUNT EQUIP (BOOM TRUCK ASSIST) | UG ASSIST EQUIPMENT | ASSIST CREWS AND EQUIPMENT | UNDERGROUND ELECTRIC DISTRIBUTION |  | HR | X | X
22640 | PANTHR | PANTHER (EQUIPMENT ONLY) | UG ASSIST EQUIPMENT | ASSIST CREWS AND EQUIPMENT | UNDERGROUND ELECTRIC DISTRIBUTION |  | HR | X | X
22640 | SSE-BM | SUBSURFACE EQUIP (BOOM TRUCK ASSIST) | UG ASSIST EQUIPMENT | ASSIST CREWS AND EQUIPMENT | UNDERGROUND ELECTRIC DISTRIBUTION |  | HR | X | X
22640 | SUB-BM | SUBSTRUCTURES (BOOM TRUCK ASSIST) | UG ASSIST EQUIPMENT | ASSIST CREWS AND EQUIPMENT | UNDERGROUND ELECTRIC DISTRIBUTION |  | HR | X | X
22640 | XFM-BM | XFMR (BOOM TRUCK ASSIST) | UG ASSIST EQUIPMENT | ASSIST CREWS AND EQUIPMENT | UNDERGROUND ELECTRIC DISTRIBUTION |  | HR | X
23200 | UAMI01 | SMTR 1PH SFD RES 240V C2SODL2 DR/DRHM | UG SMART SERVICE METERING AMI | ELECTRIC METERS & METER BASES | UNDERGROUND ELECTRIC DISTRIBUTION |  | EA | X | X
23200 | UAMI02 | SMTR 1PH MF RES 208V CNSODL12 DR/DRHM | UG SMART SERVICE METERING AMI | ELECTRIC METERS & METER BASES | UNDERGROUND ELECTRIC DISTRIBUTION |  | EA | X | X
23200 | UAMI03 | SMTR 1PH CL20 A/ATC/PA/DR CP1SAL (CT) | UG SMART SERVICE METERING AMI | ELECTRIC METERS & METER BASES | UNDERGROUND ELECTRIC DISTRIBUTION |  | EA | X | X
23200 | UAMI04 | SMTR 3PH CL20 AMI A/PA/DR (CT) | UG SMART SERVICE METERING AMI | ELECTRIC METERS & METER BASES | UNDERGROUND ELECTRIC DISTRIBUTION |  | EA | X | X
23200 | UAMI05 | SMTR 1PH COM 240V TYPE C2SOL2 DR/DRHM | UG SMART SERVICE METERING AMI | ELECTRIC METERS & METER BASES | UNDERGROUND ELECTRIC DISTRIBUTION |  | EA | X | X
23200 | UAMI06 | SMTR 3PH COM TYP CP1SOL12 A/ATC/PA/DR | UG SMART SERVICE METERING AMI | ELECTRIC METERS & METER BASES | UNDERGROUND ELECTRIC DISTRIBUTION |  | EA | X | X
23200 | UAMI08 | SMTR 1PH COM 208V TYPE CNSOL12 | UG SMART SERVICE METERING AMI | ELECTRIC METERS & METER BASES | UNDERGROUND ELECTRIC DISTRIBUTION |  | EA | X | X
23200 | UAMI13 | SMTR 3PH COM TYP CP1SOL16 A/ATC/PA/DR | UG SMART SERVICE METERING AMI | ELECTRIC METERS & METER BASES | UNDERGROUND ELECTRIC DISTRIBUTION |  | EA | X | X
23200 | UAMI14 | SMTR 1PH 480V CALTRANS ATC/A/DR AMI | UG SMART SERVICE METERING AMI | ELECTRIC METERS & METER BASES | UNDERGROUND ELECTRIC DISTRIBUTION |  | EA | X | X
23200 | UAMI17 | SMTR 1PH RES CL320 C2SOL2E DR/TOU | UG SMART SERVICE METERING AMI | ELECTRIC METERS & METER BASES | UNDERGROUND ELECTRIC DISTRIBUTION |  | EA | X | X
23910 | ACCTDMGO | ACCTG USE ONLY - OH DAMAGE FOR BYPASS | DIRECT CHARGES | COST ESTIMATING | UNDERGROUND ELECTRIC DISTRIBUTION |  | EA | X
23910 | ACCTDMGU | ACCTG USE ONLY - UG DAMAGE FOR BYPASS | DIRECT CHARGES | COST ESTIMATING | UNDERGROUND ELECTRIC DISTRIBUTION |  | EA | X
23910 | ACCTOMO | ACCTG USE ONLY -OH O&M FOR BYPASS | DIRECT CHARGES | COST ESTIMATING | UNDERGROUND ELECTRIC DISTRIBUTION |  | EA | X
23910 | ACCTOMU | ACCTG USE ONLY -UG O&M FOR BYPASS | DIRECT CHARGES | COST ESTIMATING | UNDERGROUND ELECTRIC DISTRIBUTION |  | EA | X
23910 | DCEQUIPU | DIRECT CHARGE DOLLAR - EQUIP - UG | DIRECT CHARGES | COST ESTIMATING | UNDERGROUND ELECTRIC DISTRIBUTION |  | EA | X | X
23910 | DCLABORU | DIRECT CHARGE DOLLAR - LABOR - UG | DIRECT CHARGES | COST ESTIMATING | UNDERGROUND ELECTRIC DISTRIBUTION |  | EA | X | X
23910 | DCMATLU | DIRECT CHARGE DOLLAR - MATERIAL | DIRECT CHARGES | COST ESTIMATING | UNDERGROUND ELECTRIC DISTRIBUTION |  | EA | X | X
23910 | ECMUG | DUMMY COMPATIBLE UNIT FOR ECM MATERIAL | DIRECT CHARGES | COST ESTIMATING | UNDERGROUND ELECTRIC DISTRIBUTION |  | EA | X
23910 | OBYPASS | ACCTG USE ONLY-OH O&M (NO MATL) BYPASS | DIRECT CHARGES | COST ESTIMATING | UNDERGROUND ELECTRIC DISTRIBUTION |  | EA | X
23910 | PREFABUG | Prefabricated Material Under Ground | DIRECT CHARGES | COST ESTIMATING | UNDERGROUND ELECTRIC DISTRIBUTION |  | EA | X
23914 | CMBOIC | DIRECT CHARGE CONV COMBO CAN,IMPERL CTY | DIRECT CHARGE ITEMS: 20A/SD/B CONVERSION | COST ESTIMATING | UNDERGROUND ELECTRIC DISTRIBUTION | NA | EA | X
23914 | CMBOOC | DIRECT CHARGE CONV COMBO CAN,ORANGE CTY | DIRECT CHARGE ITEMS: 20A/SD/B CONVERSION | COST ESTIMATING | UNDERGROUND ELECTRIC DISTRIBUTION | NA | EA | X
23914 | CMBOSD | DIRECT CHARGE CONV COMBO CAN, SD COUNTY | DIRECT CHARGE ITEMS: 20A/SD/B CONVERSION | COST ESTIMATING | UNDERGROUND ELECTRIC DISTRIBUTION | NA | EA | X
23914 | MYRSIC | DIRECT CHARGE 4 METER ADAPTOR IMP CTY | DIRECT CHARGE ITEMS: 20A/SD/B CONVERSION | COST ESTIMATING | UNDERGROUND ELECTRIC DISTRIBUTION | NA | EA | X
23914 | MYRSOC | DIRECT CHARGE 4 METER ADAPTOR ORANGE CTY | DIRECT CHARGE ITEMS: 20A/SD/B CONVERSION | COST ESTIMATING | UNDERGROUND ELECTRIC DISTRIBUTION | NA | EA | X
23914 | MYRSSD | DIRECT CHARGE FOR METER ADAPTOR SD CTY | DIRECT CHARGE ITEMS: 20A/SD/B CONVERSION | COST ESTIMATING | UNDERGROUND ELECTRIC DISTRIBUTION | N/A | EA | X
23914 | PCN1IC | DIRECT CHG PULLCAN CNV 1 STRY,IMPERL CTY | DIRECT CHARGE ITEMS: 20A/SD/B CONVERSION | COST ESTIMATING | UNDERGROUND ELECTRIC DISTRIBUTION | NA | EA | X
23914 | PCN1OC | DIRECT CHG PULLCAN CNV 1 STRY,ORANGE CTY | DIRECT CHARGE ITEMS: 20A/SD/B CONVERSION | COST ESTIMATING | UNDERGROUND ELECTRIC DISTRIBUTION | NA | EA | X
23914 | PCN1SD | DIRECT CHARGE PULL CAN CNV 1 STRY,SD CTY | DIRECT CHARGE ITEMS: 20A/SD/B CONVERSION | COST ESTIMATING | UNDERGROUND ELECTRIC DISTRIBUTION | NA | EA | X
23914 | PCN2IC | DIRECT CHG PULLCAN CNV 2 STRY,IMPERL CTY | DIRECT CHARGE ITEMS: 20A/SD/B CONVERSION | COST ESTIMATING | UNDERGROUND ELECTRIC DISTRIBUTION | NA | EA | X
23914 | PCN2OC | DIRECT CHG PULLCAN CNV 2 STRY,ORANGE CTY | DIRECT CHARGE ITEMS: 20A/SD/B CONVERSION | COST ESTIMATING | UNDERGROUND ELECTRIC DISTRIBUTION | NA | EA | X
23914 | PCN2SD | DIRECT CHARGE PULL CAN CNV 2 STRY,SD CTY | DIRECT CHARGE ITEMS: 20A/SD/B CONVERSION | COST ESTIMATING | UNDERGROUND ELECTRIC DISTRIBUTION | NA | EA | X
23914 | PNL-IC | DIRECT CHARGE PER HR FOR ELECTRICIAN-IC | DIRECT CHARGE ITEMS: 20A/SD/B CONVERSION | COST ESTIMATING | UNDERGROUND ELECTRIC DISTRIBUTION | NA | EA | X
23914 | PNL-OC | DIRECT CHARGE PER HR FOR ELECTRICIAN-OC | DIRECT CHARGE ITEMS: 20A/SD/B CONVERSION | COST ESTIMATING | UNDERGROUND ELECTRIC DISTRIBUTION | NA | EA | X
23914 | PNL-SD | DIRECT CHARGE PER HR FOR ELECTRICIAN-SD | DIRECT CHARGE ITEMS: 20A/SD/B CONVERSION | COST ESTIMATING | UNDERGROUND ELECTRIC DISTRIBUTION | NA | EA | X
23914 | RSR1IC | DIRECT CHG EXTND RISER 1 STRY,IMPERL CTY | DIRECT CHARGE ITEMS: 20A/SD/B CONVERSION | COST ESTIMATING | UNDERGROUND ELECTRIC DISTRIBUTION | NA | EA | X
23914 | RSR1OC | DIRECT CHG EXTND RISER 1 STRY,ORANGE CTY | DIRECT CHARGE ITEMS: 20A/SD/B CONVERSION | COST ESTIMATING | UNDERGROUND ELECTRIC DISTRIBUTION | NA | EA | X
23914 | RSR1SD | DIRECT CHG EXTND RISER 1 STRY, SD COUNTY | DIRECT CHARGE ITEMS: 20A/SD/B CONVERSION | COST ESTIMATING | UNDERGROUND ELECTRIC DISTRIBUTION | NA | EA | X
23914 | RSR2IC | DIRECT CHG EXTND RISER 2 STRY,IMPERL CTY | DIRECT CHARGE ITEMS: 20A/SD/B CONVERSION | COST ESTIMATING | UNDERGROUND ELECTRIC DISTRIBUTION | NA | EA | X
23914 | RSR2OC | DIRECT CHG EXTND RISER 2 STRY,ORANGE CTY | DIRECT CHARGE ITEMS: 20A/SD/B CONVERSION | COST ESTIMATING | UNDERGROUND ELECTRIC DISTRIBUTION | NA | EA | X
23914 | RSR2SD | DIRECT CHG EXTND RISER 2 STRY, SD COUNTY | DIRECT CHARGE ITEMS: 20A/SD/B CONVERSION | COST ESTIMATING | UNDERGROUND ELECTRIC DISTRIBUTION | NA | FT | X
24020 | NOTU01 | SITE PREPARATION CREW UG | UG NOTES | UG NOTES | UNDERGROUND ELECTRIC DISTRIBUTION |  | EA | X
25020 | M3314P | MU HANDHOLE 3314 PC W/GRADE ADJ | HANDHOLES | SUBSTRUCTURES: HANDHOLES MANHOLES & PADS | UNDERGROUND ELECTRIC DISTRIBUTION |  | EA | X | X
25020 | M3314T | MU HANDHOLE 3314 TC W/GRADE ADJ | HANDHOLES | SUBSTRUCTURES: HANDHOLES MANHOLES & PADS | UNDERGROUND ELECTRIC DISTRIBUTION |  | EA | X | X
25020 | M3315P | MU HANDHOLE 3315 PC W/GRADE ADJ | HANDHOLES | SUBSTRUCTURES: HANDHOLES MANHOLES & PADS | UNDERGROUND ELECTRIC DISTRIBUTION |  | EA | X | X
25020 | M3315T | MU HANDHOLE 3315 TC W/GRADE ADJ | HANDHOLES | SUBSTRUCTURES: HANDHOLES MANHOLES & PADS | UNDERGROUND ELECTRIC DISTRIBUTION |  | EA | X | X
25020 | M3316P | MU HANDHOLE 3316 PC W/GRADE ADJ | HANDHOLES | SUBSTRUCTURES: HANDHOLES MANHOLES & PADS | UNDERGROUND ELECTRIC DISTRIBUTION |  | EA | X | X
25020 | M3316T | MU HANDHOLE 3316 TC W/GRADE ADJ | HANDHOLES | SUBSTRUCTURES: HANDHOLES MANHOLES & PADS | UNDERGROUND ELECTRIC DISTRIBUTION |  | EA | X | X
25020 | PC14DG | MU 3314 PC DG BACKFILL INSTALL COMPLET | HANDHOLES | SUBSTRUCTURES: HANDHOLES MANHOLES & PADS | UNDERGROUND ELECTRIC DISTRIBUTION |  | EA | X | X
25020 | PC14SL | MU 3314 PC SLURRY BACKFILL INST COMPLETE | HANDHOLES | SUBSTRUCTURES: HANDHOLES MANHOLES & PADS | UNDERGROUND ELECTRIC DISTRIBUTION |  | EA | X | X
25020 | PC15DG | MU 3315 PC DG BACKFILL INST COMPLETE | HANDHOLES | SUBSTRUCTURES: HANDHOLES MANHOLES & PADS | UNDERGROUND ELECTRIC DISTRIBUTION |  | EA | X | X
25020 | PC15SL | MU 3315 PC SLURRY BACKFILL INST COMPLETE | HANDHOLES | SUBSTRUCTURES: HANDHOLES MANHOLES & PADS | UNDERGROUND ELECTRIC DISTRIBUTION |  | EA | X | X
25020 | PC16DG | MU 3316 PC DG BACKFILL INSTALL COMPLET | HANDHOLES | SUBSTRUCTURES: HANDHOLES MANHOLES & PADS | UNDERGROUND ELECTRIC DISTRIBUTION |  | EA | X | X
25020 | PC16SL | MU 3316 PC SLURRY BACKFILL INST COMPLETE | HANDHOLES | SUBSTRUCTURES: HANDHOLES MANHOLES & PADS | UNDERGROUND ELECTRIC DISTRIBUTION |  | EA | X | X
25020 | TC15DG | MU 3315 TC DG BACKFILL INSTALL COMPLET | HANDHOLES | SUBSTRUCTURES: HANDHOLES MANHOLES & PADS | UNDERGROUND ELECTRIC DISTRIBUTION |  | EA | X | X
25020 | TC15SL | MU 3315 TC SLURRY BACKFILL INST COMPLETE | HANDHOLES | SUBSTRUCTURES: HANDHOLES MANHOLES & PADS | UNDERGROUND ELECTRIC DISTRIBUTION |  | EA | X | X
25020 | TC16DG | MU 3316 TC DG BACKFILL INSTALL COMPLET | HANDHOLES | SUBSTRUCTURES: HANDHOLES MANHOLES & PADS | UNDERGROUND ELECTRIC DISTRIBUTION |  | EA | X | X
25020 | TC16SL | MU 3316 TC SLURRY BACKFILL INST COMPLETE | HANDHOLES | SUBSTRUCTURES: HANDHOLES MANHOLES & PADS | UNDERGROUND ELECTRIC DISTRIBUTION |  | EA | X | X
25040 | M25-14 | MU MANHOLE 3325 14 FT W/GRADE ADJUSTMENT | MANHOLES | SUBSTRUCTURES: HANDHOLES MANHOLES & PADS | UNDERGROUND ELECTRIC DISTRIBUTION |  | EA | X | X
25040 | M26-20 | MU MANHOLE 3326 20 ST W/GRADE ADJUSTMENT | MANHOLES | SUBSTRUCTURES: HANDHOLES MANHOLES & PADS | UNDERGROUND ELECTRIC DISTRIBUTION |  | EA | X | X
25060 | 3425-M | MU 3245 PAD W/3311 HH FOR PRI METER CAB | PADS | SUBSTRUCTURES: HANDHOLES MANHOLES & PADS | UNDERGROUND ELECTRIC DISTRIBUTION |  | EA | X | X
25060 | CLDELT | MU CLOSE DELTA 3-3421 1PHASE TRANSF PADS | PADS | SUBSTRUCTURES: HANDHOLES MANHOLES & PADS | UNDERGROUND ELECTRIC DISTRIBUTION |  | EA | X | X
25060 | OPDELT | MU OPEN DELTA 2-3421 1PHASE TRANSF PADS | PADS | SUBSTRUCTURES: HANDHOLES MANHOLES & PADS | UNDERGROUND ELECTRIC DISTRIBUTION |  | EA | X | X
25450 | F-CONC | MU CONC FLAT WORK- PER SQ.FT INCL FINISH | MISCELLANEOUS RETAINING WALL WORK | PROTECTIVE BARRIERS & EXC FOR BARRIERS | UNDERGROUND ELECTRIC DISTRIBUTION |  | EA | X | X
26080 | CR-H06 | MU CONC REPAIR TRENCH 6 IN MAN W/ FINISH | PERMANENT STREET REPAIR-CONCRET | STREET REPAIR | UNDERGROUND ELECTRIC DISTRIBUTION |  | EA | X | X
26080 | CR-H12 | MU CONC REPAIR TRENCH 12 IN MAN W/FINISH | PERMANENT STREET REPAIR-CONCRET | STREET REPAIR | UNDERGROUND ELECTRIC DISTRIBUTION |  | EA | X | X
26080 | CR-H18 | MU CONC REPAIR TRENCH 18 IN MAN W/FINISH | PERMANENT STREET REPAIR-CONCRET | STREET REPAIR | UNDERGROUND ELECTRIC DISTRIBUTION |  | EA | X | X
26080 | CR-H24 | MU CONC REPAIR TRENCH 24 IN MAN W/FINISH | PERMANENT STREET REPAIR-CONCRET | STREET REPAIR | UNDERGROUND ELECTRIC DISTRIBUTION |  | EA | X | X
26080 | CR-M06 | MU CONC REPAIR TRENCH 6 IN MECH W/FINISH | PERMANENT STREET REPAIR-CONCRET | STREET REPAIR | UNDERGROUND ELECTRIC DISTRIBUTION |  | EA | X | X
26080 | CR-M12 | MU CONC REPAIR TRNCH 12 IN MECH W/FINISH | PERMANENT STREET REPAIR-CONCRET | STREET REPAIR | UNDERGROUND ELECTRIC DISTRIBUTION |  | EA | X | X
26080 | CR-M18 | MU CONC REPAIR TRNCH 18 IN MECH W/FINISH | PERMANENT STREET REPAIR-CONCRET | STREET REPAIR | UNDERGROUND ELECTRIC DISTRIBUTION |  | EA | X | X
26080 | CR-M24 | MU CONC REPAIR TRNCH 24 IN MECH W/FINISH | PERMANENT STREET REPAIR-CONCRET | STREET REPAIR | UNDERGROUND ELECTRIC DISTRIBUTION |  | EA | X | X
26200 | 2R-750 | MU CABLE POLE 3 PH/12KV AL 2 RUNS #750 | PRIMARY CABLE POLES - PORCELAIN | CABLE POLES | UNDERGROUND ELECTRIC DISTRIBUTION |  | EA | X | X
26200 | 2R1000 | MU CABLE POLE 3 PH/12KV AL 2 RUNS #1000 | PRIMARY CABLE POLES - PORCELAIN | CABLE POLES | UNDERGROUND ELECTRIC DISTRIBUTION |  | EA | X | X
26200 | C1#2-S | MU CP 1 PH/6.9KV 1-#2 SOL (2"BEND) | PRIMARY CABLE POLES - PORCELAIN | CABLE POLES | UNDERGROUND ELECTRIC DISTRIBUTION |  | EA | X | X
26200 | CP#2/0 | MU CP 3 PH/12KV AL 3 - #2/0 STR | PRIMARY CABLE POLES - PORCELAIN | CABLE POLES | UNDERGROUND ELECTRIC DISTRIBUTION |  | EA | X | X
26200 | CP#350 | MU CABLE POLE 3 PH/12KV AL 3 - #350 | PRIMARY CABLE POLES - PORCELAIN | CABLE POLES | UNDERGROUND ELECTRIC DISTRIBUTION |  | EA | X | X
26200 | CP#750 | MU CABLE POLE 3 PH/12KV AL 3 - #750 | PRIMARY CABLE POLES - PORCELAIN | CABLE POLES | UNDERGROUND ELECTRIC DISTRIBUTION |  | EA | X | X
26200 | CP-1#2 | MU CP 1 PH/6.9KV 1-#2 SOL (3"BEND) | PRIMARY CABLE POLES - PORCELAIN | CABLE POLES | UNDERGROUND ELECTRIC DISTRIBUTION |  | EA | X | X
26200 | CP-2#2 | MU CP 1 PH/12KV AL 2 - #2 SOL | PRIMARY CABLE POLES - PORCELAIN | CABLE POLES | UNDERGROUND ELECTRIC DISTRIBUTION |  | EA | X | X
26200 | CP-3#2 | MU CP 3 PH/12KV AL 3 - #2 SOL | PRIMARY CABLE POLES - PORCELAIN | CABLE POLES | UNDERGROUND ELECTRIC DISTRIBUTION |  | EA | X | X
26200 | CP1000 | MU CABLE POLE 3 PH/12KV AL 3 - #1000 | PRIMARY CABLE POLES - PORCELAIN | CABLE POLES | UNDERGROUND ELECTRIC DISTRIBUTION |  | EA | X | X
26205 | 2R-1KL | MU CP 3 PH/12KV AL 2 RUNS #1000 LARMS | PRI CABLE POLES - PORCELAIN (ON L. ARMS) | CABLE POLES | UNDERGROUND ELECTRIC DISTRIBUTION |  | EA | X | X
26205 | 2R750L | MU CP 3 PH/12KV AL 2 RUNS #750 L.ARMS | PRI CABLE POLES - PORCELAIN (ON L. ARMS) | CABLE POLES | UNDERGROUND ELECTRIC DISTRIBUTION |  | EA | X | X
26205 | C1#2LS | MU CP 1 PH/6.9KV 1-#2 SOL (2"BEND) LARMS | PRI CABLE POLES - PORCELAIN (ON L. ARMS) | CABLE POLES | UNDERGROUND ELECTRIC DISTRIBUTION |  | EA | X | X
26205 | CP-1KL | MU CP 3 PH/12KV AL 3 - #1000 L.ARMS | PRI CABLE POLES - PORCELAIN (ON L. ARMS) | CABLE POLES | UNDERGROUND ELECTRIC DISTRIBUTION |  | EA | X | X
26205 | CP1#2L | MU CP 1 PH/6.9KV 1-#2 SOL (3"BEND) LARMS | PRI CABLE POLES - PORCELAIN (ON L. ARMS) | CABLE POLES | UNDERGROUND ELECTRIC DISTRIBUTION |  | EA | X | X
26205 | CP2#2L | MU CP 1 PH/12KV AL 2 - #2 SOL L.ARMS | PRI CABLE POLES - PORCELAIN (ON L. ARMS) | CABLE POLES | UNDERGROUND ELECTRIC DISTRIBUTION |  | EA | X | X
26205 | CP2/0L | MU CP 3 PH/12KV AL 3 - #2/0 STR L.ARMS | PRI CABLE POLES - PORCELAIN (ON L. ARMS) | CABLE POLES | UNDERGROUND ELECTRIC DISTRIBUTION |  | EA | X | X
26205 | CP3#2L | MU CP 3 PH/12KV AL 3 - #2 SOL L.ARMS | PRI CABLE POLES - PORCELAIN (ON L. ARMS) | CABLE POLES | UNDERGROUND ELECTRIC DISTRIBUTION |  | EA | X | X
26205 | CP350L | MU CP 3 PH/12KV AL 3 - #350 L.ARMS | PRI CABLE POLES - PORCELAIN (ON L. ARMS) | CABLE POLES | UNDERGROUND ELECTRIC DISTRIBUTION |  | EA | X | X
26205 | CP750L | MU CP 3 PH/12KV AL 3 - #750 L.ARMS | PRI CABLE POLES - PORCELAIN (ON L. ARMS) | CABLE POLES | UNDERGROUND ELECTRIC DISTRIBUTION |  | EA | X | X
26210 | N1#2-S | MU CP NON P. 1 PH/6.9KV 1-#2 SOL-2"BEND | PRIMARY CABLE POLES - NON PORCELAIN | CABLE POLES | UNDERGROUND ELECTRIC DISTRIBUTION |  | EA | X | X
26210 | NP-1#2 | MU CP NON P. 1 PH/6.9KV 1-#2 SOL-3"BEND | PRIMARY CABLE POLES - NON PORCELAIN | CABLE POLES | UNDERGROUND ELECTRIC DISTRIBUTION |  | EA | X | X
26210 | NP-2#2 | MU CP NONPORC 1 PH/12KV (2 - #2 SOL) | PRIMARY CABLE POLES - NON PORCELAIN | CABLE POLES | UNDERGROUND ELECTRIC DISTRIBUTION |  | EA | X | X
26210 | NP-2/0 | MU CP NONPORC 3 PH/12KV (3 - #2/0 STR) | PRIMARY CABLE POLES - NON PORCELAIN | CABLE POLES | UNDERGROUND ELECTRIC DISTRIBUTION |  | EA | X | X
26210 | NP-3#2 | MU CP NONPORC 3 PH/12KV (3 - #2 SOL) | PRIMARY CABLE POLES - NON PORCELAIN | CABLE POLES | UNDERGROUND ELECTRIC DISTRIBUTION |  | EA | X | X
26210 | NP-750 | MU CP NONPORC 3 PH/12KV (3 - #750 STR) | PRIMARY CABLE POLES - NON PORCELAIN | CABLE POLES | UNDERGROUND ELECTRIC DISTRIBUTION |  | EA | X | X
26215 | 1000NL | MU CP NONPORC 12KV 3-1000 W/TWO HOLE LUG | PRI C. POLES - NON PORCELAIN (ON L.ARMS) | CABLE POLES | UNDERGROUND ELECTRIC DISTRIBUTION |  | EA | X | X
26215 | 21000R | MU CP NONPORC 12KV/3PH 2 RUNS 1000A LARM | PRI C. POLES - NON PORCELAIN (ON L.ARMS) | CABLE POLES | UNDERGROUND ELECTRIC DISTRIBUTION |  | EA | X | X
26215 | 2750CR | MU CP NONPORC 3 PH/12KV 750C 2 RUNS LARM | PRI C. POLES - NON PORCELAIN (ON L.ARMS) | CABLE POLES | UNDERGROUND ELECTRIC DISTRIBUTION |  | EA | X | X
26215 | 2N-1KL | MU CP NONPORC 3 PH/12KV 2RUNS 1000 LARMS | PRI C. POLES - NON PORCELAIN (ON L.ARMS) | CABLE POLES | UNDERGROUND ELECTRIC DISTRIBUTION |  | EA | X | X
26215 | 2N750L | MU CP NONPORC 3 PH/12KV 2RUNS 750 LARMS | PRI C. POLES - NON PORCELAIN (ON L.ARMS) | CABLE POLES | UNDERGROUND ELECTRIC DISTRIBUTION |  | EA | X | X
26215 | 350NPL | MU CP NONPORC 12KV 3-#350 W/TWO HOLE LUG | PRI C. POLES - NON PORCELAIN (ON L.ARMS) | CABLE POLES | UNDERGROUND ELECTRIC DISTRIBUTION |  | EA | X | X
26215 | 750NPL | MU CP NONPORC 12KV 3-#750C W/2 HOLE LUG | PRI C. POLES - NON PORCELAIN (ON L.ARMS) | CABLE POLES | UNDERGROUND ELECTRIC DISTRIBUTION |  | EA | X | X
26215 | N1#2LS | MU CP NON P 1 PH/6.9KV 1-#2 SOL (2")LARM | PRI C. POLES - NON PORCELAIN (ON L.ARMS) | CABLE POLES | UNDERGROUND ELECTRIC DISTRIBUTION |  | EA | X | X
26215 | N1000L | MU C.P.NONPORC 3 PH/12KV 3-#1000 (LARMS) | PRI C. POLES - NON PORCELAIN (ON L.ARMS) | CABLE POLES | UNDERGROUND ELECTRIC DISTRIBUTION |  | EA | X | X
26215 | NP1#2L | MU CP NON P 1 PH/6.9KV 1-#2 SOL (3")LARM | PRI C. POLES - NON PORCELAIN (ON L.ARMS) | CABLE POLES | UNDERGROUND ELECTRIC DISTRIBUTION |  | EA | X | X
26215 | NP2#2L | MU CP NONPORC 1 PH/12KV 2-#2 SOL (LARMS) | PRI C. POLES - NON PORCELAIN (ON L.ARMS) | CABLE POLES | UNDERGROUND ELECTRIC DISTRIBUTION |  | EA | X | X
26215 | NP2/0L | MU CP NONPORC 3 PH/12KV 3-#2/0 STR LARMS | PRI C. POLES - NON PORCELAIN (ON L.ARMS) | CABLE POLES | UNDERGROUND ELECTRIC DISTRIBUTION |  | EA | X | X
26215 | NP3#2L | MU CP NONPORC 3 PH/12KV 3-#2 SOL (LARMS) | PRI C. POLES - NON PORCELAIN (ON L.ARMS) | CABLE POLES | UNDERGROUND ELECTRIC DISTRIBUTION |  | EA | X | X
26215 | NP350L | MU CP NONPORC 3 PH/12KV 3-#350 (L.ARMS) | PRI C. POLES - NON PORCELAIN (ON L.ARMS) | CABLE POLES | UNDERGROUND ELECTRIC DISTRIBUTION |  | EA | X | X
26215 | NP750L | MU CP NONPORC 3 PH/12KV 3-#750C (L.ARMS) | PRI C. POLES - NON PORCELAIN (ON L.ARMS) | CABLE POLES | UNDERGROUND ELECTRIC DISTRIBUTION |  | EA | X | X
26220 | 3P500C | MU CP 3 PH/12KV CU 3 - #500 PILC | PRIMARY CABLE POLES - PILC | CABLE POLES | UNDERGROUND ELECTRIC DISTRIBUTION |  | EA | X | X
26220 | 3PIK-C | MU CP 3 PH/12KV CU 3 - #1000 PILC | PRIMARY CABLE POLES - PILC | CABLE POLES | UNDERGROUND ELECTRIC DISTRIBUTION |  | EA | X | X
26225 | 3P500L | MU CP 3 PH/12KV CU 3-500 PILC (L.ARMS) | PRIMARY CABLE POLES - PILC (ON L.ARMS) | CABLE POLES | UNDERGROUND ELECTRIC DISTRIBUTION |  | EA | X | X
26225 | 3PIK-L | MU CP 3 PH/12KV CU 3-1000 PILC (L.ARMS) | PRIMARY CABLE POLES - PILC (ON L.ARMS) | CABLE POLES | UNDERGROUND ELECTRIC DISTRIBUTION |  | EA | X | X
26540 | C10025 | MU 1-100KVA & 2-25KVA HDS XFMR | UG XFRM 12KV 3PHASE 120/240 | TRANSFORMERS | UNDERGROUND ELECTRIC DISTRIBUTION |  | EA | X | X
26540 | C10050 | MU 1-100KVA & 2-50KVA HDS XFMR | UG XFRM 12KV 3PHASE 120/240 | TRANSFORMERS | UNDERGROUND ELECTRIC DISTRIBUTION |  | EA | X | X
26540 | C16750 | MU 1-167KVA & 2-50KVA HDS XFMR | UG XFRM 12KV 3PHASE 120/240 | TRANSFORMERS | UNDERGROUND ELECTRIC DISTRIBUTION |  | EA | X | X
26540 | C75-25 | MU 1-75KVA & 2-25KVA HDS XFMR | UG XFRM 12KV 3PHASE 120/240 | TRANSFORMERS | UNDERGROUND ELECTRIC DISTRIBUTION |  | EA | X | X
26540 | C75-50 | MU 1-75KVA & 2-50KVA HDS XFMR | UG XFRM 12KV 3PHASE 120/240 | TRANSFORMERS | UNDERGROUND ELECTRIC DISTRIBUTION |  | EA | X | X
26540 | CL3-25 | MU 3-25KVA HDS XFMR | UG XFRM 12KV 3PHASE 120/240 | TRANSFORMERS | UNDERGROUND ELECTRIC DISTRIBUTION |  | EA | X | X
26540 | O10025 | MU 1-100KVA & 1-25KVA HDS XFMR | UG XFRM 12KV 3PHASE 120/240 | TRANSFORMERS | UNDERGROUND ELECTRIC DISTRIBUTION |  | EA | X | X
26540 | O10050 | MU 1-100KVA & 1-50KVA HDS XFMR | UG XFRM 12KV 3PHASE 120/240 | TRANSFORMERS | UNDERGROUND ELECTRIC DISTRIBUTION |  | EA | X | X
26540 | O16750 | MU 1-167KVA & 1-50KVA HDS XFMR | UG XFRM 12KV 3PHASE 120/240 | TRANSFORMERS | UNDERGROUND ELECTRIC DISTRIBUTION |  | EA | X | X
26540 | O75-25 | MU 1-75KVA & 1-25KVA HDS XFMR | UG XFRM 12KV 3PHASE 120/240 | TRANSFORMERS | UNDERGROUND ELECTRIC DISTRIBUTION |  | EA | X | X
26540 | OP2-25 | MU 2-25KVA HDS XFMR | UG XFRM 12KV 3PHASE 120/240 | TRANSFORMERS | UNDERGROUND ELECTRIC DISTRIBUTION |  | EA | X | X
26770 | 5GINS23 | MU 5G ANTENNA 23 ' INSTALLED | TELECOMMUNICATION EQUIPMENT | EQUIPMENT | UNDERGROUND ELECTRIC DISTRIBUTION |  | EA | X | X
26770 | 5GINS27 | MU 5G ANTENNA 27 ' INSTALLED | TELECOMMUNICATION EQUIPMENT | EQUIPMENT | UNDERGROUND ELECTRIC DISTRIBUTION |  | EA | X | X
26770 | 5GINS29 | MU 5G ANTENNA 29 ' INSTALLED | TELECOMMUNICATION EQUIPMENT | EQUIPMENT | UNDERGROUND ELECTRIC DISTRIBUTION |  | EA | X | X
26770 | P-SCAD | MU POLE - SCADA 20' COMPLETE | TELECOMMUNICATION EQUIPMENT | EQUIPMENT | UNDERGROUND ELECTRIC DISTRIBUTION |  | EA | X | X
26770 | PDST-C | MU TELECOMMUNICATION PESDETAL | TELECOMMUNICATION EQUIPMENT | EQUIPMENT | UNDERGROUND ELECTRIC DISTRIBUTION |  | EA | X | X
26770 | PDSTLS | MU TELECOMMUNICATION PESDETAL W/O COLLAR | TELECOMMUNICATION EQUIPMENT | EQUIPMENT | UNDERGROUND ELECTRIC DISTRIBUTION |  | EA | X | X
26770 | PSCADL | MU POLE - SCADA 49' COMPLETE | TELECOMMUNICATION EQUIPMENT | EQUIPMENT | UNDERGROUND ELECTRIC DISTRIBUTION |  | EA | X | X
26770 | SLSCAD | MU POLE SCADA 49 FT W/ST.LIGHT MAST ARM | TELECOMMUNICATION EQUIPMENT | EQUIPMENT | UNDERGROUND ELECTRIC DISTRIBUTION |  | EA | X | X
26770 | V-SCAD | MU POLE SCADA 17' 6" (VICTORIAN) | TELECOMMUNICATION EQUIPMENT | EQUIPMENT | UNDERGROUND ELECTRIC DISTRIBUTION |  | EA | X | X
26780 | 1.0PMH | MU CABLE TERM NONPORC 6-1000 & PMH 5 SWI | 600 AMP SWITCHES | EQUIPMENT | UNDERGROUND ELECTRIC DISTRIBUTION |  | EA | X | X
26780 | 750PMH | MU CABLE TERM NONPORC 6-750 & PMH 5 SWI | 600 AMP SWITCHES | EQUIPMENT | UNDERGROUND ELECTRIC DISTRIBUTION |  | EA | X | X
26780 | PME0FI | MU PME-10 MANUAL W/ CREW INSTALLED FI'S | 600 AMP SWITCHES | EQUIPMENT | UNDERGROUND ELECTRIC DISTRIBUTION |  | EA | X | X
26780 | PME1FI | MU PME-11 MANUAL W/ CREW INSTALL FI'S | 600 AMP SWITCHES | EQUIPMENT | UNDERGROUND ELECTRIC DISTRIBUTION |  | EA | X | X
26780 | PME3FI | MU PME-3 MANUAL W/ CREW INSTALL FI | 600 AMP SWITCHES | EQUIPMENT | UNDERGROUND ELECTRIC DISTRIBUTION |  | EA | X | X
26780 | PME9FI | MU PME-9 MANUAL W/ CREW INSTALLED FI'S | 600 AMP SWITCHES | EQUIPMENT | UNDERGROUND ELECTRIC DISTRIBUTION |  | EA | X | X
26780 | RSF5RF | MU RESTORER-SVC FORM 5 CTRL RETROFIT | 600 AMP SWITCHES | EQUIPMENT | UNDERGROUND ELECTRIC DISTRIBUTION |  | EA | X | X
27060 | C-3000 | MU CONN CONFIG 200A DFT LB 3000 | CONNECTOR CONFIGURATIONS - 200A LB | CONNECTOR CONFIGURATIONS | UNDERGROUND ELECTRIC DISTRIBUTION |  | EA | X | X
27060 | C-3300 | MU CONN CONFIG 200A DFT LB 3300 | CONNECTOR CONFIGURATIONS - 200A LB | CONNECTOR CONFIGURATIONS | UNDERGROUND ELECTRIC DISTRIBUTION |  | EA | X | X
27060 | C-3330 | MU CONN CONFIG 200A DFT LB 3330 | CONNECTOR CONFIGURATIONS - 200A LB | CONNECTOR CONFIGURATIONS | UNDERGROUND ELECTRIC DISTRIBUTION |  | EA | X | X
27060 | C-3333 | MU CONN CONFIG 200A DFT LB 3333 | CONNECTOR CONFIGURATIONS - 200A LB | CONNECTOR CONFIGURATIONS | UNDERGROUND ELECTRIC DISTRIBUTION |  | EA | X | X
27060 | C-333B | MU CONN CONFIG 200A DFT LB 333B | CONNECTOR CONFIGURATIONS - 200A LB | CONNECTOR CONFIGURATIONS | UNDERGROUND ELECTRIC DISTRIBUTION |  | EA | X | X
27060 | C-333C | MU CONN CONFIG 200A DFT LB 333C | CONNECTOR CONFIGURATIONS - 200A LB | CONNECTOR CONFIGURATIONS | UNDERGROUND ELECTRIC DISTRIBUTION |  | EA | X | X
27060 | C-33B0 | MU CONN CONFIG 200A DFT LB 33B0 | CONNECTOR CONFIGURATIONS - 200A LB | CONNECTOR CONFIGURATIONS | UNDERGROUND ELECTRIC DISTRIBUTION |  | EA | X | X
27060 | C-33BB | MU CONN CONFIG 200A DFT LB 33BB | CONNECTOR CONFIGURATIONS - 200A LB | CONNECTOR CONFIGURATIONS | UNDERGROUND ELECTRIC DISTRIBUTION |  | EA | X | X
27060 | C-33BC | MU CONN CONFIG 200A DFT LB 33BC | CONNECTOR CONFIGURATIONS - 200A LB | CONNECTOR CONFIGURATIONS | UNDERGROUND ELECTRIC DISTRIBUTION |  | EA | X | X
27060 | C-33CC | MU CONN CONFIG 200A DFT LB 33CC | CONNECTOR CONFIGURATIONS - 200A LB | CONNECTOR CONFIGURATIONS | UNDERGROUND ELECTRIC DISTRIBUTION |  | EA | X | X
27060 | C-3B00 | MU CONN CONFIG 200A DFT LB 3B00 | CONNECTOR CONFIGURATIONS - 200A LB | CONNECTOR CONFIGURATIONS | UNDERGROUND ELECTRIC DISTRIBUTION |  | EA | X | X
27060 | C-3BB0 | MU CONN CONFIG 200A DFT LB 3BB0 | CONNECTOR CONFIGURATIONS - 200A LB | CONNECTOR CONFIGURATIONS | UNDERGROUND ELECTRIC DISTRIBUTION |  | EA | X | X
27060 | C-3BC0 | MU CONN CONFIG 200A DFT LB 3BC0 | CONNECTOR CONFIGURATIONS - 200A LB | CONNECTOR CONFIGURATIONS | UNDERGROUND ELECTRIC DISTRIBUTION |  | EA | X | X
27060 | C-3C00 | MU CONN CONFIG 200A DFT LB 3C00 | CONNECTOR CONFIGURATIONS - 200A LB | CONNECTOR CONFIGURATIONS | UNDERGROUND ELECTRIC DISTRIBUTION |  | EA | X | X
27060 | C-3CC0 | MU CONN CONFIG 200A DFT LB 3CC0 | CONNECTOR CONFIGURATIONS - 200A LB | CONNECTOR CONFIGURATIONS | UNDERGROUND ELECTRIC DISTRIBUTION |  | EA | X | X
27060 | C-5000 | MU CONN CONFIG 200A DFT LB 5000 | CONNECTOR CONFIGURATIONS - 200A LB | CONNECTOR CONFIGURATIONS | UNDERGROUND ELECTRIC DISTRIBUTION |  | EA | X | X
27060 | C-5300 | MU CONN CONFIG 200A DFT LB 5300 | CONNECTOR CONFIGURATIONS - 200A LB | CONNECTOR CONFIGURATIONS | UNDERGROUND ELECTRIC DISTRIBUTION |  | EA | X | X
27060 | C-5330 | MU CONN CONFIG 200A DFT LB 5330 | CONNECTOR CONFIGURATIONS - 200A LB | CONNECTOR CONFIGURATIONS | UNDERGROUND ELECTRIC DISTRIBUTION |  | EA | X | X
27060 | C-5333 | MU CONN CONFIG 200A DFT LB 5333 | CONNECTOR CONFIGURATIONS - 200A LB | CONNECTOR CONFIGURATIONS | UNDERGROUND ELECTRIC DISTRIBUTION |  | EA | X | X
27060 | C-533B | MU CONN CONFIG 200A DFT LB 533B | CONNECTOR CONFIGURATIONS - 200A LB | CONNECTOR CONFIGURATIONS | UNDERGROUND ELECTRIC DISTRIBUTION |  | EA | X | X
27060 | C-533C | MU CONN CONFIG 200A DFT LB 533C | CONNECTOR CONFIGURATIONS - 200A LB | CONNECTOR CONFIGURATIONS | UNDERGROUND ELECTRIC DISTRIBUTION |  | EA | X | X
27060 | C-53B0 | MU CONN CONFIG 200A DFT LB 53B0 | CONNECTOR CONFIGURATIONS - 200A LB | CONNECTOR CONFIGURATIONS | UNDERGROUND ELECTRIC DISTRIBUTION |  | EA | X | X
27060 | C-53BB | MU CONN CONFIG 200A DFT LB 53BB | CONNECTOR CONFIGURATIONS - 200A LB | CONNECTOR CONFIGURATIONS | UNDERGROUND ELECTRIC DISTRIBUTION |  | EA | X | X
27060 | C-53BC | MU CONN CONFIG 200A DFT LB 53BC | CONNECTOR CONFIGURATIONS - 200A LB | CONNECTOR CONFIGURATIONS | UNDERGROUND ELECTRIC DISTRIBUTION |  | EA | X | X
27060 | C-53CC | MU CONN CONFIG 200A DFT LB 53CC | CONNECTOR CONFIGURATIONS - 200A LB | CONNECTOR CONFIGURATIONS | UNDERGROUND ELECTRIC DISTRIBUTION |  | EA | X | X
27060 | C-5500 | MU CONN CONFIG 200A DFT LB 5500 | CONNECTOR CONFIGURATIONS - 200A LB | CONNECTOR CONFIGURATIONS | UNDERGROUND ELECTRIC DISTRIBUTION |  | EA | X | X
27060 | C-5530 | MU CONN CONFIG 200A DFT LB 5530 | CONNECTOR CONFIGURATIONS - 200A LB | CONNECTOR CONFIGURATIONS | UNDERGROUND ELECTRIC DISTRIBUTION |  | EA | X | X
27060 | C-5533 | MU CONN CONFIG 200A DFT LB 5533 | CONNECTOR CONFIGURATIONS - 200A LB | CONNECTOR CONFIGURATIONS | UNDERGROUND ELECTRIC DISTRIBUTION |  | EA | X | X
27060 | C-553B | MU CONN CONFIG 200A DFT LB 553B | CONNECTOR CONFIGURATIONS - 200A LB | CONNECTOR CONFIGURATIONS | UNDERGROUND ELECTRIC DISTRIBUTION |  | EA | X | X
27060 | C-5550 | MU CONN CONFIG 200A DFT LB 5550 | CONNECTOR CONFIGURATIONS - 200A LB | CONNECTOR CONFIGURATIONS | UNDERGROUND ELECTRIC DISTRIBUTION |  | EA | X | X
27060 | C-5553 | MU CONN CONFIG 200A DFT LB 5553 | CONNECTOR CONFIGURATIONS - 200A LB | CONNECTOR CONFIGURATIONS | UNDERGROUND ELECTRIC DISTRIBUTION |  | EA | X | X
27060 | C-5555 | MU CONN CONFIG 200A DFT LB 5555 | CONNECTOR CONFIGURATIONS - 200A LB | CONNECTOR CONFIGURATIONS | UNDERGROUND ELECTRIC DISTRIBUTION |  | EA | X | X
27060 | C-555B | MU CONN CONFIG 200A DFT LB 555B | CONNECTOR CONFIGURATIONS - 200A LB | CONNECTOR CONFIGURATIONS | UNDERGROUND ELECTRIC DISTRIBUTION |  | EA | X | X
27060 | C-555C | MU CONN CONFIG 200A DFT LB 555C | CONNECTOR CONFIGURATIONS - 200A LB | CONNECTOR CONFIGURATIONS | UNDERGROUND ELECTRIC DISTRIBUTION |  | EA | X | X
27060 | C-55B0 | MU CONN CONFIG 200A DFT LB 55B0 | CONNECTOR CONFIGURATIONS - 200A LB | CONNECTOR CONFIGURATIONS | UNDERGROUND ELECTRIC DISTRIBUTION |  | EA | X | X
27060 | C-55BB | MU CONN CONFIG 200A DFT LB 55BB | CONNECTOR CONFIGURATIONS - 200A LB | CONNECTOR CONFIGURATIONS | UNDERGROUND ELECTRIC DISTRIBUTION |  | EA | X | X
27060 | C-55BC | MU CONN CONFIG 200A DFT LB 55BC | CONNECTOR CONFIGURATIONS - 200A LB | CONNECTOR CONFIGURATIONS | UNDERGROUND ELECTRIC DISTRIBUTION |  | EA | X | X
27060 | C-55C0 | MU CONN CONFIG 200A DFT LB 55C0 | CONNECTOR CONFIGURATIONS - 200A LB | CONNECTOR CONFIGURATIONS | UNDERGROUND ELECTRIC DISTRIBUTION |  | EA | X | X
27060 | C-55CC | MU CONN CONFIG 200A DFT LB 55CC | CONNECTOR CONFIGURATIONS - 200A LB | CONNECTOR CONFIGURATIONS | UNDERGROUND ELECTRIC DISTRIBUTION |  | EA | X | X
27060 | C-5B00 | MU CONN CONFIG 200A DFT LB 5B00 | CONNECTOR CONFIGURATIONS - 200A LB | CONNECTOR CONFIGURATIONS | UNDERGROUND ELECTRIC DISTRIBUTION |  | EA | X | X
27060 | C-5BB0 | MU CONN CONFIG 200A DFT LB 5BB0 | CONNECTOR CONFIGURATIONS - 200A LB | CONNECTOR CONFIGURATIONS | UNDERGROUND ELECTRIC DISTRIBUTION |  | EA | X | X
27060 | C-5BBC | MU CONN CONFIG 200A DFT LB 5BBC | CONNECTOR CONFIGURATIONS - 200A LB | CONNECTOR CONFIGURATIONS | UNDERGROUND ELECTRIC DISTRIBUTION |  | EA | X | X
27060 | C-5BC0 | MU CONN CONFIG 200A DFT LB 5BC0 | CONNECTOR CONFIGURATIONS - 200A LB | CONNECTOR CONFIGURATIONS | UNDERGROUND ELECTRIC DISTRIBUTION |  | EA | X | X
27060 | C-5C00 | MU CONN CONFIG 200A DFT LB 5C00 | CONNECTOR CONFIGURATIONS - 200A LB | CONNECTOR CONFIGURATIONS | UNDERGROUND ELECTRIC DISTRIBUTION |  | EA | X | X
27060 | C-5CC0 | MU CONN CONFIG 200A DFT LB 5CC0 | CONNECTOR CONFIGURATIONS - 200A LB | CONNECTOR CONFIGURATIONS | UNDERGROUND ELECTRIC DISTRIBUTION |  | EA | X | X
27060 | CC-300 | MU CONN CONFIG 200A LB 300 | CONNECTOR CONFIGURATIONS - 200A LB | CONNECTOR CONFIGURATIONS | UNDERGROUND ELECTRIC DISTRIBUTION |  | EA | X | X
27060 | CC-330 | MU CONN CONFIG 200A LB 330 | CONNECTOR CONFIGURATIONS - 200A LB | CONNECTOR CONFIGURATIONS | UNDERGROUND ELECTRIC DISTRIBUTION |  | EA | X | X
27060 | CC-333 | MU CONN CONFIG 200A LB 333 | CONNECTOR CONFIGURATIONS - 200A LB | CONNECTOR CONFIGURATIONS | UNDERGROUND ELECTRIC DISTRIBUTION |  | EA | X | X
27060 | CC-33B | MU CONN CONFIG 200A LB 33B | CONNECTOR CONFIGURATIONS - 200A LB | CONNECTOR CONFIGURATIONS | UNDERGROUND ELECTRIC DISTRIBUTION |  | EA | X | X
27060 | CC-33C | MU CONN CONFIG 200A LB 33C | CONNECTOR CONFIGURATIONS - 200A LB | CONNECTOR CONFIGURATIONS | UNDERGROUND ELECTRIC DISTRIBUTION |  | EA | X | X
27060 | CC-3B0 | MU CONN CONFIG 200A LB 3B0 | CONNECTOR CONFIGURATIONS - 200A LB | CONNECTOR CONFIGURATIONS | UNDERGROUND ELECTRIC DISTRIBUTION |  | EA | X | X
27060 | CC-3BB | MU CONN CONFIG 200A LB 3BB | CONNECTOR CONFIGURATIONS - 200A LB | CONNECTOR CONFIGURATIONS | UNDERGROUND ELECTRIC DISTRIBUTION |  | EA | X | X
27060 | CC-3BC | MU CONN CONFIG 200A LB 3BC | CONNECTOR CONFIGURATIONS - 200A LB | CONNECTOR CONFIGURATIONS | UNDERGROUND ELECTRIC DISTRIBUTION |  | EA | X | X
27060 | CC-500 | MU CONN CONFIG 200A LB 500 | CONNECTOR CONFIGURATIONS - 200A LB | CONNECTOR CONFIGURATIONS | UNDERGROUND ELECTRIC DISTRIBUTION |  | EA | X | X
27060 | CC-530 | MU CONN CONFIG 200A LB 530 | CONNECTOR CONFIGURATIONS - 200A LB | CONNECTOR CONFIGURATIONS | UNDERGROUND ELECTRIC DISTRIBUTION |  | EA | X | X
27060 | CC-533 | MU CONN CONFIG 200A LB 533 | CONNECTOR CONFIGURATIONS - 200A LB | CONNECTOR CONFIGURATIONS | UNDERGROUND ELECTRIC DISTRIBUTION |  | EA | X | X
27060 | CC-550 | MU CONN CONFIG 200A LB 550 | CONNECTOR CONFIGURATIONS - 200A LB | CONNECTOR CONFIGURATIONS | UNDERGROUND ELECTRIC DISTRIBUTION |  | EA | X | X
27060 | CC-553 | MU CONN CONFIG 200A LB 553 | CONNECTOR CONFIGURATIONS - 200A LB | CONNECTOR CONFIGURATIONS | UNDERGROUND ELECTRIC DISTRIBUTION |  | EA | X | X
27060 | CC-555 | MU CONN CONFIG 200A LB 555 | CONNECTOR CONFIGURATIONS - 200A LB | CONNECTOR CONFIGURATIONS | UNDERGROUND ELECTRIC DISTRIBUTION |  | EA | X | X
27060 | CC-55B | MU CONN CONFIG 200A LB 55B | CONNECTOR CONFIGURATIONS - 200A LB | CONNECTOR CONFIGURATIONS | UNDERGROUND ELECTRIC DISTRIBUTION |  | EA | X | X
27060 | CC-55C | MU CONN CONFIG 200A LB 55C | CONNECTOR CONFIGURATIONS - 200A LB | CONNECTOR CONFIGURATIONS | UNDERGROUND ELECTRIC DISTRIBUTION |  | EA | X | X
27060 | CC-5B0 | MU CONN CONFIG 200A LB 5B0 | CONNECTOR CONFIGURATIONS - 200A LB | CONNECTOR CONFIGURATIONS | UNDERGROUND ELECTRIC DISTRIBUTION |  | EA | X | X
27060 | CC-5BB | MU CONN CONFIG 200A LB 5BB | CONNECTOR CONFIGURATIONS - 200A LB | CONNECTOR CONFIGURATIONS | UNDERGROUND ELECTRIC DISTRIBUTION |  | EA | X | X
27060 | CC-5BC | MU CONN CONFIG 200A LB 5BC | CONNECTOR CONFIGURATIONS - 200A LB | CONNECTOR CONFIGURATIONS | UNDERGROUND ELECTRIC DISTRIBUTION |  | EA | X | X
27060 | CC-5C0 | MU CONN CONFIG 200A LB 5C0 | CONNECTOR CONFIGURATIONS - 200A LB | CONNECTOR CONFIGURATIONS | UNDERGROUND ELECTRIC DISTRIBUTION |  | EA | X | X
27060 | CC-5CC | MU CONN CONFIG 200A LB 5CC | CONNECTOR CONFIGURATIONS - 200A LB | CONNECTOR CONFIGURATIONS | UNDERGROUND ELECTRIC DISTRIBUTION |  | EA | X | X
27060 | CC3000 | MU CONN CONFIG 200A LB 3000 | CONNECTOR CONFIGURATIONS - 200A LB | CONNECTOR CONFIGURATIONS | UNDERGROUND ELECTRIC DISTRIBUTION |  | EA | X | X
27060 | CC3300 | MU CONN CONFIG 200A LB 3300 | CONNECTOR CONFIGURATIONS - 200A LB | CONNECTOR CONFIGURATIONS | UNDERGROUND ELECTRIC DISTRIBUTION |  | EA | X | X
27060 | CC3330 | MU CONN CONFIG 200A LB 3330 | CONNECTOR CONFIGURATIONS - 200A LB | CONNECTOR CONFIGURATIONS | UNDERGROUND ELECTRIC DISTRIBUTION |  | EA | X | X
27060 | CC3333 | MU CONN CONFIG 200A LB 3333 | CONNECTOR CONFIGURATIONS - 200A LB | CONNECTOR CONFIGURATIONS | UNDERGROUND ELECTRIC DISTRIBUTION |  | EA | X | X
27060 | CC333B | MU CONN CONFIG 200A LB 333B | CONNECTOR CONFIGURATIONS - 200A LB | CONNECTOR CONFIGURATIONS | UNDERGROUND ELECTRIC DISTRIBUTION |  | EA | X | X
27060 | CC333C | MU CONN CONFIG 200A LB 333C | CONNECTOR CONFIGURATIONS - 200A LB | CONNECTOR CONFIGURATIONS | UNDERGROUND ELECTRIC DISTRIBUTION |  | EA | X | X
27060 | CC33B0 | MU CONN CONFIG 200A LB 33B0 | CONNECTOR CONFIGURATIONS - 200A LB | CONNECTOR CONFIGURATIONS | UNDERGROUND ELECTRIC DISTRIBUTION |  | EA | X | X
27060 | CC33BB | MU CONN CONFIG 200A LB 33BB | CONNECTOR CONFIGURATIONS - 200A LB | CONNECTOR CONFIGURATIONS | UNDERGROUND ELECTRIC DISTRIBUTION |  | EA | X | X
27060 | CC33BC | MU CONN CONFIG 200A LB 33BC | CONNECTOR CONFIGURATIONS - 200A LB | CONNECTOR CONFIGURATIONS | UNDERGROUND ELECTRIC DISTRIBUTION |  | EA | X | X
27060 | CC33CC | MU CONN CONFIG 200A LB 33CC | CONNECTOR CONFIGURATIONS - 200A LB | CONNECTOR CONFIGURATIONS | UNDERGROUND ELECTRIC DISTRIBUTION |  | EA | X | X
27060 | CC3B00 | MU CONN CONFIG 200A LB 3B00 | CONNECTOR CONFIGURATIONS - 200A LB | CONNECTOR CONFIGURATIONS | UNDERGROUND ELECTRIC DISTRIBUTION |  | EA | X | X
27060 | CC3BB0 | MU CONN CONFIG 200A LB 3BB0 | CONNECTOR CONFIGURATIONS - 200A LB | CONNECTOR CONFIGURATIONS | UNDERGROUND ELECTRIC DISTRIBUTION |  | EA | X | X
27060 | CC3BBB | MU CONNECTOR CONFIG 200A LB 3BBB | CONNECTOR CONFIGURATIONS - 200A LB | CONNECTOR CONFIGURATIONS | UNDERGROUND ELECTRIC DISTRIBUTION |  | EA | X | X
27060 | CC3BC0 | MU CONN CONFIG 200A LB 3BC0 | CONNECTOR CONFIGURATIONS - 200A LB | CONNECTOR CONFIGURATIONS | UNDERGROUND ELECTRIC DISTRIBUTION |  | EA | X | X
27060 | CC3C00 | MU CONN CONFIG 200A LB 3C00 | CONNECTOR CONFIGURATIONS - 200A LB | CONNECTOR CONFIGURATIONS | UNDERGROUND ELECTRIC DISTRIBUTION |  | EA | X | X
27060 | CC3CC0 | MU CONN CONFIG 200A LB 3CC0 | CONNECTOR CONFIGURATIONS - 200A LB | CONNECTOR CONFIGURATIONS | UNDERGROUND ELECTRIC DISTRIBUTION |  | EA | X | X
27060 | CC5000 | MU CONN CONFIG 200A LB 5000 | CONNECTOR CONFIGURATIONS - 200A LB | CONNECTOR CONFIGURATIONS | UNDERGROUND ELECTRIC DISTRIBUTION |  | EA | X | X
27060 | CC5300 | MU CONN CONFIG 200A LB 5300 | CONNECTOR CONFIGURATIONS - 200A LB | CONNECTOR CONFIGURATIONS | UNDERGROUND ELECTRIC DISTRIBUTION |  | EA | X | X
27060 | CC5330 | MU CONN CONFIG 200A LB 5330 | CONNECTOR CONFIGURATIONS - 200A LB | CONNECTOR CONFIGURATIONS | UNDERGROUND ELECTRIC DISTRIBUTION |  | EA | X | X
27060 | CC5333 | MU CONN CONFIG 200A LB 5333 | CONNECTOR CONFIGURATIONS - 200A LB | CONNECTOR CONFIGURATIONS | UNDERGROUND ELECTRIC DISTRIBUTION |  | EA | X | X
27060 | CC533B | MU CONN CONFIG 200A LB 533B | CONNECTOR CONFIGURATIONS - 200A LB | CONNECTOR CONFIGURATIONS | UNDERGROUND ELECTRIC DISTRIBUTION |  | EA | X | X
27060 | CC533C | MU CONN CONFIG 200A LB 533C | CONNECTOR CONFIGURATIONS - 200A LB | CONNECTOR CONFIGURATIONS | UNDERGROUND ELECTRIC DISTRIBUTION |  | EA | X | X
27060 | CC53B0 | MU CONN CONFIG 200A LB 53B0 | CONNECTOR CONFIGURATIONS - 200A LB | CONNECTOR CONFIGURATIONS | UNDERGROUND ELECTRIC DISTRIBUTION |  | EA | X | X
27060 | CC53BB | MU CONN CONFIG 200A LB 53BB | CONNECTOR CONFIGURATIONS - 200A LB | CONNECTOR CONFIGURATIONS | UNDERGROUND ELECTRIC DISTRIBUTION |  | EA | X | X
27060 | CC53BC | MU CONN CONFIG 200A LB 53BC | CONNECTOR CONFIGURATIONS - 200A LB | CONNECTOR CONFIGURATIONS | UNDERGROUND ELECTRIC DISTRIBUTION |  | EA | X | X
27060 | CC53CC | MU CONN CONFIG 200A LB 53CC | CONNECTOR CONFIGURATIONS - 200A LB | CONNECTOR CONFIGURATIONS | UNDERGROUND ELECTRIC DISTRIBUTION |  | EA | X | X
27060 | CC5500 | MU CONN CONFIG 200A LB 5500 | CONNECTOR CONFIGURATIONS - 200A LB | CONNECTOR CONFIGURATIONS | UNDERGROUND ELECTRIC DISTRIBUTION |  | EA | X | X
27060 | CC5530 | MU CONN CONFIG 200A LB 5530 | CONNECTOR CONFIGURATIONS - 200A LB | CONNECTOR CONFIGURATIONS | UNDERGROUND ELECTRIC DISTRIBUTION |  | EA | X | X
27060 | CC5533 | MU CONN CONFIG 200A LB 5533 | CONNECTOR CONFIGURATIONS - 200A LB | CONNECTOR CONFIGURATIONS | UNDERGROUND ELECTRIC DISTRIBUTION |  | EA | X | X
27060 | CC553B | MU CONN CONFIG 200A LB 553B | CONNECTOR CONFIGURATIONS - 200A LB | CONNECTOR CONFIGURATIONS | UNDERGROUND ELECTRIC DISTRIBUTION |  | EA | X | X
27060 | CC5550 | MU CONN CONFIG 200A LB 5550 | CONNECTOR CONFIGURATIONS - 200A LB | CONNECTOR CONFIGURATIONS | UNDERGROUND ELECTRIC DISTRIBUTION |  | EA | X | X
27060 | CC5553 | MU CONN CONFIG 200A LB 5553 | CONNECTOR CONFIGURATIONS - 200A LB | CONNECTOR CONFIGURATIONS | UNDERGROUND ELECTRIC DISTRIBUTION |  | EA | X | X
27060 | CC5555 | MU CONN CONFIG 200A LB 5555 | CONNECTOR CONFIGURATIONS - 200A LB | CONNECTOR CONFIGURATIONS | UNDERGROUND ELECTRIC DISTRIBUTION |  | EA | X | X
27060 | CC555B | MU CONN CONFIG 200A LB 555B | CONNECTOR CONFIGURATIONS - 200A LB | CONNECTOR CONFIGURATIONS | UNDERGROUND ELECTRIC DISTRIBUTION |  | EA | X | X
27060 | CC555C | MU CONN CONFIG 200A LB 555C | CONNECTOR CONFIGURATIONS - 200A LB | CONNECTOR CONFIGURATIONS | UNDERGROUND ELECTRIC DISTRIBUTION |  | EA | X | X
27060 | CC55B0 | MU CONN CONFIG 200A LB 55B0 | CONNECTOR CONFIGURATIONS - 200A LB | CONNECTOR CONFIGURATIONS | UNDERGROUND ELECTRIC DISTRIBUTION |  | EA | X | X
27060 | CC55BB | MU CONN CONFIG 200A LB 55BB | CONNECTOR CONFIGURATIONS - 200A LB | CONNECTOR CONFIGURATIONS | UNDERGROUND ELECTRIC DISTRIBUTION |  | EA | X | X
27060 | CC55BC | MU CONN CONFIG 200A LB 55BC | CONNECTOR CONFIGURATIONS - 200A LB | CONNECTOR CONFIGURATIONS | UNDERGROUND ELECTRIC DISTRIBUTION |  | EA | X | X
27060 | CC55C0 | MU CONN CONFIG 200A LB 55C0 | CONNECTOR CONFIGURATIONS - 200A LB | CONNECTOR CONFIGURATIONS | UNDERGROUND ELECTRIC DISTRIBUTION |  | EA | X | X
27060 | CC55CC | MU CONN CONFIG 200A LB 55CC | CONNECTOR CONFIGURATIONS - 200A LB | CONNECTOR CONFIGURATIONS | UNDERGROUND ELECTRIC DISTRIBUTION |  | EA | X | X
27060 | CC5B00 | MU CONN CONFIG 200A LB 5B00 | CONNECTOR CONFIGURATIONS - 200A LB | CONNECTOR CONFIGURATIONS | UNDERGROUND ELECTRIC DISTRIBUTION |  | EA | X | X
27060 | CC5BB0 | MU CONN CONFIG 200A LB 5BB0 | CONNECTOR CONFIGURATIONS - 200A LB | CONNECTOR CONFIGURATIONS | UNDERGROUND ELECTRIC DISTRIBUTION |  | EA | X | X
27060 | CC5BBB | MU CONNECTOR CONFIG 200A LB 5BBB | CONNECTOR CONFIGURATIONS - 200A LB | CONNECTOR CONFIGURATIONS | UNDERGROUND ELECTRIC DISTRIBUTION |  | EA | X | X
27060 | CC5BBC | MU CONN CONFIG 200A LB 5BBC | CONNECTOR CONFIGURATIONS - 200A LB | CONNECTOR CONFIGURATIONS | UNDERGROUND ELECTRIC DISTRIBUTION |  | EA | X | X
27060 | CC5BC0 | MU CONN CONFIG 200A LB 5BC0 | CONNECTOR CONFIGURATIONS - 200A LB | CONNECTOR CONFIGURATIONS | UNDERGROUND ELECTRIC DISTRIBUTION |  | EA | X | X
27060 | CC5BCC | MU CONNECTOR CONFIG 200A LB 5BCC | CONNECTOR CONFIGURATIONS - 200A LB | CONNECTOR CONFIGURATIONS | UNDERGROUND ELECTRIC DISTRIBUTION |  | EA | X | X
27060 | CC5C00 | MU CONN CONFIG 200A LB 5C00 | CONNECTOR CONFIGURATIONS - 200A LB | CONNECTOR CONFIGURATIONS | UNDERGROUND ELECTRIC DISTRIBUTION |  | EA | X | X
27060 | CC5CC0 | MU CONN CONFIG 200A LB 5CC0 | CONNECTOR CONFIGURATIONS - 200A LB | CONNECTOR CONFIGURATIONS | UNDERGROUND ELECTRIC DISTRIBUTION |  | EA | X | X
27060 | CC5CCC | MU CONNECTOR CONFIG 200A LB 5CCC | CONNECTOR CONFIGURATIONS - 200A LB | CONNECTOR CONFIGURATIONS | UNDERGROUND ELECTRIC DISTRIBUTION |  | EA | X | X
27080 | CC--S3 | MU CONN CONFIG 200A NLB S3 | CONNECTOR CONFIGURATIONS - 200A NLB | CONNECTOR CONFIGURATIONS | UNDERGROUND ELECTRIC DISTRIBUTION |  | EA | X | X
27080 | CC--S5 | MU CONN CONFIG 200A NLB S5 | CONNECTOR CONFIGURATIONS - 200A NLB | CONNECTOR CONFIGURATIONS | UNDERGROUND ELECTRIC DISTRIBUTION |  | EA | X | X
27080 | CC-D33 | MU CONN CONFIG 200A NLB D33 | CONNECTOR CONFIGURATIONS - 200A NLB | CONNECTOR CONFIGURATIONS | UNDERGROUND ELECTRIC DISTRIBUTION |  | EA | X | X
27080 | CC-D53 | MU CONN CONFIG 200A NLB D53 | CONNECTOR CONFIGURATIONS - 200A NLB | CONNECTOR CONFIGURATIONS | UNDERGROUND ELECTRIC DISTRIBUTION |  | EA | X | X
27080 | CC-D55 | MU CONN CONFIG 200A NLB D55 | CONNECTOR CONFIGURATIONS - 200A NLB | CONNECTOR CONFIGURATIONS | UNDERGROUND ELECTRIC DISTRIBUTION |  | EA | X | X
27080 | CC-S33 | MU CONN CONFIG 200A NLB S33 | CONNECTOR CONFIGURATIONS - 200A NLB | CONNECTOR CONFIGURATIONS | UNDERGROUND ELECTRIC DISTRIBUTION |  | EA | X | X
27080 | CC-S53 | MU CONN CONFIG 200A NLB S53 | CONNECTOR CONFIGURATIONS - 200A NLB | CONNECTOR CONFIGURATIONS | UNDERGROUND ELECTRIC DISTRIBUTION |  | EA | X | X
27080 | CC-S55 | MU CONN CONFIG 200A NLB S55 | CONNECTOR CONFIGURATIONS - 200A NLB | CONNECTOR CONFIGURATIONS | UNDERGROUND ELECTRIC DISTRIBUTION |  | EA | X | X
27080 | CCD333 | MU CONN CONFIG 200A NLB D333 | CONNECTOR CONFIGURATIONS - 200A NLB | CONNECTOR CONFIGURATIONS | UNDERGROUND ELECTRIC DISTRIBUTION |  | EA | X | X
27080 | CCD353 | MU CONN CONFIG 200A NLB D353 | CONNECTOR CONFIGURATIONS - 200A NLB | CONNECTOR CONFIGURATIONS | UNDERGROUND ELECTRIC DISTRIBUTION |  | EA | X | X
27080 | CCD535 | MU CONN CONFIG 200A NLB D535 | CONNECTOR CONFIGURATIONS - 200A NLB | CONNECTOR CONFIGURATIONS | UNDERGROUND ELECTRIC DISTRIBUTION |  | EA | X | X
27080 | CCD555 | MU CONN CONFIG 200A NLB D555 | CONNECTOR CONFIGURATIONS - 200A NLB | CONNECTOR CONFIGURATIONS | UNDERGROUND ELECTRIC DISTRIBUTION |  | EA | X | X
27100 | CC---7 | MU CONN CONFIG 600A 7 (MANHOLE) | CONNECTOR CONFIGURATIONS - 600A NLB | CONNECTOR CONFIGURATIONS | UNDERGROUND ELECTRIC DISTRIBUTION |  | EA | X | X
27100 | CC---8 | MU CONN CONFIG 600A 8 (MANHOLE) | CONNECTOR CONFIGURATIONS - 600A NLB | CONNECTOR CONFIGURATIONS | UNDERGROUND ELECTRIC DISTRIBUTION |  | EA | X | X
27100 | CC---9 | MU CONN CONFIG 600A 9 (MANHOLE) | CONNECTOR CONFIGURATIONS - 600A NLB | CONNECTOR CONFIGURATIONS | UNDERGROUND ELECTRIC DISTRIBUTION |  | EA | X | X
27100 | CC--73 | MU CONN CONFIG 600A 73 (MANHOLE) | CONNECTOR CONFIGURATIONS - 600A NLB | CONNECTOR CONFIGURATIONS | UNDERGROUND ELECTRIC DISTRIBUTION |  | EA | X | X
27100 | CC--75 | MU CONN CONFIG 600A 75 (MANHOLE) | CONNECTOR CONFIGURATIONS - 600A NLB | CONNECTOR CONFIGURATIONS | UNDERGROUND ELECTRIC DISTRIBUTION |  | EA | X | X
27100 | CC--77 | MU CONN CONFIG 600A 77 (MANHOLE) | CONNECTOR CONFIGURATIONS - 600A NLB | CONNECTOR CONFIGURATIONS | UNDERGROUND ELECTRIC DISTRIBUTION |  | EA | X | X
27100 | CC--83 | MU CONN CONFIG 600A 83 (MANHOLE) | CONNECTOR CONFIGURATIONS - 600A NLB | CONNECTOR CONFIGURATIONS | UNDERGROUND ELECTRIC DISTRIBUTION |  | EA | X | X
27100 | CC--85 | MU CONN CONFIG 600A 85 (MANHOLE) | CONNECTOR CONFIGURATIONS - 600A NLB | CONNECTOR CONFIGURATIONS | UNDERGROUND ELECTRIC DISTRIBUTION |  | EA | X | X
27100 | CC--87 | MU CONN CONFIG 600A 87 (MANHOLE) | CONNECTOR CONFIGURATIONS - 600A NLB | CONNECTOR CONFIGURATIONS | UNDERGROUND ELECTRIC DISTRIBUTION |  | EA | X | X
27100 | CC--88 | MU CONN CONFIG 600A 88 (MANHOLE) | CONNECTOR CONFIGURATIONS - 600A NLB | CONNECTOR CONFIGURATIONS | UNDERGROUND ELECTRIC DISTRIBUTION |  | EA | X | X
27100 | CC--93 | MU CONN CONFIG 600A 93 (MANHOLE) | CONNECTOR CONFIGURATIONS - 600A NLB | CONNECTOR CONFIGURATIONS | UNDERGROUND ELECTRIC DISTRIBUTION |  | EA | X | X
27100 | CC--95 | MU CONN CONFIG 600A 95 (MANHOLE) | CONNECTOR CONFIGURATIONS - 600A NLB | CONNECTOR CONFIGURATIONS | UNDERGROUND ELECTRIC DISTRIBUTION |  | EA | X | X
27100 | CC--97 | MU CONN CONFIG 600A 97 (MANHOLE) | CONNECTOR CONFIGURATIONS - 600A NLB | CONNECTOR CONFIGURATIONS | UNDERGROUND ELECTRIC DISTRIBUTION |  | EA | X | X
27100 | CC--98 | MU CONN CONFIG 600A 98 (MANHOLE) | CONNECTOR CONFIGURATIONS - 600A NLB | CONNECTOR CONFIGURATIONS | UNDERGROUND ELECTRIC DISTRIBUTION |  | EA | X | X
27100 | CC--99 | MU CONN CONFIG 600A 99 (MANHOLE) | CONNECTOR CONFIGURATIONS - 600A NLB | CONNECTOR CONFIGURATIONS | UNDERGROUND ELECTRIC DISTRIBUTION |  | EA | X | X
27100 | CC--F3 | MU CONN CONFIG 600A F3 (SWI) | CONNECTOR CONFIGURATIONS - 600A NLB | CONNECTOR CONFIGURATIONS | UNDERGROUND ELECTRIC DISTRIBUTION |  | EA | X | X
27100 | CC--F5 | MU CONN CONFIG 600A F5 (SWI) | CONNECTOR CONFIGURATIONS - 600A NLB | CONNECTOR CONFIGURATIONS | UNDERGROUND ELECTRIC DISTRIBUTION |  | EA | X | X
27100 | CC--F7 | MU CONN CONFIG 600A F7 (SWI) | CONNECTOR CONFIGURATIONS - 600A NLB | CONNECTOR CONFIGURATIONS | UNDERGROUND ELECTRIC DISTRIBUTION |  | EA | X | X
27100 | CC--F8 | MU CONN CONFIG 600A F8 (SWI) | CONNECTOR CONFIGURATIONS - 600A NLB | CONNECTOR CONFIGURATIONS | UNDERGROUND ELECTRIC DISTRIBUTION |  | EA | X | X
27100 | CC--F9 | MU CONN CONFIG 600A F9 (SWI) | CONNECTOR CONFIGURATIONS - 600A NLB | CONNECTOR CONFIGURATIONS | UNDERGROUND ELECTRIC DISTRIBUTION |  | EA | X | X
27100 | CC--T7 | MU CONN CONFIG 600A T7 (SWI) | CONNECTOR CONFIGURATIONS - 600A NLB | CONNECTOR CONFIGURATIONS | UNDERGROUND ELECTRIC DISTRIBUTION |  | EA | X | X
27100 | CC--T8 | MU CONN CONFIG 600A T8 (SWI) | CONNECTOR CONFIGURATIONS - 600A NLB | CONNECTOR CONFIGURATIONS | UNDERGROUND ELECTRIC DISTRIBUTION |  | EA | X | X
27100 | CC--T9 | MU CONN CONFIG 600A T9 (SWI) | CONNECTOR CONFIGURATIONS - 600A NLB | CONNECTOR CONFIGURATIONS | UNDERGROUND ELECTRIC DISTRIBUTION |  | EA | X | X
27100 | CC-375 | MU CONN CONFIG 600A 375 (MANHOLE) | CONNECTOR CONFIGURATIONS - 600A NLB | CONNECTOR CONFIGURATIONS | UNDERGROUND ELECTRIC DISTRIBUTION |  | EA | X | X
27100 | CC-575 | MU CONN CONFIG 600A 575 (MANHOLE) | CONNECTOR CONFIGURATIONS - 600A NLB | CONNECTOR CONFIGURATIONS | UNDERGROUND ELECTRIC DISTRIBUTION |  | EA | X | X
27100 | CC-583 | MU CONN CONFIG 600A 583 (MANHOLE) | CONNECTOR CONFIGURATIONS - 600A NLB | CONNECTOR CONFIGURATIONS | UNDERGROUND ELECTRIC DISTRIBUTION |  | EA | X | X
27100 | CC-585 | MU CONN CONFIG 600A 585 (MANHOLE) | CONNECTOR CONFIGURATIONS - 600A NLB | CONNECTOR CONFIGURATIONS | UNDERGROUND ELECTRIC DISTRIBUTION |  | EA | X | X
27100 | CC-593 | MU CONN CONFIG 600A 593 (MANHOLE) | CONNECTOR CONFIGURATIONS - 600A NLB | CONNECTOR CONFIGURATIONS | UNDERGROUND ELECTRIC DISTRIBUTION |  | EA | X | X
27100 | CC-595 | MU CONN CONFIG 600A 595 (MANHOLE) | CONNECTOR CONFIGURATIONS - 600A NLB | CONNECTOR CONFIGURATIONS | UNDERGROUND ELECTRIC DISTRIBUTION |  | EA | X | X
27100 | CC-773 | MU CONN CONFIG 600A 773 (MANHOLE) | CONNECTOR CONFIGURATIONS - 600A NLB | CONNECTOR CONFIGURATIONS | UNDERGROUND ELECTRIC DISTRIBUTION |  | EA | X | X
27100 | CC-775 | MU CONN CONFIG 600A 775 (MANHOLE) | CONNECTOR CONFIGURATIONS - 600A NLB | CONNECTOR CONFIGURATIONS | UNDERGROUND ELECTRIC DISTRIBUTION |  | EA | X | X
27100 | CC-777 | MU CONN CONFIG 600A 777 (MANHOLE) | CONNECTOR CONFIGURATIONS - 600A NLB | CONNECTOR CONFIGURATIONS | UNDERGROUND ELECTRIC DISTRIBUTION |  | EA | X | X
27100 | CC-883 | MU CONN CONFIG 600A 883 (MANHOLE) | CONNECTOR CONFIGURATIONS - 600A NLB | CONNECTOR CONFIGURATIONS | UNDERGROUND ELECTRIC DISTRIBUTION |  | EA | X | X
27100 | CC-885 | MU CONN CONFIG 600A 885 (MANHOLE) | CONNECTOR CONFIGURATIONS - 600A NLB | CONNECTOR CONFIGURATIONS | UNDERGROUND ELECTRIC DISTRIBUTION |  | EA | X | X
27100 | CC-888 | MU CONN CONFIG 600A 888 (MANHOLE) | CONNECTOR CONFIGURATIONS - 600A NLB | CONNECTOR CONFIGURATIONS | UNDERGROUND ELECTRIC DISTRIBUTION |  | EA | X | X
27100 | CC-889 | MU CONN CONFIG 600A 889 (MANHOLE) | CONNECTOR CONFIGURATIONS - 600A NLB | CONNECTOR CONFIGURATIONS | UNDERGROUND ELECTRIC DISTRIBUTION |  | EA | X | X
27100 | CC-993 | MU CONN CONFIG 600A 993 (MANHOLE) | CONNECTOR CONFIGURATIONS - 600A NLB | CONNECTOR CONFIGURATIONS | UNDERGROUND ELECTRIC DISTRIBUTION |  | EA | X | X
27100 | CC-995 | MU CONN CONFIG 600A 995 (MANHOLE) | CONNECTOR CONFIGURATIONS - 600A NLB | CONNECTOR CONFIGURATIONS | UNDERGROUND ELECTRIC DISTRIBUTION |  | EA | X | X
27100 | CC-999 | MU CONN CONFIG 600A 999 (MANHOLE) | CONNECTOR CONFIGURATIONS - 600A NLB | CONNECTOR CONFIGURATIONS | UNDERGROUND ELECTRIC DISTRIBUTION |  | EA | X | X
27100 | CC-T73 | MU CONN CONFIG 600A T73 (SWI) | CONNECTOR CONFIGURATIONS - 600A NLB | CONNECTOR CONFIGURATIONS | UNDERGROUND ELECTRIC DISTRIBUTION |  | EA | X | X
27100 | CC-T75 | MU CONN CONFIG 600A T75 (SWI) | CONNECTOR CONFIGURATIONS - 600A NLB | CONNECTOR CONFIGURATIONS | UNDERGROUND ELECTRIC DISTRIBUTION |  | EA | X | X
27100 | CC-T83 | MU CONN CONFIG 600A T83 (SWI) | CONNECTOR CONFIGURATIONS - 600A NLB | CONNECTOR CONFIGURATIONS | UNDERGROUND ELECTRIC DISTRIBUTION |  | EA | X | X
27100 | CC-T85 | MU CONN CONFIG 600A T85 (SWI) | CONNECTOR CONFIGURATIONS - 600A NLB | CONNECTOR CONFIGURATIONS | UNDERGROUND ELECTRIC DISTRIBUTION |  | EA | X | X
27100 | CC-T93 | MU CONN CONFIG 600A T93 (SWI) | CONNECTOR CONFIGURATIONS - 600A NLB | CONNECTOR CONFIGURATIONS | UNDERGROUND ELECTRIC DISTRIBUTION |  | EA | X | X
27100 | CC-T95 | MU CONN CONFIG 600A T95 (SWI) | CONNECTOR CONFIGURATIONS - 600A NLB | CONNECTOR CONFIGURATIONS | UNDERGROUND ELECTRIC DISTRIBUTION |  | EA | X | X
27100 | CC5773 | MU CONN CONFIG 600A 5773 (MANHOLE) | CONNECTOR CONFIGURATIONS - 600A NLB | CONNECTOR CONFIGURATIONS | UNDERGROUND ELECTRIC DISTRIBUTION |  | EA | X | X
27100 | CC5775 | MU CONN CONFIG 600A 5775 (MANHOLE) | CONNECTOR CONFIGURATIONS - 600A NLB | CONNECTOR CONFIGURATIONS | UNDERGROUND ELECTRIC DISTRIBUTION |  | EA | X | X
27100 | CC5883 | MU CONN CONFIG 600A 5883 (MANHOLE) | CONNECTOR CONFIGURATIONS - 600A NLB | CONNECTOR CONFIGURATIONS | UNDERGROUND ELECTRIC DISTRIBUTION |  | EA | X | X
27100 | CC5885 | MU CONN CONFIG 600A 5885 (MANHOLE) | CONNECTOR CONFIGURATIONS - 600A NLB | CONNECTOR CONFIGURATIONS | UNDERGROUND ELECTRIC DISTRIBUTION |  | EA | X | X
27100 | CC5993 | MU CONN CONFIG 600A 5993 (MANHOLE) | CONNECTOR CONFIGURATIONS - 600A NLB | CONNECTOR CONFIGURATIONS | UNDERGROUND ELECTRIC DISTRIBUTION |  | EA | X | X
27100 | CC5995 | MU CONN CONFIG 600A 5995 (MANHOLE) | CONNECTOR CONFIGURATIONS - 600A NLB | CONNECTOR CONFIGURATIONS | UNDERGROUND ELECTRIC DISTRIBUTION |  | EA | X | X
27100 | CC7773 | MU CONN CONFIG 600A 7773 (MANHOLE) | CONNECTOR CONFIGURATIONS - 600A NLB | CONNECTOR CONFIGURATIONS | UNDERGROUND ELECTRIC DISTRIBUTION |  | EA | X | X
27100 | CC7775 | MU CONN CONFIG 600A 7775 (MANHOLE) | CONNECTOR CONFIGURATIONS - 600A NLB | CONNECTOR CONFIGURATIONS | UNDERGROUND ELECTRIC DISTRIBUTION |  | EA | X | X
27100 | CC8883 | MU CONN CONFIG 600A 8883 (MANHOLE) | CONNECTOR CONFIGURATIONS - 600A NLB | CONNECTOR CONFIGURATIONS | UNDERGROUND ELECTRIC DISTRIBUTION |  | EA | X | X
27100 | CC8885 | MU CONN CONFIG 600A 8885 (MANHOLE) | CONNECTOR CONFIGURATIONS - 600A NLB | CONNECTOR CONFIGURATIONS | UNDERGROUND ELECTRIC DISTRIBUTION |  | EA | X | X
27100 | CC9993 | MU CONN CONFIG 600A 9993 (MANHOLE) | CONNECTOR CONFIGURATIONS - 600A NLB | CONNECTOR CONFIGURATIONS | UNDERGROUND ELECTRIC DISTRIBUTION |  | EA | X | X
27100 | CC9995 | MU CONN CONFIG 600A 9995 (MANHOLE) | CONNECTOR CONFIGURATIONS - 600A NLB | CONNECTOR CONFIGURATIONS | UNDERGROUND ELECTRIC DISTRIBUTION |  | EA | X | X
27100 | JTN07 | MU 600A JUNCTION W/1 RUN 350+TEST/GRD PT | CONNECTOR CONFIGURATIONS - 600A NLB | CONNECTOR CONFIGURATIONS | UNDERGROUND ELECTRIC DISTRIBUTION |  | EA | X | X
27100 | JTN08 | MU 600A JUNCTION W/1 RUN 750+TEST/GRD PT | CONNECTOR CONFIGURATIONS - 600A NLB | CONNECTOR CONFIGURATIONS | UNDERGROUND ELECTRIC DISTRIBUTION |  | EA | X | X
27100 | JTN09 | MU 600A JUNCTN W/1 RUN 1000+TEST/GRD PT | CONNECTOR CONFIGURATIONS - 600A NLB | CONNECTOR CONFIGURATIONS | UNDERGROUND ELECTRIC DISTRIBUTION |  | EA | X | X
27100 | JTN707 | MU 600A JUNCTION W/2 RUN 350+TEST/GRD PT | CONNECTOR CONFIGURATIONS - 600A NLB | CONNECTOR CONFIGURATIONS | UNDERGROUND ELECTRIC DISTRIBUTION |  | EA | X | X
27100 | JTN808 | MU 600A JUNCTION W/2 RUN 750+TEST/GRD PT | CONNECTOR CONFIGURATIONS - 600A NLB | CONNECTOR CONFIGURATIONS | UNDERGROUND ELECTRIC DISTRIBUTION |  | EA | X | X
27100 | JTN909 | MU 600A JUNCTN W/2 RUN 1000+TEST/GRD PT | CONNECTOR CONFIGURATIONS - 600A NLB | CONNECTOR CONFIGURATIONS | UNDERGROUND ELECTRIC DISTRIBUTION |  | EA | X | X
27100 | VS77 | MU VAULT STRETCHER 350 TO 350 W/PLUG END | CONNECTOR CONFIGURATIONS - 600A NLB | CONNECTOR CONFIGURATIONS | UNDERGROUND ELECTRIC DISTRIBUTION |  | EA | X | X
27100 | VS770 | MU VAULT STRETCHER 350-350 W/LB BUSHING | CONNECTOR CONFIGURATIONS - 600A NLB | CONNECTOR CONFIGURATIONS | UNDERGROUND ELECTRIC DISTRIBUTION |  | EA | X | X
27100 | VS773 | MU VAULT STRETCHER 350 TO 350 TO #2 AL | CONNECTOR CONFIGURATIONS - 600A NLB | CONNECTOR CONFIGURATIONS | UNDERGROUND ELECTRIC DISTRIBUTION |  | EA | X | X
27100 | VS775 | MU VAULT STRETCHER 350 TO 350 TO 2/0 AL | CONNECTOR CONFIGURATIONS - 600A NLB | CONNECTOR CONFIGURATIONS | UNDERGROUND ELECTRIC DISTRIBUTION |  | EA | X | X
27100 | VS777 | MU VAULT STRETCHER 350-350-350 | CONNECTOR CONFIGURATIONS - 600A NLB | CONNECTOR CONFIGURATIONS | UNDERGROUND ELECTRIC DISTRIBUTION |  | EA | X | X
27100 | VS88 | MU VAULT STRETCHER 750 TO 750 W/PLUG END | CONNECTOR CONFIGURATIONS - 600A NLB | CONNECTOR CONFIGURATIONS | UNDERGROUND ELECTRIC DISTRIBUTION |  | EA | X | X
27100 | VS880 | MU VAULT STRETCHER 750-750 W/LB BUSHING | CONNECTOR CONFIGURATIONS - 600A NLB | CONNECTOR CONFIGURATIONS | UNDERGROUND ELECTRIC DISTRIBUTION |  | EA | X | X
27100 | VS883 | MU VAULT STRETCHER 750 TO 750 TO #2 AL | CONNECTOR CONFIGURATIONS - 600A NLB | CONNECTOR CONFIGURATIONS | UNDERGROUND ELECTRIC DISTRIBUTION |  | EA | X | X
27100 | VS885 | MU VAULT STRETCHER 750 TO 750 TO 2/0 AL | CONNECTOR CONFIGURATIONS - 600A NLB | CONNECTOR CONFIGURATIONS | UNDERGROUND ELECTRIC DISTRIBUTION |  | EA | X | X
27100 | VS888 | MU VAULT STRETCHER 750-750-750 | CONNECTOR CONFIGURATIONS - 600A NLB | CONNECTOR CONFIGURATIONS | UNDERGROUND ELECTRIC DISTRIBUTION |  | EA | X | X
27100 | VS99 | MU VAULT STRETCHER 1000-1000 W/PLUG END | CONNECTOR CONFIGURATIONS - 600A NLB | CONNECTOR CONFIGURATIONS | UNDERGROUND ELECTRIC DISTRIBUTION |  | EA | X | X
27100 | VS990 | MU VAULT STRETCHER 1000-1000 W/LB BUSHNG | CONNECTOR CONFIGURATIONS - 600A NLB | CONNECTOR CONFIGURATIONS | UNDERGROUND ELECTRIC DISTRIBUTION |  | EA | X | X
27100 | VS993 | MU VAULT STRETCHER 1000 TO 1000 TO #2 AL | CONNECTOR CONFIGURATIONS - 600A NLB | CONNECTOR CONFIGURATIONS | UNDERGROUND ELECTRIC DISTRIBUTION |  | EA | X | X
27100 | VS995 | MU VAULT STRETCH 1000 TO 1000 TO 2/0 AL | CONNECTOR CONFIGURATIONS - 600A NLB | CONNECTOR CONFIGURATIONS | UNDERGROUND ELECTRIC DISTRIBUTION |  | EA | X | X
27100 | VS999 | MU VAULT STRETCHER 1000-1000-1000 | CONNECTOR CONFIGURATIONS - 600A NLB | CONNECTOR CONFIGURATIONS | UNDERGROUND ELECTRIC DISTRIBUTION |  | EA | X | X
27110 | C---F0 | MU CONN CONFIG 600A F0 (ON/OFF SWI) | CONNECTOR CONFIGURATIONS - 600A W/LB | CONNECTOR CONFIGURATIONS | UNDERGROUND ELECTRIC DISTRIBUTION |  | EA | X | X
27110 | C--T73 | MU CONN CONFIG 600A T73 (ON/OFF SWI) | CONNECTOR CONFIGURATIONS - 600A W/LB | CONNECTOR CONFIGURATIONS | UNDERGROUND ELECTRIC DISTRIBUTION |  | EA | X | X
27110 | C--T75 | MU CONN CONFIG 600A T75 (ON/OFF SWI) | CONNECTOR CONFIGURATIONS - 600A W/LB | CONNECTOR CONFIGURATIONS | UNDERGROUND ELECTRIC DISTRIBUTION |  | EA | X | X
27110 | C--T7B | MU CONN CONFIG 600A T7B (ON/OFF SWI) | CONNECTOR CONFIGURATIONS - 600A W/LB | CONNECTOR CONFIGURATIONS | UNDERGROUND ELECTRIC DISTRIBUTION |  | EA | X | X
27110 | C--T7C | MU CONN CONFIG 600A T7C (ON/OFF SWI) | CONNECTOR CONFIGURATIONS - 600A W/LB | CONNECTOR CONFIGURATIONS | UNDERGROUND ELECTRIC DISTRIBUTION |  | EA | X | X
27110 | C--T83 | MU CONN CONFIG 600A T83 (ON/OFF SWI) | CONNECTOR CONFIGURATIONS - 600A W/LB | CONNECTOR CONFIGURATIONS | UNDERGROUND ELECTRIC DISTRIBUTION |  | EA | X | X
27110 | C--T85 | MU CONN CONFIG 600A T85 (ON/OFF SWI) | CONNECTOR CONFIGURATIONS - 600A W/LB | CONNECTOR CONFIGURATIONS | UNDERGROUND ELECTRIC DISTRIBUTION |  | EA | X | X
27110 | C--T8B | MU CONN CONFIG 600A T8B (ON/OFF SWI) | CONNECTOR CONFIGURATIONS - 600A W/LB | CONNECTOR CONFIGURATIONS | UNDERGROUND ELECTRIC DISTRIBUTION |  | EA | X | X
27110 | C--T8C | MU CONN CONFIG 600A T8C (ON/OFF SWI) | CONNECTOR CONFIGURATIONS - 600A W/LB | CONNECTOR CONFIGURATIONS | UNDERGROUND ELECTRIC DISTRIBUTION |  | EA | X | X
27110 | C--T93 | MU CONN CONFIG 600A T93 (ON/OFF SWI) | CONNECTOR CONFIGURATIONS - 600A W/LB | CONNECTOR CONFIGURATIONS | UNDERGROUND ELECTRIC DISTRIBUTION |  | EA | X | X
27110 | C--T95 | MU CONN CONFIG 600A T95 (ON/OFF SWI) | CONNECTOR CONFIGURATIONS - 600A W/LB | CONNECTOR CONFIGURATIONS | UNDERGROUND ELECTRIC DISTRIBUTION |  | EA | X | X
27110 | C--T9B | MU CONN CONFIG 600A T9B (ON/OFF SWI) | CONNECTOR CONFIGURATIONS - 600A W/LB | CONNECTOR CONFIGURATIONS | UNDERGROUND ELECTRIC DISTRIBUTION |  | EA | X | X
27110 | C--T9C | MU CONN CONFIG 600A T9C (ON/OFF SWI) | CONNECTOR CONFIGURATIONS - 600A W/LB | CONNECTOR CONFIGURATIONS | UNDERGROUND ELECTRIC DISTRIBUTION |  | EA | X | X
27110 | C-0777 | MU CONN CONFIG 600A 0777 (HANDHOLE) | CONNECTOR CONFIGURATIONS - 600A W/LB | CONNECTOR CONFIGURATIONS | UNDERGROUND ELECTRIC DISTRIBUTION |  | EA | X | X
27110 | C-07D5 | MU CONN CONFIG 600A 07D5 (HANDHOLE) | CONNECTOR CONFIGURATIONS - 600A W/LB | CONNECTOR CONFIGURATIONS | UNDERGROUND ELECTRIC DISTRIBUTION |  | EA | X | X
27110 | C-0888 | MU CONN CONFIG 600A 0888 (HANDHOLE) | CONNECTOR CONFIGURATIONS - 600A W/LB | CONNECTOR CONFIGURATIONS | UNDERGROUND ELECTRIC DISTRIBUTION |  | EA | X | X
27110 | C-08D5 | MU CONN CONFIG 600A 08D5 (HANDHOLE) | CONNECTOR CONFIGURATIONS - 600A W/LB | CONNECTOR CONFIGURATIONS | UNDERGROUND ELECTRIC DISTRIBUTION |  | EA | X | X
27110 | C-0999 | MU CONN CONFIG 600A 0999 (HANDHOLE) | CONNECTOR CONFIGURATIONS - 600A W/LB | CONNECTOR CONFIGURATIONS | UNDERGROUND ELECTRIC DISTRIBUTION |  | EA | X | X
27110 | C-09D5 | MU CONN CONFIG 600A 09D5 (HANDHOLE) | CONNECTOR CONFIGURATIONS - 600A W/LB | CONNECTOR CONFIGURATIONS | UNDERGROUND ELECTRIC DISTRIBUTION |  | EA | X | X
27110 | C-B7D5 | MU CONN CONFIG 600A B7D5 (HANDHOLE) | CONNECTOR CONFIGURATIONS - 600A W/LB | CONNECTOR CONFIGURATIONS | UNDERGROUND ELECTRIC DISTRIBUTION |  | EA | X | X
27110 | C-B8D5 | MU CONN CONFIG 600A B8D5 (HANDHOLE) | CONNECTOR CONFIGURATIONS - 600A W/LB | CONNECTOR CONFIGURATIONS | UNDERGROUND ELECTRIC DISTRIBUTION |  | EA | X | X
27110 | C-B9D5 | MU CONN CONFIG 600A B9D5 (HANDHOLE) | CONNECTOR CONFIGURATIONS - 600A W/LB | CONNECTOR CONFIGURATIONS | UNDERGROUND ELECTRIC DISTRIBUTION |  | EA | X | X
27110 | C-C7D5 | MU CONN CONFIG 600A C7D5 (HANDHOLE) | CONNECTOR CONFIGURATIONS - 600A W/LB | CONNECTOR CONFIGURATIONS | UNDERGROUND ELECTRIC DISTRIBUTION |  | EA | X | X
27110 | C-C8D5 | MU CONN CONFIG 600A C8D5 (HANDHOLE) | CONNECTOR CONFIGURATIONS - 600A W/LB | CONNECTOR CONFIGURATIONS | UNDERGROUND ELECTRIC DISTRIBUTION |  | EA | X | X
27110 | C-C9D5 | MU CONN CONFIG 600A C9D5 (HANDHOLE) | CONNECTOR CONFIGURATIONS - 600A W/LB | CONNECTOR CONFIGURATIONS | UNDERGROUND ELECTRIC DISTRIBUTION |  | EA | X | X
27110 | C-L377 | MU CONN CONFIG 600A L377 (HANDHOLE) | CONNECTOR CONFIGURATIONS - 600A W/LB | CONNECTOR CONFIGURATIONS | UNDERGROUND ELECTRIC DISTRIBUTION |  | EA | X | X
27110 | C-L388 | MU CONN CONFIG 600A L388 (HANDHOLE) | CONNECTOR CONFIGURATIONS - 600A W/LB | CONNECTOR CONFIGURATIONS | UNDERGROUND ELECTRIC DISTRIBUTION |  | EA | X | X
27110 | C-L399 | MU CONN CONFIG 600A L399 (HANDHOLE) | CONNECTOR CONFIGURATIONS - 600A W/LB | CONNECTOR CONFIGURATIONS | UNDERGROUND ELECTRIC DISTRIBUTION |  | EA | X | X
27110 | C-L577 | MU CONN CONFIG 600A L577 (HANDHOLE) | CONNECTOR CONFIGURATIONS - 600A W/LB | CONNECTOR CONFIGURATIONS | UNDERGROUND ELECTRIC DISTRIBUTION |  | EA | X | X
27110 | C-L588 | MU CONN CONFIG 600A L588 (HANDHOLE) | CONNECTOR CONFIGURATIONS - 600A W/LB | CONNECTOR CONFIGURATIONS | UNDERGROUND ELECTRIC DISTRIBUTION |  | EA | X | X
27110 | C-L599 | MU CONN CONFIG 600A L599 (HANDHOLE) | CONNECTOR CONFIGURATIONS - 600A W/LB | CONNECTOR CONFIGURATIONS | UNDERGROUND ELECTRIC DISTRIBUTION |  | EA | X | X
27110 | C-TT70 | MU CONN CONFIG 600A TT70 (ON/OFF SWI) | CONNECTOR CONFIGURATIONS - 600A W/LB | CONNECTOR CONFIGURATIONS | UNDERGROUND ELECTRIC DISTRIBUTION |  | EA | X | X
27110 | C-TT80 | MU CONN CONFIG 600A TT80 (ON/OFF SWI) | CONNECTOR CONFIGURATIONS - 600A W/LB | CONNECTOR CONFIGURATIONS | UNDERGROUND ELECTRIC DISTRIBUTION |  | EA | X | X
27110 | C-TT90 | MU CONN CONFIG 600A TT90 (ON/OFF SWI) | CONNECTOR CONFIGURATIONS - 600A W/LB | CONNECTOR CONFIGURATIONS | UNDERGROUND ELECTRIC DISTRIBUTION |  | EA | X | X
27110 | C077D3 | MU CONN CONFIG 600A 077D3 (HANDHOLE) | CONNECTOR CONFIGURATIONS - 600A W/LB | CONNECTOR CONFIGURATIONS | UNDERGROUND ELECTRIC DISTRIBUTION |  | EA | X | X
27110 | C077D5 | MU CONN CONFIG 600A 077D5 (HANDHOLE) | CONNECTOR CONFIGURATIONS - 600A W/LB | CONNECTOR CONFIGURATIONS | UNDERGROUND ELECTRIC DISTRIBUTION |  | EA | X | X
27110 | C088D3 | MU CONN CONFIG 600A 088D3 (HANDHOLE) | CONNECTOR CONFIGURATIONS - 600A W/LB | CONNECTOR CONFIGURATIONS | UNDERGROUND ELECTRIC DISTRIBUTION |  | EA | X | X
27110 | C088D5 | MU CONN CONFIG 600A 088D5 (HANDHOLE) | CONNECTOR CONFIGURATIONS - 600A W/LB | CONNECTOR CONFIGURATIONS | UNDERGROUND ELECTRIC DISTRIBUTION |  | EA | X | X
27110 | C099D3 | MU CONN CONFIG 600A 099D3 (HANDHOLE) | CONNECTOR CONFIGURATIONS - 600A W/LB | CONNECTOR CONFIGURATIONS | UNDERGROUND ELECTRIC DISTRIBUTION |  | EA | X | X
27110 | C099D5 | MU CONN CONFIG 600A 099D5 (HANDHOLE) | CONNECTOR CONFIGURATIONS - 600A W/LB | CONNECTOR CONFIGURATIONS | UNDERGROUND ELECTRIC DISTRIBUTION |  | EA | X | X
27110 | CB77D5 | MU CONN CONFIG 600A B77D5 (HANDHOLE) | CONNECTOR CONFIGURATIONS - 600A W/LB | CONNECTOR CONFIGURATIONS | UNDERGROUND ELECTRIC DISTRIBUTION |  | EA | X | X
27110 | CB88D5 | MU CONN CONFIG 600A B88D5 (HANDHOLE) | CONNECTOR CONFIGURATIONS - 600A W/LB | CONNECTOR CONFIGURATIONS | UNDERGROUND ELECTRIC DISTRIBUTION |  | EA | X | X
27110 | CB99D5 | MU CONN CONFIG 600A B99D5 (HANDHOLE) | CONNECTOR CONFIGURATIONS - 600A W/LB | CONNECTOR CONFIGURATIONS | UNDERGROUND ELECTRIC DISTRIBUTION |  | EA | X | X
27110 | CC--07 | MU CONN CONFIG 600A 07 (HANDHOLE) | CONNECTOR CONFIGURATIONS - 600A W/LB | CONNECTOR CONFIGURATIONS | UNDERGROUND ELECTRIC DISTRIBUTION |  | EA | X | X
27110 | CC--08 | MU CONN CONFIG 600A 08 (HANDHOLE) | CONNECTOR CONFIGURATIONS - 600A W/LB | CONNECTOR CONFIGURATIONS | UNDERGROUND ELECTRIC DISTRIBUTION |  | EA | X | X
27110 | CC--09 | MU CONN CONFIG 600A 09 (HANDHOLE) | CONNECTOR CONFIGURATIONS - 600A W/LB | CONNECTOR CONFIGURATIONS | UNDERGROUND ELECTRIC DISTRIBUTION |  | EA | X | X
27110 | CC--B7 | MU CONN CONFIG 600A B7 (HANDHOLE) | CONNECTOR CONFIGURATIONS - 600A W/LB | CONNECTOR CONFIGURATIONS | UNDERGROUND ELECTRIC DISTRIBUTION |  | EA | X | X
27110 | CC--B8 | MU CONN CONFIG 600A B8 (HANDHOLE) | CONNECTOR CONFIGURATIONS - 600A W/LB | CONNECTOR CONFIGURATIONS | UNDERGROUND ELECTRIC DISTRIBUTION |  | EA | X | X
27110 | CC--B9 | MU CONN CONFIG 600A B9 (HANDHOLE) | CONNECTOR CONFIGURATIONS - 600A W/LB | CONNECTOR CONFIGURATIONS | UNDERGROUND ELECTRIC DISTRIBUTION |  | EA | X | X
27110 | CC--C7 | MU CONN CONFIG 600A C7 (HANDHOLE) | CONNECTOR CONFIGURATIONS - 600A W/LB | CONNECTOR CONFIGURATIONS | UNDERGROUND ELECTRIC DISTRIBUTION |  | EA | X | X
27110 | CC--C8 | MU CONN CONFIG 600A C8 (HANDHOLE) | CONNECTOR CONFIGURATIONS - 600A W/LB | CONNECTOR CONFIGURATIONS | UNDERGROUND ELECTRIC DISTRIBUTION |  | EA | X | X
27110 | CC--C9 | MU CONN CONFIG 600A C9 (HANDHOLE) | CONNECTOR CONFIGURATIONS - 600A W/LB | CONNECTOR CONFIGURATIONS | UNDERGROUND ELECTRIC DISTRIBUTION |  | EA | X | X
27110 | CC--E0 | MU CONN CONFIG 600A E0 (SWI) | CONNECTOR CONFIGURATIONS - 600A W/LB | CONNECTOR CONFIGURATIONS | UNDERGROUND ELECTRIC DISTRIBUTION |  | EA | X | X
27110 | CC--E3 | MU CONN CONFIG 600A E3 (SWI) | CONNECTOR CONFIGURATIONS - 600A W/LB | CONNECTOR CONFIGURATIONS | UNDERGROUND ELECTRIC DISTRIBUTION |  | EA | X | X
27110 | CC--E5 | MU CONN CONFIG 600A E5 (SWI) | CONNECTOR CONFIGURATIONS - 600A W/LB | CONNECTOR CONFIGURATIONS | UNDERGROUND ELECTRIC DISTRIBUTION |  | EA | X | X
27110 | CC--EB | MU CONN CONFIG 600A EB (SWI) | CONNECTOR CONFIGURATIONS - 600A W/LB | CONNECTOR CONFIGURATIONS | UNDERGROUND ELECTRIC DISTRIBUTION |  | EA | X | X
27110 | CC--EC | MU CONN CONFIG 600A EC (SWI) | CONNECTOR CONFIGURATIONS - 600A W/LB | CONNECTOR CONFIGURATIONS | UNDERGROUND ELECTRIC DISTRIBUTION |  | EA | X | X
27110 | CC-077 | MU CONN CONFIG 600A 077 (HANDHOLE) | CONNECTOR CONFIGURATIONS - 600A W/LB | CONNECTOR CONFIGURATIONS | UNDERGROUND ELECTRIC DISTRIBUTION |  | EA | X | X
27110 | CC-078 | MU CONN CONFIG 600A 078 (HANDHOLE) | CONNECTOR CONFIGURATIONS - 600A W/LB | CONNECTOR CONFIGURATIONS | UNDERGROUND ELECTRIC DISTRIBUTION |  | EA | X | X
27110 | CC-079 | MU CONN CONFIG 600A 079 (HANDHOLE) | CONNECTOR CONFIGURATIONS - 600A W/LB | CONNECTOR CONFIGURATIONS | UNDERGROUND ELECTRIC DISTRIBUTION |  | EA | X | X
27110 | CC-088 | MU CONN CONFIG 600A 088 (HANDHOLE) | CONNECTOR CONFIGURATIONS - 600A W/LB | CONNECTOR CONFIGURATIONS | UNDERGROUND ELECTRIC DISTRIBUTION |  | EA | X | X
27110 | CC-089 | MU CONN CONFIG 600A 089 (HANDHOLE) | CONNECTOR CONFIGURATIONS - 600A W/LB | CONNECTOR CONFIGURATIONS | UNDERGROUND ELECTRIC DISTRIBUTION |  | EA | X | X
27110 | CC-099 | MU CONN CONFIG 600A 099 (HANDHOLE) | CONNECTOR CONFIGURATIONS - 600A W/LB | CONNECTOR CONFIGURATIONS | UNDERGROUND ELECTRIC DISTRIBUTION |  | EA | X | X
27110 | CC-B77 | MU CONN CONFIG 600A B77 (HANDHOLE) | CONNECTOR CONFIGURATIONS - 600A W/LB | CONNECTOR CONFIGURATIONS | UNDERGROUND ELECTRIC DISTRIBUTION |  | EA | X | X
27110 | CC-B88 | MU CONN CONFIG 600A B88 (HANDHOLE) | CONNECTOR CONFIGURATIONS - 600A W/LB | CONNECTOR CONFIGURATIONS | UNDERGROUND ELECTRIC DISTRIBUTION |  | EA | X | X
27110 | CC-B99 | MU CONN CONFIG 600A B99 (HANDHOLE) | CONNECTOR CONFIGURATIONS - 600A W/LB | CONNECTOR CONFIGURATIONS | UNDERGROUND ELECTRIC DISTRIBUTION |  | EA | X | X
27110 | CC-C77 | MU CONN CONFIG 600A C77 (HANDHOLE) | CONNECTOR CONFIGURATIONS - 600A W/LB | CONNECTOR CONFIGURATIONS | UNDERGROUND ELECTRIC DISTRIBUTION |  | EA | X | X
27110 | CC-C88 | MU CONN CONFIG 600A C88 (HANDHOLE) | CONNECTOR CONFIGURATIONS - 600A W/LB | CONNECTOR CONFIGURATIONS | UNDERGROUND ELECTRIC DISTRIBUTION |  | EA | X | X
27110 | CC-C99 | MU CONN CONFIG 600A C99 (HANDHOLE) | CONNECTOR CONFIGURATIONS - 600A W/LB | CONNECTOR CONFIGURATIONS | UNDERGROUND ELECTRIC DISTRIBUTION |  | EA | X | X
27110 | CC-L37 | MU CONN CONFIG 600A L37 (HANDHOLE) | CONNECTOR CONFIGURATIONS - 600A W/LB | CONNECTOR CONFIGURATIONS | UNDERGROUND ELECTRIC DISTRIBUTION |  | EA | X | X
27110 | CC-L38 | MU CONN CONFIG 600A L38 (HANDHOLE) | CONNECTOR CONFIGURATIONS - 600A W/LB | CONNECTOR CONFIGURATIONS | UNDERGROUND ELECTRIC DISTRIBUTION |  | EA | X | X
27110 | CC-L39 | MU CONN CONFIG 600A L39 (HANDHOLE) | CONNECTOR CONFIGURATIONS - 600A W/LB | CONNECTOR CONFIGURATIONS | UNDERGROUND ELECTRIC DISTRIBUTION |  | EA | X | X
27110 | CC-L57 | MU CONN CONFIG 600A L57 (HANDHOLE) | CONNECTOR CONFIGURATIONS - 600A W/LB | CONNECTOR CONFIGURATIONS | UNDERGROUND ELECTRIC DISTRIBUTION |  | EA | X | X
27110 | CC-L58 | MU CONN CONFIG 600A L58 (HANDHOLE) | CONNECTOR CONFIGURATIONS - 600A W/LB | CONNECTOR CONFIGURATIONS | UNDERGROUND ELECTRIC DISTRIBUTION |  | EA | X | X
27110 | CC-L59 | MU CONN CONFIG 600A L59 (HANDHOLE) | CONNECTOR CONFIGURATIONS - 600A W/LB | CONNECTOR CONFIGURATIONS | UNDERGROUND ELECTRIC DISTRIBUTION |  | EA | X | X
27110 | CC-P70 | MU CONN CONFIG 600A P70 (SWI) | CONNECTOR CONFIGURATIONS - 600A W/LB | CONNECTOR CONFIGURATIONS | UNDERGROUND ELECTRIC DISTRIBUTION |  | EA | X | X
27110 | CC-P73 | MU CONN CONFIG 600A P73 (SWI) | CONNECTOR CONFIGURATIONS - 600A W/LB | CONNECTOR CONFIGURATIONS | UNDERGROUND ELECTRIC DISTRIBUTION |  | EA | X | X
27110 | CC-P75 | MU CONN CONFIG 600A P75 (SWI) | CONNECTOR CONFIGURATIONS - 600A W/LB | CONNECTOR CONFIGURATIONS | UNDERGROUND ELECTRIC DISTRIBUTION |  | EA | X | X
27110 | CC-P7B | MU CONN CONFIG 600A P7B (SWI) | CONNECTOR CONFIGURATIONS - 600A W/LB | CONNECTOR CONFIGURATIONS | UNDERGROUND ELECTRIC DISTRIBUTION |  | EA | X | X
27110 | CC-P7C | MU CONN CONFIG 600A P7C (SWI) | CONNECTOR CONFIGURATIONS - 600A W/LB | CONNECTOR CONFIGURATIONS | UNDERGROUND ELECTRIC DISTRIBUTION |  | EA | X | X
27110 | CC-P80 | MU CONN CONFIG 600A P80 (SWI) | CONNECTOR CONFIGURATIONS - 600A W/LB | CONNECTOR CONFIGURATIONS | UNDERGROUND ELECTRIC DISTRIBUTION |  | EA | X | X
27110 | CC-P83 | MU CONN CONFIG 600A P83 (SWI) | CONNECTOR CONFIGURATIONS - 600A W/LB | CONNECTOR CONFIGURATIONS | UNDERGROUND ELECTRIC DISTRIBUTION |  | EA | X | X
27110 | CC-P85 | MU CONN CONFIG 600A P85 (SWI) | CONNECTOR CONFIGURATIONS - 600A W/LB | CONNECTOR CONFIGURATIONS | UNDERGROUND ELECTRIC DISTRIBUTION |  | EA | X | X
27110 | CC-P8B | MU CONN CONFIG 600A P8B (SWI) | CONNECTOR CONFIGURATIONS - 600A W/LB | CONNECTOR CONFIGURATIONS | UNDERGROUND ELECTRIC DISTRIBUTION |  | EA | X | X
27110 | CC-P8C | MU CONN CONFIG 600A P8C (SWI) | CONNECTOR CONFIGURATIONS - 600A W/LB | CONNECTOR CONFIGURATIONS | UNDERGROUND ELECTRIC DISTRIBUTION |  | EA | X | X
27110 | CC-P90 | MU CONN CONFIG 600A P90 (SWI) | CONNECTOR CONFIGURATIONS - 600A W/LB | CONNECTOR CONFIGURATIONS | UNDERGROUND ELECTRIC DISTRIBUTION |  | EA | X | X
27110 | CC-P93 | MU CONN CONFIG 600A P93 (SWI) | CONNECTOR CONFIGURATIONS - 600A W/LB | CONNECTOR CONFIGURATIONS | UNDERGROUND ELECTRIC DISTRIBUTION |  | EA | X | X
27110 | CC-P95 | MU CONN CONFIG 600A P95 (SWI) | CONNECTOR CONFIGURATIONS - 600A W/LB | CONNECTOR CONFIGURATIONS | UNDERGROUND ELECTRIC DISTRIBUTION |  | EA | X | X
27110 | CC-P9B | MU CONN CONFIG 600A P9B (SWI) | CONNECTOR CONFIGURATIONS - 600A W/LB | CONNECTOR CONFIGURATIONS | UNDERGROUND ELECTRIC DISTRIBUTION |  | EA | X | X
27110 | CC-P9C | MU CONN CONFIG 600A P9C (SWI) | CONNECTOR CONFIGURATIONS - 600A W/LB | CONNECTOR CONFIGURATIONS | UNDERGROUND ELECTRIC DISTRIBUTION |  | EA | X | X
27110 | CC-R70 | MU CONN CONFIG 600A R70 (SER RESTORER) | CONNECTOR CONFIGURATIONS - 600A W/LB | CONNECTOR CONFIGURATIONS | UNDERGROUND ELECTRIC DISTRIBUTION |  | EA | X | X
27110 | CC-R73 | MU CONN CONFIG 600A R73 (SER RESTORER) | CONNECTOR CONFIGURATIONS - 600A W/LB | CONNECTOR CONFIGURATIONS | UNDERGROUND ELECTRIC DISTRIBUTION |  | EA | X | X
27110 | CC-R75 | MU CONN CONFIG 600A R75 (SER RESTORER) | CONNECTOR CONFIGURATIONS - 600A W/LB | CONNECTOR CONFIGURATIONS | UNDERGROUND ELECTRIC DISTRIBUTION |  | EA | X | X
27110 | CC-R7B | MU CONN CONFIG 600A R7B (SER RESTORER) | CONNECTOR CONFIGURATIONS - 600A W/LB | CONNECTOR CONFIGURATIONS | UNDERGROUND ELECTRIC DISTRIBUTION |  | EA | X | X
27110 | CC-R7C | MU CONN CONFIG 600A R7C (SER RESTORER) | CONNECTOR CONFIGURATIONS - 600A W/LB | CONNECTOR CONFIGURATIONS | UNDERGROUND ELECTRIC DISTRIBUTION |  | EA | X | X
27110 | CC-R80 | MU CONN CONFIG 600A R80 (SER RESTORER) | CONNECTOR CONFIGURATIONS - 600A W/LB | CONNECTOR CONFIGURATIONS | UNDERGROUND ELECTRIC DISTRIBUTION |  | EA | X | X
27110 | CC-R83 | MU CONN CONFIG 600A R83 (SER RESTORER) | CONNECTOR CONFIGURATIONS - 600A W/LB | CONNECTOR CONFIGURATIONS | UNDERGROUND ELECTRIC DISTRIBUTION |  | EA | X | X
27110 | CC-R85 | MU CONN CONFIG 600A R85 (SER RESTORER) | CONNECTOR CONFIGURATIONS - 600A W/LB | CONNECTOR CONFIGURATIONS | UNDERGROUND ELECTRIC DISTRIBUTION |  | EA | X | X
27110 | CC-R8B | MU CONN CONFIG 600A R8B (SER RESTORER) | CONNECTOR CONFIGURATIONS - 600A W/LB | CONNECTOR CONFIGURATIONS | UNDERGROUND ELECTRIC DISTRIBUTION |  | EA | X | X
27110 | CC-R8C | MU CONN CONFIG 600A R8C (SER RESTORER) | CONNECTOR CONFIGURATIONS - 600A W/LB | CONNECTOR CONFIGURATIONS | UNDERGROUND ELECTRIC DISTRIBUTION |  | EA | X | X
27110 | CC-R90 | MU CONN CONFIG 600A R90 (SER RESTORER) | CONNECTOR CONFIGURATIONS - 600A W/LB | CONNECTOR CONFIGURATIONS | UNDERGROUND ELECTRIC DISTRIBUTION |  | EA | X | X
27110 | CC-R93 | MU CONN CONFIG 600A R93 (SER RESTORER) | CONNECTOR CONFIGURATIONS - 600A W/LB | CONNECTOR CONFIGURATIONS | UNDERGROUND ELECTRIC DISTRIBUTION |  | EA | X | X
27110 | CC-R95 | MU CONN CONFIG 600A R95 (SER RESTORER) | CONNECTOR CONFIGURATIONS - 600A W/LB | CONNECTOR CONFIGURATIONS | UNDERGROUND ELECTRIC DISTRIBUTION |  | EA | X | X
27110 | CC-R9B | MU CONN CONFIG 600A R9B (SER RESTORER) | CONNECTOR CONFIGURATIONS - 600A W/LB | CONNECTOR CONFIGURATIONS | UNDERGROUND ELECTRIC DISTRIBUTION |  | EA | X | X
27110 | CC-R9C | MU CONN CONFIG 600A R9C (SER RESTORER) | CONNECTOR CONFIGURATIONS - 600A W/LB | CONNECTOR CONFIGURATIONS | UNDERGROUND ELECTRIC DISTRIBUTION |  | EA | X | X
27110 | CC-T70 | MU CONN CONFIG 600A T70 (ON/OFF SWI) | CONNECTOR CONFIGURATIONS - 600A W/LB | CONNECTOR CONFIGURATIONS | UNDERGROUND ELECTRIC DISTRIBUTION |  | EA | X | X
27110 | CC-T7B | MU CONN CONFIG 600A T7B (ON/OFF SWI) | CONNECTOR CONFIGURATIONS - 600A W/LB | CONNECTOR CONFIGURATIONS | UNDERGROUND ELECTRIC DISTRIBUTION |  | EA | X | X
27110 | CC-T7C | MU CONN CONFIG 600A T7C (ON/OFF SWI) | CONNECTOR CONFIGURATIONS - 600A W/LB | CONNECTOR CONFIGURATIONS | UNDERGROUND ELECTRIC DISTRIBUTION |  | EA | X | X
27110 | CC-T80 | MU CONN CONFIG 600A T80 (ON/OFF SWI) | CONNECTOR CONFIGURATIONS - 600A W/LB | CONNECTOR CONFIGURATIONS | UNDERGROUND ELECTRIC DISTRIBUTION |  | EA | X | X
27110 | CC-T8B | MU CONN CONFIG 600A T8B (ON/OFF SWI) | CONNECTOR CONFIGURATIONS - 600A W/LB | CONNECTOR CONFIGURATIONS | UNDERGROUND ELECTRIC DISTRIBUTION |  | EA | X | X
27110 | CC-T8C | MU CONN CONFIG 600A T8C (ON/OFF SWI) | CONNECTOR CONFIGURATIONS - 600A W/LB | CONNECTOR CONFIGURATIONS | UNDERGROUND ELECTRIC DISTRIBUTION |  | EA | X | X
27110 | CC-T90 | MU CONN CONFIG 600A T90 (ON/OFF SWI) | CONNECTOR CONFIGURATIONS - 600A W/LB | CONNECTOR CONFIGURATIONS | UNDERGROUND ELECTRIC DISTRIBUTION |  | EA | X | X
27110 | CC-T9B | MU CONN CONFIG 600A T9B (ON/OFF SWI) | CONNECTOR CONFIGURATIONS - 600A W/LB | CONNECTOR CONFIGURATIONS | UNDERGROUND ELECTRIC DISTRIBUTION |  | EA | X | X
27110 | CC-T9C | MU CONN CONFIG 600A T9C (ON/OFF SWI) | CONNECTOR CONFIGURATIONS - 600A W/LB | CONNECTOR CONFIGURATIONS | UNDERGROUND ELECTRIC DISTRIBUTION |  | EA | X | X
27110 | CC77D5 | MU CONN CONFIG 600A C77D5 (HANDHOLE) | CONNECTOR CONFIGURATIONS - 600A W/LB | CONNECTOR CONFIGURATIONS | UNDERGROUND ELECTRIC DISTRIBUTION |  | EA | X | X
27110 | CC88D5 | MU CONN CONFIG 600A C88D5 (HANDHOLE) | CONNECTOR CONFIGURATIONS - 600A W/LB | CONNECTOR CONFIGURATIONS | UNDERGROUND ELECTRIC DISTRIBUTION |  | EA | X | X
27110 | CC99D5 | MU CONN CONFIG 600A C99D5 (HANDHOLE) | CONNECTOR CONFIGURATIONS - 600A W/LB | CONNECTOR CONFIGURATIONS | UNDERGROUND ELECTRIC DISTRIBUTION |  | EA | X | X
27110 | CL3777 | MU CONN CONFIG 600A L3777 (HANDHOLE) | CONNECTOR CONFIGURATIONS - 600A W/LB | CONNECTOR CONFIGURATIONS | UNDERGROUND ELECTRIC DISTRIBUTION |  | EA | X | X
27110 | CL37D5 | MU CONN CONFIG 600A L37D5 (HANDHOLE) | CONNECTOR CONFIGURATIONS - 600A W/LB | CONNECTOR CONFIGURATIONS | UNDERGROUND ELECTRIC DISTRIBUTION |  | EA | X | X
27110 | CL3888 | MU CONN CONFIG 600A L3888 (HANDHOLE) | CONNECTOR CONFIGURATIONS - 600A W/LB | CONNECTOR CONFIGURATIONS | UNDERGROUND ELECTRIC DISTRIBUTION |  | EA | X | X
27110 | CL38D5 | MU CONN CONFIG 600A L38D5 (HAHDHOLE) | CONNECTOR CONFIGURATIONS - 600A W/LB | CONNECTOR CONFIGURATIONS | UNDERGROUND ELECTRIC DISTRIBUTION |  | EA | X | X
27110 | CL3999 | MU CONN CONFIG 600A L3999 (HANDHOLE) | CONNECTOR CONFIGURATIONS - 600A W/LB | CONNECTOR CONFIGURATIONS | UNDERGROUND ELECTRIC DISTRIBUTION |  | EA | X | X
27110 | CL39D5 | MU CONN CONFIG 600A L39D5 (HANDHOLE) | CONNECTOR CONFIGURATIONS - 600A W/LB | CONNECTOR CONFIGURATIONS | UNDERGROUND ELECTRIC DISTRIBUTION |  | EA | X | X
27110 | CL5777 | MU CONN CONFIG 600A L5777 (HANDHOLE) | CONNECTOR CONFIGURATIONS - 600A W/LB | CONNECTOR CONFIGURATIONS | UNDERGROUND ELECTRIC DISTRIBUTION |  | EA | X | X
27110 | CL57D5 | MU CONN CONFIG 600A L57D5 (HANDHOLE) | CONNECTOR CONFIGURATIONS - 600A W/LB | CONNECTOR CONFIGURATIONS | UNDERGROUND ELECTRIC DISTRIBUTION |  | EA | X | X
27110 | CL5888 | MU CONN CONFIG 600A L5888 (HANDHOLE) | CONNECTOR CONFIGURATIONS - 600A W/LB | CONNECTOR CONFIGURATIONS | UNDERGROUND ELECTRIC DISTRIBUTION |  | EA | X | X
27110 | CL5889 | MU CONN CONFIG 600A L5889 (HANDHOLE) | CONNECTOR CONFIGURATIONS - 600A W/LB | CONNECTOR CONFIGURATIONS | UNDERGROUND ELECTRIC DISTRIBUTION |  | EA | X | X
27110 | CL58D5 | MU CONN CONFIG 600A L58D5 (HANDHOLE) | CONNECTOR CONFIGURATIONS - 600A W/LB | CONNECTOR CONFIGURATIONS | UNDERGROUND ELECTRIC DISTRIBUTION |  | EA | X | X
27110 | CL5999 | MU CONN CONFIG 600A L5999 (HANDHOLE) | CONNECTOR CONFIGURATIONS - 600A W/LB | CONNECTOR CONFIGURATIONS | UNDERGROUND ELECTRIC DISTRIBUTION |  | EA | X | X
27110 | CL59D5 | MU CONN CONFIG 600A L59D5 (HANDHOLE) | CONNECTOR CONFIGURATIONS - 600A W/LB | CONNECTOR CONFIGURATIONS | UNDERGROUND ELECTRIC DISTRIBUTION |  | EA | X | X
27110 | L377D3 | MU CONN CONFIG 600A L377D3 (HANDHOLE) | CONNECTOR CONFIGURATIONS - 600A W/LB | CONNECTOR CONFIGURATIONS | UNDERGROUND ELECTRIC DISTRIBUTION |  | EA | X | X
27110 | L377D5 | MU CONN CONFIG 600A L377D5 (HANDHOLE) | CONNECTOR CONFIGURATIONS - 600A W/LB | CONNECTOR CONFIGURATIONS | UNDERGROUND ELECTRIC DISTRIBUTION |  | EA | X | X
27110 | L388D3 | MU CONN CONFIG 600A L388D3 (HANDHOLE) | CONNECTOR CONFIGURATIONS - 600A W/LB | CONNECTOR CONFIGURATIONS | UNDERGROUND ELECTRIC DISTRIBUTION |  | EA | X | X
27110 | L388D5 | MU CONN CONFIG 600A L388D5 (HANDHOLE) | CONNECTOR CONFIGURATIONS - 600A W/LB | CONNECTOR CONFIGURATIONS | UNDERGROUND ELECTRIC DISTRIBUTION |  | EA | X | X
27110 | L399D3 | MU CONN CONFIG 600A L399D3 (HANDHOLE) | CONNECTOR CONFIGURATIONS - 600A W/LB | CONNECTOR CONFIGURATIONS | UNDERGROUND ELECTRIC DISTRIBUTION |  | EA | X | X
27110 | L399D5 | MU CONN CONFIG 600A L399D5 (HANDHOLE) | CONNECTOR CONFIGURATIONS - 600A W/LB | CONNECTOR CONFIGURATIONS | UNDERGROUND ELECTRIC DISTRIBUTION |  | EA | X | X
27110 | L577D3 | MU CONN CONFIG 600A L577D3 (HANDHOLE) | CONNECTOR CONFIGURATIONS - 600A W/LB | CONNECTOR CONFIGURATIONS | UNDERGROUND ELECTRIC DISTRIBUTION |  | EA | X | X
27110 | L577D5 | MU CONN CONFIG 600A L577D5 (HANDHOLE) | CONNECTOR CONFIGURATIONS - 600A W/LB | CONNECTOR CONFIGURATIONS | UNDERGROUND ELECTRIC DISTRIBUTION |  | EA | X | X
27110 | L588D5 | MU CONN CONFIG 600A L588D5 (HANDHOLE) | CONNECTOR CONFIGURATIONS - 600A W/LB | CONNECTOR CONFIGURATIONS | UNDERGROUND ELECTRIC DISTRIBUTION |  | EA | X | X
27110 | L599D3 | MU CONN CONFIG 600A L599D3 (HANDHOLE) | CONNECTOR CONFIGURATIONS - 600A W/LB | CONNECTOR CONFIGURATIONS | UNDERGROUND ELECTRIC DISTRIBUTION |  | EA | X | X
27110 | L599D5 | MU CONN CONFIG 600A L599D5 (HANDHOLE) | CONNECTOR CONFIGURATIONS - 600A W/LB | CONNECTOR CONFIGURATIONS | UNDERGROUND ELECTRIC DISTRIBUTION |  | EA | X | X
27110 | LB77D5 | MU CONN CONFIG 600A LB77D5 (HANDHOLE) | CONNECTOR CONFIGURATIONS - 600A W/LB | CONNECTOR CONFIGURATIONS | UNDERGROUND ELECTRIC DISTRIBUTION |  | EA | X | X
28200 | J77000 | MU JUNCTION ASSEMBLY 600A - 200A TERM. | 600A - 200A JUNCTIONS | JUNCTIONS | UNDERGROUND ELECTRIC DISTRIBUTION |  | EA | X | X
28200 | J77330 | MU JUNCTION ASSEMBLY 600A - 200A TERM. | 600A - 200A JUNCTIONS | JUNCTIONS | UNDERGROUND ELECTRIC DISTRIBUTION |  | EA | X | X
28200 | J77550 | MU JUNCTION ASSEMBLY 600A - 200A TERM. | 600A - 200A JUNCTIONS | JUNCTIONS | UNDERGROUND ELECTRIC DISTRIBUTION |  | EA | X | X
28200 | J77BB0 | MU JUNCTION ASSEMBLY 600A - 200A TERM. | 600A - 200A JUNCTIONS | JUNCTIONS | UNDERGROUND ELECTRIC DISTRIBUTION |  | EA | X | X
28200 | J77BBB | MU JUNCTION ASSEMBLY 600A - 200A TERM. | 600A - 200A JUNCTIONS | JUNCTIONS | UNDERGROUND ELECTRIC DISTRIBUTION |  | EA | X | X
28200 | J77CC0 | MU JUNCTION ASSEMBLY 600A - 200A TERM. | 600A - 200A JUNCTIONS | JUNCTIONS | UNDERGROUND ELECTRIC DISTRIBUTION |  | EA | X | X
28200 | J78000 | MU JUNCTION ASSEMBLY 600A - 200A TERM. | 600A - 200A JUNCTIONS | JUNCTIONS | UNDERGROUND ELECTRIC DISTRIBUTION |  | EA | X | X
28200 | J78350 | MU JUNCTION ASSEMBLY 600A - 200A TERM | 600A - 200A JUNCTIONS | JUNCTIONS | UNDERGROUND ELECTRIC DISTRIBUTION |  | EA | X | X
28200 | J79000 | MU JUNCTION ASSEMBLY 600A - 200A TERM | 600A - 200A JUNCTIONS | JUNCTIONS | UNDERGROUND ELECTRIC DISTRIBUTION |  | EA | X | X
28200 | J79350 | MU JUNCTION ASSEMBLY 600A - 200A TERM. | 600A - 200A JUNCTIONS | JUNCTIONS | UNDERGROUND ELECTRIC DISTRIBUTION |  | EA | X | X
28200 | J7H000 | MU JUNCTION ASSEMBLY 600A - 200A TERM. | 600A - 200A JUNCTIONS | JUNCTIONS | UNDERGROUND ELECTRIC DISTRIBUTION |  | EA | X | X
28200 | J7H330 | MU JUNCTION ASSEMBLY 600A - 200A TERM. | 600A - 200A JUNCTIONS | JUNCTIONS | UNDERGROUND ELECTRIC DISTRIBUTION |  | EA | X | X
28200 | J7H350 | MU JUNCTION ASSEMBLY 600A - 200A TERM. | 600A - 200A JUNCTIONS | JUNCTIONS | UNDERGROUND ELECTRIC DISTRIBUTION |  | EA | X | X
28200 | J7H550 | MU JUNCTION ASSEMBLY 600A - 200A TERM | 600A - 200A JUNCTIONS | JUNCTIONS | UNDERGROUND ELECTRIC DISTRIBUTION |  | EA | X | X
28200 | J7HBB0 | MU JUNCTION ASSEMBLY 600A - 200A TERM. | 600A - 200A JUNCTIONS | JUNCTIONS | UNDERGROUND ELECTRIC DISTRIBUTION |  | EA | X | X
28200 | J7HCC0 | MU JUNCTION ASSEMBLY 600A - 200A TERM. | 600A - 200A JUNCTIONS | JUNCTIONS | UNDERGROUND ELECTRIC DISTRIBUTION |  | EA | X | X
28200 | J88000 | MU JUNCTION ASSEMBLY 600A - 200A TERM. | 600A - 200A JUNCTIONS | JUNCTIONS | UNDERGROUND ELECTRIC DISTRIBUTION |  | EA | X | X
28200 | J88330 | MU JUNCTION ASSEMBLY 600A - 200A TERM. | 600A - 200A JUNCTIONS | JUNCTIONS | UNDERGROUND ELECTRIC DISTRIBUTION |  | EA | X | X
28200 | J88550 | MU JUNCTION ASSEMBLY 600A - 200A TERM. | 600A - 200A JUNCTIONS | JUNCTIONS | UNDERGROUND ELECTRIC DISTRIBUTION |  | EA | X | X
28200 | J88BB0 | MU JUNCTION ASSEMBLY 600A - 200A TERM. | 600A - 200A JUNCTIONS | JUNCTIONS | UNDERGROUND ELECTRIC DISTRIBUTION |  | EA | X | X
28200 | J88CC0 | MU JUNCTION ASSEMBLY 600A - 200A TERM. | 600A - 200A JUNCTIONS | JUNCTIONS | UNDERGROUND ELECTRIC DISTRIBUTION |  | EA | X | X
28200 | J89000 | MU JUNCTION ASSEMBLY 600A - 200A TERM. | 600A - 200A JUNCTIONS | JUNCTIONS | UNDERGROUND ELECTRIC DISTRIBUTION |  | EA | X | X
28200 | J89350 | MU JUNCTION ASSEMBLY 600A - 200A TERM. | 600A - 200A JUNCTIONS | JUNCTIONS | UNDERGROUND ELECTRIC DISTRIBUTION |  | EA | X | X
28200 | J8H000 | MU JUNCTION ASSEMBLY 600A - 2OOA TERM. | 600A - 200A JUNCTIONS | JUNCTIONS | UNDERGROUND ELECTRIC DISTRIBUTION |  | EA | X | X
28200 | J8H330 | MU JUNCTION ASSEMBLY 600A - 200A TERM | 600A - 200A JUNCTIONS | JUNCTIONS | UNDERGROUND ELECTRIC DISTRIBUTION |  | EA | X | X
28200 | J8H350 | MU JUNCTION ASSEMBLY 600A - 200A TERM. | 600A - 200A JUNCTIONS | JUNCTIONS | UNDERGROUND ELECTRIC DISTRIBUTION |  | EA | X | X
28200 | J8H550 | MU JUNCTION ASSEMBLY 600A - 200A TERM | 600A - 200A JUNCTIONS | JUNCTIONS | UNDERGROUND ELECTRIC DISTRIBUTION |  | EA | X | X
28200 | J8HBB0 | MU JUNCTION ASSEMBLY 600A - 200A TERM | 600A - 200A JUNCTIONS | JUNCTIONS | UNDERGROUND ELECTRIC DISTRIBUTION |  | EA | X | X
28200 | J8HCC0 | MU JUNCTION ASSEMBLY 600A - 200A TERM. | 600A - 200A JUNCTIONS | JUNCTIONS | UNDERGROUND ELECTRIC DISTRIBUTION |  | EA | X | X
28200 | J99000 | MU JUNCTION ASSEMBLY 600A - 200A TERM. | 600A - 200A JUNCTIONS | JUNCTIONS | UNDERGROUND ELECTRIC DISTRIBUTION |  | EA | X | X
28200 | J99330 | MU JUNCTION ASSEMBLY 600A - 200A TERM. | 600A - 200A JUNCTIONS | JUNCTIONS | UNDERGROUND ELECTRIC DISTRIBUTION |  | EA | X | X
28200 | J99550 | MU JUNCTION ASSEMBLY 600A - 200A TERM. | 600A - 200A JUNCTIONS | JUNCTIONS | UNDERGROUND ELECTRIC DISTRIBUTION |  | EA | X | X
28200 | J99BB0 | MU JUNCTION ASSEMBLY 600A - 200A TERM. | 600A - 200A JUNCTIONS | JUNCTIONS | UNDERGROUND ELECTRIC DISTRIBUTION |  | EA | X | X
28200 | J99BBB | MU JUNCTION ASSEMBLY 600A - 200A TERM. | 600A - 200A JUNCTIONS | JUNCTIONS | UNDERGROUND ELECTRIC DISTRIBUTION |  | EA | X | X
28200 | J99CC0 | MU JUNCTION ASSEMBLY 600A - 200A TERM. | 600A - 200A JUNCTIONS | JUNCTIONS | UNDERGROUND ELECTRIC DISTRIBUTION |  | EA | X | X
28200 | J9H000 | MU JUNCTION ASSEMBLY 600A - 200A TERM. | 600A - 200A JUNCTIONS | JUNCTIONS | UNDERGROUND ELECTRIC DISTRIBUTION |  | EA | X | X
28200 | J9H330 | MU JUNCTION ASSEMBLY 600A - 200A TERM | 600A - 200A JUNCTIONS | JUNCTIONS | UNDERGROUND ELECTRIC DISTRIBUTION |  | EA | X | X
28200 | J9H350 | MU JUNCTION ASSEMBLY 600A - 200A TERM. | 600A - 200A JUNCTIONS | JUNCTIONS | UNDERGROUND ELECTRIC DISTRIBUTION |  | EA | X | X
28200 | J9H550 | MU JUNCTION ASSEMBLY 600A - 200A TERM. | 600A - 200A JUNCTIONS | JUNCTIONS | UNDERGROUND ELECTRIC DISTRIBUTION |  | EA | X | X
28200 | J9HBB0 | MU JUNCTION ASSEMBLY 600A - 200A TERM. | 600A - 200A JUNCTIONS | JUNCTIONS | UNDERGROUND ELECTRIC DISTRIBUTION |  | EA | X | X
28200 | J9HCC0 | MU JUNCTION ASSEMBLY 600A - 200A TERM. | 600A - 200A JUNCTIONS | JUNCTIONS | UNDERGROUND ELECTRIC DISTRIBUTION |  | EA | X | X
30010 | 2"PRI | SL 2" PRIMARY CONDUIT, CABLE & TRENCH | TRENCH CONDUIT CABLE STANDARD LOCATIONS | UNDERGROUND STANDARD LOCATIONS | UNDERGROUND ELECTRIC DISTRIBUTION |  | EA | X
30010 | 2"SEC | SL 2" SEC CONDUIT, CABLE & TRENCH | TRENCH CONDUIT CABLE STANDARD LOCATIONS | UNDERGROUND STANDARD LOCATIONS | UNDERGROUND ELECTRIC DISTRIBUTION |  | EA | X
30010 | 2"SERV | SL 2" SERVICE COND, CABLE & CONN-ADD MTR | TRENCH CONDUIT CABLE STANDARD LOCATIONS | UNDERGROUND STANDARD LOCATIONS | UNDERGROUND ELECTRIC DISTRIBUTION |  | EA | X
30010 | 2-5" | SL 2-5" & 1-4" PRI COND, CABLE & TRENCH | TRENCH CONDUIT CABLE STANDARD LOCATIONS | UNDERGROUND STANDARD LOCATIONS | UNDERGROUND ELECTRIC DISTRIBUTION |  | EA | X
30010 | 3"PRI | SL 3" PRIMARY CONDUIT, CABLE & TRENCH | TRENCH CONDUIT CABLE STANDARD LOCATIONS | UNDERGROUND STANDARD LOCATIONS | UNDERGROUND ELECTRIC DISTRIBUTION |  | EA | X
30010 | 3"SEC | SL 3" SEC CONDUIT, CABLE & TRENCH | TRENCH CONDUIT CABLE STANDARD LOCATIONS | UNDERGROUND STANDARD LOCATIONS | UNDERGROUND ELECTRIC DISTRIBUTION |  | EA | X
30010 | 4"PRI | SL 4" PRIMARY CONDUIT, CABLE & TRENCH | TRENCH CONDUIT CABLE STANDARD LOCATIONS | UNDERGROUND STANDARD LOCATIONS | UNDERGROUND ELECTRIC DISTRIBUTION |  | EA | X
30010 | 4"SEC | SL 4" SEC CONDUIT, CABLE & TRENCH | TRENCH CONDUIT CABLE STANDARD LOCATIONS | UNDERGROUND STANDARD LOCATIONS | UNDERGROUND ELECTRIC DISTRIBUTION |  | EA | X
30010 | 4"SERV | SL 2-4" SVC COND, CABLE & CONN-ADD METER | TRENCH CONDUIT CABLE STANDARD LOCATIONS | UNDERGROUND STANDARD LOCATIONS | UNDERGROUND ELECTRIC DISTRIBUTION |  | EA | X
30010 | 5"PRI | SL 5" PRIMARY CONDUIT, CABLE & TRENCH | TRENCH CONDUIT CABLE STANDARD LOCATIONS | UNDERGROUND STANDARD LOCATIONS | UNDERGROUND ELECTRIC DISTRIBUTION |  | EA | X
30010 | 5"SERV | SL 5" SERVICE COND, CABLE & CONN-ADD MTR | TRENCH CONDUIT CABLE STANDARD LOCATIONS | UNDERGROUND STANDARD LOCATIONS | UNDERGROUND ELECTRIC DISTRIBUTION |  | EA | X
30011 | 1-21PD | SL 1 PHASE 3421 PAD BY SDGE -CONVERSION | TRENCH,REPAIR,TRAFFIC CTL COMPANY WRK | UNDERGROUND STANDARD LOCATIONS | UNDERGROUND ELECTRIC DISTRIBUTION |  | EA | X
30011 | 2-21PD | SL 2 PHASE 3421 PAD BY SDGE -CONVERSION | TRENCH,REPAIR,TRAFFIC CTL COMPANY WRK | UNDERGROUND STANDARD LOCATIONS | UNDERGROUND ELECTRIC DISTRIBUTION |  | EA | X
30011 | 3-21PD | SL 3 PHASE 3421 PAD BY SDGE -CONVERSION | TRENCH,REPAIR,TRAFFIC CTL COMPANY WRK | UNDERGROUND STANDARD LOCATIONS | UNDERGROUND ELECTRIC DISTRIBUTION |  | EA | X
30011 | 3416TC | SL 3416 PAD - 3PH TERMINATING CABINET | TRENCH,REPAIR,TRAFFIC CTL COMPANY WRK | UNDERGROUND STANDARD LOCATIONS | UNDERGROUND ELECTRIC DISTRIBUTION |  | EA | X
30011 | 3PH-FC | SL 3PH FUSE CABINET BY SDGE -CONVERSION | TRENCH,REPAIR,TRAFFIC CTL COMPANY WRK | UNDERGROUND STANDARD LOCATIONS | UNDERGROUND ELECTRIC DISTRIBUTION |  | EA | X
30011 | BP3418 | SL 3418 BOX PAD FOR PME 3 & 5 | TRENCH,REPAIR,TRAFFIC CTL COMPANY WRK | UNDERGROUND STANDARD LOCATIONS | UNDERGROUND ELECTRIC DISTRIBUTION |  | EA | X
30011 | BP3423 | SL 3423 PAD FOR PME SWITCH | TRENCH,REPAIR,TRAFFIC CTL COMPANY WRK | UNDERGROUND STANDARD LOCATIONS | UNDERGROUND ELECTRIC DISTRIBUTION |  | EA | X
30011 | C-XFMR | SL 1 PH TRANSFORMER - CABLE JOB | TRENCH,REPAIR,TRAFFIC CTL COMPANY WRK | UNDERGROUND STANDARD LOCATIONS | UNDERGROUND ELECTRIC DISTRIBUTION |  | EA | X
30011 | CC-PRI | SL PRIMARY HANDHOLE - CABLE JOB | TRENCH,REPAIR,TRAFFIC CTL COMPANY WRK | UNDERGROUND STANDARD LOCATIONS | UNDERGROUND ELECTRIC DISTRIBUTION |  | EA | X
30011 | DB3312 | SL 3312 DOUBLE BODY BY SDGE -CONVERSION | TRENCH,REPAIR,TRAFFIC CTL COMPANY WRK | UNDERGROUND STANDARD LOCATIONS | UNDERGROUND ELECTRIC DISTRIBUTION |  | EA | X
30011 | EXHHMM | SL 20A CONVERSION EXIST HH/MH REQUIREMNT | TRENCH,REPAIR,TRAFFIC CTL COMPANY WRK | UNDERGROUND STANDARD LOCATIONS | UNDERGROUND ELECTRIC DISTRIBUTION |  | EA | X
30011 | FUSEC | SL 3PH FUSE CABINET - CABLE JOB | TRENCH,REPAIR,TRAFFIC CTL COMPANY WRK | UNDERGROUND STANDARD LOCATIONS | UNDERGROUND ELECTRIC DISTRIBUTION |  | EA | X
30011 | PME/5 | SL PME-5 BY SDGE | TRENCH,REPAIR,TRAFFIC CTL COMPANY WRK | UNDERGROUND STANDARD LOCATIONS | UNDERGROUND ELECTRIC DISTRIBUTION |  | EA | X
30011 | PR13TC | SL 3313 W/ TRAF COVER BY SDGE CONVERSION | TRENCH,REPAIR,TRAFFIC CTL COMPANY WRK | UNDERGROUND STANDARD LOCATIONS | UNDERGROUND ELECTRIC DISTRIBUTION |  | EA | X
30011 | PR15TC | SL 3315 W/TRAF COVER BY SDGE -CONVERSION | TRENCH,REPAIR,TRAFFIC CTL COMPANY WRK | UNDERGROUND STANDARD LOCATIONS | UNDERGROUND ELECTRIC DISTRIBUTION |  | EA | X
30011 | PRI6TC | SL 3316 W/ TRAF COVER BY SDGE CONVERSION | TRENCH,REPAIR,TRAFFIC CTL COMPANY WRK | UNDERGROUND STANDARD LOCATIONS | UNDERGROUND ELECTRIC DISTRIBUTION |  | EA | X
30011 | PRIH14 | SL 3314 IN SIDEWALK BY SDGE -CONVERSION | TRENCH,REPAIR,TRAFFIC CTL COMPANY WRK | UNDERGROUND STANDARD LOCATIONS | UNDERGROUND ELECTRIC DISTRIBUTION |  | EA | X
30011 | PRIH15 | SL 3315 IN SIDEWALK BY SDGE -CONVERSION | TRENCH,REPAIR,TRAFFIC CTL COMPANY WRK | UNDERGROUND STANDARD LOCATIONS | UNDERGROUND ELECTRIC DISTRIBUTION |  | EA | X
30011 | PRIH16 | SL 3316 IN SIDEWALK BY SDGE-CONVERSION | TRENCH,REPAIR,TRAFFIC CTL COMPANY WRK | UNDERGROUND STANDARD LOCATIONS | UNDERGROUND ELECTRIC DISTRIBUTION |  | EA | X
30011 | RES-IC | SL R20A SERVICE - IMPERIAL COUNTY | TRENCH,REPAIR,TRAFFIC CTL COMPANY WRK | UNDERGROUND STANDARD LOCATIONS | UNDERGROUND ELECTRIC DISTRIBUTION |  | EA | X
30011 | RES-OC | SL R20A SERVICE - ORANGE COUNTY | TRENCH,REPAIR,TRAFFIC CTL COMPANY WRK | UNDERGROUND STANDARD LOCATIONS | UNDERGROUND ELECTRIC DISTRIBUTION |  | EA | X
30011 | RES-SD | SL R20A SERVICE - SAN DIEGO | TRENCH,REPAIR,TRAFFIC CTL COMPANY WRK | UNDERGROUND STANDARD LOCATIONS | UNDERGROUND ELECTRIC DISTRIBUTION |  | EA | X
30011 | SB3312 | SL 3312 SINGLE BODY BY SDGE -CONVERSION | TRENCH,REPAIR,TRAFFIC CTL COMPANY WRK | UNDERGROUND STANDARD LOCATIONS | UNDERGROUND ELECTRIC DISTRIBUTION |  | EA | X
30011 | SDWALK | SL SIDEWALK BREAK & REPAIR | TRENCH,REPAIR,TRAFFIC CTL COMPANY WRK | UNDERGROUND STANDARD LOCATIONS | UNDERGROUND ELECTRIC DISTRIBUTION |  | EA | X
30011 | SVC-TC | SL SERVICE TRENCH & CONDUIT - CONVERSION | TRENCH,REPAIR,TRAFFIC CTL COMPANY WRK | UNDERGROUND STANDARD LOCATIONS | UNDERGROUND ELECTRIC DISTRIBUTION |  | EA | X
30011 | TC-FWY | SL TRAF CTRL -TRENCH & REPAIR FREEWAY | TRENCH,REPAIR,TRAFFIC CTL COMPANY WRK | UNDERGROUND STANDARD LOCATIONS | UNDERGROUND ELECTRIC DISTRIBUTION |  | EA | X
30011 | TC-HWY | SL TRAF CTRL-TRENCH & REPAIR HIGHWAY | TRENCH,REPAIR,TRAFFIC CTL COMPANY WRK | UNDERGROUND STANDARD LOCATIONS | UNDERGROUND ELECTRIC DISTRIBUTION |  | EA | X
30011 | TC-URB | SL TRAF CTRL-TRENCH & REPAIR URBAN | TRENCH,REPAIR,TRAFFIC CTL COMPANY WRK | UNDERGROUND STANDARD LOCATIONS | UNDERGROUND ELECTRIC DISTRIBUTION |  | EA | X
30011 | TC3SAA | SL T&C SEC SLURRY BKFL ASPH BASE&TOP | TRENCH,REPAIR,TRAFFIC CTL COMPANY WRK | UNDERGROUND STANDARD LOCATIONS | UNDERGROUND ELECTRIC DISTRIBUTION |  | EA | X
30011 | TC3SCC | SL T&C SEC SLURRY BKFL CONC BASE&TOP | TRENCH,REPAIR,TRAFFIC CTL COMPANY WRK | UNDERGROUND STANDARD LOCATIONS | UNDERGROUND ELECTRIC DISTRIBUTION |  | EA | X
30011 | TC3SLC | SL T&C SEC SLRY BKFL CONC BASE&ASPH TOP | TRENCH,REPAIR,TRAFFIC CTL COMPANY WRK | UNDERGROUND STANDARD LOCATIONS | UNDERGROUND ELECTRIC DISTRIBUTION |  | EA | X
30011 | TC4SAA | SL T&C 2-5"&1-4" SLRY BKFL ASPH BASE&TOP | TRENCH,REPAIR,TRAFFIC CTL COMPANY WRK | UNDERGROUND STANDARD LOCATIONS | UNDERGROUND ELECTRIC DISTRIBUTION |  | EA | X
30011 | TC4SCC | SL T&C 2-5"&1-4" SLRY BKFL CONC BASE&TOP | TRENCH,REPAIR,TRAFFIC CTL COMPANY WRK | UNDERGROUND STANDARD LOCATIONS | UNDERGROUND ELECTRIC DISTRIBUTION |  | EA | X
30011 | TC4SLC | SL T&C 2-5"&1-4" SLRY BFL CONC BS&AS TOP | TRENCH,REPAIR,TRAFFIC CTL COMPANY WRK | UNDERGROUND STANDARD LOCATIONS | UNDERGROUND ELECTRIC DISTRIBUTION |  | EA | X
30011 | TC5SAA | SL T&C 4-5"&1-4" SLRY BKFL ASPH BASE&TOP | TRENCH,REPAIR,TRAFFIC CTL COMPANY WRK | UNDERGROUND STANDARD LOCATIONS | UNDERGROUND ELECTRIC DISTRIBUTION |  | EA | X
30011 | TC5SCC | SL T&C 4-5"&1-4" SLRY BKFL CONC BASE&TOP | TRENCH,REPAIR,TRAFFIC CTL COMPANY WRK | UNDERGROUND STANDARD LOCATIONS | UNDERGROUND ELECTRIC DISTRIBUTION |  | EA | X
30011 | TC5SLC | SL T&C 4-5"&1-4" SLRY BFL CONC BS&AS TOP | TRENCH,REPAIR,TRAFFIC CTL COMPANY WRK | UNDERGROUND STANDARD LOCATIONS | UNDERGROUND ELECTRIC DISTRIBUTION |  | EA | X
30011 | TRDGAB | SL TRENCH DG BKFL ASPH BASE & TOP | TRENCH,REPAIR,TRAFFIC CTL COMPANY WRK | UNDERGROUND STANDARD LOCATIONS | UNDERGROUND ELECTRIC DISTRIBUTION |  | EA | X
30011 | TRDGCB | SL TRENCH DG BKFL CONC BASE & ASPH TOP | TRENCH,REPAIR,TRAFFIC CTL COMPANY WRK | UNDERGROUND STANDARD LOCATIONS | UNDERGROUND ELECTRIC DISTRIBUTION |  | EA | X
30011 | TRDGCT | SL TRENCH DG BKFL CONC BASE & TOP | TRENCH,REPAIR,TRAFFIC CTL COMPANY WRK | UNDERGROUND STANDARD LOCATIONS | UNDERGROUND ELECTRIC DISTRIBUTION |  | EA | X
30011 | TRNAAB | SL TRENCH, NATIVE BKFL, ASPH BASE & TOP | TRENCH,REPAIR,TRAFFIC CTL COMPANY WRK | UNDERGROUND STANDARD LOCATIONS | UNDERGROUND ELECTRIC DISTRIBUTION |  | EA | X
30011 | TRNACB | SL TRENCH NTV BKFL CONC BASE & ASPH TOP | TRENCH,REPAIR,TRAFFIC CTL COMPANY WRK | UNDERGROUND STANDARD LOCATIONS | UNDERGROUND ELECTRIC DISTRIBUTION |  | EA | X
30011 | TRNACT | SL TRENCH NATIVE BKFL CONC BASE & TOP | TRENCH,REPAIR,TRAFFIC CTL COMPANY WRK | UNDERGROUND STANDARD LOCATIONS | UNDERGROUND ELECTRIC DISTRIBUTION |  | EA | X
30011 | TRSLAB | SL TRENCH SLURRY BKFL ASPH BASE & TOP | TRENCH,REPAIR,TRAFFIC CTL COMPANY WRK | UNDERGROUND STANDARD LOCATIONS | UNDERGROUND ELECTRIC DISTRIBUTION |  | EA | X
30011 | TRSLCB | SL TRENCH SLRY BKFL CONC BASE & ASPH TOP | TRENCH,REPAIR,TRAFFIC CTL COMPANY WRK | UNDERGROUND STANDARD LOCATIONS | UNDERGROUND ELECTRIC DISTRIBUTION |  | EA | X
30011 | TRSLCT | SL TRENCH SLURRY BKFL CONC BASE & TOP | TRENCH,REPAIR,TRAFFIC CTL COMPANY WRK | UNDERGROUND STANDARD LOCATIONS | UNDERGROUND ELECTRIC DISTRIBUTION |  | EA | X
30012 | 3312DB | SL 3312 DOUBLE BODY W/SEC CONNECTORS | HANDHOLES / PADS | UNDERGROUND STANDARD LOCATIONS | UNDERGROUND ELECTRIC DISTRIBUTION |  | EA | X
30012 | 3312SB | SL 3312 SINGLE BODY W/SEC CONNECTORS | HANDHOLES / PADS | UNDERGROUND STANDARD LOCATIONS | UNDERGROUND ELECTRIC DISTRIBUTION |  | EA | X
30012 | 3313-P | SL 3313 HH WITH PRI CONNECTORS | HANDHOLES / PADS | UNDERGROUND STANDARD LOCATIONS | UNDERGROUND ELECTRIC DISTRIBUTION |  | EA | X
30012 | 3313-S | SL 3313 HH WITH SEC CONNECTORS | HANDHOLES / PADS | UNDERGROUND STANDARD LOCATIONS | UNDERGROUND ELECTRIC DISTRIBUTION |  | EA | X
30012 | 3314HH | SL 3314 HH W/ PRI & SEC CONNECTORS | HANDHOLES / PADS | UNDERGROUND STANDARD LOCATIONS | UNDERGROUND ELECTRIC DISTRIBUTION |  | EA | X
30012 | 3315HH | SL 3315 HH W/ 600 & 200A CONNECTORS | HANDHOLES / PADS | UNDERGROUND STANDARD LOCATIONS | UNDERGROUND ELECTRIC DISTRIBUTION |  | EA | X
30012 | 3316HH | SL 3316 HH W/ 600 & 200A CONNECTORS | HANDHOLES / PADS | UNDERGROUND STANDARD LOCATIONS | UNDERGROUND ELECTRIC DISTRIBUTION |  | EA | X
30012 | 7CO-15 | COVERS 3315 FLUSHMT-7 CMP REPLACE | HANDHOLES / PADS | UNDERGROUND STANDARD LOCATIONS | UNDERGROUND ELECTRIC DISTRIBUTION |  | EA | X | X
30012 | FC1PH | SL 3421 PAD 1PH FUSE CAB & CONNECTORS | HANDHOLES / PADS | UNDERGROUND STANDARD LOCATIONS | UNDERGROUND ELECTRIC DISTRIBUTION |  | EA | X
30012 | FC3PH | SL 3421 PAD 3PH FUSE CAB & CONNECTORS | HANDHOLES / PADS | UNDERGROUND STANDARD LOCATIONS | UNDERGROUND ELECTRIC DISTRIBUTION |  | EA | X
30012 | MH3325 | SL 3325 MANHOLE WITH 600A CONNECTORS | HANDHOLES / PADS | UNDERGROUND STANDARD LOCATIONS | UNDERGROUND ELECTRIC DISTRIBUTION |  | EA | X
30012 | MH3326 | SL 3326 MANHOLE W/ 600A CONNECTORS | HANDHOLES / PADS | UNDERGROUND STANDARD LOCATIONS | UNDERGROUND ELECTRIC DISTRIBUTION |  | EA | X
30012 | PME/09 | SL 3423 BOX PAD -PME 9 SWI & CONNECTORS | HANDHOLES / PADS | UNDERGROUND STANDARD LOCATIONS | UNDERGROUND ELECTRIC DISTRIBUTION |  | EA | X
30012 | PME/10 | SL 3423 BOX PAD -PME 10 SWI & CONNECTORS | HANDHOLES / PADS | UNDERGROUND STANDARD LOCATIONS | UNDERGROUND ELECTRIC DISTRIBUTION |  | EA | X
30012 | PME/11 | SL 3425 PAD W/ HH PME-11 SWI & CONNECTOR | HANDHOLES / PADS | UNDERGROUND STANDARD LOCATIONS | UNDERGROUND ELECTRIC DISTRIBUTION |  | EA | X
30012 | STA-21 | SL 3421 PAD SGL PH XFMR & CONNECTORS | HANDHOLES / PADS | UNDERGROUND STANDARD LOCATIONS | UNDERGROUND ELECTRIC DISTRIBUTION |  | EA | X
30012 | STA-25 | SL 3425 PAD 3PH XFMR & CONNECTORS | HANDHOLES / PADS | UNDERGROUND STANDARD LOCATIONS | UNDERGROUND ELECTRIC DISTRIBUTION |  | EA | X
30012 | STA-26 | SL 3426 PAD 3PH XFMR & CONNECTORS | HANDHOLES / PADS | UNDERGROUND STANDARD LOCATIONS | UNDERGROUND ELECTRIC DISTRIBUTION |  | EA | X
30012 | STA-27 | SL 3427 PAD 3PH XFMR & CONNECTORS | HANDHOLES / PADS | UNDERGROUND STANDARD LOCATIONS | UNDERGROUND ELECTRIC DISTRIBUTION |  | EA | X
30012 | TERM/1 | SL 3421 PAD SGL PH TERMINATOR & CONNECTI | HANDHOLES / PADS | UNDERGROUND STANDARD LOCATIONS | UNDERGROUND ELECTRIC DISTRIBUTION |  | EA | X
30012 | TERMD | SL 3416 PAD TERM CABINET & CONNECTORS | HANDHOLES / PADS | UNDERGROUND STANDARD LOCATIONS | UNDERGROUND ELECTRIC DISTRIBUTION |  | EA | X
30013 | 1/0SVC | SL 1PH 120/240 SERVICE LOCATION #1/0 CAB | RULE 15/16 12KV EXTENSIONS | UNDERGROUND STANDARD LOCATIONS | UNDERGROUND ELECTRIC DISTRIBUTION |  | EA | X
30013 | 2SVC | SL 1PH 120/240 SERVICE LOCATION #2 CABLE | RULE 15/16 12KV EXTENSIONS | UNDERGROUND STANDARD LOCATIONS | UNDERGROUND ELECTRIC DISTRIBUTION |  | EA | X
30013 | 3/0SVC | SL 1PH 120/240 SERVICE LOCATION #3/0 CAB | RULE 15/16 12KV EXTENSIONS | UNDERGROUND STANDARD LOCATIONS | UNDERGROUND ELECTRIC DISTRIBUTION |  | EA | X
30013 | 350SVC | SL 1PH 120/240 SERVICE LOCATION #350 CAB | RULE 15/16 12KV EXTENSIONS | UNDERGROUND STANDARD LOCATIONS | UNDERGROUND ELECTRIC DISTRIBUTION |  | EA | X
30013 | CP-1P | SL EXTENDING SGL PHASE FROM POLE | RULE 15/16 12KV EXTENSIONS | UNDERGROUND STANDARD LOCATIONS | UNDERGROUND ELECTRIC DISTRIBUTION |  | EA | X
30013 | CP-2P | SL EXTENDING SGL PHASE FROM POLE 12KV | RULE 15/16 12KV EXTENSIONS | UNDERGROUND STANDARD LOCATIONS | UNDERGROUND ELECTRIC DISTRIBUTION |  | EA | X
30013 | CP-3F | SL EXTENDING FEEDER FROM POLE | RULE 15/16 12KV EXTENSIONS | UNDERGROUND STANDARD LOCATIONS | UNDERGROUND ELECTRIC DISTRIBUTION |  | EA | X
30013 | CP-3P | SL EXTENDING 3 PH FROM POLE | RULE 15/16 12KV EXTENSIONS | UNDERGROUND STANDARD LOCATIONS | UNDERGROUND ELECTRIC DISTRIBUTION |  | EA | X
30013 | CP-SEC | SL EXTENDING 3 WIRE SECONDARY FROM POLE | RULE 15/16 12KV EXTENSIONS | UNDERGROUND STANDARD LOCATIONS | UNDERGROUND ELECTRIC DISTRIBUTION |  | EA | X
30013 | CP3SEC | SL EXTENDING 4 WIRE SECONDARY FROM POLE | RULE 15/16 12KV EXTENSIONS | UNDERGROUND STANDARD LOCATIONS | UNDERGROUND ELECTRIC DISTRIBUTION |  | EA | X
30013 | EX-FH1 | SL EXTENDING SGL PH FROM 600A TEES IN HH | RULE 15/16 12KV EXTENSIONS | UNDERGROUND STANDARD LOCATIONS | UNDERGROUND ELECTRIC DISTRIBUTION |  | EA | X
30013 | EX-FH2 | SL EXTEND 1PH FROM 12KV 600A TEES IN HH | RULE 15/16 12KV EXTENSIONS | UNDERGROUND STANDARD LOCATIONS | UNDERGROUND ELECTRIC DISTRIBUTION |  | EA | X
30013 | EX-FH3 | SL EXTEND 3 PHASE FROM 600A TEES IN HH | RULE 15/16 12KV EXTENSIONS | UNDERGROUND STANDARD LOCATIONS | UNDERGROUND ELECTRIC DISTRIBUTION |  | EA | X
30013 | EX-H1P | SL EXTENDING SGL PHASE FROM HANDHOLE | RULE 15/16 12KV EXTENSIONS | UNDERGROUND STANDARD LOCATIONS | UNDERGROUND ELECTRIC DISTRIBUTION |  | EA | X
30013 | EX-H2P | SL EXTENDING SGL PH FROM HANDHOLE 12KV | RULE 15/16 12KV EXTENSIONS | UNDERGROUND STANDARD LOCATIONS | UNDERGROUND ELECTRIC DISTRIBUTION |  | EA | X
30013 | EX-H3F | SL EXTENDING FEEDER FROM 600A TEES IN HH | RULE 15/16 12KV EXTENSIONS | UNDERGROUND STANDARD LOCATIONS | UNDERGROUND ELECTRIC DISTRIBUTION |  | EA | X
30013 | EX-H3P | SL EXTENDING 3 PHASE FROM HANDHOLE | RULE 15/16 12KV EXTENSIONS | UNDERGROUND STANDARD LOCATIONS | UNDERGROUND ELECTRIC DISTRIBUTION |  | EA | X
30013 | EX-L1P | SL EXTENDING SGL PHASE FROM LIVEFRONT | RULE 15/16 12KV EXTENSIONS | UNDERGROUND STANDARD LOCATIONS | UNDERGROUND ELECTRIC DISTRIBUTION |  | EA | X
30013 | EX-L2P | SL EXTEND SGL PH FROM 12KV LIVEFRONT | RULE 15/16 12KV EXTENSIONS | UNDERGROUND STANDARD LOCATIONS | UNDERGROUND ELECTRIC DISTRIBUTION |  | EA | X
30013 | EX-L3F | SL EXTENDING FEEDER FROM TERMINATOR | RULE 15/16 12KV EXTENSIONS | UNDERGROUND STANDARD LOCATIONS | UNDERGROUND ELECTRIC DISTRIBUTION |  | EA | X
30013 | EX-L3P | SL EXTENDING 3 PHASE FROM LIVEFRONT | RULE 15/16 12KV EXTENSIONS | UNDERGROUND STANDARD LOCATIONS | UNDERGROUND ELECTRIC DISTRIBUTION |  | EA | X
30013 | EX-M3F | SL EXTEND FDR FRM SUBSURF SWI IN MANHOLE | RULE 15/16 12KV EXTENSIONS | UNDERGROUND STANDARD LOCATIONS | UNDERGROUND ELECTRIC DISTRIBUTION |  | EA | X
30013 | EX-P1P | SL EXTENDING SGL PHASE FROM PADMOUNT | RULE 15/16 12KV EXTENSIONS | UNDERGROUND STANDARD LOCATIONS | UNDERGROUND ELECTRIC DISTRIBUTION |  | EA | X
30013 | EX-P2P | SL EXTENDING SGL PH FROM PADMOUNT 12KV | RULE 15/16 12KV EXTENSIONS | UNDERGROUND STANDARD LOCATIONS | UNDERGROUND ELECTRIC DISTRIBUTION |  | EA | X
30013 | EX-P3F | SL EXTEND FEEDER FROM EXIST PADMOUNT PME | RULE 15/16 12KV EXTENSIONS | UNDERGROUND STANDARD LOCATIONS | UNDERGROUND ELECTRIC DISTRIBUTION |  | EA | X
30013 | EX-P3P | SL EXTENDING 3 PHASE FROM PADMOUNT | RULE 15/16 12KV EXTENSIONS | UNDERGROUND STANDARD LOCATIONS | UNDERGROUND ELECTRIC DISTRIBUTION |  | EA | X
30013 | EX-S1P | SL EXTENDING 1 PH FROM SF-6 SWITCH W/HH | RULE 15/16 12KV EXTENSIONS | UNDERGROUND STANDARD LOCATIONS | UNDERGROUND ELECTRIC DISTRIBUTION |  | EA | X
30013 | EX-S2P | SL EXTEND SGL PH FROM SF-6 SWI W/HH 12KV | RULE 15/16 12KV EXTENSIONS | UNDERGROUND STANDARD LOCATIONS | UNDERGROUND ELECTRIC DISTRIBUTION |  | EA | X
30013 | EX-S3F | SL EXTEND FEEDER FROM SF-6 SWITCH W/HH | RULE 15/16 12KV EXTENSIONS | UNDERGROUND STANDARD LOCATIONS | UNDERGROUND ELECTRIC DISTRIBUTION |  | EA | X
30013 | EX-S3P | SL EXTENDING 3 PH FROM SF-6 SWITCH W/HH | RULE 15/16 12KV EXTENSIONS | UNDERGROUND STANDARD LOCATIONS | UNDERGROUND ELECTRIC DISTRIBUTION |  | EA | X
30013 | PHSEC | SL EXTENDING 3 WIRE SEC FROM PRI HH | RULE 15/16 12KV EXTENSIONS | UNDERGROUND STANDARD LOCATIONS | UNDERGROUND ELECTRIC DISTRIBUTION |  | EA | X
30013 | PME-10SL | SL PME-10 SCADA | RULE 15/16 12KV EXTENSIONS | UNDERGROUND STANDARD LOCATIONS | UNDERGROUND ELECTRIC DISTRIBUTION |  | EA | X
30013 | SH3SEC | SL EXTENDING 4 WIRE SEC FROM SEC HH | RULE 15/16 12KV EXTENSIONS | UNDERGROUND STANDARD LOCATIONS | UNDERGROUND ELECTRIC DISTRIBUTION |  | EA | X