## 1. INSTRUCTIONS
On-Bill Financing (OBF) Supplemental Project Workbook
Please verify that equipment qualifies for rebates and/or incentive sdge.com/business/rebatesincentives/
All vendors must have a signed Trade Professional Guidelines on file with SDG&E® - please visit sdge.com for training dates or contact On-Bill Financing at businessenergysavings@sdge.com.
This workbook must be submitted with your On-Bill Financing Option Application. Incomplete workbooks and/or On-Bill Financing applications will not be processed.
1) If this is a rebate/On-Bill Financing project, (a) call the Energy Savings Center at 1-800-644-6133 to reserve funds for each account number. (b) For projects using an incentive program, please submit incentive program application and benchmarking documentation directly to On-Bill Financing. For projects using both rebates and incentives, please complete both (a) and (b).
2) Customer application is required to match customer SDG&E billing name exactly.
3) Manufacturer equipment specification sheets are required for all proposed equipment.
4) Completed workbooks must be submitted by email to: businessenergysavings@sdge.com.
5) Save this workbook by SDG&E customer billing name for reference and submit with On-Bill Financing application.
6) On-Bill Financing will send clearance for installation upon application/project approval. Projects installed prior to On-Bill Financing approval will not qualify for financing.
You must enable macros to complete the workbook. Some users may be required to adjust software security levels.

## 2. Customer & Program Info
Rebate & Incentive Information
To reserve rebate funds call the Energy Savings Center at 1-800-644-6133
SDG&E Account Name
Primary Service/Premise Address
| City |  | Zip Code
Equipment must meet rebate/incentive program qualifications to qualify for On-Bill Financing
Check all that apply
Equipment qualifies for Energy Efficiency Business Rebates |  | Reservation Number(s)
Equipment qualifies for Energy Efficiency Business Incentive Program
Equipment qualifies for SDG&E Third Party Progam |  | Name of 3rd Party Program
Calculations are provided for informational purposes only and are not a guarantee of actual payback results. Actual payback depends on actual energy savings, which will depend on various factors,
including geographic location, weather conditions, equipment installed, maintenance required and rates. The Application is subject to engineer and Program approval.

## Lighting Scope Guide
Populating Existing Equipment on the Lighting Scope Tab
1) | Locate the Lighting Fixture List tab 3.
2) | Double click a fixture code of Existing equipment currently at site.
3) | In the pop up window select dropdown Existing - Select OK
4) | In the Lighting Project Scope tab, complete the location, fixture count (not lamp count), and hours of operation.
Populating Proposed Equipment on the Lighting Scope Tab
1) | Locate the Lighting Fixture List tab 3.
2) | Double click a fixture code of Proposed equipment you plan on installing.
3) | In the pop up window select dropdown Proposed - Select OK
4) | In the Lighting Project Scope tab 3.5, complete the location, new equipment qualified for rebate or incentive, fixture count (not lamp count), and hours of operation.
5) | Select occupancy control and count for each row (if applicable).
6) | If proposed equipment is not located on Lighting Fixture List, type kW directly into Proposed kW per fixture from manufacturer specification sheet.

## 3. Lighting Fixture List
Select existing and replacement fixtures by double-clicking code below - this will populate the Lighting Project Scope tab 3.5 | Rebate Qualification | LAMP | BALLAST | NOMINAL WATTAGE/LAMP | LAMP/ FIXT | Description - Please verify equipment qualification | kW/ FIXT
This list is not comprehensive of all lamp types and descriptions
LED | [6 empty] | enter kW here
INDUCTION | [6 empty] | enterkW here
CF10/2D |  | CFD10W | Mag-STD | 10 | 1 | Compact Fluorescent, 2D, (1) 10W lamp | 0.016
CF16/2D |  | CFD16W | Mag-STD | 16 | 1 | Compact Fluorescent, 2D, (1) 16W lamp | 0.026
CF21/2D |  | CFD21W | Mag-STD | 21 | 1 | Compact Fluorescent, 2D, (1) 21W lamp | 0.026
CF28/2D |  | CFD28W | Mag-STD | 28 | 1 | Compact Fluorescent, 2D, (1) 28W lamp | 0.035
CF38/2D |  | CFD38W | Mag-STD | 38 | 1 | Compact Fluorescent, 2D, (1) 38W lamp | 0.046
CFQ10/1 |  | CFQ10W | Mag-STD | 10 | 1 | Compact Fluorescent, quad, (1) 10W lamp | 0.015
CFQ13/1 |  | CFQ13W | Mag-STD | 13 | 1 | Compact Fluorescent, quad, (1) 13W lamp | 0.017
CFQ13/1-L |  | CFQ13W | Electronic | 13 | 1 | Compact Fluorescent, quad, (1) 13W lamp, BF=1.05 | 0.015
CFQ13/2 |  | CFQ13W | Mag-STD | 13 | 2 | Compact Fluorescent, quad, (2) 13W lamp | 0.031
CFQ13/2-L |  | CFQ13W | Electronic | 13 | 2 | Compact Fluorescent, quad, (2) 13W lamp, BF=1.0 | 0.028
CFQ13/3 |  | CFQ13W | Mag-STD | 13 | 3 | Compact Fluorescent, quad, (3) 13W lamp | 0.048
CFQ15/1 |  | CFQ15W | Mag-STD | 15 | 1 | Compact Fluorescent, quad, (1) 15W lamp | 0.02
CFQ17/1 |  | CFQ17W | Mag-STD | 17 | 1 | Compact Fluorescent, quad, (1) 17W lamp | 0.024
CFQ17/2 |  | CFQ17W | Mag-STD | 17 | 2 | Compact Fluorescent, quad, (2) 17W lamp | 0.048
CFQ18/1 |  | CFQ18W | Mag-STD | 18 | 1 | Compact Fluorescent, quad, (1) 18W lamp | 0.026
CFQ18/1-L |  | CFQ18W | Electronic | 18 | 1 | Compact Fluorescent, quad, (1) 18W lamp, BF=1.0 | 0.02
CFQ18/2 |  | CFQ18W | Mag-STD | 18 | 2 | Compact Fluorescent, quad, (2) 18W lamp | 0.045
CFQ18/2-L |  | CFQ18W | Electronic | 18 | 2 | Compact Fluorescent, quad, (2) 18W lamp, BF=1.0 | 0.038
CFQ18/4 |  | CFQ18W | Mag-STD | 18 | 2 | Compact Fluorescent, quad, (4) 18W lamp | 0.09
CFQ20/1 |  | CFQ20W | Mag-STD | 20 | 1 | Compact Fluorescent, quad, (1) 20W lamp | 0.023
CFQ20/2 |  | CFQ20W | Mag-STD | 20 | 2 | Compact Fluorescent, quad, (2) 20W lamp | 0.046
CFQ22/1 |  | CFQ22W | Mag-STD | 22 | 1 | Compact Fluorescent, Quad, (1) 22W lamp | 0.024
CFQ22/2 |  | CFQ22W | Mag-STD | 22 | 2 | Compact Fluorescent, Quad, (2) 22W lamp | 0.048
CFQ22/3 |  | CFQ22W | Mag-STD | 22 | 3 | Compact Fluorescent, Quad, (3) 22W lamp | 0.072
CFQ25/1 |  | CFQ25W | Mag-STD | 25 | 1 | Compact Fluorescent, Quad, (1) 25W lamp | 0.033
CFQ25/2 |  | CFQ25W | Mag-STD | 25 | 2 | Compact Fluorescent, Quad, (2) 25W lamp | 0.066
CFQ26/1 |  | CFQ26W | Mag-STD | 26 | 1 | Compact Fluorescent, quad, (1) 26W lamp | 0.033
CFQ26/1-L |  | CFQ26W | Electronic | 26 | 1 | Compact Fluorescent, quad, (1) 26W lamp, BF=0.95 | 0.027
CFQ26/2 |  | CFQ26W | Mag-STD | 26 | 2 | Compact Fluorescent, quad, (2) 26W lamp | 0.066
CFQ26/2-L |  | CFQ26W | Electronic | 26 | 2 | Compact Fluorescent, quad, (2) 26W lamp, BF=0.95 | 0.05
CFQ26/3 |  | CFQ26W | Mag-STD | 26 | 3 | Compact Fluorescent, quad, (3) 26W lamp | 0.099
CFQ26/6-L |  | CFQ26W | Electronic | 26 | 6 | Compact Fluorescent, quad, (6) 26W lamp, BF=0.95 | 0.15
CFQ28/1 |  | CFQ28W | Mag-STD | 28 | 1 | Compact Fluorescent, quad, (1) 28W lamp | 0.033
CFQ9/1 |  | CFQ9W | Mag-STD | 9 | 1 | Compact Fluorescent, Quad, (1) 9W lamp | 0.014
CFQ9/2 |  | CFQ9W | Mag-STD | 9 | 2 | Compact Fluorescent, Quad, (2) 9W lamp | 0.023
CFT13/1 |  | CFT13W | Mag-STD | 13 | 1 | Compact Fluorescent, twin, (1) 13W lamp | 0.017
CFT13/2 |  | CFT13W | Mag-STD | 13 | 2 | Compact Fluorescent, twin, (2) 13W lamp | 0.031
CFT13/3 |  | CFT13W | Mag-STD | 13 | 3 | Compact Fluorescent, twin, (3) 13 W lamp | 0.048
CFT18/1 |  | CFT18W | Mag-STD | 18 | 1 | Compact Fluorescent, Long twin., (1) 18W lamp | 0.024
CFT22/1 |  | CFT22W | Mag-STD | 22 | 1 | Compact Fluorescent, twin, (1) 22W lamp | 0.027
CFT22/2 |  | CFT22W | Mag-STD | 22 | 2 | Compact Fluorescent, twin, (2) 22W lamp | 0.054
CFT22/4 |  | CFT22W | Mag-STD | 22 | 4 | Compact Fluorescent, twin, (4) 22W lamp | 0.108
CFT24/1 |  | CFT24W | Mag-STD | 24 | 1 | Compact Fluorescent, long twin, (1) 24W lamp | 0.032
CFT28/1 |  | CFT28W | Mag-STD | 28 | 1 | Compact Fluorescent, twin, (1) 28W lamp | 0.033
CFT28/2 |  | CFT28W | Mag-STD | 28 | 2 | Compact Fluorescent, twin, (2) 28W lamp | 0.066
CFT32/1-L |  | CFM32W | Electronic | 32 | 1 | Compact Fluorescent, twin or multi, (1) 32W lamp | 0.034
CFT32/2-L |  | CFM32W | Electronic | 32 | 2 | Compact Fluorescent, twin or multi, (2) 32W lamp | 0.062
CFT32/6-L |  | CFM32W | Electronic | 32 | 6 | Compact Fluorescent, twin or multi, (2) 32W lamp | 0.186
CFT36/1 |  | CFT36W | Mag-STD | 36 | 1 | Compact Fluorescent, long twin, (1) 36W lamp | 0.051
CFT40/1 |  | CFT40W | Mag-STD | 40 | 1 | Compact Fluorescent, twin, (1) 40W lamp | 0.046
CFT40/1-L |  | CFT40W | Electronic | 40 | 1 | Compact Fluorescent, long twin, (1) 40W lamp | 0.043
CFT40/2 |  | CFT40W | Mag-STD | 40 | 2 | Compact Fluorescent, twin, (2) 40W lamp | 0.085
CFT40/2-L |  | CFT40W | Electronic | 40 | 2 | Compact Fluorescent, long twin, (2) 40W lamp | 0.072
CFT40/3 |  | CFT40W | Mag-STD | 40 | 3 | Compact Fluorescent, twin, (3) 40 W lamp | 0.133
CFT40/3-L |  | CFT40W | Electronic | 40 | 3 | Compact Fluorescent, long twin, (3) 40W lamp | 0.105
CFT5/1 |  | CFT5W | Mag-STD | 5 | 1 | Compact Fluorescent, twin, (1) 5W lamp | 0.009
CFT5/2 |  | CFT5W | Mag-STD | 5 | 2 | Compact Fluorescent, twin, (2) 5W lamp | 0.018
CFT7/1 |  | CFT7W | Mag-STD | 7 | 1 | Compact Fluorescent, twin, (1) 7W lamp | 0.01
CFT7/2 |  | CFT7W | Mag-STD | 7 | 2 | Compact Fluorescent, twin, (2) 7W lamp | 0.021
CFT9/1 |  | CFT9W | Mag-STD | 9 | 1 | Compact Fluorescent, twin, (1) 9W lamp | 0.011
CFT9/2 |  | CFT9W | Mag-STD | 9 | 2 | Compact Fluorescent, twin, (2) 9W lamp | 0.023
CFT9/3 |  | CFT9W | Mag-STD | 9 | 3 | Compact Fluorescent, twin, (3) 9 W lamp | 0.034
F32T8 Linear Fluorescent Fixtures
F41ILL | Not qualified for rebate | F32T8-STD | Electronic | 32 | 1 | 70 CRI, 20,000 Hr. RSR, Fluorescent, (1) 48", T-8 lamp, Instant Start Ballast, NLO | 0.031
F41ILL |  | F32T8-PREM | Electronic | 32 | 1 | 85 CRI, 24,000 Hr. RSR, Fluorescent, (1) 48", T-8 lamp, Instant Start Ballast, NLO | 0.031
F41ILL |  | F32T8-PREM | Elec-Prem | 32 | 1 | 85 CRI, 24,000 Hr. RSR, Fluorescent, (1)48" T-8 lamp, Premium IS Ballast, NLO | 0.028
F41ILL | Not qualified for rebate | F32T8-STD | Electronic | 32 | 1 | 70 CRI, 20,000 Hr. RSR, Fluorescent, (1) 48", T-8 lamp, Instant Start Ballast, NLO | 0.03
F41ILL/T2 |  | F32T8-PREM | Electronic | 32 | 1 | 85 CRI, 24,000 Hr. RSR, Fluorescent, (1) 48", T-8 lamp, Instant Start Ballast, NLO, Tandem 2 Lamp Ballast | 0.03
F41ILL | Not qualified for rebate | F32T8-STD | Electronic | 32 | 1 | 70 CRI, 20,000 Hr. RSR, Fluorescent, (1) 48", T-8 lamp, Instant Start Ballast, NLO | 0.033
F41ILL/T2-H |  | F32T8-PREM | Electronic | 32 | 1 | 85 CRI, 24,000 Hr. RSR, Fluorescent, (1) 48", T-8 lamp, Instant Start Ballast, HLO, Tandem 4 Lamp Ballast | 0.033
F41ILL | Not qualified for rebate | F32T8-STD | Electronic | 32 | 1 | 70 CRI, 20,000 Hr. RSR, Fluorescent, (1) 48", T-8 lamp, Instant Start Ballast, NLO | 0.026
F41ILL/T2-R |  | F32T8-PREM | Electronic | 32 | 1 | 85 CRI, 24,000 Hr. RSR, Fluorescent, (1) 48", T-8 lamp, IS Ballast, RLO, Tandem 2 Lamp Ballast | 0.026
F41ILL | Not qualified for rebate | F32T8-STD | Electronic | 32 | 1 | 70 CRI, 20,000 Hr. RSR, Fluorescent, (1) 48", T-8 lamp, Instant Start Ballast, NLO | 0.04
F41ILL/T2-V |  | F32T8-PREM | Electronic | 32 | 1 | 85 CRI, 24,000 Hr. RSR, Fluorescent, (1) 48", T8 lamp, Instant Start Ballast, VHLO, Tandem 2 Lamp Ballast | 0.04
F41ILL | Not qualified for rebate | F32T8-STD | Electronic | 32 | 1 | 70 CRI, 20,000 Hr. RSR, Fluorescent, (1) 48", T-8 lamp, Instant Start Ballast, NLO | 0.03
F41ILL/T3 |  | F32T8-PREM | Electronic | 32 | 1 | 85 CRI, 24,000 Hr. RSR, Fluorescent, (1) 48", T-8 lamp, Instant Start Ballast, NLO, Tandem 3 Lamp Ballast | 0.03
F41ILL | Not qualified for rebate | F32T8-STD | Electronic | 32 | 1 | 70 CRI, 20,000 Hr. RSR, Fluorescent, (1) 48", T-8 lamp, Instant Start Ballast, NLO | 0.031
F41ILL/T3-H |  | F32T8-PREM | Electronic | 32 | 1 | 85 CRI, 24,000 Hr. RSR, Fluorescent, (1) 48", T-8 lamp, Instant Start Ballast, HLO, Tandem 4 Lamp Ballast | 0.031
F41ILL | Not qualified for rebate | F32T8-STD | Electronic | 32 | 1 | 70 CRI, 20,000 Hr. RSR, Fluorescent, (1) 48", T-8 lamp, Instant Start Ballast, NLO | 0.026
F41ILL/T3-R |  | F32T8-PREM | Electronic | 32 | 1 | 85 CRI, 24,000 Hr. RSR, Fluorescent, (1) 48", T-8 lamp, IS Ballast, RLO, Tandem 3 Lamp Ballast | 0.026
F41ILL | Not qualified for rebate | F32T8-STD | Electronic | 32 | 1 | 70 CRI, 20,000 Hr. RSR, Fluorescent, (1) 48", T-8 lamp, Instant Start Ballast, NLO | 0.038
F41ILL/T3-V |  | F32T8-PREM | Electronic | 32 | 1 | 85 CRI, 24,000 Hr. RSR, Fluorescent, (1) 48", T8 lamp, Instant Start Ballast, VHLO, Tandem 3 Lamp Ballast | 0.038
F41ILL | Not qualified for rebate | F32T8-STD | Electronic | 32 | 1 | 70 CRI, 20,000 Hr. RSR, Fluorescent, (1) 48", T-8 lamp, Instant Start Ballast, NLO | 0.028
F41ILL/T4 |  | F32T8-PREM | Electronic | 32 | 1 | 85 CRI, 24,000 Hr. RSR, Fluorescent, (1) 48", T-8 lamp, Instant Start Ballast, NLO, Tandem 4 Lamp Ballast | 0.028
F41ILL | Not qualified for rebate | F32T8-STD | Electronic | 32 | 1 | 70 CRI, 20,000 Hr. RSR, Fluorescent, (1) 48", T-8 lamp, Instant Start Ballast, NLO | 0.026
F41ILL/T4-R |  | F32T8-PREM | Electronic | 32 | 1 | 85 CRI, 24,000 Hr. RSR, Fluorescent, (1) 48", T-8 lamp, IS Ballast, RLO, Tandem 4 Lamp Ballast | 0.026
F41ILL | Not qualified for rebate | F32T8-STD | Electronic | 32 | 1 | 70 CRI, 20,000 Hr. RSR, Fluorescent, (1) 48", T-8 lamp, Instant Start Ballast, NLO | 0.038
F41ILL/T4-V |  | F32T8-PREM | Electronic | 32 | 1 | 85 CRI, 24,000 Hr. RSR, Fluorescent, (1) 48", T8 lamp, Instant Start Ballast, VHLO, Tandem 4 Lamp Ballast | 0.038
F41ILL | Not qualified for rebate | F32T8-STD | Electronic | 32 | 1 | 70 CRI, 20,000 Hr. RSR, Fluorescent, (1) 48", T-8 lamp, Instant Start Ballast, NLO | 0.036
F41ILL-H |  | F32T8-PREM | Electronic | 32 | 1 | 85 CRI, 24,000 Hr. RSR, Fluorescent, (1) 48", T-8 lamp, Instant Start Ballast, HLO | 0.036
F41ILL-R |  | F32T8-PREM | Elec-Prem-R | 32 | 1 | 85 CRI, 24,000 Hr. RSR, Fluorescent, (1)48" T-8 lamp, Premium IS Ballast, RLO | 0.025
F41ILL | Not qualified for rebate | F32T8-STD | Electronic | 32 | 1 | 70 CRI, 20,000 Hr. RSR, Fluorescent, (1) 48", T-8 lamp, Instant Start Ballast, NLO | 0.041
F41ILL-V |  | F32T8-PREM | Electronic | 32 | 1 | 85 CRI, 24,000 Hr. RSR, Fluorescent, (1) 48", T8 lamp, Instant Start Ballast, VHLO | 0.041
F41ILL | Not qualified for rebate | F32T8-STD | Electronic | 32 | 1 | 70 CRI, 20,000 Hr. RSR, Fluorescent, (1) 48", T-8 lamp, Instant Start Ballast, NLO | 0.035
F41ILL | Not qualified for rebate | F32T8-STD | Electronic | 32 | 1 | 70 CRI, 20,000 Hr. RSR, Fluorescent, (1) 48", T-8 lamp, Instant Start Ballast, NLO | 0.032
F41LL |  | F32T8-PREM | Electronic | 32 | 1 | 85 CRI, 24,000 Hr. RSR, Fluorescent, (1) 48", T-8 lamp, Rapid Start Ballast, NLO | 0.032
F41ILL | Not qualified for rebate | F32T8-STD | Electronic | 32 | 1 | 70 CRI, 20,000 Hr. RSR, Fluorescent, (1) 48", T-8 lamp, Instant Start Ballast, NLO | 0.03
F41LL/T2 |  | F32T8-PREM | Electronic | 32 | 1 | 85 CRI, 24,000 Hr. RSR, Fluorescent, (1) 48", T-8 lamp, Rapid Start Ballast, NLO, Tandem 2 Lamp Ballast | 0.03
F41ILL | Not qualified for rebate | F32T8-STD | Electronic | 32 | 1 | 70 CRI, 20,000 Hr. RSR, Fluorescent, (1) 48", T-8 lamp, Instant Start Ballast, NLO | 0.035
F41LL/T2-H |  | F32T8-PREM | Electronic | 32 | 1 | 85 CRI, 24,000 Hr. RSR, Fluorescent, (1) 48", T-8 lamp, Rapid Start Ballast, HLO, Tandem 2 Lamp Ballast | 0.035
F41ILL | Not qualified for rebate | F32T8-STD | Electronic | 32 | 1 | 70 CRI, 20,000 Hr. RSR, Fluorescent, (1) 48", T-8 lamp, Instant Start Ballast, NLO | 0.027
F41LL/T2-R |  | F32T8-PREM | Electronic | 32 | 1 | 85 CRI, 24,000 Hr. RSR, Fluorescent, (1) 48", T-8 lamp, Rapid Start Ballast, RLO, Tandem 2 Lamp Ballast | 0.027
F41ILL | Not qualified for rebate | F32T8-STD | Electronic | 32 | 1 | 70 CRI, 20,000 Hr. RSR, Fluorescent, (1) 48", T-8 lamp, Instant Start Ballast, NLO | 0.031
F41LL/T3 |  | F32T8-PREM | Electronic | 32 | 1 | 85 CRI, 24,000 Hr. RSR, Fluorescent, (1) 48", T-8 lamp, Rapid Start Ballast, NLO, Tandem 3 Lamp Ballast | 0.031
F41ILL | Not qualified for rebate | F32T8-STD | Electronic | 32 | 1 | 70 CRI, 20,000 Hr. RSR, Fluorescent, (1) 48", T-8 lamp, Instant Start Ballast, NLO | 0.033
F41LL/T3-H |  | F32T8-PREM | Electronic | 32 | 1 | 85 CRI, 24,000 Hr. RSR, Fluorescent, (1) 48", T-8 lamp, Rapid Start Ballast, HLO, Tandem 3 Lamp Ballast | 0.033
F41ILL | Not qualified for rebate | F32T8-STD | Electronic | 32 | 1 | 70 CRI, 20,000 Hr. RSR, Fluorescent, (1) 48", T-8 lamp, Instant Start Ballast, NLO | 0.025
F41LL/T3-R |  | F32T8-PREM | Electronic | 32 | 1 | 85 CRI, 24,000 Hr. RSR, Fluorescent, (1) 48", T-8 lamp, Rapid Start Ballast, RLO, Tandem 3 Lamp Ballast | 0.025
F41ILL | Not qualified for rebate | F32T8-STD | Electronic | 32 | 1 | 70 CRI, 20,000 Hr. RSR, Fluorescent, (1) 48", T-8 lamp, Instant Start Ballast, NLO | 0.03
F41LL/T4 |  | F32T8-PREM | Electronic | 32 | 1 | 85 CRI, 24,000 Hr. RSR, Fluorescent, (1) 48", T-8 lamp, Rapid Start Ballast, NLO, Tandem 4 Lamp Ballast | 0.03
F41ILL | Not qualified for rebate | F32T8-STD | Electronic | 32 | 1 | 70 CRI, 20,000 Hr. RSR, Fluorescent, (1) 48", T-8 lamp, Instant Start Ballast, NLO | 0.026
F41LL/T4-R |  | F32T8-PREM | Electronic | 32 | 1 | 85 CRI, 24,000 Hr. RSR, Fluorescent, (1) 48", T-8 lamp, Rapid Start Ballast, RLO, Tandem 4 Lamp Ballast | 0.026
F41ILL | Not qualified for rebate | F32T8-STD | Electronic | 32 | 1 | 70 CRI, 20,000 Hr. RSR, Fluorescent, (1) 48", T-8 lamp, Instant Start Ballast, NLO | 0.039
F41LL-H |  | F32T8-PREM | Electronic | 32 | 1 | 85 CRI, 24,000 Hr. RSR, Fluorescent, (1) 48", T-8 lamp, Rapid Start Ballast, HLO | 0.039
F41ILL | Not qualified for rebate | F32T8-STD | Electronic | 32 | 1 | 70 CRI, 20,000 Hr. RSR, Fluorescent, (1) 48", T-8 lamp, Instant Start Ballast, NLO | 0.027
F41LL-R |  | F32T8-PREM | Electronic | 32 | 1 | 85 CRI, 24,000 Hr. RSR, Fluorescent, (1) 48", T-8 lamp, Rapid Start Ballast, RLO | 0.027
F41WLL |  | F32T8-PREM-ES | Elec-Prem | 30 | 1 | 82 CRI, 15,000 Hr. ISR, Fluorescent, (1)48" ES T-8 lamp, Premium IS Ballast, NLO | 0.027
F41WLL-R |  | F32T8-PREM-ES | Elec-Prem-R | 30 | 1 | 82 CRI, 15,000 Hr. ISR, Fluorescent, (1)48" ES T-8 lamp, Premium IS Ballast, RLO | 0.024
F41ILL | Not qualified for rebate | F32T8-STD | Electronic | 32 | 1 | 70 CRI, 20,000 Hr. RSR, Fluorescent, (1) 48", T-8 lamp, Instant Start Ballast, NLO | 0.059
F42ILL |  | F32T8-PREM | Electronic | 32 | 2 | 85 CRI, 24,000 Hr. RSR, Fluorescent, (2) 48", T-8 lamp, Instant Start Ballast, NLO | 0.059
F42ILL |  | F32T8-PREM | Elec-Prem | 32 | 2 | 85 CRI, 24,000 Hr. RSR, Fluorescent, (2)48" T-8 lamp, Premium IS Ballast, NLO | 0.054
F41ILL | Not qualified for rebate | F32T8-STD | Electronic | 32 | 1 | 70 CRI, 20,000 Hr. RSR, Fluorescent, (1) 48", T-8 lamp, Instant Start Ballast, NLO | 0.056
F42ILL/T4 |  | F32T8-PREM | Electronic | 32 | 2 | 85 CRI, 24,000 Hr. RSR, Fluorescent, (2) 48", T-8 lamp, Instant Start Ballast, NLO, Tandem 4 Lamp Ballast | 0.056
F41ILL | Not qualified for rebate | F32T8-STD | Electronic | 32 | 1 | 70 CRI, 20,000 Hr. RSR, Fluorescent, (1) 48", T-8 lamp, Instant Start Ballast, NLO | 0.051
F42ILL/T4-R |  | F32T8-PREM | Electronic | 32 | 2 | 85 CRI, 24,000 Hr. RSR, Fluorescent, (2) 48", T-8 lamp, Instant Start Ballast, RLO, Tandem 4 Lamp Ballast | 0.051
F41ILL | Not qualified for rebate | F32T8-STD | Electronic | 32 | 1 | 70 CRI, 20,000 Hr. RSR, Fluorescent, (1) 48", T-8 lamp, Instant Start Ballast, NLO | 0.065
F42ILL-H |  | F32T8-PREM | Electronic | 32 | 2 | 85 CRI, 24,000 Hr. RSR, Fluorescent, (2) 48", T-8 lamp, Instant Start Ballast, HLO | 0.065
F41ILL | Not qualified for rebate | F32T8-STD | Electronic | 32 | 1 | 70 CRI, 20,000 Hr. RSR, Fluorescent, (1) 48", T-8 lamp, Instant Start Ballast, NLO | 0.052
F42ILL-R |  | F32T8-PREM | Electronic | 32 | 2 | 85 CRI, 24,000 Hr. RSR, Fluorescent, (2) 48", T-8 lamp, Instant Start Ballast, RLO | 0.052
F42ILL-R |  | F32T8-PREM | Elec-Prem-R | 32 | 2 | 85 CRI, 24,000 Hr. RSR, Fluorescent, (2)48" T-8 lamp, Premium IS Ballast, RLO | 0.048
F41ILL | Not qualified for rebate | F32T8-STD | Electronic | 32 | 1 | 70 CRI, 20,000 Hr. RSR, Fluorescent, (1) 48", T-8 lamp, Instant Start Ballast, NLO | 0.079
F42ILL-V |  | F32T8-PREM | Electronic | 32 | 2 | 85 CRI, 24,000 Hr. RSR, Fluorescent, (2) 48", T-8 lamp, Instant Start Ballast, VHLO | 0.079
F41ILL | Not qualified for rebate | F32T8-STD | Electronic | 32 | 1 | 70 CRI, 20,000 Hr. RSR, Fluorescent, (1) 48", T-8 lamp, Instant Start Ballast, NLO | 0.071
F41ILL | Not qualified for rebate | F32T8-STD | Electronic | 32 | 1 | 70 CRI, 20,000 Hr. RSR, Fluorescent, (1) 48", T-8 lamp, Instant Start Ballast, NLO | 0.06
F42LL |  | F32T8-PREM | Electronic | 32 | 2 | 85 CRI, 24,000 Hr. RSR, Fluorescent, (2) 48", T-8 lamp, Rapid Start Ballast, NLO | 0.06
F41ILL | Not qualified for rebate | F32T8-STD | Electronic | 32 | 1 | 70 CRI, 20,000 Hr. RSR, Fluorescent, (1) 48", T-8 lamp, Instant Start Ballast, NLO | 0.059
F42LL/T4 |  | F32T8-PREM | Electronic | 32 | 2 | 85 CRI, 24,000 Hr. RSR, Fluorescent, (2) 48", T-8 lamp, Rapid Start Ballast, NLO, Tandem 4 Lamp Ballast | 0.059
F41ILL | Not qualified for rebate | F32T8-STD | Electronic | 32 | 1 | 70 CRI, 20,000 Hr. RSR, Fluorescent, (1) 48", T-8 lamp, Instant Start Ballast, NLO | 0.053
F42LL/T4-R |  | F32T8-PREM | Electronic | 32 | 2 | 85 CRI, 24,000 Hr. RSR, Fluorescent, (2) 48", T-8 lamp, Rapid Start Ballast, RLO, Tandem 4 Lamp Ballast | 0.053
F41ILL | Not qualified for rebate | F32T8-STD | Electronic | 32 | 1 | 70 CRI, 20,000 Hr. RSR, Fluorescent, (1) 48", T-8 lamp, Instant Start Ballast, NLO | 0.07
F42LL-H |  | F32T8-PREM | Electronic | 32 | 2 | 85 CRI, 24,000 Hr. RSR, Fluorescent, (2) 48", T-8 lamp, Rapid Start Ballast, HLO | 0.07
F41ILL | Not qualified for rebate | F32T8-STD | Electronic | 32 | 1 | 70 CRI, 20,000 Hr. RSR, Fluorescent, (1) 48", T-8 lamp, Instant Start Ballast, NLO | 0.054
F42LL-R |  | F32T8-PREM | Electronic | 32 | 2 | 85 CRI, 24,000 Hr. RSR, Fluorescent, (2) 48", T-8 lamp, Rapid Start Ballast, RLO | 0.054
F41ILL | Not qualified for rebate | F32T8-STD | Electronic | 32 | 1 | 70 CRI, 20,000 Hr. RSR, Fluorescent, (1) 48", T-8 lamp, Instant Start Ballast, NLO | 0.085
F42LL-V |  | F32T8-PREM | Electronic | 32 | 2 | 85 CRI, 24,000 Hr. RSR, Fluorescent, (2) 48", T-8 lamp, Rapid Start Ballast, VHLO | 0.085
F42WLL |  | F32T8-PREM-ES | Elec-Prem | 30 | 2 | 82 CRI, 15,000 Hr. ISR, Fluorescent, (2)48" ES T-8 lamp, Premium IS Ballast, NLO | 0.051
F42WLL-R |  | F32T8-PREM-ES | Elec-Prem-R | 30 | 2 | 82 CRI, 15,000 Hr. ISR, Fluorescent, (2)48" ES T-8 lamp, Premium IS Ballast, RLO | 0.045
F41ILL | Not qualified for rebate | F32T8-STD | Electronic | 32 | 1 | 70 CRI, 20,000 Hr. RSR, Fluorescent, (1) 48", T-8 lamp, Instant Start Ballast, NLO | 0.089
F43ILL |  | F32T8-PREM | Electronic | 32 | 3 | 85 CRI, 24,000 Hr. RSR, Fluorescent, (3) 48", T-8 lamp, Instant Start Ballast, NLO | 0.089
F43ILL |  | F32T8-PREM | Elec-Prem | 32 | 3 | 85 CRI, 24,000 Hr. RSR, Fluorescent, (3)48" T-8 lamp, Premium IS Ballast, NLO | 0.083
F41ILL | Not qualified for rebate | F32T8-STD | Electronic | 32 | 1 | 70 CRI, 20,000 Hr. RSR, Fluorescent, (1) 48", T-8 lamp, Instant Start Ballast, NLO | 0.09
F43ILL/2 |  | F32T8-PREM | Electronic | 32 | 3 | 85 CRI, 24,000 Hr. RSR, Fluorescent, (3) 48", T-8 lamp, Instant Start Ballast, NLO, (2) ballast | 0.09
F41ILL | Not qualified for rebate | F32T8-STD | Electronic | 32 | 1 | 70 CRI, 20,000 Hr. RSR, Fluorescent, (1) 48", T-8 lamp, Instant Start Ballast, NLO | 0.093
F43ILL-H |  | F32T8-PREM | Electronic | 32 | 3 | 85 CRI, 24,000 Hr. RSR, Fluorescent, (3) 48", T-8 lamp, Instant Start Ballast, HLO | 0.093
F41ILL | Not qualified for rebate | F32T8-STD | Electronic | 32 | 1 | 70 CRI, 20,000 Hr. RSR, Fluorescent, (1) 48", T-8 lamp, Instant Start Ballast, NLO | 0.078
F43ILL-R |  | F32T8-PREM | Electronic | 32 | 3 | 85 CRI, 24,000 Hr. RSR, Fluorescent, (3) 48", T-8 lamp, Instant Start Ballast, RLO | 0.078
F43ILL-R |  | F32T8-PREM | Elec-Prem-R | 32 | 3 | 85 CRI, 24,000 Hr. RSR, Fluorescent, (3)48" T-8 lamp, Premium IS Ballast, RLO | 0.073
F41ILL | Not qualified for rebate | F32T8-STD | Electronic | 32 | 1 | 70 CRI, 20,000 Hr. RSR, Fluorescent, (1) 48", T-8 lamp, Instant Start Ballast, NLO | 0.112
F43ILL-V |  | F32T8-PREM | Electronic | 32 | 3 | 85 CRI, 24,000 Hr. RSR, Fluorescent, (3) 48", T-8 lamp, Instant Start Ballast, VHLO | 0.112
F41ILL | Not qualified for rebate | F32T8-STD | Electronic | 32 | 1 | 70 CRI, 20,000 Hr. RSR, Fluorescent, (1) 48", T-8 lamp, Instant Start Ballast, NLO | 0.11
F41ILL | Not qualified for rebate | F32T8-STD | Electronic | 32 | 1 | 70 CRI, 20,000 Hr. RSR, Fluorescent, (1) 48", T-8 lamp, Instant Start Ballast, NLO | 0.093
F43LL |  | F32T8-PREM | Electronic | 32 | 3 | 85 CRI, 24,000 Hr. RSR, Fluorescent, (3) 48", T-8 lamp, Rapid Start Ballast, NLO | 0.093
F41ILL | Not qualified for rebate | F32T8-STD | Electronic | 32 | 1 | 70 CRI, 20,000 Hr. RSR, Fluorescent, (1) 48", T-8 lamp, Instant Start Ballast, NLO | 0.092
F43LL/2 |  | F32T8-PREM | Electronic | 32 | 3 | 85 CRI, 24,000 Hr. RSR, Fluorescent, (3) 48", T-8 lamp, Rapid Start Ballast, NLO, (2) ballast | 0.092
F41ILL | Not qualified for rebate | F32T8-STD | Electronic | 32 | 1 | 70 CRI, 20,000 Hr. RSR, Fluorescent, (1) 48", T-8 lamp, Instant Start Ballast, NLO | 0.098
F43LL-H |  | F32T8-PREM | Electronic | 32 | 3 | 85 CRI, 24,000 Hr. RSR, Fluorescent, (3) 48", T-8 lamp, Rapid Start Ballast, HLO | 0.098
F41ILL | Not qualified for rebate | F32T8-STD | Electronic | 32 | 1 | 70 CRI, 20,000 Hr. RSR, Fluorescent, (1) 48", T-8 lamp, Instant Start Ballast, NLO | 0.076
F43LL-R |  | F32T8-PREM | Electronic | 32 | 3 | 85 CRI, 24,000 Hr. RSR, Fluorescent, (3) 48", T-8 lamp, Rapid Start Ballast, RLO | 0.076
F43WLL |  | F32T8-PREM-ES | Elec-Prem | 30 | 3 | 82 CRI, 15,000 Hr. ISR, Fluorescent, (3)48" ES T-8 lamp, Premium IS Ballast, NLO | 0.077
F43WLL-R |  | F32T8-PREM-ES | Elec-Prem-R | 30 | 3 | 82 CRI, 15,000 Hr. ISR, Fluorescent, (3)48" ES T-8 lamp, Premium IS Ballast, RLO | 0.067
F41ILL | Not qualified for rebate | F32T8-STD | Electronic | 32 | 1 | 70 CRI, 20,000 Hr. RSR, Fluorescent, (1) 48", T-8 lamp, Instant Start Ballast, NLO | 0.112
F44ILL |  | F32T8-PREM | Electronic | 32 | 4 | 85 CRI, 24,000 Hr. RSR, Fluorescent, (4) 48", T-8 lamp, Instant Start Ballast, NLO | 0.112
F44ILL |  | F32T8-PREM | Elec-Prem | 32 | 4 | 85 CRI, 24,000 Hr. RSR, Fluorescent, (4)48" T-8 lamp, Premium IS Ballast, NLO | 0.108
F41ILL | Not qualified for rebate | F32T8-STD | Electronic | 32 | 1 | 70 CRI, 20,000 Hr. RSR, Fluorescent, (1) 48", T-8 lamp, Instant Start Ballast, NLO | 0.118
F44ILL/2 |  | F32T8-PREM | Electronic | 32 | 4 | 85 CRI, 24,000 Hr. RSR, Fluorescent, (4) 48", T-8 lamp, Instant Start Ballast, NLO, (2) ballast | 0.118
F41ILL | Not qualified for rebate | F32T8-STD | Electronic | 32 | 1 | 70 CRI, 20,000 Hr. RSR, Fluorescent, (1) 48", T-8 lamp, Instant Start Ballast, NLO | 0.152
F44ILL/2-V |  | F32T8-PREM | Electronic | 32 | 4 | 85 CRI, 24,000 Hr. RSR, Fluorescent, (4) 48", T8 lamp, (2) Instant Start Ballasts, VHLO | 0.152
F41ILL | Not qualified for rebate | F32T8-STD | Electronic | 32 | 1 | 70 CRI, 20,000 Hr. RSR, Fluorescent, (1) 48", T-8 lamp, Instant Start Ballast, NLO | 0.102
F44ILL-R |  | F32T8-PREM | Electronic | 32 | 4 | 85 CRI, 24,000 Hr. RSR, Fluorescent, (4) 48", T-8 lamp, Instant Start Ballast, RLO | 0.102
F44ILL-R |  | F32T8-PREM | Elec-Prem-R | 32 | 4 | 85 CRI, 24,000 Hr. RSR, Fluorescent, (4)48" T-8 lamp, Premium IS Ballast, RLO | 0.094
F41ILL | Not qualified for rebate | F32T8-STD | Electronic | 32 | 1 | 70 CRI, 20,000 Hr. RSR, Fluorescent, (1) 48", T-8 lamp, Instant Start Ballast, NLO | 0.151
F44ILL-V |  | F32T8-PREM | Electronic | 32 | 4 | 85 CRI, 24,000 Hr. RSR, Fluorescent, (4) 48", T8 lamp, Instant Start Ballast, VHLO | 0.151
F41ILL | Not qualified for rebate | F32T8-STD | Electronic | 32 | 1 | 70 CRI, 20,000 Hr. RSR, Fluorescent, (1) 48", T-8 lamp, Instant Start Ballast, NLO | 0.142
F41ILL | Not qualified for rebate | F32T8-STD | Electronic | 32 | 1 | 70 CRI, 20,000 Hr. RSR, Fluorescent, (1) 48", T-8 lamp, Instant Start Ballast, NLO | 0.118
F44LL |  | F32T8-PREM | Electronic | 32 | 4 | 85 CRI, 24,000 Hr. RSR, Fluorescent, (4) 48", T-8 lamp, Rapid Start Ballast, NLO | 0.118
F41ILL | Not qualified for rebate | F32T8-STD | Electronic | 32 | 1 | 70 CRI, 20,000 Hr. RSR, Fluorescent, (1) 48", T-8 lamp, Instant Start Ballast, NLO | 0.12
F44LL/2 |  | F32T8-PREM | Electronic | 32 | 4 | 85 CRI, 24,000 Hr. RSR, Fluorescent, (4) 48", T-8 lamp, Rapid Start Ballast, NLO, (2) ballast | 0.12
F41ILL | Not qualified for rebate | F32T8-STD | Electronic | 32 | 1 | 70 CRI, 20,000 Hr. RSR, Fluorescent, (1) 48", T-8 lamp, Instant Start Ballast, NLO | 0.105
F44LL-R |  | F32T8-PREM | Electronic | 32 | 4 | 85 CRI, 24,000 Hr. RSR, Fluorescent, (4) 48", T-8 lamp, Rapid Start Ballast, RLO | 0.105
F44WLL |  | F32T8-PREM-ES | Elec-Prem | 30 | 4 | 82 CRI, 15,000 Hr. ISR, Fluorescent, (4)48" ES T-8 lamp, Premium IS Ballast, NLO | 0.102
F44WLL-R |  | F32T8-PREM-ES | Elec-Prem-R | 30 | 4 | 82 CRI, 15,000 Hr. ISR, Fluorescent, (4)48" ES T-8 lamp, Premium IS Ballast, RLO | 0.09
F41ILL | Not qualified for rebate | F32T8-STD | Electronic | 32 | 1 | 70 CRI, 20,000 Hr. RSR, Fluorescent, (1) 48", T-8 lamp, Instant Start Ballast, NLO | 0.148
F45ILL |  | F32T8-PREM | Electronic | 32 | 5 | 85 CRI, 24,000 Hr. RSR, Fluorescent, (5) 48", T-8 lamp, (1) 3-lamp IS ballast and (1) 2-lamp IS ballast, NLO | 0.148
F41ILL | Not qualified for rebate | F32T8-STD | Electronic | 32 | 1 | 70 CRI, 20,000 Hr. RSR, Fluorescent, (1) 48", T-8 lamp, Instant Start Ballast, NLO | 0.189
F45ILL/2-V |  | F32T8-PREM | Electronic | 32 | 5 | 85 CRI, 24,000 Hr. RSR, Fluorescent, (5) 48", T8 lamp, (2) Instant Start Ballasts, VHLO | 0.189
F41ILL | Not qualified for rebate | F32T8-STD | Electronic | 32 | 1 | 70 CRI, 20,000 Hr. RSR, Fluorescent, (1) 48", T-8 lamp, Instant Start Ballast, NLO | 0.175
F46ILL |  | F32T8-PREM | Electronic | 32 | 6 | 85 CRI, 24,000 Hr. RSR, Fluorescent, (6) 48", T-8 lamp, Instant Start Ballast, NLO | 0.175
F46ILL/2 |  | F32T8-PREM | Elec-Prem | 32 | 6 | 85 CRI, 24,000 Hr. RSR, Fluorescent, (6) 48", T8 lamp, (2) Premium IS Ballasts, NLO | 0.162
F46ILL/2-R |  | F32T8-PREM | Elec-Prem-R | 32 | 6 | 85 CRI, 24,000 Hr. RSR, Fluorescent, (6) 48", T8 lamp, (2) Premium IS Ballasts, RLO | 0.142
F41ILL | Not qualified for rebate | F32T8-STD | Electronic | 32 | 1 | 70 CRI, 20,000 Hr. RSR, Fluorescent, (1) 48", T-8 lamp, Instant Start Ballast, NLO | 0.226
F46ILL/2-V |  | F32T8-PREM | Electronic | 32 | 6 | 85 CRI, 24,000 Hr. RSR, Fluorescent, (6) 48", T8 lamp, (2) Instant Start Ballasts, VHLO | 0.226
F41ILL | Not qualified for rebate | F32T8-STD | Electronic | 32 | 1 | 70 CRI, 20,000 Hr. RSR, Fluorescent, (1) 48", T-8 lamp, Instant Start Ballast, NLO | 0.156
F46ILL-R |  | F32T8-PREM | Electronic | 32 | 6 | 85 CRI, 24,000 Hr. RSR, Fluorescent, (6) 48", T-8 lamp, Instant Start Ballast, RLO | 0.156
F41ILL | Not qualified for rebate | F32T8-STD | Electronic | 32 | 1 | 70 CRI, 20,000 Hr. RSR, Fluorescent, (1) 48", T-8 lamp, Instant Start Ballast, NLO | 0.182
F46LL |  | F32T8-PREM | Electronic | 32 | 6 | 85 CRI, 24,000 Hr. RSR, Fluorescent, (6) 48", T-8 lamp, Ballast, NLO | 0.182
F46WLL/2 |  | F32T8-PREM-ES | Elec-Prem | 30 | 6 | 82 CRI, 15,000 Hr. ISR, Fluorescent, (6) 48", ES T8 lamp, (2) Premium IS Ballasts, NLO | 0.153
F46WLL/2-R |  | F32T8-PREM-ES | Elec-Prem-R | 30 | 6 | 82 CRI, 15,000 Hr. ISR, Fluorescent, (6) 48", ES T8 lamp, (2) Premium IS Ballasts, RLO | 0.135
F41ILL | Not qualified for rebate | F32T8-STD | Electronic | 32 | 1 | 70 CRI, 20,000 Hr. RSR, Fluorescent, (1) 48", T-8 lamp, Instant Start Ballast, NLO | 0.224
F48ILL |  | F32T8-PREM | Electronic | 32 | 8 | 85 CRI, 24,000 Hr. RSR, Fluorescent, (8) 48", T-8 lamp, Instant Start Ballast, NLO | 0.224
F48ILL/2 |  | F32T8-PREM | Elec-Prem | 32 | 8 | 85 CRI, 24,000 Hr. RSR, Fluorescent, (8) 48", T8 lamp, (2) Premium IS Ballasts, NLO | 0.216
F48ILL/2-R |  | F32T8-PREM | Elec-Prem-R | 32 | 8 | 85 CRI, 24,000 Hr. RSR, Fluorescent, (8) 48", T8 lamp, (2) Premium IS Ballasts, RLO | 0.188
F41ILL | Not qualified for rebate | F32T8-STD | Electronic | 32 | 1 | 70 CRI, 20,000 Hr. RSR, Fluorescent, (1) 48", T-8 lamp, Instant Start Ballast, NLO | 0.204
F48ILL-R |  | F32T8-PREM | Electronic | 32 | 8 | 85 CRI, 24,000 Hr. RSR, Fluorescent, (8) 48", T-8 lamp, Instant Start Ballast, RLO | 0.204
F48WLL/2 |  | F32T8-PREM-ES | Elec-Prem | 30 | 8 | 82 CRI, 15,000 Hr. ISR, Fluorescent, (8) 48", ES T8 lamp, (2) Premium IS Ballasts, NLO | 0.204
F48WLL/2-R |  | F32T8-PREM-ES | Elec-Prem-R | 30 | 8 | 82 CRI, 15,000 Hr. ISR, Fluorescent, (8) 48", ES T8 lamp, (2) Premium IS Ballasts, RLO | 0.18
F28T8 Linear Fluorescent Systems
F42WLL |  | F28T8-PREM-ES | Elec-Prem | 25 | 2 | 86 CRI, 20,000 HR, RSR, Fluorescent, (2) 48'' T-8 lamp, Premium PRS Ballast, NLO | 0.044
F42WLL |  | F28T8-PREM-ES | Elec-Prem | 28 | 2 | 82 CRI, 18,000 HR. RSR, Fluorescent, (2) 48'' T-8 lamp, Premium PRS Ballast, NLO | 0.05
F42WLL-R |  | F28T8-PREM-ES | Elec-Prem-R | 28 | 2 | 82 CRI, 18,000 HR. RSR, Fluorescent, (2) 48'' T-8 lamp, Premium PRS Ballast, RLO | 0.042
F42WLL-V |  | F28T8-PREM-ES | Elec-Prem | 28 | 2 | 82 CRI, 18,000 HR. RSR, Fluorescent, (2) 48'' T-8 lamp, Premium PRS Ballast, VHLO | 0.064
F43WLL |  | F28T8-PREM-ES | Elec-Prem | 25 | 3 | 86 CRI, 20,000 HR, RSR, Fluorescent, (3) 48'' T-8 lamp, Premium PRS Ballast, NLO | 0.066
F43WLL |  | F28T8-PREM-ES | Elec-Prem | 28 | 3 | 82 CRI, 18,000 HR. RSR, Fluorescent, (3) 48'' T-8 lamp, Premium PRS Ballast, NLO | 0.074
F43WLL-R |  | F28T8-PREM-ES | Elec-Prem-R | 28 | 3 | 82 CRI, 18,000 HR. RSR, Fluorescent, (3) 48'' T-8 lamp, Premium PRS Ballast, RLO | 0.063
F43WLL-V |  | F28T8-PREM-ES | Elec-Prem | 28 | 3 | 82 CRI, 18,000 HR. RSR, Fluorescent, (3) 48'' T-8 lamp, Premium PRS Ballast, VHLO | 0.097
F44WLL |  | F28T8-PREM-ES | Elec-Prem | 25 | 4 | 86 CRI, 20,000 HR, RSR, Fluorescent, (4) 48'' T-8 lamp, Premium PRS Ballast, NLO | 0.09
F44WLL |  | F28T8-PREM-ES | Elec-Prem | 28 | 4 | 82 CRI, 18,000 HR. RSR, Fluorescent, (4) 48'' T-8 lamp, Premium PRS Ballast, NLO | 0.099
F44WLL-R |  | F28T8-PREM-ES | Elec-Prem-R | 25 | 4 | 86 CRI, 20,000 HR, RSR, Fluorescent, (4) 48'' T-8 lamp, Premium PRS Ballast, RLO | 0.079
F44WLL-R |  | F28T8-PREM-ES | Elec-Prem-R | 28 | 4 | 82 CRI, 18,000 HR. RSR, Fluorescent, (4) 48'' T-8 lamp, Premium PRS Ballast, RLO | 0.084
T5 and T5HO Linear Fluorescent Systems
F21PHL |  | F24T5/HO | Electronic | 24 | 1 | Fluorescent, (1) 22", T5/HO lamp, Instant Start Ballast | 0.027
F21PL |  | F14T5 | Electronic | 14 | 1 | Fluorescent, (1) 22", T5 lamp, Instant Start Ballast | 0.018
F22PHL |  | F24T5/HO | Electronic | 24 | 2 | Fluorescent, (2) 22", T5/HO lamp, Instant Start Ballast | 0.052
F22PL |  | F14T5 | Electronic | 14 | 2 | Fluorescent, (2) 22", T5 lamp, Instant Start Ballast | 0.034
F23PHL/2 |  | F24T5/HO | Electronic | 24 | 3 | Fluorescent, (3) 22", T5/HO lamp, (2) Instant Start Ballasts | 0.079
F23PL/2 |  | F14T5 | Electronic | 14 | 3 | Fluorescent, (3) 22", T5 lamp, (2) Instant Start Ballasts | 0.052
F24PHL/2 |  | F24T5/HO | Electronic | 24 | 4 | Fluorescent, (4) 22", T5/HO lamp, (2) Instant Start Ballast | 0.104
F24PL/2 |  | F14T5 | Electronic | 14 | 4 | Fluorescent, (4) 22", T5 lamp, (2) Instant Start Ballasts | 0.068
F31PHL |  | F39T5/HO | Electronic | 39 | 1 | Fluorescent, (1) 34", T5/HO lamp, Instant Start Ballast | 0.042
F31PL |  | F21T5 | Electronic | 21 | 1 | Fluorescent, (1) 34", T5 lamp, Instant Start Ballast | 0.025
F32PHL |  | F39T5/HO | Electronic | 39 | 2 | Fluorescent, (2) 34", T5/HO lamp, Instant Start Ballast | 0.085
F32PL |  | F21T5 | Electronic | 21 | 2 | Fluorescent, (2) 34", T5 lamp, Instant Start Ballast | 0.048
F33PHL/2 |  | F39T5/HO | Electronic | 39 | 3 | Fluorescent, (3) 34", T5/HO lamp, (2) Instant Start Ballasts | 0.127
F33PL/2 |  | F21T5 | Electronic | 21 | 3 | Fluorescent, (3) 34", T5 lamp, (2) Instant Start Ballasts | 0.073
F34PHL/2 |  | F39T5/HO | Electronic | 39 | 4 | Fluorescent, (4) 34", T5/HO lamp, (2) Instant Start Ballast | 0.17
F34PL/2 |  | F21T5 | Electronic | 21 | 4 | Fluorescent, (4) 34", T5 lamp, (2) Instant Start Ballasts | 0.096
F36PHL/3 |  | F39T5/HO | Electronic | 39 | 6 | Fluorescent, (6) 34", T5/HO lamp, (3) Instant Start Ballast | 0.255
F38PHL/4 |  | F39T5/HO | Electronic | 39 | 8 | Fluorescent, (8) 34", T5/HO lamp, (4) Instant Start Ballast | 0.34
F41PHL |  | F54T5/HO | Electronic | 54 | 1 | Fluorescent, (1) 46", T5/HO lamp, Instant Start Ballast | 0.062
F41PHL/T2 |  | F54T5/HO | Electronic | 54 | 1 | Fluorescent, (1) 46", T5/HO lamp, Instant Start Ballast, Tandem 2 Lamp Ballast | 0.059
F41PL |  | F28T5 | Electronic | 28 | 1 | Fluorescent, (1) 46", T5 lamp, Instant Start Ballast | 0.033
F41PL/T2 |  | F28T5 | Electronic | 28 | 1 | Fluorescent, (1) 46", T5 lamp, Instant Start Ballast, Tandem 2 Lamp Ballast | 0.032
F42PHL |  | F54T5/HO | Electronic | 54 | 2 | Fluorescent, (2) 46", T5/HO lamp, Instant Start Ballast | 0.117
F42PL |  | F28T5 | Electronic | 28 | 2 | Fluorescent, (2) 46", T5 lamp, Instant Start Ballast | 0.064
F43PHL/2 |  | F54T5/HO | Electronic | 54 | 3 | Fluorescent, (3) 46", T5/HO lamp, (2) Instant Start Ballasts | 0.179
F43PL/2 |  | F28T5 | Electronic | 28 | 3 | Fluorescent, (3) 46", T5 lamp, (2) Instant Start Ballasts | 0.097
F44PHL/2 |  | F54T5/HO | Electronic | 54 | 4 | Fluorescent, (4) 46", T5/HO lamp, (2) Instant Start Ballast | 0.234
F44PL/2 |  | F28T5 | Electronic | 28 | 4 | Fluorescent, (4) 46", T5 lamp, (2) Instant Start Ballasts | 0.128
F46PHL/3 |  | F54T5/HO | Electronic | 54 | 6 | Fluorescent, (6) 46", T5/HO lamp, (3) Instant Start Ballast | 0.351
F46PL/3 |  | F28T5 | Electronic | 28 | 6 | Fluorescent, (6) 46", T5 lamp, (3) Instant Start Ballasts | 0.192
F48PHL/4 |  | F54T5/HO | Electronic | 54 | 8 | Fluorescent, (8) 46", T5/HO lamp, (4) Instant Start Ballast | 0.468
F48PL/4 |  | F28T5 | Electronic | 28 | 8 | Fluorescent, (8) 46", T5 lamp, (4) Instant Start Ballasts | 0.256
F51PHL |  | F80T5/HO | Electronic | 80 | 1 | Fluorescent, (1) 58", T5/HO lamp, Instant Start Ballast | 0.089
F51PL |  | F35T5 | Electronic | 35 | 1 | Fluorescent, (1) 58", T5 lamp, Instant Start Ballast | 0.04
F52PL |  | F35T5 | Electronic | 35 | 2 | Fluorescent, (2) 58", T5 lamp, Instant Start Ballast | 0.078
F53PL/2 |  | F35T5 | Electronic | 35 | 3 | Fluorescent, (3) 58", T5 lamp, (2) Instant Start Ballasts | 0.118
F54PL/2 |  | F35T5 | Electronic | 35 | 4 | Fluorescent, (4) 58", T5 lamp, (2) Instant Start Ballasts | 0.156
F56PL/3 |  | F35T5 | Electronic | 35 | 6 | Fluorescent, (6) 58", T5 lamp, (3) Instant Start Ballasts | 0.234
F58PL/4 |  | F35T5 | Electronic | 35 | 8 | Fluorescent, (8) 58", T5 lamp, (4) Instant Start Ballasts | 0.312
Other Linear Fluorescent Fixtures
F1.51LS |  | F15T8 | Mag-STD | 15 | 1 | Fluorescent, (1) 18" T8 lamp | 0.019
F1.51SS |  | F15T12 | Mag-STD | 15 | 1 | Fluorescent, (1) 18" T12 lamp | 0.019
F1.52LS |  | F15T8 | Mag-STD | 15 | 2 | Fluorescent, (2) 18" T8 lamp | 0.036
F1.52SS |  | F15T12 | Mag-STD | 15 | 2 | Fluorescent, (2) 18", T12 lamp | 0.036
F21HS |  | F24T12/HO | Mag-STD | 35 | 1 | Fluorescent, (1) 24", HO lamp | 0.062
F21ILL |  | F17T8 | Electronic | 17 | 1 | Fluorescent, (1) 24", T-8 lamp, Instant Start Ballast, NLO | 0.02
F21ILL/T2 |  | F17T8 | Electronic | 17 | 1 | Fluorescent, (1) 24", T-8 lamp, Instant Start Ballast, NLO, Tandem 2 Lamp Ballast | 0.017
F21ILL/T2-R |  | F17T8 | Electronic | 17 | 1 | Fluorescent, (1) 24", T-8 lamp, Instant Start Ballast, RLO, Tandem 2 Lamp Ballast | 0.015
F21ILL/T3 |  | F17T8 | Electronic | 17 | 1 | Fluorescent, (1) 24", T-8 lamp, Instant Start Ballast, NLO, Tandem 3 Lamp Ballast | 0.016
F21ILL/T3-R |  | F17T8 | Electronic | 17 | 1 | Fluorescent, (1) 24", T-8 lamp, Instant Start Ballast, RLO, Tandem 3 Lamp Ballast | 0.014
F21ILL/T4 |  | F17T8 | Electronic | 17 | 1 | Fluorescent, (1) 24", T-8 lamp, Instant Start Ballast, NLO, Tandem 4 Lamp Ballast | 0.015
F21ILL/T4-R |  | F17T8 | Electronic | 17 | 1 | Fluorescent, (1) 24", T-8 lamp, Instant Start Ballast, RLO, Tandem 4 Lamp Ballast | 0.014
F21LL |  | F17T8 | Electronic | 17 | 1 | Fluorescent, (1) 24", T-8 lamp, Rapid Start Ballast, NLO | 0.016
F21LL/T2 |  | F17T8 | Electronic | 17 | 1 | Fluorescent, (1) 24", T-8 lamp, Rapid Start Ballast, NLO, Tandem 2 Lamp Ballast | 0.016
F21LL/T3 |  | F17T8 | Electronic | 17 | 1 | Fluorescent, (1) 24", T-8 lamp, Rapid Start Ballast, NLO, Tandem 3 Lamp Ballast | 0.017
F21LL/T4 |  | F17T8 | Electronic | 17 | 1 | Fluorescent, (1) 24", T-8 lamp, Rapid Start Ballast, NLO, Tandem 4 Lamp Ballast | 0.017
F21LL-R |  | F17T8 | Electronic | 17 | 1 | Fluorescent, (1) 24", T-8 lamp, Rapid Start Ballast, RLO | 0.015
F21LS |  | F17T8 | Mag-STD | 17 | 1 | Fluorescent, (1) 24", T8 lamp, Standard Ballast | 0.024
F21SS |  | F20T12 | Mag-STD | 20 | 1 | Fluorescent, (1) 24", STD lamp | 0.028
F22HS |  | F24T12/HO | Mag-STD | 35 | 2 | Fluorescent, (2) 24", HO lamp | 0.09
F22ILL |  | F17T8 | Electronic | 17 | 2 | Fluorescent, (2) 24", T-8 lamp, Instant Start Ballast, NLO | 0.033
F22ILL/T4 |  | F17T8 | Electronic | 17 | 2 | Fluorescent, (2) 24", T-8 lamp, Instant Start Ballast, NLO, Tandem 4 Lamp Ballast | 0.031
F22ILL/T4-R |  | F17T8 | Electronic | 17 | 2 | Fluorescent, (2) 24", T-8 lamp, Instant Start Ballast, RLO, Tandem 4 Lamp Ballast | 0.028
F22ILL-R |  | F17T8 | Electronic | 17 | 2 | Fluorescent, (2) 24", T-8 lamp, Instant Start Ballast, RLO | 0.029
F22LL |  | F17T8 | Electronic | 17 | 2 | Fluorescent, (2) 24", T-8 lamp, Rapid Start Ballast, NLO | 0.031
F22LL/T4 |  | F17T8 | Electronic | 17 | 2 | Fluorescent, (2) 24", T-8 lamp, Rapid Start Ballast, NLO, Tandem 4 Lamp Ballast | 0.034
F22LL-R |  | F17T8 | Electronic | 17 | 2 | Fluorescent, (2) 24", T-8 lamp, Rapid Start Ballast, RLO | 0.028
F22SS |  | F20T12 | Mag-STD | 20 | 2 | Fluorescent, (2) 24", STD lamp | 0.056
F23ILL |  | F17T8 | Electronic | 17 | 3 | Fluorescent, (3) 24", T-8 lamp, Instant Start Ballast, NLO | 0.047
F23ILL-H |  | F17T8 | Electronic | 17 | 3 | Fluorescent, (3) 24", T-8 lamp, Instant Start Ballast, HLO | 0.049
F23ILL-R |  | F17T8 | Electronic | 17 | 3 | Fluorescent, (3) 24", T-8 lamp, Instant Start Ballast, RLO | 0.043
F23LL |  | F17T8 | Electronic | 17 | 3 | Fluorescent, (3) 24", T-8 lamp, Rapid Start Ballast, NLO | 0.052
F23LL-R |  | F17T8 | Electronic | 17 | 3 | Fluorescent, (3) 24", T-8 lamp, Rapid Start Ballast, RLO | 0.041
F23SS |  | F20T12 | Mag-STD | 20 | 3 | Fluorescent, (3) 24", STD lamp | 0.062
F24ILL |  | F17T8 | Electronic | 17 | 4 | Fluorescent, (4) 24", T-8 lamp, Instant Start Ballast, NLO | 0.061
F24ILL-R |  | F17T8 | Electronic | 17 | 4 | Fluorescent, (4) 24", T-8 lamp, Instant Start Ballast, RLO | 0.055
F24LL |  | F17T8 | Electronic | 17 | 4 | Fluorescent, (4) 24", T-8 lamp, Rapid Start Ballast, NLO | 0.068
F24LL-R |  | F17T8 | Electronic | 17 | 4 | Fluorescent, (4) 24", T-8 lamp, Rapid Start Ballast, RLO | 0.057
F24SS |  | F20T12 | Mag-STD | 20 | 4 | Fluorescent, (4) 24", STD lamp | 0.112
F26SS |  | F20T12 | Mag-STD | 20 | 6 | Fluorescent, (6) 24", STD lamp | 0.146
F31EE/T2 |  | F30T12/ES | Mag-ES | 25 | 1 | Fluorescent, (1) 36", ES lamp, Tandem wired | 0.033
F31EL |  | F30T12/ES | Electronic | 25 | 1 | Fluorescent, (1) 36", ES lamp | 0.026
F31ES |  | F30T12/ES | Mag-STD | 25 | 1 | Fluorescent, (1) 36", ES lamp | 0.042
F31ES/T2 |  | F30T12/ES | Mag-STD | 25 | 1 | Fluorescent, (1) 36", ES lamp, Tandem wired | 0.037
F31ILL |  | F25T8 | Electronic | 25 | 1 | Fluorescent, (1) 36", T-8 lamp, Instant Start Ballast, NLO | 0.026
F31ILL/T2 |  | F25T8 | Electronic | 25 | 1 | Fluorescent, (1) 36", T-8 lamp, Instant Start Ballast, NLO, Tandem 2 Lamp Ballast | 0.023
F31ILL/T2-H |  | F25T8 | Electronic | 25 | 1 | Fluorescent, (1) 36", T-8 lamp, Instant Start Ballast, HLO, Tandem 2 Lamp Ballast | 0.024
F31ILL/T2-R |  | F25T8 | Electronic | 25 | 1 | Fluorescent, (1) 36", T-8 lamp, Instant Start Ballast, RLO, Tandem 2 Lamp Ballast | 0.023
F31ILL/T3 |  | F25T8 | Electronic | 25 | 1 | Fluorescent, (1) 36", T-8 lamp, Instant Start Ballast, NLO, Tandem 3 Lamp Ballast | 0.022
F31ILL/T3-R |  | F25T8 | Electronic | 25 | 1 | Fluorescent, (1) 36", T-8 lamp, Instant Start Ballast, RLO, Tandem 3 Lamp Ballast | 0.022
F31ILL/T4 |  | F25T8 | Electronic | 25 | 1 | Fluorescent, (1) 36", T-8 lamp, Instant Start Ballast, NLO, Tandem 4 Lamp Ballast | 0.022
F31ILL/T4-R |  | F25T8 | Electronic | 25 | 1 | Fluorescent, (1) 36", T-8 lamp, Instant Start Ballast, RLO, Tandem 4 Lamp Ballast | 0.022
F31ILL-H |  | F25T8 | Electronic | 25 | 1 | Fluorescent, (1) 36", T-8 lamp, Instant Start Ballast, HLO | 0.028
F31ILL-R |  | F25T8 | Electronic | 25 | 1 | Fluorescent, (1) 36", T-8 lamp, Instant Start Ballast, RLO | 0.027
F31LL |  | F25T8 | Electronic | 25 | 1 | Fluorescent, (1) 36", T-8 lamp, Rapid Start Ballast, NLO | 0.024
F31LL/T2 |  | F25T8 | Electronic | 25 | 1 | Fluorescent, (1) 36", T-8 lamp, Rapid Start Ballast, NLO, Tandem 2 Lamp Ballast | 0.023
F31LL/T3 |  | F25T8 | Electronic | 25 | 1 | Fluorescent, (1) 36", T-8 lamp, Rapid Start Ballast, NLO, Tandem 3 Lamp Ballast | 0.024
F31LL/T4 |  | F25T8 | Electronic | 25 | 1 | Fluorescent, (1) 36", T-8 lamp, Rapid Start Ballast, NLO, Tandem 4 Lamp Ballast | 0.022
F31LL-H |  | F25T8 | Electronic | 25 | 1 | Fluorescent, (1) 36", T-8 lamp, Rapid Start Ballast, HLO | 0.026
F31LL-R |  | F25T8 | Electronic | 25 | 1 | Fluorescent, (1) 36", T-8 lamp, Rapid Start Ballast, RLO | 0.023
F31SE/T2 |  | F30T12 | Mag-ES | 30 | 1 | Fluorescent, (1) 36", STD lamp, Tandem wired | 0.037
F31SHS |  | F36T12/HO | Mag-STD | 50 | 1 | Fluorescent, (1) 36", HO lamp | 0.07
F31SL |  | F30T12 | Electronic | 30 | 1 | Fluorescent, (1) 36", STD lamp | 0.031
F31SS |  | F30T12 | Mag-STD | 30 | 1 | Fluorescent, (1) 36", STD lamp | 0.046
F31SS/T2 |  | F30T12 | Mag-STD | 30 | 1 | Fluorescent, (1) 36", STD lamp, Tandem wired | 0.041
F32EE |  | F30T12/ES | Mag-ES | 25 | 2 | Fluorescent, (2) 36", ES lamp | 0.066
F32EL |  | F30T12/ES | Electronic | 25 | 2 | Fluorescent, (2) 36", ES lamp | 0.05
F32ES |  | F30T12/ES | Mag-STD | 25 | 2 | Fluorescent, (2) 36", ES lamp | 0.073
F32ILL |  | F25T8 | Electronic | 25 | 2 | Fluorescent, (2) 36", T-8 lamp, Instant Start Ballast, NLO | 0.046
F32ILL/T4 |  | F25T8 | Electronic | 25 | 2 | Fluorescent, (2) 36", T-8 lamp, Instant Start Ballast, NLO, Tandem 4 Lamp Ballast | 0.044
F32ILL/T4-R |  | F25T8 | Electronic | 25 | 2 | Fluorescent, (2) 36", T-8 lamp, Instant Start Ballast, RLO, Tandem 4 Lamp Ballast | 0.043
F32ILL-H |  | F25T8 | Electronic | 25 | 2 | Fluorescent, (2) 36", T-8 lamp, Instant Start Ballast, HLO | 0.048
F32ILL-R |  | F25T8 | Electronic | 25 | 2 | Fluorescent, (2) 36", T-8 lamp, Instant Start Ballast, RLO | 0.046
F32LL |  | F25T8 | Electronic | 25 | 2 | Fluorescent, (2) 36", T-8 lamp, Rapid Start Ballast, NLO | 0.046
F32LL/T4 |  | F25T8 | Electronic | 25 | 2 | Fluorescent, (2) 36", T-8 lamp, Rapid Start Ballast, NLO, Tandem 4 Lamp Ballast | 0.045
F32LL-H |  | F25T8 | Electronic | 25 | 2 | Fluorescent, (2) 36", T-8 lamp, Rapid Start Ballast, HLO | 0.05
F32LL-R |  | F25T8 | Electronic | 25 | 2 | Fluorescent, (2) 36", T-8 lamp, Rapid Start Ballast, RLO | 0.042
F32LL-V |  | F25T8 | Electronic | 25 | 2 | Fluorescent, (2) 36", T-8 lamp, Rapid Start Ballast, VHLO | 0.07
F32SE |  | F30T12 | Mag-ES | 30 | 2 | Fluorescent, (2) 36", STD lamp | 0.074
F32SHS |  | F36T12/HO | Mag-STD | 50 | 2 | Fluorescent, (2) 36", HO, lamp | 0.114
F32SL |  | F30T12 | Electronic | 30 | 2 | Fluorescent, (2) 36", STD lamp | 0.058
F32SS |  | F30T12 | Mag-STD | 30 | 2 | Fluorescent, (2) 36", STD lamp | 0.081
F33ES |  | F30T12/ES | Mag-STD | 25 | 3 | Fluorescent, (3) 36", ES lamp | 0.115
F33ILL |  | F25T8 | Electronic | 25 | 3 | Fluorescent, (3) 36", T-8 lamp, Instant Start Ballast, NLO | 0.067
F33ILL-R |  | F25T8 | Electronic | 25 | 3 | Fluorescent, (3) 36", T-8 lamp, Instant Start Ballast, RLO | 0.066
F33LL |  | F25T8 | Electronic | 25 | 3 | Fluorescent, (3) 36", T-8 lamp, Rapid Start Ballast, NLO | 0.072
F33LL-R |  | F25T8 | Electronic | 25 | 3 | Fluorescent, (3) 36", T-8 lamp, Rapid Start Ballast, RLO | 0.062
F33SE |  | F30T12 | Mag-ES | 30 | 3 | Fluorescent, (3) 36", STD lamp, (1) STD ballast and (1) ES ballast | 0.12
F33SS |  | F30T12 | Mag-STD | 30 | 3 | Fluorescent, (3) 36", STD lamp | 0.127
F34ILL |  | F25T8 | Electronic | 25 | 4 | Fluorescent, (4) 36", T-8 lamp, Instant Start Ballast, NLO | 0.087
F34ILL-R |  | F25T8 | Electronic | 25 | 4 | Fluorescent, (4) 36", T-8 lamp, Instant Start Ballast, RLO | 0.086
F34LL |  | F25T8 | Electronic | 25 | 4 | Fluorescent, (4) 36", T-8 lamp, Rapid Start Ballast, NLO | 0.089
F34LL-R |  | F25T8 | Electronic | 25 | 4 | Fluorescent, (4) 36", T-8 lamp, Rapid Start Ballast, RLO | 0.084
F34SE |  | F30T12 | Mag-ES | 30 | 4 | Fluorescent, (4) 36", STD lamp | 0.148
F34SL |  | F30T12 | Electronic | 30 | 4 | Fluorescent, (4) 36", STD lamp | 0.116
F34SS |  | F30T12 | Mag-STD | 30 | 4 | Fluorescent, (4) 36", STD lamp | 0.162
F36EE |  | F30T12/ES | Mag-ES | 25 | 6 | Fluorescent, (2) 36", ES lamp | 0.198
F36ILL-R |  | F25T8 | Electronic | 25 | 6 | Fluorescent, (6) 36", T-8 lamp, Instant Start Ballast, RLO | 0.134
F36SE |  | F30T12 | Mag-ES | 30 | 6 | Fluorescent, (2) 36", STD lamp | 0.342
F40EE/D1 |  | None | Mag-ES | 0 | 1 | Fluorescent, (0) 48" lamp, Completely delamped fixture with (1) hot ballast | 0.004
F40EE/D2 |  | None | Mag-ES | 0 | 1 | Fluorescent, (0) 48" lamp, Completely delamped fixture with (2) hot ballast | 0.008
F41EE |  | F40T12/ES | Mag-ES | 34 | 1 | Fluorescent, (1) 48", ES lamp | 0.043
F41EE/D2 |  | F40T12/ES | Mag-ES | 34 | 1 | Fluorescent, (1) 48", ES lamp, 2 ballast | 0.043
F41EE/T2 |  | F40T12/ES | Mag-ES | 34 | 1 | Fluorescent, (1) 48", ES lamp, tandem wired, 2-lamp ballast | 0.036
F41EHS |  | F48T12/HO/ES | Mag-STD | 55 | 1 | Fluorescent, (1) 48", ES HO lamp | 0.08
F41EIS |  | F48T12/ES | Mag-STD | 30 | 1 | Fluorescent, (1) 48" ES Instant Start lamp. Magnetic ballast | 0.051
F41EL |  | F40T12/ES | Electronic | 34 | 1 | Fluorescent, (1) 48", T12 ES lamp, Electronic Ballast | 0.032
F41IAL |  | F25T12 | Electronic | 25 | 1 | Fluorescent, (1) 48", F25T12 lamp, Instant Start Ballast | 0.025
F41IAL/T2-R |  | F25T12 | Electronic | 25 | 1 | Fluorescent, (1) 48", F25T12 lamp, Instant Start, Tandem 2-Lamp Ballast, RLO | 0.019
F41IAL/T3-R |  | F25T12 | Electronic | 25 | 1 | Fluorescent, (1) 48", F25T12 lamp, Instant Start, Tandem 3-Lamp Ballast, RLO | 0.02
F41SHS |  | F48T12/HO | Mag-STD | 60 | 1 | Fluorescent, (1) 48", STD HO lamp | 0.085
F41SIL |  | F40T12 | Electronic | 39 | 1 | Fluorescent, (1) 48", STD IS lamp, Electronic ballast | 0.046
F41SIL/T2 |  | F40T12 | Electronic | 39 | 1 | Fluorescent, (1) 48", STD IS lamp, Electronic ballast, tandem wired | 0.037
F41SIS |  | F40T12 | Mag-STD | 39 | 1 | Fluorescent, (1) 48", STD IS lamp | 0.06
F41SIS/T2 |  | F40T12 | Mag-STD | 39 | 1 | Fluorescent, (1) 48", STD IS lamp, tandem to 2-lamp ballast | 0.052
F41SVS |  | F48T12/VHO | Mag-STD | 110 | 1 | Fluorescent, (1) 48", STD VHO lamp | 0.135
F41TS |  | F40T10 | Mag-STD | 40 | 1 | Fluorescent, (1) 48", T-10 lamp | 0.051
F42EE |  | F40T12/ES | Mag-ES | 34 | 2 | Fluorescent, (2) 48", ES lamp | 0.072
F42EE/D2 |  | F40T12/ES | Mag-ES | 34 | 2 | Fluorescent, (2) 48", ES lamp, 2 Ballasts (delamped) | 0.076
F3.52EHS |  | F42T12/HO/ES | Mag-STD | 55 | 2 | Fluorescent, (2) 42", HO lamp (3.5' lamp) | 0.135
F42EIS |  | F48T12/ES | Mag-STD | 30 | 2 | Fluorescent, (2) 48" ES Instant Start lamp. Magnetic ballast | 0.082
F42EL |  | F40T12/ES | Electronic | 34 | 2 | Fluorescent, (2) 48", T12 ES lamps, Electronic Ballast | 0.06
F42IAL/T4-R |  | F25T12 | Electronic | 25 | 2 | Fluorescent, (2) 48", F25T12 lamp, Instant Start, Tandem 4-Lamp Ballast, RLO | 0.04
F42IAL-R |  | F25T12 | Electronic | 25 | 2 | Fluorescent, (2) 48", F25T12 lamp, Instant Start Ballast, RLO | 0.039
F42SHS |  | F48T12/HO | Mag-STD | 60 | 2 | Fluorescent, (2) 48", STD HO lamp | 0.145
F42SIL |  | F40T12 | Electronic | 39 | 2 | Fluorescent, (2) 48", STD IS lamp, Electronic ballast | 0.074
F42SVS |  | F48T12/VHO | Mag-STD | 110 | 2 | Fluorescent, (2) 48", STD VHO lamp | 0.242
F43EE |  | F40T12/ES | Mag-ES | 34 | 3 | Fluorescent, (3) 48", ES lamp | 0.115
F43EHS |  | F42T12/HO/ES | Mag-STD | 55 | 3 | Fluorescent, (3) 42", HO lamp (3.5' lamp) | 0.215
F43EIS |  | F48T12/ES | Mag-STD | 30 | 3 | Fluorescent, (3) 48" ES Instant Start lamp. Magnetic ballast | 0.133
F43EL |  | F40T12/ES | Electronic | 34 | 3 | Fluorescent, (3) 48", T12 ES lamps, Electronic Ballast | 0.092
F43IAL-R |  | F25T12 | Electronic | 25 | 3 | Fluorescent, (3) 48", F25T12 lamp, Instant Start Ballast, RLO | 0.06
F43SHS |  | F48T12/HO | Mag-STD | 60 | 3 | Fluorescent, (3) 48", STD HO lamp | 0.23
F43SIL |  | F40T12 | Electronic | 39 | 3 | Fluorescent, (3) 48", STD IS lamp, Electronic ballast | 0.12
F43SVS |  | F48T12/VHO | Mag-STD | 110 | 3 | Fluorescent, (3) 48", STD VHO lamp | 0.377
F44EE |  | F40T12/ES | Mag-ES | 34 | 4 | Fluorescent, (4) 48", ES lamp | 0.144
F44EE/D4 |  | F40T12/ES | Mag-ES | 34 | 4 | Fluorescent, (4) 48", ES lamp, 4 Ballasts (delamped) | 0.152
F44EHS |  | F48T12/HO/ES | Mag-STD | 55 | 4 | Fluorescent, (4) 48", ES HO lamp | 0.27
F44EIS |  | F48T12/ES | Mag-STD | 30 | 4 | Fluorescent, (4) 48" ES Instant Start lamp. Magnetic ballast | 0.164
F44EL |  | F40T12/ES | Electronic | 34 | 4 | Fluorescent, (4) 48", T12 ES lamps, Electronic Ballast | 0.12
F44EVS |  | F48T12/VHO/ES | Mag-STD | 95 | 4 | Fluorescent, (4) 48", VHO ES lamp | 0.42
F44IAL-R |  | F25T12 | Electronic | 25 | 4 | Fluorescent, (4) 48", F25T12 lamp, Instant Start Ballast, RLO | 0.08
F44SHS |  | F48T12/HO | Mag-STD | 60 | 4 | Fluorescent, (4) 48", STD HO lamp | 0.29
F44SIL |  | F40T12 | Electronic | 39 | 4 | Fluorescent, (4) 48", STD IS lamp, Electronic ballast | 0.148
F44SVS |  | F48T12/VHO | Mag-STD | 110 | 4 | Fluorescent, (4) 48", STD VHO lamp | 0.484
F46EE |  | F40T12/ES | Mag-ES | 34 | 6 | Fluorescent, (6) 48", ES lamp | 0.216
F46EL |  | F40T12/ES | Electronic | 34 | 6 | Fluorescent, (6) 48", ES lamp | 0.186
F48EE |  | F40T12/ES | Mag-ES | 34 | 8 | Fluorescent, (8) 48", ES lamp | 0.288
F51ILL |  | F40T8 | Electronic | 40 | 1 | Fluorescent, (1) 60", T-8 lamp, Instant Start Ballast, NLO | 0.036
F51ILL/T2 |  | F40T8 | Electronic | 40 | 1 | Fluorescent, (1) 60", T-8 lamp, Instant Start Ballast, NLO, Tandem 2 Lamp Ballast | 0.036
F51ILL/T3 |  | F40T8 | Electronic | 40 | 1 | Fluorescent, (1) 60", T-8 lamp, Instant Start Ballast, NLO, Tandem 3 Lamp Ballast | 0.035
F51ILL/T4 |  | F40T8 | Electronic | 40 | 1 | Fluorescent, (1) 60", T-8 lamp, Instant Start Ballast, NLO, Tandem 4 Lamp Ballast | 0.034
F51ILL-R |  | F40T8 | Electronic | 40 | 1 | Fluorescent, (1) 60", T-8 lamp, Instant Start Ballast, RLO | 0.043
F51SHE |  | F60T12/HO | Mag-ES | 75 | 1 | Fluorescent, (1) 60", STD HO lamp | 0.088
F51SHL |  | F60T12/HO | Electronic | 75 | 1 | Fluorescent, (1) 60", STD HO lamp | 0.069
F51SHS |  | F60T12/HO | Mag-STD | 75 | 1 | Fluorescent, (1) 60", STD HO lamp | 0.092
F51SL |  | F60T12 | Electronic | 50 | 1 | Fluorescent, (1) 60", STD lamp | 0.044
F51SS |  | F60T12 | Mag-STD | 50 | 1 | Fluorescent, (1) 60", STD lamp | 0.063
F51SVS |  | F60T12/VHO | Mag-STD | 135 | 1 | Fluorescent, (1) 60", VHO ES lamp | 0.165
F52ILL |  | F40T8 | Electronic | 40 | 2 | Fluorescent, (2) 60", T-8 lamp, Instant Start Ballast, NLO | 0.072
F52ILL/T4 |  | F40T8 | Electronic | 40 | 2 | Fluorescent, (2) 60", T-8 lamp, Instant Start Ballast, NLO, Tandem 2 Lamp Ballast | 0.067
F52ILL-H |  | F40T8 | Electronic | 40 | 2 | Fluorescent, (2) 60", T-8 lamp, Instant Start Ballast, HLO | 0.08
F52ILL-R |  | F40T8 | Electronic | 40 | 2 | Fluorescent, (2) 60", T-8 lamp, Instant Start Ballast, RLO | 0.073
F52SHE |  | F60T12/HO | Mag-ES | 75 | 2 | Fluorescent, (2) 60", STD HO lamp | 0.176
F52SHL |  | F60T12/HO | Electronic | 75 | 2 | Fluorescent, (2) 60", STD HO lamp | 0.138
F52SHS |  | F60T12/HO | Mag-STD | 75 | 2 | Fluorescent, (2) 60", STD HO lamp | 0.168
F52SL |  | F60T12 | Electronic | 50 | 2 | Fluorescent, (2) 60", STD lamp | 0.088
F52SS |  | F60T12 | Mag-STD | 50 | 2 | Fluorescent, (2) 60", STD lamp | 0.128
F52SVS |  | F60T12/VHO | Mag-STD | 135 | 2 | Fluorescent, (2) 60", VHO ES lamp | 0.31
F53ILL |  | F40T8 | Electronic | 40 | 3 | Fluorescent, (3) 60", T-8 lamp, Instant Start Ballast, NLO | 0.106
F53ILL-H |  | F40T8 | Electronic | 40 | 3 | Fluorescent, (3) 60", T-8 lamp, Instant Start Ballast, HLO | 0.108
F54ILL |  | F40T8 | Electronic | 40 | 4 | Fluorescent, (4) 60", T-8 lamp, Instant Start Ballast, NLO | 0.134
F54ILL-H |  | F40T8 | Electronic | 40 | 4 | Fluorescent, (4) 60", T-8 lamp, Instant Start Ballast, HLO | 0.126
F61ISL |  | F72T12 | Electronic | 55 | 1 | Fluorescent, (1) 72", STD lamp, IS electronic ballast | 0.068
F61SHS |  | F72T12/HO | Mag-STD | 85 | 1 | Fluorescent, (1) 72", STD HO lamp | 0.12
F61SS |  | F72T12 | Mag-STD | 55 | 1 | Fluorescent, (1) 72", STD lamp | 0.076
F61SVS |  | F72T12/VHO | Mag-STD | 160 | 1 | Fluorescent, (1) 72", VHO lamp | 0.18
F62ISL |  | F72T12 | Electronic | 55 | 2 | Fluorescent, (2) 72", STD lamp, IS electronic ballast | 0.108
F62SE |  | F72T12 | Mag-ES | 55 | 2 | Fluorescent, (2) 72", STD lamp | 0.122
F62SHE |  | F72T12/HO | Mag-ES | 85 | 2 | Fluorescent, (2) 72", STD HO lamp | 0.194
F62SHS |  | F72T12/HO | Mag-STD | 85 | 2 | Fluorescent, (2) 72", STD HO lamp | 0.22
F62SL |  | F72T12 | Electronic | 55 | 2 | Fluorescent, (2) 72", STD lamp | 0.108
F62SS |  | F72T12 | Mag-STD | 55 | 2 | Fluorescent, (2) 72", STD lamp | 0.122
F62SVS |  | F72T12/VHO | Mag-STD | 160 | 2 | Fluorescent, (2) 72", VHO lamp | 0.33
F63ISL |  | F72T12 | Electronic | 55 | 3 | Fluorescent, (3) 72", STD lamp, IS electronic ballast | 0.176
F63SS |  | F72T12 | Mag-STD | 55 | 3 | Fluorescent, (3) 72", STD lamp | 0.202
F64ISL |  | F72T12 | Electronic | 55 | 4 | Fluorescent, (4) 72", STD lamp, IS electronic ballast | 0.216
F64SE |  | F72T12 | Mag-ES | 55 | 4 | Fluorescent, (4) 72", STD lamp | 0.244
F64SHE |  | F72T12/HO | Mag-ES | 85 | 4 | Fluorescent, (4) 72", HO lamp | 0.388
F64SS |  | F72T12 | Mag-STD | 56 | 4 | Fluorescent, (4) 72", STD lamp | 0.244
F81EE/T2 |  | F96T12/ES | Mag-ES | 60 | 1 | Fluorescent, (1) 96", ES lamp, tandem to 2-lamp ballst | 0.062
F81EHL |  | F96T12/HO/ES | Electronic | 95 | 1 | Fluorescent, (1) 96", ES HO lamp | 0.08
F81EHS |  | F96T12/HO/ES | Mag-STD | 95 | 1 | Fluorescent, (1) 96", ES HO lamp | 0.112
F81EL |  | F96T12/ES | Electronic | 60 | 1 | Fluorescent, (1) 96", ES lamp | 0.069
F81ES |  | F96T12/ES | Mag-STD | 60 | 1 | Fluorescent, (1) 96", ES lamp | 0.075
F81ES/T2 |  | F96T12/ES | Mag-STD | 60 | 1 | Fluorescent, (1) 96", ES lamp, tandem to 2-lamp ballast | 0.064
F81EVS |  | F96T12/VHO/ES | Mag-STD | 185 | 1 | Fluorescent, (1) 96", ES VHO lamp | 0.205
F81ILL |  | F96T8 | Electronic | 59 | 1 | Fluorescent, (1) 96", T-8 lamp, Instant Start Ballast, NLO | 0.058
F81ILL/T2 |  | F96T8 | Electronic | 59 | 1 | Fluorescent, (1) 96", T-8 lamp, Instant Start Ballast, NLO, Tandem 2 Lamp Ballast | 0.055
F81ILL/T2-R |  | F96T8 | Electronic | 59 | 1 | Fluorescent, (1) 96", T-8 lamp, Instant Start Ballast, RLO, Tandem 2 Lamp Ballast | 0.049
F81ILL-H |  | F96T8 | Electronic | 59 | 1 | Fluorescent, (1) 96", T-8 lamp, Instant Start Ballast, HLO | 0.068
F81ILL-R |  | F96T8 | Electronic | 59 | 1 | Fluorescent, (1) 96", T-8 lamp, Instant Start Ballast, RLO | 0.057
F81ILL-V |  | F96T8 | Electronic | 59 | 1 | Fluorescent, (1) 96", T-8 lamp, Instant Start Ballast, VHLO | 0.071
F81LHL/T2 |  | F96T8/HO | Electronic | 86 | 1 | Fluorescent, (1) 96", T8 HO lamp, tandem wired to 2-lamp ballast | 0.08
F82EE |  | F96T12/ES | Mag-ES | 60 | 2 | Fluorescent, (2) 96", ES lamp | 0.123
F82EHE |  | F96T12/HO/ES | Mag-ES | 95 | 2 | Fluorescent, (2) 96", ES HO lamp | 0.207
F82EHL |  | F96T12/HO/ES | Electronic | 95 | 2 | Fluorescent, (2) 96", ES HO lamp | 0.173
F82EHS |  | F96T12/HO/ES | Mag-STD | 95 | 2 | Fluorescent, (2) 96", ES HO lamp | 0.227
F82EL |  | F96T12/ES | Electronic | 60 | 2 | Fluorescent, (2) 96", ES lamp | 0.11
F82ES |  | F96T12/ES | Mag-STD | 60 | 2 | Fluorescent, (2) 96", ES lamp | 0.128
F82EVS |  | F96T12/VHO/ES | Mag-STD | 185 | 2 | Fluorescent, (2) 96", ES VHO lamp | 0.38
F82ILL |  | F96T8 | Electronic | 59 | 2 | Fluorescent, (2) 96", T-8 lamp, Instant Start Ballast, NLO | 0.109
F82ILL-R |  | F96T8 | Electronic | 59 | 2 | Fluorescent, (2) 96", T-8 lamp, Instant Start Ballast, RLO | 0.098
F82LHL |  | F96T8/HO | Electronic | 86 | 2 | Fluorescent, (2) 96", T8 HO lamp | 0.16
F83EE |  | F96T12/ES | Mag-ES | 60 | 3 | Fluorescent, (3) 96", ES lamp | 0.21
F83EHE |  | F96T12/HO/ES | Mag-ES/STD | 95 | 3 | Fluorescent, (3) 96", ES HO lamp, (1) 2-lamp ES Ballast, (1) 1-lamp STD Ballast | 0.319
F83EHS |  | F96T12/HO/ES | Mag-STD | 95 | 3 | Fluorescent, (3) 96", ES HO lamp | 0.38
F83EL |  | F96T12/ES | Electronic | 60 | 3 | Fluorescent, (3) 96", ES lamp | 0.179
F83ES |  | F96T12/ES | Mag-STD | 60 | 3 | Fluorescent, (3) 96", ES lamp | 0.203
F83EVS |  | F96T12/VHO/ES | Mag-STD | 185 | 3 | Fluorescent, (3) 96", ES VHO lamp | 0.585
F83ILL |  | F96T8 | Electronic | 59 | 3 | Fluorescent, (3) 96", T-8 lamp, Instant Start Ballast, NLO | 0.167
F84EE |  | F96T12/ES | Mag-ES | 60 | 4 | Fluorescent, (4) 96", ES lamp | 0.246
F84EHE |  | F96T12/HO/ES | Mag-ES | 95 | 4 | Fluorescent, (4) 96", ES HO lamp | 0.414
F84EHL |  | F96T12/HO/ES | Electronic | 95 | 4 | Fluorescent, (4) 96", ES HO lamp | 0.346
F84EHS |  | F96T12/HO/ES | Mag-STD | 95 | 4 | Fluorescent, (4) 96", ES HO lamp | 0.454
F84EL |  | F96T12/ES | Electronic | 60 | 4 | Fluorescent, (4) 96", ES lamp | 0.22
F84ES |  | F96T12/ES | Mag-STD | 60 | 4 | Fluorescent, (4) 96", ES lamp | 0.256
F84EVS |  | F96T12/VHO/ES | Mag-STD | 185 | 4 | Fluorescent, (4) 96", ES VHO lamp | 0.76
F84ILL |  | F96T8 | Electronic | 59 | 4 | Fluorescent, (4) 96", T-8 lamp, Instant Start Ballast, NLO | 0.219
F84LHL |  | F96T8/HO | Electronic | 86 | 4 | Fluorescent, (4) 96", T8 HO lamp | 0.32
F86EHS |  | F96T12/HO/ES | Mag-STD | 95 | 6 | Fluorescent, (6) 96", ES HO lamp | 0.721
F86ILL |  | F96T8 | Electronic | 59 | 6 | Fluorescent, (6) 96", T-8 lamp, Instant Start Ballast, NLO | 0.328
Circline Fluorescent Fixtures
FC12/1 |  | FC12T9 | Mag-STD | 32 | 1 | Fluorescent, (1) 12" circular lamp, RS ballast | 0.031
FC12/2 |  | FC12T9 | Mag-STD | 32 | 2 | Fluorescent, (2) 12" circular lamp, RS ballast | 0.062
FC16/1 |  | FC16T9 | Mag-STD | 40 | 1 | Fluorescent, (1) 16" circular lamp | 0.035
FC20 |  | FC6T9 | Mag-STD | 20 | 1 | Fluorescent, Circlite, (1) 20W lamp, Preheat ballast | 0.02
FC22 |  | FC8T9 | Mag-STD | 22 | 1 | Fluorescent, Circlite, (1) 22W lamp, preheat ballast | 0.02
FC32 |  | FC12T9 | Mag-STD | 32 | 1 | Fluorescent, Circline, (1) 32W lamp, preheat ballast | 0.04
FC40 |  | FC16T9 | Mag-STD | 32 | 1 | Fluorescent, Circline, (1) 32W lamp, preheat ballast | 0.042
FC6/1 |  | FC6T9 | Mag-STD | 20 | 1 | Fluorescent, (1) 6" circular lamp, RS ballast | 0.025
FC8/1 |  | FC8T9 | Mag-STD | 22 | 1 | Fluorescent, (1) 8" circular lamp, RS ballast | 0.026
FC8/2 |  | FC8T9 | Mag-STD | 22 | 2 | Fluorescent, (2) 8" circular lamp, RS ballast | 0.052
U-Tube Fluorescent Fixtures
FU1EE |  | FU40T12/ES | Mag-ES | 35 | 1 | Fluorescent, (1) U-Tube, ES lamp | 0.043
FU1ILL |  | FU31T8/6 | Electronic | 32 | 1 | Fluorescent, (1) U-Tube, T-8 lamp, Instant Start ballast | 0.031
FU1LL |  | FU31T8/6 | Electronic | 32 | 1 | Fluorescent, (1) U-Tube, T-8 lamp | 0.032
FU1LL-R |  | FU31T8/6 | Electronic | 31 | 1 | Fluorescent, (1) U-Tube, T-8 lamp, RLO | 0.027
FU2EE |  | FU40T12/ES | Mag-ES | 35 | 2 | Fluorescent, (2) U-Tube, ES lamp | 0.072
FU2ILL |  | FU31T8/6 | Electronic | 32 | 2 | Fluorescent, (2) U-Tube, T-8 lamp, Instand Start Ballast | 0.059
FU2ILL/T4 |  | FU31T8/6 | Electronic | 32 | 2 | Fluorescent, (2) U-Tube, T-8 lamp, Instand Start Ballast, tandem wired | 0.056
FU2ILL/T4-R |  | FU31T8/6 | Electronic | 32 | 2 | Fluorescent, (2) U-Tube, T-8 lamp, Instand Start Ballast, RLO, tandem wired | 0.051
FU2ILL-H |  | FU31T8/6 | Electronic | 32 | 2 | Fluorescent, (2) U-Tube, T-8 lamp, Instand Start HLO Ballast | 0.065
FU2ILL-R |  | FU31T8/6 | Electronic | 32 | 2 | Fluorescent, (2) U-Tube, T-8 lamp, Instand Start RLO Ballast | 0.052
FU2LL |  | FU31T8/6 | Electronic | 32 | 2 | Fluorescent, (2) U-Tube, T-8 lamp | 0.06
FU2LL/T2 |  | FU31T8/6 | Electronic | 32 | 2 | Fluorescent, (2) U-Tube, T-8 lamp, Tandem 4 lamp ballast | 0.059
FU2LL-R |  | FU31T8/6 | Electronic | 31 | 2 | Fluorescent, (2) U-Tube, T-8 lamp, RLO | 0.054
FU3EE |  | FU40T12/ES | Mag-ES | 35 | 3 | Fluorescent, (3) U-Tube, ES lamp | 0.115
FU3ILL |  | FU31T8/6 | Electronic | 32 | 3 | Fluorescent, (3) U-Tube, T-8 lamp, Instand Start Ballast | 0.089
FU3ILL-R |  | FU31T8/6 | Electronic | 32 | 3 | Fluorescent, (3) U-Tube, T-8 lamp, Instand Start RLO Ballast | 0.078
Halogen Incandescent Fixtures
H42/1 |  | H42 |  | 42 | 1 | Halogen Incandescent, (1) 42W lamp | 0.042
H45/1 |  | H45 |  | 45 | 1 | Halogen Incandescent, (1) 45W lamp | 0.045
H45/2 |  | H45 |  | 45 | 2 | Halogen Incandescent, (2) 45W lamp | 0.09
H50/1 |  | H50 |  | 50 | 1 | Halogen Incandescent, (1) 50W lamp | 0.05
HLV50/1 |  | H50/LV |  | 50 | 1 | Halogen, (1) Low Voltage MR16 lamp | 0.06
H50/2 |  | H50 |  | 50 | 2 | Halogen Incandescent, (2) 50W lamp | 0.1
H52/1 |  | H52 |  | 52 | 1 | Halogen Incandescent, (1) 52W lamp | 0.052
H55/1 |  | H55 |  | 55 | 1 | Halogen Incandescent, (1) 55W lamp | 0.055
H55/2 |  | H55 |  | 55 | 2 | Halogen Incandescent, (2) 55W lamp | 0.11
H60/1 |  | H60 |  | 60 | 1 | Halogen Incandescent, (1) 60W lamp | 0.06
H72/1 |  | H72 |  | 72 | 1 | Halogen Incandescent, (1) 72W lamp | 0.072
H75/1 |  | H75 |  | 75 | 1 | Halogen Incandescent, (1) 75W lamp | 0.075
H75/2 |  | H75 |  | 75 | 2 | Halogen Incandescent, (2) 75W lamp | 0.15
H90/1 |  | H90 |  | 90 | 1 | Halogen Incandescent, (1) 90W lamp | 0.09
H90/2 |  | H90 |  | 90 | 2 | Halogen Incandescent, (2) 90W lamp | 0.18
H100/1 |  | H100 |  | 100 | 1 | Halogen Incandescent, (1) 100W lamp | 0.1
H150/1 |  | H150 |  | 150 | 1 | Halogen Incandescent, (1) 150W lamp | 0.15
H150/2 |  | H150 |  | 150 | 2 | Halogen Incandescent, (2) 150W lamp | 0.3
H300/1 |  | H300 |  | 300 | 1 | Halogen Incandescent, (1) 300W lamp | 0.3
H500/1 |  | H500 |  | 500 | 1 | Halogen Incandescent, (1) 500W lamp | 0.5
High Pressure Sodium Fixtures
HPS35/1 |  | HPS35 |  | 35 | 1 | High Pressure Sodium, (1) 35W lamp | 0.046
HPS50/1 |  | HPS50 |  | 50 | 1 | High Pressure Sodium, (1) 50W lamp | 0.066
HPS70/1 |  | HPS70 |  | 70 | 1 | High Pressure Sodium, (1) 70W lamp | 0.095
HPS100/1 |  | HPS100 |  | 100 | 1 | High Pressure Sodium, (1) 100W lamp | 0.138
HPS150/1 |  | HPS150 |  | 150 | 1 | High Pressure Sodium, (1) 150W lamp | 0.188
HPS200/1 |  | HPS200 |  | 200 | 1 | High Pressure Sodium, (1) 200W lamp | 0.25
HPS250/1 |  | HPS250 |  | 250 | 1 | High Pressure Sodium, (1) 250W lamp | 0.295
HPS310/1 |  | HPS310 |  | 310 | 1 | High Pressure Sodium, (1) 310W lamp | 0.365
HPS360/1 |  | HPS360 |  | 360 | 1 | High Pressure Sodium, (1) 360W lamp | 0.414
HPS400/1 |  | HPS400 |  | 400 | 1 | High Pressure Sodium, (1) 400W lamp | 0.465
HPS1000/1 |  | HPS1000 |  | 1000 | 1 | High Pressure Sodium, (1) 1000W lamp | 1.1
Standard Incandescent Fixtures
I7.5/1 |  | I7.5 |  | 7.5 | 1 | Tungsten exit light, (1) 7.5 W lamp, used in night light application | 0.008
I7.5/2 |  | I7.5 |  | 7.5 | 2 | Tungsten exit light, (2) 7.5 W lamp, used in night light application | 0.015
I15/1 |  | I15 |  | 15 | 1 | Incandescent, (1) 15W lamp | 0.015
I15/2 |  | I15 |  | 15 | 2 | Incandescent, (2) 15W lamp | 0.03
I20/1 |  | I20 |  | 20 | 1 | Incandescent, (1) 20W lamp | 0.02
I20/2 |  | I20 |  | 20 | 2 | Incandescent, (2) 20W lamp | 0.04
I25/1 |  | I25 |  | 25 | 1 | Incandescent, (1) 25W lamp | 0.025
I25/2 |  | I25 |  | 25 | 2 | Incandescent, (2) 25W lamp | 0.05
I25/4 |  | I25 |  | 25 | 4 | Incandescent, (4) 25W lamp | 0.1
I34/1 |  | I34 |  | 34 | 1 | Incandescent, (1) 34W lamp | 0.034
I40E/1 |  | I40/ES |  | 34 | 1 | Incandescent, (1) 40W ES lamp | 0.034
I40EL/1 |  | I40/ES/LL |  | 34 | 1 | Incandescent, (1) 40W ES/LL lamp | 0.034
I34/2 |  | I34 |  | 34 | 2 | Incandescent, (2) 34W lamp | 0.068
I36/1 |  | I36 |  | 36 | 1 | Incandescent, (1) 36W lamp | 0.036
I40/1 |  | I40 |  | 40 | 1 | Incandescent, (1) 40W lamp | 0.04
I40/2 |  | I40 |  | 40 | 2 | Incandescent, (2) 40W lamp | 0.08
I42/1 |  | I42 |  | 42 | 1 | Incandescent, (1) 42W lamp | 0.042
I45/1 |  | I45 |  | 45 | 1 | Incandescent, (1) 45W lamp | 0.045
I50/1 |  | I50 |  | 50 | 1 | Incandescent, (1) 50W lamp | 0.05
I50/2 |  | I50 |  | 50 | 2 | Incandescent, (2) 50W lamp | 0.1
I52/1 |  | I52 |  | 52 | 1 | Incandescent, (1) 52W lamp | 0.052
I60E/1 |  | I60/ES |  | 52 | 1 | Incandescent, (1) 60W ES lamp | 0.052
I60EL/1 |  | I60/ES/LL |  | 52 | 1 | Incandescent, (1) 60W ES/LL lamp | 0.052
I52/2 |  | I52 |  | 52 | 2 | Incandescent, (2) 52W lamp | 0.104
I54/1 |  | I54 |  | 54 | 1 | Incandescent, (1) 54W lamp | 0.054
I54/2 |  | I54 |  | 54 | 2 | Incandescent, (2) 54W lamp | 0.108
I55/1 |  | I55 |  | 55 | 1 | Incandescent, (1) 55W lamp | 0.055
I55/2 |  | I55 |  | 55 | 2 | Incandescent, (2) 55W lamp | 0.11
I60/1 |  | I60 |  | 60 | 1 | Incandescent, (1) 60W lamp | 0.06
I60/2 |  | I60 |  | 60 | 2 | Incandescent, (2) 60W lamp | 0.12
I60/3 |  | I60 |  | 60 | 3 | Incandescent, (3) 60W lamp | 0.18
I60/4 |  | I60 |  | 60 | 4 | Incandescent, (4) 60W lamp | 0.24
I60/5 |  | I60 |  | 60 | 5 | Incandescent, (5) 60W lamp | 0.3
I65/1 |  | I65 |  | 65 | 1 | Incandescent, (1) 65W lamp | 0.065
I65/1 |  | I65 |  | 65 | 1 | Incandescent, (1) 65W lamp | 0.065
I65/2 |  | I65 |  | 65 | 2 | Incandescent, (2) 65W lamp | 0.13
I67/1 |  | I67 |  | 67 | 1 | Incandescent, (1) 67W lamp | 0.067
I75E/1 |  | I75/ES |  | 67 | 1 | Incandescent, (1) 75W ES lamp | 0.067
I75EL/1 |  | I75/ES/LL |  | 67 | 1 | Incandescent, (1) 75W ES/LL lamp | 0.067
I67/2 |  | I67 |  | 67 | 2 | Incandescent, (2) 67W lamp | 0.134
I67/3 |  | I67 |  | 67 | 3 | Incandescent, (3) 67W lamp | 0.201
I69/1 |  | I69 |  | 69 | 1 | Incandescent, (1) 69W lamp | 0.069
I72/1 |  | I72 |  | 72 | 1 | Incandescent, (1) 72W lamp | 0.072
I75/1 |  | I75 |  | 75 | 1 | Incandescent, (1) 75W lamp | 0.075
I75/2 |  | I75 |  | 75 | 2 | Incandescent, (2) 75W lamp | 0.15
I75/3 |  | I75 |  | 75 | 3 | Incandescent, (3) 75W lamp | 0.225
I75/4 |  | I75 |  | 75 | 4 | Incandescent, (4) 75W lamp | 0.3
I80/1 |  | I80 |  | 80 | 1 | Incandescent, (1) 80W lamp | 0.08
I85/1 |  | I85 |  | 85 | 1 | Incandescent, (1) 85W lamp | 0.085
I100E/1 |  | I100/ES |  | 90 | 1 | Incandescent, (1) 100W ES lamp | 0.09
I100EL/1 |  | I100/ES/LL |  | 90 | 1 | Incandescent, (1) 100W ES/LL lamp | 0.09
I90/1 |  | I90 |  | 90 | 1 | Incandescent, (1) 90W lamp | 0.09
I90/2 |  | I90 |  | 90 | 2 | Incandescent, (2) 90W lamp | 0.18
I90/3 |  | I90 |  | 90 | 3 | Incandescent, (3) 90W lamp | 0.27
I93/1 |  | I93 |  | 93 | 1 | Incandescent, (1) 93W lamp | 0.093
I95/1 |  | I95 |  | 95 | 1 | Incandescent, (1) 95W lamp | 0.095
I95/2 |  | I95 |  | 95 | 2 | Incandescent, (2) 95W lamps | 0.19
I100/1 |  | I100 |  | 100 | 1 | Incandescent, (1) 100W lamp | 0.1
I100/2 |  | I100 |  | 100 | 2 | Incandescent, (2) 100W lamp | 0.2
I100/3 |  | I100 |  | 100 | 3 | Incandescent, (3) 100W lamp | 0.3
I100/4 |  | I100 |  | 100 | 4 | Incandescent, (4) 100W lamp | 0.4
I100/5 |  | I100 |  | 100 | 5 | Incandescent, (5) 100W lamp | 0.5
I120/1 |  | I120 |  | 120 | 1 | Incandescent, (1) 120W lamp | 0.12
I120/2 |  | I120 |  | 120 | 2 | Incandescent, (2) 120W lamp | 0.24
I125/1 |  | I125 |  | 125 | 1 | Incandescent, (1) 125W lamp | 0.125
I135/1 |  | I135 |  | 135 | 1 | Incandescent, (1) 135W lamp | 0.135
I150E/1 |  | I150/ES |  | 135 | 1 | Incandescent, (1) 150W ES lamp | 0.135
I150EL/1 |  | I150/ES/LL |  | 135 | 1 | Incandescent, (1) 150W ES/LL lamp | 0.135
I135/2 |  | I135 |  | 135 | 2 | Incandescent, (2) 135W lamp | 0.27
I150/1 |  | I150 |  | 150 | 1 | Incandescent, (1) 150W lamp | 0.15
I150/2 |  | I150 |  | 150 | 2 | Incandescent, (2) 150W lamp | 0.3
I170/1 |  | I170 |  | 170 | 1 | Incandescent, (1) 170W lamp | 0.17
I200/1 |  | I200 |  | 200 | 1 | Incandescent, (1) 200W lamp | 0.2
I200L/1 |  | I200/LL |  | 200 | 1 | Incandescent, (1) 200W LL lamp | 0.2
I200/2 |  | I200 |  | 200 | 2 | Incandescent, (2) 200W lamp | 0.4
I250/1 |  | I250 |  | 250 | 1 | Incandescent, (1) 250W lamp | 0.25
I300/1 |  | I300 |  | 300 | 1 | Incandescent, (1) 300W lamp | 0.3
I400/1 |  | I400 |  | 400 | 1 | Incandescent, (1) 400W lamp | 0.4
I448/1 |  | I448 |  | 448 | 1 | Incandescent, (1) 448W lamp | 0.448
I500/1 |  | I500 |  | 500 | 1 | Incandescent, (1) 500W lamp | 0.5
I750/1 |  | I750 |  | 750 | 1 | Incandescent, (1) 750W lamp | 0.75
I1000/1 |  | I1000 |  | 1000 | 1 | Incandescent, (1) 1000W lamp | 1
I1500/1 |  | I1500 |  | 1500 | 1 | Incandescent, (1) 1500W lamp | 1.5
I2000/1 |  | I2000 |  | 2000 | 1 | Incandescent, (1) 2000W lamp | 2
Pulse Start Metal Halide Fixtures
MH175PS/1 |  | MH175PS | Mag-CWA | 175 | 1 | Pulse Start Metal Halide, (1) 175W lamp, Pulse Start CWA Ballast | 0.208
MH200PS/1 |  | MH200PS | Mag-CWA | 200 | 1 | Pulse Start Metal Halide, (1) 200W lamp, Pulse Start CWA Ballast | 0.232
MH250PS/1 |  | MH250PS | Mag-CWA | 250 | 1 | Pulse Start Metal Halide, (1) 250W lamp, Pulse Start CWA Ballast | 0.288
MH320PS/1 |  | MH320PS | Mag-CWA | 320 | 1 | Pulse Start Metal Halide, (1) 320W lamp, Pulse Start CWA Ballast | 0.365
MH350PS/1 |  | MH350PS | Mag-CWA | 350 | 1 | Pulse Start Metal Halide, (1) 350W lamp, Pulse Start CWA Ballast | 0.4
MH400PS/1 |  | MH400PS | Mag-CWA | 400 | 1 | Pulse Start Metal Halide, (1) 400W lamp, Pulse Start CWA Ballast | 0.456
MH450PS/1 |  | MH450PS | Mag-CWA | 450 | 1 | Pulse Start Metal Halide, (1) 450W lamp, Pulse Start CWA Ballast | 0.506
MH750PS/1 |  | MH750PS | Mag-CWA | 750 | 1 | Pulse Start Metal Halide, (1) 750W lamp, Pulse Start CWA Ballast | 0.818
MH1000PS/1 |  | MH1000PS | Mag-CWA | 1000 | 1 | Pulse Start Metal Halide, (1) 1000W lamp, Pulse Start CWA Ballast | 1.08
Metal Halide Fixtures
MH32/1 |  | MH32 |  | 32 | 1 | Metal Halide, (1) 32W lamp | 0.043
MH50/1 |  | MH50 |  | 50 | 1 | Metal Halide, (1) 50W lamp | 0.072
MH70/1 |  | MH70 |  | 70 | 1 | Metal Halide, (1) 70W lamp | 0.095
MH100/1 |  | MH100 |  | 100 | 1 | Metal Halide, (1) 100W lamp | 0.128
MH150/1 |  | MH150 |  | 150 | 1 | Metal Halide, (1) 150W lamp | 0.19
MH175/1 |  | MH175 |  | 175 | 1 | Metal Halide, (1) 175W lamp | 0.215
MH250/1 |  | MH250 |  | 250 | 1 | Metal Halide, (1) 250W lamp | 0.295
MH400/1 |  | MH400 |  | 400 | 1 | Metal Halide, (1) 400W lamp | 0.458
MH400/2 |  | MH400 |  | 400 | 2 | Metal Halide, (2) 400W lamp | 0.916
MH750/1 |  | MH750 |  | 750 | 1 | Metal Halide, (1) 750W lamp | 0.85
MH1000/1 |  | MH1000 |  | 1000 | 1 | Metal Halide, (1) 1000W lamp | 1.08
MH1500/1 |  | MH1500 |  | 1500 | 1 | Metal Halide, (1) 1500W lamp | 1.61
Mercury Vapor Fixtures
MV40/1 |  | MV40 |  | 40 | 1 | Mercury Vapor, (1) 40W lamp | 0.05
MV50/1 |  | MV50 |  | 50 | 1 | Mercury Vapor, (1) 50W lamp | 0.074
MV75/1 |  | MV75 |  | 75 | 1 | Mercury Vapor, (1) 75W lamp | 0.093
MV100/1 |  | MV100 |  | 100 | 1 | Mercury Vapor, (1) 100W lamp | 0.125
MV175/1 |  | MV175 |  | 175 | 1 | Mercury Vapor, (1) 175W lamp | 0.205
MV250/1 |  | MV250 |  | 250 | 1 | Mercury Vapor, (1) 250W lamp | 0.29
MV400/1 |  | MV400 |  | 400 | 1 | Mercury Vapor, (1) 400W lamp | 0.455
MV400/2 |  | MV400 |  | 400 | 2 | Mercury Vapor, (2) 400W lamp | 0.91
MV700/1 |  | MV700 |  | 700 | 1 | Mercury Vapor, (1) 700W lamp | 0.78
MV1000/1 |  | MV1000 |  | 1000 | 1 | Mercury Vapor, (1) 1000W lamp | 1.075
EXIT Sign Fixtures
ECF5/1 |  | CFT5W | Mag-STD | 5 | 1 | EXIT Compact Fluorescent, (1) 5W lamp | 0.009
ECF5/2 |  | CFT5W | Mag-STD | 5 | 2 | EXIT Compact Fluorescent, (2) 5W lamp | 0.02
ECF7/1 |  | CFT7W | Mag-STD | 7 | 1 | EXIT Compact Fluorescent, (1) 7W lamp | 0.01
ECF7/2 |  | CFT7W | Mag-STD | 7 | 2 | EXIT Compact Fluorescent, (2) 7W lamp | 0.021
ECF8/1 |  | F8T5 | Mag-STD | 8 | 1 | EXIT T5 Fluorescent, (1) 8W lamp | 0.012
ECF8/2 |  | F8T5 | Mag-STD | 8 | 2 | EXIT T5 Fluorescent, (2) 8W lamp | 0.024
ECF9/1 |  | CFT9W | Mag-STD | 9 | 1 | EXIT Compact Fluorescent, (1) 9W lamp | 0.012
ECF9/2 |  | CFT9W | Mag-STD | 9 | 2 | EXIT Compact Fluorescent, (2) 9W lamp | 0.02
EI10/2 |  | I10 |  | 10 | 2 | EXIT Incandescent, (2) 10W lamp | 0.02
EI15/1 |  | I15 |  | 15 | 1 | EXIT Incandescent, (1) 15W lamp | 0.015
EI15/2 |  | I15 |  | 15 | 2 | EXIT Incandescent, (2) 15W lamp | 0.03
EI20/1 |  | I20 |  | 20 | 1 | EXIT Incandescent, (1) 20W lamp | 0.02
EI20/2 |  | I20 |  | 20 | 2 | EXIT Incandescent, (2) 20W lamp | 0.04
EI25/1 |  | I25 |  | 25 | 1 | EXIT Incandescent, (1) 25W lamp | 0.025
EI25/2 |  | I25 |  | 25 | 2 | EXIT Incandescent, (2) 25W lamp | 0.05
EI34/1 |  | I34 |  | 34 | 1 | EXIT Incandescent, (1) 34W lamp | 0.034
EI34/2 |  | I34 |  | 34 | 2 | EXIT Incandescent, (2) 34W lamp | 0.068
EI40/1 |  | I40 |  | 40 | 1 | EXIT Incandescent, (1) 40W lamp | 0.04
EI40/2 |  | I40 |  | 40 | 2 | EXIT Incandescent, (2) 40W lamp | 0.08
EI5/1 |  | I5 |  | 5 | 1 | EXIT Incandescent, (1) 5W lamp | 0.005
EI5/2 |  | I5 |  | 5 | 2 | EXIT Incandescent, (2) 5W lamp | 0.01
EI50/2 |  | I50 |  | 50 | 2 | EXIT Incandescent, (2) 50W lamp | 0.1
EI7.5/1 |  | I7.5 |  | 7.5 | 1 | EXIT Tungsten, (1) 7.5 W lamp | 0.008
EI7.5/2 |  | I7.5 |  | 7.5 | 2 | EXIT Tungsten, (2) 7.5 W lamp | 0.015
ELED2/1 |  | LED2W |  | 2 | 1 | EXIT Light Emmitting Diode, (1) 2W lamp, Single Sided | 0.006
ELED2/2 |  | LED2W |  | 2 | 2 | EXIT Light Emmitting Diode, (2) 2W lamp, Dual Sided | 0.009

## 3.5 Lighting Project Scope
|  |  | On-Bill Financing Lighting Project Details | [23 empty] | 0
[19 empty] | For Administrator Use Only | [7 empty] | 16.5 |  | 5 | 13 | 1.5
For Administrator Use Only
|  | 0 |  |  |  |  | #VALUE! | [10 empty] | rebate | TIF Project #
|  | 0 | [15 empty] | incentive | Receipt Date: __________ | [14 empty] | Basic Lighting
LED
Equipment spec sheets required for proposed measures
GENERAL INFORMATION |  |  | Existing Lighting Equipment | [6 empty] | Proposed Lighting Equipment | [10 empty] | SAVINGS |  |  | Cost
Line Item | Location | Does this qualify for a rebate or an incentive? | Existing Fixure Count (NOT LAMP COUNT) | Pre Lamp Count | Existing Fixture Code | Exist kW / Fixt | Annual Operating Hours | Exising kW per Location | Exist. kWh | Proposed Fixture Count (NOT LAMP COUNT) | Post Lamp Count | Proposed Product Code (EEBR only) | Lighting Type | Proposed Equipment Model Number (from Spec Sheet) | Prop kW / Fixt | Annual Operating Hours | Proposed kW per Location | Prop. kWh | Prop. Occ. Sens. Count | Occ. Sens. Type | kW Saved | Efficiency kWh Saved | Controls kWh Saved | Cost per Material | Labor Cost | Total Cost | [7 empty] | Existing | Proposed
1 | [7 empty] | 0 | 0 | [7 empty] | 0 | 0 |  |  | 0 | 0 | 0 |  |  | 0 | 0 | 0 | 0 | #REF! | #REF! | 0.048 | 0.092 | TRUE | TRUE | 0.092 | 0.073
2 | [7 empty] | 0 | 0 | [7 empty] | 0 | 0 |  |  | 0 | 0 | 0 |  |  | 0 | 0 | 0 | 0 | #REF! | #REF! | 0.048 |  | TRUE | TRUE
3 | [7 empty] | 0 | 0 | [7 empty] | 0 | 0 |  |  | 0 | 0 | 0 |  |  | 0 | 0 | 0 | 0 | #REF! | #REF! | 0.024 |  | TRUE | TRUE
4 | [7 empty] | 0 | 0 | [7 empty] | 0 | 0 |  |  | 0 | 0 | 0 |  |  | 0 | 0 | 0 | 0 | #REF! | #REF! |  | 0.024 | TRUE | TRUE
5 | [7 empty] | 0 | 0 | [7 empty] | 0 | 0 |  |  | 0 | 0 | 0 |  |  | 0 | 0 | 0 | 0 | #REF! | #REF! |  |  | TRUE | TRUE
6 | [7 empty] | 0 | 0 | [7 empty] | 0 | 0 |  |  | 0 | 0 | 0 |  |  | 0 | 0 | 0 | 0 | #REF! | #REF! |  |  | TRUE | TRUE
7 | [7 empty] | 0 | 0 | [7 empty] | 0 | 0 |  |  | 0 | 0 | 0 |  |  | 0 | 0 | 0 | 0 | #REF! | #REF! |  |  | TRUE | TRUE
8 | [7 empty] | 0 | 0 | [7 empty] | 0 | 0 |  |  | 0 | 0 | 0 |  |  | 0 | 0 | 0 | 0 | #REF! | #REF! |  |  | TRUE | TRUE
9 | [7 empty] | 0 | 0 | [7 empty] | 0 | 0 |  |  | 0 | 0 | 0 |  |  | 0 | 0 | 0 | 0 | #REF! | #REF! |  |  | TRUE | TRUE
10 | [7 empty] | 0 | 0 | [7 empty] | 0 | 0 |  |  | 0 | 0 | 0 |  |  | 0 | 0 | 0 | 0 | #REF! | #REF! |  |  | TRUE | TRUE
11 | [7 empty] | 0 | 0 | [7 empty] | 0 | 0 |  |  | 0 | 0 | 0 |  |  | 0 | 0 | 0 | 0 | #REF! | #REF! |  |  | TRUE | TRUE
12 | [7 empty] | 0 | 0 | [7 empty] | 0 | 0 |  |  | 0 | 0 | 0 |  |  | 0 | 0 | 0 | 0 | #REF! | #REF! |  |  | TRUE | TRUE
13 | [7 empty] | 0 | 0 | [7 empty] | 0 | 0 |  |  | 0 | 0 | 0 |  |  | 0 | 0 | 0 | 0 | #REF! | #REF! |  |  | TRUE | TRUE
14 | [7 empty] | 0 | 0 | [7 empty] | 0 | 0 |  |  | 0 | 0 | 0 |  |  | 0 | 0 | 0 | 0 | #REF! | #REF! |  |  | TRUE | TRUE
15 | [7 empty] | 0 | 0 | [7 empty] | 0 | 0 |  |  | 0 | 0 | 0 |  |  | 0 | 0 | 0 | 0 | #REF! | #REF! |  |  | TRUE | TRUE
16 | [7 empty] | 0 | 0 | [7 empty] | 0 | 0 |  |  | 0 | 0 | 0 |  |  | 0 | 0 | 0 | 0 | #REF! | #REF! |  |  | TRUE | TRUE
17 | [7 empty] | 0 | 0 | [7 empty] | 0 | 0 |  |  | 0 | 0 | 0 |  |  | 0 | 0 | 0 | 0 | #REF! | #REF! |  |  | TRUE | TRUE
18 | [7 empty] | 0 | 0 | [7 empty] | 0 | 0 |  |  | 0 | 0 | 0 |  |  | 0 | 0 | 0 | 0 | #REF! | #REF! |  |  | TRUE | TRUE
19 | [7 empty] | 0 | 0 | [7 empty] | 0 | 0 |  |  | 0 | 0 | 0 |  |  | 0 | 0 | 0 | 0 | #REF! | #REF! |  |  | TRUE | TRUE
20 | [7 empty] | 0 | 0 | [7 empty] | 0 | 0 |  |  | 0 | 0 | 0 |  |  | 0 | 0 | 0 | 0 | #REF! | #REF! |  |  | TRUE | TRUE
21 | [7 empty] | 0 | 0 | [7 empty] | 0 | 0 |  |  | 0 | 0 | 0 |  |  | 0 | 0 | 0 | 0 | #REF! | #REF! |  |  | TRUE | TRUE
22 | [7 empty] | 0 | 0 | [7 empty] | 0 | 0 |  |  | 0 | 0 | 0 |  |  | 0 | 0 | 0 | 0 | #REF! | #REF! |  |  | TRUE | TRUE
23 | [7 empty] | 0 | 0 | [7 empty] | 0 | 0 |  |  | 0 | 0 | 0 |  |  | 0 | 0 | 0 | 0 | #REF! | #REF! |  |  | TRUE | TRUE
24 | [7 empty] | 0 | 0 | [7 empty] | 0 | 0 |  |  | 0 | 0 | 0 |  |  | 0 | 0 | 0 | 0 | #REF! | #REF! |  |  | TRUE | TRUE
25 | [7 empty] | 0 | 0 | [7 empty] | 0 | 0 |  |  | 0 | 0 | 0 |  |  | 0 | 0 | 0 | 0 | #REF! | #REF! |  |  | TRUE | TRUE
26 | [7 empty] | 0 | 0 | [7 empty] | 0 | 0 |  |  | 0 | 0 | 0 |  |  | 0 | 0 | 0 | 0 | #REF! | #REF! |  |  | TRUE | TRUE
27 | [7 empty] | 0 | 0 | [7 empty] | 0 | 0 |  |  | 0 | 0 | 0 |  |  | 0 | 0 | 0 | 0 | #REF! | #REF! |  |  | TRUE | TRUE
28 | [7 empty] | 0 | 0 | [7 empty] | 0 | 0 |  |  | 0 | 0 | 0 |  |  | 0 | 0 | 0 | 0 | #REF! | #REF! |  |  | TRUE | TRUE
29 | [7 empty] | 0 | 0 | [7 empty] | 0 | 0 |  |  | 0 | 0 | 0 |  |  | 0 | 0 | 0 | 0 | #REF! | #REF! |  |  | TRUE | TRUE
30 | [7 empty] | 0 | 0 | [7 empty] | 0 | 0 |  |  | 0 | 0 | 0 |  |  | 0 | 0 | 0 | 0 | #REF! | #REF! |  |  | TRUE | TRUE
31 | [7 empty] | 0 | 0 | [7 empty] | 0 | 0 |  |  | 0 | 0 | 0 |  |  | 0 | 0 | 0 | 0 | #REF! | #REF! |  |  | TRUE | TRUE
32 | [7 empty] | 0 | 0 | [7 empty] | 0 | 0 |  |  | 0 | 0 | 0 |  |  | 0 | 0 | 0 | 0 | #REF! | #REF! |  |  | TRUE | TRUE
33 | [7 empty] | 0 | 0 | [7 empty] | 0 | 0 |  |  | 0 | 0 | 0 |  |  | 0 | 0 | 0 | 0 | #REF! | #REF! |  |  | TRUE | TRUE
34 | [7 empty] | 0 | 0 | [7 empty] | 0 | 0 |  |  | 0 | 0 | 0 |  |  | 0 | 0 | 0 | 0 | #REF! | #REF! |  |  | TRUE | TRUE
35 | [7 empty] | 0 | 0 | [7 empty] | 0 | 0 |  |  | 0 | 0 | 0 |  |  | 0 | 0 | 0 | 0 | #REF! | #REF! |  |  | TRUE | TRUE
36 | [7 empty] | 0 | 0 | [7 empty] | 0 | 0 |  |  | 0 | 0 | 0 |  |  | 0 | 0 | 0 | 0 | #REF! | #REF! |  |  | TRUE | TRUE
37 | [7 empty] | 0 | 0 | [7 empty] | 0 | 0 |  |  | 0 | 0 | 0 |  |  | 0 | 0 | 0 | 0 | #REF! | #REF! |  |  | TRUE | TRUE
38 | [7 empty] | 0 | 0 | [7 empty] | 0 | 0 |  |  | 0 | 0 | 0 |  |  | 0 | 0 | 0 | 0 | #REF! | #REF! |  |  | TRUE | TRUE
39 | [7 empty] | 0 | 0 | [7 empty] | 0 | 0 |  |  | 0 | 0 | 0 |  |  | 0 | 0 | 0 | 0 | #REF! | #REF! |  |  | TRUE | TRUE
40 | [7 empty] | 0 | 0 | [7 empty] | 0 | 0 |  |  | 0 | 0 | 0 |  |  | 0 | 0 | 0 | 0 | #REF! | #REF! |  |  | TRUE | TRUE
|  |  | 0 |  |  |  |  | 0 | 0 | 0 | [6 empty] | 0 | 0 | 0 |  | 0 | 0 | 0 |  |  | 0 |  | 0 | 0 | #REF! | #REF!
1 |  | 1
DESCRIPTION OF TABLE INPUTS
Area Description/Location - Description of the physical location in which lighting equipment is found | [14 empty] | Prop. kW/Space -Total demand energy of the line item post-retrofit [Prop. kW/Fixt * Prop. Count]
Usage Group - A user-defined grouping of lighting fixtures that follow the same usage pattern. (i.e. hours of operation) | [14 empty] | Prop. Oper. Hours – Annual operating hours of the fixtures after installation of the retrofit lighting equipment
Area Description - An indication of the general use of the space where the lighting is located (e.g. warehouse, office, hallway, etc.) | [14 empty] | Prop. kWh – Total energy usage of the line item post-retrofit [Prop. kW/Space * Prop. Oper. Hours]
Exist. Fixt. Count - Number of existing fixtures described in line item pre-retrofit | [14 empty] | Prop. Control Type - Post-installation control device for the line item (None, Occ. Sens., EMS, Timer, or Photo)
Exist. Fixture Code - The Fixture Code for the existing equipment (Lighting Fixture List Wattages) | [14 empty] | Prop. Occ. Sens. Count- Number of proposed occupancy sensors described in line item post-retrofit
Exist. kW/Fixture – Allowable energy value for the existing equipment (Lighting Fixture List Wattages) | [14 empty] | Occ. Sens. Type – Indicate the occupancy sensor type (Wallbox, Wall/Ceiling, or High Bay)
Exist. kW/Space -Total demand energy of the line item pre-retrofit [Exist. kW/Fixt * Exist. Count] | [14 empty] | kW Saved - Demand savings for this line item [Exist. kW/Space – Prop. kW/Space]
Exist. Oper. Hours – Annual operating hours of the fixtures prior to installation of the retrofit lighting equipment | [14 empty] | Efficency kWh Saved – Annual energy saved by the lighting efficiency retrofit [kW Saved * Exist. Oper. Hours]
Exist. kWh – Total energy usage of the line item pre-retrofit [Exist. kW/Space * Exist. Oper. Hours]
Prop. Fixt. Count - Number of proposed fixtures described in line item post-retrofit | [14 empty] | Controls kWh Saved – Annual energy saved by the lighting controls retrofit [(Exist. Oper. Hours – Prop. Oper. Hours) * Prop. kW/Space]
Prop. Fixture Code - The Fixture Code for the proposed equipment (Lighting Fixture List Wattages)
Prop. kW/Fixture – Allowable energy value for the proposed equipment (Lighting Fixture List Wattages)

## 4. Enter non-lighting info
On-Bill Financing Non-Lighting Project Details
Customer Name: |  |  | 0
0
Please verify the proposed equipment qualifies for rebate/incentive prior to submitting.
|  |  | Existing Equipment |  |  |  | Proposed Equipment |  |  | Cost
| Equipment Type (Description) | Rebate Code (from EEBR Catalog if applicable) | Count | Existing Manufacturer & Model Number | Description or capacity | Existing Energy Use | Count | Proposed Manufacturer & Model Number | Proposed Energy Use | Cost per Measure | Labor Cost | Total Cost |  | OS Incentive | Other Controls Costs | OS Controls Costs | Is CFL? | CFL Incentive | Total CFL Incentive | Net Incentive | Itemized Count | Calculated Lighting Costs
[12 empty] | 0 |  | #REF! | #REF! | #REF! | FALSE | 0 | 0 | #REF! | #REF! | #REF!
[12 empty] | 0 |  | #REF! | #REF! | #REF! | FALSE | 0 | 0 | #REF! | #REF! | #REF!
[12 empty] | 0 |  | #REF! | #REF! | #REF! | FALSE | 0 | 0 | #REF! | #REF! | #REF!
[12 empty] | 0 |  | #REF! | #REF! | #REF! | FALSE | 0 | 0 | #REF! | #REF! | #REF!
[12 empty] | 0 |  | #REF! | #REF! | #REF! | FALSE | 0 | 0 | #REF! | #REF! | #REF!
[12 empty] | 0 |  | #REF! | #REF! | #REF! | FALSE | 0 | 0 | #REF! | #REF! | #REF!
[12 empty] | 0 |  | #REF! | #REF! | #REF! | FALSE | 0 | 0 | #REF! | #REF! | #REF!
[12 empty] | 0 |  | #REF! | #REF! | #REF! | FALSE | 0 | 0 | #REF! | #REF! | #REF!
[10 empty] | 0 |  | 0
Please include calculations and/or information used to estimate the existing and proposed energy use.
1
HVAC
Food Service
Refrigeration
Gas
Other

## SDGE Use Only - Engineer Review
| Primary Account | Account #1 |  | Account Rate | [5 empty] | Account #2 |  |  | Account Rate |  |  | Account #3 |  | Account Rate |  |  | Account #4 |  | Account Rate |  |  | Account #5 |  | Account Rate
Billing data | DATE | [7 empty] | Billing data | DATE |  |  |  |  | Billing data | DATE |  |  |  | Billing data | DATE |  |  |  | Billing data | DATE
|  |  |  | led | 10
|  |  |  | 5 | 10
20
|  |  | 0 |  |  |  | 0 |  |  |  |  | 0 |  | 0 |  |  | 0 |  | 0 |  |  | 0 |  | 0 |  |  | 0 |  | 0
|  |  |  | Baseline Use | Proposed Use | Savings | average blended | [6 empty] | average blended |  |  |  |  | average blended |  |  |  |  | average blended |  |  |  |  | average blended
|  |  |  | 0 | 0 | 0
|  |  |  | #DIV/0! |  | #DIV/0!
| Engineer Approval | [9 empty] | engineer approve date
| Lighting kWh |  | Non-lighting savings |  |  | Demand Reduction |  | average rate |  | engineer approved | engineer signature
| Lighting Incentive rate | 0 | Incentive rate (Equipment) | 0 |  | Incentive rate | 0
|  |  | Incentive rate (Equipment) | 0
|  |  | Incentive rate (Equipment) | 0
| Engineering Calculations | [5 empty] | Cost |  | Total Cost | Percentage
[8 empty] | Basic Lighting | 0 | #DIV/0!
[8 empty] | Targeted Lighting | 0 | #DIV/0!
[8 empty] | Non Lighting | 0 | #DIV/0!
[9 empty] | 0 | #DIV/0!